## ALISON-LUT input
Technologies / Investment cost / RES profiles / Boundaries | [12 empty] | Energy flows / variable cost / conversion efficiencies | [6 empty] | E-fuel import
Group | Given name | Unit | CAPEX 1 | OPEXfix | lifetime | Profile | Correction factor | Preset capacity |  |  | Boundaries |  |  | Energy flow | Unit | OPEXvar | Efficiency | Boundaries |  | Fuel | Unit | Balance | Price
|  |  | million €/Unit | % of CAPEX | years |  |  | yes/no |  | Capacity 2 | lower 3 | upper 4 |  |  |  | €/Unit |  | lower 3 | upper 4 |  |  | Unit | €/Unit
Variable renewable electricity sources | Rooftop PV | MW | 0.49 | 2 | 35 | SEY_PVO.txt | -0.73 | yes | ▼ | 67 | 0 |  | Variable renewable electricity sources | Rooftop PV production | MWh | 0 |  |  |  | e-Diesel | MWh | 0 | 123.5
| Floating PV | MW | 0.695 | 2 | 30 | SEY_PVO.txt | 0 | no | ▼ | 0 | 0 |  |  | Floating PV production | MWh | 0 |  |  |  | e-Petrol | MWh | 0 | 123.5
| Onshore wind | MW | 1 | 2 | 30 | SEY_WindON.txt | 0 | no | ▼ | 0 | 0 | 56.3 |  | Onshore wind production | MWh | 0 |  |  |  | e-Kerosene | MWh | 0 | 123.5
| Offshore wind | MW | 2.8 | 2.9 | 25 | SEY_WindOFF.txt | 0 | no | ▼ | 0 | 0 |  |  | Offshore wind production | MWh | 0 |  |  |  | e-Hydrogen | MWh | 0 | 0
| Wave power | MW | 2.8 | 2.75 | 25 | SEY_Wave.txt | 0 | no | ▼ | 0 | 0 |  |  | Wave power production | MWh | 0 |  |  |  | e-Methane | MWh | 0 | 0
| Not used | MW | 0 | 0 | 1 | const.txt | 0 | yes | ▼ | 0 | 0 |  |  | Not used production | MWh | 0 |  |  |  | e-Methanol | MWh | 0 | 99.9
| Not used | MW | 0 | 0 | 1 | const.txt | 0 | yes | ▼ | 0 | 0 |  |  | Not used production | MWh | 0 |  |  |  | e-Ammonia | MWh | 0 | 0
Storage 1 | Battery | MWh | 0.1425 | 1.85 | 20 |  | Is battery? 5 | yes | ▼ |  | 0 |  | Storage 1 | Battery charge interface | MWh | 0 | 0.964
| Battery charge interface | MW | 0.072 | 1.9 | 20 |  | E/P ratio | no | ▼ | 0 | 0 |  |  | Battery discharge interface | MWh | 0 | 0.964
| Battery discharge interface | MW | 0 | 0 | 1 | [5 empty] | 0 |  |  | Battery SOC | MWh
Storage 2 | not used | MWh | 0 | 0 | 1 |  | Is battery? 5 | yes | ▼ |  | 0 |  | Storage 2 | not used | MWh | 0 | 0
| not used | MW | 0 | 0 | 1 |  | E/P ratio | no | ▼ | 0 | 0 |  |  | not used | MWh | 0 | 0
| not used | MW | 0 | 0 | 1 | [5 empty] | 0 |  |  | not used SOC | MWh
Hydrogen system | Electrolyser | MW_el_in | 0.446 | 3.5 | 30 | [7 empty] | Hydrogen system | Electrolyser input | MWh | 0 | 0.7
| Hydrogen storage | MWh_H2 | 0.00028 | 4 | 30 | [5 empty] | 0 |  |  | H2 storage charge | MWh | 0
Gas re-electrification | Balancing gas turbine | MW_el_out | 0.537 | 1.2 | 30 | [5 empty] | 0 |  |  | H2 storage discharge | MWh | 0
Smart charging and vehicle-to-grid | Smart charging electricity demand | MWh |  |  |  | transport_driving_demand.txt |  |  |  | 90000 |  |  |  | Hydrogen storage SOC | MWh
| Max. share of cars during peak demand | % | [7 empty] | 20 |  |  |  | H2 to Balancing gas turbine | MWh | 0
| Capacity of grid to battery connection | MW | [7 empty] | 67 |  |  | Gas re-electrification | Balancing gas turbine output | MWh | 0 | 0.47
| Share of parked cars grid connected | % | [7 empty] | 70 |  |  | Fixed power plants | Fixed generation PP CHP | MWh
| Efficiency (grid to battery) | % | [7 empty] | 95 |  |  | Surplus / import | Excess electricity | MWh | 0 |  | 0
| Battery storage capacity | MWh | [7 empty] | 292 |  |  |  | Import | MWh | 0 |  | 0 | 0
| Capacity of battery to grid connection | MW | [7 empty] | 2 |  |  | V2G | Vehicle-to-grid discharge | MWh | 0
| Efficiency (battery to grid) | % | [7 empty] | 95
Vehicle-to-grid | V2G battery capacity | MWh | [7 empty] | 16
| V2G demand share | % | [7 empty] | 5
EnergyPLAN system .txt file |  |  |  | Interest rate
SEY_2030-PtL_SV2G_fast.txt |  |  |  | 7 | %
Currency
€
EnergyPLAN unit
MW | ▼
1 These numbers have to be aligned with the unit chosen in EnergyPLAN. CAUTION: If e.g. the unit 'MW' is chosen, the storage capacity is MWh here, not GWh as in EnergyPLAN.
2 Consider target unit (see CAPEX)! Preset capacity overwrites boundaries.
3 Lower boundary for free optimisation. Default has to be 0. Only values >= 0 allowed.
4 Upper boundary for free optimisation. Only values ≥ 0 allowed. If no upper boundary shall be set (= infinity), leave the cell blank.
5 If storage is a battery, the charge and discharge interface capacities are equal (same power electronics). Cost can be either fully assigned to one of the interfaces or shared equally.
Abbreviations:
CAPEX = capital expenditures (investment cost)
OPEXfix = fixed operational expenditures (operation & maintenance)
OPEXvar = variable operational expenditures (operation & maintenance based on usage)

## Results
| CAPACITIES |  |  |  | ANNUAL TOTALS FOR FLOWS |  |  |  | COST RESULTS | [6 empty] | Primary energy |  |  |  |  | Levelised cost of electricity (LCOE)
| Technology | Unit | Value |  | Flow | Unit | Values |  | Technology | Total annual investment | Total annual O&M | Total annual variable | Total annual cost | Unit |  | Source | Unit | Value | Share |  | Technology/LCOE | Unit | Investment | OPEXfix | OPEXvar | Total
ALISON-LUT results | Rooftop PV | MW | 67 | ALISON-LUT results | Rooftop PV production | GWh | 142.2257 | ALISON-LUT results | Rooftop PV | 2.5356 | 0.6566 | 0 | 3.1922 | million € | ALISON-LUT | Rooftop PV | GWh | 142.2257 | 1.794% | LCOE generation | Rooftop PV | €/MWh | 17.8279 | 4.6166 | 0 | 22.4445
| Floating PV | MW | 2050.52 |  | Floating PV production | GWh | 5315.8826 |  | Floating PV | 114.8446 | 28.5022 | 0 | 143.3468 | million € |  | Floating PV | GWh | 5315.8826 | 67.05% |  | Floating PV | €/MWh | 21.6041 | 5.3617 | 0 | 26.9658
| Onshore wind | MW | 56.3 |  | Onshore wind production | GWh | 149.9296 |  | Onshore wind | 4.537 | 1.126 | 0 | 5.663 | million € |  | Onshore wind | GWh | 149.9296 | 1.891% |  | Onshore wind | €/MWh | 30.261 | 7.5102 | 0 | 37.7712
| Offshore wind | MW | 0 |  | Offshore wind production | GWh | 0 |  | Offshore wind | 0 | 0 | 0 | 0 | million € |  | Offshore wind | GWh | 0 | 0% |  | Offshore wind | €/MWh | 0 | 0 | 0 | 0
| Wave power | MW | 0 |  | Wave power production | GWh | 0 |  | Wave power | 0 | 0 | 0 | 0 | million € |  | Wave power | GWh | 0 | 0% |  | Wave power | €/MWh | 0 | 0 | 0 | 0
| Not used | MW | 0 |  | Not used production | GWh | 0 |  | Not used | 0 | 0 | 0 | 0 | million € |  | Not used | GWh | 0 | 0% |  | Not used | €/MWh | 0 | 0 | 0 | 0
| Not used | MW | 0 |  | Not used production | GWh | 0 |  | Not used | 0 | 0 | 0 | 0 | million € |  | Not used | GWh | 0 | 0% |  | Not used | €/MWh | 0 | 0 | 0 | 0
| Battery | MWh | 947.67 |  | Battery charge interface | GWh | 312.433 |  | Battery | 12.7471 | 2.4983 | 0 | 15.2454 | million € | EnergyPLAN | Coal | GWh | 0 | 0% |  | Hydro PP | €/MWh | 0 | 0 | 0 | 0
| Battery charge interface | MW | 157.14 |  | Battery discharge interface | GWh | 290.3391 |  | Battery charge interface | 1.068 | 0.21497 | 0 | 1.2829 | million € |  | Oil | GWh | 2320 | 29.26% |  | CSHP | €/MWh | 0 | 0 | 0 | 0
| Battery discharge interface | MW | 157.14 |  | Battery SOC | GWh | 0 |  | Battery discharge interface | 0 | 0 | 0 | 0 | million € |  | Gas | GWh | 0 | 0% |  | CHP | €/MWh | 0
| not used | MWh | 0 |  | not used | GWh | 0 |  | not used | 0 | 0 | 0 | 0 | million € |  | Biomass + Waste | GWh | 0 | 0% |  | Large power plants | €/MWh | 6.6667 | 0 | 0 | 6.6667
| not used | MW | 0 |  | not used | GWh | 0 |  | not used | 0 | 0 | 0 | 0 | million € |  | Renewable | GWh | 0 | 0% |  | PP2 | €/MWh | 0
| not used | MW | 0 |  | not used SOC | GWh | 0 |  | not used | 0 | 0 | 0 | 0 | million € |  | H2 etc. | GWh | 0 | 0% |  | Nuclear | €/MWh | 0 | 0 | 0 | 0
| Electrolyser | MW_el_in | 1377.96 |  | Electrolyser input | GWh | 4601.8495 |  | Electrolyser | 49.526 | 21.51 | 0 | 71.036 | million € |  | Biofuel | GWh | 0 | 0% |  | Geothermal PP | €/MWh | 0 | 0 | 0 | 0
| Hydrogen storage | MWh_H2 | 132415.16 |  | H2 storage charge | GWh | 1765.8902 |  | Hydrogen storage | 2.9878 | 1.483 | 0 | 4.4709 | million € |  | Nuclear/CCS | GWh | 0 | 0% | LCOS | Battery | €/MWh | 14.7576 | 2.8984 | 0 | 17.656
| Balancing gas turbine | MW_el_out | 12.69 |  | H2 storage discharge | GWh | 1765.9056 |  | Balancing gas turbine | 0.54916 | 0.081774 | 0 | 0.63093 | million € |  | Other 1 | GWh | 0 | 0% |  | not used | €/MWh | 0 | 0 | 0 | 0
[5 empty] | Hydrogen storage SOC | GWh | 0 |  | V2G discharge |  |  | 0 | 0 | million € |  | Other 2 | GWh | 0 | 0% |  | Hydrogen/Methane storage | €/MWh | 0.54268 | 0.26937 | 0 | 0.81205
[5 empty] | H2 to Balancing gas turbine | GWh | 11.2923 |  | Excess electricity |  |  | 0 | 0 | million €
[5 empty] | Balancing gas turbine output | GWh | 5.3074 |  | Import |  |  | 0 | 0 | million €
[5 empty] | V2G charge | GWh | 5.0648 |  | e-Diesel import |  |  | 0 | 0 | million €
[5 empty] | V2G discharge | GWh | 0.2973 |  | e-Petrol import |  |  | 0 | 0 | million €
[5 empty] | V2G SOC | GWh | 0 |  | e-Kerosene import |  |  | 0 | 0 | million €
[5 empty] | Smart BEV charge | GWh | 89.9989 |  | e-Hydrogen import |  |  | 0 | 0 | million €
[5 empty] | Smart BEV SOC | GWh | 0 |  | e-Methane import |  |  | 0 | 0 | million €
[5 empty] | Fixed generation PP CHP | GWh | 150.0307 |  | e-Methanol import |  |  | 0 | 0 | million €
[5 empty] | Excess electricity | GWh | 124.6417 |  | e-Ammonia import |  |  | 0 | 0 | million €
[5 empty] | Import | GWh | 0 |  | ALISON-LUT total | 188.7953 | 56.0729 | 0 | 244.8681 | million €
|  |  |  | EnergyPLAN results | Electricity demand | GWh | 740 | Detailed EnergyPLAN results breakdown | Solar thermal | 0 | 0 | 0 | 0 | million €
[5 empty] | Flexible electricity | GWh | 30 |  | Small CHP units | 0 | 0 | 0 | 0 | million €
[5 empty] | Heat pump electricity | GWh | 0 |  | Heat Pump gr. 2 | 0 | 0 | 0 | 0 | million €
[5 empty] | Hydro PP | GWh | 0 |  | Heat Storage CHP | 0 | 0 | 0 | 0 | million €
[5 empty] | CSHP | GWh | 0 |  | Large CHP units | 0 | 0 | 0 | 0 | million €
[5 empty] | CHP | GWh | 0 |  | Heat Pump gr. 3 | 0 | 0 | 0 | 0 | million €
[5 empty] | PP1 | GWh | 0 |  | Heat Storage Solar | 0 | 0 | 0 | 0 | million €
[5 empty] | PP2 | GWh | 150 |  | Boilers gr. 2 and 3 | 0 | 0 | 0 | 0 | million €
[5 empty] | Nuclear | GWh | 0 |  | Large Power Plants | 1 | 0 | 0 | 1 | million €
[5 empty] | Geothermal PP | GWh | 0 |  | Wind | 0 | 0 | 0 | 0 | million €
[5 empty] | Hydrogen demand | GWh | 3210 |  | Wind offshore | 0 | 0 | 0 | 0 | million €
[5 empty] | CO2 hydrogenation electricity | GWh | 150 |  | Photo Voltaic | 0 | 0 | 0 | 0 | million €
[5 empty] | NH3 hydrogenation electricity | GWh | 0 |  | Wave power | 0 | 0 | 0 | 0 | million €
[9 empty] | River of hydro | 0 | 0 | 0 | 0 | million €
[9 empty] | Hydro Power | 0 | 0 | 0 | 0 | million €
[9 empty] | Hydro Storage | 0 | 0 | 0 | 0 | million €
[9 empty] | Hydro Pump | 0 | 0 | 0 | 0 | million €
[9 empty] | Nuclear | 0 | 0 | 0 | 0 | million €
[9 empty] | Geothermal Electr. | 0 | 0 | 0 | 0 | million €
[9 empty] | Electrolyser | 0 | 0 | 0 | 0 | million €
[9 empty] | Hydrogen Storage | 0 | 0 | 0 | 0 | million €
[9 empty] | Charge el1 storage | 0 | 0 | 0 | 0 | million €
[9 empty] | Discharge el1 storage | 0 | 0 | 0 | 0 | million €
[9 empty] | El1 storage cap | 0 | 0 | 0 | 0 | million €
[9 empty] | Indv. boilers | 0 | 0 | 0 | 0 | million €
[9 empty] | Indv. CHP | 0 | 0 | 0 | 0 | million €
[9 empty] | Indv. Heat Pump | 0 | 0 | 0 | 0 | million €
[9 empty] | Indv. Electric heat | 0 | 0 | 0 | 0 | million €
[9 empty] | Indv. Solar thermal | 0 | 0 | 0 | 0 | million €
[9 empty] | BioGas Upgrade | 0 | 0 | 0 | 0 | million €
[9 empty] | Gasification Upgrade | 0 | 0 | 0 | 0 | million €
[9 empty] | DHP Boiler group 1 | 0 | 0 | 0 | 0 | million €
[9 empty] | Waste CHP | 0 | 0 | 0 | 0 | million €
[9 empty] | Absorp. HP (Waste) | 0 | 0 | 0 | 0 | million €
[9 empty] | Biogas Plant | 0 | 0 | 0 | 0 | million €
[9 empty] | Gasification Plant | 0 | 0 | 0 | 0 | million €
[9 empty] | BioDiesel Plant | 0 | 0 | 0 | 0 | million €
[9 empty] | BioPetrol Plant | 0 | 0 | 0 | 0 | million €
[9 empty] | BioJPPlant | 0 | 0 | 0 | 0 | million €
[9 empty] | Tidal Power | 0 | 0 | 0 | 0 | million €
[9 empty] | CSP Solar Power | 0 | 0 | 0 | 0 | million €
[9 empty] | Carbon Recycling | 20 | 9 | 0 | 29 | million €
[9 empty] | Methanation | 0 | 0 | 0 | 0 | million €
[9 empty] | Liquidation + JP | 25 | 9 | 0 | 34 | million €
[9 empty] | Desalination Plant | 0 | 0 | 0 | 0 | million €
[9 empty] | Water storage | 0 | 0 | 0 | 0 | million €
[9 empty] | Gas Storage | 0 | 0 | 0 | 0 | million €
[9 empty] | Oil Storage | 1 | 0 | 0 | 1 | million €
[9 empty] | Methanol Storage | 1 | 0 | 0 | 1 | million €
[9 empty] | Interconnection | 0 | 0 | 0 | 0 | million €
[9 empty] | Geothermal Heat | 0 | 0 | 0 | 0 | million €
[9 empty] | Indust. Excess Heat | 0 | 0 | 0 | 0 | million €
[9 empty] | Indust. CHP Electr. | 0 | 0 | 0 | 0 | million €
[9 empty] | Indust. CHP Heat | 0 | 0 | 0 | 0 | million €
[9 empty] | Electr Boiler Gr 2+3 | 0 | 0 | 0 | 0 | million €
[9 empty] | Bicycles | 0 | 0 | 0 | 0 | million €
[9 empty] | Motorbikes | 0 | 0 | 0 | 0 | million €
[9 empty] | Electric Cars | 0 | 0 | 0 | 0 | million €
[9 empty] | Conventional Cars | 0 | 0 | 0 | 0 | million €
[9 empty] | DME Buses | 0 | 0 | 0 | 0 | million €
[9 empty] | Diesel Buses | 0 | 0 | 0 | 0 | million €
[9 empty] | DME Trucks | 0 | 0 | 0 | 0 | million €
[9 empty] | Diesel Trucks | 0 | 0 | 0 | 0 | million €
[9 empty] | Charge el2 storage | 0 | 0 | 0 | 0 | million €
[9 empty] | Discharge el2 storage | 0 | 0 | 0 | 0 | million €
[9 empty] | El2 storage cap | 0 | 0 | 0 | 0 | million €
[9 empty] | System | 47 | 19 | 1 | 67 | million €
[9 empty] | Fuel cost |  |  | 171 | 171 | million €
[9 empty] | CO2 emission cost |  |  | 69 | 69 | million €
[9 empty] | EnergyPLAN total | 47 | 19 | 241 | 307 | million €
[9 empty] | TOTAL EPLAN-ALISON-LUT | 235.7953 | 75.0729 | 241 | 551.8681 | million €

## Profiles
Hour | RES1 production | RES2 production | RES3 production | RES4 production | RES5 production | RES6 production | RES7 production | Storage 1 charge | Storage 1 discharge | Storage 1 SOC | Storage 2 charge | Storage 2 discharge | Storage 2 SOC | Electrolyser in | H2 storage charge | H2 storage discharge | H2 storage SOC | H2 to electrification | Gas electrification | V2G charge | V2G discharge | V2G SOC | Smart charging vehicles charge | Smart charging vehicles SOC | Fixed electricity generation | Excess electricity | Import | Electricity demand | Flexible electricity | Heat pump electricity | Hydro PP | CSHP | CHP | PP1 | PP2 | Nuclear | Geothermal PP | Hydrogen demand | CO2 hydrogenation electricity | Ammonia hydrogenation electricity
- | MWh | MWh | MWh | MWh | MWh | MWh | MWh | MWh | MWh | MWh | MWh | MWh | MWh | MWh | MWh | MWh | MWh | MWh | MWh | MWh | MWh | MWh | MWh | MWh | MWh | MWh | MWh | MWh | MWh | MWh | MWh | MWh | MWh | MWh | MWh | MWh | MWh | MWh | MWh | MWh
1 | 0 | 0 | 3.93 | 0 | 0 | 0 | 0 | 0 | 67.3065 | 414.12 | 0 | 0 | 0 | 0 | 0 | 365.44 | 57319.76 | 0 | 0 | 0 | 1.0165 | 5.28 | 0 | 158.25 | 17.08 | 0 | 0 | 71.2878 | 0.95311 | 0 | 0 | 0 | 0 | 0 | 17.0765 | 0 | 0 | 365.4372 | 17.0765 | 0
2 | 0 | 0 | 3.86 | 0 | 0 | 0 | 0 | 0 | 64.4145 | 347.3 | 0 | 0 | 0 | 0 | 0 | 365.44 | 56954.32 | 0 | 0 | 0 | 0 | 4.55 | 0 | 144.25 | 17.08 | 0 | 0 | 68.2757 | 0 | 0 | 0 | 0 | 0 | 0 | 17.0765 | 0 | 0 | 365.4372 | 17.0765 | 0
3 | 0 | 0 | 3.85 | 0 | 0 | 0 | 0 | 0 | 63.4216 | 281.51 | 0 | 0 | 0 | 0 | 0 | 365.44 | 56588.89 | 0 | 0 | 0 | 0 | 3.66 | 0 | 127.47 | 17.08 | 0 | 0 | 67.2716 | 0 | 0 | 0 | 0 | 0 | 0 | 17.0765 | 0 | 0 | 365.4372 | 17.0765 | 0
4 | 0 | 0 | 3.71 | 0 | 0 | 0 | 0 | 0 | 64.5591 | 214.53 | 0 | 0 | 0 | 0 | 0 | 365.44 | 56223.45 | 0 | 0 | 0 | 0 | 2.73 | 0 | 109.76 | 17.08 | 0 | 0 | 68.2757 | 0 | 0 | 0 | 0 | 0 | 0 | 17.0765 | 0 | 0 | 365.4372 | 17.0765 | 0
5 | 0 | 0 | 3.71 | 0 | 0 | 0 | 0 | 0 | 54.8902 | 157.6 | 0 | 0 | 0 | 0 | 0 | 392.44 | 55831.01 | 27.01 | 12.6947 | 0 | 0 | 1.83 | 0 | 92.54 | 17.08 | 0 | 0 | 71.2878 | 0 | 0 | 0 | 0 | 0 | 0 | 17.0765 | 0 | 0 | 365.4372 | 17.0765 | 0
6 | 0 | 0 | 4 | 0 | 0 | 0 | 0 | 0 | 73.264 | 81.6 | 0 | 0 | 0 | 0 | 0 | 365.44 | 55465.57 | 0 | 0 | 0 | 0 | 0.9 | 0 | 74.89 | 17.08 | 0 | 0 | 76.3081 | 0.95311 | 0 | 0 | 0 | 0 | 0 | 17.0765 | 0 | 0 | 365.4372 | 17.0765 | 0
7 | 0 | 0 | 4.57 | 0 | 0 | 0 | 0 | 0 | 78.6624 | 0 | 0 | 0 | 0 | 0 | 0 | 365.44 | 55100.13 | 0 | 0 | 0 | 0 | 0 | 0 | 57.84 | 17.08 | 0 | 0 | 81.3284 | 1.9062 | 0 | 0 | 0 | 0 | 0 | 17.0765 | 0 | 0 | 365.4372 | 17.0765 | 0
8 | 12.39 | 577.83 | 5.24 | 0 | 0 | 0 | 0 | 157.14 | 0 | 151.48 | 0 | 0 | 0 | 304.78 | 0 | 152.09 | 54948.04 | 0 | 0 | 1.26 | 0 | 0.37 | 42.12 | 82.23 | 17.08 | 0 | 0 | 86.3487 | 3.8124 | 0 | 0 | 0 | 0 | 0 | 17.0765 | 0 | 0 | 365.4372 | 17.0765 | 0
9 | 21.6 | 925.78 | 5.88 | 0 | 0 | 0 | 0 | 3.21 | 0 | 154.57 | 0 | 0 | 0 | 812.78 | 203.51 | 0 | 55151.56 | 0 | 0 | 1.22 | 0 | 0.99 | 40.97 | 110.75 | 17.08 | 0 | 0 | 89.3608 | 5.7186 | 0 | 0 | 0 | 0 | 0 | 17.0765 | 0 | 0 | 365.4372 | 17.0765 | 0
10 | 26.94 | 1102.56 | 6.71 | 0 | 0 | 0 | 0 | 0 | 0 | 154.57 | 0 | 0 | 0 | 999.65 | 334.32 | 0 | 55485.87 | 0 | 0 | 1.2 | 0 | 1.7 | 40.17 | 140.84 | 17.08 | 0 | 0 | 91.3689 | 3.8124 | 0 | 0 | 0 | 0 | 0 | 17.0765 | 0 | 0 | 365.4372 | 17.0765 | 0
11 | 29.62 | 1185.59 | 7.78 | 0 | 0 | 0 | 0 | 157.14 | 0 | 306.05 | 0 | 0 | 0 | 969.49 | 313.21 | 0 | 55799.08 | 0 | 0 | 1.18 | 0 | 2.47 | 0 | 134.16 | 17.08 | 0 | 0 | 91.3689 | 3.8124 | 0 | 0 | 0 | 0 | 0 | 17.0765 | 0 | 0 | 365.4372 | 17.0765 | 0
12 | 32.45 | 1269.41 | 8.67 | 0 | 0 | 0 | 0 | 157.14 | 0 | 457.53 | 0 | 0 | 0 | 1017.34 | 346.7 | 0 | 56145.78 | 0 | 0 | 1.19 | 0 | 3.42 | 39.7 | 168.44 | 17.08 | 0 | 0 | 91.3689 | 3.8124 | 0 | 0 | 0 | 0 | 0 | 17.0765 | 0 | 0 | 365.4372 | 17.0765 | 0
13 | 33.45 | 1297.97 | 9.34 | 0 | 0 | 0 | 0 | 0 | 0 | 457.53 | 0 | 0 | 0 | 1245.42 | 506.36 | 0 | 56652.13 | 0 | 0 | 1.2 | 0 | 4.47 | 0 | 166.62 | 17.08 | 0 | 0 | 89.3608 | 4.7655 | 0 | 0 | 0 | 0 | 0 | 17.0765 | 0 | 0 | 365.4372 | 17.0765 | 0
14 | 32.7 | 1276.42 | 9.86 | 0 | 0 | 0 | 0 | 157.14 | 0 | 609.01 | 0 | 0 | 0 | 1028.05 | 354.2 | 0 | 57006.33 | 0 | 0 | 1.18 | 0 | 5.52 | 39.49 | 202.97 | 17.08 | 0 | 0 | 88.3568 | 4.7655 | 0 | 0 | 0 | 0 | 0 | 17.0765 | 0 | 0 | 365.4372 | 17.0765 | 0
15 | 29.7 | 1188.14 | 10.39 | 0 | 0 | 0 | 0 | 0 | 0 | 609.01 | 0 | 0 | 0 | 1133.98 | 428.35 | 0 | 57434.68 | 0 | 0 | 1.13 | 0 | 6.53 | 0 | 201.68 | 17.08 | 0 | 0 | 88.3568 | 4.7655 | 0 | 0 | 0 | 0 | 0 | 17.0765 | 0 | 0 | 365.4372 | 17.0765 | 0
16 | 25.58 | 1059.17 | 10.22 | 0 | 0 | 0 | 0 | 0 | 0 | 609.01 | 0 | 0 | 0 | 962.21 | 308.11 | 0 | 57742.79 | 0 | 0 | 1.12 | 0 | 7.55 | 37.52 | 236.44 | 17.08 | 0 | 0 | 89.3608 | 4.7655 | 0 | 0 | 0 | 0 | 0 | 17.0765 | 0 | 0 | 365.4372 | 17.0765 | 0
17 | 20.73 | 895.48 | 9.78 | 0 | 0 | 0 | 0 | 157.14 | 0 | 760.49 | 0 | 0 | 0 | 671.65 | 104.72 | 0 | 57847.5 | 0 | 0 | 1.13 | 0 | 8.59 | 0 | 235.79 | 17.08 | 0 | 0 | 90.3649 | 5.7186 | 0 | 0 | 0 | 0 | 0 | 17.0765 | 0 | 0 | 365.4372 | 17.0765 | 0
18 | 17.01 | 759.68 | 9.68 | 0 | 0 | 0 | 0 | 157.14 | 0 | 911.97 | 0 | 0 | 0 | 491.51 | 0 | 21.38 | 57826.12 | 0 | 0 | 1.12 | 0 | 9.49 | 37.55 | 268.38 | 17.08 | 0 | 0 | 92.373 | 6.6717 | 0 | 0 | 0 | 0 | 0 | 17.0765 | 0 | 0 | 365.4372 | 17.0765 | 0
19 | 8.61 | 416.68 | 9.73 | 0 | 0 | 0 | 0 | 0 | 0 | 911.97 | 0 | 0 | 0 | 329.82 | 0 | 134.56 | 57691.56 | 0 | 0 | 1.13 | 0 | 10.18 | 0 | 260.99 | 17.08 | 0 | 0 | 97.3933 | 6.6717 | 0 | 0 | 0 | 0 | 0 | 17.0765 | 0 | 0 | 365.4372 | 17.0765 | 0
20 | 0 | 0 | 9.95 | 0 | 0 | 0 | 0 | 0 | 99.186 | 809.08 | 0 | 0 | 0 | 0 | 0 | 365.44 | 57326.12 | 0 | 0 | 0 | 0 | 9.7 | 0 | 251.96 | 17.08 | 0 | 0 | 103.4176 | 5.7186 | 0 | 0 | 0 | 0 | 0 | 17.0765 | 0 | 0 | 365.4372 | 17.0765 | 0
21 | 0 | 0 | 10.37 | 0 | 0 | 0 | 0 | 0 | 97.8074 | 707.62 | 0 | 0 | 0 | 0 | 0 | 365.44 | 56960.68 | 0 | 0 | 0 | 0 | 9.11 | 0 | 240.77 | 17.08 | 0 | 0 | 103.4176 | 4.7655 | 0 | 0 | 0 | 0 | 0 | 17.0765 | 0 | 0 | 365.4372 | 17.0765 | 0
22 | 0 | 0 | 11.01 | 0 | 0 | 0 | 0 | 0 | 89.1893 | 615.1 | 0 | 0 | 0 | 0 | 0 | 365.44 | 56595.25 | 0 | 0 | 0 | 0 | 8.44 | 0 | 228.06 | 17.08 | 0 | 0 | 96.3892 | 3.8124 | 0 | 0 | 0 | 0 | 0 | 17.0765 | 0 | 0 | 365.4372 | 17.0765 | 0
23 | 0 | 0 | 11.33 | 0 | 0 | 0 | 0 | 0 | 76.879 | 535.35 | 0 | 0 | 0 | 0 | 0 | 365.44 | 56229.81 | 0 | 0 | 0 | 0 | 7.72 | 0 | 214.32 | 17.08 | 0 | 0 | 85.3446 | 2.8593 | 0 | 0 | 0 | 0 | 0 | 17.0765 | 0 | 0 | 365.4372 | 17.0765 | 0
24 | 0 | 0 | 11.24 | 0 | 0 | 0 | 0 | 0 | 67.9813 | 464.83 | 0 | 0 | 0 | 0 | 0 | 365.44 | 55864.37 | 0 | 0 | 0 | 0 | 7 | 0 | 200.73 | 17.08 | 0 | 0 | 77.3122 | 1.9062 | 0 | 0 | 0 | 0 | 0 | 17.0765 | 0 | 0 | 365.4372 | 17.0765 | 0
25 | 0 | 0 | 10.77 | 0 | 0 | 0 | 0 | 0 | 62.4768 | 400.02 | 0 | 0 | 0 | 0 | 0 | 365.44 | 55498.94 | 0 | 0 | 0 | 0 | 6.35 | 0 | 188.29 | 17.08 | 0 | 0 | 72.2919 | 0.95311 | 0 | 0 | 0 | 0 | 0 | 17.0765 | 0 | 0 | 365.4372 | 17.0765 | 0
26 | 0 | 0 | 10.08 | 0 | 0 | 0 | 0 | 0 | 59.1992 | 338.61 | 0 | 0 | 0 | 0 | 0 | 365.44 | 55133.5 | 0 | 0 | 0 | 0 | 5.61 | 0 | 174.29 | 17.08 | 0 | 0 | 69.2797 | 0 | 0 | 0 | 0 | 0 | 0 | 17.0765 | 0 | 0 | 365.4372 | 17.0765 | 0
27 | 0 | 0 | 9.41 | 0 | 0 | 0 | 0 | 0 | 57.8689 | 278.58 | 0 | 0 | 0 | 0 | 0 | 365.44 | 54768.06 | 0 | 0 | 0 | 0 | 4.73 | 0 | 157.51 | 17.08 | 0 | 0 | 67.2716 | 0 | 0 | 0 | 0 | 0 | 0 | 17.0765 | 0 | 0 | 365.4372 | 17.0765 | 0
28 | 0 | 0 | 8.55 | 0 | 0 | 0 | 0 | 0 | 59.7198 | 216.63 | 0 | 0 | 0 | 0 | 0 | 365.44 | 54402.62 | 0 | 0 | 0 | 0 | 3.8 | 0 | 139.8 | 17.08 | 0 | 0 | 68.2757 | 0 | 0 | 0 | 0 | 0 | 0 | 17.0765 | 0 | 0 | 365.4372 | 17.0765 | 0
29 | 0 | 0 | 8.07 | 0 | 0 | 0 | 0 | 0 | 64.2217 | 150.01 | 0 | 0 | 0 | 0 | 0 | 365.44 | 54037.19 | 0 | 0 | 0 | 0 | 2.89 | 0 | 122.58 | 17.08 | 0 | 0 | 72.2919 | 0 | 0 | 0 | 0 | 0 | 0 | 17.0765 | 0 | 0 | 365.4372 | 17.0765 | 0
30 | 0 | 0 | 8.18 | 0 | 0 | 0 | 0 | 0 | 69.0802 | 78.35 | 0 | 0 | 0 | 0 | 0 | 365.44 | 53671.75 | 0 | 0 | 0 | 0 | 1.96 | 0 | 104.93 | 17.08 | 0 | 0 | 76.3081 | 0.95311 | 0 | 0 | 0 | 0 | 0 | 17.0765 | 0 | 0 | 365.4372 | 17.0765 | 0
31 | 0 | 0 | 8.74 | 0 | 0 | 0 | 0 | 0 | 74.4979 | 1.07 | 0 | 0 | 0 | 0 | 0 | 365.44 | 53306.31 | 0 | 0 | 0 | 0 | 1.07 | 0 | 87.88 | 17.08 | 0 | 0 | 81.3284 | 1.9062 | 0 | 0 | 0 | 0 | 0 | 17.0765 | 0 | 0 | 365.4372 | 17.0765 | 0
32 | 3.36 | 171.67 | 9.56 | 0 | 0 | 0 | 0 | 0.39 | 0 | 1.44 | 0 | 0 | 0 | 50.66 | 0 | 329.97 | 52976.34 | 0 | 0 | 1.26 | 0 | 1.44 | 42.12 | 112.27 | 17.08 | 0 | 0 | 86.3487 | 3.8124 | 0 | 0 | 0 | 0 | 0 | 17.0765 | 0 | 0 | 365.4372 | 17.0765 | 0
33 | 12.81 | 595.36 | 10.43 | 0 | 0 | 0 | 0 | 157.14 | 0 | 152.92 | 0 | 0 | 0 | 365.16 | 0 | 109.82 | 52866.52 | 0 | 0 | 1.22 | 0 | 2.05 | 0 | 101.87 | 17.08 | 0 | 0 | 89.3608 | 5.7186 | 0 | 0 | 0 | 0 | 0 | 17.0765 | 0 | 0 | 365.4372 | 17.0765 | 0
34 | 21.5 | 922.25 | 11.4 | 0 | 0 | 0 | 0 | 33.24 | 0 | 184.96 | 0 | 0 | 0 | 785.36 | 184.31 | 0 | 53050.83 | 0 | 0 | 1.2 | 0 | 2.77 | 40.17 | 131.96 | 17.08 | 0 | 0 | 91.3689 | 3.8124 | 0 | 0 | 0 | 0 | 0 | 17.0765 | 0 | 0 | 365.4372 | 17.0765 | 0
35 | 26.54 | 1089.86 | 11.94 | 0 | 0 | 0 | 0 | 157.14 | 0 | 336.44 | 0 | 0 | 0 | 874.83 | 246.95 | 0 | 53297.78 | 0 | 0 | 1.18 | 0 | 3.54 | 0 | 125.28 | 17.08 | 0 | 0 | 91.3689 | 3.8124 | 0 | 0 | 0 | 0 | 0 | 17.0765 | 0 | 0 | 365.4372 | 17.0765 | 0
36 | 33.32 | 1294.32 | 11.67 | 0 | 0 | 0 | 0 | 157.14 | 0 | 487.92 | 0 | 0 | 0 | 1085.8 | 394.63 | 0 | 53692.4 | 0 | 0 | 1.19 | 0 | 4.48 | 0 | 121.84 | 17.08 | 0 | 0 | 91.3689 | 3.8124 | 0 | 0 | 0 | 0 | 0 | 17.0765 | 0 | 0 | 365.4372 | 17.0765 | 0
37 | 38.45 | 1434.8 | 10.96 | 0 | 0 | 0 | 0 | 0 | 0 | 487.92 | 0 | 0 | 0 | 1348.56 | 578.56 | 0 | 54270.96 | 0 | 0 | 1.2 | 0 | 5.53 | 40.31 | 158.32 | 17.08 | 0 | 0 | 89.3608 | 4.7655 | 0 | 0 | 0 | 0 | 0 | 17.0765 | 0 | 0 | 365.4372 | 17.0765 | 0
38 | 42.37 | 1534.85 | 10.24 | 0 | 0 | 0 | 0 | 115.21 | 0 | 598.98 | 0 | 0 | 0 | 1377.96 | 599.13 | 0 | 54870.1 | 0 | 0 | 1.18 | 0 | 6.59 | 0 | 157.15 | 17.08 | 0 | 0 | 88.3568 | 4.7655 | 0 | 0 | 0 | 0 | 0 | 17.0765 | 0 | 0 | 365.4372 | 17.0765 | 0
39 | 42.17 | 1529.76 | 9.64 | 0 | 0 | 0 | 0 | 71.34 | 0 | 667.75 | 0 | 0 | 0 | 1377.96 | 599.13 | 0 | 55469.23 | 0 | 0 | 1.13 | 0 | 7.6 | 38.02 | 191.98 | 17.08 | 0 | 0 | 88.3568 | 4.7655 | 0 | 0 | 0 | 0 | 0 | 17.0765 | 0 | 0 | 365.4372 | 17.0765 | 0
40 | 41.5 | 1513.2 | 9.88 | 0 | 0 | 0 | 0 | 91.38 | 0 | 755.84 | 0 | 0 | 0 | 1377.96 | 599.13 | 0 | 56068.36 | 0 | 0 | 1.12 | 0 | 8.62 | 0 | 191.1 | 17.08 | 0 | 0 | 89.3608 | 4.7655 | 0 | 0 | 0 | 0 | 0 | 17.0765 | 0 | 0 | 365.4372 | 17.0765 | 0
41 | 40.57 | 1489.59 | 10.84 | 0 | 0 | 0 | 0 | 28.06 | 0 | 782.89 | 0 | 0 | 0 | 1377.96 | 599.13 | 0 | 56667.49 | 0 | 0 | 1.13 | 0 | 9.65 | 37.78 | 226.34 | 17.08 | 0 | 0 | 90.3649 | 5.7186 | 0 | 0 | 0 | 0 | 0 | 17.0765 | 0 | 0 | 365.4372 | 17.0765 | 0
42 | 38.01 | 1423.18 | 11.83 | 0 | 0 | 0 | 0 | 0 | 0 | 782.89 | 0 | 0 | 0 | 1335.3 | 569.27 | 0 | 57236.76 | 0 | 0 | 1.12 | 0 | 10.56 | 37.55 | 258.93 | 17.08 | 0 | 0 | 92.373 | 6.6717 | 0 | 0 | 0 | 0 | 0 | 17.0765 | 0 | 0 | 365.4372 | 17.0765 | 0
43 | 25.76 | 1065.09 | 12.5 | 0 | 0 | 0 | 0 | 157.14 | 0 | 934.37 | 0 | 0 | 0 | 841.03 | 223.28 | 0 | 57460.05 | 0 | 0 | 1.13 | 0 | 11.24 | 0 | 251.54 | 17.08 | 0 | 0 | 97.3933 | 6.6717 | 0 | 0 | 0 | 0 | 0 | 17.0765 | 0 | 0 | 365.4372 | 17.0765 | 0
44 | 0 | 0 | 12.85 | 0 | 0 | 0 | 0 | 0 | 95.2818 | 835.53 | 0 | 0 | 0 | 0 | 0 | 365.44 | 57094.61 | 0 | 0 | 0 | 0 | 10.77 | 0 | 242.51 | 17.08 | 0 | 0 | 102.4135 | 5.7186 | 0 | 0 | 0 | 0 | 0 | 17.0765 | 0 | 0 | 365.4372 | 17.0765 | 0
45 | 0 | 0 | 13.01 | 0 | 0 | 0 | 0 | 0 | 96.4 | 735.53 | 0 | 0 | 0 | 0 | 0 | 365.44 | 56729.17 | 0 | 0 | 1.24 | 0 | 11.35 | 0 | 231.32 | 17.08 | 0 | 0 | 103.4176 | 4.7655 | 0 | 0 | 0 | 0 | 0 | 17.0765 | 0 | 0 | 365.4372 | 17.0765 | 0
46 | 0 | 0 | 11.37 | 0 | 0 | 0 | 0 | 0 | 87.83 | 644.42 | 0 | 0 | 0 | 0 | 0 | 365.44 | 56363.73 | 0 | 0 | 0 | 0 | 10.68 | 0 | 218.61 | 17.08 | 0 | 0 | 95.3851 | 3.8124 | 0 | 0 | 0 | 0 | 0 | 17.0765 | 0 | 0 | 365.4372 | 17.0765 | 0
47 | 0 | 0 | 9.08 | 0 | 0 | 0 | 0 | 0 | 78.1226 | 563.37 | 0 | 0 | 0 | 0 | 0 | 365.44 | 55998.3 | 0 | 0 | 0 | 0 | 9.96 | 0 | 204.87 | 17.08 | 0 | 0 | 84.3406 | 2.8593 | 0 | 0 | 0 | 0 | 0 | 17.0765 | 0 | 0 | 365.4372 | 17.0765 | 0
48 | 0 | 0 | 7.37 | 0 | 0 | 0 | 0 | 0 | 72.1072 | 488.57 | 0 | 0 | 0 | 0 | 0 | 365.44 | 55632.86 | 0 | 0 | 1.27 | 0 | 10.45 | 0 | 191.28 | 17.08 | 0 | 0 | 76.3081 | 1.9062 | 0 | 0 | 0 | 0 | 0 | 17.0765 | 0 | 0 | 365.4372 | 17.0765 | 0
49 | 0 | 0 | 6.11 | 0 | 0 | 0 | 0 | 0 | 66.1304 | 419.98 | 0 | 0 | 0 | 0 | 0 | 365.44 | 55267.42 | 0 | 0 | 0 | 0 | 9.79 | 0 | 178.84 | 17.08 | 0 | 0 | 71.2878 | 0.95311 | 0 | 0 | 0 | 0 | 0 | 17.0765 | 0 | 0 | 365.4372 | 17.0765 | 0
50 | 0 | 0 | 5.23 | 0 | 0 | 0 | 0 | 0 | 63.0456 | 354.57 | 0 | 0 | 0 | 0 | 0 | 365.44 | 54901.99 | 0 | 0 | 0 | 0 | 9.05 | 0 | 164.84 | 17.08 | 0 | 0 | 68.2757 | 0 | 0 | 0 | 0 | 0 | 0 | 17.0765 | 0 | 0 | 365.4372 | 17.0765 | 0
51 | 0 | 0 | 4.64 | 0 | 0 | 0 | 0 | 0 | 61.6285 | 290.64 | 0 | 0 | 0 | 0 | 0 | 365.44 | 54536.55 | 0 | 0 | 0 | 0 | 8.17 | 0 | 148.06 | 17.08 | 0 | 0 | 66.2676 | 0 | 0 | 0 | 0 | 0 | 0 | 17.0765 | 0 | 0 | 365.4372 | 17.0765 | 0
52 | 0 | 0 | 4.87 | 0 | 0 | 0 | 0 | 0 | 63.7879 | 224.48 | 0 | 0 | 0 | 0 | 0 | 365.44 | 54171.11 | 0 | 0 | 1.39 | 0 | 8.56 | 0 | 130.35 | 17.08 | 0 | 0 | 67.2716 | 0 | 0 | 0 | 0 | 0 | 0 | 17.0765 | 0 | 0 | 365.4372 | 17.0765 | 0
53 | 0 | 0 | 5.57 | 0 | 0 | 0 | 0 | 0 | 65.7159 | 156.31 | 0 | 0 | 0 | 0 | 0 | 365.44 | 53805.67 | 0 | 0 | 0 | 0 | 7.65 | 0 | 113.13 | 17.08 | 0 | 0 | 71.2878 | 0 | 0 | 0 | 0 | 0 | 0 | 17.0765 | 0 | 0 | 365.4372 | 17.0765 | 0
54 | 0 | 0 | 6.29 | 0 | 0 | 0 | 0 | 0 | 69.9671 | 83.73 | 0 | 0 | 0 | 0 | 0 | 365.44 | 53440.24 | 0 | 0 | 0 | 0 | 6.72 | 0 | 95.48 | 17.08 | 0 | 0 | 75.3041 | 0.95311 | 0 | 0 | 0 | 0 | 0 | 17.0765 | 0 | 0 | 365.4372 | 17.0765 | 0
55 | 0 | 0 | 7.13 | 0 | 0 | 0 | 0 | 0 | 75.1052 | 5.82 | 0 | 0 | 0 | 0 | 0 | 365.44 | 53074.8 | 0 | 0 | 0 | 0 | 5.82 | 0 | 78.43 | 17.08 | 0 | 0 | 80.3243 | 1.9062 | 0 | 0 | 0 | 0 | 0 | 17.0765 | 0 | 0 | 365.4372 | 17.0765 | 0
56 | 9.74 | 466.06 | 8.02 | 0 | 0 | 0 | 0 | 0.39 | 0 | 6.2 | 0 | 0 | 0 | 350.9 | 0 | 119.81 | 52954.99 | 0 | 0 | 1.26 | 0 | 6.2 | 42.12 | 102.82 | 17.08 | 0 | 0 | 85.3446 | 3.8124 | 0 | 0 | 0 | 0 | 0 | 17.0765 | 0 | 0 | 365.4372 | 17.0765 | 0
57 | 24.31 | 1017.64 | 8.94 | 0 | 0 | 0 | 0 | 53.6 | 0 | 57.86 | 0 | 0 | 0 | 902 | 265.96 | 0 | 53220.96 | 0 | 0 | 1.22 | 0 | 6.81 | 0 | 92.42 | 17.08 | 0 | 0 | 88.3568 | 5.7186 | 0 | 0 | 0 | 0 | 0 | 17.0765 | 0 | 0 | 365.4372 | 17.0765 | 0
58 | 36.23 | 1375.43 | 8.69 | 0 | 0 | 0 | 0 | 0 | 0 | 57.86 | 0 | 0 | 0 | 1324.98 | 562.05 | 0 | 53783 | 0 | 0 | 1.2 | 0 | 7.52 | 0 | 84.34 | 17.08 | 0 | 0 | 90.3649 | 3.8124 | 0 | 0 | 0 | 0 | 0 | 17.0765 | 0 | 0 | 365.4372 | 17.0765 | 0
59 | 44.93 | 1597.15 | 8.21 | 0 | 0 | 0 | 0 | 137.35 | 0 | 190.27 | 0 | 0 | 0 | 1377.96 | 599.13 | 0 | 54382.14 | 0 | 0 | 1.18 | 0 | 8.3 | 39.62 | 115.31 | 17.08 | 0 | 0 | 90.3649 | 3.8124 | 0 | 0 | 0 | 0 | 0 | 17.0765 | 0 | 0 | 365.4372 | 17.0765 | 0
60 | 49.58 | 1704.34 | 7.72 | 0 | 0 | 0 | 0 | 157.14 | 0 | 341.75 | 0 | 0 | 0 | 1377.96 | 599.13 | 0 | 54981.27 | 0 | 0 | 1.19 | 0 | 9.24 | 39.7 | 149.58 | 17.08 | 92.49 | 0 | 89.3608 | 3.8124 | 0 | 0 | 0 | 0 | 0 | 17.0765 | 0 | 0 | 365.4372 | 17.0765 | 0
61 | 52.42 | 1766.55 | 7.11 | 0 | 0 | 0 | 0 | 157.14 | 0 | 493.23 | 0 | 0 | 0 | 1377.96 | 599.13 | 0 | 55580.4 | 0 | 0 | 1.2 | 0 | 10.29 | 40.31 | 186.06 | 17.08 | 156.35 | 0 | 88.3568 | 4.7655 | 0 | 0 | 0 | 0 | 0 | 17.0765 | 0 | 0 | 365.4372 | 17.0765 | 0
62 | 54.18 | 1803.83 | 6.47 | 0 | 0 | 0 | 0 | 157.14 | 0 | 644.71 | 0 | 0 | 0 | 1377.96 | 599.13 | 0 | 56179.53 | 0 | 0 | 1.18 | 0 | 11.35 | 39.49 | 222.41 | 17.08 | 196.6 | 0 | 87.3527 | 4.7655 | 0 | 0 | 0 | 0 | 0 | 17.0765 | 0 | 0 | 365.4372 | 17.0765 | 0
63 | 49.68 | 1706.64 | 5.77 | 0 | 0 | 0 | 0 | 157.14 | 0 | 796.19 | 0 | 0 | 0 | 1377.96 | 599.13 | 0 | 56778.67 | 0 | 0 | 1.13 | 0 | 12.36 | 38.02 | 257.24 | 17.08 | 95.73 | 0 | 87.3527 | 4.7655 | 0 | 0 | 0 | 0 | 0 | 17.0765 | 0 | 0 | 365.4372 | 17.0765 | 0
64 | 44.29 | 1581.64 | 4.69 | 0 | 0 | 0 | 0 | 157.14 | 0 | 947.67 | 0 | 0 | 0 | 1342.71 | 574.46 | 0 | 57353.13 | 0 | 0 | 1.12 | 0 | 13.38 | 37.52 | 292 | 17.08 | 0 | 0 | 87.3527 | 4.7655 | 0 | 0 | 0 | 0 | 0 | 17.0765 | 0 | 0 | 365.4372 | 17.0765 | 0
65 | 38.01 | 1423.08 | 3.7 | 0 | 0 | 0 | 0 | 0 | 0 | 947.67 | 0 | 0 | 0 | 1368.58 | 592.57 | 0 | 57945.69 | 0 | 0 | 1.13 | 0 | 14.41 | 0 | 291.35 | 17.08 | 0 | 0 | 89.3608 | 5.7186 | 0 | 0 | 0 | 0 | 0 | 17.0765 | 0 | 0 | 365.4372 | 17.0765 | 0
66 | 35.37 | 1351.85 | 3.14 | 0 | 0 | 0 | 0 | 0 | 0 | 947.67 | 0 | 0 | 0 | 1292.21 | 539.11 | 0 | 58484.8 | 0 | 0 | 1.12 | 0 | 15.32 | 0 | 288.26 | 17.08 | 0 | 0 | 90.3649 | 6.6717 | 0 | 0 | 0 | 0 | 0 | 17.0765 | 0 | 0 | 365.4372 | 17.0765 | 0
67 | 23.39 | 986.85 | 2.86 | 0 | 0 | 0 | 0 | 0 | 0 | 947.67 | 0 | 0 | 0 | 909.92 | 271.51 | 0 | 58756.31 | 0 | 0 | 1.13 | 0 | 16 | 0 | 280.87 | 17.08 | 0 | 0 | 95.3851 | 6.6717 | 0 | 0 | 0 | 0 | 0 | 17.0765 | 0 | 0 | 365.4372 | 17.0765 | 0
68 | 0 | 0 | 2.74 | 0 | 0 | 0 | 0 | 0 | 103.2926 | 840.53 | 0 | 0 | 0 | 0 | 0 | 365.44 | 58390.87 | 0 | 0 | 0 | 1.0925 | 14.37 | 0 | 271.84 | 17.08 | 0 | 0 | 101.4095 | 5.7186 | 0 | 0 | 0 | 0 | 0 | 17.0765 | 0 | 0 | 365.4372 | 17.0765 | 0
69 | 0 | 0 | 2.77 | 0 | 0 | 0 | 0 | 0 | 103.0902 | 733.58 | 0 | 0 | 0 | 0 | 0 | 365.44 | 58025.43 | 0 | 0 | 0 | 0.3135 | 13.45 | 0 | 260.65 | 17.08 | 0 | 0 | 101.4095 | 4.7655 | 0 | 0 | 0 | 0 | 0 | 17.0765 | 0 | 0 | 365.4372 | 17.0765 | 0
70 | 0 | 0 | 2.86 | 0 | 0 | 0 | 0 | 0 | 95.33 | 634.69 | 0 | 0 | 0 | 0 | 0 | 365.44 | 57659.99 | 0 | 0 | 0 | 0 | 12.78 | 0 | 247.95 | 17.08 | 0 | 0 | 94.3811 | 3.8124 | 0 | 0 | 0 | 0 | 0 | 17.0765 | 0 | 0 | 365.4372 | 17.0765 | 0
71 | 0 | 0 | 2.85 | 0 | 0 | 0 | 0 | 0 | 83.3474 | 548.23 | 0 | 0 | 0 | 0 | 0 | 365.44 | 57294.56 | 0 | 0 | 0 | 0 | 12.06 | 0 | 234.21 | 17.08 | 0 | 0 | 83.3365 | 2.8593 | 0 | 0 | 0 | 0 | 0 | 17.0765 | 0 | 0 | 365.4372 | 17.0765 | 0
72 | 0 | 0 | 2.73 | 0 | 0 | 0 | 0 | 0 | 72.2036 | 473.34 | 0 | 0 | 0 | 0 | 0 | 365.44 | 56929.12 | 0 | 0 | 0 | 1.2825 | 10 | 0 | 220.61 | 17.08 | 0 | 0 | 74.3 | 1.9062 | 0 | 0 | 0 | 0 | 0 | 17.0765 | 0 | 0 | 365.4372 | 17.0765 | 0
73 | 0 | 0 | 2.48 | 0 | 0 | 0 | 0 | 0 | 56.0566 | 415.18 | 0 | 0 | 0 | 0 | 0 | 392.44 | 56536.68 | 27.01 | 12.6947 | 0 | 0 | 9.34 | 0 | 208.17 | 17.08 | 0 | 0 | 70.2838 | 0.95311 | 0 | 0 | 0 | 0 | 0 | 17.0765 | 0 | 0 | 365.4372 | 17.0765 | 0
74 | 0 | 0 | 2.19 | 0 | 0 | 0 | 0 | 0 | 64.0771 | 348.71 | 0 | 0 | 0 | 0 | 0 | 365.44 | 56171.24 | 0 | 0 | 0 | 0 | 8.61 | 0 | 194.17 | 17.08 | 0 | 0 | 66.2676 | 0 | 0 | 0 | 0 | 0 | 0 | 17.0765 | 0 | 0 | 365.4372 | 17.0765 | 0
75 | 0 | 0 | 1.95 | 0 | 0 | 0 | 0 | 0 | 63.3155 | 283.03 | 0 | 0 | 0 | 0 | 0 | 365.44 | 55805.8 | 0 | 0 | 0 | 0 | 7.72 | 0 | 177.39 | 17.08 | 0 | 0 | 65.2635 | 0 | 0 | 0 | 0 | 0 | 0 | 17.0765 | 0 | 0 | 365.4372 | 17.0765 | 0
76 | 0 | 0 | 1.93 | 0 | 0 | 0 | 0 | 0 | 63.0167 | 217.67 | 0 | 0 | 0 | 0 | 0 | 365.44 | 55440.37 | 0 | 0 | 0 | 1.3205 | 5.41 | 0 | 159.68 | 17.08 | 0 | 0 | 66.2676 | 0 | 0 | 0 | 0 | 0 | 0 | 17.0765 | 0 | 0 | 365.4372 | 17.0765 | 0
77 | 0 | 0 | 2.15 | 0 | 0 | 0 | 0 | 0 | 66.8052 | 148.36 | 0 | 0 | 0 | 0 | 0 | 365.44 | 55074.93 | 0 | 0 | 0 | 1.3205 | 3.11 | 0 | 142.46 | 17.08 | 0 | 0 | 70.2838 | 0 | 0 | 0 | 0 | 0 | 0 | 17.0765 | 0 | 0 | 365.4372 | 17.0765 | 0
78 | 0 | 0 | 2.51 | 0 | 0 | 0 | 0 | 0 | 72.7434 | 72.9 | 0 | 0 | 0 | 0 | 0 | 365.44 | 54709.49 | 0 | 0 | 0 | 0 | 2.18 | 0 | 124.81 | 17.08 | 0 | 0 | 74.3 | 0.95311 | 0 | 0 | 0 | 0 | 0 | 17.0765 | 0 | 0 | 365.4372 | 17.0765 | 0
79 | 0 | 0 | 2.96 | 0 | 0 | 0 | 0 | 0 | 70.2756 | 0 | 0 | 0 | 0 | 0 | 0 | 379.84 | 54329.65 | 14.41 | 6.7727 | 0 | 1.216 | 0 | 0 | 107.76 | 17.08 | 0 | 0 | 79.3203 | 1.9062 | 0 | 0 | 0 | 0 | 0 | 17.0765 | 0 | 0 | 365.4372 | 17.0765 | 0
80 | 5.03 | 252.46 | 3.41 | 0 | 0 | 0 | 0 | 157.14 | 0 | 151.48 | 0 | 0 | 0 | 14.35 | 0 | 355.39 | 53974.26 | 0 | 0 | 1.26 | 0 | 0.37 | 0 | 92.14 | 17.08 | 0 | 0 | 84.3406 | 3.8124 | 0 | 0 | 0 | 0 | 0 | 17.0765 | 0 | 0 | 365.4372 | 17.0765 | 0
81 | 14.45 | 660.94 | 3.86 | 0 | 0 | 0 | 0 | 157.14 | 0 | 302.96 | 0 | 0 | 0 | 427.81 | 0 | 65.97 | 53908.29 | 0 | 0 | 1.22 | 0 | 0.99 | 0 | 81.74 | 17.08 | 0 | 0 | 87.3527 | 5.7186 | 0 | 0 | 0 | 0 | 0 | 17.0765 | 0 | 0 | 365.4372 | 17.0765 | 0
82 | 21.5 | 922.19 | 3.64 | 0 | 0 | 0 | 0 | 0 | 0 | 302.96 | 0 | 0 | 0 | 852.95 | 231.63 | 0 | 54139.92 | 0 | 0 | 1.2 | 0 | 1.7 | 0 | 73.66 | 17.08 | 0 | 0 | 89.3608 | 3.8124 | 0 | 0 | 0 | 0 | 0 | 17.0765 | 0 | 0 | 365.4372 | 17.0765 | 0
83 | 25.14 | 1044.84 | 3.19 | 0 | 0 | 0 | 0 | 0 | 0 | 302.96 | 0 | 0 | 0 | 938.18 | 291.29 | 0 | 54431.21 | 0 | 0 | 1.18 | 0 | 2.47 | 39.62 | 104.62 | 17.08 | 0 | 0 | 90.3649 | 3.8124 | 0 | 0 | 0 | 0 | 0 | 17.0765 | 0 | 0 | 365.4372 | 17.0765 | 0
84 | 28.03 | 1137.01 | 2.73 | 0 | 0 | 0 | 0 | 40.24 | 0 | 341.75 | 0 | 0 | 0 | 1033.18 | 357.79 | 0 | 54789 | 0 | 0 | 1.19 | 0 | 3.42 | 0 | 101.19 | 17.08 | 0 | 0 | 89.3608 | 3.8124 | 0 | 0 | 0 | 0 | 0 | 17.0765 | 0 | 0 | 365.4372 | 17.0765 | 0
85 | 29.17 | 1172.02 | 2.28 | 0 | 0 | 0 | 0 | 157.14 | 0 | 493.23 | 0 | 0 | 0 | 911.69 | 272.75 | 0 | 55061.75 | 0 | 0 | 1.2 | 0 | 4.47 | 40.31 | 137.67 | 17.08 | 0 | 0 | 88.3568 | 4.7655 | 0 | 0 | 0 | 0 | 0 | 17.0765 | 0 | 0 | 365.4372 | 17.0765 | 0
86 | 28.36 | 1147.14 | 1.88 | 0 | 0 | 0 | 0 | 157.14 | 0 | 644.71 | 0 | 0 | 0 | 887.47 | 255.79 | 0 | 55317.54 | 0 | 0 | 1.18 | 0 | 5.52 | 39.49 | 174.01 | 17.08 | 0 | 0 | 87.3527 | 4.7655 | 0 | 0 | 0 | 0 | 0 | 17.0765 | 0 | 0 | 365.4372 | 17.0765 | 0
87 | 23.37 | 986.07 | 1.59 | 0 | 0 | 0 | 0 | 0 | 0 | 644.71 | 0 | 0 | 0 | 918.77 | 277.7 | 0 | 55595.24 | 0 | 0 | 1.13 | 0 | 6.53 | 0 | 172.73 | 17.08 | 0 | 0 | 86.3487 | 4.7655 | 0 | 0 | 0 | 0 | 0 | 17.0765 | 0 | 0 | 365.4372 | 17.0765 | 0
88 | 17.33 | 771.91 | 1.75 | 0 | 0 | 0 | 0 | 157.14 | 0 | 796.19 | 0 | 0 | 0 | 503.1 | 0 | 13.27 | 55581.97 | 0 | 0 | 1.12 | 0 | 7.55 | 37.52 | 207.49 | 17.08 | 0 | 0 | 87.3527 | 4.7655 | 0 | 0 | 0 | 0 | 0 | 17.0765 | 0 | 0 | 365.4372 | 17.0765 | 0
89 | 11.21 | 529.05 | 2.23 | 0 | 0 | 0 | 0 | 0 | 0 | 796.19 | 0 | 0 | 0 | 447.29 | 0 | 52.33 | 55529.64 | 0 | 0 | 1.13 | 0 | 8.59 | 0 | 206.84 | 17.08 | 0 | 0 | 88.3568 | 5.7186 | 0 | 0 | 0 | 0 | 0 | 17.0765 | 0 | 0 | 365.4372 | 17.0765 | 0
90 | 7.95 | 387.3 | 3.13 | 0 | 0 | 0 | 0 | 157.14 | 0 | 947.67 | 0 | 0 | 0 | 105.53 | 0 | 291.57 | 55238.08 | 0 | 0 | 1.12 | 0 | 9.49 | 37.55 | 239.43 | 17.08 | 0 | 0 | 90.3649 | 6.6717 | 0 | 0 | 0 | 0 | 0 | 17.0765 | 0 | 0 | 365.4372 | 17.0765 | 0
91 | 3.52 | 179.59 | 4.35 | 0 | 0 | 0 | 0 | 0 | 0 | 947.67 | 0 | 0 | 0 | 84.27 | 0 | 306.45 | 54931.63 | 0 | 0 | 1.13 | 0 | 10.18 | 0 | 232.04 | 17.08 | 0 | 0 | 95.3851 | 6.6717 | 0 | 0 | 0 | 0 | 0 | 17.0765 | 0 | 0 | 365.4372 | 17.0765 | 0
92 | 0 | 0 | 5.89 | 0 | 0 | 0 | 0 | 0 | 101.2393 | 842.65 | 0 | 0 | 0 | 0 | 0 | 365.44 | 54566.19 | 0 | 0 | 0 | 0 | 9.7 | 0 | 223.01 | 17.08 | 0 | 0 | 101.4095 | 5.7186 | 0 | 0 | 0 | 0 | 0 | 17.0765 | 0 | 0 | 365.4372 | 17.0765 | 0
93 | 0 | 0 | 7.73 | 0 | 0 | 0 | 0 | 0 | 98.4437 | 740.53 | 0 | 0 | 0 | 0 | 0 | 365.44 | 54200.75 | 0 | 0 | 0 | 0 | 9.11 | 0 | 211.82 | 17.08 | 0 | 0 | 101.4095 | 4.7655 | 0 | 0 | 0 | 0 | 0 | 17.0765 | 0 | 0 | 365.4372 | 17.0765 | 0
94 | 0 | 0 | 9.56 | 0 | 0 | 0 | 0 | 0 | 88.6302 | 648.59 | 0 | 0 | 0 | 0 | 0 | 365.44 | 53835.31 | 0 | 0 | 0 | 0 | 8.44 | 0 | 199.11 | 17.08 | 0 | 0 | 94.3811 | 3.8124 | 0 | 0 | 0 | 0 | 0 | 17.0765 | 0 | 0 | 365.4372 | 17.0765 | 0
95 | 0 | 0 | 10.64 | 0 | 0 | 0 | 0 | 0 | 75.5487 | 570.21 | 0 | 0 | 0 | 0 | 0 | 365.44 | 53469.88 | 0 | 0 | 0 | 0 | 7.72 | 0 | 185.37 | 17.08 | 0 | 0 | 83.3365 | 2.8593 | 0 | 0 | 0 | 0 | 0 | 17.0765 | 0 | 0 | 365.4372 | 17.0765 | 0
96 | 0 | 0 | 10.88 | 0 | 0 | 0 | 0 | 0 | 66.3328 | 501.4 | 0 | 0 | 0 | 0 | 0 | 365.44 | 53104.44 | 0 | 0 | 0 | 0 | 7 | 0 | 171.77 | 17.08 | 0 | 0 | 75.3041 | 1.9062 | 0 | 0 | 0 | 0 | 0 | 17.0765 | 0 | 0 | 365.4372 | 17.0765 | 0
97 | 0 | 0 | 10.73 | 0 | 0 | 0 | 0 | 0 | 60.5103 | 438.63 | 0 | 0 | 0 | 0 | 0 | 365.44 | 52739 | 0 | 0 | 0 | 0 | 6.35 | 0 | 159.34 | 17.08 | 0 | 0 | 70.2838 | 0.95311 | 0 | 0 | 0 | 0 | 0 | 17.0765 | 0 | 0 | 365.4372 | 17.0765 | 0
98 | 0 | 0 | 10.39 | 0 | 0 | 0 | 0 | 0 | 56.876 | 379.63 | 0 | 0 | 0 | 0 | 0 | 365.44 | 52373.57 | 0 | 0 | 0 | 0 | 5.61 | 0 | 145.34 | 17.08 | 0 | 0 | 67.2716 | 0 | 0 | 0 | 0 | 0 | 0 | 17.0765 | 0 | 0 | 365.4372 | 17.0765 | 0
99 | 0 | 0 | 9.99 | 0 | 0 | 0 | 0 | 0 | 56.2783 | 321.26 | 0 | 0 | 0 | 0 | 0 | 365.44 | 52008.13 | 0 | 0 | 0 | 0 | 4.73 | 0 | 128.56 | 17.08 | 0 | 0 | 66.2676 | 0 | 0 | 0 | 0 | 0 | 0 | 17.0765 | 0 | 0 | 365.4372 | 17.0765 | 0
100 | 0 | 0 | 8.98 | 0 | 0 | 0 | 0 | 0 | 56.288 | 262.87 | 0 | 0 | 0 | 0 | 0 | 365.44 | 51642.69 | 0 | 0 | 0 | 0 | 3.8 | 0 | 110.85 | 17.08 | 0 | 0 | 65.2635 | 0 | 0 | 0 | 0 | 0 | 0 | 17.0765 | 0 | 0 | 365.4372 | 17.0765 | 0
101 | 0 | 0 | 8.48 | 0 | 0 | 0 | 0 | 0 | 59.7969 | 200.84 | 0 | 0 | 0 | 0 | 0 | 365.44 | 51277.25 | 0 | 0 | 0 | 0 | 2.89 | 0 | 93.63 | 17.08 | 0 | 0 | 68.2757 | 0 | 0 | 0 | 0 | 0 | 0 | 17.0765 | 0 | 0 | 365.4372 | 17.0765 | 0
102 | 0 | 0 | 8.65 | 0 | 0 | 0 | 0 | 0 | 65.6002 | 132.79 | 0 | 0 | 0 | 0 | 0 | 365.44 | 50911.82 | 0 | 0 | 0 | 0 | 1.96 | 0 | 75.98 | 17.08 | 0 | 0 | 73.296 | 0.95311 | 0 | 0 | 0 | 0 | 0 | 17.0765 | 0 | 0 | 365.4372 | 17.0765 | 0
103 | 0 | 0 | 9.37 | 0 | 0 | 0 | 0 | 0 | 70.854 | 59.28 | 0 | 0 | 0 | 0 | 0 | 365.44 | 50546.38 | 0 | 0 | 0 | 0 | 1.07 | 0 | 58.93 | 17.08 | 0 | 0 | 78.3162 | 1.9062 | 0 | 0 | 0 | 0 | 0 | 17.0765 | 0 | 0 | 365.4372 | 17.0765 | 0
104 | 2.6 | 133.76 | 10.28 | 0 | 0 | 0 | 0 | 0 | 0 | 59.28 | 0 | 0 | 0 | 59.24 | 0 | 323.97 | 50222.41 | 0 | 0 | 1.26 | 0 | 1.44 | 0 | 43.31 | 17.08 | 0 | 0 | 82.3324 | 3.8124 | 0 | 0 | 0 | 0 | 0 | 17.0765 | 0 | 0 | 365.4372 | 17.0765 | 0
105 | 12.06 | 564.45 | 11.22 | 0 | 0 | 0 | 0 | 157.14 | 0 | 210.76 | 0 | 0 | 0 | 296.33 | 0 | 158.01 | 50064.4 | 0 | 0 | 1.22 | 0 | 2.05 | 40.97 | 71.83 | 17.08 | 0 | 0 | 86.3487 | 5.7186 | 0 | 0 | 0 | 0 | 0 | 17.0765 | 0 | 0 | 365.4372 | 17.0765 | 0
106 | 22 | 939.51 | 10.77 | 0 | 0 | 0 | 0 | 157.14 | 0 | 362.24 | 0 | 0 | 0 | 682.6 | 112.38 | 0 | 50176.78 | 0 | 0 | 1.2 | 0 | 2.77 | 40.17 | 101.92 | 17.08 | 0 | 0 | 87.3527 | 3.8124 | 0 | 0 | 0 | 0 | 0 | 17.0765 | 0 | 0 | 365.4372 | 17.0765 | 0
107 | 28.35 | 1146.73 | 9.82 | 0 | 0 | 0 | 0 | 0 | 0 | 362.24 | 0 | 0 | 0 | 1092.55 | 399.34 | 0 | 50576.12 | 0 | 0 | 1.18 | 0 | 3.54 | 0 | 95.23 | 17.08 | 0 | 0 | 87.3527 | 3.8124 | 0 | 0 | 0 | 0 | 0 | 17.0765 | 0 | 0 | 365.4372 | 17.0765 | 0
108 | 35.93 | 1367.04 | 8.62 | 0 | 0 | 0 | 0 | 0 | 0 | 362.24 | 0 | 0 | 0 | 1281.55 | 531.65 | 0 | 51107.77 | 0 | 0 | 1.19 | 0 | 4.48 | 39.7 | 129.51 | 17.08 | 0 | 0 | 85.3446 | 3.8124 | 0 | 0 | 0 | 0 | 0 | 17.0765 | 0 | 0 | 365.4372 | 17.0765 | 0
109 | 41.87 | 1522.38 | 7.17 | 0 | 0 | 0 | 0 | 104.16 | 0 | 462.65 | 0 | 0 | 0 | 1377.96 | 599.13 | 0 | 51706.9 | 0 | 0 | 1.2 | 0 | 5.53 | 0 | 127.69 | 17.08 | 0 | 0 | 83.3365 | 4.7655 | 0 | 0 | 0 | 0 | 0 | 17.0765 | 0 | 0 | 365.4372 | 17.0765 | 0
110 | 46.73 | 1639.35 | 5.96 | 0 | 0 | 0 | 0 | 157.14 | 0 | 614.13 | 0 | 0 | 0 | 1377.96 | 599.13 | 0 | 52306.04 | 0 | 0 | 1.18 | 0 | 6.59 | 39.49 | 164.04 | 17.08 | 29.18 | 0 | 82.3324 | 4.7655 | 0 | 0 | 0 | 0 | 0 | 17.0765 | 0 | 0 | 365.4372 | 17.0765 | 0
111 | 39.61 | 1464.84 | 4.92 | 0 | 0 | 0 | 0 | 43.18 | 0 | 655.76 | 0 | 0 | 0 | 1377.96 | 599.13 | 0 | 52905.17 | 0 | 0 | 1.13 | 0 | 7.6 | 0 | 162.76 | 17.08 | 0 | 0 | 82.3324 | 4.7655 | 0 | 0 | 0 | 0 | 0 | 17.0765 | 0 | 0 | 365.4372 | 17.0765 | 0
112 | 31.14 | 1231.08 | 4.61 | 0 | 0 | 0 | 0 | 157.14 | 0 | 807.24 | 0 | 0 | 0 | 983.96 | 323.33 | 0 | 53228.5 | 0 | 0 | 1.12 | 0 | 8.62 | 37.52 | 197.52 | 17.08 | 0 | 0 | 82.3324 | 4.7655 | 0 | 0 | 0 | 0 | 0 | 17.0765 | 0 | 0 | 365.4372 | 17.0765 | 0
113 | 21.85 | 934.57 | 4.62 | 0 | 0 | 0 | 0 | 145.68 | 0 | 947.67 | 0 | 0 | 0 | 724.18 | 141.49 | 0 | 53369.99 | 0 | 0 | 1.13 | 0 | 9.65 | 0 | 196.86 | 17.08 | 0 | 0 | 84.3406 | 5.7186 | 0 | 0 | 0 | 0 | 0 | 17.0765 | 0 | 0 | 365.4372 | 17.0765 | 0
114 | 17.56 | 780.56 | 4.82 | 0 | 0 | 0 | 0 | 0 | 0 | 947.67 | 0 | 0 | 0 | 671.24 | 104.43 | 0 | 53474.42 | 0 | 0 | 1.12 | 0 | 10.56 | 37.55 | 229.46 | 17.08 | 0 | 0 | 86.3487 | 6.6717 | 0 | 0 | 0 | 0 | 0 | 17.0765 | 0 | 0 | 365.4372 | 17.0765 | 0
115 | 8.98 | 433.19 | 5.32 | 0 | 0 | 0 | 0 | 0 | 0 | 947.67 | 0 | 0 | 0 | 347.31 | 0 | 122.32 | 53352.1 | 0 | 0 | 1.13 | 0 | 11.24 | 0 | 222.06 | 17.08 | 0 | 0 | 92.373 | 6.6717 | 0 | 0 | 0 | 0 | 0 | 17.0765 | 0 | 0 | 365.4372 | 17.0765 | 0
116 | 0 | 0 | 6.04 | 0 | 0 | 0 | 0 | 0 | 98.0774 | 845.93 | 0 | 0 | 0 | 0 | 0 | 365.44 | 52986.66 | 0 | 0 | 0 | 0 | 10.77 | 0 | 213.04 | 17.08 | 0 | 0 | 98.3973 | 5.7186 | 0 | 0 | 0 | 0 | 0 | 17.0765 | 0 | 0 | 365.4372 | 17.0765 | 0
117 | 0 | 0 | 7 | 0 | 0 | 0 | 0 | 0 | 97.1712 | 745.13 | 0 | 0 | 0 | 0 | 0 | 365.44 | 52621.23 | 0 | 0 | 0 | 0 | 10.18 | 0 | 201.84 | 17.08 | 0 | 0 | 99.4014 | 4.7655 | 0 | 0 | 0 | 0 | 0 | 17.0765 | 0 | 0 | 365.4372 | 17.0765 | 0
118 | 0 | 0 | 8.95 | 0 | 0 | 0 | 0 | 0 | 87.242 | 654.64 | 0 | 0 | 0 | 0 | 0 | 365.44 | 52255.79 | 0 | 0 | 0 | 0 | 9.51 | 0 | 189.14 | 17.08 | 0 | 0 | 92.373 | 3.8124 | 0 | 0 | 0 | 0 | 0 | 17.0765 | 0 | 0 | 365.4372 | 17.0765 | 0
119 | 0 | 0 | 11.19 | 0 | 0 | 0 | 0 | 0 | 74.0063 | 577.87 | 0 | 0 | 0 | 0 | 0 | 365.44 | 51890.35 | 0 | 0 | 0 | 0 | 8.79 | 0 | 175.4 | 17.08 | 0 | 0 | 82.3324 | 2.8593 | 0 | 0 | 0 | 0 | 0 | 17.0765 | 0 | 0 | 365.4372 | 17.0765 | 0
120 | 0 | 0 | 12.78 | 0 | 0 | 0 | 0 | 0 | 62.419 | 513.11 | 0 | 0 | 0 | 0 | 0 | 365.44 | 51524.92 | 0 | 0 | 0 | 0 | 8.07 | 0 | 161.8 | 17.08 | 0 | 0 | 73.296 | 1.9062 | 0 | 0 | 0 | 0 | 0 | 17.0765 | 0 | 0 | 365.4372 | 17.0765 | 0
121 | 0 | 0 | 13.7 | 0 | 0 | 0 | 0 | 0 | 55.5264 | 455.51 | 0 | 0 | 0 | 0 | 0 | 365.44 | 51159.48 | 0 | 0 | 0 | 0 | 7.42 | 0 | 149.36 | 17.08 | 0 | 0 | 68.2757 | 0.95311 | 0 | 0 | 0 | 0 | 0 | 17.0765 | 0 | 0 | 365.4372 | 17.0765 | 0
122 | 0 | 0 | 14.05 | 0 | 0 | 0 | 0 | 0 | 51.2077 | 402.39 | 0 | 0 | 0 | 0 | 0 | 365.44 | 50794.04 | 0 | 0 | 0 | 0 | 6.68 | 0 | 135.36 | 17.08 | 0 | 0 | 65.2635 | 0 | 0 | 0 | 0 | 0 | 0 | 17.0765 | 0 | 0 | 365.4372 | 17.0765 | 0
123 | 0 | 0 | 13.99 | 0 | 0 | 0 | 0 | 0 | 50.2726 | 350.24 | 0 | 0 | 0 | 0 | 0 | 365.44 | 50428.6 | 0 | 0 | 0 | 0 | 5.8 | 0 | 118.59 | 17.08 | 0 | 0 | 64.2595 | 0 | 0 | 0 | 0 | 0 | 0 | 17.0765 | 0 | 0 | 365.4372 | 17.0765 | 0
124 | 0 | 0 | 13.12 | 0 | 0 | 0 | 0 | 0 | 52.1428 | 296.15 | 0 | 0 | 0 | 0 | 0 | 365.44 | 50063.17 | 0 | 0 | 0 | 0 | 4.86 | 0 | 100.88 | 17.08 | 0 | 0 | 65.2635 | 0 | 0 | 0 | 0 | 0 | 0 | 17.0765 | 0 | 0 | 365.4372 | 17.0765 | 0
125 | 0 | 0 | 12.53 | 0 | 0 | 0 | 0 | 0 | 55.7481 | 238.32 | 0 | 0 | 0 | 0 | 0 | 365.44 | 49697.73 | 0 | 0 | 0 | 0 | 3.96 | 0 | 83.65 | 17.08 | 0 | 0 | 68.2757 | 0 | 0 | 0 | 0 | 0 | 0 | 17.0765 | 0 | 0 | 365.4372 | 17.0765 | 0
126 | 0 | 0 | 12.55 | 0 | 0 | 0 | 0 | 0 | 61.7056 | 174.32 | 0 | 0 | 0 | 0 | 0 | 365.44 | 49332.29 | 0 | 0 | 0 | 0 | 3.03 | 0 | 66 | 17.08 | 0 | 0 | 73.296 | 0.95311 | 0 | 0 | 0 | 0 | 0 | 17.0765 | 0 | 0 | 365.4372 | 17.0765 | 0
127 | 0 | 0 | 13.14 | 0 | 0 | 0 | 0 | 0 | 67.0848 | 104.72 | 0 | 0 | 0 | 0 | 0 | 365.44 | 48966.86 | 0 | 0 | 0 | 0 | 2.13 | 0 | 48.95 | 17.08 | 0 | 0 | 78.3162 | 1.9062 | 0 | 0 | 0 | 0 | 0 | 17.0765 | 0 | 0 | 365.4372 | 17.0765 | 0
128 | 5.26 | 263.46 | 13.91 | 0 | 0 | 0 | 0 | 152.1 | 0 | 251.35 | 0 | 0 | 0 | 0 | 0 | 365.44 | 48601.42 | 0 | 0 | 1.26 | 0 | 2.5 | 42.12 | 73.35 | 17.08 | 0 | 0 | 83.3365 | 3.8124 | 0 | 0 | 0 | 0 | 0 | 17.0765 | 0 | 0 | 365.4372 | 17.0765 | 0
129 | 17.65 | 783.76 | 14.79 | 0 | 0 | 0 | 0 | 40.22 | 0 | 290.13 | 0 | 0 | 0 | 682.68 | 112.44 | 0 | 48713.86 | 0 | 0 | 1.22 | 0 | 3.12 | 0 | 62.95 | 17.08 | 0 | 0 | 86.3487 | 5.7186 | 0 | 0 | 0 | 0 | 0 | 17.0765 | 0 | 0 | 365.4372 | 17.0765 | 0
130 | 28.68 | 1157.03 | 14.93 | 0 | 0 | 0 | 0 | 157.14 | 0 | 441.61 | 0 | 0 | 0 | 910.97 | 272.24 | 0 | 48986.1 | 0 | 0 | 1.2 | 0 | 3.83 | 40.17 | 93.03 | 17.08 | 0 | 0 | 87.3527 | 3.8124 | 0 | 0 | 0 | 0 | 0 | 17.0765 | 0 | 0 | 365.4372 | 17.0765 | 0
131 | 36.12 | 1372.24 | 14.53 | 0 | 0 | 0 | 0 | 157.14 | 0 | 593.09 | 0 | 0 | 0 | 1133.77 | 428.2 | 0 | 49414.31 | 0 | 0 | 1.18 | 0 | 4.6 | 39.62 | 123.99 | 17.08 | 0 | 0 | 87.3527 | 3.8124 | 0 | 0 | 0 | 0 | 0 | 17.0765 | 0 | 0 | 365.4372 | 17.0765 | 0
132 | 31.36 | 1237.51 | 13.91 | 0 | 0 | 0 | 0 | 0 | 0 | 593.09 | 0 | 0 | 0 | 1192.44 | 469.27 | 0 | 49883.57 | 0 | 0 | 1.19 | 0 | 5.55 | 0 | 120.56 | 17.08 | 0 | 0 | 85.3446 | 3.8124 | 0 | 0 | 0 | 0 | 0 | 17.0765 | 0 | 0 | 365.4372 | 17.0765 | 0
133 | 25.62 | 1060.54 | 13.16 | 0 | 0 | 0 | 0 | 0 | 0 | 593.09 | 0 | 0 | 0 | 968.7 | 312.65 | 0 | 50196.22 | 0 | 0 | 1.2 | 0 | 6.6 | 40.31 | 157.04 | 17.08 | 0 | 0 | 84.3406 | 4.7655 | 0 | 0 | 0 | 0 | 0 | 17.0765 | 0 | 0 | 365.4372 | 17.0765 | 0
134 | 18.35 | 809.74 | 12.52 | 0 | 0 | 0 | 0 | 0 | 0 | 593.09 | 0 | 0 | 0 | 752.34 | 161.2 | 0 | 50357.42 | 0 | 0 | 1.18 | 0 | 7.65 | 0 | 155.87 | 17.08 | 0 | 0 | 82.3324 | 4.7655 | 0 | 0 | 0 | 0 | 0 | 17.0765 | 0 | 0 | 365.4372 | 17.0765 | 0
135 | 16.32 | 733.66 | 11.99 | 0 | 0 | 0 | 0 | 157.14 | 0 | 744.57 | 0 | 0 | 0 | 478.59 | 0 | 30.42 | 50327 | 0 | 0 | 1.13 | 0 | 8.66 | 38.02 | 190.7 | 17.08 | 0 | 0 | 82.3324 | 4.7655 | 0 | 0 | 0 | 0 | 0 | 17.0765 | 0 | 0 | 365.4372 | 17.0765 | 0
136 | 13.39 | 618.77 | 11.33 | 0 | 0 | 0 | 0 | 0 | 0 | 744.57 | 0 | 0 | 0 | 554.27 | 22.55 | 0 | 50349.55 | 0 | 0 | 1.12 | 0 | 9.68 | 0 | 189.82 | 17.08 | 0 | 0 | 83.3365 | 4.7655 | 0 | 0 | 0 | 0 | 0 | 17.0765 | 0 | 0 | 365.4372 | 17.0765 | 0
137 | 10.08 | 480.81 | 10.74 | 0 | 0 | 0 | 0 | 0 | 0 | 744.57 | 0 | 0 | 0 | 372.65 | 0 | 104.58 | 50244.97 | 0 | 0 | 1.13 | 0 | 10.72 | 37.78 | 225.06 | 17.08 | 0 | 0 | 84.3406 | 5.7186 | 0 | 0 | 0 | 0 | 0 | 17.0765 | 0 | 0 | 365.4372 | 17.0765 | 0
138 | 6.65 | 328.18 | 10.46 | 0 | 0 | 0 | 0 | 157.14 | 0 | 896.05 | 0 | 0 | 0 | 94.01 | 0 | 299.63 | 49945.34 | 0 | 0 | 1.12 | 0 | 11.62 | 0 | 221.97 | 17.08 | 0 | 0 | 86.3487 | 6.6717 | 0 | 0 | 0 | 0 | 0 | 17.0765 | 0 | 0 | 365.4372 | 17.0765 | 0
139 | 2.91 | 149.12 | 10.34 | 0 | 0 | 0 | 0 | 24.32 | 0 | 919.49 | 0 | 0 | 0 | 0 | 0 | 365.44 | 49579.9 | 0 | 0 | 1.13 | 0 | 12.31 | 37.87 | 250.56 | 17.08 | 0 | 0 | 92.373 | 6.6717 | 0 | 0 | 0 | 0 | 0 | 17.0765 | 0 | 0 | 365.4372 | 17.0765 | 0
140 | 0 | 0 | 10.26 | 0 | 0 | 0 | 0 | 0 | 94.8576 | 821.09 | 0 | 0 | 0 | 0 | 0 | 365.44 | 49214.46 | 0 | 0 | 0 | 0 | 11.83 | 0 | 241.53 | 17.08 | 0 | 0 | 99.4014 | 5.7186 | 0 | 0 | 0 | 0 | 0 | 17.0765 | 0 | 0 | 365.4372 | 17.0765 | 0
141 | 0 | 0 | 10.35 | 0 | 0 | 0 | 0 | 0 | 93.8165 | 723.78 | 0 | 0 | 0 | 0 | 0 | 365.44 | 48849.03 | 0 | 0 | 0 | 0 | 11.24 | 0 | 230.34 | 17.08 | 0 | 0 | 99.4014 | 4.7655 | 0 | 0 | 0 | 0 | 0 | 17.0765 | 0 | 0 | 365.4372 | 17.0765 | 0
142 | 0 | 0 | 9.76 | 0 | 0 | 0 | 0 | 0 | 86.4322 | 634.12 | 0 | 0 | 0 | 0 | 0 | 365.44 | 48483.59 | 0 | 0 | 0 | 0 | 10.57 | 0 | 217.63 | 17.08 | 0 | 0 | 92.373 | 3.8124 | 0 | 0 | 0 | 0 | 0 | 17.0765 | 0 | 0 | 365.4372 | 17.0765 | 0
143 | 0 | 0 | 8.59 | 0 | 0 | 0 | 0 | 0 | 76.6091 | 554.65 | 0 | 0 | 0 | 0 | 0 | 365.44 | 48118.15 | 0 | 0 | 0 | 0 | 9.85 | 0 | 203.89 | 17.08 | 0 | 0 | 82.3324 | 2.8593 | 0 | 0 | 0 | 0 | 0 | 17.0765 | 0 | 0 | 365.4372 | 17.0765 | 0
144 | 0 | 0 | 7.15 | 0 | 0 | 0 | 0 | 0 | 68.0488 | 484.06 | 0 | 0 | 0 | 0 | 0 | 365.44 | 47752.72 | 0 | 0 | 0 | 0 | 9.13 | 0 | 190.3 | 17.08 | 0 | 0 | 73.296 | 1.9062 | 0 | 0 | 0 | 0 | 0 | 17.0765 | 0 | 0 | 365.4372 | 17.0765 | 0
145 | 0 | 0 | 5.84 | 0 | 0 | 0 | 0 | 0 | 64.3952 | 417.26 | 0 | 0 | 0 | 0 | 0 | 365.44 | 47387.28 | 0 | 0 | 0 | 0 | 8.48 | 0 | 177.86 | 17.08 | 0 | 0 | 69.2797 | 0.95311 | 0 | 0 | 0 | 0 | 0 | 17.0765 | 0 | 0 | 365.4372 | 17.0765 | 0
146 | 0 | 0 | 4.77 | 0 | 0 | 0 | 0 | 0 | 60.491 | 354.51 | 0 | 0 | 0 | 0 | 0 | 365.44 | 47021.84 | 0 | 0 | 0 | 0 | 7.74 | 0 | 163.86 | 17.08 | 0 | 0 | 65.2635 | 0 | 0 | 0 | 0 | 0 | 0 | 17.0765 | 0 | 0 | 365.4372 | 17.0765 | 0
147 | 0 | 0 | 4.03 | 0 | 0 | 0 | 0 | 0 | 60.2307 | 292.04 | 0 | 0 | 0 | 0 | 0 | 365.44 | 46656.4 | 0 | 0 | 0 | 0 | 6.86 | 0 | 147.08 | 17.08 | 0 | 0 | 64.2595 | 0 | 0 | 0 | 0 | 0 | 0 | 17.0765 | 0 | 0 | 365.4372 | 17.0765 | 0
148 | 0 | 0 | 3.81 | 0 | 0 | 0 | 0 | 0 | 61.455 | 228.29 | 0 | 0 | 0 | 0 | 0 | 365.44 | 46290.97 | 0 | 0 | 0 | 0 | 5.93 | 0 | 129.37 | 17.08 | 0 | 0 | 65.2635 | 0 | 0 | 0 | 0 | 0 | 0 | 17.0765 | 0 | 0 | 365.4372 | 17.0765 | 0
149 | 0 | 0 | 3.91 | 0 | 0 | 0 | 0 | 0 | 66.381 | 159.43 | 0 | 0 | 0 | 0 | 0 | 365.44 | 45925.53 | 0 | 0 | 0 | 0 | 5.02 | 0 | 112.15 | 17.08 | 0 | 0 | 70.2838 | 0 | 0 | 0 | 0 | 0 | 0 | 17.0765 | 0 | 0 | 365.4372 | 17.0765 | 0
150 | 0 | 0 | 4.18 | 0 | 0 | 0 | 0 | 0 | 72.5988 | 84.12 | 0 | 0 | 0 | 0 | 0 | 365.44 | 45560.09 | 0 | 0 | 0.52 | 0 | 4.59 | 0 | 94.5 | 17.08 | 0 | 0 | 75.3041 | 0.95311 | 0 | 0 | 0 | 0 | 0 | 17.0765 | 0 | 0 | 365.4372 | 17.0765 | 0
151 | 0 | 0 | 4.7 | 0 | 0 | 0 | 0 | 0 | 77.5345 | 3.69 | 0 | 0 | 0 | 0 | 0 | 365.44 | 45194.66 | 0 | 0 | 0 | 0 | 3.69 | 0 | 77.45 | 17.08 | 0 | 0 | 80.3243 | 1.9062 | 0 | 0 | 0 | 0 | 0 | 17.0765 | 0 | 0 | 365.4372 | 17.0765 | 0
152 | 6.68 | 329.9 | 5.42 | 0 | 0 | 0 | 0 | 0.39 | 0 | 4.07 | 0 | 0 | 0 | 251.2 | 0 | 189.6 | 45005.06 | 0 | 0 | 1.26 | 0 | 4.07 | 0 | 61.83 | 17.08 | 0 | 0 | 85.3446 | 3.8124 | 0 | 0 | 0 | 0 | 0 | 17.0765 | 0 | 0 | 365.4372 | 17.0765 | 0
153 | 21.84 | 934.21 | 6.09 | 0 | 0 | 0 | 0 | 0.64 | 0 | 4.68 | 0 | 0 | 0 | 866.21 | 240.91 | 0 | 45245.97 | 0 | 0 | 1.22 | 0 | 4.68 | 0 | 51.43 | 17.08 | 0 | 0 | 88.3568 | 5.7186 | 0 | 0 | 0 | 0 | 0 | 17.0765 | 0 | 0 | 365.4372 | 17.0765 | 0
154 | 34.98 | 1340.95 | 6.52 | 0 | 0 | 0 | 0 | 0.74 | 0 | 5.39 | 0 | 0 | 0 | 1286.33 | 535 | 0 | 45780.96 | 0 | 0 | 1.2 | 0 | 5.39 | 0 | 43.35 | 17.08 | 0 | 0 | 90.3649 | 3.8124 | 0 | 0 | 0 | 0 | 0 | 17.0765 | 0 | 0 | 365.4372 | 17.0765 | 0
155 | 44.58 | 1588.79 | 6.63 | 0 | 0 | 0 | 0 | 154.69 | 0 | 154.52 | 0 | 0 | 0 | 1350.32 | 579.79 | 0 | 46360.75 | 0 | 0 | 1.18 | 0 | 6.17 | 39.62 | 74.31 | 17.08 | 0 | 0 | 90.3649 | 3.8124 | 0 | 0 | 0 | 0 | 0 | 17.0765 | 0 | 0 | 365.4372 | 17.0765 | 0
156 | 47.2 | 1650.24 | 6.66 | 0 | 0 | 0 | 0 | 157.14 | 0 | 306 | 0 | 0 | 0 | 1377.96 | 599.13 | 0 | 46959.88 | 0 | 0 | 1.19 | 0 | 7.11 | 39.7 | 108.59 | 17.08 | 33.94 | 0 | 90.3649 | 3.8124 | 0 | 0 | 0 | 0 | 0 | 17.0765 | 0 | 0 | 365.4372 | 17.0765 | 0
157 | 47.94 | 1667.31 | 6.66 | 0 | 0 | 0 | 0 | 157.14 | 0 | 457.48 | 0 | 0 | 0 | 1377.96 | 599.13 | 0 | 47559.02 | 0 | 0 | 1.2 | 0 | 8.16 | 40.31 | 145.07 | 17.08 | 51.16 | 0 | 89.3608 | 4.7655 | 0 | 0 | 0 | 0 | 0 | 17.0765 | 0 | 0 | 365.4372 | 17.0765 | 0
158 | 47.38 | 1654.57 | 6.79 | 0 | 0 | 0 | 0 | 157.14 | 0 | 608.96 | 0 | 0 | 0 | 1377.96 | 599.13 | 0 | 48158.15 | 0 | 0 | 1.18 | 0 | 9.22 | 39.49 | 181.41 | 17.08 | 39.86 | 0 | 88.3568 | 4.7655 | 0 | 0 | 0 | 0 | 0 | 17.0765 | 0 | 0 | 365.4372 | 17.0765 | 0
159 | 45.97 | 1621.76 | 7.15 | 0 | 0 | 0 | 0 | 157.14 | 0 | 760.44 | 0 | 0 | 0 | 1377.96 | 599.13 | 0 | 48757.28 | 0 | 0 | 1.13 | 0 | 10.23 | 38.02 | 216.25 | 17.08 | 8.53 | 0 | 87.3527 | 4.7655 | 0 | 0 | 0 | 0 | 0 | 17.0765 | 0 | 0 | 365.4372 | 17.0765 | 0
160 | 43.9 | 1572.26 | 6.84 | 0 | 0 | 0 | 0 | 113.28 | 0 | 869.64 | 0 | 0 | 0 | 1377.96 | 599.13 | 0 | 49356.42 | 0 | 0 | 1.12 | 0 | 11.25 | 37.52 | 251.01 | 17.08 | 0 | 0 | 88.3568 | 4.7655 | 0 | 0 | 0 | 0 | 0 | 17.0765 | 0 | 0 | 365.4372 | 17.0765 | 0
161 | 41.3 | 1508.07 | 6.74 | 0 | 0 | 0 | 0 | 80.94 | 0 | 947.67 | 0 | 0 | 0 | 1377.96 | 599.13 | 0 | 49955.55 | 0 | 0 | 1.13 | 0 | 12.28 | 0 | 250.35 | 17.08 | 0 | 0 | 90.3649 | 5.7186 | 0 | 0 | 0 | 0 | 0 | 17.0765 | 0 | 0 | 365.4372 | 17.0765 | 0
162 | 37.92 | 1420.78 | 6.92 | 0 | 0 | 0 | 0 | 0 | 0 | 947.67 | 0 | 0 | 0 | 1328.9 | 564.79 | 0 | 50520.34 | 0 | 0 | 1.12 | 0 | 13.18 | 37.55 | 282.95 | 17.08 | 0 | 0 | 91.3689 | 6.6717 | 0 | 0 | 0 | 0 | 0 | 17.0765 | 0 | 0 | 365.4372 | 17.0765 | 0
163 | 27.25 | 1112.4 | 7.08 | 0 | 0 | 0 | 0 | 0 | 0 | 947.67 | 0 | 0 | 0 | 1042.54 | 364.34 | 0 | 50884.68 | 0 | 0 | 1.13 | 0 | 13.87 | 0 | 275.55 | 17.08 | 0 | 0 | 96.3892 | 6.6717 | 0 | 0 | 0 | 0 | 0 | 17.0765 | 0 | 0 | 365.4372 | 17.0765 | 0
164 | 0 | 0 | 7.24 | 0 | 0 | 0 | 0 | 0 | 100.8922 | 843.01 | 0 | 0 | 0 | 0 | 0 | 365.44 | 50519.24 | 0 | 0 | 0 | 0 | 13.39 | 0 | 266.53 | 17.08 | 0 | 0 | 102.4135 | 5.7186 | 0 | 0 | 0 | 0 | 0 | 17.0765 | 0 | 0 | 365.4372 | 17.0765 | 0
165 | 0 | 0 | 7.33 | 0 | 0 | 0 | 0 | 0 | 99.8511 | 739.43 | 0 | 0 | 0 | 0 | 0 | 365.44 | 50153.81 | 0 | 0 | 0 | 0 | 12.81 | 0 | 255.33 | 17.08 | 0 | 0 | 102.4135 | 4.7655 | 0 | 0 | 0 | 0 | 0 | 17.0765 | 0 | 0 | 365.4372 | 17.0765 | 0
166 | 0 | 0 | 8.3 | 0 | 0 | 0 | 0 | 0 | 90.8956 | 645.14 | 0 | 0 | 0 | 0 | 0 | 365.44 | 49788.37 | 0 | 0 | 0 | 0 | 12.14 | 0 | 242.63 | 17.08 | 0 | 0 | 95.3851 | 3.8124 | 0 | 0 | 0 | 0 | 0 | 17.0765 | 0 | 0 | 365.4372 | 17.0765 | 0
167 | 0 | 0 | 9.31 | 0 | 0 | 0 | 0 | 0 | 77.8912 | 564.34 | 0 | 0 | 0 | 0 | 0 | 365.44 | 49422.93 | 0 | 0 | 0 | 0 | 11.41 | 0 | 228.89 | 17.08 | 0 | 0 | 84.3406 | 2.8593 | 0 | 0 | 0 | 0 | 0 | 17.0765 | 0 | 0 | 365.4372 | 17.0765 | 0
168 | 0 | 0 | 9.87 | 0 | 0 | 0 | 0 | 0 | 68.338 | 493.45 | 0 | 0 | 0 | 0 | 0 | 365.44 | 49057.5 | 0 | 0 | 0 | 0 | 10.7 | 0 | 215.29 | 17.08 | 0 | 0 | 76.3081 | 1.9062 | 0 | 0 | 0 | 0 | 0 | 17.0765 | 0 | 0 | 365.4372 | 17.0765 | 0
169 | 0 | 0 | 10.23 | 0 | 0 | 0 | 0 | 0 | 62.0141 | 429.12 | 0 | 0 | 0 | 0 | 0 | 365.44 | 48692.06 | 0 | 0 | 0 | 0 | 10.04 | 0 | 202.85 | 17.08 | 0 | 0 | 71.2878 | 0.95311 | 0 | 0 | 0 | 0 | 0 | 17.0765 | 0 | 0 | 365.4372 | 17.0765 | 0
170 | 0 | 0 | 10.81 | 0 | 0 | 0 | 0 | 0 | 57.464 | 369.5 | 0 | 0 | 0 | 0 | 0 | 365.44 | 48326.62 | 0 | 0 | 0 | 0 | 9.31 | 0 | 188.85 | 17.08 | 0 | 0 | 68.2757 | 0 | 0 | 0 | 0 | 0 | 0 | 17.0765 | 0 | 0 | 365.4372 | 17.0765 | 0
171 | 0 | 0 | 11.57 | 0 | 0 | 0 | 0 | 0 | 55.7096 | 311.72 | 0 | 0 | 0 | 0 | 0 | 365.44 | 47961.18 | 0 | 0 | 0 | 0 | 8.42 | 0 | 172.08 | 17.08 | 0 | 0 | 67.2716 | 0 | 0 | 0 | 0 | 0 | 0 | 17.0765 | 0 | 0 | 365.4372 | 17.0765 | 0
172 | 0 | 0 | 11.16 | 0 | 0 | 0 | 0 | 0 | 57.117 | 252.47 | 0 | 0 | 0 | 0 | 0 | 365.44 | 47595.75 | 0 | 0 | 0 | 0 | 7.49 | 0 | 154.36 | 17.08 | 0 | 0 | 68.2757 | 0 | 0 | 0 | 0 | 0 | 0 | 17.0765 | 0 | 0 | 365.4372 | 17.0765 | 0
173 | 0 | 0 | 10.3 | 0 | 0 | 0 | 0 | 0 | 60.9923 | 189.2 | 0 | 0 | 0 | 0 | 0 | 365.44 | 47230.31 | 0 | 0 | 0 | 0 | 6.58 | 0 | 137.14 | 17.08 | 0 | 0 | 71.2878 | 0 | 0 | 0 | 0 | 0 | 0 | 17.0765 | 0 | 0 | 365.4372 | 17.0765 | 0
174 | 0 | 0 | 9.79 | 0 | 0 | 0 | 0 | 0 | 67.4704 | 119.21 | 0 | 0 | 0 | 0 | 0 | 365.44 | 46864.87 | 0 | 0 | 0 | 0 | 5.66 | 0 | 119.49 | 17.08 | 0 | 0 | 76.3081 | 0.95311 | 0 | 0 | 0 | 0 | 0 | 17.0765 | 0 | 0 | 365.4372 | 17.0765 | 0
175 | 0 | 0 | 9.56 | 0 | 0 | 0 | 0 | 0 | 73.6785 | 42.78 | 0 | 0 | 0 | 0 | 0 | 365.44 | 46499.44 | 0 | 0 | 0 | 0 | 4.76 | 0 | 102.44 | 17.08 | 0 | 0 | 81.3284 | 1.9062 | 0 | 0 | 0 | 0 | 0 | 17.0765 | 0 | 0 | 365.4372 | 17.0765 | 0
176 | 1.55 | 80.52 | 9.05 | 0 | 0 | 0 | 0 | 0 | 0.29884 | 42.47 | 0 | 0 | 0 | 0 | 0 | 365.44 | 46134 | 0 | 0 | 1.26 | 0 | 5.13 | 0 | 86.82 | 17.08 | 0 | 0 | 86.3487 | 3.8124 | 0 | 0 | 0 | 0 | 0 | 17.0765 | 0 | 0 | 365.4372 | 17.0765 | 0
177 | 7.94 | 387.11 | 8.19 | 0 | 0 | 0 | 0 | 157.14 | 0 | 193.95 | 0 | 0 | 0 | 149.81 | 0 | 260.57 | 45873.42 | 0 | 0 | 1.22 | 0 | 5.75 | 0 | 76.42 | 17.08 | 0 | 0 | 89.3608 | 5.7186 | 0 | 0 | 0 | 0 | 0 | 17.0765 | 0 | 0 | 365.4372 | 17.0765 | 0
178 | 13.45 | 620.96 | 8.56 | 0 | 0 | 0 | 0 | 157.14 | 0 | 345.43 | 0 | 0 | 0 | 349.27 | 0 | 120.95 | 45752.48 | 0 | 0 | 1.2 | 0 | 6.46 | 40.17 | 106.51 | 17.08 | 0 | 0 | 91.3689 | 3.8124 | 0 | 0 | 0 | 0 | 0 | 17.0765 | 0 | 0 | 365.4372 | 17.0765 | 0
179 | 15.16 | 688.89 | 9.7 | 0 | 0 | 0 | 0 | 0 | 0 | 345.43 | 0 | 0 | 0 | 616.38 | 66.03 | 0 | 45818.51 | 0 | 0 | 1.18 | 0 | 7.23 | 0 | 99.83 | 17.08 | 0 | 0 | 92.373 | 3.8124 | 0 | 0 | 0 | 0 | 0 | 17.0765 | 0 | 0 | 365.4372 | 17.0765 | 0
180 | 21.75 | 930.84 | 10.7 | 0 | 0 | 0 | 0 | 0 | 0 | 345.43 | 0 | 0 | 0 | 827.21 | 213.61 | 0 | 46032.12 | 0 | 0 | 1.19 | 0 | 8.18 | 39.7 | 134.1 | 17.08 | 0 | 0 | 91.3689 | 3.8124 | 0 | 0 | 0 | 0 | 0 | 17.0765 | 0 | 0 | 365.4372 | 17.0765 | 0
181 | 27.47 | 1119.49 | 11.62 | 0 | 0 | 0 | 0 | 157.14 | 0 | 496.91 | 0 | 0 | 0 | 905.11 | 268.14 | 0 | 46300.26 | 0 | 0 | 1.2 | 0 | 9.22 | 0 | 132.28 | 17.08 | 0 | 0 | 90.3649 | 4.7655 | 0 | 0 | 0 | 0 | 0 | 17.0765 | 0 | 0 | 365.4372 | 17.0765 | 0
182 | 31.94 | 1254.54 | 12.5 | 0 | 0 | 0 | 0 | 157.14 | 0 | 648.39 | 0 | 0 | 0 | 1007.05 | 339.5 | 0 | 46639.76 | 0 | 0 | 1.18 | 0 | 10.28 | 39.49 | 168.63 | 17.08 | 0 | 0 | 89.3608 | 4.7655 | 0 | 0 | 0 | 0 | 0 | 17.0765 | 0 | 0 | 365.4372 | 17.0765 | 0
183 | 31.12 | 1230.57 | 13.02 | 0 | 0 | 0 | 0 | 0 | 0 | 648.39 | 0 | 0 | 0 | 1180.46 | 460.89 | 0 | 47100.64 | 0 | 0 | 1.13 | 0 | 11.29 | 0 | 167.35 | 17.08 | 0 | 0 | 88.3568 | 4.7655 | 0 | 0 | 0 | 0 | 0 | 17.0765 | 0 | 0 | 365.4372 | 17.0765 | 0
184 | 29.57 | 1184.21 | 12.45 | 0 | 0 | 0 | 0 | 122.13 | 0 | 766.13 | 0 | 0 | 0 | 971.33 | 314.49 | 0 | 47415.14 | 0 | 0 | 1.12 | 0 | 12.31 | 37.52 | 202.11 | 17.08 | 0 | 0 | 89.3608 | 4.7655 | 0 | 0 | 0 | 0 | 0 | 17.0765 | 0 | 0 | 365.4372 | 17.0765 | 0
185 | 27.6 | 1123.37 | 11.73 | 0 | 0 | 0 | 0 | 0 | 0 | 766.13 | 0 | 0 | 0 | 1064.47 | 379.69 | 0 | 47794.83 | 0 | 0 | 1.13 | 0 | 13.35 | 0 | 201.45 | 17.08 | 0 | 0 | 91.3689 | 5.7186 | 0 | 0 | 0 | 0 | 0 | 17.0765 | 0 | 0 | 365.4372 | 17.0765 | 0
186 | 23.16 | 979 | 11.41 | 0 | 0 | 0 | 0 | 0 | 0 | 766.13 | 0 | 0 | 0 | 875.84 | 247.65 | 0 | 48042.49 | 0 | 0 | 1.12 | 0 | 14.25 | 37.55 | 234.05 | 17.08 | 0 | 0 | 92.373 | 6.6717 | 0 | 0 | 0 | 0 | 0 | 17.0765 | 0 | 0 | 365.4372 | 17.0765 | 0
187 | 13.75 | 633.25 | 11.04 | 0 | 0 | 0 | 0 | 157.14 | 0 | 917.61 | 0 | 0 | 0 | 395.71 | 0 | 88.44 | 47954.04 | 0 | 0 | 1.13 | 0 | 14.93 | 0 | 226.65 | 17.08 | 0 | 0 | 97.3933 | 6.6717 | 0 | 0 | 0 | 0 | 0 | 17.0765 | 0 | 0 | 365.4372 | 17.0765 | 0
188 | 0 | 0 | 10.67 | 0 | 0 | 0 | 0 | 0 | 98.463 | 815.46 | 0 | 0 | 0 | 0 | 0 | 365.44 | 47588.61 | 0 | 0 | 0 | 0 | 14.46 | 0 | 217.63 | 17.08 | 0 | 0 | 103.4176 | 5.7186 | 0 | 0 | 0 | 0 | 0 | 17.0765 | 0 | 0 | 365.4372 | 17.0765 | 0
189 | 0 | 0 | 10.61 | 0 | 0 | 0 | 0 | 0 | 97.5761 | 714.24 | 0 | 0 | 0 | 0 | 0 | 365.44 | 47223.17 | 0 | 0 | 0 | 0 | 13.87 | 0 | 206.43 | 17.08 | 0 | 0 | 103.4176 | 4.7655 | 0 | 0 | 0 | 0 | 0 | 17.0765 | 0 | 0 | 365.4372 | 17.0765 | 0
190 | 0 | 0 | 10.54 | 0 | 0 | 0 | 0 | 0 | 89.6616 | 621.23 | 0 | 0 | 0 | 0 | 0 | 365.44 | 46857.73 | 0 | 0 | 0 | 0 | 13.2 | 0 | 193.73 | 17.08 | 0 | 0 | 96.3892 | 3.8124 | 0 | 0 | 0 | 0 | 0 | 17.0765 | 0 | 0 | 365.4372 | 17.0765 | 0
191 | 0 | 0 | 10.3 | 0 | 0 | 0 | 0 | 0 | 77.9105 | 540.41 | 0 | 0 | 0 | 0 | 0 | 365.44 | 46492.29 | 0 | 0 | 0 | 0 | 12.48 | 0 | 179.99 | 17.08 | 0 | 0 | 85.3446 | 2.8593 | 0 | 0 | 0 | 0 | 0 | 17.0765 | 0 | 0 | 365.4372 | 17.0765 | 0
192 | 0 | 0 | 10.05 | 0 | 0 | 0 | 0 | 0 | 69.167 | 468.66 | 0 | 0 | 0 | 0 | 0 | 365.44 | 46126.86 | 0 | 0 | 0 | 0 | 11.76 | 0 | 166.39 | 17.08 | 0 | 0 | 77.3122 | 1.9062 | 0 | 0 | 0 | 0 | 0 | 17.0765 | 0 | 0 | 365.4372 | 17.0765 | 0
193 | 0 | 0 | 9.75 | 0 | 0 | 0 | 0 | 0 | 63.4987 | 402.79 | 0 | 0 | 0 | 0 | 0 | 365.44 | 45761.42 | 0 | 0 | 0 | 0 | 11.11 | 0 | 153.95 | 17.08 | 0 | 0 | 72.2919 | 0.95311 | 0 | 0 | 0 | 0 | 0 | 17.0765 | 0 | 0 | 365.4372 | 17.0765 | 0
194 | 0 | 0 | 9.31 | 0 | 0 | 0 | 0 | 0 | 59.9704 | 340.58 | 0 | 0 | 0 | 0 | 0 | 365.44 | 45395.98 | 0 | 0 | 0 | 0 | 10.37 | 0 | 139.96 | 17.08 | 0 | 0 | 69.2797 | 0 | 0 | 0 | 0 | 0 | 0 | 17.0765 | 0 | 0 | 365.4372 | 17.0765 | 0
195 | 0 | 0 | 8.74 | 0 | 0 | 0 | 0 | 0 | 58.5341 | 279.86 | 0 | 0 | 0 | 0 | 0 | 365.44 | 45030.55 | 0 | 0 | 0 | 0 | 9.49 | 0 | 123.18 | 17.08 | 0 | 0 | 67.2716 | 0 | 0 | 0 | 0 | 0 | 0 | 17.0765 | 0 | 0 | 365.4372 | 17.0765 | 0
196 | 0 | 0 | 9.03 | 0 | 0 | 0 | 0 | 0 | 60.25 | 217.36 | 0 | 0 | 0 | 0 | 0 | 365.44 | 44665.11 | 0 | 0 | 0 | 0 | 8.56 | 0 | 105.47 | 17.08 | 0 | 0 | 69.2797 | 0 | 0 | 0 | 0 | 0 | 0 | 17.0765 | 0 | 0 | 365.4372 | 17.0765 | 0
197 | 0 | 0 | 9.71 | 0 | 0 | 0 | 0 | 0 | 62.5732 | 152.44 | 0 | 0 | 0 | 0 | 0 | 365.44 | 44299.67 | 0 | 0 | 0 | 0 | 7.65 | 0 | 88.25 | 17.08 | 0 | 0 | 72.2919 | 0 | 0 | 0 | 0 | 0 | 0 | 17.0765 | 0 | 0 | 365.4372 | 17.0765 | 0
198 | 0 | 0 | 10.03 | 0 | 0 | 0 | 0 | 0 | 67.2294 | 82.71 | 0 | 0 | 0 | 0 | 0 | 365.44 | 43934.23 | 0 | 0 | 0 | 0 | 6.72 | 0 | 70.6 | 17.08 | 0 | 0 | 76.3081 | 0.95311 | 0 | 0 | 0 | 0 | 0 | 17.0765 | 0 | 0 | 365.4372 | 17.0765 | 0
199 | 0 | 0 | 10.12 | 0 | 0 | 0 | 0 | 0 | 74.1123 | 5.82 | 0 | 0 | 0 | 0 | 0 | 365.44 | 43568.8 | 0 | 0 | 0 | 0 | 5.82 | 0 | 53.55 | 17.08 | 0 | 0 | 82.3324 | 1.9062 | 0 | 0 | 0 | 0 | 0 | 17.0765 | 0 | 0 | 365.4372 | 17.0765 | 0
200 | 2.3 | 118.78 | 10.06 | 0 | 0 | 0 | 0 | 9.04 | 0 | 14.53 | 0 | 0 | 0 | 0 | 0 | 365.44 | 43203.36 | 0 | 0 | 1.26 | 0 | 6.2 | 30.69 | 67.08 | 17.08 | 0 | 0 | 86.3487 | 3.8124 | 0 | 0 | 0 | 0 | 0 | 17.0765 | 0 | 0 | 365.4372 | 17.0765 | 0
201 | 8.44 | 409.04 | 9.89 | 0 | 0 | 0 | 0 | 157.14 | 0 | 166.01 | 0 | 0 | 0 | 131.94 | 0 | 273.08 | 42930.28 | 0 | 0 | 1.22 | 0 | 6.81 | 40.97 | 95.6 | 17.08 | 0 | 0 | 90.3649 | 5.7186 | 0 | 0 | 0 | 0 | 0 | 17.0765 | 0 | 0 | 365.4372 | 17.0765 | 0
202 | 12.41 | 578.98 | 8.53 | 0 | 0 | 0 | 0 | 157.14 | 0 | 317.49 | 0 | 0 | 0 | 346.4 | 0 | 122.95 | 42807.33 | 0 | 0 | 1.2 | 0 | 7.52 | 0 | 87.52 | 17.08 | 0 | 0 | 91.3689 | 3.8124 | 0 | 0 | 0 | 0 | 0 | 17.0765 | 0 | 0 | 365.4372 | 17.0765 | 0
203 | 12.54 | 584.16 | 6.99 | 0 | 0 | 0 | 0 | 0 | 0 | 317.49 | 0 | 0 | 0 | 466.7 | 0 | 38.75 | 42768.58 | 0 | 0 | 1.18 | 0 | 8.3 | 39.62 | 118.49 | 17.08 | 0 | 0 | 92.373 | 3.8124 | 0 | 0 | 0 | 0 | 0 | 17.0765 | 0 | 0 | 365.4372 | 17.0765 | 0
204 | 17.74 | 786.98 | 5.97 | 0 | 0 | 0 | 0 | 25.16 | 0 | 341.75 | 0 | 0 | 0 | 689.16 | 116.97 | 0 | 42885.56 | 0 | 0 | 1.19 | 0 | 9.24 | 0 | 115.05 | 17.08 | 0 | 0 | 91.3689 | 3.8124 | 0 | 0 | 0 | 0 | 0 | 17.0765 | 0 | 0 | 365.4372 | 17.0765 | 0
205 | 22.18 | 945.63 | 5.2 | 0 | 0 | 0 | 0 | 157.14 | 0 | 493.23 | 0 | 0 | 0 | 679.23 | 110.02 | 0 | 42995.58 | 0 | 0 | 1.2 | 0 | 10.29 | 40.31 | 151.53 | 17.08 | 0 | 0 | 90.3649 | 4.7655 | 0 | 0 | 0 | 0 | 0 | 17.0765 | 0 | 0 | 365.4372 | 17.0765 | 0
206 | 25.15 | 1045.05 | 4.63 | 0 | 0 | 0 | 0 | 0 | 0 | 493.23 | 0 | 0 | 0 | 979.52 | 320.23 | 0 | 43315.8 | 0 | 0 | 1.18 | 0 | 11.35 | 0 | 150.36 | 17.08 | 0 | 0 | 89.3608 | 4.7655 | 0 | 0 | 0 | 0 | 0 | 17.0765 | 0 | 0 | 365.4372 | 17.0765 | 0
207 | 25.9 | 1069.5 | 4.28 | 0 | 0 | 0 | 0 | 0 | 0 | 493.23 | 0 | 0 | 0 | 967.41 | 311.75 | 0 | 43627.55 | 0 | 0 | 1.13 | 0 | 12.36 | 38.02 | 185.19 | 17.08 | 0 | 0 | 88.3568 | 4.7655 | 0 | 0 | 0 | 0 | 0 | 17.0765 | 0 | 0 | 365.4372 | 17.0765 | 0
208 | 26.25 | 1080.81 | 3.95 | 0 | 0 | 0 | 0 | 157.14 | 0 | 644.71 | 0 | 0 | 0 | 858.62 | 235.6 | 0 | 43863.15 | 0 | 0 | 1.12 | 0 | 13.38 | 0 | 184.31 | 17.08 | 0 | 0 | 89.3608 | 4.7655 | 0 | 0 | 0 | 0 | 0 | 17.0765 | 0 | 0 | 365.4372 | 17.0765 | 0
209 | 26.67 | 1094.07 | 3.75 | 0 | 0 | 0 | 0 | 0 | 0 | 644.71 | 0 | 0 | 0 | 989.5 | 327.21 | 0 | 44190.36 | 0 | 0 | 1.13 | 0 | 14.41 | 37.78 | 219.55 | 17.08 | 0 | 0 | 90.3649 | 5.7186 | 0 | 0 | 0 | 0 | 0 | 17.0765 | 0 | 0 | 365.4372 | 17.0765 | 0
210 | 22.39 | 952.87 | 3.61 | 0 | 0 | 0 | 0 | 157.14 | 0 | 796.19 | 0 | 0 | 0 | 721.56 | 139.66 | 0 | 44330.02 | 0 | 0 | 1.12 | 0 | 15.32 | 0 | 216.47 | 17.08 | 0 | 0 | 92.373 | 6.6717 | 0 | 0 | 0 | 0 | 0 | 17.0765 | 0 | 0 | 365.4372 | 17.0765 | 0
211 | 13.27 | 613.91 | 3.46 | 0 | 0 | 0 | 0 | 157.14 | 0 | 947.67 | 0 | 0 | 0 | 330.44 | 0 | 134.13 | 44195.89 | 0 | 0 | 1.13 | 0 | 16 | 37.87 | 245.05 | 17.08 | 0 | 0 | 97.3933 | 6.6717 | 0 | 0 | 0 | 0 | 0 | 17.0765 | 0 | 0 | 365.4372 | 17.0765 | 0
212 | 0 | 0 | 3.24 | 0 | 0 | 0 | 0 | 0 | 103.7939 | 840 | 0 | 0 | 0 | 0 | 0 | 365.44 | 43830.45 | 0 | 0 | 0 | 1.0925 | 14.37 | 0 | 236.02 | 17.08 | 0 | 0 | 102.4135 | 5.7186 | 0 | 0 | 0 | 0 | 0 | 17.0765 | 0 | 0 | 365.4372 | 17.0765 | 0
213 | 0 | 0 | 3 | 0 | 0 | 0 | 0 | 0 | 92.4862 | 744.06 | 0 | 0 | 0 | 0 | 0 | 392.44 | 43438.01 | 27.01 | 12.6947 | 0 | 0 | 13.78 | 0 | 224.83 | 17.08 | 0 | 0 | 103.4176 | 4.7655 | 0 | 0 | 0 | 0 | 0 | 17.0765 | 0 | 0 | 365.4372 | 17.0765 | 0
214 | 0 | 0 | 2.36 | 0 | 0 | 0 | 0 | 0 | 95.9951 | 644.48 | 0 | 0 | 0 | 0 | 0 | 365.44 | 43072.57 | 0 | 0 | 0 | 0.8455 | 12.23 | 0 | 212.12 | 17.08 | 0 | 0 | 95.3851 | 3.8124 | 0 | 0 | 0 | 0 | 0 | 17.0765 | 0 | 0 | 365.4372 | 17.0765 | 0
215 | 0 | 0 | 1.72 | 0 | 0 | 0 | 0 | 0 | 72.7916 | 568.97 | 0 | 0 | 0 | 0 | 0 | 392.44 | 42680.13 | 27.01 | 12.6947 | 0 | 0 | 11.51 | 0 | 198.39 | 17.08 | 0 | 0 | 84.3406 | 2.8593 | 0 | 0 | 0 | 0 | 0 | 17.0765 | 0 | 0 | 365.4372 | 17.0765 | 0
216 | 0 | 0 | 1.21 | 0 | 0 | 0 | 0 | 0 | 77.0043 | 489.09 | 0 | 0 | 0 | 0 | 0 | 365.44 | 42314.69 | 0 | 0 | 0 | 0 | 10.79 | 0 | 184.79 | 17.08 | 0 | 0 | 76.3081 | 1.9062 | 0 | 0 | 0 | 0 | 0 | 17.0765 | 0 | 0 | 365.4372 | 17.0765 | 0
217 | 0 | 0 | 0.77 | 0 | 0 | 0 | 0 | 0 | 71.471 | 414.95 | 0 | 0 | 0 | 0 | 0 | 365.44 | 41949.25 | 0 | 0 | 0 | 0 | 10.14 | 0 | 172.35 | 17.08 | 0 | 0 | 71.2878 | 0.95311 | 0 | 0 | 0 | 0 | 0 | 17.0765 | 0 | 0 | 365.4372 | 17.0765 | 0
218 | 0 | 0 | 0.51 | 0 | 0 | 0 | 0 | 0 | 66.4485 | 346.02 | 0 | 0 | 0 | 0 | 0 | 365.44 | 41583.82 | 0 | 0 | 0 | 1.311 | 8.02 | 0 | 158.35 | 17.08 | 0 | 0 | 68.2757 | 0 | 0 | 0 | 0 | 0 | 0 | 17.0765 | 0 | 0 | 365.4372 | 17.0765 | 0
219 | 0 | 0 | 0.35 | 0 | 0 | 0 | 0 | 0 | 53.2224 | 290.81 | 0 | 0 | 0 | 0 | 0 | 392.44 | 41191.37 | 27.01 | 12.6947 | 0 | 0 | 7.13 | 0 | 141.57 | 17.08 | 0 | 0 | 66.2676 | 0 | 0 | 0 | 0 | 0 | 0 | 17.0765 | 0 | 0 | 365.4372 | 17.0765 | 0
220 | 0 | 0 | 0.37 | 0 | 0 | 0 | 0 | 0 | 54.2154 | 234.57 | 0 | 0 | 0 | 0 | 0 | 392.44 | 40798.93 | 27.01 | 12.6947 | 0 | 0 | 6.2 | 0 | 123.86 | 17.08 | 0 | 0 | 67.2716 | 0 | 0 | 0 | 0 | 0 | 0 | 17.0765 | 0 | 0 | 365.4372 | 17.0765 | 0
221 | 0 | 0 | 0.45 | 0 | 0 | 0 | 0 | 0 | 69.514 | 162.46 | 0 | 0 | 0 | 0 | 0 | 365.44 | 40433.49 | 0 | 0 | 0 | 1.3205 | 3.91 | 0 | 106.64 | 17.08 | 0 | 0 | 71.2878 | 0 | 0 | 0 | 0 | 0 | 0 | 17.0765 | 0 | 0 | 365.4372 | 17.0765 | 0
222 | 0 | 0 | 0.57 | 0 | 0 | 0 | 0 | 0 | 62.9974 | 97.12 | 0 | 0 | 0 | 0 | 0 | 392.44 | 40041.05 | 27.01 | 12.6947 | 0 | 0 | 2.98 | 0 | 88.99 | 17.08 | 0 | 0 | 75.3041 | 0.95311 | 0 | 0 | 0 | 0 | 0 | 17.0765 | 0 | 0 | 365.4372 | 17.0765 | 0
223 | 0 | 0 | 0.72 | 0 | 0 | 0 | 0 | 0 | 68.8103 | 25.73 | 0 | 0 | 0 | 0 | 0 | 392.44 | 39648.61 | 27.01 | 12.6947 | 0 | 0 | 2.08 | 0 | 71.94 | 17.08 | 0 | 0 | 80.3243 | 1.9062 | 0 | 0 | 0 | 0 | 0 | 17.0765 | 0 | 0 | 365.4372 | 17.0765 | 0
224 | 1 | 52.18 | 0.88 | 0 | 0 | 0 | 0 | 0 | 24.8037 | 0 | 0 | 0 | 0 | 0 | 0 | 384.8 | 39263.8 | 19.37 | 9.1039 | 0 | 1.197 | 0 | 0 | 56.32 | 17.08 | 0 | 0 | 85.3446 | 3.8124 | 0 | 0 | 0 | 0 | 0 | 17.0765 | 0 | 0 | 365.4372 | 17.0765 | 0
225 | 5.46 | 272.82 | 1.01 | 0 | 0 | 0 | 0 | 0.64 | 0 | 0.61 | 0 | 0 | 0 | 142.38 | 0 | 265.77 | 38998.03 | 0 | 0 | 1.22 | 0 | 0.61 | 40.97 | 84.84 | 17.08 | 0 | 0 | 88.3568 | 5.7186 | 0 | 0 | 0 | 0 | 0 | 17.0765 | 0 | 0 | 365.4372 | 17.0765 | 0
226 | 8.37 | 406.16 | 1.08 | 0 | 0 | 0 | 0 | 157.14 | 0 | 152.09 | 0 | 0 | 0 | 122.93 | 0 | 279.39 | 38718.64 | 0 | 0 | 1.2 | 0 | 1.33 | 40.17 | 114.93 | 17.08 | 0 | 0 | 90.3649 | 3.8124 | 0 | 0 | 0 | 0 | 0 | 17.0765 | 0 | 0 | 365.4372 | 17.0765 | 0
227 | 7.38 | 361.63 | 1.25 | 0 | 0 | 0 | 0 | 157.14 | 0 | 303.58 | 0 | 0 | 0 | 78.14 | 0 | 310.74 | 38407.9 | 0 | 0 | 1.18 | 0 | 2.1 | 39.62 | 145.89 | 17.08 | 0 | 0 | 90.3649 | 3.8124 | 0 | 0 | 0 | 0 | 0 | 17.0765 | 0 | 0 | 365.4372 | 17.0765 | 0
228 | 12.58 | 585.66 | 1.46 | 0 | 0 | 0 | 0 | 157.14 | 0 | 455.06 | 0 | 0 | 0 | 308.51 | 0 | 149.48 | 38258.42 | 0 | 0 | 1.19 | 0 | 3.05 | 39.7 | 180.17 | 17.08 | 0 | 0 | 89.3608 | 3.8124 | 0 | 0 | 0 | 0 | 0 | 17.0765 | 0 | 0 | 365.4372 | 17.0765 | 0
229 | 18.18 | 803.6 | 1.71 | 0 | 0 | 0 | 0 | 39.6 | 0 | 493.23 | 0 | 0 | 0 | 689.57 | 117.26 | 0 | 38375.68 | 0 | 0 | 1.2 | 0 | 4.09 | 0 | 178.35 | 17.08 | 0 | 0 | 88.3568 | 4.7655 | 0 | 0 | 0 | 0 | 0 | 17.0765 | 0 | 0 | 365.4372 | 17.0765 | 0
230 | 23.09 | 976.85 | 2.01 | 0 | 0 | 0 | 0 | 157.14 | 0 | 644.71 | 0 | 0 | 0 | 712.04 | 132.99 | 0 | 38508.67 | 0 | 0 | 1.18 | 0 | 5.15 | 39.49 | 214.7 | 17.08 | 0 | 0 | 87.3527 | 4.7655 | 0 | 0 | 0 | 0 | 0 | 17.0765 | 0 | 0 | 365.4372 | 17.0765 | 0
231 | 17.77 | 788.34 | 2.27 | 0 | 0 | 0 | 0 | 157.14 | 0 | 796.19 | 0 | 0 | 0 | 558 | 25.16 | 0 | 38533.83 | 0 | 0 | 1.13 | 0 | 6.16 | 0 | 213.41 | 17.08 | 0 | 0 | 87.3527 | 4.7655 | 0 | 0 | 0 | 0 | 0 | 17.0765 | 0 | 0 | 365.4372 | 17.0765 | 0
232 | 11.88 | 556.86 | 2.33 | 0 | 0 | 0 | 0 | 0 | 0 | 796.19 | 0 | 0 | 0 | 440.31 | 0 | 57.22 | 38476.61 | 0 | 0 | 1.12 | 0 | 7.18 | 37.52 | 248.17 | 17.08 | 0 | 0 | 87.3527 | 4.7655 | 0 | 0 | 0 | 0 | 0 | 17.0765 | 0 | 0 | 365.4372 | 17.0765 | 0
233 | 6.63 | 327.16 | 2.34 | 0 | 0 | 0 | 0 | 157.14 | 0 | 947.67 | 0 | 0 | 0 | 82.78 | 0 | 307.49 | 38169.12 | 0 | 0 | 1.13 | 0 | 8.22 | 0 | 247.52 | 17.08 | 0 | 0 | 89.3608 | 5.7186 | 0 | 0 | 0 | 0 | 0 | 17.0765 | 0 | 0 | 365.4372 | 17.0765 | 0
234 | 4.25 | 214.98 | 2.44 | 0 | 0 | 0 | 0 | 0 | 0 | 947.67 | 0 | 0 | 0 | 85.96 | 0 | 305.26 | 37863.85 | 0 | 0 | 1.12 | 0 | 9.12 | 37.55 | 280.11 | 17.08 | 0 | 0 | 90.3649 | 6.6717 | 0 | 0 | 0 | 0 | 0 | 17.0765 | 0 | 0 | 365.4372 | 17.0765 | 0
235 | 1.88 | 97.36 | 2.56 | 0 | 0 | 0 | 0 | 0 | 0.25064 | 947.41 | 0 | 0 | 0 | 0 | 0 | 365.44 | 37498.42 | 0 | 0 | 0 | 0 | 8.73 | 0 | 272.72 | 17.08 | 0 | 0 | 95.3851 | 6.6717 | 0 | 0 | 0 | 0 | 0 | 17.0765 | 0 | 0 | 365.4372 | 17.0765 | 0
236 | 0 | 0 | 2.67 | 0 | 0 | 0 | 0 | 0 | 104.459 | 839.05 | 0 | 0 | 0 | 0 | 0 | 365.44 | 37132.98 | 0 | 0 | 0 | 0 | 8.25 | 0 | 263.69 | 17.08 | 0 | 0 | 101.4095 | 5.7186 | 0 | 0 | 0 | 0 | 0 | 17.0765 | 0 | 0 | 365.4372 | 17.0765 | 0
237 | 0 | 0 | 2.9 | 0 | 0 | 0 | 0 | 0 | 103.2733 | 731.91 | 0 | 0 | 0 | 0 | 0 | 365.44 | 36767.54 | 0 | 0 | 0 | 0 | 7.67 | 0 | 252.5 | 17.08 | 0 | 0 | 101.4095 | 4.7655 | 0 | 0 | 0 | 0 | 0 | 17.0765 | 0 | 0 | 365.4372 | 17.0765 | 0
238 | 0 | 0 | 3.38 | 0 | 0 | 0 | 0 | 0 | 94.8094 | 633.56 | 0 | 0 | 0 | 0 | 0 | 365.44 | 36402.11 | 0 | 0 | 0 | 0 | 7 | 0 | 239.79 | 17.08 | 0 | 0 | 94.3811 | 3.8124 | 0 | 0 | 0 | 0 | 0 | 17.0765 | 0 | 0 | 365.4372 | 17.0765 | 0
239 | 0 | 0 | 4.04 | 0 | 0 | 0 | 0 | 0 | 82.1617 | 548.33 | 0 | 0 | 0 | 0 | 0 | 365.44 | 36036.67 | 0 | 0 | 0 | 0 | 6.27 | 0 | 226.06 | 17.08 | 0 | 0 | 83.3365 | 2.8593 | 0 | 0 | 0 | 0 | 0 | 17.0765 | 0 | 0 | 365.4372 | 17.0765 | 0
240 | 0 | 0 | 4.76 | 0 | 0 | 0 | 0 | 0 | 72.4446 | 473.18 | 0 | 0 | 0 | 0 | 0 | 365.44 | 35671.23 | 0 | 0 | 0 | 0 | 5.56 | 0 | 212.46 | 17.08 | 0 | 0 | 75.3041 | 1.9062 | 0 | 0 | 0 | 0 | 0 | 17.0765 | 0 | 0 | 365.4372 | 17.0765 | 0
241 | 0 | 0 | 5.48 | 0 | 0 | 0 | 0 | 0 | 65.7544 | 404.98 | 0 | 0 | 0 | 0 | 0 | 365.44 | 35305.79 | 0 | 0 | 0 | 0 | 4.9 | 0 | 200.02 | 17.08 | 0 | 0 | 70.2838 | 0.95311 | 0 | 0 | 0 | 0 | 0 | 17.0765 | 0 | 0 | 365.4372 | 17.0765 | 0
242 | 0 | 0 | 6.05 | 0 | 0 | 0 | 0 | 0 | 60.2114 | 342.51 | 0 | 0 | 0 | 0 | 0 | 365.44 | 34940.36 | 0 | 0 | 0 | 0 | 4.17 | 0 | 186.02 | 17.08 | 0 | 0 | 66.2676 | 0 | 0 | 0 | 0 | 0 | 0 | 17.0765 | 0 | 0 | 365.4372 | 17.0765 | 0
243 | 0 | 0 | 6.38 | 0 | 0 | 0 | 0 | 0 | 58.8811 | 281.44 | 0 | 0 | 0 | 0 | 0 | 365.44 | 34574.92 | 0 | 0 | 0 | 0 | 3.28 | 0 | 169.24 | 17.08 | 0 | 0 | 65.2635 | 0 | 0 | 0 | 0 | 0 | 0 | 17.0765 | 0 | 0 | 365.4372 | 17.0765 | 0
244 | 0 | 0 | 6.11 | 0 | 0 | 0 | 0 | 0 | 60.9923 | 218.17 | 0 | 0 | 0 | 0 | 0 | 365.44 | 34209.48 | 0 | 0 | 0.83 | 0 | 3.14 | 0 | 151.53 | 17.08 | 0 | 0 | 66.2676 | 0 | 0 | 0 | 0 | 0 | 0 | 17.0765 | 0 | 0 | 365.4372 | 17.0765 | 0
245 | 0 | 0 | 6.06 | 0 | 0 | 0 | 0 | 0 | 64.2313 | 151.54 | 0 | 0 | 0 | 0 | 0 | 365.44 | 33844.05 | 0 | 0 | 0 | 0 | 2.23 | 0 | 134.31 | 17.08 | 0 | 0 | 70.2838 | 0 | 0 | 0 | 0 | 0 | 0 | 17.0765 | 0 | 0 | 365.4372 | 17.0765 | 0
246 | 0 | 0 | 6.37 | 0 | 0 | 0 | 0 | 0 | 68.8874 | 80.08 | 0 | 0 | 0 | 0 | 0 | 365.44 | 33478.61 | 0 | 0 | 0 | 0 | 1.3 | 0 | 116.66 | 17.08 | 0 | 0 | 74.3 | 0.95311 | 0 | 0 | 0 | 0 | 0 | 17.0765 | 0 | 0 | 365.4372 | 17.0765 | 0
247 | 0 | 0 | 6.88 | 0 | 0 | 0 | 0 | 0 | 75.6354 | 1.63 | 0 | 0 | 0 | 0 | 0 | 365.44 | 33113.17 | 0 | 0 | 1.28 | 0 | 1.63 | 0 | 99.61 | 17.08 | 0 | 0 | 79.3203 | 1.9062 | 0 | 0 | 0 | 0 | 0 | 17.0765 | 0 | 0 | 365.4372 | 17.0765 | 0
248 | 2.54 | 130.7 | 7.58 | 0 | 0 | 0 | 0 | 51.41 | 0 | 51.18 | 0 | 0 | 0 | 0 | 0 | 365.44 | 32747.73 | 0 | 0 | 1.26 | 0 | 2 | 0 | 83.99 | 17.08 | 0 | 0 | 84.3406 | 3.8124 | 0 | 0 | 0 | 0 | 0 | 17.0765 | 0 | 0 | 365.4372 | 17.0765 | 0
249 | 11.47 | 539.67 | 8.31 | 0 | 0 | 0 | 0 | 0 | 0 | 51.18 | 0 | 0 | 0 | 424.18 | 0 | 68.51 | 32679.22 | 0 | 0 | 1.22 | 0 | 2.61 | 40.97 | 112.51 | 17.08 | 0 | 0 | 87.3527 | 5.7186 | 0 | 0 | 0 | 0 | 0 | 17.0765 | 0 | 0 | 365.4372 | 17.0765 | 0
250 | 19.84 | 863.9 | 9.58 | 0 | 0 | 0 | 0 | 157.14 | 0 | 202.66 | 0 | 0 | 0 | 601.65 | 55.72 | 0 | 32734.94 | 0 | 0 | 1.2 | 0 | 3.33 | 40.17 | 142.6 | 17.08 | 0 | 0 | 89.3608 | 3.8124 | 0 | 0 | 0 | 0 | 0 | 17.0765 | 0 | 0 | 365.4372 | 17.0765 | 0
251 | 24.57 | 1026.11 | 10.67 | 0 | 0 | 0 | 0 | 157.14 | 0 | 354.14 | 0 | 0 | 0 | 808.85 | 200.76 | 0 | 32935.7 | 0 | 0 | 1.18 | 0 | 4.1 | 0 | 135.92 | 17.08 | 0 | 0 | 90.3649 | 3.8124 | 0 | 0 | 0 | 0 | 0 | 17.0765 | 0 | 0 | 365.4372 | 17.0765 | 0
252 | 30.92 | 1224.66 | 11.3 | 0 | 0 | 0 | 0 | 0 | 0 | 354.14 | 0 | 0 | 0 | 1132.82 | 427.54 | 0 | 33363.24 | 0 | 0 | 1.19 | 0 | 5.04 | 39.7 | 170.19 | 17.08 | 0 | 0 | 89.3608 | 3.8124 | 0 | 0 | 0 | 0 | 0 | 17.0765 | 0 | 0 | 365.4372 | 17.0765 | 0
253 | 35.6 | 1358.05 | 11.56 | 0 | 0 | 0 | 0 | 157.14 | 0 | 505.62 | 0 | 0 | 0 | 1153.74 | 442.18 | 0 | 33805.42 | 0 | 0 | 1.2 | 0 | 6.09 | 0 | 168.38 | 17.08 | 0 | 0 | 88.3568 | 4.7655 | 0 | 0 | 0 | 0 | 0 | 17.0765 | 0 | 0 | 365.4372 | 17.0765 | 0
254 | 38.83 | 1444.71 | 11.5 | 0 | 0 | 0 | 0 | 124.97 | 0 | 626.09 | 0 | 0 | 0 | 1237.29 | 500.67 | 0 | 34306.09 | 0 | 0 | 1.18 | 0 | 7.15 | 39.49 | 204.72 | 17.08 | 0 | 0 | 87.3527 | 4.7655 | 0 | 0 | 0 | 0 | 0 | 17.0765 | 0 | 0 | 365.4372 | 17.0765 | 0
255 | 37.41 | 1407.08 | 11.11 | 0 | 0 | 0 | 0 | 157.14 | 0 | 777.57 | 0 | 0 | 0 | 1206.21 | 478.91 | 0 | 34785 | 0 | 0 | 1.13 | 0 | 8.16 | 0 | 203.44 | 17.08 | 0 | 0 | 86.3487 | 4.7655 | 0 | 0 | 0 | 0 | 0 | 17.0765 | 0 | 0 | 365.4372 | 17.0765 | 0
256 | 35.18 | 1346.51 | 9.53 | 0 | 0 | 0 | 0 | 0 | 0 | 777.57 | 0 | 0 | 0 | 1260.46 | 516.89 | 0 | 35301.89 | 0 | 0 | 1.12 | 0 | 9.18 | 37.52 | 238.2 | 17.08 | 0 | 0 | 87.3527 | 4.7655 | 0 | 0 | 0 | 0 | 0 | 17.0765 | 0 | 0 | 365.4372 | 17.0765 | 0
257 | 32.41 | 1268.08 | 8.26 | 0 | 0 | 0 | 0 | 0 | 0 | 777.57 | 0 | 0 | 0 | 1213.55 | 484.05 | 0 | 35785.93 | 0 | 0 | 1.13 | 0 | 10.21 | 0 | 237.55 | 17.08 | 0 | 0 | 88.3568 | 5.7186 | 0 | 0 | 0 | 0 | 0 | 17.0765 | 0 | 0 | 365.4372 | 17.0765 | 0
258 | 27.95 | 1134.24 | 7.68 | 0 | 0 | 0 | 0 | 0 | 0 | 777.57 | 0 | 0 | 0 | 1034.16 | 358.47 | 0 | 36144.4 | 0 | 0 | 1.12 | 0 | 11.12 | 37.55 | 270.14 | 17.08 | 0 | 0 | 90.3649 | 6.6717 | 0 | 0 | 0 | 0 | 0 | 17.0765 | 0 | 0 | 365.4372 | 17.0765 | 0
259 | 17.82 | 790.22 | 7.26 | 0 | 0 | 0 | 0 | 157.14 | 0 | 929.05 | 0 | 0 | 0 | 554.98 | 23.05 | 0 | 36167.45 | 0 | 0 | 1.13 | 0 | 11.8 | 0 | 262.74 | 17.08 | 0 | 0 | 95.3851 | 6.6717 | 0 | 0 | 0 | 0 | 0 | 17.0765 | 0 | 0 | 365.4372 | 17.0765 | 0
260 | 0 | 0 | 6.78 | 0 | 0 | 0 | 0 | 0 | 99.9861 | 825.33 | 0 | 0 | 0 | 0 | 0 | 365.44 | 35802.01 | 0 | 0 | 0.64 | 0 | 11.93 | 0 | 253.72 | 17.08 | 0 | 0 | 100.4054 | 5.7186 | 0 | 0 | 0 | 0 | 0 | 17.0765 | 0 | 0 | 365.4372 | 17.0765 | 0
261 | 0 | 0 | 6.29 | 0 | 0 | 0 | 0 | 0 | 99.8897 | 721.71 | 0 | 0 | 0 | 0 | 0 | 365.44 | 35436.58 | 0 | 0 | 0 | 0 | 11.34 | 0 | 242.53 | 17.08 | 0 | 0 | 101.4095 | 4.7655 | 0 | 0 | 0 | 0 | 0 | 17.0765 | 0 | 0 | 365.4372 | 17.0765 | 0
262 | 0 | 0 | 6.45 | 0 | 0 | 0 | 0 | 0 | 91.7439 | 626.54 | 0 | 0 | 0 | 0 | 0 | 365.44 | 35071.14 | 0 | 0 | 0 | 0 | 10.68 | 0 | 229.82 | 17.08 | 0 | 0 | 94.3811 | 3.8124 | 0 | 0 | 0 | 0 | 0 | 17.0765 | 0 | 0 | 365.4372 | 17.0765 | 0
263 | 0 | 0 | 6.69 | 0 | 0 | 0 | 0 | 0 | 79.5107 | 544.06 | 0 | 0 | 0 | 0 | 0 | 365.44 | 34705.7 | 0 | 0 | 0 | 0 | 9.95 | 0 | 216.08 | 17.08 | 0 | 0 | 83.3365 | 2.8593 | 0 | 0 | 0 | 0 | 0 | 17.0765 | 0 | 0 | 365.4372 | 17.0765 | 0
264 | 0 | 0 | 6.55 | 0 | 0 | 0 | 0 | 0 | 70.6612 | 470.76 | 0 | 0 | 0 | 0 | 0 | 365.44 | 34340.27 | 0 | 0 | 0 | 0 | 9.24 | 0 | 202.48 | 17.08 | 0 | 0 | 75.3041 | 1.9062 | 0 | 0 | 0 | 0 | 0 | 17.0765 | 0 | 0 | 365.4372 | 17.0765 | 0
265 | 0 | 0 | 6.31 | 0 | 0 | 0 | 0 | 0 | 64.9254 | 403.41 | 0 | 0 | 0 | 0 | 0 | 365.44 | 33974.83 | 0 | 0 | 0 | 0 | 8.58 | 0 | 190.04 | 17.08 | 0 | 0 | 70.2838 | 0.95311 | 0 | 0 | 0 | 0 | 0 | 17.0765 | 0 | 0 | 365.4372 | 17.0765 | 0
266 | 0 | 0 | 6.02 | 0 | 0 | 0 | 0 | 0 | 61.2526 | 339.87 | 0 | 0 | 0 | 0 | 0 | 365.44 | 33609.39 | 0 | 0 | 0 | 0 | 7.85 | 0 | 176.05 | 17.08 | 0 | 0 | 67.2716 | 0 | 0 | 0 | 0 | 0 | 0 | 17.0765 | 0 | 0 | 365.4372 | 17.0765 | 0
267 | 0 | 0 | 5.67 | 0 | 0 | 0 | 0 | 0 | 59.5848 | 278.06 | 0 | 0 | 0 | 0 | 0 | 365.44 | 33243.95 | 0 | 0 | 0 | 0 | 6.96 | 0 | 159.27 | 17.08 | 0 | 0 | 65.2635 | 0 | 0 | 0 | 0 | 0 | 0 | 17.0765 | 0 | 0 | 365.4372 | 17.0765 | 0
268 | 0 | 0 | 5.57 | 0 | 0 | 0 | 0 | 0 | 59.6909 | 216.13 | 0 | 0 | 0 | 0 | 0 | 365.44 | 32878.52 | 0 | 0 | 0 | 0 | 6.03 | 0 | 141.56 | 17.08 | 0 | 0 | 65.2635 | 0 | 0 | 0 | 0 | 0 | 0 | 17.0765 | 0 | 0 | 365.4372 | 17.0765 | 0
269 | 0 | 0 | 5.68 | 0 | 0 | 0 | 0 | 0 | 62.5925 | 151.2 | 0 | 0 | 0 | 0 | 0 | 365.44 | 32513.08 | 0 | 0 | 0 | 0 | 5.12 | 0 | 124.34 | 17.08 | 0 | 0 | 68.2757 | 0 | 0 | 0 | 0 | 0 | 0 | 17.0765 | 0 | 0 | 365.4372 | 17.0765 | 0
270 | 0 | 0 | 5.85 | 0 | 0 | 0 | 0 | 0 | 68.3958 | 80.25 | 0 | 0 | 0 | 0 | 0 | 365.44 | 32147.64 | 0 | 0 | 0 | 0 | 4.2 | 0 | 106.69 | 17.08 | 0 | 0 | 73.296 | 0.95311 | 0 | 0 | 0 | 0 | 0 | 17.0765 | 0 | 0 | 365.4372 | 17.0765 | 0
271 | 0 | 0 | 6.04 | 0 | 0 | 0 | 0 | 0 | 74.1894 | 3.3 | 0 | 0 | 0 | 0 | 0 | 365.44 | 31782.21 | 0 | 0 | 0 | 0 | 3.3 | 0 | 89.64 | 17.08 | 0 | 0 | 78.3162 | 1.9062 | 0 | 0 | 0 | 0 | 0 | 17.0765 | 0 | 0 | 365.4372 | 17.0765 | 0
272 | 6.72 | 331.36 | 6.05 | 0 | 0 | 0 | 0 | 157.14 | 0 | 154.78 | 0 | 0 | 0 | 57.46 | 0 | 325.21 | 31456.99 | 0 | 0 | 1.26 | 0 | 3.67 | 42.12 | 114.03 | 17.08 | 0 | 0 | 82.3324 | 3.8124 | 0 | 0 | 0 | 0 | 0 | 17.0765 | 0 | 0 | 365.4372 | 17.0765 | 0
273 | 16.78 | 751.01 | 5.8 | 0 | 0 | 0 | 0 | 157.14 | 0 | 306.26 | 0 | 0 | 0 | 483.19 | 0 | 27.2 | 31429.79 | 0 | 0 | 1.22 | 0 | 4.28 | 40.97 | 142.55 | 17.08 | 0 | 0 | 85.3446 | 5.7186 | 0 | 0 | 0 | 0 | 0 | 17.0765 | 0 | 0 | 365.4372 | 17.0765 | 0
274 | 22.73 | 964.44 | 4.52 | 0 | 0 | 0 | 0 | 36.82 | 0 | 341.75 | 0 | 0 | 0 | 862.51 | 238.32 | 0 | 31668.11 | 0 | 0 | 1.2 | 0 | 5 | 0 | 134.48 | 17.08 | 0 | 0 | 87.3527 | 3.8124 | 0 | 0 | 0 | 0 | 0 | 17.0765 | 0 | 0 | 365.4372 | 17.0765 | 0
275 | 25.49 | 1056.39 | 3.41 | 0 | 0 | 0 | 0 | 157.14 | 0 | 493.23 | 0 | 0 | 0 | 796.18 | 191.89 | 0 | 31860 | 0 | 0 | 1.18 | 0 | 5.77 | 39.62 | 165.44 | 17.08 | 0 | 0 | 87.3527 | 3.8124 | 0 | 0 | 0 | 0 | 0 | 17.0765 | 0 | 0 | 365.4372 | 17.0765 | 0
276 | 30.52 | 1212.59 | 2.52 | 0 | 0 | 0 | 0 | 157.14 | 0 | 644.71 | 0 | 0 | 0 | 998.15 | 333.27 | 0 | 32193.27 | 0 | 0 | 1.19 | 0 | 6.72 | 0 | 162 | 17.08 | 0 | 0 | 85.3446 | 3.8124 | 0 | 0 | 0 | 0 | 0 | 17.0765 | 0 | 0 | 365.4372 | 17.0765 | 0
277 | 33.74 | 1306.29 | 1.75 | 0 | 0 | 0 | 0 | 0 | 0 | 644.71 | 0 | 0 | 0 | 1212.16 | 483.08 | 0 | 32676.34 | 0 | 0 | 1.2 | 0 | 7.76 | 40.31 | 198.48 | 17.08 | 0 | 0 | 83.3365 | 4.7655 | 0 | 0 | 0 | 0 | 0 | 17.0765 | 0 | 0 | 365.4372 | 17.0765 | 0
278 | 35.19 | 1346.91 | 1.21 | 0 | 0 | 0 | 0 | 0 | 0 | 644.71 | 0 | 0 | 0 | 1295.03 | 541.09 | 0 | 33217.43 | 0 | 0 | 1.18 | 0 | 8.82 | 0 | 197.31 | 17.08 | 0 | 0 | 82.3324 | 4.7655 | 0 | 0 | 0 | 0 | 0 | 17.0765 | 0 | 0 | 365.4372 | 17.0765 | 0
279 | 35.71 | 1361.08 | 0.9 | 0 | 0 | 0 | 0 | 0 | 0 | 644.71 | 0 | 0 | 0 | 1271.43 | 524.57 | 0 | 33741.99 | 0 | 0 | 1.13 | 0 | 9.83 | 38.02 | 232.15 | 17.08 | 0 | 0 | 82.3324 | 4.7655 | 0 | 0 | 0 | 0 | 0 | 17.0765 | 0 | 0 | 365.4372 | 17.0765 | 0
280 | 35.92 | 1366.95 | 0.76 | 0 | 0 | 0 | 0 | 0 | 0 | 644.71 | 0 | 0 | 0 | 1315.41 | 555.35 | 0 | 34297.35 | 0 | 0 | 1.12 | 0 | 10.85 | 0 | 231.26 | 17.08 | 0 | 0 | 82.3324 | 4.7655 | 0 | 0 | 0 | 0 | 0 | 17.0765 | 0 | 0 | 365.4372 | 17.0765 | 0
281 | 36.08 | 1371.24 | 0.74 | 0 | 0 | 0 | 0 | 0 | 0 | 644.71 | 0 | 0 | 0 | 1279.09 | 529.93 | 0 | 34827.28 | 0 | 0 | 1.13 | 0 | 11.89 | 37.78 | 266.5 | 17.08 | 0 | 0 | 84.3406 | 5.7186 | 0 | 0 | 0 | 0 | 0 | 17.0765 | 0 | 0 | 365.4372 | 17.0765 | 0
282 | 33.8 | 1308.06 | 0.91 | 0 | 0 | 0 | 0 | 157.14 | 0 | 796.19 | 0 | 0 | 0 | 1091.49 | 398.61 | 0 | 35225.89 | 0 | 0 | 1.12 | 0 | 12.79 | 0 | 263.42 | 17.08 | 0 | 0 | 86.3487 | 6.6717 | 0 | 0 | 0 | 0 | 0 | 17.0765 | 0 | 0 | 365.4372 | 17.0765 | 0
283 | 23.96 | 1006.01 | 1.29 | 0 | 0 | 0 | 0 | 157.14 | 0 | 947.67 | 0 | 0 | 0 | 736.08 | 149.82 | 0 | 35375.7 | 0 | 0 | 1.13 | 0 | 13.47 | 37.87 | 292 | 17.08 | 0 | 0 | 92.373 | 6.6717 | 0 | 0 | 0 | 0 | 0 | 17.0765 | 0 | 0 | 365.4372 | 17.0765 | 0
284 | 0 | 0 | 1.86 | 0 | 0 | 0 | 0 | 0 | 102.2611 | 841.59 | 0 | 0 | 0 | 0 | 0 | 365.44 | 35010.27 | 0 | 0 | 0 | 0 | 13 | 0 | 282.97 | 17.08 | 0 | 0 | 98.3973 | 5.7186 | 0 | 0 | 0 | 0 | 0 | 17.0765 | 0 | 0 | 365.4372 | 17.0765 | 0
285 | 0 | 0 | 2.74 | 0 | 0 | 0 | 0 | 0 | 101.4224 | 736.38 | 0 | 0 | 0 | 0 | 0 | 365.44 | 34644.83 | 0 | 0 | 0 | 0 | 12.41 | 0 | 271.78 | 17.08 | 0 | 0 | 99.4014 | 4.7655 | 0 | 0 | 0 | 0 | 0 | 17.0765 | 0 | 0 | 365.4372 | 17.0765 | 0
286 | 0 | 0 | 3.45 | 0 | 0 | 0 | 0 | 0 | 92.7368 | 640.18 | 0 | 0 | 0 | 0 | 0 | 365.44 | 34279.39 | 0 | 0 | 0 | 0 | 11.74 | 0 | 259.08 | 17.08 | 0 | 0 | 92.373 | 3.8124 | 0 | 0 | 0 | 0 | 0 | 17.0765 | 0 | 0 | 365.4372 | 17.0765 | 0
287 | 0 | 0 | 4.25 | 0 | 0 | 0 | 0 | 0 | 79.9349 | 557.26 | 0 | 0 | 0 | 0 | 0 | 365.44 | 33913.95 | 0 | 0 | 0 | 0 | 11.02 | 0 | 245.34 | 17.08 | 0 | 0 | 81.3284 | 2.8593 | 0 | 0 | 0 | 0 | 0 | 17.0765 | 0 | 0 | 365.4372 | 17.0765 | 0
288 | 0 | 0 | 5.07 | 0 | 0 | 0 | 0 | 0 | 70.1406 | 484.51 | 0 | 0 | 0 | 0 | 0 | 365.44 | 33548.52 | 0 | 0 | 0 | 0 | 10.3 | 0 | 231.74 | 17.08 | 0 | 0 | 73.296 | 1.9062 | 0 | 0 | 0 | 0 | 0 | 17.0765 | 0 | 0 | 365.4372 | 17.0765 | 0
289 | 0 | 0 | 5.91 | 0 | 0 | 0 | 0 | 0 | 63.3155 | 418.82 | 0 | 0 | 0 | 0 | 0 | 365.44 | 33183.08 | 0 | 0 | 0 | 0 | 9.65 | 0 | 219.3 | 17.08 | 0 | 0 | 68.2757 | 0.95311 | 0 | 0 | 0 | 0 | 0 | 17.0765 | 0 | 0 | 365.4372 | 17.0765 | 0
290 | 0 | 0 | 6.7 | 0 | 0 | 0 | 0 | 0 | 58.5726 | 358.07 | 0 | 0 | 0 | 0 | 0 | 365.44 | 32817.64 | 0 | 0 | 0 | 0 | 8.91 | 0 | 205.3 | 17.08 | 0 | 0 | 65.2635 | 0 | 0 | 0 | 0 | 0 | 0 | 17.0765 | 0 | 0 | 365.4372 | 17.0765 | 0
291 | 0 | 0 | 7.26 | 0 | 0 | 0 | 0 | 0 | 57.0013 | 298.94 | 0 | 0 | 0 | 0 | 0 | 365.44 | 32452.21 | 0 | 0 | 0 | 0 | 8.03 | 0 | 188.53 | 17.08 | 0 | 0 | 64.2595 | 0 | 0 | 0 | 0 | 0 | 0 | 17.0765 | 0 | 0 | 365.4372 | 17.0765 | 0
292 | 0 | 0 | 7.28 | 0 | 0 | 0 | 0 | 0 | 57.9846 | 238.79 | 0 | 0 | 0 | 0 | 0 | 365.44 | 32086.77 | 0 | 0 | 0 | 0 | 7.1 | 0 | 170.81 | 17.08 | 0 | 0 | 65.2635 | 0 | 0 | 0 | 0 | 0 | 0 | 17.0765 | 0 | 0 | 365.4372 | 17.0765 | 0
293 | 0 | 0 | 6.85 | 0 | 0 | 0 | 0 | 0 | 61.4261 | 175.07 | 0 | 0 | 0 | 0 | 0 | 365.44 | 31721.33 | 0 | 0 | 0 | 0 | 6.19 | 0 | 153.59 | 17.08 | 0 | 0 | 68.2757 | 0 | 0 | 0 | 0 | 0 | 0 | 17.0765 | 0 | 0 | 365.4372 | 17.0765 | 0
294 | 0 | 0 | 6.03 | 0 | 0 | 0 | 0 | 0 | 68.2223 | 104.3 | 0 | 0 | 0 | 0 | 0 | 365.44 | 31355.89 | 0 | 0 | 0 | 0 | 5.26 | 0 | 135.94 | 17.08 | 0 | 0 | 73.296 | 0.95311 | 0 | 0 | 0 | 0 | 0 | 17.0765 | 0 | 0 | 365.4372 | 17.0765 | 0
295 | 0 | 0 | 5.29 | 0 | 0 | 0 | 0 | 0 | 74.9317 | 26.57 | 0 | 0 | 0 | 0 | 0 | 365.44 | 30990.46 | 0 | 0 | 0 | 0 | 4.36 | 0 | 118.89 | 17.08 | 0 | 0 | 78.3162 | 1.9062 | 0 | 0 | 0 | 0 | 0 | 17.0765 | 0 | 0 | 365.4372 | 17.0765 | 0
296 | 1.16 | 60.69 | 4.65 | 0 | 0 | 0 | 0 | 0 | 21.4586 | 4.31 | 0 | 0 | 0 | 0 | 0 | 365.44 | 30625.02 | 0 | 0 | 0.81 | 0 | 4.31 | 0 | 103.27 | 17.08 | 0 | 0 | 83.3365 | 3.8124 | 0 | 0 | 0 | 0 | 0 | 17.0765 | 0 | 0 | 365.4372 | 17.0765 | 0
297 | 6.43 | 318.02 | 4.06 | 0 | 0 | 0 | 0 | 157.14 | 0 | 155.79 | 0 | 0 | 0 | 37.11 | 0 | 339.46 | 30285.56 | 0 | 0 | 1.22 | 0 | 4.93 | 40.97 | 131.79 | 17.08 | 0 | 0 | 86.3487 | 5.7186 | 0 | 0 | 0 | 0 | 0 | 17.0765 | 0 | 0 | 365.4372 | 17.0765 | 0
298 | 10.24 | 487.87 | 3.41 | 0 | 0 | 0 | 0 | 157.14 | 0 | 307.27 | 0 | 0 | 0 | 252.02 | 0 | 189.02 | 30096.54 | 0 | 0 | 1.2 | 0 | 5.64 | 0 | 123.72 | 17.08 | 0 | 0 | 87.3527 | 3.8124 | 0 | 0 | 0 | 0 | 0 | 17.0765 | 0 | 0 | 365.4372 | 17.0765 | 0
299 | 9.75 | 466.47 | 2.96 | 0 | 0 | 0 | 0 | 0 | 0 | 307.27 | 0 | 0 | 0 | 347.21 | 0 | 122.39 | 29974.15 | 0 | 0 | 1.18 | 0 | 6.41 | 39.62 | 154.68 | 17.08 | 0 | 0 | 87.3527 | 3.8124 | 0 | 0 | 0 | 0 | 0 | 17.0765 | 0 | 0 | 365.4372 | 17.0765 | 0
300 | 15.91 | 717.91 | 2.78 | 0 | 0 | 0 | 0 | 157.14 | 0 | 458.75 | 0 | 0 | 0 | 489.13 | 0 | 23.05 | 29951.1 | 0 | 0 | 1.19 | 0 | 7.36 | 0 | 151.24 | 17.08 | 0 | 0 | 85.3446 | 3.8124 | 0 | 0 | 0 | 0 | 0 | 17.0765 | 0 | 0 | 365.4372 | 17.0765 | 0
301 | 22.22 | 947.24 | 2.88 | 0 | 0 | 0 | 0 | 157.14 | 0 | 610.23 | 0 | 0 | 0 | 684.58 | 113.77 | 0 | 30064.87 | 0 | 0 | 1.2 | 0 | 8.41 | 40.31 | 187.72 | 17.08 | 0 | 0 | 84.3406 | 4.7655 | 0 | 0 | 0 | 0 | 0 | 17.0765 | 0 | 0 | 365.4372 | 17.0765 | 0
302 | 27.64 | 1124.74 | 3.21 | 0 | 0 | 0 | 0 | 0 | 0 | 610.23 | 0 | 0 | 0 | 1067.31 | 381.68 | 0 | 30446.55 | 0 | 0 | 1.18 | 0 | 9.46 | 0 | 186.56 | 17.08 | 0 | 0 | 82.3324 | 4.7655 | 0 | 0 | 0 | 0 | 0 | 17.0765 | 0 | 0 | 365.4372 | 17.0765 | 0
303 | 19.95 | 867.81 | 3.69 | 0 | 0 | 0 | 0 | 0 | 0 | 610.23 | 0 | 0 | 0 | 765.21 | 170.21 | 0 | 30616.76 | 0 | 0 | 1.13 | 0 | 10.47 | 38.02 | 221.39 | 17.08 | 0 | 0 | 82.3324 | 4.7655 | 0 | 0 | 0 | 0 | 0 | 17.0765 | 0 | 0 | 365.4372 | 17.0765 | 0
304 | 12.04 | 563.71 | 4.58 | 0 | 0 | 0 | 0 | 157.14 | 0 | 761.71 | 0 | 0 | 0 | 296.46 | 0 | 157.92 | 30458.84 | 0 | 0 | 1.12 | 0 | 11.49 | 37.52 | 256.15 | 17.08 | 0 | 0 | 83.3365 | 4.7655 | 0 | 0 | 0 | 0 | 0 | 17.0765 | 0 | 0 | 365.4372 | 17.0765 | 0
305 | 5.68 | 283.29 | 5.85 | 0 | 0 | 0 | 0 | 157.14 | 0 | 913.19 | 0 | 0 | 0 | 46.5 | 0 | 332.89 | 30125.95 | 0 | 0 | 1.13 | 0 | 12.53 | 0 | 255.49 | 17.08 | 0 | 0 | 84.3406 | 5.7186 | 0 | 0 | 0 | 0 | 0 | 17.0765 | 0 | 0 | 365.4372 | 17.0765 | 0
306 | 3.58 | 182.59 | 7.27 | 0 | 0 | 0 | 0 | 0 | 0 | 913.19 | 0 | 0 | 0 | 61.75 | 0 | 322.21 | 29803.74 | 0 | 0 | 1.12 | 0 | 13.43 | 37.55 | 288.09 | 17.08 | 0 | 0 | 86.3487 | 6.6717 | 0 | 0 | 0 | 0 | 0 | 17.0765 | 0 | 0 | 365.4372 | 17.0765 | 0
307 | 1.57 | 81.9 | 8.32 | 0 | 0 | 0 | 0 | 0 | 7.2493 | 905.67 | 0 | 0 | 0 | 0 | 0 | 365.44 | 29438.31 | 0 | 0 | 0 | 0 | 13.04 | 0 | 280.69 | 17.08 | 0 | 0 | 92.373 | 6.6717 | 0 | 0 | 0 | 0 | 0 | 17.0765 | 0 | 0 | 365.4372 | 17.0765 | 0
308 | 0 | 0 | 8.82 | 0 | 0 | 0 | 0 | 0 | 95.2914 | 806.82 | 0 | 0 | 0 | 0 | 0 | 365.44 | 29072.87 | 0 | 0 | 0 | 0 | 12.57 | 0 | 271.67 | 17.08 | 0 | 0 | 98.3973 | 5.7186 | 0 | 0 | 0 | 0 | 0 | 17.0765 | 0 | 0 | 365.4372 | 17.0765 | 0
309 | 0 | 0 | 9.11 | 0 | 0 | 0 | 0 | 0 | 95.0504 | 708.22 | 0 | 0 | 0 | 0 | 0 | 365.44 | 28707.43 | 0 | 0 | 0 | 0 | 11.98 | 0 | 260.47 | 17.08 | 0 | 0 | 99.4014 | 4.7655 | 0 | 0 | 0 | 0 | 0 | 17.0765 | 0 | 0 | 365.4372 | 17.0765 | 0
310 | 0 | 0 | 8.92 | 0 | 0 | 0 | 0 | 0 | 87.965 | 616.96 | 0 | 0 | 0 | 0 | 0 | 365.44 | 28341.99 | 0 | 0 | 0.7 | 0 | 11.97 | 0 | 247.77 | 17.08 | 0 | 0 | 92.373 | 3.8124 | 0 | 0 | 0 | 0 | 0 | 17.0765 | 0 | 0 | 365.4372 | 17.0765 | 0
311 | 0 | 0 | 8.32 | 0 | 0 | 0 | 0 | 0 | 78.1611 | 535.88 | 0 | 0 | 0 | 0 | 0 | 365.44 | 27976.56 | 0 | 0 | 1.29 | 0 | 12.48 | 0 | 234.03 | 17.08 | 0 | 0 | 82.3324 | 2.8593 | 0 | 0 | 0 | 0 | 0 | 17.0765 | 0 | 0 | 365.4372 | 17.0765 | 0
312 | 0 | 0 | 7.81 | 0 | 0 | 0 | 0 | 0 | 67.3932 | 465.97 | 0 | 0 | 0 | 0 | 0 | 365.44 | 27611.12 | 0 | 0 | 0 | 0 | 11.76 | 0 | 220.43 | 17.08 | 0 | 0 | 73.296 | 1.9062 | 0 | 0 | 0 | 0 | 0 | 17.0765 | 0 | 0 | 365.4372 | 17.0765 | 0
313 | 0 | 0 | 7.39 | 0 | 0 | 0 | 0 | 0 | 62.8432 | 400.78 | 0 | 0 | 0 | 0 | 0 | 365.44 | 27245.68 | 0 | 0 | 0 | 0 | 11.11 | 0 | 207.99 | 17.08 | 0 | 0 | 69.2797 | 0.95311 | 0 | 0 | 0 | 0 | 0 | 17.0765 | 0 | 0 | 365.4372 | 17.0765 | 0
314 | 0 | 0 | 6.96 | 0 | 0 | 0 | 0 | 0 | 58.3027 | 340.3 | 0 | 0 | 0 | 0 | 0 | 365.44 | 26880.25 | 0 | 0 | 0 | 0 | 10.37 | 0 | 193.99 | 17.08 | 0 | 0 | 65.2635 | 0 | 0 | 0 | 0 | 0 | 0 | 17.0765 | 0 | 0 | 365.4372 | 17.0765 | 0
315 | 0 | 0 | 6.37 | 0 | 0 | 0 | 0 | 0 | 57.8882 | 280.25 | 0 | 0 | 0 | 0 | 0 | 365.44 | 26514.81 | 0 | 0 | 0 | 0 | 9.49 | 0 | 177.22 | 17.08 | 0 | 0 | 64.2595 | 0 | 0 | 0 | 0 | 0 | 0 | 17.0765 | 0 | 0 | 365.4372 | 17.0765 | 0
316 | 0 | 0 | 6.22 | 0 | 0 | 0 | 0 | 0 | 59.045 | 219 | 0 | 0 | 0 | 0 | 0 | 365.44 | 26149.37 | 0 | 0 | 0 | 0 | 8.56 | 0 | 159.51 | 17.08 | 0 | 0 | 65.2635 | 0 | 0 | 0 | 0 | 0 | 0 | 17.0765 | 0 | 0 | 365.4372 | 17.0765 | 0
317 | 0 | 0 | 6.79 | 0 | 0 | 0 | 0 | 0 | 63.4987 | 153.14 | 0 | 0 | 0 | 0 | 0 | 365.44 | 25783.93 | 0 | 0 | 0 | 0 | 7.65 | 0 | 142.28 | 17.08 | 0 | 0 | 70.2838 | 0 | 0 | 0 | 0 | 0 | 0 | 17.0765 | 0 | 0 | 365.4372 | 17.0765 | 0
318 | 0 | 0 | 7.68 | 0 | 0 | 0 | 0 | 0 | 68.579 | 82 | 0 | 0 | 0 | 0 | 0 | 365.44 | 25418.5 | 0 | 0 | 0 | 0 | 6.72 | 0 | 124.63 | 17.08 | 0 | 0 | 75.3041 | 0.95311 | 0 | 0 | 0 | 0 | 0 | 17.0765 | 0 | 0 | 365.4372 | 17.0765 | 0
319 | 0 | 0 | 8.8 | 0 | 0 | 0 | 0 | 0 | 73.4279 | 5.82 | 0 | 0 | 0 | 0 | 0 | 365.44 | 25053.06 | 0 | 0 | 0 | 0 | 5.82 | 0 | 107.59 | 17.08 | 0 | 0 | 80.3243 | 1.9062 | 0 | 0 | 0 | 0 | 0 | 17.0765 | 0 | 0 | 365.4372 | 17.0765 | 0
320 | 3.2 | 163.64 | 10.57 | 0 | 0 | 0 | 0 | 0.39 | 0 | 6.2 | 0 | 0 | 0 | 86.61 | 0 | 304.81 | 24748.25 | 0 | 0 | 1.26 | 0 | 6.2 | 0 | 91.96 | 17.08 | 0 | 0 | 85.3446 | 3.8124 | 0 | 0 | 0 | 0 | 0 | 17.0765 | 0 | 0 | 365.4372 | 17.0765 | 0
321 | 12.41 | 578.7 | 12.76 | 0 | 0 | 0 | 0 | 157.14 | 0 | 157.68 | 0 | 0 | 0 | 310.45 | 0 | 148.12 | 24600.13 | 0 | 0 | 1.22 | 0 | 6.81 | 40.97 | 120.49 | 17.08 | 0 | 0 | 88.3568 | 5.7186 | 0 | 0 | 0 | 0 | 0 | 17.0765 | 0 | 0 | 365.4372 | 17.0765 | 0
322 | 20.26 | 878.75 | 13.02 | 0 | 0 | 0 | 0 | 157.14 | 0 | 309.16 | 0 | 0 | 0 | 619.35 | 68.11 | 0 | 24668.24 | 0 | 0 | 1.2 | 0 | 7.52 | 40.17 | 150.57 | 17.08 | 0 | 0 | 90.3649 | 3.8124 | 0 | 0 | 0 | 0 | 0 | 17.0765 | 0 | 0 | 365.4372 | 17.0765 | 0
323 | 24.57 | 1026.28 | 12.34 | 0 | 0 | 0 | 0 | 0 | 0 | 309.16 | 0 | 0 | 0 | 966.83 | 311.34 | 0 | 24979.58 | 0 | 0 | 1.18 | 0 | 8.3 | 0 | 143.89 | 17.08 | 0 | 0 | 91.3689 | 3.8124 | 0 | 0 | 0 | 0 | 0 | 17.0765 | 0 | 0 | 365.4372 | 17.0765 | 0
324 | 30.42 | 1209.57 | 11.58 | 0 | 0 | 0 | 0 | 77.78 | 0 | 384.13 | 0 | 0 | 0 | 1038.73 | 361.67 | 0 | 25341.25 | 0 | 0 | 1.19 | 0 | 9.24 | 39.7 | 178.17 | 17.08 | 0 | 0 | 90.3649 | 3.8124 | 0 | 0 | 0 | 0 | 0 | 17.0765 | 0 | 0 | 365.4372 | 17.0765 | 0
325 | 34.58 | 1329.74 | 10.58 | 0 | 0 | 0 | 0 | 157.14 | 0 | 535.61 | 0 | 0 | 0 | 1122.43 | 420.26 | 0 | 25761.51 | 0 | 0 | 1.2 | 0 | 10.29 | 0 | 176.35 | 17.08 | 0 | 0 | 89.3608 | 4.7655 | 0 | 0 | 0 | 0 | 0 | 17.0765 | 0 | 0 | 365.4372 | 17.0765 | 0
326 | 37.08 | 1398.19 | 9.37 | 0 | 0 | 0 | 0 | 0 | 0 | 535.61 | 0 | 0 | 0 | 1310.85 | 552.16 | 0 | 26313.67 | 0 | 0 | 1.18 | 0 | 11.35 | 39.49 | 212.7 | 17.08 | 0 | 0 | 88.3568 | 4.7655 | 0 | 0 | 0 | 0 | 0 | 17.0765 | 0 | 0 | 365.4372 | 17.0765 | 0
327 | 29.41 | 1179.31 | 8.44 | 0 | 0 | 0 | 0 | 0 | 0 | 535.61 | 0 | 0 | 0 | 1122.91 | 420.6 | 0 | 26734.27 | 0 | 0 | 1.13 | 0 | 12.36 | 0 | 211.41 | 17.08 | 0 | 0 | 88.3568 | 4.7655 | 0 | 0 | 0 | 0 | 0 | 17.0765 | 0 | 0 | 365.4372 | 17.0765 | 0
328 | 20.58 | 890.16 | 7.82 | 0 | 0 | 0 | 0 | 157.14 | 0 | 687.1 | 0 | 0 | 0 | 629.67 | 75.33 | 0 | 26809.6 | 0 | 0 | 1.12 | 0 | 13.38 | 37.52 | 246.17 | 17.08 | 0 | 0 | 88.3568 | 4.7655 | 0 | 0 | 0 | 0 | 0 | 17.0765 | 0 | 0 | 365.4372 | 17.0765 | 0
329 | 12 | 561.9 | 7.59 | 0 | 0 | 0 | 0 | 0 | 0 | 687.1 | 0 | 0 | 0 | 484.28 | 0 | 26.44 | 26783.16 | 0 | 0 | 1.13 | 0 | 14.41 | 0 | 245.52 | 17.08 | 0 | 0 | 90.3649 | 5.7186 | 0 | 0 | 0 | 0 | 0 | 17.0765 | 0 | 0 | 365.4372 | 17.0765 | 0
330 | 8.47 | 410.67 | 7.72 | 0 | 0 | 0 | 0 | 157.14 | 0 | 838.58 | 0 | 0 | 0 | 133.01 | 0 | 272.33 | 26510.83 | 0 | 0 | 1.12 | 0 | 15.32 | 37.55 | 278.11 | 17.08 | 0 | 0 | 91.3689 | 6.6717 | 0 | 0 | 0 | 0 | 0 | 17.0765 | 0 | 0 | 365.4372 | 17.0765 | 0
331 | 4.05 | 205.2 | 8.11 | 0 | 0 | 0 | 0 | 113.17 | 0 | 947.67 | 0 | 0 | 0 | 0 | 0 | 365.44 | 26145.39 | 0 | 0 | 1.13 | 0 | 16 | 0 | 270.72 | 17.08 | 0 | 0 | 96.3892 | 6.6717 | 0 | 0 | 0 | 0 | 0 | 17.0765 | 0 | 0 | 365.4372 | 17.0765 | 0
332 | 0 | 0 | 8.63 | 0 | 0 | 0 | 0 | 0 | 97.4026 | 846.63 | 0 | 0 | 0 | 0 | 0 | 365.44 | 25779.95 | 0 | 0 | 0 | 1.0925 | 14.37 | 0 | 261.69 | 17.08 | 0 | 0 | 101.4095 | 5.7186 | 0 | 0 | 0 | 0 | 0 | 17.0765 | 0 | 0 | 365.4372 | 17.0765 | 0
333 | 0 | 0 | 9.26 | 0 | 0 | 0 | 0 | 0 | 97.9231 | 745.05 | 0 | 0 | 0 | 0 | 0 | 365.44 | 25414.51 | 0 | 0 | 0 | 0 | 13.78 | 0 | 250.5 | 17.08 | 0 | 0 | 102.4135 | 4.7655 | 0 | 0 | 0 | 0 | 0 | 17.0765 | 0 | 0 | 365.4372 | 17.0765 | 0
334 | 0 | 0 | 9.41 | 0 | 0 | 0 | 0 | 0 | 88.9483 | 652.78 | 0 | 0 | 0 | 0 | 0 | 365.44 | 25049.08 | 0 | 0 | 0 | 0.8455 | 12.23 | 0 | 237.8 | 17.08 | 0 | 0 | 95.3851 | 3.8124 | 0 | 0 | 0 | 0 | 0 | 17.0765 | 0 | 0 | 365.4372 | 17.0765 | 0
335 | 0 | 0 | 8.82 | 0 | 0 | 0 | 0 | 0 | 78.3828 | 571.47 | 0 | 0 | 0 | 0 | 0 | 365.44 | 24683.64 | 0 | 0 | 0 | 0 | 11.51 | 0 | 224.06 | 17.08 | 0 | 0 | 84.3406 | 2.8593 | 0 | 0 | 0 | 0 | 0 | 17.0765 | 0 | 0 | 365.4372 | 17.0765 | 0
336 | 0 | 0 | 7.81 | 0 | 0 | 0 | 0 | 0 | 70.4009 | 498.44 | 0 | 0 | 0 | 0 | 0 | 365.44 | 24318.2 | 0 | 0 | 0 | 0 | 10.79 | 0 | 210.46 | 17.08 | 0 | 0 | 76.3081 | 1.9062 | 0 | 0 | 0 | 0 | 0 | 17.0765 | 0 | 0 | 365.4372 | 17.0765 | 0
337 | 0 | 0 | 6.63 | 0 | 0 | 0 | 0 | 0 | 65.6098 | 430.38 | 0 | 0 | 0 | 0 | 0 | 365.44 | 23952.76 | 0 | 0 | 0 | 0 | 10.14 | 0 | 198.02 | 17.08 | 0 | 0 | 71.2878 | 0.95311 | 0 | 0 | 0 | 0 | 0 | 17.0765 | 0 | 0 | 365.4372 | 17.0765 | 0
338 | 0 | 0 | 5.31 | 0 | 0 | 0 | 0 | 0 | 48.9616 | 379.59 | 0 | 0 | 0 | 0 | 0 | 392.44 | 23560.32 | 27.01 | 12.6947 | 0 | 1.311 | 8.02 | 0 | 184.02 | 17.08 | 0 | 0 | 68.2757 | 0 | 0 | 0 | 0 | 0 | 0 | 17.0765 | 0 | 0 | 365.4372 | 17.0765 | 0
339 | 0 | 0 | 4.22 | 0 | 0 | 0 | 0 | 0 | 63.0456 | 314.19 | 0 | 0 | 0 | 0 | 0 | 365.44 | 23194.88 | 0 | 0 | 0 | 0 | 7.13 | 0 | 167.24 | 17.08 | 0 | 0 | 67.2716 | 0 | 0 | 0 | 0 | 0 | 0 | 17.0765 | 0 | 0 | 365.4372 | 17.0765 | 0
340 | 0 | 0 | 4.31 | 0 | 0 | 0 | 0 | 0 | 63.9614 | 247.84 | 0 | 0 | 0 | 0 | 0 | 365.44 | 22829.45 | 0 | 0 | 0 | 0 | 6.2 | 0 | 149.53 | 17.08 | 0 | 0 | 68.2757 | 0 | 0 | 0 | 0 | 0 | 0 | 17.0765 | 0 | 0 | 365.4372 | 17.0765 | 0
341 | 0 | 0 | 5.21 | 0 | 0 | 0 | 0 | 0 | 64.7519 | 180.66 | 0 | 0 | 0 | 0 | 0 | 365.44 | 22464.01 | 0 | 0 | 0 | 1.3205 | 3.91 | 0 | 132.31 | 17.08 | 0 | 0 | 71.2878 | 0 | 0 | 0 | 0 | 0 | 0 | 17.0765 | 0 | 0 | 365.4372 | 17.0765 | 0
342 | 0 | 0 | 6.55 | 0 | 0 | 0 | 0 | 0 | 70.7094 | 107.32 | 0 | 0 | 0 | 0 | 0 | 365.44 | 22098.57 | 0 | 0 | 0 | 0 | 2.98 | 0 | 114.66 | 17.08 | 0 | 0 | 76.3081 | 0.95311 | 0 | 0 | 0 | 0 | 0 | 17.0765 | 0 | 0 | 365.4372 | 17.0765 | 0
343 | 0 | 0 | 8.39 | 0 | 0 | 0 | 0 | 0 | 74.845 | 29.68 | 0 | 0 | 0 | 0 | 0 | 365.44 | 21733.14 | 0 | 0 | 0 | 0 | 2.08 | 0 | 97.61 | 17.08 | 0 | 0 | 81.3284 | 1.9062 | 0 | 0 | 0 | 0 | 0 | 17.0765 | 0 | 0 | 365.4372 | 17.0765 | 0
344 | 0.82 | 42.93 | 10.77 | 0 | 0 | 0 | 0 | 0 | 28.6115 | 0 | 0 | 0 | 0 | 0 | 0 | 377.84 | 21355.29 | 12.4 | 5.828 | 0 | 1.197 | 0 | 0 | 81.99 | 17.08 | 0 | 0 | 86.3487 | 3.8124 | 0 | 0 | 0 | 0 | 0 | 17.0765 | 0 | 0 | 365.4372 | 17.0765 | 0
345 | 4.9 | 246.3 | 13.47 | 0 | 0 | 0 | 0 | 157.14 | 0 | 151.48 | 0 | 0 | 0 | 11.23 | 0 | 357.57 | 20997.72 | 0 | 0 | 1.22 | 0 | 0.61 | 0 | 71.59 | 17.08 | 0 | 0 | 89.3608 | 5.7186 | 0 | 0 | 0 | 0 | 0 | 17.0765 | 0 | 0 | 365.4372 | 17.0765 | 0
346 | 7.71 | 376.65 | 17.56 | 0 | 0 | 0 | 0 | 157.14 | 0 | 302.96 | 0 | 0 | 0 | 147.56 | 0 | 262.15 | 20735.57 | 0 | 0 | 1.2 | 0 | 1.33 | 0.85 | 64.32 | 17.08 | 0 | 0 | 91.3689 | 3.8124 | 0 | 0 | 0 | 0 | 0 | 17.0765 | 0 | 0 | 365.4372 | 17.0765 | 0
347 | 6.86 | 337.76 | 21.59 | 0 | 0 | 0 | 0 | 157.14 | 0 | 454.44 | 0 | 0 | 0 | 72.07 | 0 | 314.98 | 20420.59 | 0 | 0 | 1.18 | 0 | 2.1 | 39.62 | 95.28 | 17.08 | 0 | 0 | 92.373 | 3.8124 | 0 | 0 | 0 | 0 | 0 | 17.0765 | 0 | 0 | 365.4372 | 17.0765 | 0
348 | 7.75 | 378.45 | 24.87 | 0 | 0 | 0 | 0 | 157.14 | 0 | 605.92 | 0 | 0 | 0 | 117.87 | 0 | 282.93 | 20137.66 | 0 | 0 | 1.19 | 0 | 3.05 | 39.7 | 129.56 | 17.08 | 0 | 0 | 91.3689 | 3.8124 | 0 | 0 | 0 | 0 | 0 | 17.0765 | 0 | 0 | 365.4372 | 17.0765 | 0
349 | 7.64 | 373.54 | 26.63 | 0 | 0 | 0 | 0 | 55.02 | 0 | 658.96 | 0 | 0 | 0 | 256.47 | 0 | 185.91 | 19951.75 | 0 | 0 | 1.2 | 0 | 4.09 | 0 | 127.74 | 17.08 | 0 | 0 | 90.3649 | 4.7655 | 0 | 0 | 0 | 0 | 0 | 17.0765 | 0 | 0 | 365.4372 | 17.0765 | 0
350 | 6.56 | 324.1 | 26.67 | 0 | 0 | 0 | 0 | 0 | 0 | 658.96 | 0 | 0 | 0 | 222.54 | 0 | 209.66 | 19742.1 | 0 | 0 | 1.18 | 0 | 5.15 | 39.49 | 164.08 | 17.08 | 0 | 0 | 89.3608 | 4.7655 | 0 | 0 | 0 | 0 | 0 | 17.0765 | 0 | 0 | 365.4372 | 17.0765 | 0
351 | 5.52 | 275.64 | 25.8 | 0 | 0 | 0 | 0 | 157.14 | 0 | 810.44 | 0 | 0 | 0 | 55.57 | 0 | 326.54 | 19415.56 | 0 | 0 | 1.13 | 0 | 6.16 | 0 | 162.8 | 17.08 | 0 | 0 | 88.3568 | 4.7655 | 0 | 0 | 0 | 0 | 0 | 17.0765 | 0 | 0 | 365.4372 | 17.0765 | 0
352 | 4.17 | 211.35 | 22.23 | 0 | 0 | 0 | 0 | 104.99 | 0 | 911.65 | 0 | 0 | 0 | 0 | 0 | 365.44 | 19050.12 | 0 | 0 | 1.12 | 0 | 7.18 | 37.52 | 197.56 | 17.08 | 0 | 0 | 89.3608 | 4.7655 | 0 | 0 | 0 | 0 | 0 | 17.0765 | 0 | 0 | 365.4372 | 17.0765 | 0
353 | 2.77 | 142.42 | 18.98 | 0 | 0 | 0 | 0 | 29.19 | 0 | 939.78 | 0 | 0 | 0 | 0 | 0 | 365.44 | 18684.68 | 0 | 0 | 1.13 | 0 | 8.22 | 37.78 | 232.8 | 17.08 | 0 | 0 | 90.3649 | 5.7186 | 0 | 0 | 0 | 0 | 0 | 17.0765 | 0 | 0 | 365.4372 | 17.0765 | 0
354 | 1.72 | 89.62 | 16.71 | 0 | 0 | 0 | 0 | 0 | 0 | 939.78 | 0 | 0 | 0 | 0 | 0 | 365.44 | 18319.25 | 0 | 0 | 1.12 | 0 | 9.12 | 7.89 | 237.21 | 17.08 | 0 | 0 | 92.373 | 6.6717 | 0 | 0 | 0 | 0 | 0 | 17.0765 | 0 | 0 | 365.4372 | 17.0765 | 0
355 | 0.73 | 38.12 | 15.5 | 0 | 0 | 0 | 0 | 0 | 49.7231 | 888.21 | 0 | 0 | 0 | 0 | 0 | 365.44 | 17953.81 | 0 | 0 | 0 | 0 | 8.73 | 0 | 229.82 | 17.08 | 0 | 0 | 97.3933 | 6.6717 | 0 | 0 | 0 | 0 | 0 | 17.0765 | 0 | 0 | 365.4372 | 17.0765 | 0
356 | 0 | 0 | 15.21 | 0 | 0 | 0 | 0 | 0 | 93.9322 | 790.77 | 0 | 0 | 0 | 0 | 0 | 365.44 | 17588.37 | 0 | 0 | 0 | 0 | 8.25 | 0 | 220.79 | 17.08 | 0 | 0 | 103.4176 | 5.7186 | 0 | 0 | 0 | 0 | 0 | 17.0765 | 0 | 0 | 365.4372 | 17.0765 | 0
357 | 0 | 0 | 15.52 | 0 | 0 | 0 | 0 | 0 | 92.6693 | 694.64 | 0 | 0 | 0 | 0 | 0 | 365.44 | 17222.93 | 0 | 0 | 0 | 0 | 7.67 | 0 | 209.6 | 17.08 | 0 | 0 | 103.4176 | 4.7655 | 0 | 0 | 0 | 0 | 0 | 17.0765 | 0 | 0 | 365.4372 | 17.0765 | 0
358 | 0 | 0 | 14.68 | 0 | 0 | 0 | 0 | 0 | 85.5261 | 605.92 | 0 | 0 | 0 | 0 | 0 | 365.44 | 16857.5 | 0 | 0 | 0 | 0 | 7 | 0 | 196.89 | 17.08 | 0 | 0 | 96.3892 | 3.8124 | 0 | 0 | 0 | 0 | 0 | 17.0765 | 0 | 0 | 365.4372 | 17.0765 | 0
359 | 0 | 0 | 13.56 | 0 | 0 | 0 | 0 | 0 | 74.6425 | 528.5 | 0 | 0 | 0 | 0 | 0 | 365.44 | 16492.06 | 0 | 0 | 0 | 0 | 6.27 | 0 | 183.16 | 17.08 | 0 | 0 | 85.3446 | 2.8593 | 0 | 0 | 0 | 0 | 0 | 17.0765 | 0 | 0 | 365.4372 | 17.0765 | 0
360 | 0 | 0 | 12.57 | 0 | 0 | 0 | 0 | 0 | 66.651 | 459.36 | 0 | 0 | 0 | 0 | 0 | 365.44 | 16126.62 | 0 | 0 | 0 | 0 | 5.56 | 0 | 169.56 | 17.08 | 0 | 0 | 77.3122 | 1.9062 | 0 | 0 | 0 | 0 | 0 | 17.0765 | 0 | 0 | 365.4372 | 17.0765 | 0
361 | 0 | 0 | 11.35 | 0 | 0 | 0 | 0 | 0 | 62.2937 | 394.74 | 0 | 0 | 0 | 0 | 0 | 365.44 | 15761.19 | 0 | 0 | 0.4 | 0 | 5.28 | 0 | 157.12 | 17.08 | 0 | 0 | 72.2919 | 0.95311 | 0 | 0 | 0 | 0 | 0 | 17.0765 | 0 | 0 | 365.4372 | 17.0765 | 0
362 | 0 | 0 | 10.12 | 0 | 0 | 0 | 0 | 0 | 59.151 | 333.37 | 0 | 0 | 0 | 0 | 0 | 365.44 | 15395.75 | 0 | 0 | 0 | 0 | 4.55 | 0 | 143.12 | 17.08 | 0 | 0 | 69.2797 | 0 | 0 | 0 | 0 | 0 | 0 | 17.0765 | 0 | 0 | 365.4372 | 17.0765 | 0
363 | 0 | 0 | 8.91 | 0 | 0 | 0 | 0 | 0 | 58.3606 | 272.83 | 0 | 0 | 0 | 0 | 0 | 365.44 | 15030.31 | 0 | 0 | 0 | 0 | 3.66 | 0 | 126.34 | 17.08 | 0 | 0 | 67.2716 | 0 | 0 | 0 | 0 | 0 | 0 | 17.0765 | 0 | 0 | 365.4372 | 17.0765 | 0
364 | 0 | 0 | 8.71 | 0 | 0 | 0 | 0 | 0 | 59.5656 | 211.04 | 0 | 0 | 0 | 0 | 0 | 365.44 | 14664.87 | 0 | 0 | 0 | 0 | 2.73 | 0 | 108.63 | 17.08 | 0 | 0 | 68.2757 | 0 | 0 | 0 | 0 | 0 | 0 | 17.0765 | 0 | 0 | 365.4372 | 17.0765 | 0
365 | 0 | 0 | 9.17 | 0 | 0 | 0 | 0 | 0 | 63.1227 | 145.56 | 0 | 0 | 0 | 0 | 0 | 365.44 | 14299.44 | 0 | 0 | 0 | 0 | 1.83 | 0 | 91.41 | 17.08 | 0 | 0 | 72.2919 | 0 | 0 | 0 | 0 | 0 | 0 | 17.0765 | 0 | 0 | 365.4372 | 17.0765 | 0
366 | 0 | 0 | 9.67 | 0 | 0 | 0 | 0 | 0 | 67.586 | 75.44 | 0 | 0 | 0 | 0 | 0 | 365.44 | 13934 | 0 | 0 | 0 | 0 | 0.9 | 0 | 73.76 | 17.08 | 0 | 0 | 76.3081 | 0.95311 | 0 | 0 | 0 | 0 | 0 | 17.0765 | 0 | 0 | 365.4372 | 17.0765 | 0
367 | 0 | 0 | 10.51 | 0 | 0 | 0 | 0 | 0 | 72.7242 | 0 | 0 | 0 | 0 | 0 | 0 | 365.44 | 13568.56 | 0 | 0 | 0 | 0 | 0 | 0 | 56.71 | 17.08 | 0 | 0 | 81.3284 | 1.9062 | 0 | 0 | 0 | 0 | 0 | 17.0765 | 0 | 0 | 365.4372 | 17.0765 | 0
368 | 10.83 | 512.7 | 11.74 | 0 | 0 | 0 | 0 | 157.14 | 0 | 151.48 | 0 | 0 | 0 | 286.71 | 0 | 164.74 | 13403.82 | 0 | 0 | 1.26 | 0 | 0.37 | 0 | 41.09 | 17.08 | 0 | 0 | 86.3487 | 3.8124 | 0 | 0 | 0 | 0 | 0 | 17.0765 | 0 | 0 | 365.4372 | 17.0765 | 0
369 | 22.69 | 963.27 | 13.07 | 0 | 0 | 0 | 0 | 0 | 0 | 151.48 | 0 | 0 | 0 | 861.76 | 237.79 | 0 | 13641.61 | 0 | 0 | 1.22 | 0 | 0.99 | 40.97 | 69.61 | 17.08 | 0 | 0 | 89.3608 | 5.7186 | 0 | 0 | 0 | 0 | 0 | 17.0765 | 0 | 0 | 365.4372 | 17.0765 | 0
370 | 30.9 | 1223.98 | 14.86 | 0 | 0 | 0 | 0 | 157.14 | 0 | 302.96 | 0 | 0 | 0 | 976.05 | 317.8 | 0 | 13959.41 | 0 | 0 | 1.2 | 0 | 1.7 | 40.17 | 99.7 | 17.08 | 0 | 0 | 91.3689 | 3.8124 | 0 | 0 | 0 | 0 | 0 | 17.0765 | 0 | 0 | 365.4372 | 17.0765 | 0
371 | 36.04 | 1370.21 | 16.77 | 0 | 0 | 0 | 0 | 157.14 | 0 | 454.44 | 0 | 0 | 0 | 1169.52 | 453.22 | 0 | 14412.64 | 0 | 0 | 1.18 | 0 | 2.47 | 0 | 93.02 | 17.08 | 0 | 0 | 91.3689 | 3.8124 | 0 | 0 | 0 | 0 | 0 | 17.0765 | 0 | 0 | 365.4372 | 17.0765 | 0
372 | 37.1 | 1398.98 | 18.87 | 0 | 0 | 0 | 0 | 0 | 0 | 454.44 | 0 | 0 | 0 | 1318.88 | 557.78 | 0 | 14970.42 | 0 | 0 | 1.19 | 0 | 3.42 | 39.7 | 127.29 | 17.08 | 0 | 0 | 91.3689 | 3.8124 | 0 | 0 | 0 | 0 | 0 | 17.0765 | 0 | 0 | 365.4372 | 17.0765 | 0
373 | 36.26 | 1376.24 | 20.58 | 0 | 0 | 0 | 0 | 0 | 0 | 454.44 | 0 | 0 | 0 | 1337.76 | 570.99 | 0 | 15541.41 | 0 | 0 | 1.2 | 0 | 4.47 | 0 | 125.47 | 17.08 | 0 | 0 | 89.3608 | 4.7655 | 0 | 0 | 0 | 0 | 0 | 17.0765 | 0 | 0 | 365.4372 | 17.0765 | 0
374 | 33.62 | 1302.92 | 21.49 | 0 | 0 | 0 | 0 | 109.67 | 0 | 560.17 | 0 | 0 | 0 | 1114.57 | 414.76 | 0 | 15956.17 | 0 | 0 | 1.18 | 0 | 5.52 | 39.49 | 161.82 | 17.08 | 0 | 0 | 88.3568 | 4.7655 | 0 | 0 | 0 | 0 | 0 | 17.0765 | 0 | 0 | 365.4372 | 17.0765 | 0
375 | 27.71 | 1126.89 | 22.05 | 0 | 0 | 0 | 0 | 157.14 | 0 | 711.65 | 0 | 0 | 0 | 925.25 | 282.24 | 0 | 16238.41 | 0 | 0 | 1.13 | 0 | 6.53 | 0 | 160.54 | 17.08 | 0 | 0 | 88.3568 | 4.7655 | 0 | 0 | 0 | 0 | 0 | 17.0765 | 0 | 0 | 365.4372 | 17.0765 | 0
376 | 20.55 | 889.11 | 20.55 | 0 | 0 | 0 | 0 | 0 | 0 | 711.65 | 0 | 0 | 0 | 797.45 | 192.78 | 0 | 16431.19 | 0 | 0 | 1.12 | 0 | 7.55 | 37.52 | 195.3 | 17.08 | 0 | 0 | 89.3608 | 4.7655 | 0 | 0 | 0 | 0 | 0 | 17.0765 | 0 | 0 | 365.4372 | 17.0765 | 0
377 | 13.21 | 611.4 | 19.13 | 0 | 0 | 0 | 0 | 0 | 0 | 711.65 | 0 | 0 | 0 | 546.53 | 17.14 | 0 | 16448.33 | 0 | 0 | 1.13 | 0 | 8.59 | 0 | 194.64 | 17.08 | 0 | 0 | 90.3649 | 5.7186 | 0 | 0 | 0 | 0 | 0 | 17.0765 | 0 | 0 | 365.4372 | 17.0765 | 0
378 | 9.46 | 454.09 | 18.65 | 0 | 0 | 0 | 0 | 157.14 | 0 | 863.13 | 0 | 0 | 0 | 188.35 | 0 | 233.59 | 16214.74 | 0 | 0 | 1.12 | 0 | 9.49 | 37.55 | 227.24 | 17.08 | 0 | 0 | 91.3689 | 6.6717 | 0 | 0 | 0 | 0 | 0 | 17.0765 | 0 | 0 | 365.4372 | 17.0765 | 0
379 | 4.61 | 232.28 | 19.11 | 0 | 0 | 0 | 0 | 0 | 0 | 863.13 | 0 | 0 | 0 | 151.81 | 0 | 259.17 | 15955.57 | 0 | 0 | 1.13 | 0 | 10.18 | 0 | 219.84 | 17.08 | 0 | 0 | 96.3892 | 6.6717 | 0 | 0 | 0 | 0 | 0 | 17.0765 | 0 | 0 | 365.4372 | 17.0765 | 0
380 | 0 | 0 | 20.12 | 0 | 0 | 0 | 0 | 0 | 88.0132 | 771.83 | 0 | 0 | 0 | 0 | 0 | 365.44 | 15590.13 | 0 | 0 | 0 | 0 | 9.7 | 0 | 210.82 | 17.08 | 0 | 0 | 102.4135 | 5.7186 | 0 | 0 | 0 | 0 | 0 | 17.0765 | 0 | 0 | 365.4372 | 17.0765 | 0
381 | 0 | 0 | 21.32 | 0 | 0 | 0 | 0 | 0 | 85.8538 | 682.77 | 0 | 0 | 0 | 0 | 0 | 365.44 | 15224.69 | 0 | 0 | 0 | 0 | 9.11 | 0 | 199.62 | 17.08 | 0 | 0 | 102.4135 | 4.7655 | 0 | 0 | 0 | 0 | 0 | 17.0765 | 0 | 0 | 365.4372 | 17.0765 | 0
382 | 0 | 0 | 20.72 | 0 | 0 | 0 | 0 | 0 | 78.4792 | 601.35 | 0 | 0 | 0 | 0 | 0 | 365.44 | 14859.26 | 0 | 0 | 0 | 0 | 8.44 | 0 | 186.92 | 17.08 | 0 | 0 | 95.3851 | 3.8124 | 0 | 0 | 0 | 0 | 0 | 17.0765 | 0 | 0 | 365.4372 | 17.0765 | 0
383 | 0 | 0 | 19.09 | 0 | 0 | 0 | 0 | 0 | 68.1162 | 530.7 | 0 | 0 | 0 | 0 | 0 | 365.44 | 14493.82 | 0 | 0 | 0 | 0 | 7.72 | 0 | 173.18 | 17.08 | 0 | 0 | 84.3406 | 2.8593 | 0 | 0 | 0 | 0 | 0 | 17.0765 | 0 | 0 | 365.4372 | 17.0765 | 0
384 | 0 | 0 | 16.78 | 0 | 0 | 0 | 0 | 0 | 61.4357 | 466.97 | 0 | 0 | 0 | 0 | 0 | 365.44 | 14128.38 | 0 | 0 | 0 | 0 | 7 | 0 | 159.58 | 17.08 | 0 | 0 | 76.3081 | 1.9062 | 0 | 0 | 0 | 0 | 0 | 17.0765 | 0 | 0 | 365.4372 | 17.0765 | 0
385 | 0 | 0 | 14.33 | 0 | 0 | 0 | 0 | 0 | 57.9075 | 406.9 | 0 | 0 | 0 | 0 | 0 | 365.44 | 13762.95 | 0 | 0 | 0 | 0 | 6.35 | 0 | 147.14 | 17.08 | 0 | 0 | 71.2878 | 0.95311 | 0 | 0 | 0 | 0 | 0 | 17.0765 | 0 | 0 | 365.4372 | 17.0765 | 0
386 | 0 | 0 | 12.11 | 0 | 0 | 0 | 0 | 0 | 55.1601 | 349.68 | 0 | 0 | 0 | 0 | 0 | 365.44 | 13397.51 | 0 | 0 | 0 | 0 | 5.61 | 0 | 133.15 | 17.08 | 0 | 0 | 67.2716 | 0 | 0 | 0 | 0 | 0 | 0 | 17.0765 | 0 | 0 | 365.4372 | 17.0765 | 0
387 | 0 | 0 | 10.11 | 0 | 0 | 0 | 0 | 0 | 56.153 | 291.43 | 0 | 0 | 0 | 0 | 0 | 365.44 | 13032.07 | 0 | 0 | 0 | 0 | 4.73 | 0 | 116.37 | 17.08 | 0 | 0 | 66.2676 | 0 | 0 | 0 | 0 | 0 | 0 | 17.0765 | 0 | 0 | 365.4372 | 17.0765 | 0
388 | 0 | 0 | 9.02 | 0 | 0 | 0 | 0 | 0 | 58.2449 | 231.01 | 0 | 0 | 0 | 0 | 0 | 365.44 | 12666.63 | 0 | 0 | 0 | 0 | 3.8 | 0 | 98.66 | 17.08 | 0 | 0 | 67.2716 | 0 | 0 | 0 | 0 | 0 | 0 | 17.0765 | 0 | 0 | 365.4372 | 17.0765 | 0
389 | 0 | 0 | 9.37 | 0 | 0 | 0 | 0 | 0 | 60.9152 | 167.81 | 0 | 0 | 0 | 0 | 0 | 365.44 | 12301.2 | 0 | 0 | 0 | 0 | 2.89 | 0 | 81.43 | 17.08 | 0 | 0 | 70.2838 | 0 | 0 | 0 | 0 | 0 | 0 | 17.0765 | 0 | 0 | 365.4372 | 17.0765 | 0
390 | 0 | 0 | 10.43 | 0 | 0 | 0 | 0 | 0 | 65.8316 | 99.52 | 0 | 0 | 0 | 0 | 0 | 365.44 | 11935.76 | 0 | 0 | 0 | 0 | 1.96 | 0 | 63.79 | 17.08 | 0 | 0 | 75.3041 | 0.95311 | 0 | 0 | 0 | 0 | 0 | 17.0765 | 0 | 0 | 365.4372 | 17.0765 | 0
391 | 0 | 0 | 11.57 | 0 | 0 | 0 | 0 | 0 | 70.6612 | 26.23 | 0 | 0 | 0 | 0 | 0 | 365.44 | 11570.32 | 0 | 0 | 0 | 0 | 1.07 | 0 | 46.74 | 17.08 | 0 | 0 | 80.3243 | 1.9062 | 0 | 0 | 0 | 0 | 0 | 17.0765 | 0 | 0 | 365.4372 | 17.0765 | 0
392 | 0.96 | 50.48 | 12.66 | 0 | 0 | 0 | 0 | 0 | 25.0447 | 0.24 | 0 | 0 | 0 | 0 | 0 | 365.44 | 11204.89 | 0 | 0 | 0 | 0 | 0.24 | 0 | 31.11 | 17.08 | 0 | 0 | 85.3446 | 3.8124 | 0 | 0 | 0 | 0 | 0 | 17.0765 | 0 | 0 | 365.4372 | 17.0765 | 0
393 | 6.01 | 298.84 | 13.72 | 0 | 0 | 0 | 0 | 0.64 | 0 | 0.86 | 0 | 0 | 0 | 181.66 | 0 | 238.27 | 10966.61 | 0 | 0 | 1.22 | 0 | 0.86 | 40.97 | 59.64 | 17.08 | 0 | 0 | 88.3568 | 5.7186 | 0 | 0 | 0 | 0 | 0 | 17.0765 | 0 | 0 | 365.4372 | 17.0765 | 0
394 | 9.52 | 456.71 | 14.12 | 0 | 0 | 0 | 0 | 56.22 | 0 | 55.05 | 0 | 0 | 0 | 328.76 | 0 | 135.31 | 10831.31 | 0 | 0 | 1.2 | 0 | 1.57 | 0 | 51.56 | 17.08 | 0 | 0 | 90.3649 | 3.8124 | 0 | 0 | 0 | 0 | 0 | 17.0765 | 0 | 0 | 365.4372 | 17.0765 | 0
395 | 8.54 | 413.52 | 13.52 | 0 | 0 | 0 | 0 | 157.14 | 0 | 206.53 | 0 | 0 | 0 | 143.45 | 0 | 265.02 | 10566.29 | 0 | 0 | 1.18 | 0 | 2.34 | 39.62 | 82.52 | 17.08 | 0 | 0 | 90.3649 | 3.8124 | 0 | 0 | 0 | 0 | 0 | 17.0765 | 0 | 0 | 365.4372 | 17.0765 | 0
396 | 12.7 | 590.51 | 12.68 | 0 | 0 | 0 | 0 | 157.14 | 0 | 358.01 | 0 | 0 | 0 | 364.39 | 0 | 110.36 | 10455.92 | 0 | 0 | 1.19 | 0 | 3.29 | 0 | 79.09 | 17.08 | 0 | 0 | 89.3608 | 3.8124 | 0 | 0 | 0 | 0 | 0 | 17.0765 | 0 | 0 | 365.4372 | 17.0765 | 0
397 | 16.59 | 743.78 | 11.99 | 0 | 0 | 0 | 0 | 157.14 | 0 | 509.49 | 0 | 0 | 0 | 480.58 | 0 | 29.03 | 10426.89 | 0 | 0 | 1.2 | 0 | 4.34 | 40.31 | 115.56 | 17.08 | 0 | 0 | 88.3568 | 4.7655 | 0 | 0 | 0 | 0 | 0 | 17.0765 | 0 | 0 | 365.4372 | 17.0765 | 0
398 | 19.34 | 845.67 | 11.45 | 0 | 0 | 0 | 0 | 157.14 | 0 | 660.97 | 0 | 0 | 0 | 626.03 | 72.78 | 0 | 10499.68 | 0 | 0 | 1.18 | 0 | 5.39 | 0 | 114.4 | 17.08 | 0 | 0 | 87.3527 | 4.7655 | 0 | 0 | 0 | 0 | 0 | 17.0765 | 0 | 0 | 365.4372 | 17.0765 | 0
399 | 17.09 | 762.75 | 11.01 | 0 | 0 | 0 | 0 | 0 | 0 | 660.97 | 0 | 0 | 0 | 659.58 | 96.27 | 0 | 10595.94 | 0 | 0 | 1.13 | 0 | 6.41 | 38.02 | 149.23 | 17.08 | 0 | 0 | 87.3527 | 4.7655 | 0 | 0 | 0 | 0 | 0 | 17.0765 | 0 | 0 | 365.4372 | 17.0765 | 0
400 | 13.91 | 639.47 | 11.56 | 0 | 0 | 0 | 0 | 0 | 0 | 660.97 | 0 | 0 | 0 | 571.7 | 34.75 | 0 | 10630.7 | 0 | 0 | 1.12 | 0 | 7.42 | 0 | 148.35 | 17.08 | 0 | 0 | 87.3527 | 4.7655 | 0 | 0 | 0 | 0 | 0 | 17.0765 | 0 | 0 | 365.4372 | 17.0765 | 0
401 | 10.34 | 491.96 | 13.17 | 0 | 0 | 0 | 0 | 0 | 0 | 660.97 | 0 | 0 | 0 | 383.47 | 0 | 97.01 | 10533.69 | 0 | 0 | 0.14 | 0 | 7.52 | 37.78 | 183.58 | 17.08 | 0 | 0 | 88.3568 | 5.7186 | 0 | 0 | 0 | 0 | 0 | 17.0765 | 0 | 0 | 365.4372 | 17.0765 | 0
402 | 6.87 | 338.22 | 14.88 | 0 | 0 | 0 | 0 | 157.14 | 0 | 812.45 | 0 | 0 | 0 | 104.67 | 0 | 292.17 | 10241.53 | 0 | 0 | 1.12 | 0 | 8.43 | 0 | 180.5 | 17.08 | 0 | 0 | 90.3649 | 6.6717 | 0 | 0 | 0 | 0 | 0 | 17.0765 | 0 | 0 | 365.4372 | 17.0765 | 0
403 | 3.14 | 160.59 | 16.04 | 0 | 0 | 0 | 0 | 0 | 0 | 812.45 | 0 | 0 | 0 | 77.59 | 0 | 311.12 | 9930.4 | 0 | 0 | 1.13 | 0 | 9.11 | 0 | 173.11 | 17.08 | 0 | 0 | 94.3811 | 6.6717 | 0 | 0 | 0 | 0 | 0 | 17.0765 | 0 | 0 | 365.4372 | 17.0765 | 0
404 | 0 | 0 | 16.72 | 0 | 0 | 0 | 0 | 0 | 89.4014 | 719.71 | 0 | 0 | 0 | 0 | 0 | 365.44 | 9564.97 | 0 | 0 | 0 | 0 | 8.64 | 0 | 164.08 | 17.08 | 0 | 0 | 100.4054 | 5.7186 | 0 | 0 | 0 | 0 | 0 | 17.0765 | 0 | 0 | 365.4372 | 17.0765 | 0
405 | 0 | 0 | 17.03 | 0 | 0 | 0 | 0 | 0 | 89.1507 | 627.23 | 0 | 0 | 0 | 0 | 0 | 365.44 | 9199.53 | 0 | 0 | 0 | 0 | 8.05 | 0 | 152.89 | 17.08 | 0 | 0 | 101.4095 | 4.7655 | 0 | 0 | 0 | 0 | 0 | 17.0765 | 0 | 0 | 365.4372 | 17.0765 | 0
406 | 0 | 0 | 16.7 | 0 | 0 | 0 | 0 | 0 | 81.4966 | 542.69 | 0 | 0 | 0 | 0 | 0 | 365.44 | 8834.09 | 0 | 0 | 0 | 0 | 7.38 | 0 | 140.18 | 17.08 | 0 | 0 | 94.3811 | 3.8124 | 0 | 0 | 0 | 0 | 0 | 17.0765 | 0 | 0 | 365.4372 | 17.0765 | 0
407 | 0 | 0 | 15.75 | 0 | 0 | 0 | 0 | 0 | 70.4491 | 469.62 | 0 | 0 | 0 | 0 | 0 | 365.44 | 8468.66 | 0 | 0 | 0 | 0 | 6.66 | 0 | 126.45 | 17.08 | 0 | 0 | 83.3365 | 2.8593 | 0 | 0 | 0 | 0 | 0 | 17.0765 | 0 | 0 | 365.4372 | 17.0765 | 0
408 | 0 | 0 | 14.7 | 0 | 0 | 0 | 0 | 0 | 61.5032 | 405.81 | 0 | 0 | 0 | 0 | 0 | 365.44 | 8103.22 | 0 | 0 | 0 | 0 | 5.94 | 0 | 112.85 | 17.08 | 0 | 0 | 74.3 | 1.9062 | 0 | 0 | 0 | 0 | 0 | 17.0765 | 0 | 0 | 365.4372 | 17.0765 | 0
409 | 0 | 0 | 13.87 | 0 | 0 | 0 | 0 | 0 | 57.3676 | 346.3 | 0 | 0 | 0 | 0 | 0 | 365.44 | 7737.78 | 0 | 0 | 0 | 0 | 5.28 | 0 | 100.41 | 17.08 | 0 | 0 | 70.2838 | 0.95311 | 0 | 0 | 0 | 0 | 0 | 17.0765 | 0 | 0 | 365.4372 | 17.0765 | 0
410 | 0 | 0 | 13.28 | 0 | 0 | 0 | 0 | 0 | 52.9911 | 291.33 | 0 | 0 | 0 | 0 | 0 | 365.44 | 7372.34 | 0 | 0 | 0 | 0 | 4.55 | 0 | 86.41 | 17.08 | 0 | 0 | 66.2676 | 0 | 0 | 0 | 0 | 0 | 0 | 17.0765 | 0 | 0 | 365.4372 | 17.0765 | 0
411 | 0 | 0 | 12.8 | 0 | 0 | 0 | 0 | 0 | 52.4705 | 236.9 | 0 | 0 | 0 | 0 | 0 | 365.44 | 7006.91 | 0 | 0 | 0 | 0 | 3.66 | 0 | 69.63 | 17.08 | 0 | 0 | 65.2635 | 0 | 0 | 0 | 0 | 0 | 0 | 17.0765 | 0 | 0 | 365.4372 | 17.0765 | 0
412 | 0 | 0 | 13.91 | 0 | 0 | 0 | 0 | 0 | 52.3548 | 182.59 | 0 | 0 | 0 | 0 | 0 | 365.44 | 6641.47 | 0 | 0 | 0 | 0 | 2.73 | 0 | 51.92 | 17.08 | 0 | 0 | 66.2676 | 0 | 0 | 0 | 0 | 0 | 0 | 17.0765 | 0 | 0 | 365.4372 | 17.0765 | 0
413 | 0 | 0 | 15.51 | 0 | 0 | 0 | 0 | 0 | 53.7719 | 126.81 | 0 | 0 | 0 | 0 | 0 | 365.44 | 6276.03 | 0 | 0 | 0 | 0 | 1.83 | 0 | 34.7 | 17.08 | 0 | 0 | 69.2797 | 0 | 0 | 0 | 0 | 0 | 0 | 17.0765 | 0 | 0 | 365.4372 | 17.0765 | 0
414 | 0 | 0 | 16.58 | 0 | 0 | 0 | 0 | 0 | 58.669 | 65.95 | 0 | 0 | 0 | 0 | 0 | 365.44 | 5910.6 | 0 | 0 | 0 | 0 | 0.9 | 0 | 17.05 | 17.08 | 0 | 0 | 74.3 | 0.95311 | 0 | 0 | 0 | 0 | 0 | 17.0765 | 0 | 0 | 365.4372 | 17.0765 | 0
415 | 0 | 0 | 17.65 | 0 | 0 | 0 | 0 | 0 | 63.5758 | 0 | 0 | 0 | 0 | 0 | 0 | 365.44 | 5545.16 | 0 | 0 | 0 | 0 | 0 | 0 | 0 | 17.08 | 0 | 0 | 79.3203 | 1.9062 | 0 | 0 | 0 | 0 | 0 | 17.0765 | 0 | 0 | 365.4372 | 17.0765 | 0
416 | 20.62 | 891.39 | 19.54 | 0 | 0 | 0 | 0 | 0 | 0 | 0 | 0 | 0 | 0 | 826.09 | 212.83 | 0 | 5757.98 | 0 | 0 | 0.87 | 0 | 0 | 16.44 | 0 | 17.08 | 0 | 0 | 84.3406 | 3.8124 | 0 | 0 | 0 | 0 | 0 | 17.0765 | 0 | 0 | 365.4372 | 17.0765 | 0
417 | 34.32 | 1322.53 | 22.63 | 0 | 0 | 0 | 0 | 0 | 0 | 0 | 0 | 0 | 0 | 1274.89 | 526.99 | 0 | 6284.97 | 0 | 0 | 0.58 | 0 | 0 | 10.95 | 0 | 17.08 | 0 | 0 | 87.3527 | 5.7186 | 0 | 0 | 0 | 0 | 0 | 17.0765 | 0 | 0 | 365.4372 | 17.0765 | 0
418 | 39.85 | 1471.23 | 22.15 | 0 | 0 | 0 | 0 | 20.74 | 0 | 19.99 | 0 | 0 | 0 | 1377.96 | 599.13 | 0 | 6884.1 | 0 | 0 | 1.2 | 0 | 0.71 | 40.17 | 30.09 | 17.08 | 0 | 0 | 89.3608 | 3.8124 | 0 | 0 | 0 | 0 | 0 | 17.0765 | 0 | 0 | 365.4372 | 17.0765 | 0
419 | 46.95 | 1644.65 | 20.56 | 0 | 0 | 0 | 0 | 67.14 | 0 | 84.72 | 0 | 0 | 0 | 1377.96 | 599.13 | 0 | 7483.24 | 0 | 0 | 1.18 | 0 | 1.49 | 39.62 | 61.05 | 17.08 | 133.09 | 0 | 89.3608 | 3.8124 | 0 | 0 | 0 | 0 | 0 | 17.0765 | 0 | 0 | 365.4372 | 17.0765 | 0
420 | 50.65 | 1728.08 | 19.43 | 0 | 0 | 0 | 0 | 157.14 | 0 | 236.2 | 0 | 0 | 0 | 1377.96 | 599.13 | 0 | 8082.37 | 0 | 0 | 1.19 | 0 | 2.43 | 39.7 | 95.33 | 17.08 | 129.01 | 0 | 89.3608 | 3.8124 | 0 | 0 | 0 | 0 | 0 | 17.0765 | 0 | 0 | 365.4372 | 17.0765 | 0
421 | 52.81 | 1774.82 | 18.35 | 0 | 0 | 0 | 0 | 157.14 | 0 | 387.68 | 0 | 0 | 0 | 1377.96 | 599.13 | 0 | 8681.5 | 0 | 0 | 1.2 | 0 | 3.48 | 40.31 | 131.8 | 17.08 | 177.25 | 0 | 87.3527 | 4.7655 | 0 | 0 | 0 | 0 | 0 | 17.0765 | 0 | 0 | 365.4372 | 17.0765 | 0
422 | 53.96 | 1799.26 | 17.05 | 0 | 0 | 0 | 0 | 157.14 | 0 | 539.16 | 0 | 0 | 0 | 1377.96 | 599.13 | 0 | 9280.63 | 0 | 0 | 1.18 | 0 | 4.54 | 39.49 | 168.15 | 17.08 | 203.4 | 0 | 86.3487 | 4.7655 | 0 | 0 | 0 | 0 | 0 | 17.0765 | 0 | 0 | 365.4372 | 17.0765 | 0
423 | 52.16 | 1761.02 | 15.49 | 0 | 0 | 0 | 0 | 157.14 | 0 | 690.64 | 0 | 0 | 0 | 1377.96 | 599.13 | 0 | 9879.77 | 0 | 0 | 1.13 | 0 | 5.55 | 38.02 | 202.98 | 17.08 | 163.32 | 0 | 86.3487 | 4.7655 | 0 | 0 | 0 | 0 | 0 | 17.0765 | 0 | 0 | 365.4372 | 17.0765 | 0
424 | 49.68 | 1706.58 | 14.59 | 0 | 0 | 0 | 0 | 0 | 0 | 690.64 | 0 | 0 | 0 | 1377.96 | 599.13 | 0 | 10478.9 | 0 | 0 | 1.12 | 0 | 6.56 | 37.52 | 237.74 | 17.08 | 262.14 | 0 | 87.3527 | 4.7655 | 0 | 0 | 0 | 0 | 0 | 17.0765 | 0 | 0 | 365.4372 | 17.0765 | 0
425 | 46.65 | 1637.54 | 14.27 | 0 | 0 | 0 | 0 | 157.14 | 0 | 842.12 | 0 | 0 | 0 | 1377.96 | 599.13 | 0 | 11078.03 | 0 | 0 | 1.13 | 0 | 7.6 | 0 | 237.09 | 17.08 | 68.16 | 0 | 88.3568 | 5.7186 | 0 | 0 | 0 | 0 | 0 | 17.0765 | 0 | 0 | 365.4372 | 17.0765 | 0
426 | 43.62 | 1565.39 | 14.15 | 0 | 0 | 0 | 0 | 109.49 | 0 | 947.67 | 0 | 0 | 0 | 1377.96 | 599.13 | 0 | 11677.17 | 0 | 0 | 1.12 | 0 | 8.5 | 37.55 | 269.68 | 17.08 | 0 | 0 | 90.3649 | 6.6717 | 0 | 0 | 0 | 0 | 0 | 17.0765 | 0 | 0 | 365.4372 | 17.0765 | 0
427 | 33.35 | 1295.06 | 14.01 | 0 | 0 | 0 | 0 | 0 | 0 | 947.67 | 0 | 0 | 0 | 1240.77 | 503.1 | 0 | 12180.27 | 0 | 0 | 0.59 | 0 | 8.67 | 0 | 262.29 | 17.08 | 0 | 0 | 94.3811 | 6.6717 | 0 | 0 | 0 | 0 | 0 | 17.0765 | 0 | 0 | 365.4372 | 17.0765 | 0
428 | 0 | 0 | 13.91 | 0 | 0 | 0 | 0 | 0 | 93.3634 | 850.82 | 0 | 0 | 0 | 0 | 0 | 365.44 | 11814.83 | 0 | 0 | 1.15 | 0 | 9.29 | 0 | 253.26 | 17.08 | 0 | 0 | 100.4054 | 5.7186 | 0 | 0 | 0 | 0 | 0 | 17.0765 | 0 | 0 | 365.4372 | 17.0765 | 0
429 | 0 | 0 | 14.17 | 0 | 0 | 0 | 0 | 0 | 92.0042 | 755.38 | 0 | 0 | 0 | 0 | 0 | 365.44 | 11449.39 | 0 | 0 | 0 | 0 | 8.7 | 0 | 242.07 | 17.08 | 0 | 0 | 101.4095 | 4.7655 | 0 | 0 | 0 | 0 | 0 | 17.0765 | 0 | 0 | 365.4372 | 17.0765 | 0
430 | 0 | 0 | 13.51 | 0 | 0 | 0 | 0 | 0 | 85.9599 | 666.21 | 0 | 0 | 0 | 0 | 0 | 365.44 | 11083.96 | 0 | 0 | 1.27 | 0 | 9.24 | 0 | 229.36 | 17.08 | 0 | 0 | 94.3811 | 3.8124 | 0 | 0 | 0 | 0 | 0 | 17.0765 | 0 | 0 | 365.4372 | 17.0765 | 0
431 | 0 | 0 | 12.23 | 0 | 0 | 0 | 0 | 0 | 73.9677 | 589.49 | 0 | 0 | 0 | 0 | 0 | 365.44 | 10718.52 | 0 | 0 | 0 | 0 | 8.52 | 0 | 215.63 | 17.08 | 0 | 0 | 83.3365 | 2.8593 | 0 | 0 | 0 | 0 | 0 | 17.0765 | 0 | 0 | 365.4372 | 17.0765 | 0
432 | 0 | 0 | 10.71 | 0 | 0 | 0 | 0 | 0 | 66.5064 | 520.5 | 0 | 0 | 0 | 0 | 0 | 365.44 | 10353.08 | 0 | 0 | 0 | 0 | 7.81 | 0 | 202.03 | 17.08 | 0 | 0 | 75.3041 | 1.9062 | 0 | 0 | 0 | 0 | 0 | 17.0765 | 0 | 0 | 365.4372 | 17.0765 | 0
433 | 0 | 0 | 9.1 | 0 | 0 | 0 | 0 | 0 | 63.5083 | 454.62 | 0 | 0 | 0 | 0 | 0 | 365.44 | 9987.65 | 0 | 0 | 1.37 | 0 | 8.45 | 0 | 189.59 | 17.08 | 0 | 0 | 70.2838 | 0.95311 | 0 | 0 | 0 | 0 | 0 | 17.0765 | 0 | 0 | 365.4372 | 17.0765 | 0
434 | 0 | 0 | 7.51 | 0 | 0 | 0 | 0 | 0 | 59.7584 | 392.63 | 0 | 0 | 0 | 0 | 0 | 365.44 | 9622.21 | 0 | 0 | 0 | 0 | 7.72 | 0 | 175.59 | 17.08 | 0 | 0 | 67.2716 | 0 | 0 | 0 | 0 | 0 | 0 | 17.0765 | 0 | 0 | 365.4372 | 17.0765 | 0
435 | 0 | 0 | 6.2 | 0 | 0 | 0 | 0 | 0 | 60.4428 | 329.93 | 0 | 0 | 0 | 0 | 0 | 365.44 | 9256.77 | 0 | 0 | 1.38 | 0 | 8.14 | 0 | 158.81 | 17.08 | 0 | 0 | 65.2635 | 0 | 0 | 0 | 0 | 0 | 0 | 17.0765 | 0 | 0 | 365.4372 | 17.0765 | 0
436 | 0 | 0 | 5.3 | 0 | 0 | 0 | 0 | 0 | 59.9704 | 267.73 | 0 | 0 | 0 | 0 | 0 | 365.44 | 8891.33 | 0 | 0 | 0 | 0 | 7.21 | 0 | 141.1 | 17.08 | 0 | 0 | 65.2635 | 0 | 0 | 0 | 0 | 0 | 0 | 17.0765 | 0 | 0 | 365.4372 | 17.0765 | 0
437 | 0 | 0 | 5.08 | 0 | 0 | 0 | 0 | 0 | 64.588 | 200.73 | 0 | 0 | 0 | 0 | 0 | 365.44 | 8525.9 | 0 | 0 | 1.39 | 0 | 7.63 | 0 | 123.88 | 17.08 | 0 | 0 | 68.2757 | 0 | 0 | 0 | 0 | 0 | 0 | 17.0765 | 0 | 0 | 365.4372 | 17.0765 | 0
438 | 0 | 0 | 5.21 | 0 | 0 | 0 | 0 | 0 | 69.0417 | 129.11 | 0 | 0 | 0 | 0 | 0 | 365.44 | 8160.46 | 0 | 0 | 0 | 0 | 6.7 | 0 | 106.23 | 17.08 | 0 | 0 | 73.296 | 0.95311 | 0 | 0 | 0 | 0 | 0 | 17.0765 | 0 | 0 | 365.4372 | 17.0765 | 0
439 | 0 | 0 | 5.46 | 0 | 0 | 0 | 0 | 0 | 76.05 | 50.22 | 0 | 0 | 0 | 0 | 0 | 365.44 | 7795.02 | 0 | 0 | 1.28 | 0 | 7.02 | 0 | 89.18 | 17.08 | 0 | 0 | 78.3162 | 1.9062 | 0 | 0 | 0 | 0 | 0 | 17.0765 | 0 | 0 | 365.4372 | 17.0765 | 0
440 | 21.18 | 911.08 | 5.95 | 0 | 0 | 0 | 0 | 0 | 41.8472 | 6.81 | 0 | 0 | 0 | 893.91 | 260.3 | 0 | 8055.33 | 0 | 0 | 0 | 0 | 6.2 | 0 | 73.56 | 17.08 | 0 | 0 | 82.3324 | 3.8124 | 0 | 0 | 0 | 0 | 0 | 17.0765 | 0 | 0 | 365.4372 | 17.0765 | 0
441 | 34.58 | 1329.76 | 6.51 | 0 | 0 | 0 | 0 | 0 | 0 | 6.81 | 0 | 0 | 0 | 1278.56 | 529.55 | 0 | 8584.88 | 0 | 0 | 1.22 | 0 | 6.81 | 0 | 63.16 | 17.08 | 0 | 0 | 85.3446 | 5.7186 | 0 | 0 | 0 | 0 | 0 | 17.0765 | 0 | 0 | 365.4372 | 17.0765 | 0
442 | 39.64 | 1465.7 | 5.09 | 0 | 0 | 0 | 0 | 6.91 | 0 | 13.48 | 0 | 0 | 0 | 1377.96 | 599.13 | 0 | 9184.01 | 0 | 0 | 1.2 | 0 | 7.52 | 33.2 | 86.62 | 17.08 | 0 | 0 | 87.3527 | 3.8124 | 0 | 0 | 0 | 0 | 0 | 17.0765 | 0 | 0 | 365.4372 | 17.0765 | 0
443 | 46.64 | 1637.34 | 3.19 | 0 | 0 | 0 | 0 | 157.14 | 0 | 164.96 | 0 | 0 | 0 | 1377.96 | 599.13 | 0 | 9783.14 | 0 | 0 | 1.18 | 0 | 8.3 | 39.62 | 117.58 | 17.08 | 20.1 | 0 | 87.3527 | 3.8124 | 0 | 0 | 0 | 0 | 0 | 17.0765 | 0 | 0 | 365.4372 | 17.0765 | 0
444 | 51.23 | 1740.83 | 1.84 | 0 | 0 | 0 | 0 | 0 | 0 | 164.96 | 0 | 0 | 0 | 1377.96 | 599.13 | 0 | 10382.28 | 0 | 0 | 1.19 | 0 | 9.24 | 39.7 | 151.86 | 17.08 | 285.9 | 0 | 85.3446 | 3.8124 | 0 | 0 | 0 | 0 | 0 | 17.0765 | 0 | 0 | 365.4372 | 17.0765 | 0
445 | 54.46 | 1809.62 | 0.93 | 0 | 0 | 0 | 0 | 157.14 | 0 | 316.44 | 0 | 0 | 0 | 1377.96 | 599.13 | 0 | 10981.41 | 0 | 0 | 1.2 | 0 | 10.29 | 40.31 | 188.34 | 17.08 | 200.29 | 0 | 83.3365 | 4.7655 | 0 | 0 | 0 | 0 | 0 | 17.0765 | 0 | 0 | 365.4372 | 17.0765 | 0
446 | 56.69 | 1855.43 | 0.39 | 0 | 0 | 0 | 0 | 157.14 | 0 | 467.92 | 0 | 0 | 0 | 1377.96 | 599.13 | 0 | 11580.54 | 0 | 0 | 1.18 | 0 | 11.35 | 0 | 187.17 | 17.08 | 289.14 | 0 | 82.3324 | 4.7655 | 0 | 0 | 0 | 0 | 0 | 17.0765 | 0 | 0 | 365.4372 | 17.0765 | 0
447 | 54.77 | 1816.19 | 0.16 | 0 | 0 | 0 | 0 | 157.14 | 0 | 619.4 | 0 | 0 | 0 | 1377.96 | 599.13 | 0 | 12179.68 | 0 | 0 | 1.13 | 0 | 12.36 | 38.02 | 222 | 17.08 | 209.78 | 0 | 82.3324 | 4.7655 | 0 | 0 | 0 | 0 | 0 | 17.0765 | 0 | 0 | 365.4372 | 17.0765 | 0
448 | 52.26 | 1763.05 | 0.11 | 0 | 0 | 0 | 0 | 0 | 0 | 619.4 | 0 | 0 | 0 | 1377.96 | 599.13 | 0 | 12778.81 | 0 | 0 | 1.12 | 0 | 13.38 | 37.52 | 256.76 | 17.08 | 311.73 | 0 | 82.3324 | 4.7655 | 0 | 0 | 0 | 0 | 0 | 17.0765 | 0 | 0 | 365.4372 | 17.0765 | 0
449 | 49.41 | 1700.63 | 0.12 | 0 | 0 | 0 | 0 | 157.14 | 0 | 770.88 | 0 | 0 | 0 | 1377.96 | 599.13 | 0 | 13377.94 | 0 | 0 | 1.13 | 0 | 14.41 | 37.78 | 292 | 17.08 | 86.1 | 0 | 84.3406 | 5.7186 | 0 | 0 | 0 | 0 | 0 | 17.0765 | 0 | 0 | 365.4372 | 17.0765 | 0
450 | 49.01 | 1691.62 | 0.14 | 0 | 0 | 0 | 0 | 132.05 | 0 | 898.17 | 0 | 0 | 0 | 1377.96 | 599.13 | 0 | 13977.07 | 0 | 0 | 1.12 | 0 | 15.32 | 3.24 | 292 | 17.08 | 133.38 | 0 | 86.3487 | 6.6717 | 0 | 0 | 0 | 0 | 0 | 17.0765 | 0 | 0 | 365.4372 | 17.0765 | 0
451 | 40.79 | 1495.29 | 0.18 | 0 | 0 | 0 | 0 | 51.35 | 0 | 947.67 | 0 | 0 | 0 | 1377.96 | 599.13 | 0 | 14576.21 | 0 | 0 | 1.13 | 0 | 16 | 7.78 | 292 | 17.08 | 0 | 0 | 91.3689 | 6.6717 | 0 | 0 | 0 | 0 | 0 | 17.0765 | 0 | 0 | 365.4372 | 17.0765 | 0
452 | 0 | 0 | 0.26 | 0 | 0 | 0 | 0 | 0 | 90.9534 | 853.32 | 0 | 0 | 0 | 0 | 0 | 392.44 | 14183.76 | 27.01 | 12.6947 | 0 | 0.209 | 15.3 | 0 | 282.97 | 17.08 | 0 | 0 | 98.3973 | 5.7186 | 0 | 0 | 0 | 0 | 0 | 17.0765 | 0 | 0 | 365.4372 | 17.0765 | 0
453 | 0 | 0 | 0.45 | 0 | 0 | 0 | 0 | 0 | 102.5503 | 746.95 | 0 | 0 | 0 | 0 | 0 | 365.44 | 13818.33 | 0 | 0 | 0 | 1.178 | 13.48 | 0 | 271.78 | 17.08 | 0 | 0 | 99.4014 | 4.7655 | 0 | 0 | 0 | 0 | 0 | 17.0765 | 0 | 0 | 365.4372 | 17.0765 | 0
454 | 0 | 0 | 0.53 | 0 | 0 | 0 | 0 | 0 | 95.0408 | 648.36 | 0 | 0 | 0 | 0 | 0 | 366.74 | 13451.58 | 1.31 | 0.6157 | 0 | 0 | 12.81 | 0 | 259.08 | 17.08 | 0 | 0 | 92.373 | 3.8124 | 0 | 0 | 0 | 0 | 0 | 17.0765 | 0 | 0 | 365.4372 | 17.0765 | 0
455 | 0 | 0 | 0.51 | 0 | 0 | 0 | 0 | 0 | 83.6752 | 561.56 | 0 | 0 | 0 | 0 | 0 | 365.44 | 13086.15 | 0 | 0 | 0 | 0 | 12.09 | 0 | 245.34 | 17.08 | 0 | 0 | 81.3284 | 2.8593 | 0 | 0 | 0 | 0 | 0 | 17.0765 | 0 | 0 | 365.4372 | 17.0765 | 0
456 | 0 | 0 | 0.47 | 0 | 0 | 0 | 0 | 0 | 74.7293 | 484.04 | 0 | 0 | 0 | 0 | 0 | 365.44 | 12720.71 | 0 | 0 | 0 | 0 | 11.37 | 0 | 231.74 | 17.08 | 0 | 0 | 73.296 | 1.9062 | 0 | 0 | 0 | 0 | 0 | 17.0765 | 0 | 0 | 365.4372 | 17.0765 | 0
457 | 0 | 0 | 0.41 | 0 | 0 | 0 | 0 | 0 | 67.5186 | 414 | 0 | 0 | 0 | 0 | 0 | 365.44 | 12355.27 | 0 | 0 | 0 | 1.3015 | 9.34 | 0 | 219.3 | 17.08 | 0 | 0 | 68.2757 | 0.95311 | 0 | 0 | 0 | 0 | 0 | 17.0765 | 0 | 0 | 365.4372 | 17.0765 | 0
458 | 0 | 0 | 0.31 | 0 | 0 | 0 | 0 | 0 | 64.9447 | 346.63 | 0 | 0 | 0 | 0 | 0 | 365.44 | 11989.84 | 0 | 0 | 0 | 0 | 8.61 | 0 | 205.3 | 17.08 | 0 | 0 | 65.2635 | 0 | 0 | 0 | 0 | 0 | 0 | 17.0765 | 0 | 0 | 365.4372 | 17.0765 | 0
459 | 0 | 0 | 0.24 | 0 | 0 | 0 | 0 | 0 | 51.333 | 293.38 | 0 | 0 | 0 | 0 | 0 | 392.44 | 11597.39 | 27.01 | 12.6947 | 0 | 0 | 7.72 | 0 | 188.53 | 17.08 | 0 | 0 | 64.2595 | 0 | 0 | 0 | 0 | 0 | 0 | 17.0765 | 0 | 0 | 365.4372 | 17.0765 | 0
460 | 0 | 0 | 0.23 | 0 | 0 | 0 | 0 | 0 | 63.7204 | 227.28 | 0 | 0 | 0 | 0 | 0 | 365.44 | 11231.95 | 0 | 0 | 0 | 1.3205 | 5.41 | 0 | 170.81 | 17.08 | 0 | 0 | 65.2635 | 0 | 0 | 0 | 0 | 0 | 0 | 17.0765 | 0 | 0 | 365.4372 | 17.0765 | 0
461 | 0 | 0 | 0.28 | 0 | 0 | 0 | 0 | 0 | 66.6702 | 158.12 | 0 | 0 | 0 | 0 | 0 | 365.44 | 10866.52 | 0 | 0 | 0 | 1.3205 | 3.11 | 0 | 153.59 | 17.08 | 0 | 0 | 68.2757 | 0 | 0 | 0 | 0 | 0 | 0 | 17.0765 | 0 | 0 | 365.4372 | 17.0765 | 0
462 | 0 | 0 | 0.38 | 0 | 0 | 0 | 0 | 0 | 73.8713 | 81.48 | 0 | 0 | 0 | 0 | 0 | 365.44 | 10501.08 | 0 | 0 | 0 | 0 | 2.18 | 0 | 135.94 | 17.08 | 0 | 0 | 73.296 | 0.95311 | 0 | 0 | 0 | 0 | 0 | 17.0765 | 0 | 0 | 365.4372 | 17.0765 | 0
463 | 0 | 0 | 0.45 | 0 | 0 | 0 | 0 | 0 | 78.5467 | 0 | 0 | 0 | 0 | 0 | 0 | 365.44 | 10135.64 | 0 | 0 | 0 | 1.216 | 0 | 0 | 118.89 | 17.08 | 0 | 0 | 78.3162 | 1.9062 | 0 | 0 | 0 | 0 | 0 | 17.0765 | 0 | 0 | 365.4372 | 17.0765 | 0
464 | 8.87 | 428.07 | 0.51 | 0 | 0 | 0 | 0 | 0.39 | 0 | 0.37 | 0 | 0 | 0 | 348.66 | 0 | 121.38 | 10014.27 | 0 | 0 | 1.26 | 0 | 0.37 | 0 | 103.27 | 17.08 | 0 | 0 | 83.3365 | 3.8124 | 0 | 0 | 0 | 0 | 0 | 17.0765 | 0 | 0 | 365.4372 | 17.0765 | 0
465 | 22.05 | 941.39 | 0.58 | 0 | 0 | 0 | 0 | 1.38 | 0 | 1.7 | 0 | 0 | 0 | 869.35 | 243.11 | 0 | 10257.38 | 0 | 0 | 1.22 | 0 | 0.99 | 0 | 92.87 | 17.08 | 0 | 0 | 86.3487 | 5.7186 | 0 | 0 | 0 | 0 | 0 | 17.0765 | 0 | 0 | 365.4372 | 17.0765 | 0
466 | 31.47 | 1240.81 | 0.44 | 0 | 0 | 0 | 0 | 0 | 0 | 1.7 | 0 | 0 | 0 | 1180.36 | 460.81 | 0 | 10718.19 | 0 | 0 | 1.2 | 0 | 1.7 | 0 | 84.79 | 17.08 | 0 | 0 | 87.3527 | 3.8124 | 0 | 0 | 0 | 0 | 0 | 17.0765 | 0 | 0 | 365.4372 | 17.0765 | 0
467 | 37.82 | 1418.19 | 0.26 | 0 | 0 | 0 | 0 | 0.8 | 0 | 2.47 | 0 | 0 | 0 | 1363.13 | 588.75 | 0 | 11306.94 | 0 | 0 | 1.18 | 0 | 2.47 | 0 | 78.11 | 17.08 | 0 | 0 | 87.3527 | 3.8124 | 0 | 0 | 0 | 0 | 0 | 17.0765 | 0 | 0 | 365.4372 | 17.0765 | 0
468 | 43.88 | 1571.87 | 0.18 | 0 | 0 | 0 | 0 | 107.93 | 0 | 106.52 | 0 | 0 | 0 | 1377.96 | 599.13 | 0 | 11906.08 | 0 | 0 | 1.19 | 0 | 3.42 | 39.7 | 112.39 | 17.08 | 0 | 0 | 85.3446 | 3.8124 | 0 | 0 | 0 | 0 | 0 | 17.0765 | 0 | 0 | 365.4372 | 17.0765 | 0
469 | 48.09 | 1670.75 | 0.13 | 0 | 0 | 0 | 0 | 143.45 | 0 | 244.81 | 0 | 0 | 0 | 1377.96 | 599.13 | 0 | 12505.21 | 0 | 0 | 1.2 | 0 | 4.47 | 40.31 | 148.87 | 17.08 | 67.95 | 0 | 83.3365 | 4.7655 | 0 | 0 | 0 | 0 | 0 | 17.0765 | 0 | 0 | 365.4372 | 17.0765 | 0
470 | 50.94 | 1734.51 | 0.1 | 0 | 0 | 0 | 0 | 157.14 | 0 | 396.29 | 0 | 0 | 0 | 1377.96 | 599.13 | 0 | 13104.34 | 0 | 0 | 1.18 | 0 | 5.52 | 39.49 | 185.21 | 17.08 | 122.7 | 0 | 82.3324 | 4.7655 | 0 | 0 | 0 | 0 | 0 | 17.0765 | 0 | 0 | 365.4372 | 17.0765 | 0
471 | 49.77 | 1708.68 | 0.1 | 0 | 0 | 0 | 0 | 157.14 | 0 | 547.77 | 0 | 0 | 0 | 1377.96 | 599.13 | 0 | 13703.47 | 0 | 0 | 1.13 | 0 | 6.53 | 38.02 | 220.05 | 17.08 | 97.21 | 0 | 82.3324 | 4.7655 | 0 | 0 | 0 | 0 | 0 | 17.0765 | 0 | 0 | 365.4372 | 17.0765 | 0
472 | 48.28 | 1675.18 | 0.11 | 0 | 0 | 0 | 0 | 157.14 | 0 | 699.25 | 0 | 0 | 0 | 1377.96 | 599.13 | 0 | 14302.61 | 0 | 0 | 1.12 | 0 | 7.55 | 37.52 | 254.81 | 17.08 | 62.74 | 0 | 82.3324 | 4.7655 | 0 | 0 | 0 | 0 | 0 | 17.0765 | 0 | 0 | 365.4372 | 17.0765 | 0
473 | 46.6 | 1636.46 | 0.12 | 0 | 0 | 0 | 0 | 157.14 | 0 | 850.73 | 0 | 0 | 0 | 1377.96 | 599.13 | 0 | 14901.74 | 0 | 0 | 1.13 | 0 | 8.59 | 37.78 | 290.04 | 17.08 | 19.12 | 0 | 84.3406 | 5.7186 | 0 | 0 | 0 | 0 | 0 | 17.0765 | 0 | 0 | 365.4372 | 17.0765 | 0
474 | 42.4 | 1535.45 | 0.13 | 0 | 0 | 0 | 0 | 100.56 | 0 | 947.67 | 0 | 0 | 0 | 1377.96 | 599.13 | 0 | 15500.87 | 0 | 0 | 1.12 | 0 | 9.49 | 5.3 | 292 | 17.08 | 0 | 0 | 86.3487 | 6.6717 | 0 | 0 | 0 | 0 | 0 | 17.0765 | 0 | 0 | 365.4372 | 17.0765 | 0
475 | 33.23 | 1291.59 | 0.12 | 0 | 0 | 0 | 0 | 0 | 0 | 947.67 | 0 | 0 | 0 | 1225.77 | 492.6 | 0 | 15993.47 | 0 | 0 | 1.13 | 0 | 10.18 | 0 | 284.61 | 17.08 | 0 | 0 | 91.3689 | 6.6717 | 0 | 0 | 0 | 0 | 0 | 17.0765 | 0 | 0 | 365.4372 | 17.0765 | 0
476 | 0 | 0 | 0.1 | 0 | 0 | 0 | 0 | 0 | 103.013 | 840.81 | 0 | 0 | 0 | 0 | 0 | 365.44 | 15628.03 | 0 | 0 | 0 | 0 | 9.7 | 0 | 275.58 | 17.08 | 0 | 0 | 97.3933 | 5.7186 | 0 | 0 | 0 | 0 | 0 | 17.0765 | 0 | 0 | 365.4372 | 17.0765 | 0
477 | 0 | 0 | 0.1 | 0 | 0 | 0 | 0 | 0 | 104.0638 | 732.86 | 0 | 0 | 0 | 0 | 0 | 365.44 | 15262.6 | 0 | 0 | 0 | 0 | 9.11 | 0 | 264.39 | 17.08 | 0 | 0 | 99.4014 | 4.7655 | 0 | 0 | 0 | 0 | 0 | 17.0765 | 0 | 0 | 365.4372 | 17.0765 | 0
478 | 0 | 0 | 0.09 | 0 | 0 | 0 | 0 | 0 | 96.0915 | 633.18 | 0 | 0 | 0 | 0 | 0 | 365.44 | 14897.16 | 0 | 0 | 0 | 0 | 8.44 | 0 | 251.68 | 17.08 | 0 | 0 | 92.373 | 3.8124 | 0 | 0 | 0 | 0 | 0 | 17.0765 | 0 | 0 | 365.4372 | 17.0765 | 0
479 | 0 | 0 | 0.09 | 0 | 0 | 0 | 0 | 0 | 84.0897 | 545.95 | 0 | 0 | 0 | 0 | 0 | 365.47 | 14531.69 | 0.03 | 0.0141 | 0 | 0 | 7.72 | 0 | 237.94 | 17.08 | 0 | 0 | 81.3284 | 2.8593 | 0 | 0 | 0 | 0 | 0 | 17.0765 | 0 | 0 | 365.4372 | 17.0765 | 0
480 | 0 | 0 | 0.08 | 0 | 0 | 0 | 0 | 0 | 75.1149 | 468.03 | 0 | 0 | 0 | 0 | 0 | 365.44 | 14166.26 | 0 | 0 | 0 | 0 | 7 | 0 | 224.34 | 17.08 | 0 | 0 | 73.296 | 1.9062 | 0 | 0 | 0 | 0 | 0 | 17.0765 | 0 | 0 | 365.4372 | 17.0765 | 0
481 | 0 | 0 | 0.08 | 0 | 0 | 0 | 0 | 0 | 68.1355 | 397.35 | 0 | 0 | 0 | 0 | 0 | 365.44 | 13800.82 | 0 | 0 | 0 | 1.0165 | 5.28 | 0 | 211.91 | 17.08 | 0 | 0 | 68.2757 | 0.95311 | 0 | 0 | 0 | 0 | 0 | 17.0765 | 0 | 0 | 365.4372 | 17.0765 | 0
482 | 0 | 0 | 0.08 | 0 | 0 | 0 | 0 | 0 | 65.1857 | 329.73 | 0 | 0 | 0 | 0 | 0 | 365.44 | 13435.38 | 0 | 0 | 0 | 0 | 4.55 | 0 | 197.91 | 17.08 | 0 | 0 | 65.2635 | 0 | 0 | 0 | 0 | 0 | 0 | 17.0765 | 0 | 0 | 365.4372 | 17.0765 | 0
483 | 0 | 0 | 0.1 | 0 | 0 | 0 | 0 | 0 | 51.468 | 276.34 | 0 | 0 | 0 | 0 | 0 | 392.44 | 13042.94 | 27.01 | 12.6947 | 0 | 0 | 3.66 | 0 | 181.13 | 17.08 | 0 | 0 | 64.2595 | 0 | 0 | 0 | 0 | 0 | 0 | 17.0765 | 0 | 0 | 365.4372 | 17.0765 | 0
484 | 0 | 0 | 0.2 | 0 | 0 | 0 | 0 | 0 | 52.3741 | 222.01 | 0 | 0 | 0 | 0 | 0 | 392.44 | 12650.5 | 27.01 | 12.6947 | 0 | 0 | 2.73 | 0 | 163.42 | 17.08 | 0 | 0 | 65.2635 | 0 | 0 | 0 | 0 | 0 | 0 | 17.0765 | 0 | 0 | 365.4372 | 17.0765 | 0
485 | 0 | 0 | 0.45 | 0 | 0 | 0 | 0 | 0 | 57.1459 | 162.73 | 0 | 0 | 0 | 0 | 0 | 392.44 | 12258.05 | 27.01 | 12.6947 | 0 | 0 | 1.83 | 0 | 146.2 | 17.08 | 0 | 0 | 70.2838 | 0 | 0 | 0 | 0 | 0 | 0 | 17.0765 | 0 | 0 | 365.4372 | 17.0765 | 0
486 | 0 | 0 | 0.71 | 0 | 0 | 0 | 0 | 0 | 75.5487 | 84.36 | 0 | 0 | 0 | 0 | 0 | 365.44 | 11892.62 | 0 | 0 | 0 | 0 | 0.9 | 0 | 128.55 | 17.08 | 0 | 0 | 75.3041 | 0.95311 | 0 | 0 | 0 | 0 | 0 | 17.0765 | 0 | 0 | 365.4372 | 17.0765 | 0
487 | 0 | 0 | 0.9 | 0 | 0 | 0 | 0 | 0 | 81.323 | 0 | 0 | 0 | 0 | 0 | 0 | 365.44 | 11527.18 | 0 | 0 | 0 | 0 | 0 | 0 | 111.5 | 17.08 | 0 | 0 | 80.3243 | 1.9062 | 0 | 0 | 0 | 0 | 0 | 17.0765 | 0 | 0 | 365.4372 | 17.0765 | 0
488 | 2.66 | 137.1 | 1.08 | 0 | 0 | 0 | 0 | 8.3 | 0 | 8.01 | 0 | 0 | 0 | 0 | 0 | 365.44 | 11161.74 | 0 | 0 | 1.26 | 0 | 0.37 | 42.12 | 135.89 | 17.08 | 0 | 0 | 85.3446 | 3.8124 | 0 | 0 | 0 | 0 | 0 | 17.0765 | 0 | 0 | 365.4372 | 17.0765 | 0
489 | 13.45 | 621.2 | 1.18 | 0 | 0 | 0 | 0 | 0 | 0 | 8.01 | 0 | 0 | 0 | 499.56 | 0 | 15.75 | 11146 | 0 | 0 | 1.22 | 0 | 0.99 | 40.97 | 164.41 | 17.08 | 0 | 0 | 88.3568 | 5.7186 | 0 | 0 | 0 | 0 | 0 | 17.0765 | 0 | 0 | 365.4372 | 17.0765 | 0
490 | 24.07 | 1009.58 | 0.99 | 0 | 0 | 0 | 0 | 157.14 | 0 | 159.49 | 0 | 0 | 0 | 782.13 | 182.06 | 0 | 11328.05 | 0 | 0 | 1.2 | 0 | 1.7 | 0 | 156.34 | 17.08 | 0 | 0 | 90.3649 | 3.8124 | 0 | 0 | 0 | 0 | 0 | 17.0765 | 0 | 0 | 365.4372 | 17.0765 | 0
491 | 31.05 | 1228.36 | 0.78 | 0 | 0 | 0 | 0 | 0 | 0 | 159.49 | 0 | 0 | 0 | 1164.82 | 449.94 | 0 | 11777.99 | 0 | 0 | 1.18 | 0 | 2.47 | 0 | 149.65 | 17.08 | 0 | 0 | 90.3649 | 3.8124 | 0 | 0 | 0 | 0 | 0 | 17.0765 | 0 | 0 | 365.4372 | 17.0765 | 0
492 | 37.28 | 1403.73 | 0.72 | 0 | 0 | 0 | 0 | 157.14 | 0 | 310.97 | 0 | 0 | 0 | 1149.53 | 439.23 | 0 | 12217.22 | 0 | 0 | 1.19 | 0 | 3.42 | 39.7 | 183.93 | 17.08 | 0 | 0 | 90.3649 | 3.8124 | 0 | 0 | 0 | 0 | 0 | 17.0765 | 0 | 0 | 365.4372 | 17.0765 | 0
493 | 41.61 | 1515.98 | 0.75 | 0 | 0 | 0 | 0 | 85.06 | 0 | 392.97 | 0 | 0 | 0 | 1377.96 | 599.13 | 0 | 12816.36 | 0 | 0 | 1.2 | 0 | 4.47 | 0 | 182.11 | 17.08 | 0 | 0 | 89.3608 | 4.7655 | 0 | 0 | 0 | 0 | 0 | 17.0765 | 0 | 0 | 365.4372 | 17.0765 | 0
494 | 44.53 | 1587.47 | 0.82 | 0 | 0 | 0 | 0 | 124.15 | 0 | 512.64 | 0 | 0 | 0 | 1377.96 | 599.13 | 0 | 13415.49 | 0 | 0 | 1.18 | 0 | 5.52 | 36.41 | 215.54 | 17.08 | 0 | 0 | 88.3568 | 4.7655 | 0 | 0 | 0 | 0 | 0 | 17.0765 | 0 | 0 | 365.4372 | 17.0765 | 0
495 | 42.9 | 1547.87 | 0.93 | 0 | 0 | 0 | 0 | 82.48 | 0 | 592.15 | 0 | 0 | 0 | 1377.96 | 599.13 | 0 | 14014.62 | 0 | 0 | 1.13 | 0 | 6.53 | 38.02 | 250.37 | 17.08 | 0 | 0 | 87.3527 | 4.7655 | 0 | 0 | 0 | 0 | 0 | 17.0765 | 0 | 0 | 365.4372 | 17.0765 | 0
496 | 40.66 | 1491.86 | 1.14 | 0 | 0 | 0 | 0 | 61.46 | 0 | 651.4 | 0 | 0 | 0 | 1377.96 | 599.13 | 0 | 14613.76 | 0 | 0 | 1.12 | 0 | 7.55 | 0 | 249.49 | 17.08 | 0 | 0 | 88.3568 | 4.7655 | 0 | 0 | 0 | 0 | 0 | 17.0765 | 0 | 0 | 365.4372 | 17.0765 | 0
497 | 38 | 1422.9 | 1.45 | 0 | 0 | 0 | 0 | 157.14 | 0 | 802.88 | 0 | 0 | 0 | 1170.22 | 453.72 | 0 | 15067.47 | 0 | 0 | 1.13 | 0 | 8.59 | 37.78 | 284.72 | 17.08 | 0 | 0 | 90.3649 | 5.7186 | 0 | 0 | 0 | 0 | 0 | 17.0765 | 0 | 0 | 365.4372 | 17.0765 | 0
498 | 32.99 | 1284.79 | 1.65 | 0 | 0 | 0 | 0 | 0 | 0 | 802.88 | 0 | 0 | 0 | 1220.27 | 488.75 | 0 | 15556.23 | 0 | 0 | 1.12 | 0 | 9.49 | 0 | 281.64 | 17.08 | 0 | 0 | 91.3689 | 6.6717 | 0 | 0 | 0 | 0 | 0 | 17.0765 | 0 | 0 | 365.4372 | 17.0765 | 0
499 | 22.93 | 971.23 | 1.82 | 0 | 0 | 0 | 0 | 150.2 | 0 | 947.67 | 0 | 0 | 0 | 742.59 | 154.37 | 0 | 15710.6 | 0 | 0 | 1.13 | 0 | 10.18 | 0 | 274.25 | 17.08 | 0 | 0 | 95.3851 | 6.6717 | 0 | 0 | 0 | 0 | 0 | 17.0765 | 0 | 0 | 365.4372 | 17.0765 | 0
500 | 0 | 0 | 2.08 | 0 | 0 | 0 | 0 | 0 | 105.0471 | 838.7 | 0 | 0 | 0 | 0 | 0 | 365.44 | 15345.16 | 0 | 0 | 0 | 0 | 9.7 | 0 | 265.22 | 17.08 | 0 | 0 | 101.4095 | 5.7186 | 0 | 0 | 0 | 0 | 0 | 17.0765 | 0 | 0 | 365.4372 | 17.0765 | 0
501 | 0 | 0 | 2.27 | 0 | 0 | 0 | 0 | 0 | 92.2162 | 743.04 | 0 | 0 | 0 | 0 | 0 | 392.44 | 14952.72 | 27.01 | 12.6947 | 0 | 0 | 9.11 | 0 | 254.03 | 17.08 | 0 | 0 | 102.4135 | 4.7655 | 0 | 0 | 0 | 0 | 0 | 17.0765 | 0 | 0 | 365.4372 | 17.0765 | 0
502 | 0 | 0 | 2.27 | 0 | 0 | 0 | 0 | 0 | 84.2343 | 655.66 | 0 | 0 | 0 | 0 | 0 | 392.44 | 14560.28 | 27.01 | 12.6947 | 0 | 0 | 8.44 | 0 | 241.32 | 17.08 | 0 | 0 | 95.3851 | 3.8124 | 0 | 0 | 0 | 0 | 0 | 17.0765 | 0 | 0 | 365.4372 | 17.0765 | 0
503 | 0 | 0 | 2.14 | 0 | 0 | 0 | 0 | 0 | 71.3553 | 581.63 | 0 | 0 | 0 | 0 | 0 | 392.44 | 14167.83 | 27.01 | 12.6947 | 0 | 1.0165 | 6.66 | 0 | 227.58 | 17.08 | 0 | 0 | 84.3406 | 2.8593 | 0 | 0 | 0 | 0 | 0 | 17.0765 | 0 | 0 | 365.4372 | 17.0765 | 0
504 | 0 | 0 | 1.97 | 0 | 0 | 0 | 0 | 0 | 76.2524 | 502.54 | 0 | 0 | 0 | 0 | 0 | 365.44 | 13802.4 | 0 | 0 | 0 | 0 | 5.94 | 0 | 213.98 | 17.08 | 0 | 0 | 76.3081 | 1.9062 | 0 | 0 | 0 | 0 | 0 | 17.0765 | 0 | 0 | 365.4372 | 17.0765 | 0
505 | 0 | 0 | 1.88 | 0 | 0 | 0 | 0 | 0 | 70.3624 | 429.55 | 0 | 0 | 0 | 0 | 0 | 365.44 | 13436.96 | 0 | 0 | 0 | 0 | 5.28 | 0 | 201.55 | 17.08 | 0 | 0 | 71.2878 | 0.95311 | 0 | 0 | 0 | 0 | 0 | 17.0765 | 0 | 0 | 365.4372 | 17.0765 | 0
506 | 0 | 0 | 1.85 | 0 | 0 | 0 | 0 | 0 | 66.4292 | 360.64 | 0 | 0 | 0 | 0 | 0 | 365.44 | 13071.52 | 0 | 0 | 0 | 0 | 4.55 | 0 | 187.55 | 17.08 | 0 | 0 | 68.2757 | 0 | 0 | 0 | 0 | 0 | 0 | 17.0765 | 0 | 0 | 365.4372 | 17.0765 | 0
507 | 0 | 0 | 1.88 | 0 | 0 | 0 | 0 | 0 | 65.3881 | 292.81 | 0 | 0 | 0 | 0 | 0 | 365.44 | 12706.08 | 0 | 0 | 0 | 0 | 3.66 | 0 | 170.77 | 17.08 | 0 | 0 | 67.2716 | 0 | 0 | 0 | 0 | 0 | 0 | 17.0765 | 0 | 0 | 365.4372 | 17.0765 | 0
508 | 0 | 0 | 1.68 | 0 | 0 | 0 | 0 | 0 | 66.6028 | 223.72 | 0 | 0 | 0 | 0 | 0 | 365.44 | 12340.65 | 0 | 0 | 0 | 0 | 2.73 | 0 | 153.06 | 17.08 | 0 | 0 | 68.2757 | 0 | 0 | 0 | 0 | 0 | 0 | 17.0765 | 0 | 0 | 365.4372 | 17.0765 | 0
509 | 0 | 0 | 1.5 | 0 | 0 | 0 | 0 | 0 | 57.8786 | 163.69 | 0 | 0 | 0 | 0 | 0 | 390.78 | 11949.87 | 25.34 | 11.9098 | 0 | 0 | 1.83 | 0 | 135.84 | 17.08 | 0 | 0 | 71.2878 | 0 | 0 | 0 | 0 | 0 | 0 | 17.0765 | 0 | 0 | 365.4372 | 17.0765 | 0
510 | 0 | 0 | 1.42 | 0 | 0 | 0 | 0 | 0 | 75.8379 | 85.01 | 0 | 0 | 0 | 0 | 0 | 365.44 | 11584.43 | 0 | 0 | 0 | 0 | 0.9 | 0 | 118.19 | 17.08 | 0 | 0 | 76.3081 | 0.95311 | 0 | 0 | 0 | 0 | 0 | 17.0765 | 0 | 0 | 365.4372 | 17.0765 | 0
511 | 0 | 0 | 1.28 | 0 | 0 | 0 | 0 | 0 | 81.9496 | 0 | 0 | 0 | 0 | 0 | 0 | 365.44 | 11219 | 0 | 0 | 0 | 0 | 0 | 0 | 101.14 | 17.08 | 0 | 0 | 81.3284 | 1.9062 | 0 | 0 | 0 | 0 | 0 | 17.0765 | 0 | 0 | 365.4372 | 17.0765 | 0
512 | 5.5 | 274.56 | 1.08 | 0 | 0 | 0 | 0 | 147.6 | 0 | 142.28 | 0 | 0 | 0 | 0 | 0 | 365.44 | 10853.56 | 0 | 0 | 1.26 | 0 | 0.37 | 42.12 | 125.53 | 17.08 | 0 | 0 | 86.3487 | 3.8124 | 0 | 0 | 0 | 0 | 0 | 17.0765 | 0 | 0 | 365.4372 | 17.0765 | 0
513 | 16.29 | 732.58 | 0.86 | 0 | 0 | 0 | 0 | 157.14 | 0 | 293.76 | 0 | 0 | 0 | 455.32 | 0 | 46.71 | 10806.85 | 0 | 0 | 1.22 | 0 | 0.99 | 40.97 | 154.05 | 17.08 | 0 | 0 | 89.3608 | 5.7186 | 0 | 0 | 0 | 0 | 0 | 17.0765 | 0 | 0 | 365.4372 | 17.0765 | 0
514 | 23.19 | 980.15 | 0.68 | 0 | 0 | 0 | 0 | 49.78 | 0 | 341.75 | 0 | 0 | 0 | 857.86 | 235.06 | 0 | 11041.91 | 0 | 0 | 1.2 | 0 | 1.7 | 0 | 145.98 | 17.08 | 0 | 0 | 91.3689 | 3.8124 | 0 | 0 | 0 | 0 | 0 | 17.0765 | 0 | 0 | 365.4372 | 17.0765 | 0
515 | 26.76 | 1096.9 | 0.61 | 0 | 0 | 0 | 0 | 0 | 0 | 341.75 | 0 | 0 | 0 | 1027.9 | 354.09 | 0 | 11396 | 0 | 0 | 1.18 | 0 | 2.47 | 0 | 139.3 | 17.08 | 0 | 0 | 91.3689 | 3.8124 | 0 | 0 | 0 | 0 | 0 | 17.0765 | 0 | 0 | 365.4372 | 17.0765 | 0
516 | 30.52 | 1212.75 | 0.62 | 0 | 0 | 0 | 0 | 157.14 | 0 | 493.23 | 0 | 0 | 0 | 950.69 | 300.05 | 0 | 11696.05 | 0 | 0 | 1.19 | 0 | 3.42 | 39.7 | 173.57 | 17.08 | 0 | 0 | 91.3689 | 3.8124 | 0 | 0 | 0 | 0 | 0 | 17.0765 | 0 | 0 | 365.4372 | 17.0765 | 0
517 | 32.42 | 1268.48 | 0.71 | 0 | 0 | 0 | 0 | 157.14 | 0 | 644.71 | 0 | 0 | 0 | 1048.14 | 368.26 | 0 | 12064.31 | 0 | 0 | 1.2 | 0 | 4.47 | 0 | 171.75 | 17.08 | 0 | 0 | 90.3649 | 4.7655 | 0 | 0 | 0 | 0 | 0 | 17.0765 | 0 | 0 | 365.4372 | 17.0765 | 0
518 | 32.49 | 1270.6 | 0.86 | 0 | 0 | 0 | 0 | 0 | 0 | 644.71 | 0 | 0 | 0 | 1169.17 | 452.98 | 0 | 12517.29 | 0 | 0 | 1.18 | 0 | 5.52 | 39.49 | 208.1 | 17.08 | 0 | 0 | 89.3608 | 4.7655 | 0 | 0 | 0 | 0 | 0 | 17.0765 | 0 | 0 | 365.4372 | 17.0765 | 0
519 | 33.34 | 1294.97 | 1.07 | 0 | 0 | 0 | 0 | 0 | 0 | 644.71 | 0 | 0 | 0 | 1235.12 | 499.15 | 0 | 13016.44 | 0 | 0 | 1.13 | 0 | 6.53 | 0 | 206.82 | 17.08 | 0 | 0 | 88.3568 | 4.7655 | 0 | 0 | 0 | 0 | 0 | 17.0765 | 0 | 0 | 365.4372 | 17.0765 | 0
520 | 34.04 | 1314.61 | 0.99 | 0 | 0 | 0 | 0 | 157.14 | 0 | 796.19 | 0 | 0 | 0 | 1097.25 | 402.64 | 0 | 13419.08 | 0 | 0 | 1.12 | 0 | 7.55 | 0 | 205.93 | 17.08 | 0 | 0 | 89.3608 | 4.7655 | 0 | 0 | 0 | 0 | 0 | 17.0765 | 0 | 0 | 365.4372 | 17.0765 | 0
521 | 34.88 | 1338.12 | 0.84 | 0 | 0 | 0 | 0 | 0 | 0 | 796.19 | 0 | 0 | 0 | 1238.85 | 501.76 | 0 | 13920.83 | 0 | 0 | 1.13 | 0 | 8.59 | 37.78 | 241.17 | 17.08 | 0 | 0 | 90.3649 | 5.7186 | 0 | 0 | 0 | 0 | 0 | 17.0765 | 0 | 0 | 365.4372 | 17.0765 | 0
522 | 30.38 | 1208.58 | 0.85 | 0 | 0 | 0 | 0 | 0 | 0 | 796.19 | 0 | 0 | 0 | 1139.64 | 432.31 | 0 | 14353.14 | 0 | 0 | 1.12 | 0 | 9.49 | 0 | 238.09 | 17.08 | 0 | 0 | 92.373 | 6.6717 | 0 | 0 | 0 | 0 | 0 | 17.0765 | 0 | 0 | 365.4372 | 17.0765 | 0
523 | 21.55 | 924.01 | 1 | 0 | 0 | 0 | 0 | 157.14 | 0 | 947.67 | 0 | 0 | 0 | 646.36 | 87.02 | 0 | 14440.16 | 0 | 0 | 1.13 | 0 | 10.18 | 37.87 | 266.67 | 17.08 | 0 | 0 | 97.3933 | 6.6717 | 0 | 0 | 0 | 0 | 0 | 17.0765 | 0 | 0 | 365.4372 | 17.0765 | 0
524 | 0 | 0 | 1.27 | 0 | 0 | 0 | 0 | 0 | 103.3312 | 840.48 | 0 | 0 | 0 | 0 | 0 | 372.96 | 14067.2 | 7.52 | 3.5344 | 0 | 0 | 9.7 | 0 | 257.65 | 17.08 | 0 | 0 | 102.4135 | 5.7186 | 0 | 0 | 0 | 0 | 0 | 17.0765 | 0 | 0 | 365.4372 | 17.0765 | 0
525 | 0 | 0 | 1.53 | 0 | 0 | 0 | 0 | 0 | 106.657 | 729.84 | 0 | 0 | 0 | 0 | 0 | 365.44 | 13701.76 | 0 | 0 | 0 | 0 | 9.11 | 0 | 246.45 | 17.08 | 0 | 0 | 103.4176 | 4.7655 | 0 | 0 | 0 | 0 | 0 | 17.0765 | 0 | 0 | 365.4372 | 17.0765 | 0
526 | 0 | 0 | 1.61 | 0 | 0 | 0 | 0 | 0 | 85.8924 | 640.74 | 0 | 0 | 0 | 0 | 0 | 392.44 | 13309.32 | 27.01 | 12.6947 | 0 | 0 | 8.44 | 0 | 233.75 | 17.08 | 0 | 0 | 96.3892 | 3.8124 | 0 | 0 | 0 | 0 | 0 | 17.0765 | 0 | 0 | 365.4372 | 17.0765 | 0
527 | 0 | 0 | 1.58 | 0 | 0 | 0 | 0 | 0 | 73.9388 | 564.04 | 0 | 0 | 0 | 0 | 0 | 392.44 | 12916.88 | 27.01 | 12.6947 | 0 | 0 | 7.72 | 0 | 220.01 | 17.08 | 0 | 0 | 85.3446 | 2.8593 | 0 | 0 | 0 | 0 | 0 | 17.0765 | 0 | 0 | 365.4372 | 17.0765 | 0
528 | 0 | 0 | 1.4 | 0 | 0 | 0 | 0 | 0 | 65.1182 | 496.49 | 0 | 0 | 0 | 0 | 0 | 392.44 | 12524.43 | 27.01 | 12.6947 | 0 | 0 | 7 | 0 | 206.41 | 17.08 | 0 | 0 | 77.3122 | 1.9062 | 0 | 0 | 0 | 0 | 0 | 17.0765 | 0 | 0 | 365.4372 | 17.0765 | 0
529 | 0 | 0 | 1.16 | 0 | 0 | 0 | 0 | 0 | 59.392 | 434.88 | 0 | 0 | 0 | 0 | 0 | 392.44 | 12131.99 | 27.01 | 12.6947 | 0 | 0 | 6.35 | 0 | 193.97 | 17.08 | 0 | 0 | 72.2919 | 0.95311 | 0 | 0 | 0 | 0 | 0 | 17.0765 | 0 | 0 | 365.4372 | 17.0765 | 0
530 | 0 | 0 | 0.91 | 0 | 0 | 0 | 0 | 0 | 67.3643 | 365 | 0 | 0 | 0 | 0 | 0 | 365.44 | 11766.55 | 0 | 0 | 0 | 0 | 5.61 | 0 | 179.97 | 17.08 | 0 | 0 | 68.2757 | 0 | 0 | 0 | 0 | 0 | 0 | 17.0765 | 0 | 0 | 365.4372 | 17.0765 | 0
531 | 0 | 0 | 0.69 | 0 | 0 | 0 | 0 | 0 | 66.5835 | 295.93 | 0 | 0 | 0 | 0 | 0 | 365.44 | 11401.12 | 0 | 0 | 0 | 0 | 4.73 | 0 | 163.2 | 17.08 | 0 | 0 | 67.2716 | 0 | 0 | 0 | 0 | 0 | 0 | 17.0765 | 0 | 0 | 365.4372 | 17.0765 | 0
532 | 0 | 0 | 0.58 | 0 | 0 | 0 | 0 | 0 | 55.0058 | 238.87 | 0 | 0 | 0 | 0 | 0 | 392.44 | 11008.67 | 27.01 | 12.6947 | 0 | 0 | 3.8 | 0 | 145.48 | 17.08 | 0 | 0 | 68.2757 | 0 | 0 | 0 | 0 | 0 | 0 | 17.0765 | 0 | 0 | 365.4372 | 17.0765 | 0
533 | 0 | 0 | 0.49 | 0 | 0 | 0 | 0 | 0 | 71.7987 | 164.38 | 0 | 0 | 0 | 0 | 0 | 365.44 | 10643.24 | 0 | 0 | 0 | 0 | 2.89 | 0 | 128.26 | 17.08 | 0 | 0 | 72.2919 | 0 | 0 | 0 | 0 | 0 | 0 | 17.0765 | 0 | 0 | 365.4372 | 17.0765 | 0
534 | 0 | 0 | 0.46 | 0 | 0 | 0 | 0 | 0 | 76.8019 | 84.72 | 0 | 0 | 0 | 0 | 0 | 365.44 | 10277.8 | 0 | 0 | 0 | 0 | 1.96 | 0 | 110.61 | 17.08 | 0 | 0 | 76.3081 | 0.95311 | 0 | 0 | 0 | 0 | 0 | 17.0765 | 0 | 0 | 365.4372 | 17.0765 | 0
535 | 0 | 0 | 0.56 | 0 | 0 | 0 | 0 | 0 | 81.6701 | 0 | 0 | 0 | 0 | 0 | 0 | 365.44 | 9912.36 | 0 | 0 | 0 | 1.0165 | 0 | 0 | 93.56 | 17.08 | 0 | 0 | 81.3284 | 1.9062 | 0 | 0 | 0 | 0 | 0 | 17.0765 | 0 | 0 | 365.4372 | 17.0765 | 0
536 | 20.69 | 894.08 | 0.79 | 0 | 0 | 0 | 0 | 157.14 | 0 | 151.48 | 0 | 0 | 0 | 667.01 | 101.47 | 0 | 10013.83 | 0 | 0 | 1.26 | 0 | 0.37 | 0 | 77.94 | 17.08 | 0 | 0 | 86.3487 | 3.8124 | 0 | 0 | 0 | 0 | 0 | 17.0765 | 0 | 0 | 365.4372 | 17.0765 | 0
537 | 30.05 | 1198.63 | 1.13 | 0 | 0 | 0 | 0 | 0 | 0 | 151.48 | 0 | 0 | 0 | 1133.51 | 428.02 | 0 | 10441.85 | 0 | 0 | 1.22 | 0 | 0.99 | 0 | 67.54 | 17.08 | 0 | 0 | 89.3608 | 5.7186 | 0 | 0 | 0 | 0 | 0 | 17.0765 | 0 | 0 | 365.4372 | 17.0765 | 0
538 | 37.65 | 1413.56 | 1.27 | 0 | 0 | 0 | 0 | 0 | 0 | 151.48 | 0 | 0 | 0 | 1356.09 | 583.83 | 0 | 11025.68 | 0 | 0 | 1.2 | 0 | 1.7 | 0 | 59.47 | 17.08 | 0 | 0 | 91.3689 | 3.8124 | 0 | 0 | 0 | 0 | 0 | 17.0765 | 0 | 0 | 365.4372 | 17.0765 | 0
539 | 44.52 | 1587.29 | 1.34 | 0 | 0 | 0 | 0 | 119.21 | 0 | 266.4 | 0 | 0 | 0 | 1377.96 | 599.13 | 0 | 11624.81 | 0 | 0 | 1.18 | 0 | 2.47 | 39.62 | 90.43 | 17.08 | 0 | 0 | 91.3689 | 3.8124 | 0 | 0 | 0 | 0 | 0 | 17.0765 | 0 | 0 | 365.4372 | 17.0765 | 0
540 | 46.77 | 1640.35 | 1.4 | 0 | 0 | 0 | 0 | 157.14 | 0 | 417.88 | 0 | 0 | 0 | 1377.96 | 599.13 | 0 | 12223.94 | 0 | 0 | 1.19 | 0 | 3.42 | 39.7 | 124.7 | 17.08 | 17.35 | 0 | 91.3689 | 3.8124 | 0 | 0 | 0 | 0 | 0 | 17.0765 | 0 | 0 | 365.4372 | 17.0765 | 0
541 | 47.38 | 1654.51 | 1.37 | 0 | 0 | 0 | 0 | 157.14 | 0 | 569.36 | 0 | 0 | 0 | 1377.96 | 599.13 | 0 | 12823.08 | 0 | 0 | 1.2 | 0 | 4.47 | 40.31 | 161.18 | 17.08 | 32.53 | 0 | 89.3608 | 4.7655 | 0 | 0 | 0 | 0 | 0 | 17.0765 | 0 | 0 | 365.4372 | 17.0765 | 0
542 | 46.78 | 1640.52 | 1.4 | 0 | 0 | 0 | 0 | 157.14 | 0 | 720.84 | 0 | 0 | 0 | 1377.96 | 599.13 | 0 | 13422.21 | 0 | 0 | 1.18 | 0 | 5.52 | 39.49 | 197.53 | 17.08 | 19.81 | 0 | 88.3568 | 4.7655 | 0 | 0 | 0 | 0 | 0 | 17.0765 | 0 | 0 | 365.4372 | 17.0765 | 0
543 | 43.8 | 1569.85 | 1.56 | 0 | 0 | 0 | 0 | 104.98 | 0 | 822.04 | 0 | 0 | 0 | 1377.96 | 599.13 | 0 | 14021.34 | 0 | 0 | 1.13 | 0 | 6.53 | 38.02 | 232.36 | 17.08 | 0 | 0 | 88.3568 | 4.7655 | 0 | 0 | 0 | 0 | 0 | 17.0765 | 0 | 0 | 365.4372 | 17.0765 | 0
544 | 39.85 | 1471.23 | 1.69 | 0 | 0 | 0 | 0 | 39.57 | 0 | 860.18 | 0 | 0 | 0 | 1377.96 | 599.13 | 0 | 14620.48 | 0 | 0 | 1.12 | 0 | 7.55 | 0 | 231.48 | 17.08 | 0 | 0 | 89.3608 | 4.7655 | 0 | 0 | 0 | 0 | 0 | 17.0765 | 0 | 0 | 365.4372 | 17.0765 | 0
545 | 35.01 | 1341.69 | 1.85 | 0 | 0 | 0 | 0 | 0 | 0 | 860.18 | 0 | 0 | 0 | 1281.33 | 531.5 | 0 | 15151.97 | 0 | 0 | 1.13 | 0 | 8.59 | 0 | 230.82 | 17.08 | 0 | 0 | 90.3649 | 5.7186 | 0 | 0 | 0 | 0 | 0 | 17.0765 | 0 | 0 | 365.4372 | 17.0765 | 0
546 | 30.94 | 1225.12 | 2.1 | 0 | 0 | 0 | 0 | 0 | 0 | 860.18 | 0 | 0 | 0 | 1121.44 | 419.57 | 0 | 15571.54 | 0 | 0 | 1.12 | 0 | 9.49 | 37.55 | 263.42 | 17.08 | 0 | 0 | 91.3689 | 6.6717 | 0 | 0 | 0 | 0 | 0 | 17.0765 | 0 | 0 | 365.4372 | 17.0765 | 0
547 | 22.21 | 946.93 | 2.52 | 0 | 0 | 0 | 0 | 90.75 | 0 | 947.67 | 0 | 0 | 0 | 739.85 | 152.45 | 0 | 15724 | 0 | 0 | 1.13 | 0 | 10.18 | 37.87 | 292 | 17.08 | 0 | 0 | 95.3851 | 6.6717 | 0 | 0 | 0 | 0 | 0 | 17.0765 | 0 | 0 | 365.4372 | 17.0765 | 0
548 | 0 | 0 | 3.08 | 0 | 0 | 0 | 0 | 0 | 91.3583 | 852.9 | 0 | 0 | 0 | 0 | 0 | 392.44 | 15331.56 | 27.01 | 12.6947 | 0 | 0 | 9.7 | 0 | 282.97 | 17.08 | 0 | 0 | 101.4095 | 5.7186 | 0 | 0 | 0 | 0 | 0 | 17.0765 | 0 | 0 | 365.4372 | 17.0765 | 0
549 | 0 | 0 | 3.77 | 0 | 0 | 0 | 0 | 0 | 103.4083 | 745.63 | 0 | 0 | 0 | 0 | 0 | 365.44 | 14966.12 | 0 | 0 | 0 | 0 | 9.11 | 0 | 271.78 | 17.08 | 0 | 0 | 102.4135 | 4.7655 | 0 | 0 | 0 | 0 | 0 | 17.0765 | 0 | 0 | 365.4372 | 17.0765 | 0
550 | 0 | 0 | 4.02 | 0 | 0 | 0 | 0 | 0 | 95.1757 | 646.9 | 0 | 0 | 0 | 0 | 0 | 365.44 | 14600.68 | 0 | 0 | 0 | 0 | 8.44 | 0 | 259.08 | 17.08 | 0 | 0 | 95.3851 | 3.8124 | 0 | 0 | 0 | 0 | 0 | 17.0765 | 0 | 0 | 365.4372 | 17.0765 | 0
551 | 0 | 0 | 3.88 | 0 | 0 | 0 | 0 | 0 | 83.3185 | 560.47 | 0 | 0 | 0 | 0 | 0 | 365.44 | 14235.25 | 0 | 0 | 0 | 0 | 7.72 | 0 | 245.34 | 17.08 | 0 | 0 | 84.3406 | 2.8593 | 0 | 0 | 0 | 0 | 0 | 17.0765 | 0 | 0 | 365.4372 | 17.0765 | 0
552 | 0 | 0 | 3.54 | 0 | 0 | 0 | 0 | 0 | 61.9852 | 496.17 | 0 | 0 | 0 | 0 | 0 | 392.44 | 13842.8 | 27.01 | 12.6947 | 0 | 0 | 7 | 0 | 231.74 | 17.08 | 0 | 0 | 76.3081 | 1.9062 | 0 | 0 | 0 | 0 | 0 | 17.0765 | 0 | 0 | 365.4372 | 17.0765 | 0
553 | 0 | 0 | 3.07 | 0 | 0 | 0 | 0 | 0 | 69.1766 | 424.41 | 0 | 0 | 0 | 0 | 0 | 365.44 | 13477.36 | 0 | 0 | 0 | 0 | 6.35 | 0 | 219.3 | 17.08 | 0 | 0 | 71.2878 | 0.95311 | 0 | 0 | 0 | 0 | 0 | 17.0765 | 0 | 0 | 365.4372 | 17.0765 | 0
554 | 0 | 0 | 2.6 | 0 | 0 | 0 | 0 | 0 | 64.6748 | 357.32 | 0 | 0 | 0 | 0 | 0 | 365.44 | 13111.93 | 0 | 0 | 0 | 0 | 5.61 | 0 | 205.3 | 17.08 | 0 | 0 | 67.2716 | 0 | 0 | 0 | 0 | 0 | 0 | 17.0765 | 0 | 0 | 365.4372 | 17.0765 | 0
555 | 0 | 0 | 2.15 | 0 | 0 | 0 | 0 | 0 | 64.1253 | 290.8 | 0 | 0 | 0 | 0 | 0 | 365.44 | 12746.49 | 0 | 0 | 0 | 0 | 4.73 | 0 | 188.53 | 17.08 | 0 | 0 | 66.2676 | 0 | 0 | 0 | 0 | 0 | 0 | 17.0765 | 0 | 0 | 365.4372 | 17.0765 | 0
556 | 0 | 0 | 1.63 | 0 | 0 | 0 | 0 | 0 | 65.6388 | 222.72 | 0 | 0 | 0 | 0 | 0 | 365.44 | 12381.05 | 0 | 0 | 0 | 0 | 3.8 | 0 | 170.81 | 17.08 | 0 | 0 | 67.2716 | 0 | 0 | 0 | 0 | 0 | 0 | 17.0765 | 0 | 0 | 365.4372 | 17.0765 | 0
557 | 0 | 0 | 1.33 | 0 | 0 | 0 | 0 | 0 | 68.9549 | 151.19 | 0 | 0 | 0 | 0 | 0 | 365.44 | 12015.62 | 0 | 0 | 0 | 0 | 2.89 | 0 | 153.59 | 17.08 | 0 | 0 | 70.2838 | 0 | 0 | 0 | 0 | 0 | 0 | 17.0765 | 0 | 0 | 365.4372 | 17.0765 | 0
558 | 0 | 0 | 1.3 | 0 | 0 | 0 | 0 | 0 | 74.9606 | 73.43 | 0 | 0 | 0 | 0 | 0 | 365.44 | 11650.18 | 0 | 0 | 0 | 0 | 1.96 | 0 | 135.94 | 17.08 | 0 | 0 | 75.3041 | 0.95311 | 0 | 0 | 0 | 0 | 0 | 17.0765 | 0 | 0 | 365.4372 | 17.0765 | 0
559 | 0 | 0 | 1.49 | 0 | 0 | 0 | 0 | 0 | 70.7865 | 0 | 0 | 0 | 0 | 0 | 0 | 384.46 | 11265.72 | 19.03 | 8.9441 | 0 | 1.0165 | 0 | 0 | 118.89 | 17.08 | 0 | 0 | 80.3243 | 1.9062 | 0 | 0 | 0 | 0 | 0 | 17.0765 | 0 | 0 | 365.4372 | 17.0765 | 0
560 | 12.22 | 570.9 | 1.8 | 0 | 0 | 0 | 0 | 0.39 | 0 | 0.37 | 0 | 0 | 0 | 494.12 | 0 | 19.55 | 11246.16 | 0 | 0 | 1.26 | 0 | 0.37 | 0 | 103.27 | 17.08 | 0 | 0 | 85.3446 | 3.8124 | 0 | 0 | 0 | 0 | 0 | 17.0765 | 0 | 0 | 365.4372 | 17.0765 | 0
561 | 25.4 | 1053.42 | 2.23 | 0 | 0 | 0 | 0 | 157.14 | 0 | 151.85 | 0 | 0 | 0 | 787.65 | 185.92 | 0 | 11432.08 | 0 | 0 | 1.22 | 0 | 0.99 | 40.97 | 131.79 | 17.08 | 0 | 0 | 88.3568 | 5.7186 | 0 | 0 | 0 | 0 | 0 | 17.0765 | 0 | 0 | 365.4372 | 17.0765 | 0
562 | 35.86 | 1365.26 | 3.07 | 0 | 0 | 0 | 0 | 157.14 | 0 | 303.33 | 0 | 0 | 0 | 1111.51 | 412.62 | 0 | 11844.7 | 0 | 0 | 1.2 | 0 | 1.7 | 40.17 | 161.88 | 17.08 | 0 | 0 | 90.3649 | 3.8124 | 0 | 0 | 0 | 0 | 0 | 17.0765 | 0 | 0 | 365.4372 | 17.0765 | 0
563 | 43.5 | 1562.5 | 4.25 | 0 | 0 | 0 | 0 | 136.93 | 0 | 435.34 | 0 | 0 | 0 | 1377.96 | 599.13 | 0 | 12443.83 | 0 | 0 | 1.18 | 0 | 2.47 | 0 | 155.2 | 17.08 | 0 | 0 | 90.3649 | 3.8124 | 0 | 0 | 0 | 0 | 0 | 17.0765 | 0 | 0 | 365.4372 | 17.0765 | 0
564 | 44.08 | 1576.74 | 5.6 | 0 | 0 | 0 | 0 | 130.76 | 0 | 561.39 | 0 | 0 | 0 | 1377.96 | 599.13 | 0 | 13042.96 | 0 | 0 | 1.19 | 0 | 3.42 | 23.35 | 173.95 | 17.08 | 0 | 0 | 89.3608 | 3.8124 | 0 | 0 | 0 | 0 | 0 | 17.0765 | 0 | 0 | 365.4372 | 17.0765 | 0
565 | 42.71 | 1543.28 | 6.99 | 0 | 0 | 0 | 0 | 120.7 | 0 | 677.74 | 0 | 0 | 0 | 1377.96 | 599.13 | 0 | 13642.1 | 0 | 0 | 1.2 | 0 | 4.47 | 0 | 172.13 | 17.08 | 0 | 0 | 88.3568 | 4.7655 | 0 | 0 | 0 | 0 | 0 | 17.0765 | 0 | 0 | 365.4372 | 17.0765 | 0
566 | 39.89 | 1472.24 | 8.05 | 0 | 0 | 0 | 0 | 157.14 | 0 | 829.22 | 0 | 0 | 0 | 1269.75 | 523.39 | 0 | 14165.48 | 0 | 0 | 1.18 | 0 | 5.52 | 0 | 170.96 | 17.08 | 0 | 0 | 87.3527 | 4.7655 | 0 | 0 | 0 | 0 | 0 | 17.0765 | 0 | 0 | 365.4372 | 17.0765 | 0
567 | 37.79 | 1417.18 | 8.83 | 0 | 0 | 0 | 0 | 0 | 0 | 829.22 | 0 | 0 | 0 | 1332.52 | 567.33 | 0 | 14732.81 | 0 | 0 | 1.13 | 0 | 6.53 | 38.02 | 205.79 | 17.08 | 0 | 0 | 87.3527 | 4.7655 | 0 | 0 | 0 | 0 | 0 | 17.0765 | 0 | 0 | 365.4372 | 17.0765 | 0
568 | 34.66 | 1332.01 | 8.71 | 0 | 0 | 0 | 0 | 0 | 0 | 829.22 | 0 | 0 | 0 | 1282.13 | 532.05 | 0 | 15264.86 | 0 | 0 | 1.12 | 0 | 7.55 | 0 | 204.91 | 17.08 | 0 | 0 | 87.3527 | 4.7655 | 0 | 0 | 0 | 0 | 0 | 17.0765 | 0 | 0 | 365.4372 | 17.0765 | 0
569 | 30.67 | 1217.07 | 8.11 | 0 | 0 | 0 | 0 | 0 | 0 | 829.22 | 0 | 0 | 0 | 1122.87 | 420.57 | 0 | 15685.43 | 0 | 0 | 1.13 | 0 | 8.59 | 37.78 | 240.15 | 17.08 | 0 | 0 | 88.3568 | 5.7186 | 0 | 0 | 0 | 0 | 0 | 17.0765 | 0 | 0 | 365.4372 | 17.0765 | 0
570 | 25.71 | 1063.45 | 7.78 | 0 | 0 | 0 | 0 | 122.87 | 0 | 947.67 | 0 | 0 | 0 | 875.91 | 247.7 | 0 | 15933.14 | 0 | 0 | 1.12 | 0 | 9.49 | 0 | 237.06 | 17.08 | 0 | 0 | 90.3649 | 6.6717 | 0 | 0 | 0 | 0 | 0 | 17.0765 | 0 | 0 | 365.4372 | 17.0765 | 0
571 | 17.08 | 762.52 | 7.97 | 0 | 0 | 0 | 0 | 0 | 0 | 947.67 | 0 | 0 | 0 | 647.51 | 87.82 | 0 | 16020.96 | 0 | 0 | 1.13 | 0 | 10.18 | 37.87 | 265.65 | 17.08 | 0 | 0 | 94.3811 | 6.6717 | 0 | 0 | 0 | 0 | 0 | 17.0765 | 0 | 0 | 365.4372 | 17.0765 | 0
572 | 0 | 0 | 8.61 | 0 | 0 | 0 | 0 | 0 | 97.5182 | 846.51 | 0 | 0 | 0 | 0 | 0 | 365.44 | 15655.52 | 0 | 0 | 0 | 0 | 9.7 | 0 | 256.62 | 17.08 | 0 | 0 | 100.4054 | 5.7186 | 0 | 0 | 0 | 0 | 0 | 17.0765 | 0 | 0 | 365.4372 | 17.0765 | 0
573 | 0 | 0 | 9.48 | 0 | 0 | 0 | 0 | 0 | 96.6988 | 746.2 | 0 | 0 | 0 | 0 | 0 | 365.44 | 15290.08 | 0 | 0 | 0 | 0 | 9.11 | 0 | 245.43 | 17.08 | 0 | 0 | 101.4095 | 4.7655 | 0 | 0 | 0 | 0 | 0 | 17.0765 | 0 | 0 | 365.4372 | 17.0765 | 0
574 | 0 | 0 | 10.77 | 0 | 0 | 0 | 0 | 0 | 87.4155 | 655.52 | 0 | 0 | 0 | 0 | 0 | 365.44 | 14924.65 | 0 | 0 | 0 | 0 | 8.44 | 0 | 232.72 | 17.08 | 0 | 0 | 94.3811 | 3.8124 | 0 | 0 | 0 | 0 | 0 | 17.0765 | 0 | 0 | 365.4372 | 17.0765 | 0
575 | 0 | 0 | 11.57 | 0 | 0 | 0 | 0 | 0 | 75.915 | 576.77 | 0 | 0 | 0 | 0 | 0 | 365.44 | 14559.21 | 0 | 0 | 1.29 | 0 | 8.95 | 0 | 218.98 | 17.08 | 0 | 0 | 83.3365 | 2.8593 | 0 | 0 | 0 | 0 | 0 | 17.0765 | 0 | 0 | 365.4372 | 17.0765 | 0
576 | 0 | 0 | 11.74 | 0 | 0 | 0 | 0 | 0 | 65.8123 | 508.5 | 0 | 0 | 0 | 0 | 0 | 365.44 | 14193.77 | 0 | 0 | 1.35 | 0 | 9.51 | 0 | 205.39 | 17.08 | 0 | 0 | 74.3 | 1.9062 | 0 | 0 | 0 | 0 | 0 | 17.0765 | 0 | 0 | 365.4372 | 17.0765 | 0
577 | 0 | 0 | 11.39 | 0 | 0 | 0 | 0 | 0 | 59.8451 | 446.41 | 0 | 0 | 0 | 0 | 0 | 365.44 | 13828.34 | 0 | 0 | 0 | 0 | 8.86 | 0 | 192.95 | 17.08 | 0 | 0 | 70.2838 | 0.95311 | 0 | 0 | 0 | 0 | 0 | 17.0765 | 0 | 0 | 365.4372 | 17.0765 | 0
578 | 0 | 0 | 10.59 | 0 | 0 | 0 | 0 | 0 | 57.0688 | 387.22 | 0 | 0 | 0 | 0 | 0 | 365.44 | 13462.9 | 0 | 0 | 1.38 | 0 | 9.43 | 0 | 178.95 | 17.08 | 0 | 0 | 66.2676 | 0 | 0 | 0 | 0 | 0 | 0 | 17.0765 | 0 | 0 | 365.4372 | 17.0765 | 0
579 | 0 | 0 | 9.64 | 0 | 0 | 0 | 0 | 0 | 56.5097 | 328.6 | 0 | 0 | 0 | 0 | 0 | 365.44 | 13097.46 | 0 | 0 | 0.89 | 0 | 9.4 | 0 | 162.17 | 17.08 | 0 | 0 | 65.2635 | 0 | 0 | 0 | 0 | 0 | 0 | 17.0765 | 0 | 0 | 365.4372 | 17.0765 | 0
580 | 0 | 0 | 8.83 | 0 | 0 | 0 | 0 | 0 | 57.4351 | 269.01 | 0 | 0 | 0 | 0 | 0 | 365.44 | 12732.02 | 0 | 0 | 0 | 0 | 8.47 | 0 | 144.46 | 17.08 | 0 | 0 | 66.2676 | 0 | 0 | 0 | 0 | 0 | 0 | 17.0765 | 0 | 0 | 365.4372 | 17.0765 | 0
581 | 0 | 0 | 8.35 | 0 | 0 | 0 | 0 | 0 | 61.937 | 204.77 | 0 | 0 | 0 | 0 | 0 | 365.44 | 12366.59 | 0 | 0 | 0 | 0 | 7.56 | 0 | 127.24 | 17.08 | 0 | 0 | 70.2838 | 0 | 0 | 0 | 0 | 0 | 0 | 17.0765 | 0 | 0 | 365.4372 | 17.0765 | 0
582 | 0 | 0 | 7.91 | 0 | 0 | 0 | 0 | 0 | 68.6946 | 133.51 | 0 | 0 | 0 | 0 | 0 | 365.44 | 12001.15 | 0 | 0 | 1.35 | 0 | 7.92 | 0 | 109.59 | 17.08 | 0 | 0 | 74.3 | 0.95311 | 0 | 0 | 0 | 0 | 0 | 17.0765 | 0 | 0 | 365.4372 | 17.0765 | 0
583 | 0 | 0 | 7.61 | 0 | 0 | 0 | 0 | 0 | 73.611 | 57.15 | 0 | 0 | 0 | 0 | 0 | 365.44 | 11635.71 | 0 | 0 | 0 | 0 | 7.02 | 0 | 92.54 | 17.08 | 0 | 0 | 79.3203 | 1.9062 | 0 | 0 | 0 | 0 | 0 | 17.0765 | 0 | 0 | 365.4372 | 17.0765 | 0
584 | 1.23 | 64.06 | 7.29 | 0 | 0 | 0 | 0 | 0 | 15.5782 | 40.99 | 0 | 0 | 0 | 0 | 0 | 365.44 | 11270.28 | 0 | 0 | 0 | 0 | 6.2 | 0 | 76.92 | 17.08 | 0 | 0 | 84.3406 | 3.8124 | 0 | 0 | 0 | 0 | 0 | 17.0765 | 0 | 0 | 365.4372 | 17.0765 | 0
585 | 7.06 | 347.1 | 6.78 | 0 | 0 | 0 | 0 | 157.14 | 0 | 192.47 | 0 | 0 | 0 | 68.54 | 0 | 317.46 | 10952.81 | 0 | 0 | 1.22 | 0 | 6.81 | 40.97 | 105.44 | 17.08 | 0 | 0 | 87.3527 | 5.7186 | 0 | 0 | 0 | 0 | 0 | 17.0765 | 0 | 0 | 365.4372 | 17.0765 | 0
586 | 11.77 | 552.33 | 6.01 | 0 | 0 | 0 | 0 | 157.14 | 0 | 343.95 | 0 | 0 | 0 | 318.6 | 0 | 142.41 | 10810.4 | 0 | 0 | 1.2 | 0 | 7.52 | 0 | 97.36 | 17.08 | 0 | 0 | 89.3608 | 3.8124 | 0 | 0 | 0 | 0 | 0 | 17.0765 | 0 | 0 | 365.4372 | 17.0765 | 0
587 | 12.38 | 577.76 | 5.22 | 0 | 0 | 0 | 0 | 157.14 | 0 | 495.43 | 0 | 0 | 0 | 342.87 | 0 | 125.43 | 10684.97 | 0 | 0 | 1.18 | 0 | 8.3 | 0 | 90.68 | 17.08 | 0 | 0 | 90.3649 | 3.8124 | 0 | 0 | 0 | 0 | 0 | 17.0765 | 0 | 0 | 365.4372 | 17.0765 | 0
588 | 14.15 | 649.27 | 4.27 | 0 | 0 | 0 | 0 | 0 | 0 | 495.43 | 0 | 0 | 0 | 533.63 | 8.11 | 0 | 10693.08 | 0 | 0 | 1.19 | 0 | 9.24 | 39.7 | 124.96 | 17.08 | 0 | 0 | 89.3608 | 3.8124 | 0 | 0 | 0 | 0 | 0 | 17.0765 | 0 | 0 | 365.4372 | 17.0765 | 0
589 | 14.48 | 662.2 | 3.35 | 0 | 0 | 0 | 0 | 0 | 0 | 495.43 | 0 | 0 | 0 | 545.39 | 16.34 | 0 | 10709.41 | 0 | 0 | 1.2 | 0 | 10.29 | 40.31 | 161.44 | 17.08 | 0 | 0 | 88.3568 | 4.7655 | 0 | 0 | 0 | 0 | 0 | 17.0765 | 0 | 0 | 365.4372 | 17.0765 | 0
590 | 13.15 | 609.08 | 2.44 | 0 | 0 | 0 | 0 | 0 | 0 | 495.43 | 0 | 0 | 0 | 491.89 | 0 | 21.12 | 10688.3 | 0 | 0 | 1.18 | 0 | 11.35 | 39.49 | 197.79 | 17.08 | 0 | 0 | 87.3527 | 4.7655 | 0 | 0 | 0 | 0 | 0 | 17.0765 | 0 | 0 | 365.4372 | 17.0765 | 0
591 | 21.14 | 909.82 | 1.8 | 0 | 0 | 0 | 0 | 0 | 0 | 495.43 | 0 | 0 | 0 | 840.51 | 222.92 | 0 | 10911.22 | 0 | 0 | 1.13 | 0 | 12.36 | 0 | 196.5 | 17.08 | 0 | 0 | 86.3487 | 4.7655 | 0 | 0 | 0 | 0 | 0 | 17.0765 | 0 | 0 | 365.4372 | 17.0765 | 0
592 | 32.08 | 1258.68 | 1.4 | 0 | 0 | 0 | 0 | 0 | 0 | 495.43 | 0 | 0 | 0 | 1161.4 | 447.54 | 0 | 11358.76 | 0 | 0 | 1.12 | 0 | 13.38 | 37.52 | 231.26 | 17.08 | 0 | 0 | 87.3527 | 4.7655 | 0 | 0 | 0 | 0 | 0 | 17.0765 | 0 | 0 | 365.4372 | 17.0765 | 0
593 | 48.25 | 1674.34 | 1.16 | 0 | 0 | 0 | 0 | 157.14 | 0 | 646.91 | 0 | 0 | 0 | 1377.96 | 599.13 | 0 | 11957.9 | 0 | 0 | 1.13 | 0 | 14.41 | 37.78 | 266.5 | 17.08 | 55.67 | 0 | 88.3568 | 5.7186 | 0 | 0 | 0 | 0 | 0 | 17.0765 | 0 | 0 | 365.4372 | 17.0765 | 0
594 | 35.61 | 1358.31 | 1.11 | 0 | 0 | 0 | 0 | 154.85 | 0 | 796.19 | 0 | 0 | 0 | 1142.03 | 433.98 | 0 | 12391.88 | 0 | 0 | 1.12 | 0 | 15.32 | 0 | 263.42 | 17.08 | 0 | 0 | 90.3649 | 6.6717 | 0 | 0 | 0 | 0 | 0 | 17.0765 | 0 | 0 | 365.4372 | 17.0765 | 0
595 | 24.07 | 1009.75 | 1.18 | 0 | 0 | 0 | 0 | 157.14 | 0 | 947.67 | 0 | 0 | 0 | 737.82 | 151.03 | 0 | 12542.91 | 0 | 0 | 1.13 | 0 | 16 | 37.87 | 292 | 17.08 | 0 | 0 | 94.3811 | 6.6717 | 0 | 0 | 0 | 0 | 0 | 17.0765 | 0 | 0 | 365.4372 | 17.0765 | 0
596 | 0 | 0 | 1.32 | 0 | 0 | 0 | 0 | 0 | 103.7071 | 840.09 | 0 | 0 | 0 | 0 | 0 | 365.44 | 12177.48 | 0 | 0 | 0 | 1.0925 | 14.37 | 0 | 282.97 | 17.08 | 0 | 0 | 100.4054 | 5.7186 | 0 | 0 | 0 | 0 | 0 | 17.0765 | 0 | 0 | 365.4372 | 17.0765 | 0
597 | 0 | 0 | 1.48 | 0 | 0 | 0 | 0 | 0 | 104.2952 | 731.91 | 0 | 0 | 0 | 0 | 0 | 365.44 | 11812.04 | 0 | 0 | 0 | 0.4085 | 13.36 | 0 | 271.78 | 17.08 | 0 | 0 | 101.4095 | 4.7655 | 0 | 0 | 0 | 0 | 0 | 17.0765 | 0 | 0 | 365.4372 | 17.0765 | 0
598 | 0 | 0 | 1.59 | 0 | 0 | 0 | 0 | 0 | 96.6024 | 631.69 | 0 | 0 | 0 | 0 | 0 | 365.44 | 11446.6 | 0 | 0 | 0 | 0 | 12.69 | 0 | 259.08 | 17.08 | 0 | 0 | 94.3811 | 3.8124 | 0 | 0 | 0 | 0 | 0 | 17.0765 | 0 | 0 | 365.4372 | 17.0765 | 0
599 | 0 | 0 | 1.64 | 0 | 0 | 0 | 0 | 0 | 83.3282 | 545.25 | 0 | 0 | 0 | 0 | 0 | 365.44 | 11081.16 | 0 | 0 | 0 | 1.2255 | 10.67 | 0 | 245.34 | 17.08 | 0 | 0 | 83.3365 | 2.8593 | 0 | 0 | 0 | 0 | 0 | 17.0765 | 0 | 0 | 365.4372 | 17.0765 | 0
600 | 0 | 0 | 1.6 | 0 | 0 | 0 | 0 | 0 | 62.9203 | 479.99 | 0 | 0 | 0 | 0 | 0 | 392.44 | 10688.72 | 27.01 | 12.6947 | 0 | 0 | 9.95 | 0 | 231.74 | 17.08 | 0 | 0 | 75.3041 | 1.9062 | 0 | 0 | 0 | 0 | 0 | 17.0765 | 0 | 0 | 365.4372 | 17.0765 | 0
601 | 0 | 0 | 1.56 | 0 | 0 | 0 | 0 | 0 | 69.6779 | 407.71 | 0 | 0 | 0 | 0 | 0 | 365.44 | 10323.28 | 0 | 0 | 0 | 0 | 9.3 | 0 | 219.3 | 17.08 | 0 | 0 | 70.2838 | 0.95311 | 0 | 0 | 0 | 0 | 0 | 17.0765 | 0 | 0 | 365.4372 | 17.0765 | 0
602 | 0 | 0 | 1.69 | 0 | 0 | 0 | 0 | 0 | 65.5809 | 339.68 | 0 | 0 | 0 | 0 | 0 | 365.44 | 9957.85 | 0 | 0 | 0 | 0 | 8.56 | 0 | 205.3 | 17.08 | 0 | 0 | 67.2716 | 0 | 0 | 0 | 0 | 0 | 0 | 17.0765 | 0 | 0 | 365.4372 | 17.0765 | 0
603 | 0 | 0 | 2.08 | 0 | 0 | 0 | 0 | 0 | 62.8817 | 274.45 | 0 | 0 | 0 | 0 | 0 | 365.44 | 9592.41 | 0 | 0 | 0 | 1.311 | 6.3 | 0 | 188.53 | 17.08 | 0 | 0 | 66.2676 | 0 | 0 | 0 | 0 | 0 | 0 | 17.0765 | 0 | 0 | 365.4372 | 17.0765 | 0
604 | 0 | 0 | 2.24 | 0 | 0 | 0 | 0 | 0 | 54.0611 | 218.37 | 0 | 0 | 0 | 0 | 0 | 384.5 | 9207.91 | 19.06 | 8.9582 | 0 | 0 | 5.37 | 0 | 170.81 | 17.08 | 0 | 0 | 65.2635 | 0 | 0 | 0 | 0 | 0 | 0 | 17.0765 | 0 | 0 | 365.4372 | 17.0765 | 0
605 | 0 | 0 | 2.5 | 0 | 0 | 0 | 0 | 0 | 65.7834 | 150.13 | 0 | 0 | 0 | 0 | 0 | 365.44 | 8842.47 | 0 | 0 | 0 | 0 | 4.46 | 0 | 153.59 | 17.08 | 0 | 0 | 68.2757 | 0 | 0 | 0 | 0 | 0 | 0 | 17.0765 | 0 | 0 | 365.4372 | 17.0765 | 0
606 | 0 | 0 | 3.12 | 0 | 0 | 0 | 0 | 0 | 69.8418 | 77.68 | 0 | 0 | 0 | 0 | 0 | 365.44 | 8477.03 | 0 | 0 | 0 | 1.2825 | 2.18 | 0 | 135.94 | 17.08 | 0 | 0 | 73.296 | 0.95311 | 0 | 0 | 0 | 0 | 0 | 17.0765 | 0 | 0 | 365.4372 | 17.0765 | 0
607 | 0 | 0 | 4.12 | 0 | 0 | 0 | 0 | 0 | 74.8835 | 0 | 0 | 0 | 0 | 0 | 0 | 365.44 | 8111.6 | 0 | 0 | 0 | 1.216 | 0 | 0 | 118.89 | 17.08 | 0 | 0 | 78.3162 | 1.9062 | 0 | 0 | 0 | 0 | 0 | 17.0765 | 0 | 0 | 365.4372 | 17.0765 | 0
608 | 1.64 | 85.28 | 5.47 | 0 | 0 | 0 | 0 | 0.39 | 0 | 0.37 | 0 | 0 | 0 | 4.6 | 0 | 362.22 | 7749.38 | 0 | 0 | 1.26 | 0 | 0.37 | 0 | 103.27 | 17.08 | 0 | 0 | 82.3324 | 3.8124 | 0 | 0 | 0 | 0 | 0 | 17.0765 | 0 | 0 | 365.4372 | 17.0765 | 0
609 | 8.38 | 406.57 | 7.01 | 0 | 0 | 0 | 0 | 58.95 | 0 | 57.2 | 0 | 0 | 0 | 228.74 | 0 | 205.32 | 7544.06 | 0 | 0 | 1.22 | 0 | 0.99 | 40.97 | 131.79 | 17.08 | 0 | 0 | 86.3487 | 5.7186 | 0 | 0 | 0 | 0 | 0 | 17.0765 | 0 | 0 | 365.4372 | 17.0765 | 0
610 | 13.97 | 642.1 | 6.68 | 0 | 0 | 0 | 0 | 157.14 | 0 | 208.68 | 0 | 0 | 0 | 413.26 | 0 | 76.16 | 7467.9 | 0 | 0 | 1.2 | 0 | 1.7 | 0 | 123.72 | 17.08 | 0 | 0 | 87.3527 | 3.8124 | 0 | 0 | 0 | 0 | 0 | 17.0765 | 0 | 0 | 365.4372 | 17.0765 | 0
611 | 15.78 | 712.98 | 5.62 | 0 | 0 | 0 | 0 | 0 | 0 | 208.68 | 0 | 0 | 0 | 602.41 | 56.25 | 0 | 7524.15 | 0 | 0 | 1.18 | 0 | 2.47 | 39.62 | 154.68 | 17.08 | 0 | 0 | 87.3527 | 3.8124 | 0 | 0 | 0 | 0 | 0 | 17.0765 | 0 | 0 | 365.4372 | 17.0765 | 0
612 | 23.98 | 1006.56 | 4.5 | 0 | 0 | 0 | 0 | 0 | 0 | 208.68 | 0 | 0 | 0 | 944.7 | 295.85 | 0 | 7820 | 0 | 0 | 1.19 | 0 | 3.42 | 0 | 151.24 | 17.08 | 0 | 0 | 85.3446 | 3.8124 | 0 | 0 | 0 | 0 | 0 | 17.0765 | 0 | 0 | 365.4372 | 17.0765 | 0
613 | 31.69 | 1247.27 | 3.38 | 0 | 0 | 0 | 0 | 0 | 0 | 208.68 | 0 | 0 | 0 | 1152.72 | 441.47 | 0 | 8261.47 | 0 | 0 | 1.2 | 0 | 4.47 | 40.31 | 187.72 | 17.08 | 0 | 0 | 83.3365 | 4.7655 | 0 | 0 | 0 | 0 | 0 | 17.0765 | 0 | 0 | 365.4372 | 17.0765 | 0
614 | 38.48 | 1435.61 | 2.38 | 0 | 0 | 0 | 0 | 10.24 | 0 | 218.56 | 0 | 0 | 0 | 1377.96 | 599.13 | 0 | 8860.6 | 0 | 0 | 1.18 | 0 | 5.52 | 0 | 186.56 | 17.08 | 0 | 0 | 82.3324 | 4.7655 | 0 | 0 | 0 | 0 | 0 | 17.0765 | 0 | 0 | 365.4372 | 17.0765 | 0
615 | 40.04 | 1475.96 | 1.73 | 0 | 0 | 0 | 0 | 157.14 | 0 | 370.04 | 0 | 0 | 0 | 1272.35 | 525.21 | 0 | 9385.81 | 0 | 0 | 1.13 | 0 | 6.53 | 0 | 185.27 | 17.08 | 0 | 0 | 82.3324 | 4.7655 | 0 | 0 | 0 | 0 | 0 | 17.0765 | 0 | 0 | 365.4372 | 17.0765 | 0
616 | 41.47 | 1512.34 | 1.33 | 0 | 0 | 0 | 0 | 157.14 | 0 | 521.52 | 0 | 0 | 0 | 1271.26 | 524.45 | 0 | 9910.26 | 0 | 0 | 1.12 | 0 | 7.55 | 37.52 | 220.03 | 17.08 | 0 | 0 | 83.3365 | 4.7655 | 0 | 0 | 0 | 0 | 0 | 17.0765 | 0 | 0 | 365.4372 | 17.0765 | 0
617 | 43.1 | 1552.73 | 1.11 | 0 | 0 | 0 | 0 | 127.79 | 0 | 644.71 | 0 | 0 | 0 | 1377.96 | 599.13 | 0 | 10509.39 | 0 | 0 | 1.13 | 0 | 8.59 | 0 | 219.38 | 17.08 | 0 | 0 | 84.3406 | 5.7186 | 0 | 0 | 0 | 0 | 0 | 17.0765 | 0 | 0 | 365.4372 | 17.0765 | 0
618 | 41.18 | 1505.14 | 1.06 | 0 | 0 | 0 | 0 | 157.14 | 0 | 796.19 | 0 | 0 | 0 | 1258.55 | 515.55 | 0 | 11024.94 | 0 | 0 | 1.12 | 0 | 9.49 | 37.55 | 251.97 | 17.08 | 0 | 0 | 86.3487 | 6.6717 | 0 | 0 | 0 | 0 | 0 | 17.0765 | 0 | 0 | 365.4372 | 17.0765 | 0
619 | 33.17 | 1290.07 | 1.12 | 0 | 0 | 0 | 0 | 157.14 | 0 | 947.67 | 0 | 0 | 0 | 1068.05 | 382.2 | 0 | 11407.13 | 0 | 0 | 1.13 | 0 | 10.18 | 0 | 244.58 | 17.08 | 0 | 0 | 91.3689 | 6.6717 | 0 | 0 | 0 | 0 | 0 | 17.0765 | 0 | 0 | 365.4372 | 17.0765 | 0
620 | 0 | 0 | 1.23 | 0 | 0 | 0 | 0 | 0 | 101.8755 | 841.99 | 0 | 0 | 0 | 0 | 0 | 365.44 | 11041.7 | 0 | 0 | 0 | 0 | 9.7 | 0 | 235.55 | 17.08 | 0 | 0 | 97.3933 | 5.7186 | 0 | 0 | 0 | 0 | 0 | 17.0765 | 0 | 0 | 365.4372 | 17.0765 | 0
621 | 0 | 0 | 1.32 | 0 | 0 | 0 | 0 | 0 | 101.837 | 736.35 | 0 | 0 | 0 | 0 | 0 | 365.44 | 10676.26 | 0 | 0 | 0 | 1.0165 | 8.05 | 0 | 224.36 | 17.08 | 0 | 0 | 99.4014 | 4.7655 | 0 | 0 | 0 | 0 | 0 | 17.0765 | 0 | 0 | 365.4372 | 17.0765 | 0
622 | 0 | 0 | 1.23 | 0 | 0 | 0 | 0 | 0 | 94.954 | 637.85 | 0 | 0 | 0 | 0 | 0 | 365.44 | 10310.82 | 0 | 0 | 0 | 0 | 7.38 | 0 | 211.65 | 17.08 | 0 | 0 | 92.373 | 3.8124 | 0 | 0 | 0 | 0 | 0 | 17.0765 | 0 | 0 | 365.4372 | 17.0765 | 0
623 | 0 | 0 | 1.12 | 0 | 0 | 0 | 0 | 0 | 71.3746 | 563.81 | 0 | 0 | 0 | 0 | 0 | 392.44 | 9918.38 | 27.01 | 12.6947 | 0 | 0 | 6.66 | 0 | 197.92 | 17.08 | 0 | 0 | 82.3324 | 2.8593 | 0 | 0 | 0 | 0 | 0 | 17.0765 | 0 | 0 | 365.4372 | 17.0765 | 0
624 | 0 | 0 | 1.05 | 0 | 0 | 0 | 0 | 0 | 74.1509 | 486.89 | 0 | 0 | 0 | 0 | 0 | 365.44 | 9552.94 | 0 | 0 | 0 | 0 | 5.94 | 0 | 184.32 | 17.08 | 0 | 0 | 73.296 | 1.9062 | 0 | 0 | 0 | 0 | 0 | 17.0765 | 0 | 0 | 365.4372 | 17.0765 | 0
625 | 0 | 0 | 1.01 | 0 | 0 | 0 | 0 | 0 | 68.2126 | 416.13 | 0 | 0 | 0 | 0 | 0 | 365.44 | 9187.5 | 0 | 0 | 0 | 0 | 5.28 | 0 | 171.88 | 17.08 | 0 | 0 | 68.2757 | 0.95311 | 0 | 0 | 0 | 0 | 0 | 17.0765 | 0 | 0 | 365.4372 | 17.0765 | 0
626 | 0 | 0 | 1.09 | 0 | 0 | 0 | 0 | 0 | 64.1735 | 349.56 | 0 | 0 | 0 | 0 | 0 | 365.44 | 8822.07 | 0 | 0 | 0 | 0 | 4.55 | 0 | 157.88 | 17.08 | 0 | 0 | 65.2635 | 0 | 0 | 0 | 0 | 0 | 0 | 17.0765 | 0 | 0 | 365.4372 | 17.0765 | 0
627 | 0 | 0 | 1.18 | 0 | 0 | 0 | 0 | 0 | 63.0842 | 284.12 | 0 | 0 | 0 | 0 | 0 | 365.44 | 8456.63 | 0 | 0 | 0 | 0 | 3.66 | 0 | 141.1 | 17.08 | 0 | 0 | 64.2595 | 0 | 0 | 0 | 0 | 0 | 0 | 17.0765 | 0 | 0 | 365.4372 | 17.0765 | 0
628 | 0 | 0 | 1.32 | 0 | 0 | 0 | 0 | 0 | 63.9518 | 217.79 | 0 | 0 | 0 | 0 | 0 | 365.44 | 8091.19 | 0 | 0 | 0 | 0 | 2.73 | 0 | 123.39 | 17.08 | 0 | 0 | 65.2635 | 0 | 0 | 0 | 0 | 0 | 0 | 17.0765 | 0 | 0 | 365.4372 | 17.0765 | 0
629 | 0 | 0 | 1.57 | 0 | 0 | 0 | 0 | 0 | 59.7873 | 155.76 | 0 | 0 | 0 | 0 | 0 | 380.16 | 7711.03 | 14.72 | 6.9184 | 0 | 0 | 1.83 | 0 | 106.17 | 17.08 | 0 | 0 | 68.2757 | 0 | 0 | 0 | 0 | 0 | 0 | 17.0765 | 0 | 0 | 365.4372 | 17.0765 | 0
630 | 0 | 0 | 1.94 | 0 | 0 | 0 | 0 | 0 | 72.3096 | 80.76 | 0 | 0 | 0 | 0 | 0 | 365.44 | 7345.6 | 0 | 0 | 0 | 0 | 0.9 | 0 | 88.52 | 17.08 | 0 | 0 | 73.296 | 0.95311 | 0 | 0 | 0 | 0 | 0 | 17.0765 | 0 | 0 | 365.4372 | 17.0765 | 0
631 | 0 | 0 | 2.37 | 0 | 0 | 0 | 0 | 0 | 77.8526 | 0 | 0 | 0 | 0 | 0 | 0 | 365.44 | 6980.16 | 0 | 0 | 0 | 0 | 0 | 0 | 71.47 | 17.08 | 0 | 0 | 78.3162 | 1.9062 | 0 | 0 | 0 | 0 | 0 | 17.0765 | 0 | 0 | 365.4372 | 17.0765 | 0
632 | 20.52 | 888.02 | 2.94 | 0 | 0 | 0 | 0 | 119.07 | 0 | 114.78 | 0 | 0 | 0 | 704.02 | 127.38 | 0 | 7107.54 | 0 | 0 | 1.26 | 0 | 0.37 | 0 | 55.85 | 17.08 | 0 | 0 | 83.3365 | 3.8124 | 0 | 0 | 0 | 0 | 0 | 17.0765 | 0 | 0 | 365.4372 | 17.0765 | 0
633 | 28.43 | 1149.24 | 3.64 | 0 | 0 | 0 | 0 | 0 | 0 | 114.78 | 0 | 0 | 0 | 1088.02 | 396.18 | 0 | 7503.71 | 0 | 0 | 1.22 | 0 | 0.99 | 0 | 45.45 | 17.08 | 0 | 0 | 86.3487 | 5.7186 | 0 | 0 | 0 | 0 | 0 | 17.0765 | 0 | 0 | 365.4372 | 17.0765 | 0
634 | 37.72 | 1415.3 | 4.11 | 0 | 0 | 0 | 0 | 0 | 0 | 114.78 | 0 | 0 | 0 | 1364.77 | 589.9 | 0 | 8093.61 | 0 | 0 | 1.2 | 0 | 1.7 | 0 | 37.37 | 17.08 | 0 | 0 | 87.3527 | 3.8124 | 0 | 0 | 0 | 0 | 0 | 17.0765 | 0 | 0 | 365.4372 | 17.0765 | 0
635 | 45.35 | 1606.94 | 4.41 | 0 | 0 | 0 | 0 | 146.76 | 0 | 256.26 | 0 | 0 | 0 | 1377.96 | 599.13 | 0 | 8692.74 | 0 | 0 | 1.18 | 0 | 2.47 | 39.62 | 68.33 | 17.08 | 0 | 0 | 87.3527 | 3.8124 | 0 | 0 | 0 | 0 | 0 | 17.0765 | 0 | 0 | 365.4372 | 17.0765 | 0
636 | 47.08 | 1647.6 | 4.54 | 0 | 0 | 0 | 0 | 157.14 | 0 | 407.74 | 0 | 0 | 0 | 1377.96 | 599.13 | 0 | 9291.88 | 0 | 0 | 1.19 | 0 | 3.42 | 39.7 | 102.61 | 17.08 | 34.09 | 0 | 85.3446 | 3.8124 | 0 | 0 | 0 | 0 | 0 | 17.0765 | 0 | 0 | 365.4372 | 17.0765 | 0
637 | 46.86 | 1642.51 | 4.36 | 0 | 0 | 0 | 0 | 157.14 | 0 | 559.22 | 0 | 0 | 0 | 1377.96 | 599.13 | 0 | 9891.01 | 0 | 0 | 1.2 | 0 | 4.47 | 40.31 | 139.09 | 17.08 | 29.02 | 0 | 83.3365 | 4.7655 | 0 | 0 | 0 | 0 | 0 | 17.0765 | 0 | 0 | 365.4372 | 17.0765 | 0
638 | 45.2 | 1603.38 | 3.89 | 0 | 0 | 0 | 0 | 146.75 | 0 | 700.68 | 0 | 0 | 0 | 1377.96 | 599.13 | 0 | 10490.14 | 0 | 0 | 1.18 | 0 | 5.52 | 39.49 | 175.44 | 17.08 | 0 | 0 | 82.3324 | 4.7655 | 0 | 0 | 0 | 0 | 0 | 17.0765 | 0 | 0 | 365.4372 | 17.0765 | 0
639 | 44.08 | 1576.53 | 3.35 | 0 | 0 | 0 | 0 | 120.48 | 0 | 816.83 | 0 | 0 | 0 | 1377.96 | 599.13 | 0 | 11089.27 | 0 | 0 | 0.41 | 0 | 5.84 | 38.02 | 210.27 | 17.08 | 0 | 0 | 82.3324 | 4.7655 | 0 | 0 | 0 | 0 | 0 | 17.0765 | 0 | 0 | 365.4372 | 17.0765 | 0
640 | 42.24 | 1531.61 | 2.99 | 0 | 0 | 0 | 0 | 110.66 | 0 | 923.51 | 0 | 0 | 0 | 1377.96 | 599.13 | 0 | 11688.41 | 0 | 0 | 1.12 | 0 | 6.86 | 0 | 209.38 | 17.08 | 0 | 0 | 82.3324 | 4.7655 | 0 | 0 | 0 | 0 | 0 | 17.0765 | 0 | 0 | 365.4372 | 17.0765 | 0
641 | 39.87 | 1471.58 | 2.87 | 0 | 0 | 0 | 0 | 25.06 | 0 | 947.67 | 0 | 0 | 0 | 1377.96 | 599.13 | 0 | 12287.54 | 0 | 0 | 1.13 | 0 | 7.9 | 20.11 | 227.83 | 17.08 | 0 | 0 | 84.3406 | 5.7186 | 0 | 0 | 0 | 0 | 0 | 17.0765 | 0 | 0 | 365.4372 | 17.0765 | 0
642 | 35.71 | 1361.14 | 3.07 | 0 | 0 | 0 | 0 | 0 | 0 | 947.67 | 0 | 0 | 0 | 1305.78 | 548.61 | 0 | 12836.15 | 0 | 0 | 1.12 | 0 | 8.8 | 0 | 224.75 | 17.08 | 0 | 0 | 86.3487 | 6.6717 | 0 | 0 | 0 | 0 | 0 | 17.0765 | 0 | 0 | 365.4372 | 17.0765 | 0
643 | 26.8 | 1098.29 | 3.63 | 0 | 0 | 0 | 0 | 0 | 0 | 947.67 | 0 | 0 | 0 | 991.68 | 328.74 | 0 | 13164.89 | 0 | 0 | 1.13 | 0 | 9.48 | 37.87 | 253.33 | 17.08 | 0 | 0 | 91.3689 | 6.6717 | 0 | 0 | 0 | 0 | 0 | 17.0765 | 0 | 0 | 365.4372 | 17.0765 | 0
644 | 0 | 0 | 4.56 | 0 | 0 | 0 | 0 | 0 | 98.5497 | 845.44 | 0 | 0 | 0 | 0 | 0 | 365.44 | 12799.45 | 0 | 0 | 0 | 0 | 9.01 | 0 | 244.31 | 17.08 | 0 | 0 | 97.3933 | 5.7186 | 0 | 0 | 0 | 0 | 0 | 17.0765 | 0 | 0 | 365.4372 | 17.0765 | 0
645 | 0 | 0 | 5.87 | 0 | 0 | 0 | 0 | 0 | 98.2991 | 743.47 | 0 | 0 | 0 | 0 | 0 | 365.44 | 12434.01 | 0 | 0 | 0 | 0 | 8.42 | 0 | 233.11 | 17.08 | 0 | 0 | 99.4014 | 4.7655 | 0 | 0 | 0 | 0 | 0 | 17.0765 | 0 | 0 | 365.4372 | 17.0765 | 0
646 | 0 | 0 | 5.7 | 0 | 0 | 0 | 0 | 0 | 90.481 | 649.6 | 0 | 0 | 0 | 0 | 0 | 365.44 | 12068.57 | 0 | 0 | 0 | 0 | 7.75 | 0 | 220.41 | 17.08 | 0 | 0 | 92.373 | 3.8124 | 0 | 0 | 0 | 0 | 0 | 17.0765 | 0 | 0 | 365.4372 | 17.0765 | 0
647 | 0 | 0 | 5.23 | 0 | 0 | 0 | 0 | 0 | 79.9638 | 566.66 | 0 | 0 | 0 | 0 | 0 | 365.44 | 11703.14 | 0 | 0 | 0 | 0 | 7.03 | 0 | 206.67 | 17.08 | 0 | 0 | 82.3324 | 2.8593 | 0 | 0 | 0 | 0 | 0 | 17.0765 | 0 | 0 | 365.4372 | 17.0765 | 0
648 | 0 | 0 | 4.86 | 0 | 0 | 0 | 0 | 0 | 70.3431 | 493.69 | 0 | 0 | 0 | 0 | 0 | 365.44 | 11337.7 | 0 | 0 | 0 | 0 | 6.31 | 0 | 193.07 | 17.08 | 0 | 0 | 73.296 | 1.9062 | 0 | 0 | 0 | 0 | 0 | 17.0765 | 0 | 0 | 365.4372 | 17.0765 | 0
649 | 0 | 0 | 4.46 | 0 | 0 | 0 | 0 | 0 | 65.7737 | 425.46 | 0 | 0 | 0 | 0 | 0 | 365.44 | 10972.26 | 0 | 0 | 0 | 0 | 5.66 | 0 | 180.63 | 17.08 | 0 | 0 | 69.2797 | 0.95311 | 0 | 0 | 0 | 0 | 0 | 17.0765 | 0 | 0 | 365.4372 | 17.0765 | 0
650 | 0 | 0 | 4.24 | 0 | 0 | 0 | 0 | 0 | 61.0308 | 362.16 | 0 | 0 | 0 | 0 | 0 | 365.44 | 10606.83 | 0 | 0 | 0 | 0 | 4.92 | 0 | 166.64 | 17.08 | 0 | 0 | 65.2635 | 0 | 0 | 0 | 0 | 0 | 0 | 17.0765 | 0 | 0 | 365.4372 | 17.0765 | 0
651 | 0 | 0 | 4.16 | 0 | 0 | 0 | 0 | 0 | 60.1054 | 299.81 | 0 | 0 | 0 | 0 | 0 | 365.44 | 10241.39 | 0 | 0 | 0 | 0 | 4.04 | 0 | 149.86 | 17.08 | 0 | 0 | 64.2595 | 0 | 0 | 0 | 0 | 0 | 0 | 17.0765 | 0 | 0 | 365.4372 | 17.0765 | 0
652 | 0 | 0 | 5.08 | 0 | 0 | 0 | 0 | 0 | 60.1922 | 237.38 | 0 | 0 | 0 | 0 | 0 | 365.44 | 9875.95 | 0 | 0 | 0 | 0 | 3.11 | 0 | 132.15 | 17.08 | 0 | 0 | 65.2635 | 0 | 0 | 0 | 0 | 0 | 0 | 17.0765 | 0 | 0 | 365.4372 | 17.0765 | 0
653 | 0 | 0 | 6.56 | 0 | 0 | 0 | 0 | 0 | 63.73 | 171.27 | 0 | 0 | 0 | 0 | 0 | 365.44 | 9510.51 | 0 | 0 | 0 | 0 | 2.2 | 0 | 114.92 | 17.08 | 0 | 0 | 70.2838 | 0 | 0 | 0 | 0 | 0 | 0 | 17.0765 | 0 | 0 | 365.4372 | 17.0765 | 0
654 | 0 | 0 | 8.16 | 0 | 0 | 0 | 0 | 0 | 68.097 | 100.62 | 0 | 0 | 0 | 0 | 0 | 365.44 | 9145.08 | 0 | 0 | 0 | 0 | 1.27 | 0 | 97.28 | 17.08 | 0 | 0 | 75.3041 | 0.95311 | 0 | 0 | 0 | 0 | 0 | 17.0765 | 0 | 0 | 365.4372 | 17.0765 | 0
655 | 0 | 0 | 9.81 | 0 | 0 | 0 | 0 | 0 | 72.4253 | 25.5 | 0 | 0 | 0 | 0 | 0 | 365.44 | 8779.64 | 0 | 0 | 0 | 0 | 0.37 | 0 | 80.23 | 17.08 | 0 | 0 | 80.3243 | 1.9062 | 0 | 0 | 0 | 0 | 0 | 17.0765 | 0 | 0 | 365.4372 | 17.0765 | 0
656 | 5.53 | 276.37 | 11.34 | 0 | 0 | 0 | 0 | 157.14 | 0 | 176.98 | 0 | 0 | 0 | 45.69 | 0 | 333.45 | 8446.19 | 0 | 0 | 1.26 | 0 | 0.75 | 0 | 64.6 | 17.08 | 0 | 0 | 85.3446 | 3.8124 | 0 | 0 | 0 | 0 | 0 | 17.0765 | 0 | 0 | 365.4372 | 17.0765 | 0
657 | 18.17 | 803.14 | 12.41 | 0 | 0 | 0 | 0 | 157.14 | 0 | 328.46 | 0 | 0 | 0 | 540.31 | 12.78 | 0 | 8458.96 | 0 | 0 | 1.22 | 0 | 1.36 | 40.97 | 93.13 | 17.08 | 0 | 0 | 88.3568 | 5.7186 | 0 | 0 | 0 | 0 | 0 | 17.0765 | 0 | 0 | 365.4372 | 17.0765 | 0
658 | 27.81 | 1130.15 | 11.73 | 0 | 0 | 0 | 0 | 0 | 0 | 328.46 | 0 | 0 | 0 | 1074.32 | 386.59 | 0 | 8845.55 | 0 | 0 | 1.2 | 0 | 2.07 | 0 | 85.05 | 17.08 | 0 | 0 | 90.3649 | 3.8124 | 0 | 0 | 0 | 0 | 0 | 17.0765 | 0 | 0 | 365.4372 | 17.0765 | 0
659 | 34.01 | 1313.92 | 10.39 | 0 | 0 | 0 | 0 | 13.79 | 0 | 341.75 | 0 | 0 | 0 | 1209.55 | 481.25 | 0 | 9326.8 | 0 | 0 | 1.18 | 0 | 2.85 | 39.62 | 116.01 | 17.08 | 0 | 0 | 90.3649 | 3.8124 | 0 | 0 | 0 | 0 | 0 | 17.0765 | 0 | 0 | 365.4372 | 17.0765 | 0
660 | 35.25 | 1348.44 | 9.11 | 0 | 0 | 0 | 0 | 0 | 0 | 341.75 | 0 | 0 | 0 | 1297.44 | 542.77 | 0 | 9869.57 | 0 | 0 | 1.19 | 0 | 3.79 | 0 | 112.58 | 17.08 | 0 | 0 | 90.3649 | 3.8124 | 0 | 0 | 0 | 0 | 0 | 17.0765 | 0 | 0 | 365.4372 | 17.0765 | 0
661 | 34.55 | 1328.87 | 7.8 | 0 | 0 | 0 | 0 | 0 | 0 | 341.75 | 0 | 0 | 0 | 1235.57 | 499.46 | 0 | 10369.03 | 0 | 0 | 1.2 | 0 | 4.84 | 40.31 | 149.05 | 17.08 | 0 | 0 | 89.3608 | 4.7655 | 0 | 0 | 0 | 0 | 0 | 17.0765 | 0 | 0 | 365.4372 | 17.0765 | 0
662 | 31.87 | 1252.44 | 6.73 | 0 | 0 | 0 | 0 | 157.14 | 0 | 493.23 | 0 | 0 | 0 | 1039.6 | 362.28 | 0 | 10731.32 | 0 | 0 | 1.18 | 0 | 5.9 | 0 | 147.89 | 17.08 | 0 | 0 | 88.3568 | 4.7655 | 0 | 0 | 0 | 0 | 0 | 17.0765 | 0 | 0 | 365.4372 | 17.0765 | 0
663 | 32.15 | 1260.73 | 6.15 | 0 | 0 | 0 | 0 | 157.14 | 0 | 644.71 | 0 | 0 | 0 | 1048.64 | 368.61 | 0 | 11099.93 | 0 | 0 | 1.13 | 0 | 6.91 | 0 | 146.61 | 17.08 | 0 | 0 | 87.3527 | 4.7655 | 0 | 0 | 0 | 0 | 0 | 17.0765 | 0 | 0 | 365.4372 | 17.0765 | 0
664 | 31.89 | 1253.16 | 5.41 | 0 | 0 | 0 | 0 | 0 | 0 | 644.71 | 0 | 0 | 0 | 1158.71 | 445.66 | 0 | 11545.58 | 0 | 0 | 1.12 | 0 | 7.93 | 37.52 | 181.37 | 17.08 | 0 | 0 | 88.3568 | 4.7655 | 0 | 0 | 0 | 0 | 0 | 17.0765 | 0 | 0 | 365.4372 | 17.0765 | 0
665 | 31.46 | 1240.39 | 4.79 | 0 | 0 | 0 | 0 | 0 | 0 | 644.71 | 0 | 0 | 0 | 1179.43 | 460.16 | 0 | 12005.75 | 0 | 0 | 1.13 | 0 | 8.96 | 0 | 180.71 | 17.08 | 0 | 0 | 90.3649 | 5.7186 | 0 | 0 | 0 | 0 | 0 | 17.0765 | 0 | 0 | 365.4372 | 17.0765 | 0
666 | 26.31 | 1082.78 | 4.41 | 0 | 0 | 0 | 0 | 157.14 | 0 | 796.19 | 0 | 0 | 0 | 819.65 | 208.32 | 0 | 12214.06 | 0 | 0 | 1.12 | 0 | 9.86 | 37.55 | 213.31 | 17.08 | 0 | 0 | 91.3689 | 6.6717 | 0 | 0 | 0 | 0 | 0 | 17.0765 | 0 | 0 | 365.4372 | 17.0765 | 0
667 | 17.68 | 784.77 | 4.36 | 0 | 0 | 0 | 0 | 157.14 | 0 | 947.67 | 0 | 0 | 0 | 546.48 | 17.1 | 0 | 12231.17 | 0 | 0 | 1.13 | 0 | 10.55 | 0 | 205.91 | 17.08 | 0 | 0 | 95.3851 | 6.6717 | 0 | 0 | 0 | 0 | 0 | 17.0765 | 0 | 0 | 365.4372 | 17.0765 | 0
668 | 0 | 0 | 4.61 | 0 | 0 | 0 | 0 | 0 | 102.5118 | 841.33 | 0 | 0 | 0 | 0 | 0 | 365.44 | 11865.73 | 0 | 0 | 0 | 0 | 10.07 | 0 | 196.89 | 17.08 | 0 | 0 | 101.4095 | 5.7186 | 0 | 0 | 0 | 0 | 0 | 17.0765 | 0 | 0 | 365.4372 | 17.0765 | 0
669 | 0 | 0 | 5.11 | 0 | 0 | 0 | 0 | 0 | 102.078 | 735.44 | 0 | 0 | 0 | 0 | 0 | 365.44 | 11500.29 | 0 | 0 | 0 | 0 | 9.49 | 0 | 185.69 | 17.08 | 0 | 0 | 102.4135 | 4.7655 | 0 | 0 | 0 | 0 | 0 | 17.0765 | 0 | 0 | 365.4372 | 17.0765 | 0
670 | 0 | 0 | 6.24 | 0 | 0 | 0 | 0 | 0 | 92.9585 | 639.02 | 0 | 0 | 0 | 0 | 0 | 365.44 | 11134.85 | 0 | 0 | 0 | 0 | 8.82 | 0 | 172.99 | 17.08 | 0 | 0 | 95.3851 | 3.8124 | 0 | 0 | 0 | 0 | 0 | 17.0765 | 0 | 0 | 365.4372 | 17.0765 | 0
671 | 0 | 0 | 7.99 | 0 | 0 | 0 | 0 | 0 | 79.2119 | 556.85 | 0 | 0 | 0 | 0 | 0 | 365.44 | 10769.42 | 0 | 0 | 0 | 0 | 8.09 | 0 | 159.25 | 17.08 | 0 | 0 | 84.3406 | 2.8593 | 0 | 0 | 0 | 0 | 0 | 17.0765 | 0 | 0 | 365.4372 | 17.0765 | 0
672 | 0 | 0 | 9.84 | 0 | 0 | 0 | 0 | 0 | 68.3765 | 485.92 | 0 | 0 | 0 | 0 | 0 | 365.44 | 10403.98 | 0 | 0 | 0 | 0 | 7.38 | 0 | 145.65 | 17.08 | 0 | 0 | 76.3081 | 1.9062 | 0 | 0 | 0 | 0 | 0 | 17.0765 | 0 | 0 | 365.4372 | 17.0765 | 0
673 | 0 | 0 | 11.5 | 0 | 0 | 0 | 0 | 0 | 60.7416 | 422.9 | 0 | 0 | 0 | 0 | 0 | 365.44 | 10038.54 | 0 | 0 | 0 | 0 | 6.72 | 0 | 133.21 | 17.08 | 0 | 0 | 71.2878 | 0.95311 | 0 | 0 | 0 | 0 | 0 | 17.0765 | 0 | 0 | 365.4372 | 17.0765 | 0
674 | 0 | 0 | 13.12 | 0 | 0 | 0 | 0 | 0 | 55.1601 | 365.69 | 0 | 0 | 0 | 0 | 0 | 365.44 | 9673.11 | 0 | 0 | 0 | 0 | 5.99 | 0 | 119.21 | 17.08 | 0 | 0 | 68.2757 | 0 | 0 | 0 | 0 | 0 | 0 | 17.0765 | 0 | 0 | 365.4372 | 17.0765 | 0
675 | 0 | 0 | 14.69 | 0 | 0 | 0 | 0 | 0 | 52.5862 | 311.14 | 0 | 0 | 0 | 0 | 0 | 365.44 | 9307.67 | 0 | 0 | 0 | 0 | 5.1 | 0 | 102.44 | 17.08 | 0 | 0 | 67.2716 | 0 | 0 | 0 | 0 | 0 | 0 | 17.0765 | 0 | 0 | 365.4372 | 17.0765 | 0
676 | 0 | 0 | 16.09 | 0 | 0 | 0 | 0 | 0 | 52.191 | 257 | 0 | 0 | 0 | 0 | 0 | 365.44 | 8942.23 | 0 | 0 | 0 | 0 | 4.17 | 0 | 84.72 | 17.08 | 0 | 0 | 68.2757 | 0 | 0 | 0 | 0 | 0 | 0 | 17.0765 | 0 | 0 | 365.4372 | 17.0765 | 0
677 | 0 | 0 | 17.64 | 0 | 0 | 0 | 0 | 0 | 53.6562 | 201.34 | 0 | 0 | 0 | 0 | 0 | 365.44 | 8576.79 | 0 | 0 | 0 | 0 | 3.27 | 0 | 67.5 | 17.08 | 0 | 0 | 71.2878 | 0 | 0 | 0 | 0 | 0 | 0 | 17.0765 | 0 | 0 | 365.4372 | 17.0765 | 0
678 | 0 | 0 | 19.45 | 0 | 0 | 0 | 0 | 0 | 57.8111 | 141.37 | 0 | 0 | 0 | 0 | 0 | 365.44 | 8211.36 | 0 | 0 | 0 | 0 | 2.34 | 0 | 49.85 | 17.08 | 0 | 0 | 76.3081 | 0.95311 | 0 | 0 | 0 | 0 | 0 | 17.0765 | 0 | 0 | 365.4372 | 17.0765 | 0
679 | 0 | 0 | 21.55 | 0 | 0 | 0 | 0 | 0 | 61.6767 | 77.39 | 0 | 0 | 0 | 0 | 0 | 365.44 | 7845.92 | 0 | 0 | 0 | 0 | 1.44 | 0 | 32.8 | 17.08 | 0 | 0 | 81.3284 | 1.9062 | 0 | 0 | 0 | 0 | 0 | 17.0765 | 0 | 0 | 365.4372 | 17.0765 | 0
680 | 8.76 | 423.23 | 23.59 | 0 | 0 | 0 | 0 | 0 | 0 | 77.39 | 0 | 0 | 0 | 322.04 | 0 | 140.01 | 7705.91 | 0 | 0 | 1.26 | 0 | 1.81 | 42.12 | 57.2 | 17.08 | 0 | 0 | 86.3487 | 3.8124 | 0 | 0 | 0 | 0 | 0 | 17.0765 | 0 | 0 | 365.4372 | 17.0765 | 0
681 | 23.2 | 980.36 | 25.07 | 0 | 0 | 0 | 0 | 0 | 0 | 77.39 | 0 | 0 | 0 | 932.32 | 287.19 | 0 | 7993.09 | 0 | 0 | 1.22 | 0 | 2.43 | 0 | 46.8 | 17.08 | 0 | 0 | 89.3608 | 5.7186 | 0 | 0 | 0 | 0 | 0 | 17.0765 | 0 | 0 | 365.4372 | 17.0765 | 0
682 | 34.67 | 1332.41 | 31.34 | 0 | 0 | 0 | 0 | 0 | 0 | 77.39 | 0 | 0 | 0 | 1261.87 | 517.87 | 0 | 8510.97 | 0 | 0 | 1.2 | 0 | 3.14 | 40.17 | 76.88 | 17.08 | 0 | 0 | 91.3689 | 3.8124 | 0 | 0 | 0 | 0 | 0 | 17.0765 | 0 | 0 | 365.4372 | 17.0765 | 0
683 | 42.95 | 1549.06 | 38.52 | 0 | 0 | 0 | 0 | 117.1 | 0 | 190.27 | 0 | 0 | 0 | 1377.96 | 599.13 | 0 | 9110.1 | 0 | 0 | 0.67 | 0 | 3.42 | 39.62 | 107.84 | 17.08 | 0 | 0 | 91.3689 | 3.8124 | 0 | 0 | 0 | 0 | 0 | 17.0765 | 0 | 0 | 365.4372 | 17.0765 | 0
684 | 45.58 | 1612.56 | 43.84 | 0 | 0 | 0 | 0 | 157.14 | 0 | 341.75 | 0 | 0 | 0 | 1377.96 | 599.13 | 0 | 9709.23 | 0 | 0 | 1.19 | 0 | 4.37 | 39.7 | 142.12 | 17.08 | 30.83 | 0 | 91.3689 | 3.8124 | 0 | 0 | 0 | 0 | 0 | 17.0765 | 0 | 0 | 365.4372 | 17.0765 | 0
685 | 45.96 | 1621.38 | 46.79 | 0 | 0 | 0 | 0 | 157.14 | 0 | 493.23 | 0 | 0 | 0 | 1377.96 | 599.13 | 0 | 10308.37 | 0 | 0 | 1.2 | 0 | 5.42 | 40.31 | 178.6 | 17.08 | 42.39 | 0 | 90.3649 | 4.7655 | 0 | 0 | 0 | 0 | 0 | 17.0765 | 0 | 0 | 365.4372 | 17.0765 | 0
686 | 44.77 | 1593.31 | 49.17 | 0 | 0 | 0 | 0 | 157.14 | 0 | 644.71 | 0 | 0 | 0 | 1377.96 | 599.13 | 0 | 10907.5 | 0 | 0 | 1.18 | 0 | 6.47 | 39.49 | 214.95 | 17.08 | 17.36 | 0 | 89.3608 | 4.7655 | 0 | 0 | 0 | 0 | 0 | 17.0765 | 0 | 0 | 365.4372 | 17.0765 | 0
687 | 35.78 | 1363.18 | 51.32 | 0 | 0 | 0 | 0 | 157.14 | 0 | 796.19 | 0 | 0 | 0 | 1198.89 | 473.79 | 0 | 11381.29 | 0 | 0 | 1.13 | 0 | 7.48 | 0 | 213.66 | 17.08 | 0 | 0 | 88.3568 | 4.7655 | 0 | 0 | 0 | 0 | 0 | 17.0765 | 0 | 0 | 365.4372 | 17.0765 | 0
688 | 25.4 | 1053.28 | 50.63 | 0 | 0 | 0 | 0 | 0 | 0 | 796.19 | 0 | 0 | 0 | 1035.18 | 359.19 | 0 | 11740.47 | 0 | 0 | 0 | 0 | 7.44 | 0 | 212.78 | 17.08 | 0 | 0 | 89.3608 | 4.7655 | 0 | 0 | 0 | 0 | 0 | 17.0765 | 0 | 0 | 365.4372 | 17.0765 | 0
689 | 15.01 | 683.11 | 49.06 | 0 | 0 | 0 | 0 | 0 | 0 | 796.19 | 0 | 0 | 0 | 649.97 | 89.54 | 0 | 11830.02 | 0 | 0 | 1.13 | 0 | 8.47 | 0 | 212.13 | 17.08 | 0 | 0 | 90.3649 | 5.7186 | 0 | 0 | 0 | 0 | 0 | 17.0765 | 0 | 0 | 365.4372 | 17.0765 | 0
690 | 10.76 | 509.72 | 48.2 | 0 | 0 | 0 | 0 | 0 | 0 | 796.19 | 0 | 0 | 0 | 468.5 | 0 | 37.48 | 11792.53 | 0 | 0 | 1.12 | 0 | 9.38 | 0 | 209.04 | 17.08 | 0 | 0 | 92.373 | 6.6717 | 0 | 0 | 0 | 0 | 0 | 17.0765 | 0 | 0 | 365.4372 | 17.0765 | 0
691 | 5.65 | 281.74 | 47.51 | 0 | 0 | 0 | 0 | 157.14 | 0 | 947.67 | 0 | 0 | 0 | 35.7 | 0 | 340.45 | 11452.08 | 0 | 0 | 1.13 | 0 | 10.06 | 37.87 | 237.63 | 17.08 | 0 | 0 | 96.3892 | 6.6717 | 0 | 0 | 0 | 0 | 0 | 17.0765 | 0 | 0 | 365.4372 | 17.0765 | 0
692 | 0 | 0 | 47.38 | 0 | 0 | 0 | 0 | 0 | 60.7513 | 884.65 | 0 | 0 | 0 | 0 | 0 | 365.44 | 11086.65 | 0 | 0 | 0 | 0 | 9.59 | 0 | 228.6 | 17.08 | 0 | 0 | 102.4135 | 5.7186 | 0 | 0 | 0 | 0 | 0 | 17.0765 | 0 | 0 | 365.4372 | 17.0765 | 0
693 | 0 | 0 | 48.13 | 0 | 0 | 0 | 0 | 0 | 60.0572 | 822.35 | 0 | 0 | 0 | 0 | 0 | 365.44 | 10721.21 | 0 | 0 | 0 | 0 | 9 | 0 | 217.41 | 17.08 | 0 | 0 | 103.4176 | 4.7655 | 0 | 0 | 0 | 0 | 0 | 17.0765 | 0 | 0 | 365.4372 | 17.0765 | 0
694 | 0 | 0 | 48.65 | 0 | 0 | 0 | 0 | 0 | 51.5451 | 768.88 | 0 | 0 | 0 | 0 | 0 | 365.44 | 10355.77 | 0 | 0 | 0 | 0 | 8.33 | 0 | 204.7 | 17.08 | 0 | 0 | 96.3892 | 3.8124 | 0 | 0 | 0 | 0 | 0 | 17.0765 | 0 | 0 | 365.4372 | 17.0765 | 0
695 | 0 | 0 | 48.97 | 0 | 0 | 0 | 0 | 0 | 39.2348 | 728.18 | 0 | 0 | 0 | 0 | 0 | 365.44 | 9990.33 | 0 | 0 | 0 | 0 | 7.61 | 0 | 190.96 | 17.08 | 0 | 0 | 85.3446 | 2.8593 | 0 | 0 | 0 | 0 | 0 | 17.0765 | 0 | 0 | 365.4372 | 17.0765 | 0
696 | 0 | 0 | 49.02 | 0 | 0 | 0 | 0 | 0 | 30.2021 | 696.85 | 0 | 0 | 0 | 0 | 0 | 365.44 | 9624.9 | 0 | 0 | 0 | 0 | 6.89 | 0 | 177.37 | 17.08 | 0 | 0 | 77.3122 | 1.9062 | 0 | 0 | 0 | 0 | 0 | 17.0765 | 0 | 0 | 365.4372 | 17.0765 | 0
697 | 0 | 0 | 48.83 | 0 | 0 | 0 | 0 | 0 | 24.4181 | 671.52 | 0 | 0 | 0 | 0 | 0 | 365.44 | 9259.46 | 0 | 0 | 0 | 0 | 6.24 | 0 | 164.93 | 17.08 | 0 | 0 | 72.2919 | 0.95311 | 0 | 0 | 0 | 0 | 0 | 17.0765 | 0 | 0 | 365.4372 | 17.0765 | 0
698 | 0 | 0 | 48.09 | 0 | 0 | 0 | 0 | 0 | 21.1887 | 649.54 | 0 | 0 | 0 | 0 | 0 | 365.44 | 8894.02 | 0 | 0 | 0 | 0 | 5.5 | 0 | 150.93 | 17.08 | 0 | 0 | 69.2797 | 0 | 0 | 0 | 0 | 0 | 0 | 17.0765 | 0 | 0 | 365.4372 | 17.0765 | 0
699 | 0 | 0 | 46.72 | 0 | 0 | 0 | 0 | 0 | 20.5525 | 628.22 | 0 | 0 | 0 | 0 | 0 | 365.44 | 8528.59 | 0 | 0 | 0 | 0 | 4.62 | 0 | 134.15 | 17.08 | 0 | 0 | 67.2716 | 0 | 0 | 0 | 0 | 0 | 0 | 17.0765 | 0 | 0 | 365.4372 | 17.0765 | 0
700 | 0 | 0 | 47.28 | 0 | 0 | 0 | 0 | 0 | 21.9985 | 605.4 | 0 | 0 | 0 | 0 | 0 | 365.44 | 8163.15 | 0 | 0 | 0 | 0 | 3.68 | 0 | 116.44 | 17.08 | 0 | 0 | 69.2797 | 0 | 0 | 0 | 0 | 0 | 0 | 17.0765 | 0 | 0 | 365.4372 | 17.0765 | 0
701 | 0 | 0 | 48.84 | 0 | 0 | 0 | 0 | 0 | 23.4541 | 581.07 | 0 | 0 | 0 | 0 | 0 | 365.44 | 7797.71 | 0 | 0 | 0 | 0 | 2.78 | 0 | 99.22 | 17.08 | 0 | 0 | 72.2919 | 0 | 0 | 0 | 0 | 0 | 0 | 17.0765 | 0 | 0 | 365.4372 | 17.0765 | 0
702 | 0 | 0 | 50.25 | 0 | 0 | 0 | 0 | 0 | 27.0113 | 553.05 | 0 | 0 | 0 | 0 | 0 | 365.44 | 7432.27 | 0 | 0 | 0 | 0 | 1.85 | 0 | 81.57 | 17.08 | 0 | 0 | 76.3081 | 0.95311 | 0 | 0 | 0 | 0 | 0 | 17.0765 | 0 | 0 | 365.4372 | 17.0765 | 0
703 | 0 | 0 | 51.41 | 0 | 0 | 0 | 0 | 0 | 32.8242 | 519 | 0 | 0 | 0 | 0 | 0 | 365.44 | 7066.84 | 0 | 0 | 0 | 0 | 0.95 | 0 | 64.52 | 17.08 | 0 | 0 | 82.3324 | 1.9062 | 0 | 0 | 0 | 0 | 0 | 17.0765 | 0 | 0 | 365.4372 | 17.0765 | 0
704 | 0.66 | 34.61 | 52.27 | 0 | 0 | 0 | 0 | 0 | 2.6317 | 516.28 | 0 | 0 | 0 | 0 | 0 | 365.44 | 6701.4 | 0 | 0 | 0 | 0 | 0.13 | 0 | 48.9 | 17.08 | 0 | 0 | 86.3487 | 3.8124 | 0 | 0 | 0 | 0 | 0 | 17.0765 | 0 | 0 | 365.4372 | 17.0765 | 0
705 | 4.96 | 249.33 | 52.75 | 0 | 0 | 0 | 0 | 0 | 0 | 516.28 | 0 | 0 | 0 | 210.74 | 0 | 217.92 | 6483.48 | 0 | 0 | 1.22 | 0 | 0.74 | 0 | 38.5 | 17.08 | 0 | 0 | 89.3608 | 5.7186 | 0 | 0 | 0 | 0 | 0 | 17.0765 | 0 | 0 | 365.4372 | 17.0765 | 0
706 | 7.73 | 377.5 | 52.19 | 0 | 0 | 0 | 0 | 0 | 0 | 516.28 | 0 | 0 | 0 | 300.87 | 0 | 154.83 | 6328.65 | 0 | 0 | 1.2 | 0 | 1.46 | 40.17 | 68.58 | 17.08 | 0 | 0 | 91.3689 | 3.8124 | 0 | 0 | 0 | 0 | 0 | 17.0765 | 0 | 0 | 365.4372 | 17.0765 | 0
707 | 5.8 | 288.82 | 50.93 | 0 | 0 | 0 | 0 | 0 | 0 | 516.28 | 0 | 0 | 0 | 248.19 | 0 | 191.71 | 6136.95 | 0 | 0 | 1.18 | 0 | 2.23 | 0 | 61.9 | 17.08 | 0 | 0 | 92.373 | 3.8124 | 0 | 0 | 0 | 0 | 0 | 17.0765 | 0 | 0 | 365.4372 | 17.0765 | 0
708 | 8.15 | 396.12 | 49.07 | 0 | 0 | 0 | 0 | 0 | 0 | 516.28 | 0 | 0 | 0 | 317.27 | 0 | 143.35 | 5993.6 | 0 | 0 | 1.19 | 0 | 3.17 | 39.7 | 96.18 | 17.08 | 0 | 0 | 91.3689 | 3.8124 | 0 | 0 | 0 | 0 | 0 | 17.0765 | 0 | 0 | 365.4372 | 17.0765 | 0
709 | 10.16 | 484.41 | 46.52 | 0 | 0 | 0 | 0 | 0.83 | 0 | 517.08 | 0 | 0 | 0 | 443.93 | 0 | 54.68 | 5938.92 | 0 | 0 | 1.2 | 0 | 4.22 | 0 | 94.36 | 17.08 | 0 | 0 | 90.3649 | 4.7655 | 0 | 0 | 0 | 0 | 0 | 17.0765 | 0 | 0 | 365.4372 | 17.0765 | 0
710 | 11.32 | 533.48 | 44.11 | 0 | 0 | 0 | 0 | 0 | 0 | 517.08 | 0 | 0 | 0 | 454.12 | 0 | 47.56 | 5891.36 | 0 | 0 | 1.18 | 0 | 5.28 | 39.49 | 130.71 | 17.08 | 0 | 0 | 89.3608 | 4.7655 | 0 | 0 | 0 | 0 | 0 | 17.0765 | 0 | 0 | 365.4372 | 17.0765 | 0
711 | 11.48 | 540.23 | 42.49 | 0 | 0 | 0 | 0 | 0 | 0 | 517.08 | 0 | 0 | 0 | 499.94 | 0 | 15.48 | 5875.88 | 0 | 0 | 1.13 | 0 | 6.29 | 0 | 129.42 | 17.08 | 0 | 0 | 88.3568 | 4.7655 | 0 | 0 | 0 | 0 | 0 | 17.0765 | 0 | 0 | 365.4372 | 17.0765 | 0
712 | 10.75 | 509.49 | 40.59 | 0 | 0 | 0 | 0 | 157.14 | 0 | 668.56 | 0 | 0 | 0 | 270.93 | 0 | 175.79 | 5700.09 | 0 | 0 | 1.12 | 0 | 7.31 | 37.52 | 164.18 | 17.08 | 0 | 0 | 89.3608 | 4.7655 | 0 | 0 | 0 | 0 | 0 | 17.0765 | 0 | 0 | 365.4372 | 17.0765 | 0
713 | 9.33 | 448.54 | 38.48 | 0 | 0 | 0 | 0 | 0 | 0 | 668.56 | 0 | 0 | 0 | 399.13 | 0 | 86.04 | 5614.05 | 0 | 0 | 1.13 | 0 | 8.35 | 0 | 163.53 | 17.08 | 0 | 0 | 90.3649 | 5.7186 | 0 | 0 | 0 | 0 | 0 | 17.0765 | 0 | 0 | 365.4372 | 17.0765 | 0
714 | 6.04 | 300.07 | 37.31 | 0 | 0 | 0 | 0 | 0 | 0 | 668.56 | 0 | 0 | 0 | 205.7 | 0 | 221.45 | 5392.6 | 0 | 0 | 1.12 | 0 | 9.25 | 37.55 | 196.12 | 17.08 | 0 | 0 | 92.373 | 6.6717 | 0 | 0 | 0 | 0 | 0 | 17.0765 | 0 | 0 | 365.4372 | 17.0765 | 0
715 | 2.82 | 144.9 | 37.04 | 0 | 0 | 0 | 0 | 0 | 0 | 668.56 | 0 | 0 | 0 | 81.57 | 0 | 308.34 | 5084.27 | 0 | 0 | 1.13 | 0 | 9.93 | 0 | 188.73 | 17.08 | 0 | 0 | 95.3851 | 6.6717 | 0 | 0 | 0 | 0 | 0 | 17.0765 | 0 | 0 | 365.4372 | 17.0765 | 0
716 | 0 | 0 | 37.07 | 0 | 0 | 0 | 0 | 0 | 70.0635 | 595.88 | 0 | 0 | 0 | 0 | 0 | 365.44 | 4718.83 | 0 | 0 | 0 | 0 | 9.46 | 0 | 179.7 | 17.08 | 0 | 0 | 101.4095 | 5.7186 | 0 | 0 | 0 | 0 | 0 | 17.0765 | 0 | 0 | 365.4372 | 17.0765 | 0
717 | 0 | 0 | 37.09 | 0 | 0 | 0 | 0 | 0 | 70.0924 | 523.18 | 0 | 0 | 0 | 0 | 0 | 365.44 | 4353.39 | 0 | 0 | 0 | 0 | 8.87 | 0 | 168.51 | 17.08 | 0 | 0 | 102.4135 | 4.7655 | 0 | 0 | 0 | 0 | 0 | 17.0765 | 0 | 0 | 365.4372 | 17.0765 | 0
718 | 0 | 0 | 39.58 | 0 | 0 | 0 | 0 | 0 | 59.6138 | 461.33 | 0 | 0 | 0 | 0 | 0 | 365.44 | 3987.96 | 0 | 0 | 0 | 0 | 8.2 | 0 | 155.81 | 17.08 | 0 | 0 | 95.3851 | 3.8124 | 0 | 0 | 0 | 0 | 0 | 17.0765 | 0 | 0 | 365.4372 | 17.0765 | 0
719 | 0 | 0 | 41.51 | 0 | 0 | 0 | 0 | 0 | 45.6936 | 413.93 | 0 | 0 | 0 | 0 | 0 | 365.44 | 3622.52 | 0 | 0 | 0 | 0 | 7.48 | 0 | 142.07 | 17.08 | 0 | 0 | 84.3406 | 2.8593 | 0 | 0 | 0 | 0 | 0 | 17.0765 | 0 | 0 | 365.4372 | 17.0765 | 0
720 | 0 | 0 | 41.36 | 0 | 0 | 0 | 0 | 0 | 36.8537 | 375.7 | 0 | 0 | 0 | 0 | 0 | 365.44 | 3257.08 | 0 | 0 | 0 | 0 | 6.76 | 0 | 128.47 | 17.08 | 0 | 0 | 76.3081 | 1.9062 | 0 | 0 | 0 | 0 | 0 | 17.0765 | 0 | 0 | 365.4372 | 17.0765 | 0
721 | 0 | 0 | 40.39 | 0 | 0 | 0 | 0 | 0 | 31.8506 | 342.66 | 0 | 0 | 0 | 0 | 0 | 365.44 | 2891.64 | 0 | 0 | 0 | 0 | 6.11 | 0 | 116.03 | 17.08 | 0 | 0 | 71.2878 | 0.95311 | 0 | 0 | 0 | 0 | 0 | 17.0765 | 0 | 0 | 365.4372 | 17.0765 | 0
722 | 0 | 0 | 39.63 | 0 | 0 | 0 | 0 | 0 | 27.6379 | 313.98 | 0 | 0 | 0 | 0 | 0 | 365.44 | 2526.21 | 0 | 0 | 0 | 0 | 5.37 | 0 | 102.03 | 17.08 | 0 | 0 | 67.2716 | 0 | 0 | 0 | 0 | 0 | 0 | 17.0765 | 0 | 0 | 365.4372 | 17.0765 | 0
723 | 0 | 0 | 39.23 | 0 | 0 | 0 | 0 | 0 | 27.0306 | 285.94 | 0 | 0 | 0 | 0 | 0 | 365.44 | 2160.77 | 0 | 0 | 0 | 0 | 4.49 | 0 | 85.25 | 17.08 | 0 | 0 | 66.2676 | 0 | 0 | 0 | 0 | 0 | 0 | 17.0765 | 0 | 0 | 365.4372 | 17.0765 | 0
724 | 0 | 0 | 37.99 | 0 | 0 | 0 | 0 | 0 | 29.2863 | 255.56 | 0 | 0 | 0 | 0 | 0 | 365.44 | 1795.33 | 0 | 0 | 0 | 0 | 3.55 | 0 | 67.54 | 17.08 | 0 | 0 | 67.2716 | 0 | 0 | 0 | 0 | 0 | 0 | 17.0765 | 0 | 0 | 365.4372 | 17.0765 | 0
725 | 0 | 0 | 37.22 | 0 | 0 | 0 | 0 | 0 | 33.0652 | 221.26 | 0 | 0 | 0 | 0 | 0 | 365.44 | 1429.9 | 0 | 0 | 0 | 0 | 2.65 | 0 | 50.32 | 17.08 | 0 | 0 | 70.2838 | 0 | 0 | 0 | 0 | 0 | 0 | 17.0765 | 0 | 0 | 365.4372 | 17.0765 | 0
726 | 0 | 0 | 37.38 | 0 | 0 | 0 | 0 | 0 | 38.8781 | 180.93 | 0 | 0 | 0 | 0 | 0 | 365.44 | 1064.46 | 0 | 0 | 0 | 0 | 1.72 | 0 | 32.67 | 17.08 | 0 | 0 | 75.3041 | 0.95311 | 0 | 0 | 0 | 0 | 0 | 17.0765 | 0 | 0 | 365.4372 | 17.0765 | 0
727 | 0 | 0 | 37.32 | 0 | 0 | 0 | 0 | 0 | 44.9128 | 134.34 | 0 | 0 | 0 | 0 | 0 | 365.44 | 699.02 | 0 | 0 | 0 | 0 | 0.82 | 0 | 15.62 | 17.08 | 0 | 0 | 80.3243 | 1.9062 | 0 | 0 | 0 | 0 | 0 | 17.0765 | 0 | 0 | 365.4372 | 17.0765 | 0
728 | 4.6 | 231.83 | 36.83 | 0 | 0 | 0 | 0 | 0 | 0 | 134.34 | 0 | 0 | 0 | 184.11 | 0 | 236.56 | 462.46 | 0 | 0 | 0 | 0 | 0 | 0 | 0 | 17.08 | 0 | 0 | 85.3446 | 3.8124 | 0 | 0 | 0 | 0 | 0 | 17.0765 | 0 | 0 | 365.4372 | 17.0765 | 0
729 | 16.12 | 725.93 | 35.93 | 0 | 0 | 0 | 0 | 0 | 0 | 134.34 | 0 | 0 | 0 | 641.71 | 83.76 | 0 | 546.22 | 0 | 0 | 1.22 | 0 | 0.61 | 40.97 | 28.52 | 17.08 | 0 | 0 | 88.3568 | 5.7186 | 0 | 0 | 0 | 0 | 0 | 17.0765 | 0 | 0 | 365.4372 | 17.0765 | 0
730 | 24.98 | 1039.73 | 34.24 | 0 | 0 | 0 | 0 | 0 | 0 | 134.34 | 0 | 0 | 0 | 1003.58 | 337.07 | 0 | 883.28 | 0 | 0 | 1.2 | 0 | 1.33 | 0 | 20.45 | 17.08 | 0 | 0 | 90.3649 | 3.8124 | 0 | 0 | 0 | 0 | 0 | 17.0765 | 0 | 0 | 365.4372 | 17.0765 | 0
731 | 30.22 | 1203.69 | 32.29 | 0 | 0 | 0 | 0 | 0 | 0 | 134.34 | 0 | 0 | 0 | 1131.22 | 426.41 | 0 | 1309.7 | 0 | 0 | 1.18 | 0 | 2.1 | 39.62 | 51.41 | 17.08 | 0 | 0 | 90.3649 | 3.8124 | 0 | 0 | 0 | 0 | 0 | 17.0765 | 0 | 0 | 365.4372 | 17.0765 | 0
732 | 36.97 | 1395.39 | 30.11 | 0 | 0 | 0 | 0 | 0 | 0 | 134.34 | 0 | 0 | 0 | 1368.11 | 592.24 | 0 | 1901.94 | 0 | 0 | 1.19 | 0 | 3.05 | 0 | 47.97 | 17.08 | 0 | 0 | 89.3608 | 3.8124 | 0 | 0 | 0 | 0 | 0 | 17.0765 | 0 | 0 | 365.4372 | 17.0765 | 0
733 | 41.78 | 1520.05 | 28.44 | 0 | 0 | 0 | 0 | 84.15 | 0 | 215.45 | 0 | 0 | 0 | 1377.96 | 599.13 | 0 | 2501.07 | 0 | 0 | 1.2 | 0 | 4.09 | 33.84 | 78.3 | 17.08 | 0 | 0 | 88.3568 | 4.7655 | 0 | 0 | 0 | 0 | 0 | 17.0765 | 0 | 0 | 365.4372 | 17.0765 | 0
734 | 45.14 | 1602.08 | 27.74 | 0 | 0 | 0 | 0 | 157.14 | 0 | 366.94 | 0 | 0 | 0 | 1377.96 | 599.13 | 0 | 3100.2 | 0 | 0 | 1.18 | 0 | 5.15 | 39.49 | 114.65 | 17.08 | 7.08 | 0 | 87.3527 | 4.7655 | 0 | 0 | 0 | 0 | 0 | 17.0765 | 0 | 0 | 365.4372 | 17.0765 | 0
735 | 44.64 | 1590.01 | 27.21 | 0 | 0 | 0 | 0 | 152.63 | 0 | 514.07 | 0 | 0 | 0 | 1377.96 | 599.13 | 0 | 3699.34 | 0 | 0 | 1.13 | 0 | 6.16 | 38.02 | 149.48 | 17.08 | 0 | 0 | 87.3527 | 4.7655 | 0 | 0 | 0 | 0 | 0 | 17.0765 | 0 | 0 | 365.4372 | 17.0765 | 0
736 | 43.53 | 1563.39 | 25.33 | 0 | 0 | 0 | 0 | 123.54 | 0 | 633.16 | 0 | 0 | 0 | 1377.96 | 599.13 | 0 | 4298.47 | 0 | 0 | 1.12 | 0 | 7.18 | 37.52 | 184.24 | 17.08 | 0 | 0 | 87.3527 | 4.7655 | 0 | 0 | 0 | 0 | 0 | 17.0765 | 0 | 0 | 365.4372 | 17.0765 | 0
737 | 42.1 | 1527.97 | 23.94 | 0 | 0 | 0 | 0 | 119.84 | 0 | 748.69 | 0 | 0 | 0 | 1377.96 | 599.13 | 0 | 4897.6 | 0 | 0 | 1.13 | 0 | 8.22 | 0 | 183.58 | 17.08 | 0 | 0 | 89.3608 | 5.7186 | 0 | 0 | 0 | 0 | 0 | 17.0765 | 0 | 0 | 365.4372 | 17.0765 | 0
738 | 36.65 | 1386.78 | 24.53 | 0 | 0 | 0 | 0 | 0 | 0 | 748.69 | 0 | 0 | 0 | 1349.8 | 579.43 | 0 | 5477.03 | 0 | 0 | 1.12 | 0 | 9.12 | 0 | 180.5 | 17.08 | 0 | 0 | 90.3649 | 6.6717 | 0 | 0 | 0 | 0 | 0 | 17.0765 | 0 | 0 | 365.4372 | 17.0765 | 0
739 | 27.29 | 1113.67 | 24.53 | 0 | 0 | 0 | 0 | 0 | 0 | 748.69 | 0 | 0 | 0 | 1064.04 | 379.39 | 0 | 5856.42 | 0 | 0 | 0.4 | 0 | 9.11 | 0 | 173.11 | 17.08 | 0 | 0 | 94.3811 | 6.6717 | 0 | 0 | 0 | 0 | 0 | 17.0765 | 0 | 0 | 365.4372 | 17.0765 | 0
740 | 0 | 0 | 23 | 0 | 0 | 0 | 0 | 0 | 83.1161 | 662.46 | 0 | 0 | 0 | 0 | 0 | 365.44 | 5490.98 | 0 | 0 | 0 | 0 | 8.64 | 0 | 164.08 | 17.08 | 0 | 0 | 100.4054 | 5.7186 | 0 | 0 | 0 | 0 | 0 | 17.0765 | 0 | 0 | 365.4372 | 17.0765 | 0
741 | 0 | 0 | 20.83 | 0 | 0 | 0 | 0 | 0 | 85.3429 | 573.93 | 0 | 0 | 0 | 0 | 0 | 365.44 | 5125.54 | 0 | 0 | 0 | 0 | 8.05 | 0 | 152.89 | 17.08 | 0 | 0 | 101.4095 | 4.7655 | 0 | 0 | 0 | 0 | 0 | 17.0765 | 0 | 0 | 365.4372 | 17.0765 | 0
742 | 0 | 0 | 19.7 | 0 | 0 | 0 | 0 | 0 | 78.4985 | 492.51 | 0 | 0 | 0 | 0 | 0 | 365.44 | 4760.11 | 0 | 0 | 0 | 0 | 7.38 | 0 | 140.18 | 17.08 | 0 | 0 | 94.3811 | 3.8124 | 0 | 0 | 0 | 0 | 0 | 17.0765 | 0 | 0 | 365.4372 | 17.0765 | 0
743 | 0 | 0 | 19.34 | 0 | 0 | 0 | 0 | 0 | 66.8534 | 423.16 | 0 | 0 | 0 | 0 | 0 | 365.44 | 4394.67 | 0 | 0 | 0 | 0 | 6.66 | 0 | 126.45 | 17.08 | 0 | 0 | 83.3365 | 2.8593 | 0 | 0 | 0 | 0 | 0 | 17.0765 | 0 | 0 | 365.4372 | 17.0765 | 0
744 | 0 | 0 | 19.42 | 0 | 0 | 0 | 0 | 0 | 56.7796 | 364.26 | 0 | 0 | 0 | 0 | 0 | 365.44 | 4029.23 | 0 | 0 | 0 | 0 | 5.94 | 0 | 112.85 | 17.08 | 0 | 0 | 74.3 | 1.9062 | 0 | 0 | 0 | 0 | 0 | 17.0765 | 0 | 0 | 365.4372 | 17.0765 | 0
745 | 0 | 0 | 20.08 | 0 | 0 | 0 | 0 | 0 | 51.1595 | 311.18 | 0 | 0 | 0 | 0 | 0 | 365.44 | 3663.8 | 0 | 0 | 0 | 0 | 5.28 | 0 | 100.41 | 17.08 | 0 | 0 | 70.2838 | 0.95311 | 0 | 0 | 0 | 0 | 0 | 17.0765 | 0 | 0 | 365.4372 | 17.0765 | 0
746 | 0 | 0 | 20.89 | 0 | 0 | 0 | 0 | 0 | 45.3755 | 264.11 | 0 | 0 | 0 | 0 | 0 | 365.44 | 3298.36 | 0 | 0 | 0 | 0 | 4.55 | 0 | 86.41 | 17.08 | 0 | 0 | 66.2676 | 0 | 0 | 0 | 0 | 0 | 0 | 17.0765 | 0 | 0 | 365.4372 | 17.0765 | 0
747 | 0 | 0 | 21.14 | 0 | 0 | 0 | 0 | 0 | 44.1223 | 218.34 | 0 | 0 | 0 | 0 | 0 | 365.44 | 2932.92 | 0 | 0 | 0 | 0 | 3.66 | 0 | 69.63 | 17.08 | 0 | 0 | 65.2635 | 0 | 0 | 0 | 0 | 0 | 0 | 17.0765 | 0 | 0 | 365.4372 | 17.0765 | 0
748 | 0 | 0 | 20.55 | 0 | 0 | 0 | 0 | 0 | 45.7129 | 170.91 | 0 | 0 | 0 | 0 | 0 | 365.44 | 2567.48 | 0 | 0 | 0 | 0 | 2.73 | 0 | 51.92 | 17.08 | 0 | 0 | 66.2676 | 0 | 0 | 0 | 0 | 0 | 0 | 17.0765 | 0 | 0 | 365.4372 | 17.0765 | 0
749 | 0 | 0 | 20.46 | 0 | 0 | 0 | 0 | 0 | 49.8195 | 119.23 | 0 | 0 | 0 | 0 | 0 | 365.44 | 2202.05 | 0 | 0 | 0 | 0 | 1.83 | 0 | 34.7 | 17.08 | 0 | 0 | 70.2838 | 0 | 0 | 0 | 0 | 0 | 0 | 17.0765 | 0 | 0 | 365.4372 | 17.0765 | 0
750 | 0 | 0 | 20.82 | 0 | 0 | 0 | 0 | 0 | 54.4274 | 62.77 | 0 | 0 | 0 | 0 | 0 | 365.44 | 1836.61 | 0 | 0 | 0 | 0 | 0.9 | 0 | 17.05 | 17.08 | 0 | 0 | 74.3 | 0.95311 | 0 | 0 | 0 | 0 | 0 | 17.0765 | 0 | 0 | 365.4372 | 17.0765 | 0
751 | 0 | 0 | 20.71 | 0 | 0 | 0 | 0 | 0 | 60.5103 | 0 | 0 | 0 | 0 | 0 | 0 | 365.44 | 1471.17 | 0 | 0 | 0 | 0 | 0 | 0 | 0 | 17.08 | 0 | 0 | 79.3203 | 1.9062 | 0 | 0 | 0 | 0 | 0 | 17.0765 | 0 | 0 | 365.4372 | 17.0765 | 0
752 | 19.72 | 859.57 | 20.1 | 0 | 0 | 0 | 0 | 0 | 0 | 0 | 0 | 0 | 0 | 793.93 | 190.32 | 0 | 1661.49 | 0 | 0 | 0.87 | 0 | 0 | 16.44 | 0 | 17.08 | 0 | 0 | 84.3406 | 3.8124 | 0 | 0 | 0 | 0 | 0 | 17.0765 | 0 | 0 | 365.4372 | 17.0765 | 0
753 | 30.54 | 1213.14 | 18.77 | 0 | 0 | 0 | 0 | 0 | 0 | 0 | 0 | 0 | 0 | 1157.85 | 445.06 | 0 | 2106.55 | 0 | 0 | 0.58 | 0 | 0 | 10.95 | 0 | 17.08 | 0 | 0 | 87.3527 | 5.7186 | 0 | 0 | 0 | 0 | 0 | 17.0765 | 0 | 0 | 365.4372 | 17.0765 | 0
754 | 38.97 | 1448.44 | 17.09 | 0 | 0 | 0 | 0 | 16.55 | 0 | 15.95 | 0 | 0 | 0 | 1377.96 | 599.13 | 0 | 2705.68 | 0 | 0 | 1.2 | 0 | 0.71 | 15.62 | 6.76 | 17.08 | 0 | 0 | 89.3608 | 3.8124 | 0 | 0 | 0 | 0 | 0 | 17.0765 | 0 | 0 | 365.4372 | 17.0765 | 0
755 | 46.81 | 1641.27 | 15.22 | 0 | 0 | 0 | 0 | 157.14 | 0 | 167.43 | 0 | 0 | 0 | 1377.96 | 599.13 | 0 | 3304.81 | 0 | 0 | 1.18 | 0 | 1.49 | 39.62 | 37.72 | 17.08 | 33.22 | 0 | 90.3649 | 3.8124 | 0 | 0 | 0 | 0 | 0 | 17.0765 | 0 | 0 | 365.4372 | 17.0765 | 0
756 | 51.34 | 1743.2 | 13.56 | 0 | 0 | 0 | 0 | 157.14 | 0 | 318.91 | 0 | 0 | 0 | 1377.96 | 599.13 | 0 | 3903.95 | 0 | 0 | 1.19 | 0 | 2.43 | 39.7 | 72 | 17.08 | 138.95 | 0 | 89.3608 | 3.8124 | 0 | 0 | 0 | 0 | 0 | 17.0765 | 0 | 0 | 365.4372 | 17.0765 | 0
757 | 53.94 | 1798.78 | 12.35 | 0 | 0 | 0 | 0 | 157.14 | 0 | 470.39 | 0 | 0 | 0 | 1377.96 | 599.13 | 0 | 4503.08 | 0 | 0 | 1.2 | 0 | 3.48 | 40.31 | 108.48 | 17.08 | 195.34 | 0 | 88.3568 | 4.7655 | 0 | 0 | 0 | 0 | 0 | 17.0765 | 0 | 0 | 365.4372 | 17.0765 | 0
758 | 55.46 | 1830.47 | 11.66 | 0 | 0 | 0 | 0 | 0 | 0 | 470.39 | 0 | 0 | 0 | 1377.96 | 599.13 | 0 | 5102.21 | 0 | 0 | 1.18 | 0 | 4.54 | 39.49 | 144.83 | 17.08 | 386.85 | 0 | 87.3527 | 4.7655 | 0 | 0 | 0 | 0 | 0 | 17.0765 | 0 | 0 | 365.4372 | 17.0765 | 0
759 | 54.35 | 1807.39 | 11.39 | 0 | 0 | 0 | 0 | 23.69 | 0 | 493.23 | 0 | 0 | 0 | 1377.96 | 599.13 | 0 | 5701.35 | 0 | 0 | 1.13 | 0 | 5.55 | 38.02 | 179.66 | 17.08 | 340.22 | 0 | 87.3527 | 4.7655 | 0 | 0 | 0 | 0 | 0 | 17.0765 | 0 | 0 | 365.4372 | 17.0765 | 0
760 | 52.64 | 1771.18 | 10.96 | 0 | 0 | 0 | 0 | 157.14 | 0 | 644.71 | 0 | 0 | 0 | 1377.96 | 599.13 | 0 | 6300.48 | 0 | 0 | 1.12 | 0 | 6.56 | 37.52 | 214.42 | 17.08 | 168.93 | 0 | 87.3527 | 4.7655 | 0 | 0 | 0 | 0 | 0 | 17.0765 | 0 | 0 | 365.4372 | 17.0765 | 0
761 | 50.61 | 1727.12 | 10.63 | 0 | 0 | 0 | 0 | 157.14 | 0 | 796.19 | 0 | 0 | 0 | 1377.96 | 599.13 | 0 | 6899.61 | 0 | 0 | 1.13 | 0 | 7.6 | 37.78 | 249.65 | 17.08 | 119.28 | 0 | 89.3608 | 5.7186 | 0 | 0 | 0 | 0 | 0 | 17.0765 | 0 | 0 | 365.4372 | 17.0765 | 0
762 | 48.56 | 1681.34 | 10.61 | 0 | 0 | 0 | 0 | 157.14 | 0 | 947.67 | 0 | 0 | 0 | 1377.96 | 599.13 | 0 | 7498.74 | 0 | 0 | 1.12 | 0 | 8.5 | 0 | 246.57 | 17.08 | 107.25 | 0 | 90.3649 | 6.6717 | 0 | 0 | 0 | 0 | 0 | 17.0765 | 0 | 0 | 365.4372 | 17.0765 | 0
763 | 41.01 | 1500.82 | 10.42 | 0 | 0 | 0 | 0 | 0 | 0 | 947.67 | 0 | 0 | 0 | 1377.96 | 599.13 | 0 | 8097.88 | 0 | 0 | 1.13 | 0 | 9.19 | 37.87 | 275.16 | 17.08 | 34.25 | 0 | 94.3811 | 6.6717 | 0 | 0 | 0 | 0 | 0 | 17.0765 | 0 | 0 | 365.4372 | 17.0765 | 0
764 | 0 | 0 | 9.67 | 0 | 0 | 0 | 0 | 0 | 96.4482 | 847.62 | 0 | 0 | 0 | 0 | 0 | 365.44 | 7732.44 | 0 | 0 | 0 | 0 | 8.71 | 0 | 266.13 | 17.08 | 0 | 0 | 100.4054 | 5.7186 | 0 | 0 | 0 | 0 | 0 | 17.0765 | 0 | 0 | 365.4372 | 17.0765 | 0
765 | 0 | 0 | 8.78 | 0 | 0 | 0 | 0 | 0 | 97.3929 | 746.59 | 0 | 0 | 0 | 0 | 0 | 365.44 | 7367 | 0 | 0 | 0 | 0 | 8.13 | 0 | 254.94 | 17.08 | 0 | 0 | 101.4095 | 4.7655 | 0 | 0 | 0 | 0 | 0 | 17.0765 | 0 | 0 | 365.4372 | 17.0765 | 0
766 | 0 | 0 | 8.25 | 0 | 0 | 0 | 0 | 0 | 89.9508 | 653.28 | 0 | 0 | 0 | 0 | 0 | 365.44 | 7001.57 | 0 | 0 | 0 | 0 | 7.46 | 0 | 242.23 | 17.08 | 0 | 0 | 94.3811 | 3.8124 | 0 | 0 | 0 | 0 | 0 | 17.0765 | 0 | 0 | 365.4372 | 17.0765 | 0
767 | 0 | 0 | 7.76 | 0 | 0 | 0 | 0 | 0 | 78.431 | 571.92 | 0 | 0 | 0 | 0 | 0 | 365.44 | 6636.13 | 0 | 0 | 0 | 0 | 6.73 | 0 | 228.49 | 17.08 | 0 | 0 | 83.3365 | 2.8593 | 0 | 0 | 0 | 0 | 0 | 17.0765 | 0 | 0 | 365.4372 | 17.0765 | 0
768 | 0 | 0 | 7.34 | 0 | 0 | 0 | 0 | 0 | 69.8707 | 499.44 | 0 | 0 | 0 | 0 | 0 | 365.44 | 6270.69 | 0 | 0 | 0 | 0 | 6.02 | 0 | 214.89 | 17.08 | 0 | 0 | 75.3041 | 1.9062 | 0 | 0 | 0 | 0 | 0 | 17.0765 | 0 | 0 | 365.4372 | 17.0765 | 0
769 | 0 | 0 | 7.18 | 0 | 0 | 0 | 0 | 0 | 64.0578 | 432.99 | 0 | 0 | 0 | 0 | 0 | 365.44 | 5905.25 | 0 | 0 | 0 | 0 | 5.36 | 0 | 202.46 | 17.08 | 0 | 0 | 70.2838 | 0.95311 | 0 | 0 | 0 | 0 | 0 | 17.0765 | 0 | 0 | 365.4372 | 17.0765 | 0
770 | 0 | 0 | 7.28 | 0 | 0 | 0 | 0 | 0 | 59.9897 | 370.76 | 0 | 0 | 0 | 0 | 0 | 365.44 | 5539.82 | 0 | 0 | 0 | 0 | 4.63 | 0 | 188.46 | 17.08 | 0 | 0 | 67.2716 | 0 | 0 | 0 | 0 | 0 | 0 | 17.0765 | 0 | 0 | 365.4372 | 17.0765 | 0
771 | 0 | 0 | 7.75 | 0 | 0 | 0 | 0 | 0 | 57.5219 | 311.09 | 0 | 0 | 0 | 0 | 0 | 365.44 | 5174.38 | 0 | 0 | 0 | 0 | 3.74 | 0 | 171.68 | 17.08 | 0 | 0 | 65.2635 | 0 | 0 | 0 | 0 | 0 | 0 | 17.0765 | 0 | 0 | 365.4372 | 17.0765 | 0
772 | 0 | 0 | 8.18 | 0 | 0 | 0 | 0 | 0 | 57.0784 | 251.88 | 0 | 0 | 0 | 0 | 0 | 365.44 | 4808.94 | 0 | 0 | 0 | 0 | 2.81 | 0 | 153.97 | 17.08 | 0 | 0 | 65.2635 | 0 | 0 | 0 | 0 | 0 | 0 | 17.0765 | 0 | 0 | 365.4372 | 17.0765 | 0
773 | 0 | 0 | 8.62 | 0 | 0 | 0 | 0 | 0 | 59.662 | 189.99 | 0 | 0 | 0 | 0 | 0 | 365.44 | 4443.51 | 0 | 0 | 0 | 0 | 1.9 | 0 | 136.75 | 17.08 | 0 | 0 | 68.2757 | 0 | 0 | 0 | 0 | 0 | 0 | 17.0765 | 0 | 0 | 365.4372 | 17.0765 | 0
774 | 0 | 0 | 9.03 | 0 | 0 | 0 | 0 | 0 | 65.2242 | 122.34 | 0 | 0 | 0 | 0 | 0 | 365.44 | 4078.07 | 0 | 0 | 0 | 0 | 0.98 | 0 | 119.1 | 17.08 | 0 | 0 | 73.296 | 0.95311 | 0 | 0 | 0 | 0 | 0 | 17.0765 | 0 | 0 | 365.4372 | 17.0765 | 0
775 | 0 | 0 | 9.08 | 0 | 0 | 0 | 0 | 0 | 117.4923 | 0.45 | 0 | 0 | 0 | 46.35 | 0 | 332.99 | 3745.08 | 0 | 0 | 0 | 0 | 0.08 | 0 | 102.05 | 17.08 | 0 | 0 | 78.3162 | 1.9062 | 0 | 0 | 0 | 0 | 0 | 17.0765 | 0 | 0 | 365.4372 | 17.0765 | 0
776 | 19.54 | 853.03 | 8.83 | 0 | 0 | 0 | 0 | 0 | 0 | 0.45 | 0 | 0 | 0 | 793.99 | 190.36 | 0 | 3935.43 | 0 | 0 | 1.26 | 0 | 0.45 | 0 | 86.43 | 17.08 | 0 | 0 | 82.3324 | 3.8124 | 0 | 0 | 0 | 0 | 0 | 17.0765 | 0 | 0 | 365.4372 | 17.0765 | 0
777 | 31.14 | 1230.97 | 8.31 | 0 | 0 | 0 | 0 | 0 | 0.4338 | 0 | 0 | 0 | 0 | 1179.69 | 460.34 | 0 | 4395.78 | 0 | 0 | 0.1 | 0 | 0 | 0 | 76.03 | 17.08 | 0 | 0 | 85.3446 | 5.7186 | 0 | 0 | 0 | 0 | 0 | 17.0765 | 0 | 0 | 365.4372 | 17.0765 | 0
778 | 38.78 | 1443.46 | 6.5 | 0 | 0 | 0 | 0 | 0.74 | 0 | 0.71 | 0 | 0 | 0 | 1377.96 | 599.13 | 0 | 4994.91 | 0 | 0 | 1.2 | 0 | 0.71 | 17.69 | 84.75 | 17.08 | 0 | 0 | 87.3527 | 3.8124 | 0 | 0 | 0 | 0 | 0 | 17.0765 | 0 | 0 | 365.4372 | 17.0765 | 0
779 | 46.38 | 1631.18 | 4.92 | 0 | 0 | 0 | 0 | 56.14 | 0 | 54.83 | 0 | 0 | 0 | 1377.96 | 599.13 | 0 | 5594.04 | 0 | 0 | 1.18 | 0 | 1.49 | 39.62 | 115.71 | 17.08 | 116.41 | 0 | 87.3527 | 3.8124 | 0 | 0 | 0 | 0 | 0 | 17.0765 | 0 | 0 | 365.4372 | 17.0765 | 0
780 | 51.21 | 1740.42 | 4.01 | 0 | 0 | 0 | 0 | 157.14 | 0 | 206.31 | 0 | 0 | 0 | 1377.96 | 599.13 | 0 | 6193.18 | 0 | 0 | 1.19 | 0 | 2.43 | 39.7 | 149.99 | 17.08 | 130.51 | 0 | 85.3446 | 3.8124 | 0 | 0 | 0 | 0 | 0 | 17.0765 | 0 | 0 | 365.4372 | 17.0765 | 0
781 | 54.27 | 1805.59 | 3.41 | 0 | 0 | 0 | 0 | 157.14 | 0 | 357.79 | 0 | 0 | 0 | 1377.96 | 599.13 | 0 | 6792.31 | 0 | 0 | 1.2 | 0 | 3.48 | 40.31 | 186.47 | 17.08 | 198.55 | 0 | 83.3365 | 4.7655 | 0 | 0 | 0 | 0 | 0 | 17.0765 | 0 | 0 | 365.4372 | 17.0765 | 0
782 | 56.29 | 1847.37 | 3.06 | 0 | 0 | 0 | 0 | 157.14 | 0 | 509.27 | 0 | 0 | 0 | 1377.96 | 599.13 | 0 | 7391.44 | 0 | 0 | 1.18 | 0 | 4.54 | 39.49 | 222.82 | 17.08 | 243.87 | 0 | 82.3324 | 4.7655 | 0 | 0 | 0 | 0 | 0 | 17.0765 | 0 | 0 | 365.4372 | 17.0765 | 0
783 | 53.13 | 1781.62 | 2.78 | 0 | 0 | 0 | 0 | 157.14 | 0 | 660.75 | 0 | 0 | 0 | 1377.96 | 599.13 | 0 | 7990.58 | 0 | 0 | 1.13 | 0 | 5.55 | 38.02 | 257.65 | 17.08 | 176.18 | 0 | 82.3324 | 4.7655 | 0 | 0 | 0 | 0 | 0 | 17.0765 | 0 | 0 | 365.4372 | 17.0765 | 0
784 | 49.22 | 1696.2 | 3.23 | 0 | 0 | 0 | 0 | 157.14 | 0 | 812.23 | 0 | 0 | 0 | 1377.96 | 599.13 | 0 | 8589.71 | 0 | 0 | 1.12 | 0 | 6.56 | 0 | 256.76 | 17.08 | 125.34 | 0 | 82.3324 | 4.7655 | 0 | 0 | 0 | 0 | 0 | 17.0765 | 0 | 0 | 365.4372 | 17.0765 | 0
785 | 44.67 | 1590.74 | 4.1 | 0 | 0 | 0 | 0 | 132.58 | 0 | 940.04 | 0 | 0 | 0 | 1377.96 | 599.13 | 0 | 9188.84 | 0 | 0 | 1.13 | 0 | 7.6 | 37.78 | 292 | 17.08 | 0 | 0 | 84.3406 | 5.7186 | 0 | 0 | 0 | 0 | 0 | 17.0765 | 0 | 0 | 365.4372 | 17.0765 | 0
786 | 38.63 | 1439.49 | 5.14 | 0 | 0 | 0 | 0 | 7.92 | 0 | 947.67 | 0 | 0 | 0 | 1377.96 | 599.13 | 0 | 9787.98 | 0 | 0 | 1.12 | 0 | 8.5 | 3.24 | 292 | 17.08 | 0 | 0 | 86.3487 | 6.6717 | 0 | 0 | 0 | 0 | 0 | 17.0765 | 0 | 0 | 365.4372 | 17.0765 | 0
787 | 29.22 | 1173.57 | 6.09 | 0 | 0 | 0 | 0 | 0 | 0 | 947.67 | 0 | 0 | 0 | 1101.93 | 405.91 | 0 | 10193.89 | 0 | 0 | 1.13 | 0 | 9.19 | 7.78 | 292 | 17.08 | 0 | 0 | 91.3689 | 6.6717 | 0 | 0 | 0 | 0 | 0 | 17.0765 | 0 | 0 | 365.4372 | 17.0765 | 0
788 | 0 | 0 | 7.12 | 0 | 0 | 0 | 0 | 0 | 95.9855 | 848.1 | 0 | 0 | 0 | 0 | 0 | 365.44 | 9828.45 | 0 | 0 | 0 | 0 | 8.71 | 0 | 282.97 | 17.08 | 0 | 0 | 97.3933 | 5.7186 | 0 | 0 | 0 | 0 | 0 | 17.0765 | 0 | 0 | 365.4372 | 17.0765 | 0
789 | 0 | 0 | 8.28 | 0 | 0 | 0 | 0 | 0 | 94.8865 | 749.67 | 0 | 0 | 0 | 0 | 0 | 365.44 | 9463.01 | 0 | 0 | 0 | 0 | 8.13 | 0 | 271.78 | 17.08 | 0 | 0 | 98.3973 | 4.7655 | 0 | 0 | 0 | 0 | 0 | 17.0765 | 0 | 0 | 365.4372 | 17.0765 | 0
790 | 0 | 0 | 9.07 | 0 | 0 | 0 | 0 | 0 | 87.1167 | 659.3 | 0 | 0 | 0 | 0 | 0 | 365.44 | 9097.58 | 0 | 0 | 0 | 0 | 7.46 | 0 | 259.08 | 17.08 | 0 | 0 | 92.373 | 3.8124 | 0 | 0 | 0 | 0 | 0 | 17.0765 | 0 | 0 | 365.4372 | 17.0765 | 0
791 | 0 | 0 | 9.52 | 0 | 0 | 0 | 0 | 0 | 75.674 | 580.8 | 0 | 0 | 0 | 0 | 0 | 365.44 | 8732.14 | 0 | 0 | 0 | 0 | 6.73 | 0 | 245.34 | 17.08 | 0 | 0 | 82.3324 | 2.8593 | 0 | 0 | 0 | 0 | 0 | 17.0765 | 0 | 0 | 365.4372 | 17.0765 | 0
792 | 0 | 0 | 9.56 | 0 | 0 | 0 | 0 | 0 | 65.6484 | 512.71 | 0 | 0 | 0 | 0 | 0 | 365.44 | 8366.7 | 0 | 0 | 0 | 0 | 6.02 | 0 | 231.74 | 17.08 | 0 | 0 | 73.296 | 1.9062 | 0 | 0 | 0 | 0 | 0 | 17.0765 | 0 | 0 | 365.4372 | 17.0765 | 0
793 | 0 | 0 | 9.74 | 0 | 0 | 0 | 0 | 0 | 60.491 | 449.96 | 0 | 0 | 0 | 0 | 0 | 365.44 | 8001.26 | 0 | 0 | 0 | 0 | 5.36 | 0 | 219.3 | 17.08 | 0 | 0 | 69.2797 | 0.95311 | 0 | 0 | 0 | 0 | 0 | 17.0765 | 0 | 0 | 365.4372 | 17.0765 | 0
794 | 0 | 0 | 9.93 | 0 | 0 | 0 | 0 | 0 | 55.324 | 392.56 | 0 | 0 | 0 | 0 | 0 | 365.44 | 7635.83 | 0 | 0 | 0 | 0 | 4.63 | 0 | 205.3 | 17.08 | 0 | 0 | 65.2635 | 0 | 0 | 0 | 0 | 0 | 0 | 17.0765 | 0 | 0 | 365.4372 | 17.0765 | 0
795 | 0 | 0 | 10.11 | 0 | 0 | 0 | 0 | 0 | 54.1479 | 336.39 | 0 | 0 | 0 | 0 | 0 | 365.44 | 7270.39 | 0 | 0 | 0 | 0 | 3.74 | 0 | 188.53 | 17.08 | 0 | 0 | 64.2595 | 0 | 0 | 0 | 0 | 0 | 0 | 17.0765 | 0 | 0 | 365.4372 | 17.0765 | 0
796 | 0 | 0 | 9.54 | 0 | 0 | 0 | 0 | 0 | 55.7192 | 278.59 | 0 | 0 | 0 | 0 | 0 | 365.44 | 6904.95 | 0 | 0 | 0 | 0 | 2.81 | 0 | 170.81 | 17.08 | 0 | 0 | 65.2635 | 0 | 0 | 0 | 0 | 0 | 0 | 17.0765 | 0 | 0 | 365.4372 | 17.0765 | 0
797 | 0 | 0 | 9.26 | 0 | 0 | 0 | 0 | 0 | 59.0161 | 217.37 | 0 | 0 | 0 | 0 | 0 | 365.44 | 6539.52 | 0 | 0 | 0 | 0 | 1.9 | 0 | 153.59 | 17.08 | 0 | 0 | 68.2757 | 0 | 0 | 0 | 0 | 0 | 0 | 17.0765 | 0 | 0 | 365.4372 | 17.0765 | 0
798 | 0 | 0 | 9.45 | 0 | 0 | 0 | 0 | 0 | 64.8001 | 150.15 | 0 | 0 | 0 | 0 | 0 | 365.44 | 6174.08 | 0 | 0 | 0 | 0 | 0.98 | 0 | 135.94 | 17.08 | 0 | 0 | 73.296 | 0.95311 | 0 | 0 | 0 | 0 | 0 | 17.0765 | 0 | 0 | 365.4372 | 17.0765 | 0
799 | 0 | 0 | 9.44 | 0 | 0 | 0 | 0 | 0 | 70.7865 | 76.73 | 0 | 0 | 0 | 0 | 0 | 365.44 | 5808.64 | 0 | 0 | 0 | 0 | 0.08 | 0 | 118.89 | 17.08 | 0 | 0 | 78.3162 | 1.9062 | 0 | 0 | 0 | 0 | 0 | 17.0765 | 0 | 0 | 365.4372 | 17.0765 | 0
800 | 1.2 | 62.6 | 9.32 | 0 | 0 | 0 | 0 | 0 | 14.807 | 61.36 | 0 | 0 | 0 | 0 | 0 | 365.44 | 5443.2 | 0 | 0 | 0.78 | 0 | 0 | 0 | 103.27 | 17.08 | 0 | 0 | 83.3365 | 3.8124 | 0 | 0 | 0 | 0 | 0 | 17.0765 | 0 | 0 | 365.4372 | 17.0765 | 0
801 | 6.75 | 332.83 | 9.14 | 0 | 0 | 0 | 0 | 157.14 | 0 | 212.84 | 0 | 0 | 0 | 98.29 | 0 | 296.64 | 5146.57 | 0 | 0 | 1.22 | 0 | 0.61 | 0 | 92.87 | 17.08 | 0 | 0 | 86.3487 | 5.7186 | 0 | 0 | 0 | 0 | 0 | 17.0765 | 0 | 0 | 365.4372 | 17.0765 | 0
802 | 10.73 | 508.78 | 8.88 | 0 | 0 | 0 | 0 | 0 | 0 | 212.84 | 0 | 0 | 0 | 395.86 | 0 | 88.34 | 5058.23 | 0 | 0 | 1.2 | 0 | 1.33 | 40.17 | 122.96 | 17.08 | 0 | 0 | 87.3527 | 3.8124 | 0 | 0 | 0 | 0 | 0 | 17.0765 | 0 | 0 | 365.4372 | 17.0765 | 0
803 | 10.34 | 492.19 | 8.64 | 0 | 0 | 0 | 0 | 157.14 | 0 | 364.32 | 0 | 0 | 0 | 261.69 | 0 | 182.25 | 4875.98 | 0 | 0 | 1.18 | 0 | 2.1 | 0 | 116.27 | 17.08 | 0 | 0 | 87.3527 | 3.8124 | 0 | 0 | 0 | 0 | 0 | 17.0765 | 0 | 0 | 365.4372 | 17.0765 | 0
804 | 15.76 | 712.22 | 8.42 | 0 | 0 | 0 | 0 | 0 | 0 | 364.32 | 0 | 0 | 0 | 606.36 | 59.01 | 0 | 4934.99 | 0 | 0 | 1.19 | 0 | 3.05 | 39.7 | 150.55 | 17.08 | 0 | 0 | 85.3446 | 3.8124 | 0 | 0 | 0 | 0 | 0 | 17.0765 | 0 | 0 | 365.4372 | 17.0765 | 0
805 | 21.03 | 905.78 | 8.28 | 0 | 0 | 0 | 0 | 157.14 | 0 | 515.8 | 0 | 0 | 0 | 688.36 | 116.42 | 0 | 5051.41 | 0 | 0 | 0.47 | 0 | 3.4 | 0 | 148.73 | 17.08 | 0 | 0 | 84.3406 | 4.7655 | 0 | 0 | 0 | 0 | 0 | 17.0765 | 0 | 0 | 365.4372 | 17.0765 | 0
806 | 25.16 | 1045.62 | 8.16 | 0 | 0 | 0 | 0 | 0 | 0 | 515.8 | 0 | 0 | 0 | 990.67 | 328.03 | 0 | 5379.44 | 0 | 0 | 1.18 | 0 | 4.46 | 0 | 147.57 | 17.08 | 0 | 0 | 82.3324 | 4.7655 | 0 | 0 | 0 | 0 | 0 | 17.0765 | 0 | 0 | 365.4372 | 17.0765 | 0
807 | 22.63 | 961.07 | 7.88 | 0 | 0 | 0 | 0 | 157.14 | 0 | 667.28 | 0 | 0 | 0 | 746.2 | 156.9 | 0 | 5536.34 | 0 | 0 | 1.13 | 0 | 5.47 | 0 | 146.28 | 17.08 | 0 | 0 | 82.3324 | 4.7655 | 0 | 0 | 0 | 0 | 0 | 17.0765 | 0 | 0 | 365.4372 | 17.0765 | 0
808 | 19 | 833.47 | 7.35 | 0 | 0 | 0 | 0 | 0 | 0 | 667.28 | 0 | 0 | 0 | 733.08 | 147.72 | 0 | 5684.06 | 0 | 0 | 1.12 | 0 | 6.49 | 37.52 | 181.04 | 17.08 | 0 | 0 | 83.3365 | 4.7655 | 0 | 0 | 0 | 0 | 0 | 17.0765 | 0 | 0 | 365.4372 | 17.0765 | 0
809 | 14.78 | 673.82 | 6.97 | 0 | 0 | 0 | 0 | 133.72 | 0 | 796.19 | 0 | 0 | 0 | 470.66 | 0 | 35.97 | 5648.09 | 0 | 0 | 1.13 | 0 | 7.52 | 0 | 180.39 | 17.08 | 0 | 0 | 84.3406 | 5.7186 | 0 | 0 | 0 | 0 | 0 | 17.0765 | 0 | 0 | 365.4372 | 17.0765 | 0
810 | 10.5 | 498.92 | 7.05 | 0 | 0 | 0 | 0 | 0 | 0 | 796.19 | 0 | 0 | 0 | 384.77 | 0 | 96.1 | 5551.99 | 0 | 0 | 1.12 | 0 | 8.43 | 37.55 | 212.98 | 17.08 | 0 | 0 | 86.3487 | 6.6717 | 0 | 0 | 0 | 0 | 0 | 17.0765 | 0 | 0 | 365.4372 | 17.0765 | 0
811 | 5.46 | 273.09 | 7.25 | 0 | 0 | 0 | 0 | 157.14 | 0 | 947.67 | 0 | 0 | 0 | 29.49 | 0 | 344.79 | 5207.2 | 0 | 0 | 1.13 | 0 | 9.11 | 0 | 205.59 | 17.08 | 0 | 0 | 91.3689 | 6.6717 | 0 | 0 | 0 | 0 | 0 | 17.0765 | 0 | 0 | 365.4372 | 17.0765 | 0
812 | 0 | 0 | 7.75 | 0 | 0 | 0 | 0 | 0 | 95.3685 | 848.74 | 0 | 0 | 0 | 0 | 0 | 365.44 | 4841.76 | 0 | 0 | 0 | 0 | 8.64 | 0 | 196.56 | 17.08 | 0 | 0 | 97.3933 | 5.7186 | 0 | 0 | 0 | 0 | 0 | 17.0765 | 0 | 0 | 365.4372 | 17.0765 | 0
813 | 0 | 0 | 8.63 | 0 | 0 | 0 | 0 | 0 | 95.5324 | 749.64 | 0 | 0 | 0 | 0 | 0 | 365.44 | 4476.33 | 0 | 0 | 0 | 0 | 8.05 | 0 | 185.37 | 17.08 | 0 | 0 | 99.4014 | 4.7655 | 0 | 0 | 0 | 0 | 0 | 17.0765 | 0 | 0 | 365.4372 | 17.0765 | 0
814 | 0 | 0 | 9.04 | 0 | 0 | 0 | 0 | 0 | 87.1456 | 659.24 | 0 | 0 | 0 | 0 | 0 | 365.44 | 4110.89 | 0 | 0 | 0 | 0 | 7.38 | 0 | 172.67 | 17.08 | 0 | 0 | 92.373 | 3.8124 | 0 | 0 | 0 | 0 | 0 | 17.0765 | 0 | 0 | 365.4372 | 17.0765 | 0
815 | 0 | 0 | 8.78 | 0 | 0 | 0 | 0 | 0 | 76.4163 | 579.97 | 0 | 0 | 0 | 0 | 0 | 365.44 | 3745.45 | 0 | 0 | 0 | 0 | 6.66 | 0 | 158.93 | 17.08 | 0 | 0 | 82.3324 | 2.8593 | 0 | 0 | 0 | 0 | 0 | 17.0765 | 0 | 0 | 365.4372 | 17.0765 | 0
816 | 0 | 0 | 8.15 | 0 | 0 | 0 | 0 | 0 | 67.0558 | 510.42 | 0 | 0 | 0 | 0 | 0 | 365.44 | 3380.01 | 0 | 0 | 0 | 0 | 5.94 | 0 | 145.33 | 17.08 | 0 | 0 | 73.296 | 1.9062 | 0 | 0 | 0 | 0 | 0 | 17.0765 | 0 | 0 | 365.4372 | 17.0765 | 0
817 | 0 | 0 | 7.57 | 0 | 0 | 0 | 0 | 0 | 62.6696 | 445.41 | 0 | 0 | 0 | 0 | 0 | 365.44 | 3014.58 | 0 | 0 | 0 | 0 | 5.28 | 0 | 132.89 | 17.08 | 0 | 0 | 69.2797 | 0.95311 | 0 | 0 | 0 | 0 | 0 | 17.0765 | 0 | 0 | 365.4372 | 17.0765 | 0
818 | 0 | 0 | 7.05 | 0 | 0 | 0 | 0 | 0 | 58.216 | 385.02 | 0 | 0 | 0 | 0 | 0 | 365.44 | 2649.14 | 0 | 0 | 0 | 0 | 4.55 | 0 | 118.89 | 17.08 | 0 | 0 | 65.2635 | 0 | 0 | 0 | 0 | 0 | 0 | 17.0765 | 0 | 0 | 365.4372 | 17.0765 | 0
819 | 0 | 0 | 6.51 | 0 | 0 | 0 | 0 | 0 | 57.7436 | 325.12 | 0 | 0 | 0 | 0 | 0 | 365.44 | 2283.7 | 0 | 0 | 0 | 0 | 3.66 | 0 | 102.12 | 17.08 | 0 | 0 | 64.2595 | 0 | 0 | 0 | 0 | 0 | 0 | 17.0765 | 0 | 0 | 365.4372 | 17.0765 | 0
820 | 0 | 0 | 5.77 | 0 | 0 | 0 | 0 | 0 | 59.4884 | 263.41 | 0 | 0 | 0 | 0 | 0 | 365.44 | 1918.26 | 0 | 0 | 0 | 0 | 2.73 | 0 | 84.4 | 17.08 | 0 | 0 | 65.2635 | 0 | 0 | 0 | 0 | 0 | 0 | 17.0765 | 0 | 0 | 365.4372 | 17.0765 | 0
821 | 0 | 0 | 5.49 | 0 | 0 | 0 | 0 | 0 | 64.7904 | 196.19 | 0 | 0 | 0 | 0 | 0 | 365.44 | 1552.83 | 0 | 0 | 0 | 0 | 1.83 | 0 | 67.18 | 17.08 | 0 | 0 | 70.2838 | 0 | 0 | 0 | 0 | 0 | 0 | 17.0765 | 0 | 0 | 365.4372 | 17.0765 | 0
822 | 0 | 0 | 5.57 | 0 | 0 | 0 | 0 | 0 | 70.6901 | 122.87 | 0 | 0 | 0 | 0 | 0 | 365.44 | 1187.39 | 0 | 0 | 0 | 0 | 0.9 | 0 | 49.53 | 17.08 | 0 | 0 | 75.3041 | 0.95311 | 0 | 0 | 0 | 0 | 0 | 17.0765 | 0 | 0 | 365.4372 | 17.0765 | 0
823 | 0 | 0 | 5.79 | 0 | 0 | 0 | 0 | 0 | 76.4452 | 43.57 | 0 | 0 | 0 | 0 | 0 | 365.44 | 821.95 | 0 | 0 | 0 | 0 | 0 | 0 | 32.48 | 17.08 | 0 | 0 | 80.3243 | 1.9062 | 0 | 0 | 0 | 0 | 0 | 17.0765 | 0 | 0 | 365.4372 | 17.0765 | 0
824 | 4.67 | 235.39 | 5.96 | 0 | 0 | 0 | 0 | 0 | 0 | 43.57 | 0 | 0 | 0 | 113.49 | 0 | 286 | 535.96 | 0 | 0 | 1.26 | 0 | 0.37 | 42.12 | 56.87 | 17.08 | 0 | 0 | 85.3446 | 3.8124 | 0 | 0 | 0 | 0 | 0 | 17.0765 | 0 | 0 | 365.4372 | 17.0765 | 0
825 | 17.21 | 767.29 | 5.95 | 0 | 0 | 0 | 0 | 157.14 | 0 | 195.05 | 0 | 0 | 0 | 538.01 | 11.17 | 0 | 547.13 | 0 | 0 | 1.22 | 0 | 0.99 | 0 | 46.47 | 17.08 | 0 | 0 | 88.3568 | 5.7186 | 0 | 0 | 0 | 0 | 0 | 17.0765 | 0 | 0 | 365.4372 | 17.0765 | 0
826 | 26.31 | 1082.65 | 5.94 | 0 | 0 | 0 | 0 | 157.14 | 0 | 346.53 | 0 | 0 | 0 | 822.22 | 210.11 | 0 | 757.24 | 0 | 0 | 1.2 | 0 | 1.7 | 40.17 | 76.56 | 17.08 | 0 | 0 | 90.3649 | 3.8124 | 0 | 0 | 0 | 0 | 0 | 17.0765 | 0 | 0 | 365.4372 | 17.0765 | 0
827 | 31.87 | 1252.47 | 5.57 | 0 | 0 | 0 | 0 | 0 | 0 | 346.53 | 0 | 0 | 0 | 1194.67 | 470.83 | 0 | 1228.07 | 0 | 0 | 0.06 | 0 | 1.41 | 0 | 69.88 | 17.08 | 0 | 0 | 91.3689 | 3.8124 | 0 | 0 | 0 | 0 | 0 | 17.0765 | 0 | 0 | 365.4372 | 17.0765 | 0
828 | 36.22 | 1375.01 | 4.98 | 0 | 0 | 0 | 0 | 0 | 0 | 346.53 | 0 | 0 | 0 | 1281.15 | 531.37 | 0 | 1759.44 | 0 | 0 | 1.19 | 0 | 2.35 | 39.7 | 104.16 | 17.08 | 0 | 0 | 90.3649 | 3.8124 | 0 | 0 | 0 | 0 | 0 | 17.0765 | 0 | 0 | 365.4372 | 17.0765 | 0
829 | 38.56 | 1437.55 | 4.32 | 0 | 0 | 0 | 0 | 137.86 | 0 | 479.43 | 0 | 0 | 0 | 1247.24 | 507.63 | 0 | 2267.07 | 0 | 0 | 1.2 | 0 | 3.4 | 0 | 102.34 | 17.08 | 0 | 0 | 89.3608 | 4.7655 | 0 | 0 | 0 | 0 | 0 | 17.0765 | 0 | 0 | 365.4372 | 17.0765 | 0
830 | 39.15 | 1452.98 | 3.66 | 0 | 0 | 0 | 0 | 157.14 | 0 | 630.91 | 0 | 0 | 0 | 1244.34 | 505.6 | 0 | 2772.68 | 0 | 0 | 1.18 | 0 | 4.46 | 0 | 101.17 | 17.08 | 0 | 0 | 88.3568 | 4.7655 | 0 | 0 | 0 | 0 | 0 | 17.0765 | 0 | 0 | 365.4372 | 17.0765 | 0
831 | 36.98 | 1395.68 | 3.12 | 0 | 0 | 0 | 0 | 0 | 0 | 630.91 | 0 | 0 | 0 | 1303.51 | 547.02 | 0 | 3319.69 | 0 | 0 | 1.13 | 0 | 5.47 | 38.02 | 136 | 17.08 | 0 | 0 | 88.3568 | 4.7655 | 0 | 0 | 0 | 0 | 0 | 17.0765 | 0 | 0 | 365.4372 | 17.0765 | 0
832 | 33.77 | 1307.15 | 2.87 | 0 | 0 | 0 | 0 | 0 | 0 | 630.91 | 0 | 0 | 0 | 1249.55 | 509.25 | 0 | 3828.94 | 0 | 0 | 1.12 | 0 | 6.49 | 0 | 135.12 | 17.08 | 0 | 0 | 88.3568 | 4.7655 | 0 | 0 | 0 | 0 | 0 | 17.0765 | 0 | 0 | 365.4372 | 17.0765 | 0
833 | 29.8 | 1191.22 | 2.81 | 0 | 0 | 0 | 0 | 157.14 | 0 | 782.39 | 0 | 0 | 0 | 969.48 | 313.2 | 0 | 4142.14 | 0 | 0 | 1.13 | 0 | 7.52 | 0 | 134.47 | 17.08 | 0 | 0 | 90.3649 | 5.7186 | 0 | 0 | 0 | 0 | 0 | 17.0765 | 0 | 0 | 365.4372 | 17.0765 | 0
834 | 24.61 | 1027.57 | 2.94 | 0 | 0 | 0 | 0 | 0 | 0 | 782.39 | 0 | 0 | 0 | 918.41 | 277.45 | 0 | 4419.59 | 0 | 0 | 1.12 | 0 | 8.43 | 37.55 | 167.06 | 17.08 | 0 | 0 | 91.3689 | 6.6717 | 0 | 0 | 0 | 0 | 0 | 17.0765 | 0 | 0 | 365.4372 | 17.0765 | 0
835 | 16.18 | 728.18 | 3.11 | 0 | 0 | 0 | 0 | 157.14 | 0 | 933.87 | 0 | 0 | 0 | 472.99 | 0 | 34.34 | 4385.25 | 0 | 0 | 1.13 | 0 | 9.11 | 14.15 | 173.11 | 17.08 | 0 | 0 | 95.3851 | 6.6717 | 0 | 0 | 0 | 0 | 0 | 17.0765 | 0 | 0 | 365.4372 | 17.0765 | 0
836 | 0 | 0 | 3.36 | 0 | 0 | 0 | 0 | 0 | 103.7746 | 826.22 | 0 | 0 | 0 | 0 | 0 | 365.44 | 4019.81 | 0 | 0 | 0 | 0 | 8.64 | 0 | 164.08 | 17.08 | 0 | 0 | 101.4095 | 5.7186 | 0 | 0 | 0 | 0 | 0 | 17.0765 | 0 | 0 | 365.4372 | 17.0765 | 0
837 | 0 | 0 | 3.77 | 0 | 0 | 0 | 0 | 0 | 103.4083 | 718.95 | 0 | 0 | 0 | 0 | 0 | 365.44 | 3654.37 | 0 | 0 | 0 | 0 | 8.05 | 0 | 152.89 | 17.08 | 0 | 0 | 102.4135 | 4.7655 | 0 | 0 | 0 | 0 | 0 | 17.0765 | 0 | 0 | 365.4372 | 17.0765 | 0
838 | 0 | 0 | 3.84 | 0 | 0 | 0 | 0 | 0 | 95.3589 | 620.03 | 0 | 0 | 0 | 0 | 0 | 365.44 | 3288.93 | 0 | 0 | 0 | 0 | 7.38 | 0 | 140.18 | 17.08 | 0 | 0 | 95.3851 | 3.8124 | 0 | 0 | 0 | 0 | 0 | 17.0765 | 0 | 0 | 365.4372 | 17.0765 | 0
839 | 0 | 0 | 4.02 | 0 | 0 | 0 | 0 | 0 | 83.1739 | 533.75 | 0 | 0 | 0 | 0 | 0 | 365.44 | 2923.5 | 0 | 0 | 0 | 0 | 6.66 | 0 | 126.45 | 17.08 | 0 | 0 | 84.3406 | 2.8593 | 0 | 0 | 0 | 0 | 0 | 17.0765 | 0 | 0 | 365.4372 | 17.0765 | 0
840 | 0 | 0 | 4.66 | 0 | 0 | 0 | 0 | 0 | 73.5532 | 457.45 | 0 | 0 | 0 | 0 | 0 | 365.44 | 2558.06 | 0 | 0 | 0 | 0 | 5.94 | 0 | 112.85 | 17.08 | 0 | 0 | 76.3081 | 1.9062 | 0 | 0 | 0 | 0 | 0 | 17.0765 | 0 | 0 | 365.4372 | 17.0765 | 0
841 | 0 | 0 | 5.75 | 0 | 0 | 0 | 0 | 0 | 66.4871 | 388.48 | 0 | 0 | 0 | 0 | 0 | 365.44 | 2192.62 | 0 | 0 | 0 | 0 | 5.28 | 0 | 100.41 | 17.08 | 0 | 0 | 71.2878 | 0.95311 | 0 | 0 | 0 | 0 | 0 | 17.0765 | 0 | 0 | 365.4372 | 17.0765 | 0
842 | 0 | 0 | 6.88 | 0 | 0 | 0 | 0 | 0 | 61.3972 | 324.78 | 0 | 0 | 0 | 0 | 0 | 365.44 | 1827.19 | 0 | 0 | 0 | 0 | 4.55 | 0 | 86.41 | 17.08 | 0 | 0 | 68.2757 | 0 | 0 | 0 | 0 | 0 | 0 | 17.0765 | 0 | 0 | 365.4372 | 17.0765 | 0
843 | 0 | 0 | 8 | 0 | 0 | 0 | 0 | 0 | 59.2764 | 263.3 | 0 | 0 | 0 | 0 | 0 | 365.44 | 1461.75 | 0 | 0 | 0 | 0 | 3.66 | 0 | 69.63 | 17.08 | 0 | 0 | 67.2716 | 0 | 0 | 0 | 0 | 0 | 0 | 17.0765 | 0 | 0 | 365.4372 | 17.0765 | 0
844 | 0 | 0 | 9.97 | 0 | 0 | 0 | 0 | 0 | 58.3027 | 202.82 | 0 | 0 | 0 | 0 | 0 | 365.44 | 1096.31 | 0 | 0 | 0 | 0 | 2.73 | 0 | 51.92 | 17.08 | 0 | 0 | 68.2757 | 0 | 0 | 0 | 0 | 0 | 0 | 17.0765 | 0 | 0 | 365.4372 | 17.0765 | 0
845 | 0 | 0 | 11.65 | 0 | 0 | 0 | 0 | 0 | 59.6427 | 140.95 | 0 | 0 | 0 | 0 | 0 | 365.44 | 730.87 | 0 | 0 | 0 | 0 | 1.83 | 0 | 34.7 | 17.08 | 0 | 0 | 71.2878 | 0 | 0 | 0 | 0 | 0 | 0 | 17.0765 | 0 | 0 | 365.4372 | 17.0765 | 0
846 | 0 | 0 | 12.37 | 0 | 0 | 0 | 0 | 0 | 64.8868 | 73.64 | 0 | 0 | 0 | 0 | 0 | 365.44 | 365.44 | 0 | 0 | 0 | 0 | 0.9 | 0 | 17.05 | 17.08 | 0 | 0 | 76.3081 | 0.95311 | 0 | 0 | 0 | 0 | 0 | 17.0765 | 0 | 0 | 365.4372 | 17.0765 | 0
847 | 0 | 0 | 12.25 | 0 | 0 | 0 | 0 | 0 | 70.989 | 0 | 0 | 0 | 0 | 0 | 0 | 365.44 | 0 | 0 | 0 | 0 | 0 | 0 | 0 | 0 | 17.08 | 0 | 0 | 81.3284 | 1.9062 | 0 | 0 | 0 | 0 | 0 | 17.0765 | 0 | 0 | 365.4372 | 17.0765 | 0
848 | 18.05 | 798.6 | 11.76 | 0 | 0 | 0 | 0 | 0 | 0 | 0 | 0 | 0 | 0 | 720.94 | 139.22 | 0 | 139.22 | 0 | 0 | 0.87 | 0 | 0 | 16.44 | 0 | 17.08 | 0 | 0 | 86.3487 | 3.8124 | 0 | 0 | 0 | 0 | 0 | 17.0765 | 0 | 0 | 365.4372 | 17.0765 | 0
849 | 30.46 | 1210.79 | 11.09 | 0 | 0 | 0 | 0 | 0 | 0 | 0 | 0 | 0 | 0 | 1145.73 | 436.58 | 0 | 575.8 | 0 | 0 | 0.58 | 0 | 0 | 10.95 | 0 | 17.08 | 0 | 0 | 89.3608 | 5.7186 | 0 | 0 | 0 | 0 | 0 | 17.0765 | 0 | 0 | 365.4372 | 17.0765 | 0
850 | 38.68 | 1440.83 | 10.4 | 0 | 0 | 0 | 0 | 0.74 | 0 | 0.71 | 0 | 0 | 0 | 1377.96 | 599.13 | 0 | 1174.93 | 0 | 0 | 1.2 | 0 | 0.71 | 8.5 | 0 | 17.08 | 6.34 | 0 | 91.3689 | 3.8124 | 0 | 0 | 0 | 0 | 0 | 17.0765 | 0 | 0 | 365.4372 | 17.0765 | 0
851 | 46.46 | 1633.05 | 10.4 | 0 | 0 | 0 | 0 | 157.14 | 0 | 152.19 | 0 | 0 | 0 | 1377.96 | 599.13 | 0 | 1774.06 | 0 | 0 | 1.18 | 0 | 1.49 | 39.62 | 30.96 | 17.08 | 17.82 | 0 | 92.373 | 3.8124 | 0 | 0 | 0 | 0 | 0 | 17.0765 | 0 | 0 | 365.4372 | 17.0765 | 0
852 | 51.49 | 1746.5 | 11.3 | 0 | 0 | 0 | 0 | 157.14 | 0 | 303.67 | 0 | 0 | 0 | 1377.96 | 599.13 | 0 | 2373.2 | 0 | 0 | 1.19 | 0 | 2.43 | 39.7 | 65.24 | 17.08 | 138.13 | 0 | 91.3689 | 3.8124 | 0 | 0 | 0 | 0 | 0 | 17.0765 | 0 | 0 | 365.4372 | 17.0765 | 0
853 | 54.65 | 1813.53 | 12.97 | 0 | 0 | 0 | 0 | 157.14 | 0 | 455.16 | 0 | 0 | 0 | 1377.96 | 599.13 | 0 | 2972.33 | 0 | 0 | 1.2 | 0 | 3.48 | 40.31 | 101.72 | 17.08 | 209.4 | 0 | 90.3649 | 4.7655 | 0 | 0 | 0 | 0 | 0 | 17.0765 | 0 | 0 | 365.4372 | 17.0765 | 0
854 | 56.81 | 1857.81 | 15.05 | 0 | 0 | 0 | 0 | 2.22 | 0 | 457.29 | 0 | 0 | 0 | 1377.96 | 599.13 | 0 | 3571.46 | 0 | 0 | 1.18 | 0 | 4.54 | 39.49 | 138.06 | 17.08 | 414.7 | 0 | 89.3608 | 4.7655 | 0 | 0 | 0 | 0 | 0 | 17.0765 | 0 | 0 | 365.4372 | 17.0765 | 0
855 | 54.6 | 1812.54 | 17.19 | 0 | 0 | 0 | 0 | 157.14 | 0 | 608.77 | 0 | 0 | 0 | 1377.96 | 599.13 | 0 | 4170.6 | 0 | 0 | 1.13 | 0 | 5.55 | 38.02 | 172.9 | 17.08 | 215.95 | 0 | 89.3608 | 4.7655 | 0 | 0 | 0 | 0 | 0 | 17.0765 | 0 | 0 | 365.4372 | 17.0765 | 0
856 | 51.69 | 1750.72 | 17.74 | 0 | 0 | 0 | 0 | 157.14 | 0 | 760.25 | 0 | 0 | 0 | 1377.96 | 599.13 | 0 | 4769.73 | 0 | 0 | 1.12 | 0 | 6.56 | 0 | 172.01 | 17.08 | 189.81 | 0 | 89.3608 | 4.7655 | 0 | 0 | 0 | 0 | 0 | 17.0765 | 0 | 0 | 365.4372 | 17.0765 | 0
857 | 48.31 | 1675.76 | 17.84 | 0 | 0 | 0 | 0 | 157.14 | 0 | 911.73 | 0 | 0 | 0 | 1377.96 | 599.13 | 0 | 5368.86 | 0 | 0 | 1.13 | 0 | 7.6 | 37.78 | 207.25 | 17.08 | 70.82 | 0 | 91.3689 | 5.7186 | 0 | 0 | 0 | 0 | 0 | 17.0765 | 0 | 0 | 365.4372 | 17.0765 | 0
858 | 46.89 | 1643.05 | 17.59 | 0 | 0 | 0 | 0 | 0 | 0 | 911.73 | 0 | 0 | 0 | 1377.96 | 599.13 | 0 | 5967.99 | 0 | 0 | 1.12 | 0 | 8.5 | 37.55 | 239.84 | 17.08 | 191.85 | 0 | 92.373 | 6.6717 | 0 | 0 | 0 | 0 | 0 | 17.0765 | 0 | 0 | 365.4372 | 17.0765 | 0
859 | 39.55 | 1463.41 | 16.47 | 0 | 0 | 0 | 0 | 37.28 | 0 | 947.67 | 0 | 0 | 0 | 1377.96 | 599.13 | 0 | 6567.13 | 0 | 0 | 1.13 | 0 | 9.19 | 0 | 232.45 | 17.08 | 0 | 0 | 96.3892 | 6.6717 | 0 | 0 | 0 | 0 | 0 | 17.0765 | 0 | 0 | 365.4372 | 17.0765 | 0
860 | 0 | 0 | 14.55 | 0 | 0 | 0 | 0 | 0 | 92.5729 | 851.64 | 0 | 0 | 0 | 0 | 0 | 365.44 | 6201.69 | 0 | 0 | 0 | 0 | 8.71 | 0 | 223.42 | 17.08 | 0 | 0 | 101.4095 | 5.7186 | 0 | 0 | 0 | 0 | 0 | 17.0765 | 0 | 0 | 365.4372 | 17.0765 | 0
861 | 0 | 0 | 12.56 | 0 | 0 | 0 | 0 | 0 | 96.8627 | 751.16 | 0 | 0 | 0 | 0 | 0 | 365.44 | 5836.25 | 0 | 0 | 1.24 | 0 | 9.3 | 0 | 212.23 | 17.08 | 0 | 0 | 103.4176 | 4.7655 | 0 | 0 | 0 | 0 | 0 | 17.0765 | 0 | 0 | 365.4372 | 17.0765 | 0
862 | 0 | 0 | 10.84 | 0 | 0 | 0 | 0 | 0 | 89.3628 | 658.45 | 0 | 0 | 0 | 0 | 0 | 365.44 | 5470.82 | 0 | 0 | 0 | 0 | 8.63 | 0 | 199.52 | 17.08 | 0 | 0 | 96.3892 | 3.8124 | 0 | 0 | 0 | 0 | 0 | 17.0765 | 0 | 0 | 365.4372 | 17.0765 | 0
863 | 0 | 0 | 9.51 | 0 | 0 | 0 | 0 | 0 | 79.9927 | 575.48 | 0 | 0 | 0 | 0 | 0 | 365.44 | 5105.38 | 0 | 0 | 1.29 | 0 | 9.14 | 0 | 185.79 | 17.08 | 0 | 0 | 85.3446 | 2.8593 | 0 | 0 | 0 | 0 | 0 | 17.0765 | 0 | 0 | 365.4372 | 17.0765 | 0
864 | 0 | 0 | 8.65 | 0 | 0 | 0 | 0 | 0 | 70.5648 | 502.27 | 0 | 0 | 0 | 0 | 0 | 365.44 | 4739.94 | 0 | 0 | 0 | 0 | 8.42 | 0 | 172.19 | 17.08 | 0 | 0 | 77.3122 | 1.9062 | 0 | 0 | 0 | 0 | 0 | 17.0765 | 0 | 0 | 365.4372 | 17.0765 | 0
865 | 0 | 0 | 8.26 | 0 | 0 | 0 | 0 | 0 | 86.8275 | 412.2 | 0 | 0 | 0 | 20.47 | 0 | 351.11 | 4388.83 | 0 | 0 | 1.37 | 0 | 9.07 | 0 | 159.75 | 17.08 | 0 | 0 | 72.2919 | 0.95311 | 0 | 0 | 0 | 0 | 0 | 17.0765 | 0 | 0 | 365.4372 | 17.0765 | 0
866 | 0 | 0 | 8.17 | 0 | 0 | 0 | 0 | 0 | 61.108 | 348.81 | 0 | 0 | 0 | 0 | 0 | 365.44 | 4023.39 | 0 | 0 | 0 | 0 | 8.33 | 0 | 145.75 | 17.08 | 0 | 0 | 69.2797 | 0 | 0 | 0 | 0 | 0 | 0 | 17.0765 | 0 | 0 | 365.4372 | 17.0765 | 0
867 | 0 | 0 | 8.29 | 0 | 0 | 0 | 0 | 0 | 59.6523 | 286.94 | 0 | 0 | 0 | 0 | 0 | 365.44 | 3657.96 | 0 | 0 | 0.67 | 0 | 8.08 | 0 | 128.97 | 17.08 | 0 | 0 | 67.2716 | 0 | 0 | 0 | 0 | 0 | 0 | 17.0765 | 0 | 0 | 365.4372 | 17.0765 | 0
868 | 0 | 0 | 8.64 | 0 | 0 | 0 | 0 | 0 | 62.0238 | 222.6 | 0 | 0 | 0 | 0 | 0 | 365.44 | 3292.52 | 0 | 0 | 1.39 | 0 | 8.47 | 0 | 111.26 | 17.08 | 0 | 0 | 69.2797 | 0 | 0 | 0 | 0 | 0 | 0 | 17.0765 | 0 | 0 | 365.4372 | 17.0765 | 0
869 | 0 | 0 | 9.03 | 0 | 0 | 0 | 0 | 0 | 63.2577 | 156.98 | 0 | 0 | 0 | 0 | 0 | 365.44 | 2927.08 | 0 | 0 | 0 | 0 | 7.56 | 0 | 94.04 | 17.08 | 0 | 0 | 72.2919 | 0 | 0 | 0 | 0 | 0 | 0 | 17.0765 | 0 | 0 | 365.4372 | 17.0765 | 0
870 | 0 | 0 | 9.21 | 0 | 0 | 0 | 0 | 0 | 69.408 | 84.98 | 0 | 0 | 0 | 0 | 0 | 365.44 | 2561.64 | 0 | 0 | 1.35 | 0 | 7.92 | 0 | 76.39 | 17.08 | 0 | 0 | 76.3081 | 0.95311 | 0 | 0 | 0 | 0 | 0 | 17.0765 | 0 | 0 | 365.4372 | 17.0765 | 0
871 | 0 | 0 | 9.09 | 0 | 0 | 0 | 0 | 0 | 75.1534 | 7.02 | 0 | 0 | 0 | 0 | 0 | 365.44 | 2196.21 | 0 | 0 | 0 | 0 | 7.02 | 0 | 59.34 | 17.08 | 0 | 0 | 82.3324 | 1.9062 | 0 | 0 | 0 | 0 | 0 | 17.0765 | 0 | 0 | 365.4372 | 17.0765 | 0
872 | 18.03 | 797.74 | 8.4 | 0 | 0 | 0 | 0 | 0 | 0 | 7.02 | 0 | 0 | 0 | 734.01 | 148.37 | 0 | 2344.58 | 0 | 0 | 0 | 0 | 6.2 | 0 | 43.72 | 17.08 | 0 | 0 | 86.3487 | 3.8124 | 0 | 0 | 0 | 0 | 0 | 17.0765 | 0 | 0 | 365.4372 | 17.0765 | 0
873 | 33.17 | 1290.14 | 7.27 | 0 | 0 | 0 | 0 | 0 | 0.20244 | 6.81 | 0 | 0 | 0 | 1233.48 | 498 | 0 | 2842.57 | 0 | 0 | 1.22 | 0 | 6.81 | 0 | 33.32 | 17.08 | 0 | 0 | 90.3649 | 5.7186 | 0 | 0 | 0 | 0 | 0 | 17.0765 | 0 | 0 | 365.4372 | 17.0765 | 0
874 | 39.25 | 1455.61 | 6.19 | 0 | 0 | 0 | 0 | 26.71 | 0 | 32.56 | 0 | 0 | 0 | 1377.96 | 599.13 | 0 | 3441.7 | 0 | 0 | 1.2 | 0 | 7.52 | 0 | 25.24 | 17.08 | 0 | 0 | 91.3689 | 3.8124 | 0 | 0 | 0 | 0 | 0 | 17.0765 | 0 | 0 | 365.4372 | 17.0765 | 0
875 | 46.78 | 1640.69 | 5.3 | 0 | 0 | 0 | 0 | 157.14 | 0 | 184.04 | 0 | 0 | 0 | 1377.96 | 599.13 | 0 | 4040.84 | 0 | 0 | 1.18 | 0 | 8.3 | 39.62 | 56.2 | 17.08 | 20.69 | 0 | 92.373 | 3.8124 | 0 | 0 | 0 | 0 | 0 | 17.0765 | 0 | 0 | 365.4372 | 17.0765 | 0
876 | 49.55 | 1703.69 | 4.74 | 0 | 0 | 0 | 0 | 157.14 | 0 | 335.52 | 0 | 0 | 0 | 1377.96 | 599.13 | 0 | 4639.97 | 0 | 0 | 1.19 | 0 | 9.24 | 39.7 | 90.48 | 17.08 | 86.83 | 0 | 91.3689 | 3.8124 | 0 | 0 | 0 | 0 | 0 | 17.0765 | 0 | 0 | 365.4372 | 17.0765 | 0
877 | 50.48 | 1724.37 | 4.41 | 0 | 0 | 0 | 0 | 157.14 | 0 | 487 | 0 | 0 | 0 | 1377.96 | 599.13 | 0 | 5239.1 | 0 | 0 | 1.2 | 0 | 10.29 | 26.44 | 113.78 | 17.08 | 121.39 | 0 | 90.3649 | 4.7655 | 0 | 0 | 0 | 0 | 0 | 17.0765 | 0 | 0 | 365.4372 | 17.0765 | 0
878 | 50.32 | 1720.76 | 4.2 | 0 | 0 | 0 | 0 | 157.14 | 0 | 638.48 | 0 | 0 | 0 | 1377.96 | 599.13 | 0 | 5838.24 | 0 | 0 | 1.18 | 0 | 11.35 | 39.49 | 150.12 | 17.08 | 105.39 | 0 | 89.3608 | 4.7655 | 0 | 0 | 0 | 0 | 0 | 17.0765 | 0 | 0 | 365.4372 | 17.0765 | 0
879 | 49.63 | 1705.55 | 4.05 | 0 | 0 | 0 | 0 | 0 | 0 | 638.48 | 0 | 0 | 0 | 1377.96 | 599.13 | 0 | 6437.37 | 0 | 0 | 1.13 | 0 | 12.36 | 38.02 | 184.96 | 17.08 | 249 | 0 | 88.3568 | 4.7655 | 0 | 0 | 0 | 0 | 0 | 17.0765 | 0 | 0 | 365.4372 | 17.0765 | 0
880 | 48.44 | 1678.69 | 3.53 | 0 | 0 | 0 | 0 | 157.14 | 0 | 789.96 | 0 | 0 | 0 | 1377.96 | 599.13 | 0 | 7036.5 | 0 | 0 | 1.12 | 0 | 13.38 | 37.52 | 219.72 | 17.08 | 62.8 | 0 | 89.3608 | 4.7655 | 0 | 0 | 0 | 0 | 0 | 17.0765 | 0 | 0 | 365.4372 | 17.0765 | 0
881 | 47.01 | 1645.93 | 3.1 | 0 | 0 | 0 | 0 | 111.38 | 0 | 897.33 | 0 | 0 | 0 | 1377.96 | 599.13 | 0 | 7635.64 | 0 | 0 | 1.13 | 0 | 14.41 | 0 | 219.06 | 17.08 | 109.49 | 0 | 90.3649 | 5.7186 | 0 | 0 | 0 | 0 | 0 | 17.0765 | 0 | 0 | 365.4372 | 17.0765 | 0
882 | 41.9 | 1523.23 | 2.76 | 0 | 0 | 0 | 0 | 52.22 | 0 | 947.67 | 0 | 0 | 0 | 1377.96 | 599.13 | 0 | 8234.77 | 0 | 0 | 1.12 | 0 | 15.32 | 37.55 | 251.66 | 17.08 | 0 | 0 | 92.373 | 6.6717 | 0 | 0 | 0 | 0 | 0 | 17.0765 | 0 | 0 | 365.4372 | 17.0765 | 0
883 | 33.21 | 1291.28 | 2.41 | 0 | 0 | 0 | 0 | 0 | 0 | 947.67 | 0 | 0 | 0 | 1223.72 | 491.16 | 0 | 8725.93 | 0 | 0 | 1.13 | 0 | 16 | 0 | 244.26 | 17.08 | 0 | 0 | 95.3851 | 6.6717 | 0 | 0 | 0 | 0 | 0 | 17.0765 | 0 | 0 | 365.4372 | 17.0765 | 0
884 | 0 | 0 | 2.07 | 0 | 0 | 0 | 0 | 0 | 104.8157 | 838.94 | 0 | 0 | 0 | 0 | 0 | 365.44 | 8360.49 | 0 | 0 | 0 | 0.247 | 15.27 | 0 | 235.24 | 17.08 | 0 | 0 | 101.4095 | 5.7186 | 0 | 0 | 0 | 0 | 0 | 17.0765 | 0 | 0 | 365.4372 | 17.0765 | 0
885 | 0 | 0 | 1.86 | 0 | 0 | 0 | 0 | 0 | 105.3266 | 729.69 | 0 | 0 | 0 | 0 | 0 | 365.44 | 7995.06 | 0 | 0 | 0 | 0 | 14.68 | 0 | 224.04 | 17.08 | 0 | 0 | 102.4135 | 4.7655 | 0 | 0 | 0 | 0 | 0 | 17.0765 | 0 | 0 | 365.4372 | 17.0765 | 0
886 | 0 | 0 | 1.83 | 0 | 0 | 0 | 0 | 0 | 96.159 | 629.94 | 0 | 0 | 0 | 0 | 0 | 365.44 | 7629.62 | 0 | 0 | 0 | 1.2065 | 12.74 | 0 | 211.34 | 17.08 | 0 | 0 | 95.3851 | 3.8124 | 0 | 0 | 0 | 0 | 0 | 17.0765 | 0 | 0 | 365.4372 | 17.0765 | 0
887 | 0 | 0 | 1.95 | 0 | 0 | 0 | 0 | 0 | 85.2465 | 541.5 | 0 | 0 | 0 | 0 | 0 | 365.44 | 7264.18 | 0 | 0 | 0 | 0 | 12.01 | 0 | 197.6 | 17.08 | 0 | 0 | 84.3406 | 2.8593 | 0 | 0 | 0 | 0 | 0 | 17.0765 | 0 | 0 | 365.4372 | 17.0765 | 0
888 | 0 | 0 | 2.24 | 0 | 0 | 0 | 0 | 0 | 61.9948 | 477.19 | 0 | 0 | 0 | 0 | 0 | 392.44 | 6871.74 | 27.01 | 12.6947 | 0 | 1.2825 | 9.95 | 0 | 184 | 17.08 | 0 | 0 | 76.3081 | 1.9062 | 0 | 0 | 0 | 0 | 0 | 17.0765 | 0 | 0 | 365.4372 | 17.0765 | 0
889 | 0 | 0 | 2.71 | 0 | 0 | 0 | 0 | 0 | 65.4267 | 409.32 | 0 | 0 | 0 | 0 | 0 | 374.17 | 6497.57 | 8.73 | 4.1031 | 0 | 0 | 9.3 | 0 | 171.56 | 17.08 | 0 | 0 | 71.2878 | 0.95311 | 0 | 0 | 0 | 0 | 0 | 17.0765 | 0 | 0 | 365.4372 | 17.0765 | 0
890 | 0 | 0 | 3.24 | 0 | 0 | 0 | 0 | 0 | 64.0385 | 342.9 | 0 | 0 | 0 | 0 | 0 | 365.44 | 6132.13 | 0 | 0 | 0 | 0 | 8.56 | 0 | 157.56 | 17.08 | 0 | 0 | 67.2716 | 0 | 0 | 0 | 0 | 0 | 0 | 17.0765 | 0 | 0 | 365.4372 | 17.0765 | 0
891 | 0 | 0 | 3.84 | 0 | 0 | 0 | 0 | 0 | 61.1176 | 279.5 | 0 | 0 | 0 | 0 | 0 | 365.44 | 5766.69 | 0 | 0 | 0 | 1.311 | 6.3 | 0 | 140.79 | 17.08 | 0 | 0 | 66.2676 | 0 | 0 | 0 | 0 | 0 | 0 | 17.0765 | 0 | 0 | 365.4372 | 17.0765 | 0
892 | 0 | 0 | 4.88 | 0 | 0 | 0 | 0 | 0 | 62.3901 | 214.77 | 0 | 0 | 0 | 0 | 0 | 365.44 | 5401.26 | 0 | 0 | 0 | 0 | 5.37 | 0 | 123.07 | 17.08 | 0 | 0 | 67.2716 | 0 | 0 | 0 | 0 | 0 | 0 | 17.0765 | 0 | 0 | 365.4372 | 17.0765 | 0
893 | 0 | 0 | 5.88 | 0 | 0 | 0 | 0 | 0 | 64.4048 | 147.96 | 0 | 0 | 0 | 0 | 0 | 365.44 | 5035.82 | 0 | 0 | 0 | 0 | 4.46 | 0 | 105.85 | 17.08 | 0 | 0 | 70.2838 | 0 | 0 | 0 | 0 | 0 | 0 | 17.0765 | 0 | 0 | 365.4372 | 17.0765 | 0
894 | 0 | 0 | 6.53 | 0 | 0 | 0 | 0 | 0 | 68.444 | 76.96 | 0 | 0 | 0 | 0 | 0 | 365.44 | 4670.38 | 0 | 0 | 0 | 1.2825 | 2.18 | 0 | 88.2 | 17.08 | 0 | 0 | 75.3041 | 0.95311 | 0 | 0 | 0 | 0 | 0 | 17.0765 | 0 | 0 | 365.4372 | 17.0765 | 0
895 | 0 | 0 | 6.82 | 0 | 0 | 0 | 0 | 0 | 74.1894 | 0 | 0 | 0 | 0 | 0 | 0 | 365.44 | 4304.95 | 0 | 0 | 0 | 1.216 | 0 | 0 | 71.15 | 17.08 | 0 | 0 | 80.3243 | 1.9062 | 0 | 0 | 0 | 0 | 0 | 17.0765 | 0 | 0 | 365.4372 | 17.0765 | 0
896 | 17.97 | 795.64 | 6.84 | 0 | 0 | 0 | 0 | 0.39 | 0 | 0.37 | 0 | 0 | 0 | 729.66 | 145.32 | 0 | 4450.27 | 0 | 0 | 1.26 | 0 | 0.37 | 0 | 55.53 | 17.08 | 0 | 0 | 85.3446 | 3.8124 | 0 | 0 | 0 | 0 | 0 | 17.0765 | 0 | 0 | 365.4372 | 17.0765 | 0
897 | 33.97 | 1312.68 | 6.55 | 0 | 0 | 0 | 0 | 0.64 | 0 | 0.99 | 0 | 0 | 0 | 1257.27 | 514.65 | 0 | 4964.92 | 0 | 0 | 1.22 | 0 | 0.99 | 0 | 45.13 | 17.08 | 0 | 0 | 88.3568 | 5.7186 | 0 | 0 | 0 | 0 | 0 | 17.0765 | 0 | 0 | 365.4372 | 17.0765 | 0
898 | 39.4 | 1459.66 | 5.31 | 0 | 0 | 0 | 0 | 0.74 | 0 | 1.7 | 0 | 0 | 0 | 1377.96 | 599.13 | 0 | 5564.05 | 0 | 0 | 1.2 | 0 | 1.7 | 30.3 | 65.84 | 17.08 | 0 | 0 | 90.3649 | 3.8124 | 0 | 0 | 0 | 0 | 0 | 17.0765 | 0 | 0 | 365.4372 | 17.0765 | 0
899 | 46.86 | 1642.44 | 3.88 | 0 | 0 | 0 | 0 | 41.19 | 0 | 41.41 | 0 | 0 | 0 | 1377.96 | 599.13 | 0 | 6163.18 | 0 | 0 | 1.18 | 0 | 2.47 | 39.62 | 96.8 | 17.08 | 139.05 | 0 | 90.3649 | 3.8124 | 0 | 0 | 0 | 0 | 0 | 17.0765 | 0 | 0 | 365.4372 | 17.0765 | 0
900 | 51.61 | 1749.02 | 2.78 | 0 | 0 | 0 | 0 | 157.14 | 0 | 192.89 | 0 | 0 | 0 | 1377.96 | 599.13 | 0 | 6762.32 | 0 | 0 | 1.19 | 0 | 3.42 | 39.7 | 131.08 | 17.08 | 134.25 | 0 | 89.3608 | 3.8124 | 0 | 0 | 0 | 0 | 0 | 17.0765 | 0 | 0 | 365.4372 | 17.0765 | 0
901 | 54.73 | 1815.32 | 1.98 | 0 | 0 | 0 | 0 | 157.14 | 0 | 344.37 | 0 | 0 | 0 | 1377.96 | 599.13 | 0 | 7361.45 | 0 | 0 | 1.2 | 0 | 4.47 | 0 | 129.26 | 17.08 | 242.6 | 0 | 88.3568 | 4.7655 | 0 | 0 | 0 | 0 | 0 | 17.0765 | 0 | 0 | 365.4372 | 17.0765 | 0
902 | 56.87 | 1859.07 | 1.39 | 0 | 0 | 0 | 0 | 157.14 | 0 | 495.85 | 0 | 0 | 0 | 1377.96 | 599.13 | 0 | 7960.58 | 0 | 0 | 1.18 | 0 | 5.52 | 39.49 | 165.61 | 17.08 | 249.45 | 0 | 87.3527 | 4.7655 | 0 | 0 | 0 | 0 | 0 | 17.0765 | 0 | 0 | 365.4372 | 17.0765 | 0
903 | 54.55 | 1811.5 | 0.97 | 0 | 0 | 0 | 0 | 157.14 | 0 | 647.33 | 0 | 0 | 0 | 1377.96 | 599.13 | 0 | 8559.72 | 0 | 0 | 1.13 | 0 | 6.53 | 38.02 | 200.44 | 17.08 | 200.65 | 0 | 87.3527 | 4.7655 | 0 | 0 | 0 | 0 | 0 | 17.0765 | 0 | 0 | 365.4372 | 17.0765 | 0
904 | 51.49 | 1746.43 | 0.7 | 0 | 0 | 0 | 0 | 0 | 0 | 647.33 | 0 | 0 | 0 | 1377.96 | 599.13 | 0 | 9158.85 | 0 | 0 | 1.12 | 0 | 7.55 | 37.52 | 235.2 | 17.08 | 289.9 | 0 | 87.3527 | 4.7655 | 0 | 0 | 0 | 0 | 0 | 17.0765 | 0 | 0 | 365.4372 | 17.0765 | 0
905 | 48.07 | 1670.29 | 0.56 | 0 | 0 | 0 | 0 | 157.14 | 0 | 798.81 | 0 | 0 | 0 | 1377.96 | 599.13 | 0 | 9757.98 | 0 | 0 | 1.13 | 0 | 8.59 | 0 | 234.55 | 17.08 | 87.61 | 0 | 89.3608 | 5.7186 | 0 | 0 | 0 | 0 | 0 | 17.0765 | 0 | 0 | 365.4372 | 17.0765 | 0
906 | 45.97 | 1621.58 | 0.54 | 0 | 0 | 0 | 0 | 154.42 | 0 | 947.67 | 0 | 0 | 0 | 1377.96 | 599.13 | 0 | 10357.11 | 0 | 0 | 1.12 | 0 | 9.49 | 37.55 | 267.14 | 17.08 | 0 | 0 | 90.3649 | 6.6717 | 0 | 0 | 0 | 0 | 0 | 17.0765 | 0 | 0 | 365.4372 | 17.0765 | 0
907 | 39 | 1449.13 | 0.54 | 0 | 0 | 0 | 0 | 0 | 0 | 947.67 | 0 | 0 | 0 | 1377.96 | 599.13 | 0 | 10956.25 | 0 | 0 | 1.13 | 0 | 10.18 | 0 | 259.74 | 17.08 | 8.52 | 0 | 94.3811 | 6.6717 | 0 | 0 | 0 | 0 | 0 | 17.0765 | 0 | 0 | 365.4372 | 17.0765 | 0
908 | 0 | 0 | 0.55 | 0 | 0 | 0 | 0 | 0 | 105.5773 | 838.15 | 0 | 0 | 0 | 0 | 0 | 365.44 | 10590.81 | 0 | 0 | 0 | 0 | 9.7 | 0 | 250.72 | 17.08 | 0 | 0 | 100.4054 | 5.7186 | 0 | 0 | 0 | 0 | 0 | 17.0765 | 0 | 0 | 365.4372 | 17.0765 | 0
909 | 0 | 0 | 0.57 | 0 | 0 | 0 | 0 | 0 | 105.6062 | 728.6 | 0 | 0 | 0 | 0 | 0 | 365.44 | 10225.37 | 0 | 0 | 0 | 0 | 9.11 | 0 | 239.53 | 17.08 | 0 | 0 | 101.4095 | 4.7655 | 0 | 0 | 0 | 0 | 0 | 17.0765 | 0 | 0 | 365.4372 | 17.0765 | 0
910 | 0 | 0 | 0.62 | 0 | 0 | 0 | 0 | 0 | 97.5761 | 627.39 | 0 | 0 | 0 | 0 | 0 | 365.44 | 9859.94 | 0 | 0 | 0 | 0 | 8.44 | 0 | 226.82 | 17.08 | 0 | 0 | 94.3811 | 3.8124 | 0 | 0 | 0 | 0 | 0 | 17.0765 | 0 | 0 | 365.4372 | 17.0765 | 0
911 | 0 | 0 | 0.66 | 0 | 0 | 0 | 0 | 0 | 85.5357 | 538.65 | 0 | 0 | 0 | 0 | 0 | 365.44 | 9494.5 | 0 | 0 | 0 | 0 | 7.72 | 0 | 213.08 | 17.08 | 0 | 0 | 83.3365 | 2.8593 | 0 | 0 | 0 | 0 | 0 | 17.0765 | 0 | 0 | 365.4372 | 17.0765 | 0
912 | 0 | 0 | 0.67 | 0 | 0 | 0 | 0 | 0 | 75.5294 | 460.3 | 0 | 0 | 0 | 0 | 0 | 365.44 | 9129.06 | 0 | 0 | 0 | 0 | 7 | 0 | 199.48 | 17.08 | 0 | 0 | 74.3 | 1.9062 | 0 | 0 | 0 | 0 | 0 | 17.0765 | 0 | 0 | 365.4372 | 17.0765 | 0
913 | 0 | 0 | 0.71 | 0 | 0 | 0 | 0 | 0 | 70.5262 | 387.14 | 0 | 0 | 0 | 0 | 0 | 365.44 | 8763.62 | 0 | 0 | 0 | 0 | 6.35 | 0 | 187.04 | 17.08 | 0 | 0 | 70.2838 | 0.95311 | 0 | 0 | 0 | 0 | 0 | 17.0765 | 0 | 0 | 365.4372 | 17.0765 | 0
914 | 0 | 0 | 0.79 | 0 | 0 | 0 | 0 | 0 | 52.7886 | 332.38 | 0 | 0 | 0 | 0 | 0 | 392.44 | 8371.18 | 27.01 | 12.6947 | 0 | 0 | 5.61 | 0 | 173.05 | 17.08 | 0 | 0 | 66.2676 | 0 | 0 | 0 | 0 | 0 | 0 | 17.0765 | 0 | 0 | 365.4372 | 17.0765 | 0
915 | 0 | 0 | 0.93 | 0 | 0 | 0 | 0 | 0 | 64.3374 | 265.65 | 0 | 0 | 0 | 0 | 0 | 365.44 | 8005.74 | 0 | 0 | 0 | 0 | 4.73 | 0 | 156.27 | 17.08 | 0 | 0 | 65.2635 | 0 | 0 | 0 | 0 | 0 | 0 | 17.0765 | 0 | 0 | 365.4372 | 17.0765 | 0
916 | 0 | 0 | 1.2 | 0 | 0 | 0 | 0 | 0 | 65.0604 | 198.15 | 0 | 0 | 0 | 0 | 0 | 365.44 | 7640.31 | 0 | 0 | 0 | 0 | 3.8 | 0 | 138.56 | 17.08 | 0 | 0 | 66.2676 | 0 | 0 | 0 | 0 | 0 | 0 | 17.0765 | 0 | 0 | 365.4372 | 17.0765 | 0
917 | 0 | 0 | 1.52 | 0 | 0 | 0 | 0 | 0 | 56.0759 | 139.99 | 0 | 0 | 0 | 0 | 0 | 392.44 | 7247.86 | 27.01 | 12.6947 | 0 | 0 | 2.89 | 0 | 121.34 | 17.08 | 0 | 0 | 70.2838 | 0 | 0 | 0 | 0 | 0 | 0 | 17.0765 | 0 | 0 | 365.4372 | 17.0765 | 0
918 | 0 | 0 | 1.73 | 0 | 0 | 0 | 0 | 0 | 60.8284 | 76.89 | 0 | 0 | 0 | 0 | 0 | 392.44 | 6855.42 | 27.01 | 12.6947 | 0 | 0 | 1.96 | 0 | 103.69 | 17.08 | 0 | 0 | 74.3 | 0.95311 | 0 | 0 | 0 | 0 | 0 | 17.0765 | 0 | 0 | 365.4372 | 17.0765 | 0
919 | 0 | 0 | 1.84 | 0 | 0 | 0 | 0 | 0 | 74.122 | 0 | 0 | 0 | 0 | 0 | 0 | 374.49 | 6480.93 | 9.05 | 4.2535 | 0 | 1.0165 | 0 | 0 | 86.64 | 17.08 | 0 | 0 | 79.3203 | 1.9062 | 0 | 0 | 0 | 0 | 0 | 17.0765 | 0 | 0 | 365.4372 | 17.0765 | 0
920 | 17.79 | 788.97 | 1.82 | 0 | 0 | 0 | 0 | 0.39 | 0 | 0.37 | 0 | 0 | 0 | 718.78 | 137.71 | 0 | 6618.64 | 0 | 0 | 1.26 | 0 | 0.37 | 0 | 71.02 | 17.08 | 0 | 0 | 84.3406 | 3.8124 | 0 | 0 | 0 | 0 | 0 | 17.0765 | 0 | 0 | 365.4372 | 17.0765 | 0
921 | 35.3 | 1349.76 | 1.75 | 0 | 0 | 0 | 0 | 0.64 | 0 | 0.99 | 0 | 0 | 0 | 1291.87 | 538.88 | 0 | 7157.52 | 0 | 0 | 1.22 | 0 | 0.99 | 0 | 60.61 | 17.08 | 0 | 0 | 87.3527 | 5.7186 | 0 | 0 | 0 | 0 | 0 | 17.0765 | 0 | 0 | 365.4372 | 17.0765 | 0
922 | 40.93 | 1498.76 | 1.53 | 0 | 0 | 0 | 0 | 28.73 | 0 | 28.68 | 0 | 0 | 0 | 1377.96 | 599.13 | 0 | 7756.65 | 0 | 0 | 1.2 | 0 | 1.7 | 40.17 | 90.7 | 17.08 | 0 | 0 | 89.3608 | 3.8124 | 0 | 0 | 0 | 0 | 0 | 17.0765 | 0 | 0 | 365.4372 | 17.0765 | 0
923 | 46.3 | 1629.36 | 1.29 | 0 | 0 | 0 | 0 | 157.14 | 0 | 180.16 | 0 | 0 | 0 | 1377.96 | 599.13 | 0 | 8355.78 | 0 | 0 | 1.18 | 0 | 2.47 | 39.62 | 121.66 | 17.08 | 7.87 | 0 | 89.3608 | 3.8124 | 0 | 0 | 0 | 0 | 0 | 17.0765 | 0 | 0 | 365.4372 | 17.0765 | 0
924 | 50.63 | 1727.59 | 1.17 | 0 | 0 | 0 | 0 | 8.25 | 0 | 188.12 | 0 | 0 | 0 | 1377.96 | 599.13 | 0 | 8954.92 | 0 | 0 | 1.19 | 0 | 3.42 | 39.7 | 155.94 | 17.08 | 259.13 | 0 | 89.3608 | 3.8124 | 0 | 0 | 0 | 0 | 0 | 17.0765 | 0 | 0 | 365.4372 | 17.0765 | 0
925 | 53.45 | 1788.52 | 1.17 | 0 | 0 | 0 | 0 | 157.14 | 0 | 339.6 | 0 | 0 | 0 | 1377.96 | 599.13 | 0 | 9554.05 | 0 | 0 | 1.2 | 0 | 4.47 | 0 | 154.12 | 17.08 | 213.73 | 0 | 88.3568 | 4.7655 | 0 | 0 | 0 | 0 | 0 | 17.0765 | 0 | 0 | 365.4372 | 17.0765 | 0
926 | 55.42 | 1829.57 | 1.23 | 0 | 0 | 0 | 0 | 157.14 | 0 | 491.08 | 0 | 0 | 0 | 1377.96 | 599.13 | 0 | 10153.18 | 0 | 0 | 1.18 | 0 | 5.52 | 39.49 | 190.47 | 17.08 | 218.34 | 0 | 87.3527 | 4.7655 | 0 | 0 | 0 | 0 | 0 | 17.0765 | 0 | 0 | 365.4372 | 17.0765 | 0
927 | 54.44 | 1809.22 | 1.25 | 0 | 0 | 0 | 0 | 157.14 | 0 | 642.56 | 0 | 0 | 0 | 1377.96 | 599.13 | 0 | 10752.32 | 0 | 0 | 1.13 | 0 | 6.53 | 38.02 | 225.3 | 17.08 | 199.55 | 0 | 86.3487 | 4.7655 | 0 | 0 | 0 | 0 | 0 | 17.0765 | 0 | 0 | 365.4372 | 17.0765 | 0
928 | 53.01 | 1779.09 | 1.24 | 0 | 0 | 0 | 0 | 0 | 0 | 642.56 | 0 | 0 | 0 | 1377.96 | 599.13 | 0 | 11351.45 | 0 | 0 | 1.12 | 0 | 7.55 | 37.52 | 260.06 | 17.08 | 324.62 | 0 | 87.3527 | 4.7655 | 0 | 0 | 0 | 0 | 0 | 17.0765 | 0 | 0 | 365.4372 | 17.0765 | 0
929 | 51.5 | 1746.73 | 1.21 | 0 | 0 | 0 | 0 | 157.14 | 0 | 794.04 | 0 | 0 | 0 | 1377.96 | 599.13 | 0 | 11950.58 | 0 | 0 | 1.13 | 0 | 8.59 | 0 | 259.41 | 17.08 | 169.14 | 0 | 88.3568 | 5.7186 | 0 | 0 | 0 | 0 | 0 | 17.0765 | 0 | 0 | 365.4372 | 17.0765 | 0
930 | 46.99 | 1645.49 | 1.19 | 0 | 0 | 0 | 0 | 157.14 | 0 | 945.52 | 0 | 0 | 0 | 1377.96 | 599.13 | 0 | 12549.71 | 0 | 0 | 1.12 | 0 | 9.49 | 37.55 | 292 | 17.08 | 22.86 | 0 | 90.3649 | 6.6717 | 0 | 0 | 0 | 0 | 0 | 17.0765 | 0 | 0 | 365.4372 | 17.0765 | 0
931 | 38.71 | 1441.49 | 1.18 | 0 | 0 | 0 | 0 | 2.23 | 0 | 947.67 | 0 | 0 | 0 | 1377.96 | 599.13 | 0 | 13148.85 | 0 | 0 | 1.13 | 0 | 10.18 | 0 | 284.61 | 17.08 | 0 | 0 | 93.377 | 6.6717 | 0 | 0 | 0 | 0 | 0 | 17.0765 | 0 | 0 | 365.4372 | 17.0765 | 0
932 | 0 | 0 | 1.15 | 0 | 0 | 0 | 0 | 0 | 103.977 | 839.81 | 0 | 0 | 0 | 0 | 0 | 365.44 | 12783.41 | 0 | 0 | 0 | 0 | 9.7 | 0 | 275.58 | 17.08 | 0 | 0 | 99.4014 | 5.7186 | 0 | 0 | 0 | 0 | 0 | 17.0765 | 0 | 0 | 365.4372 | 17.0765 | 0
933 | 0 | 0 | 1.19 | 0 | 0 | 0 | 0 | 0 | 103.977 | 731.95 | 0 | 0 | 0 | 0 | 0 | 365.44 | 12417.97 | 0 | 0 | 0 | 0 | 9.11 | 0 | 264.39 | 17.08 | 0 | 0 | 100.4054 | 4.7655 | 0 | 0 | 0 | 0 | 0 | 17.0765 | 0 | 0 | 365.4372 | 17.0765 | 0
934 | 0 | 0 | 1.37 | 0 | 0 | 0 | 0 | 0 | 92.6211 | 635.87 | 0 | 0 | 0 | 0 | 0 | 374.39 | 12043.58 | 8.95 | 4.2065 | 0 | 0 | 8.44 | 0 | 251.68 | 17.08 | 0 | 0 | 94.3811 | 3.8124 | 0 | 0 | 0 | 0 | 0 | 17.0765 | 0 | 0 | 365.4372 | 17.0765 | 0
935 | 0 | 0 | 1.74 | 0 | 0 | 0 | 0 | 0 | 84.456 | 548.26 | 0 | 0 | 0 | 0 | 0 | 365.44 | 11678.15 | 0 | 0 | 0 | 0 | 7.72 | 0 | 237.94 | 17.08 | 0 | 0 | 83.3365 | 2.8593 | 0 | 0 | 0 | 0 | 0 | 17.0765 | 0 | 0 | 365.4372 | 17.0765 | 0
936 | 0 | 0 | 2.31 | 0 | 0 | 0 | 0 | 0 | 74.9028 | 470.56 | 0 | 0 | 0 | 0 | 0 | 365.44 | 11312.71 | 0 | 0 | 0 | 0 | 7 | 0 | 224.34 | 17.08 | 0 | 0 | 75.3041 | 1.9062 | 0 | 0 | 0 | 0 | 0 | 17.0765 | 0 | 0 | 365.4372 | 17.0765 | 0
937 | 0 | 0 | 2.95 | 0 | 0 | 0 | 0 | 0 | 68.2898 | 399.72 | 0 | 0 | 0 | 0 | 0 | 365.44 | 10947.27 | 0 | 0 | 0 | 0 | 6.35 | 0 | 211.91 | 17.08 | 0 | 0 | 70.2838 | 0.95311 | 0 | 0 | 0 | 0 | 0 | 17.0765 | 0 | 0 | 365.4372 | 17.0765 | 0
938 | 0 | 0 | 3.71 | 0 | 0 | 0 | 0 | 0 | 63.5565 | 333.79 | 0 | 0 | 0 | 0 | 0 | 365.44 | 10581.83 | 0 | 0 | 0 | 0 | 5.61 | 0 | 197.91 | 17.08 | 0 | 0 | 67.2716 | 0 | 0 | 0 | 0 | 0 | 0 | 17.0765 | 0 | 0 | 365.4372 | 17.0765 | 0
939 | 0 | 0 | 4.78 | 0 | 0 | 0 | 0 | 0 | 60.4814 | 271.06 | 0 | 0 | 0 | 0 | 0 | 365.44 | 10216.4 | 0 | 0 | 0 | 1.0165 | 3.66 | 0 | 181.13 | 17.08 | 0 | 0 | 66.2676 | 0 | 0 | 0 | 0 | 0 | 0 | 17.0765 | 0 | 0 | 365.4372 | 17.0765 | 0
940 | 0 | 0 | 5.87 | 0 | 0 | 0 | 0 | 0 | 59.4017 | 209.44 | 0 | 0 | 0 | 0 | 0 | 365.44 | 9850.96 | 0 | 0 | 0 | 0 | 2.73 | 0 | 163.42 | 17.08 | 0 | 0 | 65.2635 | 0 | 0 | 0 | 0 | 0 | 0 | 17.0765 | 0 | 0 | 365.4372 | 17.0765 | 0
941 | 0 | 0 | 6.54 | 0 | 0 | 0 | 0 | 0 | 61.7346 | 145.4 | 0 | 0 | 0 | 0 | 0 | 365.44 | 9485.52 | 0 | 0 | 0 | 0 | 1.83 | 0 | 146.2 | 17.08 | 0 | 0 | 68.2757 | 0 | 0 | 0 | 0 | 0 | 0 | 17.0765 | 0 | 0 | 365.4372 | 17.0765 | 0
942 | 0 | 0 | 7.04 | 0 | 0 | 0 | 0 | 0 | 67.2101 | 75.69 | 0 | 0 | 0 | 0 | 0 | 365.44 | 9120.09 | 0 | 0 | 0 | 0 | 0.9 | 0 | 128.55 | 17.08 | 0 | 0 | 73.296 | 0.95311 | 0 | 0 | 0 | 0 | 0 | 17.0765 | 0 | 0 | 365.4372 | 17.0765 | 0
943 | 0 | 0 | 7.26 | 0 | 0 | 0 | 0 | 0 | 72.9652 | 0 | 0 | 0 | 0 | 0 | 0 | 365.44 | 8754.65 | 0 | 0 | 0 | 0 | 0 | 0 | 111.5 | 17.08 | 0 | 0 | 78.3162 | 1.9062 | 0 | 0 | 0 | 0 | 0 | 17.0765 | 0 | 0 | 365.4372 | 17.0765 | 0
944 | 17.97 | 795.74 | 7.08 | 0 | 0 | 0 | 0 | 0 | 0 | 0 | 0 | 0 | 0 | 733.78 | 148.21 | 0 | 8902.86 | 0 | 0 | 0.87 | 0 | 0 | 0 | 95.88 | 17.08 | 0 | 0 | 82.3324 | 3.8124 | 0 | 0 | 0 | 0 | 0 | 17.0765 | 0 | 0 | 365.4372 | 17.0765 | 0
945 | 26.34 | 1083.55 | 6.44 | 0 | 0 | 0 | 0 | 0 | 0 | 0 | 0 | 0 | 0 | 1023.68 | 351.14 | 0 | 9254 | 0 | 0 | 0.58 | 0 | 0 | 0 | 85.48 | 17.08 | 0 | 0 | 86.3487 | 5.7186 | 0 | 0 | 0 | 0 | 0 | 17.0765 | 0 | 0 | 365.4372 | 17.0765 | 0
946 | 37.37 | 1406.22 | 5.33 | 0 | 0 | 0 | 0 | 0 | 0 | 0 | 0 | 0 | 0 | 1357.31 | 584.68 | 0 | 9838.68 | 0 | 0 | 0.45 | 0 | 0 | 0 | 77.4 | 17.08 | 0 | 0 | 87.3527 | 3.8124 | 0 | 0 | 0 | 0 | 0 | 17.0765 | 0 | 0 | 365.4372 | 17.0765 | 0
947 | 45.58 | 1612.41 | 4.18 | 0 | 0 | 0 | 0 | 0.8 | 0 | 0.77 | 0 | 0 | 0 | 1377.96 | 599.13 | 0 | 10437.81 | 0 | 0 | 1.18 | 0 | 0.77 | 39.62 | 108.36 | 17.08 | 151.44 | 0 | 87.3527 | 3.8124 | 0 | 0 | 0 | 0 | 0 | 17.0765 | 0 | 0 | 365.4372 | 17.0765 | 0
948 | 48.48 | 1679.7 | 3.18 | 0 | 0 | 0 | 0 | 157.14 | 0 | 152.25 | 0 | 0 | 0 | 1377.96 | 599.13 | 0 | 11036.94 | 0 | 0 | 1.19 | 0 | 1.72 | 39.7 | 142.64 | 17.08 | 66.22 | 0 | 85.3446 | 3.8124 | 0 | 0 | 0 | 0 | 0 | 17.0765 | 0 | 0 | 365.4372 | 17.0765 | 0
949 | 49.02 | 1691.88 | 2.43 | 0 | 0 | 0 | 0 | 93.85 | 0 | 242.72 | 0 | 0 | 0 | 1377.96 | 599.13 | 0 | 11636.07 | 0 | 0 | 1.2 | 0 | 2.76 | 40.31 | 179.12 | 17.08 | 141.92 | 0 | 83.3365 | 4.7655 | 0 | 0 | 0 | 0 | 0 | 17.0765 | 0 | 0 | 365.4372 | 17.0765 | 0
950 | 48 | 1668.66 | 1.98 | 0 | 0 | 0 | 0 | 157.14 | 0 | 394.2 | 0 | 0 | 0 | 1377.96 | 599.13 | 0 | 12235.21 | 0 | 0 | 1.18 | 0 | 3.82 | 0 | 177.95 | 17.08 | 95.26 | 0 | 82.3324 | 4.7655 | 0 | 0 | 0 | 0 | 0 | 17.0765 | 0 | 0 | 365.4372 | 17.0765 | 0
951 | 48.09 | 1670.68 | 1.64 | 0 | 0 | 0 | 0 | 157.14 | 0 | 545.68 | 0 | 0 | 0 | 1377.96 | 599.13 | 0 | 12834.34 | 0 | 0 | 1.13 | 0 | 4.83 | 0 | 176.67 | 17.08 | 97.08 | 0 | 82.3324 | 4.7655 | 0 | 0 | 0 | 0 | 0 | 17.0765 | 0 | 0 | 365.4372 | 17.0765 | 0
952 | 47.68 | 1661.48 | 1.48 | 0 | 0 | 0 | 0 | 157.14 | 0 | 697.16 | 0 | 0 | 0 | 1377.96 | 599.13 | 0 | 13433.47 | 0 | 0 | 1.12 | 0 | 5.85 | 37.52 | 211.43 | 17.08 | 48.81 | 0 | 83.3365 | 4.7655 | 0 | 0 | 0 | 0 | 0 | 17.0765 | 0 | 0 | 365.4372 | 17.0765 | 0
953 | 47.24 | 1651.22 | 1.7 | 0 | 0 | 0 | 0 | 157.14 | 0 | 848.64 | 0 | 0 | 0 | 1377.96 | 599.13 | 0 | 14032.61 | 0 | 0 | 1.13 | 0 | 6.89 | 37.78 | 246.66 | 17.08 | 36.1 | 0 | 84.3406 | 5.7186 | 0 | 0 | 0 | 0 | 0 | 17.0765 | 0 | 0 | 365.4372 | 17.0765 | 0
954 | 43.66 | 1566.43 | 2.29 | 0 | 0 | 0 | 0 | 102.73 | 0 | 947.67 | 0 | 0 | 0 | 1377.96 | 599.13 | 0 | 14631.74 | 0 | 0 | 1.12 | 0 | 7.79 | 37.55 | 279.26 | 17.08 | 0 | 0 | 86.3487 | 6.6717 | 0 | 0 | 0 | 0 | 0 | 17.0765 | 0 | 0 | 365.4372 | 17.0765 | 0
955 | 35.88 | 1365.73 | 3.16 | 0 | 0 | 0 | 0 | 0 | 0 | 947.67 | 0 | 0 | 0 | 1306.14 | 548.86 | 0 | 15180.6 | 0 | 0 | 0.58 | 0 | 7.95 | 0 | 271.86 | 17.08 | 0 | 0 | 91.3689 | 6.6717 | 0 | 0 | 0 | 0 | 0 | 17.0765 | 0 | 0 | 365.4372 | 17.0765 | 0
956 | 0 | 0 | 4.4 | 0 | 0 | 0 | 0 | 0 | 98.704 | 845.28 | 0 | 0 | 0 | 0 | 0 | 365.44 | 14815.16 | 0 | 0 | 0 | 0 | 7.48 | 0 | 262.84 | 17.08 | 0 | 0 | 97.3933 | 5.7186 | 0 | 0 | 0 | 0 | 0 | 17.0765 | 0 | 0 | 365.4372 | 17.0765 | 0
957 | 0 | 0 | 6 | 0 | 0 | 0 | 0 | 0 | 98.1641 | 743.45 | 0 | 0 | 0 | 0 | 0 | 365.44 | 14449.73 | 0 | 0 | 0 | 0 | 6.89 | 0 | 251.64 | 17.08 | 0 | 0 | 99.4014 | 4.7655 | 0 | 0 | 0 | 0 | 0 | 17.0765 | 0 | 0 | 365.4372 | 17.0765 | 0
958 | 0 | 0 | 6.68 | 0 | 0 | 0 | 0 | 0 | 90.7702 | 649.28 | 0 | 0 | 0 | 0 | 0 | 365.44 | 14084.29 | 0 | 0 | 1.27 | 0 | 7.43 | 0 | 238.94 | 17.08 | 0 | 0 | 92.373 | 3.8124 | 0 | 0 | 0 | 0 | 0 | 17.0765 | 0 | 0 | 365.4372 | 17.0765 | 0
959 | 0 | 0 | 6.8 | 0 | 0 | 0 | 0 | 0 | 78.3925 | 567.97 | 0 | 0 | 0 | 0 | 0 | 365.44 | 13718.85 | 0 | 0 | 0 | 0 | 6.7 | 0 | 225.2 | 17.08 | 0 | 0 | 82.3324 | 2.8593 | 0 | 0 | 0 | 0 | 0 | 17.0765 | 0 | 0 | 365.4372 | 17.0765 | 0
960 | 0 | 0 | 6.63 | 0 | 0 | 0 | 0 | 0 | 68.5693 | 496.84 | 0 | 0 | 0 | 0 | 0 | 365.44 | 13353.42 | 0 | 0 | 0 | 0 | 5.99 | 0 | 211.6 | 17.08 | 0 | 0 | 73.296 | 1.9062 | 0 | 0 | 0 | 0 | 0 | 17.0765 | 0 | 0 | 365.4372 | 17.0765 | 0
961 | 0 | 0 | 6.27 | 0 | 0 | 0 | 0 | 0 | 63.971 | 430.48 | 0 | 0 | 0 | 0 | 0 | 365.44 | 12987.98 | 0 | 0 | 0 | 0 | 5.33 | 0 | 199.16 | 17.08 | 0 | 0 | 69.2797 | 0.95311 | 0 | 0 | 0 | 0 | 0 | 17.0765 | 0 | 0 | 365.4372 | 17.0765 | 0
962 | 0 | 0 | 5.79 | 0 | 0 | 0 | 0 | 0 | 59.4692 | 368.79 | 0 | 0 | 0 | 0 | 0 | 365.44 | 12622.54 | 0 | 0 | 0 | 0 | 4.6 | 0 | 185.17 | 17.08 | 0 | 0 | 65.2635 | 0 | 0 | 0 | 0 | 0 | 0 | 17.0765 | 0 | 0 | 365.4372 | 17.0765 | 0
963 | 0 | 0 | 5.23 | 0 | 0 | 0 | 0 | 0 | 59.0354 | 307.55 | 0 | 0 | 0 | 0 | 0 | 365.44 | 12257.1 | 0 | 0 | 0 | 0 | 3.71 | 0 | 168.39 | 17.08 | 0 | 0 | 64.2595 | 0 | 0 | 0 | 0 | 0 | 0 | 17.0765 | 0 | 0 | 365.4372 | 17.0765 | 0
964 | 0 | 0 | 4.62 | 0 | 0 | 0 | 0 | 0 | 60.6356 | 244.65 | 0 | 0 | 0 | 0 | 0 | 365.44 | 11891.67 | 0 | 0 | 0 | 0 | 2.78 | 0 | 150.68 | 17.08 | 0 | 0 | 65.2635 | 0 | 0 | 0 | 0 | 0 | 0 | 17.0765 | 0 | 0 | 365.4372 | 17.0765 | 0
965 | 0 | 0 | 4.15 | 0 | 0 | 0 | 0 | 0 | 65.5134 | 176.69 | 0 | 0 | 0 | 0 | 0 | 365.44 | 11526.23 | 0 | 0 | 1.39 | 0 | 3.2 | 0 | 133.45 | 17.08 | 0 | 0 | 68.2757 | 0 | 0 | 0 | 0 | 0 | 0 | 17.0765 | 0 | 0 | 365.4372 | 17.0765 | 0
966 | 0 | 0 | 3.86 | 0 | 0 | 0 | 0 | 0 | 92.2837 | 80.96 | 0 | 0 | 0 | 21.89 | 0 | 350.11 | 11176.12 | 0 | 0 | 0 | 0 | 2.27 | 0 | 115.81 | 17.08 | 0 | 0 | 73.296 | 0.95311 | 0 | 0 | 0 | 0 | 0 | 17.0765 | 0 | 0 | 365.4372 | 17.0765 | 0
967 | 0 | 0 | 3.5 | 0 | 0 | 0 | 0 | 0 | 76.7248 | 1.37 | 0 | 0 | 0 | 0 | 0 | 365.44 | 10810.68 | 0 | 0 | 0 | 0 | 1.37 | 0 | 98.76 | 17.08 | 0 | 0 | 78.3162 | 1.9062 | 0 | 0 | 0 | 0 | 0 | 17.0765 | 0 | 0 | 365.4372 | 17.0765 | 0
968 | 17.95 | 794.99 | 3.2 | 0 | 0 | 0 | 0 | 0 | 0 | 1.37 | 0 | 0 | 0 | 728.99 | 144.86 | 0 | 10955.54 | 0 | 0 | 0 | 0 | 0.55 | 0 | 83.13 | 17.08 | 0 | 0 | 83.3365 | 3.8124 | 0 | 0 | 0 | 0 | 0 | 17.0765 | 0 | 0 | 365.4372 | 17.0765 | 0
969 | 33.55 | 1300.96 | 2.92 | 0 | 0 | 0 | 0 | 0 | 1.3207 | 0 | 0 | 0 | 0 | 1246.68 | 507.24 | 0 | 11462.78 | 0 | 0 | 0 | 0 | 0 | 0 | 72.73 | 17.08 | 0 | 0 | 86.3487 | 5.7186 | 0 | 0 | 0 | 0 | 0 | 17.0765 | 0 | 0 | 365.4372 | 17.0765 | 0
970 | 39.11 | 1451.94 | 2.78 | 0 | 0 | 0 | 0 | 0.74 | 0 | 0.71 | 0 | 0 | 0 | 1377.96 | 599.13 | 0 | 12061.91 | 0 | 0 | 1.2 | 0 | 0.71 | 0 | 64.66 | 17.08 | 22.77 | 0 | 87.3527 | 3.8124 | 0 | 0 | 0 | 0 | 0 | 17.0765 | 0 | 0 | 365.4372 | 17.0765 | 0
971 | 46.49 | 1633.82 | 2.73 | 0 | 0 | 0 | 0 | 157.14 | 0 | 152.19 | 0 | 0 | 0 | 1377.96 | 599.13 | 0 | 12661.04 | 0 | 0 | 1.18 | 0 | 1.49 | 39.62 | 95.62 | 17.08 | 15.96 | 0 | 87.3527 | 3.8124 | 0 | 0 | 0 | 0 | 0 | 17.0765 | 0 | 0 | 365.4372 | 17.0765 | 0
972 | 50.26 | 1719.49 | 2.76 | 0 | 0 | 0 | 0 | 157.14 | 0 | 303.67 | 0 | 0 | 0 | 1377.96 | 599.13 | 0 | 13260.18 | 0 | 0 | 1.19 | 0 | 2.43 | 39.7 | 129.9 | 17.08 | 107.37 | 0 | 85.3446 | 3.8124 | 0 | 0 | 0 | 0 | 0 | 17.0765 | 0 | 0 | 365.4372 | 17.0765 | 0
973 | 52.36 | 1765.18 | 3 | 0 | 0 | 0 | 0 | 157.14 | 0 | 455.16 | 0 | 0 | 0 | 1377.96 | 599.13 | 0 | 13859.31 | 0 | 0 | 1.2 | 0 | 3.48 | 40.31 | 166.37 | 17.08 | 154.82 | 0 | 84.3406 | 4.7655 | 0 | 0 | 0 | 0 | 0 | 17.0765 | 0 | 0 | 365.4372 | 17.0765 | 0
974 | 53.53 | 1790.09 | 3.45 | 0 | 0 | 0 | 0 | 0 | 0 | 455.16 | 0 | 0 | 0 | 1377.96 | 599.13 | 0 | 14458.44 | 0 | 0 | 1.18 | 0 | 4.54 | 0 | 165.21 | 17.08 | 380.83 | 0 | 82.3324 | 4.7655 | 0 | 0 | 0 | 0 | 0 | 17.0765 | 0 | 0 | 365.4372 | 17.0765 | 0
975 | 53.33 | 1785.89 | 4.14 | 0 | 0 | 0 | 0 | 157.14 | 0 | 606.64 | 0 | 0 | 0 | 1377.96 | 599.13 | 0 | 15057.57 | 0 | 0 | 1.13 | 0 | 5.55 | 38.02 | 200.04 | 17.08 | 182.02 | 0 | 82.3324 | 4.7655 | 0 | 0 | 0 | 0 | 0 | 17.0765 | 0 | 0 | 365.4372 | 17.0765 | 0
976 | 52.67 | 1771.9 | 5.05 | 0 | 0 | 0 | 0 | 157.14 | 0 | 758.12 | 0 | 0 | 0 | 1377.96 | 599.13 | 0 | 15656.71 | 0 | 0 | 1.12 | 0 | 6.56 | 37.52 | 234.8 | 17.08 | 167.79 | 0 | 83.3365 | 4.7655 | 0 | 0 | 0 | 0 | 0 | 17.0765 | 0 | 0 | 365.4372 | 17.0765 | 0
977 | 51.96 | 1756.51 | 6.05 | 0 | 0 | 0 | 0 | 157.14 | 0 | 909.6 | 0 | 0 | 0 | 1377.96 | 599.13 | 0 | 16255.84 | 0 | 0 | 1.13 | 0 | 7.6 | 37.78 | 270.04 | 17.08 | 150.46 | 0 | 84.3406 | 5.7186 | 0 | 0 | 0 | 0 | 0 | 17.0765 | 0 | 0 | 365.4372 | 17.0765 | 0
978 | 47.03 | 1646.33 | 6.81 | 0 | 0 | 0 | 0 | 29.58 | 0 | 938.11 | 0 | 0 | 0 | 1377.96 | 599.13 | 0 | 16854.97 | 0 | 0 | 1.12 | 0 | 8.5 | 0 | 266.95 | 17.08 | 198.49 | 0 | 86.3487 | 6.6717 | 0 | 0 | 0 | 0 | 0 | 17.0765 | 0 | 0 | 365.4372 | 17.0765 | 0
979 | 38.7 | 1441.29 | 7.06 | 0 | 0 | 0 | 0 | 9.92 | 0 | 947.67 | 0 | 0 | 0 | 1377.96 | 599.13 | 0 | 17454.11 | 0 | 0 | 1.13 | 0 | 9.19 | 0 | 259.56 | 17.08 | 0 | 0 | 91.3689 | 6.6717 | 0 | 0 | 0 | 0 | 0 | 17.0765 | 0 | 0 | 365.4372 | 17.0765 | 0
980 | 0 | 0 | 6.94 | 0 | 0 | 0 | 0 | 0 | 96.747 | 847.31 | 0 | 0 | 0 | 0 | 0 | 365.44 | 17088.67 | 0 | 0 | 0.58 | 0 | 9.26 | 0 | 250.53 | 17.08 | 0 | 0 | 97.3933 | 5.7186 | 0 | 0 | 0 | 0 | 0 | 17.0765 | 0 | 0 | 365.4372 | 17.0765 | 0
981 | 0 | 0 | 6.72 | 0 | 0 | 0 | 0 | 0 | 97.4508 | 746.22 | 0 | 0 | 0 | 0 | 0 | 365.44 | 16723.23 | 0 | 0 | 0 | 0 | 8.67 | 0 | 239.34 | 17.08 | 0 | 0 | 99.4014 | 4.7655 | 0 | 0 | 0 | 0 | 0 | 17.0765 | 0 | 0 | 365.4372 | 17.0765 | 0
982 | 0 | 0 | 6.13 | 0 | 0 | 0 | 0 | 0 | 91.3294 | 651.48 | 0 | 0 | 0 | 0 | 0 | 365.44 | 16357.79 | 0 | 0 | 1.27 | 0 | 9.21 | 0 | 226.64 | 17.08 | 0 | 0 | 92.373 | 3.8124 | 0 | 0 | 0 | 0 | 0 | 17.0765 | 0 | 0 | 365.4372 | 17.0765 | 0
983 | 0 | 0 | 5.77 | 0 | 0 | 0 | 0 | 0 | 79.424 | 569.09 | 0 | 0 | 0 | 0 | 0 | 365.44 | 15992.36 | 0 | 0 | 0 | 0 | 8.49 | 0 | 212.9 | 17.08 | 0 | 0 | 82.3324 | 2.8593 | 0 | 0 | 0 | 0 | 0 | 17.0765 | 0 | 0 | 365.4372 | 17.0765 | 0
984 | 0 | 0 | 5.98 | 0 | 0 | 0 | 0 | 0 | 70.5648 | 495.9 | 0 | 0 | 0 | 0 | 0 | 365.44 | 15626.92 | 0 | 0 | 1.35 | 0 | 9.05 | 0 | 199.3 | 17.08 | 0 | 0 | 73.296 | 1.9062 | 0 | 0 | 0 | 0 | 0 | 17.0765 | 0 | 0 | 365.4372 | 17.0765 | 0
985 | 0 | 0 | 6.88 | 0 | 0 | 0 | 0 | 0 | 64.723 | 428.75 | 0 | 0 | 0 | 0 | 0 | 365.44 | 15261.48 | 0 | 0 | 1.37 | 0 | 9.7 | 0 | 186.86 | 17.08 | 0 | 0 | 69.2797 | 0.95311 | 0 | 0 | 0 | 0 | 0 | 17.0765 | 0 | 0 | 365.4372 | 17.0765 | 0
986 | 0 | 0 | 8.19 | 0 | 0 | 0 | 0 | 0 | 57.0688 | 369.55 | 0 | 0 | 0 | 0 | 0 | 365.44 | 14896.05 | 0 | 0 | 0 | 0 | 8.97 | 0 | 172.86 | 17.08 | 0 | 0 | 65.2635 | 0 | 0 | 0 | 0 | 0 | 0 | 17.0765 | 0 | 0 | 365.4372 | 17.0765 | 0
987 | 0 | 0 | 9.79 | 0 | 0 | 0 | 0 | 0 | 54.4756 | 313.05 | 0 | 0 | 0 | 0 | 0 | 365.44 | 14530.61 | 0 | 0 | 0 | 0 | 8.08 | 0 | 156.09 | 17.08 | 0 | 0 | 64.2595 | 0 | 0 | 0 | 0 | 0 | 0 | 17.0765 | 0 | 0 | 365.4372 | 17.0765 | 0
988 | 0 | 0 | 11.12 | 0 | 0 | 0 | 0 | 0 | 55.5264 | 255.45 | 0 | 0 | 0 | 0 | 0 | 365.44 | 14165.17 | 0 | 0 | 1.39 | 0 | 8.47 | 0 | 138.37 | 17.08 | 0 | 0 | 65.2635 | 0 | 0 | 0 | 0 | 0 | 0 | 17.0765 | 0 | 0 | 365.4372 | 17.0765 | 0
989 | 0 | 0 | 11.82 | 0 | 0 | 0 | 0 | 0 | 58.4666 | 194.79 | 0 | 0 | 0 | 0 | 0 | 365.44 | 13799.73 | 0 | 0 | 0 | 0 | 7.56 | 0 | 121.15 | 17.08 | 0 | 0 | 70.2838 | 0 | 0 | 0 | 0 | 0 | 0 | 17.0765 | 0 | 0 | 365.4372 | 17.0765 | 0
990 | 0 | 0 | 11.84 | 0 | 0 | 0 | 0 | 0 | 65.7641 | 126.57 | 0 | 0 | 0 | 0 | 0 | 365.44 | 13434.3 | 0 | 0 | 1.35 | 0 | 7.92 | 0 | 103.5 | 17.08 | 0 | 0 | 75.3041 | 0.95311 | 0 | 0 | 0 | 0 | 0 | 17.0765 | 0 | 0 | 365.4372 | 17.0765 | 0
991 | 0 | 0 | 11.16 | 0 | 0 | 0 | 0 | 0 | 115.2462 | 7.02 | 0 | 0 | 0 | 44.17 | 0 | 334.52 | 13099.78 | 0 | 0 | 0 | 0 | 7.02 | 0 | 86.45 | 17.08 | 0 | 0 | 80.3243 | 1.9062 | 0 | 0 | 0 | 0 | 0 | 17.0765 | 0 | 0 | 365.4372 | 17.0765 | 0
992 | 18.04 | 798.39 | 10.34 | 0 | 0 | 0 | 0 | 0 | 0 | 7.02 | 0 | 0 | 0 | 737.62 | 150.9 | 0 | 13250.68 | 0 | 0 | 0 | 0 | 6.2 | 0 | 70.83 | 17.08 | 0 | 0 | 85.3446 | 3.8124 | 0 | 0 | 0 | 0 | 0 | 17.0765 | 0 | 0 | 365.4372 | 17.0765 | 0
993 | 36.39 | 1379.8 | 9.79 | 0 | 0 | 0 | 0 | 0 | 0.20244 | 6.81 | 0 | 0 | 0 | 1330.88 | 566.18 | 0 | 13816.86 | 0 | 0 | 1.22 | 0 | 6.81 | 0 | 60.43 | 17.08 | 0 | 0 | 88.3568 | 5.7186 | 0 | 0 | 0 | 0 | 0 | 17.0765 | 0 | 0 | 365.4372 | 17.0765 | 0
994 | 42.23 | 1531.41 | 8.46 | 0 | 0 | 0 | 0 | 68.6 | 0 | 72.94 | 0 | 0 | 0 | 1377.96 | 599.13 | 0 | 14415.99 | 0 | 0 | 1.2 | 0 | 7.52 | 40.17 | 90.52 | 17.08 | 0 | 0 | 90.3649 | 3.8124 | 0 | 0 | 0 | 0 | 0 | 17.0765 | 0 | 0 | 365.4372 | 17.0765 | 0
995 | 47.7 | 1661.77 | 6.99 | 0 | 0 | 0 | 0 | 157.14 | 0 | 224.42 | 0 | 0 | 0 | 1377.96 | 599.13 | 0 | 15015.12 | 0 | 0 | 1.18 | 0 | 8.3 | 39.62 | 121.48 | 17.08 | 45.38 | 0 | 91.3689 | 3.8124 | 0 | 0 | 0 | 0 | 0 | 17.0765 | 0 | 0 | 365.4372 | 17.0765 | 0
996 | 52.42 | 1766.54 | 6.03 | 0 | 0 | 0 | 0 | 157.14 | 0 | 375.9 | 0 | 0 | 0 | 1377.96 | 599.13 | 0 | 15614.26 | 0 | 0 | 1.19 | 0 | 9.24 | 39.7 | 155.76 | 17.08 | 154.83 | 0 | 90.3649 | 3.8124 | 0 | 0 | 0 | 0 | 0 | 17.0765 | 0 | 0 | 365.4372 | 17.0765 | 0
997 | 55.58 | 1832.75 | 5.64 | 0 | 0 | 0 | 0 | 0 | 0 | 375.9 | 0 | 0 | 0 | 1377.96 | 599.13 | 0 | 16213.39 | 0 | 0 | 1.2 | 0 | 10.29 | 0 | 153.94 | 17.08 | 420.67 | 0 | 89.3608 | 4.7655 | 0 | 0 | 0 | 0 | 0 | 17.0765 | 0 | 0 | 365.4372 | 17.0765 | 0
998 | 57.85 | 1878.8 | 5.48 | 0 | 0 | 0 | 0 | 157.14 | 0 | 527.38 | 0 | 0 | 0 | 1377.96 | 599.13 | 0 | 16812.52 | 0 | 0 | 1.18 | 0 | 11.35 | 39.49 | 190.28 | 17.08 | 273.26 | 0 | 88.3568 | 4.7655 | 0 | 0 | 0 | 0 | 0 | 17.0765 | 0 | 0 | 365.4372 | 17.0765 | 0
999 | 56.27 | 1847.04 | 5.29 | 0 | 0 | 0 | 0 | 9.01 | 0 | 536.07 | 0 | 0 | 0 | 1377.96 | 599.13 | 0 | 17411.65 | 0 | 0 | 1.13 | 0 | 12.36 | 7.86 | 196.47 | 17.08 | 419.52 | 0 | 88.3568 | 4.7655 | 0 | 0 | 0 | 0 | 0 | 17.0765 | 0 | 0 | 365.4372 | 17.0765 | 0
1000 | 54.07 | 1801.51 | 5.5 | 0 | 0 | 0 | 0 | 157.14 | 0 | 687.55 | 0 | 0 | 0 | 1377.96 | 599.13 | 0 | 18010.79 | 0 | 0 | 1.12 | 0 | 13.38 | 0 | 195.59 | 17.08 | 231.75 | 0 | 88.3568 | 4.7655 | 0 | 0 | 0 | 0 | 0 | 17.0765 | 0 | 0 | 365.4372 | 17.0765 | 0
1001 | 51.68 | 1750.58 | 5.9 | 0 | 0 | 0 | 0 | 157.14 | 0 | 839.03 | 0 | 0 | 0 | 1377.96 | 599.13 | 0 | 18609.92 | 0 | 0 | 1.13 | 0 | 14.41 | 37.78 | 230.82 | 17.08 | 138.07 | 0 | 90.3649 | 5.7186 | 0 | 0 | 0 | 0 | 0 | 17.0765 | 0 | 0 | 365.4372 | 17.0765 | 0
1002 | 50.41 | 1722.76 | 6.28 | 0 | 0 | 0 | 0 | 0 | 0 | 839.03 | 0 | 0 | 0 | 1377.96 | 599.13 | 0 | 19209.05 | 0 | 0 | 1.12 | 0 | 15.32 | 37.55 | 263.42 | 17.08 | 264.78 | 0 | 91.3689 | 6.6717 | 0 | 0 | 0 | 0 | 0 | 17.0765 | 0 | 0 | 365.4372 | 17.0765 | 0
1003 | 44.27 | 1581.16 | 6.29 | 0 | 0 | 0 | 0 | 112.7 | 0 | 947.67 | 0 | 0 | 0 | 1377.96 | 599.13 | 0 | 19808.19 | 0 | 0 | 1.13 | 0 | 16 | 37.87 | 292 | 17.08 | 0 | 0 | 95.3851 | 6.6717 | 0 | 0 | 0 | 0 | 0 | 17.0765 | 0 | 0 | 365.4372 | 17.0765 | 0
1004 | 0 | 0 | 6 | 0 | 0 | 0 | 0 | 0 | 98.222 | 845.78 | 0 | 0 | 0 | 0 | 0 | 368.97 | 19439.22 | 3.53 | 1.6591 | 0 | 0.247 | 15.27 | 0 | 282.97 | 17.08 | 0 | 0 | 100.4054 | 5.7186 | 0 | 0 | 0 | 0 | 0 | 17.0765 | 0 | 0 | 365.4372 | 17.0765 | 0
1005 | 0 | 0 | 5.59 | 0 | 0 | 0 | 0 | 0 | 101.596 | 740.4 | 0 | 0 | 0 | 0 | 0 | 365.44 | 19073.78 | 0 | 0 | 0 | 0 | 14.68 | 0 | 271.78 | 17.08 | 0 | 0 | 102.4135 | 4.7655 | 0 | 0 | 0 | 0 | 0 | 17.0765 | 0 | 0 | 365.4372 | 17.0765 | 0
1006 | 0 | 0 | 4.72 | 0 | 0 | 0 | 0 | 0 | 93.267 | 643.65 | 0 | 0 | 0 | 0 | 0 | 365.44 | 18708.34 | 0 | 0 | 0 | 1.2065 | 12.74 | 0 | 259.08 | 17.08 | 0 | 0 | 95.3851 | 3.8124 | 0 | 0 | 0 | 0 | 0 | 17.0765 | 0 | 0 | 365.4372 | 17.0765 | 0
1007 | 0 | 0 | 3.97 | 0 | 0 | 0 | 0 | 0 | 70.5455 | 570.47 | 0 | 0 | 0 | 0 | 0 | 392.44 | 18315.9 | 27.01 | 12.6947 | 0 | 0 | 12.01 | 0 | 245.34 | 17.08 | 0 | 0 | 84.3406 | 2.8593 | 0 | 0 | 0 | 0 | 0 | 17.0765 | 0 | 0 | 365.4372 | 17.0765 | 0
1008 | 0 | 0 | 3.45 | 0 | 0 | 0 | 0 | 0 | 73.4857 | 494.24 | 0 | 0 | 0 | 0 | 0 | 365.44 | 17950.46 | 0 | 0 | 0 | 1.2825 | 9.95 | 0 | 231.74 | 17.08 | 0 | 0 | 76.3081 | 1.9062 | 0 | 0 | 0 | 0 | 0 | 17.0765 | 0 | 0 | 365.4372 | 17.0765 | 0
1009 | 0 | 0 | 2.98 | 0 | 0 | 0 | 0 | 0 | 56.5675 | 435.56 | 0 | 0 | 0 | 0 | 0 | 392.44 | 17558.02 | 27.01 | 12.6947 | 0 | 0 | 9.3 | 0 | 219.3 | 17.08 | 0 | 0 | 71.2878 | 0.95311 | 0 | 0 | 0 | 0 | 0 | 17.0765 | 0 | 0 | 365.4372 | 17.0765 | 0
1010 | 0 | 0 | 2.46 | 0 | 0 | 0 | 0 | 0 | 65.8219 | 367.29 | 0 | 0 | 0 | 0 | 0 | 365.44 | 17192.58 | 0 | 0 | 0 | 0 | 8.56 | 0 | 205.3 | 17.08 | 0 | 0 | 68.2757 | 0 | 0 | 0 | 0 | 0 | 0 | 17.0765 | 0 | 0 | 365.4372 | 17.0765 | 0
1011 | 0 | 0 | 2 | 0 | 0 | 0 | 0 | 0 | 63.9614 | 300.93 | 0 | 0 | 0 | 0 | 0 | 365.44 | 16827.15 | 0 | 0 | 0 | 1.311 | 6.3 | 0 | 188.53 | 17.08 | 0 | 0 | 67.2716 | 0 | 0 | 0 | 0 | 0 | 0 | 17.0765 | 0 | 0 | 365.4372 | 17.0765 | 0
1012 | 0 | 0 | 1.8 | 0 | 0 | 0 | 0 | 0 | 66.4678 | 231.98 | 0 | 0 | 0 | 0 | 0 | 365.44 | 16461.71 | 0 | 0 | 0 | 0 | 5.37 | 0 | 170.81 | 17.08 | 0 | 0 | 68.2757 | 0 | 0 | 0 | 0 | 0 | 0 | 17.0765 | 0 | 0 | 365.4372 | 17.0765 | 0
1013 | 0 | 0 | 1.85 | 0 | 0 | 0 | 0 | 0 | 69.4369 | 159.95 | 0 | 0 | 0 | 0 | 0 | 365.44 | 16096.27 | 0 | 0 | 0 | 0 | 4.46 | 0 | 153.59 | 17.08 | 0 | 0 | 71.2878 | 0 | 0 | 0 | 0 | 0 | 0 | 17.0765 | 0 | 0 | 365.4372 | 17.0765 | 0
1014 | 0 | 0 | 1.9 | 0 | 0 | 0 | 0 | 0 | 74.0738 | 83.11 | 0 | 0 | 0 | 0 | 0 | 365.44 | 15730.83 | 0 | 0 | 0 | 1.2825 | 2.18 | 0 | 135.94 | 17.08 | 0 | 0 | 76.3081 | 0.95311 | 0 | 0 | 0 | 0 | 0 | 17.0765 | 0 | 0 | 365.4372 | 17.0765 | 0
1015 | 0 | 0 | 1.9 | 0 | 0 | 0 | 0 | 0 | 80.118 | 0 | 0 | 0 | 0 | 0 | 0 | 365.44 | 15365.4 | 0 | 0 | 0 | 1.216 | 0 | 0 | 118.89 | 17.08 | 0 | 0 | 81.3284 | 1.9062 | 0 | 0 | 0 | 0 | 0 | 17.0765 | 0 | 0 | 365.4372 | 17.0765 | 0
1016 | 17.72 | 786.48 | 1.79 | 0 | 0 | 0 | 0 | 1.02 | 0 | 0.99 | 0 | 0 | 0 | 713.55 | 134.05 | 0 | 15499.45 | 0 | 0 | 1.26 | 0 | 0.37 | 0 | 103.27 | 17.08 | 0 | 0 | 86.3487 | 3.8124 | 0 | 0 | 0 | 0 | 0 | 17.0765 | 0 | 0 | 365.4372 | 17.0765 | 0
1017 | 31.69 | 1247.19 | 1.57 | 0 | 0 | 0 | 0 | 0 | 0 | 0.99 | 0 | 0 | 0 | 1184.15 | 463.47 | 0 | 15962.91 | 0 | 0 | 1.22 | 0 | 0.99 | 0 | 92.87 | 17.08 | 0 | 0 | 89.3608 | 5.7186 | 0 | 0 | 0 | 0 | 0 | 17.0765 | 0 | 0 | 365.4372 | 17.0765 | 0
1018 | 38.23 | 1428.82 | 1.34 | 0 | 0 | 0 | 0 | 0.74 | 0 | 1.7 | 0 | 0 | 0 | 1371.27 | 594.45 | 0 | 16557.37 | 0 | 0 | 1.2 | 0 | 1.7 | 0 | 84.79 | 17.08 | 0 | 0 | 91.3689 | 3.8124 | 0 | 0 | 0 | 0 | 0 | 17.0765 | 0 | 0 | 365.4372 | 17.0765 | 0
1019 | 45.51 | 1610.93 | 1.03 | 0 | 0 | 0 | 0 | 142.52 | 0 | 139.09 | 0 | 0 | 0 | 1377.96 | 599.13 | 0 | 17156.5 | 0 | 0 | 1.18 | 0 | 2.47 | 39.62 | 115.75 | 17.08 | 0 | 0 | 92.373 | 3.8124 | 0 | 0 | 0 | 0 | 0 | 17.0765 | 0 | 0 | 365.4372 | 17.0765 | 0
1020 | 50.06 | 1715.08 | 0.74 | 0 | 0 | 0 | 0 | 157.14 | 0 | 290.57 | 0 | 0 | 0 | 1377.96 | 599.13 | 0 | 17755.63 | 0 | 0 | 1.19 | 0 | 3.42 | 0 | 112.32 | 17.08 | 134.42 | 0 | 91.3689 | 3.8124 | 0 | 0 | 0 | 0 | 0 | 17.0765 | 0 | 0 | 365.4372 | 17.0765 | 0
1021 | 52.9 | 1776.68 | 0.52 | 0 | 0 | 0 | 0 | 157.14 | 0 | 442.05 | 0 | 0 | 0 | 1377.96 | 599.13 | 0 | 18354.76 | 0 | 0 | 1.2 | 0 | 4.47 | 40.31 | 148.8 | 17.08 | 158.35 | 0 | 90.3649 | 4.7655 | 0 | 0 | 0 | 0 | 0 | 17.0765 | 0 | 0 | 365.4372 | 17.0765 | 0
1022 | 54.87 | 1818.2 | 0.38 | 0 | 0 | 0 | 0 | 157.14 | 0 | 593.53 | 0 | 0 | 0 | 1377.96 | 599.13 | 0 | 18953.9 | 0 | 0 | 1.18 | 0 | 5.52 | 39.49 | 185.14 | 17.08 | 203.56 | 0 | 89.3608 | 4.7655 | 0 | 0 | 0 | 0 | 0 | 17.0765 | 0 | 0 | 365.4372 | 17.0765 | 0
1023 | 52.51 | 1768.43 | 0.34 | 0 | 0 | 0 | 0 | 157.14 | 0 | 745.01 | 0 | 0 | 0 | 1377.96 | 599.13 | 0 | 19553.03 | 0 | 0 | 1.13 | 0 | 6.53 | 38.02 | 219.98 | 17.08 | 152.91 | 0 | 89.3608 | 4.7655 | 0 | 0 | 0 | 0 | 0 | 17.0765 | 0 | 0 | 365.4372 | 17.0765 | 0
1024 | 49.39 | 1700.04 | 0.32 | 0 | 0 | 0 | 0 | 14.43 | 0 | 758.92 | 0 | 0 | 0 | 1377.96 | 599.13 | 0 | 20152.16 | 0 | 0 | 1.12 | 0 | 7.55 | 37.52 | 254.74 | 17.08 | 224.6 | 0 | 89.3608 | 4.7655 | 0 | 0 | 0 | 0 | 0 | 17.0765 | 0 | 0 | 365.4372 | 17.0765 | 0
1025 | 45.92 | 1620.48 | 0.33 | 0 | 0 | 0 | 0 | 152.78 | 0 | 906.2 | 0 | 0 | 0 | 1377.96 | 599.13 | 0 | 20751.3 | 0 | 0 | 1.13 | 0 | 8.59 | 37.78 | 289.97 | 17.08 | 0 | 0 | 91.3689 | 5.7186 | 0 | 0 | 0 | 0 | 0 | 17.0765 | 0 | 0 | 365.4372 | 17.0765 | 0
1026 | 40.22 | 1480.59 | 0.34 | 0 | 0 | 0 | 0 | 43.02 | 0 | 947.67 | 0 | 0 | 0 | 1377.96 | 599.13 | 0 | 21350.43 | 0 | 0 | 1.12 | 0 | 9.49 | 0 | 286.89 | 17.08 | 0 | 0 | 92.373 | 6.6717 | 0 | 0 | 0 | 0 | 0 | 17.0765 | 0 | 0 | 365.4372 | 17.0765 | 0
1027 | 32.03 | 1257.26 | 0.34 | 0 | 0 | 0 | 0 | 0 | 0 | 947.67 | 0 | 0 | 0 | 1185.44 | 464.37 | 0 | 21814.8 | 0 | 0 | 1.13 | 0 | 10.18 | 0 | 279.5 | 17.08 | 0 | 0 | 96.3892 | 6.6717 | 0 | 0 | 0 | 0 | 0 | 17.0765 | 0 | 0 | 365.4372 | 17.0765 | 0
1028 | 0 | 0 | 0.3 | 0 | 0 | 0 | 0 | 0 | 106.8208 | 836.86 | 0 | 0 | 0 | 0 | 0 | 365.44 | 21449.36 | 0 | 0 | 0 | 0 | 9.7 | 0 | 270.47 | 17.08 | 0 | 0 | 101.4095 | 5.7186 | 0 | 0 | 0 | 0 | 0 | 17.0765 | 0 | 0 | 365.4372 | 17.0765 | 0
1029 | 0 | 0 | 0.23 | 0 | 0 | 0 | 0 | 0 | 95.2625 | 738.04 | 0 | 0 | 0 | 0 | 0 | 392.44 | 21056.92 | 27.01 | 12.6947 | 0 | 0 | 9.11 | 0 | 259.28 | 17.08 | 0 | 0 | 103.4176 | 4.7655 | 0 | 0 | 0 | 0 | 0 | 17.0765 | 0 | 0 | 365.4372 | 17.0765 | 0
1030 | 0 | 0 | 0.17 | 0 | 0 | 0 | 0 | 0 | 100.0343 | 634.27 | 0 | 0 | 0 | 0 | 0 | 365.44 | 20691.48 | 0 | 0 | 0 | 0 | 8.44 | 0 | 246.57 | 17.08 | 0 | 0 | 96.3892 | 3.8124 | 0 | 0 | 0 | 0 | 0 | 17.0765 | 0 | 0 | 365.4372 | 17.0765 | 0
1031 | 0 | 0 | 0.14 | 0 | 0 | 0 | 0 | 0 | 75.3752 | 556.08 | 0 | 0 | 0 | 0 | 0 | 392.44 | 20299.04 | 27.01 | 12.6947 | 0 | 0 | 7.72 | 0 | 232.83 | 17.08 | 0 | 0 | 85.3446 | 2.8593 | 0 | 0 | 0 | 0 | 0 | 17.0765 | 0 | 0 | 365.4372 | 17.0765 | 0
1032 | 0 | 0 | 0.14 | 0 | 0 | 0 | 0 | 0 | 66.381 | 487.22 | 0 | 0 | 0 | 0 | 0 | 392.44 | 19906.6 | 27.01 | 12.6947 | 0 | 0 | 7 | 0 | 219.24 | 17.08 | 0 | 0 | 77.3122 | 1.9062 | 0 | 0 | 0 | 0 | 0 | 17.0765 | 0 | 0 | 365.4372 | 17.0765 | 0
1033 | 0 | 0 | 0.15 | 0 | 0 | 0 | 0 | 0 | 60.3946 | 424.57 | 0 | 0 | 0 | 0 | 0 | 392.44 | 19514.15 | 27.01 | 12.6947 | 0 | 0 | 6.35 | 0 | 206.8 | 17.08 | 0 | 0 | 72.2919 | 0.95311 | 0 | 0 | 0 | 0 | 0 | 17.0765 | 0 | 0 | 365.4372 | 17.0765 | 0
1034 | 0 | 0 | 0.17 | 0 | 0 | 0 | 0 | 0 | 66.3425 | 355.75 | 0 | 0 | 0 | 0 | 0 | 371.33 | 19142.83 | 5.89 | 2.7683 | 0 | 0 | 5.61 | 0 | 192.8 | 17.08 | 0 | 0 | 69.2797 | 0 | 0 | 0 | 0 | 0 | 0 | 17.0765 | 0 | 0 | 365.4372 | 17.0765 | 0
1035 | 0 | 0 | 0.2 | 0 | 0 | 0 | 0 | 0 | 67.0751 | 286.17 | 0 | 0 | 0 | 0 | 0 | 365.44 | 18777.39 | 0 | 0 | 0 | 0 | 4.73 | 0 | 176.02 | 17.08 | 0 | 0 | 67.2716 | 0 | 0 | 0 | 0 | 0 | 0 | 17.0765 | 0 | 0 | 365.4372 | 17.0765 | 0
1036 | 0 | 0 | 0.23 | 0 | 0 | 0 | 0 | 0 | 69.0513 | 214.54 | 0 | 0 | 0 | 0 | 0 | 365.44 | 18411.95 | 0 | 0 | 0 | 0 | 3.8 | 0 | 158.31 | 17.08 | 0 | 0 | 69.2797 | 0 | 0 | 0 | 0 | 0 | 0 | 17.0765 | 0 | 0 | 365.4372 | 17.0765 | 0
1037 | 0 | 0 | 0.23 | 0 | 0 | 0 | 0 | 0 | 59.3728 | 152.95 | 0 | 0 | 0 | 0 | 0 | 392.44 | 18019.51 | 27.01 | 12.6947 | 0 | 0 | 2.89 | 0 | 141.09 | 17.08 | 0 | 0 | 72.2919 | 0 | 0 | 0 | 0 | 0 | 0 | 17.0765 | 0 | 0 | 365.4372 | 17.0765 | 0
1038 | 0 | 0 | 0.2 | 0 | 0 | 0 | 0 | 0 | 77.0622 | 73.01 | 0 | 0 | 0 | 0 | 0 | 365.44 | 17654.07 | 0 | 0 | 0 | 0 | 1.96 | 0 | 123.44 | 17.08 | 0 | 0 | 76.3081 | 0.95311 | 0 | 0 | 0 | 0 | 0 | 17.0765 | 0 | 0 | 365.4372 | 17.0765 | 0
1039 | 0 | 0 | 0.15 | 0 | 0 | 0 | 0 | 0 | 70.3816 | 0 | 0 | 0 | 0 | 0 | 0 | 392.44 | 17261.63 | 27.01 | 12.6947 | 0 | 1.0165 | 0 | 0 | 106.39 | 17.08 | 0 | 0 | 82.3324 | 1.9062 | 0 | 0 | 0 | 0 | 0 | 17.0765 | 0 | 0 | 365.4372 | 17.0765 | 0
1040 | 17.32 | 771.56 | 0.11 | 0 | 0 | 0 | 0 | 1.02 | 0 | 0.99 | 0 | 0 | 0 | 696.55 | 122.14 | 0 | 17383.77 | 0 | 0 | 1.26 | 0 | 0.37 | 0 | 90.77 | 17.08 | 0 | 0 | 86.3487 | 3.8124 | 0 | 0 | 0 | 0 | 0 | 17.0765 | 0 | 0 | 365.4372 | 17.0765 | 0
1041 | 31.01 | 1227.12 | 0.06 | 0 | 0 | 0 | 0 | 0 | 0 | 0.99 | 0 | 0 | 0 | 1160.88 | 447.18 | 0 | 17830.95 | 0 | 0 | 1.22 | 0 | 0.99 | 0 | 80.37 | 17.08 | 0 | 0 | 90.3649 | 5.7186 | 0 | 0 | 0 | 0 | 0 | 17.0765 | 0 | 0 | 365.4372 | 17.0765 | 0
1042 | 36.22 | 1375 | 0.04 | 0 | 0 | 0 | 0 | 0.74 | 0 | 1.7 | 0 | 0 | 0 | 1314.14 | 554.46 | 0 | 18385.41 | 0 | 0 | 1.2 | 0 | 1.7 | 0 | 72.29 | 17.08 | 0 | 0 | 91.3689 | 3.8124 | 0 | 0 | 0 | 0 | 0 | 17.0765 | 0 | 0 | 365.4372 | 17.0765 | 0
1043 | 42.34 | 1534.04 | 0.07 | 0 | 0 | 0 | 0 | 61.5 | 0 | 60.98 | 0 | 0 | 0 | 1377.96 | 599.13 | 0 | 18984.54 | 0 | 0 | 1.18 | 0 | 2.47 | 39.62 | 103.25 | 17.08 | 0 | 0 | 92.373 | 3.8124 | 0 | 0 | 0 | 0 | 0 | 17.0765 | 0 | 0 | 365.4372 | 17.0765 | 0
1044 | 44.3 | 1581.89 | 0.18 | 0 | 0 | 0 | 0 | 112.35 | 0 | 169.29 | 0 | 0 | 0 | 1377.96 | 599.13 | 0 | 19583.68 | 0 | 0 | 1.19 | 0 | 3.42 | 39.7 | 137.53 | 17.08 | 0 | 0 | 91.3689 | 3.8124 | 0 | 0 | 0 | 0 | 0 | 17.0765 | 0 | 0 | 365.4372 | 17.0765 | 0
1045 | 44.93 | 1597.12 | 0.32 | 0 | 0 | 0 | 0 | 152.17 | 0 | 315.98 | 0 | 0 | 0 | 1377.96 | 599.13 | 0 | 20182.81 | 0 | 0 | 1.2 | 0 | 4.47 | 15.91 | 150.82 | 17.08 | 0 | 0 | 90.3649 | 4.7655 | 0 | 0 | 0 | 0 | 0 | 17.0765 | 0 | 0 | 365.4372 | 17.0765 | 0
1046 | 45.44 | 1609.27 | 0.47 | 0 | 0 | 0 | 0 | 142.43 | 0 | 453.29 | 0 | 0 | 0 | 1377.96 | 599.13 | 0 | 20781.94 | 0 | 0 | 1.18 | 0 | 5.52 | 39.49 | 187.17 | 17.08 | 0 | 0 | 89.3608 | 4.7655 | 0 | 0 | 0 | 0 | 0 | 17.0765 | 0 | 0 | 365.4372 | 17.0765 | 0
1047 | 46.94 | 1644.32 | 0.64 | 0 | 0 | 0 | 0 | 157.14 | 0 | 604.77 | 0 | 0 | 0 | 1377.96 | 599.13 | 0 | 21381.08 | 0 | 0 | 1.13 | 0 | 6.53 | 38.02 | 222 | 17.08 | 24.52 | 0 | 88.3568 | 4.7655 | 0 | 0 | 0 | 0 | 0 | 17.0765 | 0 | 0 | 365.4372 | 17.0765 | 0
1048 | 47.59 | 1659.23 | 0.71 | 0 | 0 | 0 | 0 | 157.14 | 0 | 756.25 | 0 | 0 | 0 | 1377.96 | 599.13 | 0 | 21980.21 | 0 | 0 | 1.12 | 0 | 7.55 | 37.52 | 256.76 | 17.08 | 39.66 | 0 | 89.3608 | 4.7655 | 0 | 0 | 0 | 0 | 0 | 17.0765 | 0 | 0 | 365.4372 | 17.0765 | 0
1049 | 47.93 | 1667.14 | 0.78 | 0 | 0 | 0 | 0 | 157.14 | 0 | 907.73 | 0 | 0 | 0 | 1377.96 | 599.13 | 0 | 22579.34 | 0 | 0 | 1.13 | 0 | 8.59 | 37.78 | 292 | 17.08 | 45.77 | 0 | 90.3649 | 5.7186 | 0 | 0 | 0 | 0 | 0 | 17.0765 | 0 | 0 | 365.4372 | 17.0765 | 0
1050 | 42.65 | 1541.75 | 0.84 | 0 | 0 | 0 | 0 | 41.43 | 0 | 947.67 | 0 | 0 | 0 | 1377.96 | 599.13 | 0 | 23178.47 | 0 | 0 | 1.12 | 0 | 9.49 | 3.24 | 292 | 17.08 | 62.44 | 0 | 92.373 | 6.6717 | 0 | 0 | 0 | 0 | 0 | 17.0765 | 0 | 0 | 365.4372 | 17.0765 | 0
1051 | 34.69 | 1332.88 | 0.9 | 0 | 0 | 0 | 0 | 0 | 0 | 947.67 | 0 | 0 | 0 | 1256.49 | 514.1 | 0 | 23692.58 | 0 | 0 | 1.13 | 0 | 10.18 | 7.78 | 292 | 17.08 | 0 | 0 | 96.3892 | 6.6717 | 0 | 0 | 0 | 0 | 0 | 17.0765 | 0 | 0 | 365.4372 | 17.0765 | 0
1052 | 0 | 0 | 0.87 | 0 | 0 | 0 | 0 | 0 | 106.2617 | 837.44 | 0 | 0 | 0 | 0 | 0 | 365.44 | 23327.14 | 0 | 0 | 0 | 0 | 9.7 | 0 | 282.97 | 17.08 | 0 | 0 | 101.4095 | 5.7186 | 0 | 0 | 0 | 0 | 0 | 17.0765 | 0 | 0 | 365.4372 | 17.0765 | 0
1053 | 0 | 0 | 0.76 | 0 | 0 | 0 | 0 | 0 | 106.416 | 727.05 | 0 | 0 | 0 | 0 | 0 | 365.44 | 22961.71 | 0 | 0 | 0 | 0 | 9.11 | 0 | 271.78 | 17.08 | 0 | 0 | 102.4135 | 4.7655 | 0 | 0 | 0 | 0 | 0 | 17.0765 | 0 | 0 | 365.4372 | 17.0765 | 0
1054 | 0 | 0 | 0.52 | 0 | 0 | 0 | 0 | 0 | 85.9888 | 637.85 | 0 | 0 | 0 | 0 | 0 | 392.44 | 22569.26 | 27.01 | 12.6947 | 0 | 0 | 8.44 | 0 | 259.08 | 17.08 | 0 | 0 | 95.3851 | 3.8124 | 0 | 0 | 0 | 0 | 0 | 17.0765 | 0 | 0 | 365.4372 | 17.0765 | 0
1055 | 0 | 0 | 0.46 | 0 | 0 | 0 | 0 | 0 | 86.7407 | 547.88 | 0 | 0 | 0 | 0 | 0 | 365.44 | 22203.82 | 0 | 0 | 0 | 0 | 7.72 | 0 | 245.34 | 17.08 | 0 | 0 | 84.3406 | 2.8593 | 0 | 0 | 0 | 0 | 0 | 17.0765 | 0 | 0 | 365.4372 | 17.0765 | 0
1056 | 0 | 0 | 0.56 | 0 | 0 | 0 | 0 | 0 | 77.6502 | 467.33 | 0 | 0 | 0 | 0 | 0 | 365.44 | 21838.39 | 0 | 0 | 0 | 0 | 7 | 0 | 231.74 | 17.08 | 0 | 0 | 76.3081 | 1.9062 | 0 | 0 | 0 | 0 | 0 | 17.0765 | 0 | 0 | 365.4372 | 17.0765 | 0
1057 | 0 | 0 | 0.69 | 0 | 0 | 0 | 0 | 0 | 58.8522 | 406.27 | 0 | 0 | 0 | 0 | 0 | 392.44 | 21445.94 | 27.01 | 12.6947 | 0 | 0 | 6.35 | 0 | 219.3 | 17.08 | 0 | 0 | 71.2878 | 0.95311 | 0 | 0 | 0 | 0 | 0 | 17.0765 | 0 | 0 | 365.4372 | 17.0765 | 0
1058 | 0 | 0 | 0.73 | 0 | 0 | 0 | 0 | 0 | 67.5475 | 336.21 | 0 | 0 | 0 | 0 | 0 | 365.44 | 21080.51 | 0 | 0 | 0 | 0 | 5.61 | 0 | 205.3 | 17.08 | 0 | 0 | 68.2757 | 0 | 0 | 0 | 0 | 0 | 0 | 17.0765 | 0 | 0 | 365.4372 | 17.0765 | 0
1059 | 0 | 0 | 0.7 | 0 | 0 | 0 | 0 | 0 | 55.1794 | 278.96 | 0 | 0 | 0 | 0 | 0 | 387.54 | 20692.97 | 22.1 | 10.387 | 0 | 0 | 4.73 | 0 | 188.53 | 17.08 | 0 | 0 | 66.2676 | 0 | 0 | 0 | 0 | 0 | 0 | 17.0765 | 0 | 0 | 365.4372 | 17.0765 | 0
1060 | 0 | 0 | 0.53 | 0 | 0 | 0 | 0 | 0 | 66.7377 | 209.73 | 0 | 0 | 0 | 0 | 0 | 365.44 | 20327.53 | 0 | 0 | 0 | 0 | 3.8 | 0 | 170.81 | 17.08 | 0 | 0 | 67.2716 | 0 | 0 | 0 | 0 | 0 | 0 | 17.0765 | 0 | 0 | 365.4372 | 17.0765 | 0
1061 | 0 | 0 | 0.38 | 0 | 0 | 0 | 0 | 0 | 70.9022 | 136.18 | 0 | 0 | 0 | 0 | 0 | 365.44 | 19962.09 | 0 | 0 | 0 | 0 | 2.89 | 0 | 153.59 | 17.08 | 0 | 0 | 71.2878 | 0 | 0 | 0 | 0 | 0 | 0 | 17.0765 | 0 | 0 | 365.4372 | 17.0765 | 0
1062 | 0 | 0 | 0.35 | 0 | 0 | 0 | 0 | 0 | 63.2095 | 70.61 | 0 | 0 | 0 | 0 | 0 | 392.44 | 19569.65 | 27.01 | 12.6947 | 0 | 0 | 1.96 | 0 | 135.94 | 17.08 | 0 | 0 | 75.3041 | 0.95311 | 0 | 0 | 0 | 0 | 0 | 17.0765 | 0 | 0 | 365.4372 | 17.0765 | 0
1063 | 0 | 0 | 0.46 | 0 | 0 | 0 | 0 | 0 | 68.068 | 0 | 0 | 0 | 0 | 0 | 0 | 392.44 | 19177.21 | 27.01 | 12.6947 | 0 | 1.0165 | 0 | 0 | 118.89 | 17.08 | 0 | 0 | 80.3243 | 1.9062 | 0 | 0 | 0 | 0 | 0 | 17.0765 | 0 | 0 | 365.4372 | 17.0765 | 0
1064 | 17.8 | 789.19 | 0.76 | 0 | 0 | 0 | 0 | 0.39 | 0 | 0.37 | 0 | 0 | 0 | 716.94 | 136.42 | 0 | 19313.63 | 0 | 0 | 1.26 | 0 | 0.37 | 0 | 103.27 | 17.08 | 0 | 0 | 85.3446 | 3.8124 | 0 | 0 | 0 | 0 | 0 | 17.0765 | 0 | 0 | 365.4372 | 17.0765 | 0
1065 | 24.82 | 1034.31 | 1.21 | 0 | 0 | 0 | 0 | 146.85 | 0 | 141.93 | 0 | 0 | 0 | 818.19 | 207.29 | 0 | 19520.92 | 0 | 0 | 1.22 | 0 | 0.99 | 0 | 92.87 | 17.08 | 0 | 0 | 88.3568 | 5.7186 | 0 | 0 | 0 | 0 | 0 | 17.0765 | 0 | 0 | 365.4372 | 17.0765 | 0
1066 | 35.22 | 1347.6 | 1.51 | 0 | 0 | 0 | 0 | 0 | 0 | 141.93 | 0 | 0 | 0 | 1288.96 | 536.83 | 0 | 20057.75 | 0 | 0 | 1.2 | 0 | 1.7 | 0 | 84.79 | 17.08 | 0 | 0 | 90.3649 | 3.8124 | 0 | 0 | 0 | 0 | 0 | 17.0765 | 0 | 0 | 365.4372 | 17.0765 | 0
1067 | 42.61 | 1540.65 | 1.64 | 0 | 0 | 0 | 0 | 111.58 | 0 | 249.5 | 0 | 0 | 0 | 1377.96 | 599.13 | 0 | 20656.88 | 0 | 0 | 1.18 | 0 | 2.47 | 0 | 78.11 | 17.08 | 0 | 0 | 90.3649 | 3.8124 | 0 | 0 | 0 | 0 | 0 | 17.0765 | 0 | 0 | 365.4372 | 17.0765 | 0
1068 | 45.36 | 1607.38 | 1.64 | 0 | 0 | 0 | 0 | 142.37 | 0 | 386.75 | 0 | 0 | 0 | 1377.96 | 599.13 | 0 | 21256.02 | 0 | 0 | 1.19 | 0 | 3.42 | 39.7 | 112.39 | 17.08 | 0 | 0 | 89.3608 | 3.8124 | 0 | 0 | 0 | 0 | 0 | 17.0765 | 0 | 0 | 365.4372 | 17.0765 | 0
1069 | 45.98 | 1622.03 | 1.54 | 0 | 0 | 0 | 0 | 156.96 | 0 | 538.06 | 0 | 0 | 0 | 1377.96 | 599.13 | 0 | 21855.15 | 0 | 0 | 1.2 | 0 | 4.47 | 40.31 | 148.87 | 17.08 | 0 | 0 | 88.3568 | 4.7655 | 0 | 0 | 0 | 0 | 0 | 17.0765 | 0 | 0 | 365.4372 | 17.0765 | 0
1070 | 44.92 | 1596.71 | 1.33 | 0 | 0 | 0 | 0 | 157.14 | 0 | 689.54 | 0 | 0 | 0 | 1377.96 | 599.13 | 0 | 22454.28 | 0 | 0 | 1.18 | 0 | 5.52 | 14.56 | 161.53 | 17.08 | 0 | 0 | 87.3527 | 4.7655 | 0 | 0 | 0 | 0 | 0 | 17.0765 | 0 | 0 | 365.4372 | 17.0765 | 0
1071 | 44.24 | 1580.56 | 1.16 | 0 | 0 | 0 | 0 | 116.73 | 0 | 802.07 | 0 | 0 | 0 | 1377.96 | 599.13 | 0 | 23053.42 | 0 | 0 | 1.13 | 0 | 6.53 | 38.02 | 196.36 | 17.08 | 0 | 0 | 87.3527 | 4.7655 | 0 | 0 | 0 | 0 | 0 | 17.0765 | 0 | 0 | 365.4372 | 17.0765 | 0
1072 | 42.85 | 1546.64 | 1.11 | 0 | 0 | 0 | 0 | 118.41 | 0 | 916.21 | 0 | 0 | 0 | 1377.96 | 599.13 | 0 | 23652.55 | 0 | 0 | 1.12 | 0 | 7.55 | 0 | 195.48 | 17.08 | 0 | 0 | 88.3568 | 4.7655 | 0 | 0 | 0 | 0 | 0 | 17.0765 | 0 | 0 | 365.4372 | 17.0765 | 0
1073 | 41.07 | 1502.39 | 1.11 | 0 | 0 | 0 | 0 | 32.63 | 0 | 947.67 | 0 | 0 | 0 | 1377.96 | 599.13 | 0 | 24251.68 | 0 | 0 | 1.13 | 0 | 8.59 | 37.78 | 230.71 | 17.08 | 0 | 0 | 89.3608 | 5.7186 | 0 | 0 | 0 | 0 | 0 | 17.0765 | 0 | 0 | 365.4372 | 17.0765 | 0
1074 | 35.41 | 1352.81 | 1.14 | 0 | 0 | 0 | 0 | 0 | 0 | 947.67 | 0 | 0 | 0 | 1291.2 | 538.4 | 0 | 24790.08 | 0 | 0 | 1.12 | 0 | 9.49 | 0 | 227.63 | 17.08 | 0 | 0 | 90.3649 | 6.6717 | 0 | 0 | 0 | 0 | 0 | 17.0765 | 0 | 0 | 365.4372 | 17.0765 | 0
1075 | 26.69 | 1094.74 | 1.25 | 0 | 0 | 0 | 0 | 0 | 0 | 947.67 | 0 | 0 | 0 | 982.62 | 322.4 | 0 | 25112.48 | 0 | 0 | 1.13 | 0 | 10.18 | 37.87 | 256.22 | 17.08 | 0 | 0 | 94.3811 | 6.6717 | 0 | 0 | 0 | 0 | 0 | 17.0765 | 0 | 0 | 365.4372 | 17.0765 | 0
1076 | 0 | 0 | 1.51 | 0 | 0 | 0 | 0 | 0 | 103.6107 | 840.2 | 0 | 0 | 0 | 0 | 0 | 365.44 | 24747.05 | 0 | 0 | 0 | 0 | 9.7 | 0 | 247.19 | 17.08 | 0 | 0 | 99.4014 | 5.7186 | 0 | 0 | 0 | 0 | 0 | 17.0765 | 0 | 0 | 365.4372 | 17.0765 | 0
1077 | 0 | 0 | 1.9 | 0 | 0 | 0 | 0 | 0 | 90.5774 | 746.23 | 0 | 0 | 0 | 0 | 0 | 392.44 | 24354.6 | 27.01 | 12.6947 | 0 | 0 | 9.11 | 0 | 236 | 17.08 | 0 | 0 | 100.4054 | 4.7655 | 0 | 0 | 0 | 0 | 0 | 17.0765 | 0 | 0 | 365.4372 | 17.0765 | 0
1078 | 0 | 0 | 1.57 | 0 | 0 | 0 | 0 | 0 | 96.6217 | 646.01 | 0 | 0 | 0 | 0 | 0 | 365.44 | 23989.17 | 0 | 0 | 0 | 0 | 8.44 | 0 | 223.29 | 17.08 | 0 | 0 | 94.3811 | 3.8124 | 0 | 0 | 0 | 0 | 0 | 17.0765 | 0 | 0 | 365.4372 | 17.0765 | 0
1079 | 0 | 0 | 1.09 | 0 | 0 | 0 | 0 | 0 | 72.406 | 570.89 | 0 | 0 | 0 | 0 | 0 | 392.44 | 23596.72 | 27.01 | 12.6947 | 0 | 0 | 7.72 | 0 | 209.55 | 17.08 | 0 | 0 | 83.3365 | 2.8593 | 0 | 0 | 0 | 0 | 0 | 17.0765 | 0 | 0 | 365.4372 | 17.0765 | 0
1080 | 0 | 0 | 0.74 | 0 | 0 | 0 | 0 | 0 | 76.4645 | 491.57 | 0 | 0 | 0 | 0 | 0 | 365.44 | 23231.29 | 0 | 0 | 0 | 0 | 7 | 0 | 195.95 | 17.08 | 0 | 0 | 75.3041 | 1.9062 | 0 | 0 | 0 | 0 | 0 | 17.0765 | 0 | 0 | 365.4372 | 17.0765 | 0
1081 | 0 | 0 | 0.45 | 0 | 0 | 0 | 0 | 0 | 70.7865 | 418.14 | 0 | 0 | 0 | 0 | 0 | 365.44 | 22865.85 | 0 | 0 | 0 | 0 | 6.35 | 0 | 183.52 | 17.08 | 0 | 0 | 70.2838 | 0.95311 | 0 | 0 | 0 | 0 | 0 | 17.0765 | 0 | 0 | 365.4372 | 17.0765 | 0
1082 | 0 | 0 | 0.23 | 0 | 0 | 0 | 0 | 0 | 66.034 | 349.63 | 0 | 0 | 0 | 0 | 0 | 365.44 | 22500.41 | 0 | 0 | 0 | 0 | 5.61 | 0 | 169.52 | 17.08 | 0 | 0 | 66.2676 | 0 | 0 | 0 | 0 | 0 | 0 | 17.0765 | 0 | 0 | 365.4372 | 17.0765 | 0
1083 | 0 | 0 | 0.11 | 0 | 0 | 0 | 0 | 0 | 65.1568 | 282.05 | 0 | 0 | 0 | 0 | 0 | 365.44 | 22134.97 | 0 | 0 | 0 | 0 | 4.73 | 0 | 152.74 | 17.08 | 0 | 0 | 65.2635 | 0 | 0 | 0 | 0 | 0 | 0 | 17.0765 | 0 | 0 | 365.4372 | 17.0765 | 0
1084 | 0 | 0 | 0.09 | 0 | 0 | 0 | 0 | 0 | 60.9248 | 218.84 | 0 | 0 | 0 | 0 | 0 | 376.61 | 21758.37 | 11.17 | 5.2499 | 0 | 0 | 3.8 | 0 | 135.03 | 17.08 | 0 | 0 | 66.2676 | 0 | 0 | 0 | 0 | 0 | 0 | 17.0765 | 0 | 0 | 365.4372 | 17.0765 | 0
1085 | 0 | 0 | 0.2 | 0 | 0 | 0 | 0 | 0 | 70.0828 | 146.15 | 0 | 0 | 0 | 0 | 0 | 365.44 | 21392.93 | 0 | 0 | 0 | 0 | 2.89 | 0 | 117.81 | 17.08 | 0 | 0 | 70.2838 | 0 | 0 | 0 | 0 | 0 | 0 | 17.0765 | 0 | 0 | 365.4372 | 17.0765 | 0
1086 | 0 | 0 | 0.55 | 0 | 0 | 0 | 0 | 0 | 74.7004 | 68.65 | 0 | 0 | 0 | 0 | 0 | 365.44 | 21027.49 | 0 | 0 | 0 | 0 | 1.96 | 0 | 100.16 | 17.08 | 0 | 0 | 74.3 | 0.95311 | 0 | 0 | 0 | 0 | 0 | 17.0765 | 0 | 0 | 365.4372 | 17.0765 | 0
1087 | 0 | 0 | 1.34 | 0 | 0 | 0 | 0 | 0 | 66.1786 | 0 | 0 | 0 | 0 | 0 | 0 | 392.44 | 20635.05 | 27.01 | 12.6947 | 0 | 1.0165 | 0 | 0 | 83.11 | 17.08 | 0 | 0 | 79.3203 | 1.9062 | 0 | 0 | 0 | 0 | 0 | 17.0765 | 0 | 0 | 365.4372 | 17.0765 | 0
1088 | 10.54 | 500.58 | 2.62 | 0 | 0 | 0 | 0 | 157.14 | 0 | 151.48 | 0 | 0 | 0 | 267.2 | 0 | 178.4 | 20456.65 | 0 | 0 | 1.26 | 0 | 0.37 | 0 | 67.49 | 17.08 | 0 | 0 | 84.3406 | 3.8124 | 0 | 0 | 0 | 0 | 0 | 17.0765 | 0 | 0 | 365.4372 | 17.0765 | 0
1089 | 20.77 | 896.68 | 4.26 | 0 | 0 | 0 | 0 | 13.46 | 0 | 164.46 | 0 | 0 | 0 | 772.98 | 175.65 | 0 | 20632.3 | 0 | 0 | 1.22 | 0 | 0.99 | 40.97 | 96.01 | 17.08 | 0 | 0 | 87.3527 | 5.7186 | 0 | 0 | 0 | 0 | 0 | 17.0765 | 0 | 0 | 365.4372 | 17.0765 | 0
1090 | 26.32 | 1083.11 | 5.54 | 0 | 0 | 0 | 0 | 157.14 | 0 | 315.94 | 0 | 0 | 0 | 863.46 | 238.99 | 0 | 20871.28 | 0 | 0 | 1.2 | 0 | 1.7 | 0 | 87.93 | 17.08 | 0 | 0 | 89.3608 | 3.8124 | 0 | 0 | 0 | 0 | 0 | 17.0765 | 0 | 0 | 365.4372 | 17.0765 | 0
1091 | 28.98 | 1166.04 | 6.31 | 0 | 0 | 0 | 0 | 157.14 | 0 | 467.42 | 0 | 0 | 0 | 948.83 | 298.74 | 0 | 21170.03 | 0 | 0 | 1.18 | 0 | 2.47 | 0 | 81.25 | 17.08 | 0 | 0 | 90.3649 | 3.8124 | 0 | 0 | 0 | 0 | 0 | 17.0765 | 0 | 0 | 365.4372 | 17.0765 | 0
1092 | 32.71 | 1276.7 | 6.81 | 0 | 0 | 0 | 0 | 0 | 0 | 467.42 | 0 | 0 | 0 | 1221.85 | 489.86 | 0 | 21659.88 | 0 | 0 | 1.19 | 0 | 3.42 | 0 | 77.82 | 17.08 | 0 | 0 | 89.3608 | 3.8124 | 0 | 0 | 0 | 0 | 0 | 17.0765 | 0 | 0 | 365.4372 | 17.0765 | 0
1093 | 34.54 | 1328.66 | 7.21 | 0 | 0 | 0 | 0 | 0 | 0 | 467.42 | 0 | 0 | 0 | 1235.77 | 499.6 | 0 | 22159.49 | 0 | 0 | 1.2 | 0 | 4.47 | 40.31 | 114.29 | 17.08 | 0 | 0 | 88.3568 | 4.7655 | 0 | 0 | 0 | 0 | 0 | 17.0765 | 0 | 0 | 365.4372 | 17.0765 | 0
1094 | 34.47 | 1326.72 | 7.49 | 0 | 0 | 0 | 0 | 0 | 0 | 467.42 | 0 | 0 | 0 | 1275.38 | 527.33 | 0 | 22686.82 | 0 | 0 | 1.18 | 0 | 5.52 | 0 | 113.13 | 17.08 | 0 | 0 | 87.3527 | 4.7655 | 0 | 0 | 0 | 0 | 0 | 17.0765 | 0 | 0 | 365.4372 | 17.0765 | 0
1095 | 36.23 | 1375.2 | 7.6 | 0 | 0 | 0 | 0 | 157.14 | 0 | 618.9 | 0 | 0 | 0 | 1130.62 | 426 | 0 | 23112.82 | 0 | 0 | 1.13 | 0 | 6.53 | 38.02 | 147.96 | 17.08 | 0 | 0 | 87.3527 | 4.7655 | 0 | 0 | 0 | 0 | 0 | 17.0765 | 0 | 0 | 365.4372 | 17.0765 | 0
1096 | 37.79 | 1417.36 | 7.21 | 0 | 0 | 0 | 0 | 0 | 0 | 618.9 | 0 | 0 | 0 | 1369.13 | 592.95 | 0 | 23705.77 | 0 | 0 | 1.12 | 0 | 7.55 | 0 | 147.08 | 17.08 | 0 | 0 | 87.3527 | 4.7655 | 0 | 0 | 0 | 0 | 0 | 17.0765 | 0 | 0 | 365.4372 | 17.0765 | 0
1097 | 39.67 | 1466.58 | 6.59 | 0 | 0 | 0 | 0 | 0.9 | 0 | 619.77 | 0 | 0 | 0 | 1377.96 | 599.13 | 0 | 24304.9 | 0 | 0 | 1.13 | 0 | 8.59 | 37.78 | 182.31 | 17.08 | 0 | 0 | 89.3608 | 5.7186 | 0 | 0 | 0 | 0 | 0 | 17.0765 | 0 | 0 | 365.4372 | 17.0765 | 0
1098 | 34.58 | 1329.83 | 6.23 | 0 | 0 | 0 | 0 | 157.14 | 0 | 771.25 | 0 | 0 | 0 | 1115.34 | 415.3 | 0 | 24720.2 | 0 | 0 | 1.12 | 0 | 9.49 | 0 | 179.23 | 17.08 | 0 | 0 | 90.3649 | 6.6717 | 0 | 0 | 0 | 0 | 0 | 17.0765 | 0 | 0 | 365.4372 | 17.0765 | 0
1099 | 25.85 | 1067.74 | 5.94 | 0 | 0 | 0 | 0 | 157.14 | 0 | 922.73 | 0 | 0 | 0 | 803.34 | 196.9 | 0 | 24917.1 | 0 | 0 | 1.13 | 0 | 10.18 | 37.87 | 207.81 | 17.08 | 0 | 0 | 93.377 | 6.6717 | 0 | 0 | 0 | 0 | 0 | 17.0765 | 0 | 0 | 365.4372 | 17.0765 | 0
1100 | 0 | 0 | 5.73 | 0 | 0 | 0 | 0 | 0 | 99.3884 | 819.62 | 0 | 0 | 0 | 0 | 0 | 365.44 | 24551.67 | 0 | 0 | 0 | 0 | 9.7 | 0 | 198.79 | 17.08 | 0 | 0 | 99.4014 | 5.7186 | 0 | 0 | 0 | 0 | 0 | 17.0765 | 0 | 0 | 365.4372 | 17.0765 | 0
1101 | 0 | 0 | 5.64 | 0 | 0 | 0 | 0 | 0 | 99.533 | 716.37 | 0 | 0 | 0 | 0 | 0 | 365.44 | 24186.23 | 0 | 0 | 0 | 0 | 9.11 | 0 | 187.59 | 17.08 | 0 | 0 | 100.4054 | 4.7655 | 0 | 0 | 0 | 0 | 0 | 17.0765 | 0 | 0 | 365.4372 | 17.0765 | 0
1102 | 0 | 0 | 5.75 | 0 | 0 | 0 | 0 | 0 | 92.4476 | 620.48 | 0 | 0 | 0 | 0 | 0 | 365.44 | 23820.79 | 0 | 0 | 0 | 0 | 8.44 | 0 | 174.89 | 17.08 | 0 | 0 | 94.3811 | 3.8124 | 0 | 0 | 0 | 0 | 0 | 17.0765 | 0 | 0 | 365.4372 | 17.0765 | 0
1103 | 0 | 0 | 6.12 | 0 | 0 | 0 | 0 | 0 | 80.4265 | 537.04 | 0 | 0 | 0 | 0 | 0 | 365.44 | 23455.35 | 0 | 0 | 0.35 | 0 | 8.05 | 0 | 161.15 | 17.08 | 0 | 0 | 83.3365 | 2.8593 | 0 | 0 | 0 | 0 | 0 | 17.0765 | 0 | 0 | 365.4372 | 17.0765 | 0
1104 | 0 | 0 | 6.48 | 0 | 0 | 0 | 0 | 0 | 70.7287 | 463.67 | 0 | 0 | 0 | 0 | 0 | 365.44 | 23089.92 | 0 | 0 | 0 | 0 | 7.34 | 0 | 147.55 | 17.08 | 0 | 0 | 75.3041 | 1.9062 | 0 | 0 | 0 | 0 | 0 | 17.0765 | 0 | 0 | 365.4372 | 17.0765 | 0
1105 | 0 | 0 | 6.76 | 0 | 0 | 0 | 0 | 0 | 64.482 | 396.78 | 0 | 0 | 0 | 0 | 0 | 365.44 | 22724.48 | 0 | 0 | 0 | 0 | 6.68 | 0 | 135.11 | 17.08 | 0 | 0 | 70.2838 | 0.95311 | 0 | 0 | 0 | 0 | 0 | 17.0765 | 0 | 0 | 365.4372 | 17.0765 | 0
1106 | 0 | 0 | 7.1 | 0 | 0 | 0 | 0 | 0 | 60.1729 | 334.37 | 0 | 0 | 0 | 0 | 0 | 365.44 | 22359.04 | 0 | 0 | 0 | 0 | 5.95 | 0 | 121.12 | 17.08 | 0 | 0 | 67.2716 | 0 | 0 | 0 | 0 | 0 | 0 | 17.0765 | 0 | 0 | 365.4372 | 17.0765 | 0
1107 | 0 | 0 | 7.4 | 0 | 0 | 0 | 0 | 0 | 58.8618 | 273.31 | 0 | 0 | 0 | 0 | 0 | 365.44 | 21993.61 | 0 | 0 | 0 | 0 | 5.06 | 0 | 104.34 | 17.08 | 0 | 0 | 66.2676 | 0 | 0 | 0 | 0 | 0 | 0 | 17.0765 | 0 | 0 | 365.4372 | 17.0765 | 0
1108 | 0 | 0 | 7.46 | 0 | 0 | 0 | 0 | 0 | 57.8014 | 213.35 | 0 | 0 | 0 | 0 | 0 | 365.44 | 21628.17 | 0 | 0 | 0 | 0 | 4.13 | 0 | 86.63 | 17.08 | 0 | 0 | 65.2635 | 0 | 0 | 0 | 0 | 0 | 0 | 17.0765 | 0 | 0 | 365.4372 | 17.0765 | 0
1109 | 0 | 0 | 7.3 | 0 | 0 | 0 | 0 | 0 | 60.973 | 150.1 | 0 | 0 | 0 | 0 | 0 | 365.44 | 21262.73 | 0 | 0 | 0 | 0 | 3.22 | 0 | 69.4 | 17.08 | 0 | 0 | 68.2757 | 0 | 0 | 0 | 0 | 0 | 0 | 17.0765 | 0 | 0 | 365.4372 | 17.0765 | 0
1110 | 0 | 0 | 6.98 | 0 | 0 | 0 | 0 | 0 | 67.2679 | 80.32 | 0 | 0 | 0 | 0 | 0 | 365.44 | 20897.29 | 0 | 0 | 0 | 0 | 2.3 | 0 | 51.76 | 17.08 | 0 | 0 | 73.296 | 0.95311 | 0 | 0 | 0 | 0 | 0 | 17.0765 | 0 | 0 | 365.4372 | 17.0765 | 0
1111 | 0 | 0 | 6.53 | 0 | 0 | 0 | 0 | 0 | 73.6882 | 3.87 | 0 | 0 | 0 | 0 | 0 | 365.44 | 20531.86 | 0 | 0 | 0 | 0 | 1.4 | 0 | 34.71 | 17.08 | 0 | 0 | 78.3162 | 1.9062 | 0 | 0 | 0 | 0 | 0 | 17.0765 | 0 | 0 | 365.4372 | 17.0765 | 0
1112 | 8.48 | 410.93 | 6.01 | 0 | 0 | 0 | 0 | 0 | 0 | 3.87 | 0 | 0 | 0 | 338.01 | 0 | 128.83 | 20403.03 | 0 | 0 | 1.26 | 0 | 1.77 | 0 | 19.08 | 17.08 | 0 | 0 | 82.3324 | 3.8124 | 0 | 0 | 0 | 0 | 0 | 17.0765 | 0 | 0 | 365.4372 | 17.0765 | 0
1113 | 22.34 | 951.16 | 5.5 | 0 | 0 | 0 | 0 | 0 | 0 | 3.87 | 0 | 0 | 0 | 885.7 | 254.55 | 0 | 20657.58 | 0 | 0 | 1.22 | 0 | 2.39 | 0 | 8.68 | 17.08 | 0 | 0 | 86.3487 | 5.7186 | 0 | 0 | 0 | 0 | 0 | 17.0765 | 0 | 0 | 365.4372 | 17.0765 | 0
1114 | 32.36 | 1266.64 | 4.37 | 0 | 0 | 0 | 0 | 0 | 0 | 3.87 | 0 | 0 | 0 | 1211 | 482.26 | 0 | 21139.84 | 0 | 0 | 1.2 | 0 | 3.1 | 0 | 0.61 | 17.08 | 0 | 0 | 87.3527 | 3.8124 | 0 | 0 | 0 | 0 | 0 | 17.0765 | 0 | 0 | 365.4372 | 17.0765 | 0
1115 | 38.96 | 1448.18 | 3.3 | 0 | 0 | 0 | 0 | 0 | 0 | 3.87 | 0 | 0 | 0 | 1377.96 | 599.13 | 0 | 21738.98 | 0 | 0 | 1.18 | 0 | 3.87 | 20.14 | 13.06 | 17.08 | 0 | 0 | 87.3527 | 3.8124 | 0 | 0 | 0 | 0 | 0 | 17.0765 | 0 | 0 | 365.4372 | 17.0765 | 0
1116 | 44.13 | 1577.8 | 2.71 | 0 | 0 | 0 | 0 | 118.22 | 0 | 117.83 | 0 | 0 | 0 | 1376.38 | 598.03 | 0 | 22337.01 | 0 | 0 | 1.19 | 0 | 4.82 | 39.7 | 47.34 | 17.08 | 0 | 0 | 85.3446 | 3.8124 | 0 | 0 | 0 | 0 | 0 | 17.0765 | 0 | 0 | 365.4372 | 17.0765 | 0
1117 | 47.08 | 1647.55 | 2.4 | 0 | 0 | 0 | 0 | 157.14 | 0 | 269.31 | 0 | 0 | 0 | 1377.96 | 599.13 | 0 | 22936.14 | 0 | 0 | 1.2 | 0 | 5.86 | 40.31 | 83.82 | 17.08 | 32.32 | 0 | 83.3365 | 4.7655 | 0 | 0 | 0 | 0 | 0 | 17.0765 | 0 | 0 | 365.4372 | 17.0765 | 0
1118 | 48.43 | 1678.5 | 2.25 | 0 | 0 | 0 | 0 | 157.14 | 0 | 420.79 | 0 | 0 | 0 | 1377.96 | 599.13 | 0 | 23535.28 | 0 | 0 | 1.18 | 0 | 6.92 | 39.49 | 120.16 | 17.08 | 66.32 | 0 | 82.3324 | 4.7655 | 0 | 0 | 0 | 0 | 0 | 17.0765 | 0 | 0 | 365.4372 | 17.0765 | 0
1119 | 48.92 | 1689.68 | 2.16 | 0 | 0 | 0 | 0 | 157.14 | 0 | 572.27 | 0 | 0 | 0 | 1377.96 | 599.13 | 0 | 24134.41 | 0 | 0 | 1.13 | 0 | 7.93 | 38.02 | 154.99 | 17.08 | 79.43 | 0 | 82.3324 | 4.7655 | 0 | 0 | 0 | 0 | 0 | 17.0765 | 0 | 0 | 365.4372 | 17.0765 | 0
1120 | 49.16 | 1695 | 2.46 | 0 | 0 | 0 | 0 | 157.14 | 0 | 723.75 | 0 | 0 | 0 | 1377.96 | 599.13 | 0 | 24733.54 | 0 | 0 | 1.12 | 0 | 8.95 | 37.52 | 189.75 | 17.08 | 84.79 | 0 | 83.3365 | 4.7655 | 0 | 0 | 0 | 0 | 0 | 17.0765 | 0 | 0 | 365.4372 | 17.0765 | 0
1121 | 49.61 | 1705.03 | 2.81 | 0 | 0 | 0 | 0 | 157.14 | 0 | 875.23 | 0 | 0 | 0 | 1377.96 | 599.13 | 0 | 25332.67 | 0 | 0 | 1.13 | 0 | 9.99 | 37.78 | 224.99 | 17.08 | 93.39 | 0 | 84.3406 | 5.7186 | 0 | 0 | 0 | 0 | 0 | 17.0765 | 0 | 0 | 365.4372 | 17.0765 | 0
1122 | 42.55 | 1539.18 | 3.07 | 0 | 0 | 0 | 0 | 75.14 | 0 | 947.67 | 0 | 0 | 0 | 1377.96 | 599.13 | 0 | 25931.81 | 0 | 0 | 1.12 | 0 | 10.89 | 37.55 | 257.58 | 17.08 | 0 | 0 | 86.3487 | 6.6717 | 0 | 0 | 0 | 0 | 0 | 17.0765 | 0 | 0 | 365.4372 | 17.0765 | 0
1123 | 34.07 | 1315.62 | 3.17 | 0 | 0 | 0 | 0 | 0 | 0 | 947.67 | 0 | 0 | 0 | 1253.7 | 512.15 | 0 | 26443.96 | 0 | 0 | 1.13 | 0 | 11.57 | 0 | 250.19 | 17.08 | 0 | 0 | 91.3689 | 6.6717 | 0 | 0 | 0 | 0 | 0 | 17.0765 | 0 | 0 | 365.4372 | 17.0765 | 0
1124 | 0 | 0 | 3.28 | 0 | 0 | 0 | 0 | 0 | 99.8318 | 844.11 | 0 | 0 | 0 | 0 | 0 | 365.44 | 26078.52 | 0 | 0 | 0 | 0 | 11.1 | 0 | 241.16 | 17.08 | 0 | 0 | 97.3933 | 5.7186 | 0 | 0 | 0 | 0 | 0 | 17.0765 | 0 | 0 | 365.4372 | 17.0765 | 0
1125 | 0 | 0 | 3.4 | 0 | 0 | 0 | 0 | 0 | 100.7669 | 739.58 | 0 | 0 | 0 | 0 | 0 | 365.44 | 25713.08 | 0 | 0 | 0 | 0 | 10.51 | 0 | 229.97 | 17.08 | 0 | 0 | 99.4014 | 4.7655 | 0 | 0 | 0 | 0 | 0 | 17.0765 | 0 | 0 | 365.4372 | 17.0765 | 0
1126 | 0 | 0 | 3.58 | 0 | 0 | 0 | 0 | 0 | 92.6018 | 643.52 | 0 | 0 | 0 | 0 | 0 | 365.44 | 25347.65 | 0 | 0 | 0 | 0 | 9.84 | 0 | 217.27 | 17.08 | 0 | 0 | 92.373 | 3.8124 | 0 | 0 | 0 | 0 | 0 | 17.0765 | 0 | 0 | 365.4372 | 17.0765 | 0
1127 | 0 | 0 | 3.84 | 0 | 0 | 0 | 0 | 0 | 81.352 | 559.13 | 0 | 0 | 0 | 0 | 0 | 365.44 | 24982.21 | 0 | 0 | 0 | 0 | 9.12 | 0 | 203.53 | 17.08 | 0 | 0 | 82.3324 | 2.8593 | 0 | 0 | 0 | 0 | 0 | 17.0765 | 0 | 0 | 365.4372 | 17.0765 | 0
1128 | 0 | 0 | 4.16 | 0 | 0 | 0 | 0 | 0 | 71.0468 | 485.43 | 0 | 0 | 0 | 0 | 0 | 365.44 | 24616.77 | 0 | 0 | 0 | 0 | 8.4 | 0 | 189.93 | 17.08 | 0 | 0 | 73.296 | 1.9062 | 0 | 0 | 0 | 0 | 0 | 17.0765 | 0 | 0 | 365.4372 | 17.0765 | 0
1129 | 0 | 0 | 4.65 | 0 | 0 | 0 | 0 | 0 | 65.5809 | 417.41 | 0 | 0 | 0 | 0 | 0 | 365.44 | 24251.33 | 0 | 0 | 0 | 0 | 7.75 | 0 | 177.49 | 17.08 | 0 | 0 | 69.2797 | 0.95311 | 0 | 0 | 0 | 0 | 0 | 17.0765 | 0 | 0 | 365.4372 | 17.0765 | 0
1130 | 0 | 0 | 5.44 | 0 | 0 | 0 | 0 | 0 | 59.8258 | 355.34 | 0 | 0 | 0 | 0 | 0 | 365.44 | 23885.9 | 0 | 0 | 0 | 0 | 7.01 | 0 | 163.49 | 17.08 | 0 | 0 | 65.2635 | 0 | 0 | 0 | 0 | 0 | 0 | 17.0765 | 0 | 0 | 365.4372 | 17.0765 | 0
1131 | 0 | 0 | 6.7 | 0 | 0 | 0 | 0 | 0 | 57.5604 | 295.64 | 0 | 0 | 0 | 0 | 0 | 365.44 | 23520.46 | 0 | 0 | 0 | 0 | 6.13 | 0 | 146.72 | 17.08 | 0 | 0 | 64.2595 | 0 | 0 | 0 | 0 | 0 | 0 | 17.0765 | 0 | 0 | 365.4372 | 17.0765 | 0
1132 | 0 | 0 | 7.59 | 0 | 0 | 0 | 0 | 0 | 57.6761 | 235.81 | 0 | 0 | 0 | 0 | 0 | 365.44 | 23155.02 | 0 | 0 | 0 | 0 | 5.2 | 0 | 129 | 17.08 | 0 | 0 | 65.2635 | 0 | 0 | 0 | 0 | 0 | 0 | 17.0765 | 0 | 0 | 365.4372 | 17.0765 | 0
1133 | 0 | 0 | 7.98 | 0 | 0 | 0 | 0 | 0 | 61.3008 | 172.22 | 0 | 0 | 0 | 0 | 0 | 365.44 | 22789.59 | 0 | 0 | 0 | 0 | 4.29 | 0 | 111.78 | 17.08 | 0 | 0 | 69.2797 | 0 | 0 | 0 | 0 | 0 | 0 | 17.0765 | 0 | 0 | 365.4372 | 17.0765 | 0
1134 | 0 | 0 | 8.47 | 0 | 0 | 0 | 0 | 0 | 65.7834 | 103.98 | 0 | 0 | 0 | 0 | 0 | 365.44 | 22424.15 | 0 | 0 | 0 | 0 | 3.36 | 0 | 94.13 | 17.08 | 0 | 0 | 73.296 | 0.95311 | 0 | 0 | 0 | 0 | 0 | 17.0765 | 0 | 0 | 365.4372 | 17.0765 | 0
1135 | 0 | 0 | 9.26 | 0 | 0 | 0 | 0 | 0 | 70.96 | 30.37 | 0 | 0 | 0 | 0 | 0 | 365.44 | 22058.71 | 0 | 0 | 0 | 0 | 2.46 | 0 | 77.08 | 17.08 | 0 | 0 | 78.3162 | 1.9062 | 0 | 0 | 0 | 0 | 0 | 17.0765 | 0 | 0 | 365.4372 | 17.0765 | 0
1136 | 18.11 | 800.76 | 10.41 | 0 | 0 | 0 | 0 | 131.41 | 0 | 157.05 | 0 | 0 | 0 | 609.46 | 61.19 | 0 | 22119.9 | 0 | 0 | 1.26 | 0 | 2.84 | 0 | 61.46 | 17.08 | 0 | 0 | 83.3365 | 3.8124 | 0 | 0 | 0 | 0 | 0 | 17.0765 | 0 | 0 | 365.4372 | 17.0765 | 0
1137 | 28.34 | 1146.63 | 11.87 | 0 | 0 | 0 | 0 | 0 | 0 | 157.05 | 0 | 0 | 0 | 1052.58 | 371.37 | 0 | 22491.27 | 0 | 0 | 1.22 | 0 | 3.45 | 40.97 | 89.98 | 17.08 | 0 | 0 | 86.3487 | 5.7186 | 0 | 0 | 0 | 0 | 0 | 17.0765 | 0 | 0 | 365.4372 | 17.0765 | 0
1138 | 38.29 | 1430.49 | 13.44 | 0 | 0 | 0 | 0 | 11.9 | 0 | 168.52 | 0 | 0 | 0 | 1377.96 | 599.13 | 0 | 23090.4 | 0 | 0 | 1.2 | 0 | 4.16 | 0 | 81.91 | 17.08 | 0 | 0 | 87.3527 | 3.8124 | 0 | 0 | 0 | 0 | 0 | 17.0765 | 0 | 0 | 365.4372 | 17.0765 | 0
1139 | 46.64 | 1637.29 | 14.73 | 0 | 0 | 0 | 0 | 157.14 | 0 | 320 | 0 | 0 | 0 | 1377.96 | 599.13 | 0 | 23689.54 | 0 | 0 | 1.18 | 0 | 4.94 | 39.62 | 112.87 | 17.08 | 31.59 | 0 | 87.3527 | 3.8124 | 0 | 0 | 0 | 0 | 0 | 17.0765 | 0 | 0 | 365.4372 | 17.0765 | 0
1140 | 46.72 | 1639.18 | 15.53 | 0 | 0 | 0 | 0 | 157.14 | 0 | 471.48 | 0 | 0 | 0 | 1377.96 | 599.13 | 0 | 24288.67 | 0 | 0 | 1.19 | 0 | 5.88 | 39.7 | 147.15 | 17.08 | 35.29 | 0 | 86.3487 | 3.8124 | 0 | 0 | 0 | 0 | 0 | 17.0765 | 0 | 0 | 365.4372 | 17.0765 | 0
1141 | 44.65 | 1590.4 | 15.53 | 0 | 0 | 0 | 0 | 157.14 | 0 | 622.96 | 0 | 0 | 0 | 1362.83 | 588.54 | 0 | 24877.21 | 0 | 0 | 1.2 | 0 | 6.93 | 40.31 | 183.62 | 17.08 | 0 | 0 | 84.3406 | 4.7655 | 0 | 0 | 0 | 0 | 0 | 17.0765 | 0 | 0 | 365.4372 | 17.0765 | 0
1142 | 40.95 | 1499.35 | 14.97 | 0 | 0 | 0 | 0 | 89.04 | 0 | 708.79 | 0 | 0 | 0 | 1377.96 | 599.13 | 0 | 25476.34 | 0 | 0 | 1.18 | 0 | 7.99 | 0 | 182.46 | 17.08 | 0 | 0 | 82.3324 | 4.7655 | 0 | 0 | 0 | 0 | 0 | 17.0765 | 0 | 0 | 365.4372 | 17.0765 | 0
1143 | 41.58 | 1515.04 | 14.21 | 0 | 0 | 0 | 0 | 104.64 | 0 | 809.67 | 0 | 0 | 0 | 1377.96 | 599.13 | 0 | 26075.48 | 0 | 0 | 1.13 | 0 | 9 | 0 | 181.18 | 17.08 | 0 | 0 | 82.3324 | 4.7655 | 0 | 0 | 0 | 0 | 0 | 17.0765 | 0 | 0 | 365.4372 | 17.0765 | 0
1144 | 41.73 | 1518.87 | 15.1 | 0 | 0 | 0 | 0 | 71 | 0 | 878.11 | 0 | 0 | 0 | 1377.96 | 599.13 | 0 | 26674.61 | 0 | 0 | 1.12 | 0 | 10.02 | 37.52 | 215.94 | 17.08 | 0 | 0 | 83.3365 | 4.7655 | 0 | 0 | 0 | 0 | 0 | 17.0765 | 0 | 0 | 365.4372 | 17.0765 | 0
1145 | 41.83 | 1521.27 | 16.99 | 0 | 0 | 0 | 0 | 72.15 | 0 | 947.67 | 0 | 0 | 0 | 1377.96 | 599.13 | 0 | 27273.74 | 0 | 0 | 1.13 | 0 | 11.05 | 37.78 | 251.17 | 17.08 | 0 | 0 | 85.3446 | 5.7186 | 0 | 0 | 0 | 0 | 0 | 17.0765 | 0 | 0 | 365.4372 | 17.0765 | 0
1146 | 36.61 | 1385.67 | 19.54 | 0 | 0 | 0 | 0 | 0 | 0 | 947.67 | 0 | 0 | 0 | 1346.67 | 577.23 | 0 | 27850.98 | 0 | 0 | 1.12 | 0 | 11.96 | 0 | 248.09 | 17.08 | 0 | 0 | 87.3527 | 6.6717 | 0 | 0 | 0 | 0 | 0 | 17.0765 | 0 | 0 | 365.4372 | 17.0765 | 0
1147 | 27.79 | 1129.44 | 22.79 | 0 | 0 | 0 | 0 | 0 | 0 | 947.67 | 0 | 0 | 0 | 1080.85 | 391.16 | 0 | 28242.13 | 0 | 0 | 1.13 | 0 | 12.64 | 0 | 240.7 | 17.08 | 0 | 0 | 91.3689 | 6.6717 | 0 | 0 | 0 | 0 | 0 | 17.0765 | 0 | 0 | 365.4372 | 17.0765 | 0
1148 | 0 | 0 | 26.25 | 0 | 0 | 0 | 0 | 0 | 76.8597 | 867.94 | 0 | 0 | 0 | 0 | 0 | 365.44 | 27876.7 | 0 | 0 | 0 | 0 | 12.16 | 0 | 231.67 | 17.08 | 0 | 0 | 97.3933 | 5.7186 | 0 | 0 | 0 | 0 | 0 | 17.0765 | 0 | 0 | 365.4372 | 17.0765 | 0
1149 | 0 | 0 | 29.09 | 0 | 0 | 0 | 0 | 0 | 75.0763 | 790.06 | 0 | 0 | 0 | 0 | 0 | 365.44 | 27511.26 | 0 | 0 | 0 | 0 | 11.58 | 0 | 220.48 | 17.08 | 0 | 0 | 99.4014 | 4.7655 | 0 | 0 | 0 | 0 | 0 | 17.0765 | 0 | 0 | 365.4372 | 17.0765 | 0
1150 | 0 | 0 | 30.48 | 0 | 0 | 0 | 0 | 0 | 65.7062 | 721.9 | 0 | 0 | 0 | 0 | 0 | 365.44 | 27145.82 | 0 | 0 | 0 | 0 | 10.91 | 0 | 207.77 | 17.08 | 0 | 0 | 92.373 | 3.8124 | 0 | 0 | 0 | 0 | 0 | 17.0765 | 0 | 0 | 365.4372 | 17.0765 | 0
1151 | 0 | 0 | 30.57 | 0 | 0 | 0 | 0 | 0 | 54.6202 | 665.23 | 0 | 0 | 0 | 0 | 0 | 365.44 | 26780.39 | 0 | 0 | 0 | 0 | 10.18 | 0 | 194.03 | 17.08 | 0 | 0 | 82.3324 | 2.8593 | 0 | 0 | 0 | 0 | 0 | 17.0765 | 0 | 0 | 365.4372 | 17.0765 | 0
1152 | 0 | 0 | 29.66 | 0 | 0 | 0 | 0 | 0 | 45.5394 | 617.99 | 0 | 0 | 0 | 0 | 0 | 365.44 | 26414.95 | 0 | 0 | 0 | 0 | 9.47 | 0 | 180.44 | 17.08 | 0 | 0 | 73.296 | 1.9062 | 0 | 0 | 0 | 0 | 0 | 17.0765 | 0 | 0 | 365.4372 | 17.0765 | 0
1153 | 0 | 0 | 28.31 | 0 | 0 | 0 | 0 | 0 | 41.9244 | 574.5 | 0 | 0 | 0 | 0 | 0 | 365.44 | 26049.51 | 0 | 0 | 0 | 0 | 8.81 | 0 | 168 | 17.08 | 0 | 0 | 69.2797 | 0.95311 | 0 | 0 | 0 | 0 | 0 | 17.0765 | 0 | 0 | 365.4372 | 17.0765 | 0
1154 | 0 | 0 | 27.53 | 0 | 0 | 0 | 0 | 0 | 37.731 | 535.36 | 0 | 0 | 0 | 0 | 0 | 365.44 | 25684.07 | 0 | 0 | 0 | 0 | 8.08 | 0 | 154 | 17.08 | 0 | 0 | 65.2635 | 0 | 0 | 0 | 0 | 0 | 0 | 17.0765 | 0 | 0 | 365.4372 | 17.0765 | 0
1155 | 0 | 0 | 27.62 | 0 | 0 | 0 | 0 | 0 | 36.6416 | 497.35 | 0 | 0 | 0 | 0 | 0 | 365.44 | 25318.64 | 0 | 0 | 0 | 0 | 7.19 | 0 | 137.22 | 17.08 | 0 | 0 | 64.2595 | 0 | 0 | 0 | 0 | 0 | 0 | 17.0765 | 0 | 0 | 365.4372 | 17.0765 | 0
1156 | 0 | 0 | 26.54 | 0 | 0 | 0 | 0 | 0 | 38.7239 | 457.18 | 0 | 0 | 0 | 0 | 0 | 365.44 | 24953.2 | 0 | 0 | 0 | 0 | 6.26 | 0 | 119.51 | 17.08 | 0 | 0 | 65.2635 | 0 | 0 | 0 | 0 | 0 | 0 | 17.0765 | 0 | 0 | 365.4372 | 17.0765 | 0
1157 | 0 | 0 | 24.5 | 0 | 0 | 0 | 0 | 0 | 45.79 | 409.69 | 0 | 0 | 0 | 0 | 0 | 365.44 | 24587.76 | 0 | 0 | 0 | 0 | 5.36 | 0 | 102.29 | 17.08 | 0 | 0 | 70.2838 | 0 | 0 | 0 | 0 | 0 | 0 | 17.0765 | 0 | 0 | 365.4372 | 17.0765 | 0
1158 | 0 | 0 | 23.37 | 0 | 0 | 0 | 0 | 0 | 52.8947 | 354.82 | 0 | 0 | 0 | 0 | 0 | 365.44 | 24222.33 | 0 | 0 | 0 | 0 | 4.43 | 0 | 84.64 | 17.08 | 0 | 0 | 75.3041 | 0.95311 | 0 | 0 | 0 | 0 | 0 | 17.0765 | 0 | 0 | 365.4372 | 17.0765 | 0
1159 | 0 | 0 | 22.64 | 0 | 0 | 0 | 0 | 0 | 59.5945 | 293.01 | 0 | 0 | 0 | 0 | 0 | 365.44 | 23856.89 | 0 | 0 | 0 | 0 | 3.53 | 0 | 67.59 | 17.08 | 0 | 0 | 80.3243 | 1.9062 | 0 | 0 | 0 | 0 | 0 | 17.0765 | 0 | 0 | 365.4372 | 17.0765 | 0
1160 | 9.96 | 475.76 | 21.45 | 0 | 0 | 0 | 0 | 0 | 0 | 293.01 | 0 | 0 | 0 | 416.75 | 0 | 73.71 | 23783.18 | 0 | 0 | 1.26 | 0 | 3.9 | 0 | 51.97 | 17.08 | 0 | 0 | 85.3446 | 3.8124 | 0 | 0 | 0 | 0 | 0 | 17.0765 | 0 | 0 | 365.4372 | 17.0765 | 0
1161 | 24.04 | 1008.72 | 19.74 | 0 | 0 | 0 | 0 | 157.14 | 0 | 444.49 | 0 | 0 | 0 | 800.06 | 194.61 | 0 | 23977.79 | 0 | 0 | 1.22 | 0 | 4.52 | 0 | 41.57 | 17.08 | 0 | 0 | 88.3568 | 5.7186 | 0 | 0 | 0 | 0 | 0 | 17.0765 | 0 | 0 | 365.4372 | 17.0765 | 0
1162 | 34.79 | 1335.81 | 18.41 | 0 | 0 | 0 | 0 | 0 | 0 | 444.49 | 0 | 0 | 0 | 1253.47 | 511.99 | 0 | 24489.78 | 0 | 0 | 1.2 | 0 | 5.23 | 40.17 | 71.65 | 17.08 | 0 | 0 | 90.3649 | 3.8124 | 0 | 0 | 0 | 0 | 0 | 17.0765 | 0 | 0 | 365.4372 | 17.0765 | 0
1163 | 42.25 | 1531.73 | 17.15 | 0 | 0 | 0 | 0 | 109.59 | 0 | 550.13 | 0 | 0 | 0 | 1377.96 | 599.13 | 0 | 25088.91 | 0 | 0 | 1.18 | 0 | 6 | 7.22 | 71.83 | 17.08 | 0 | 0 | 91.3689 | 3.8124 | 0 | 0 | 0 | 0 | 0 | 17.0765 | 0 | 0 | 365.4372 | 17.0765 | 0
1164 | 41.8 | 1520.53 | 15.52 | 0 | 0 | 0 | 0 | 67.72 | 0 | 615.41 | 0 | 0 | 0 | 1375.07 | 597.11 | 0 | 25686.02 | 0 | 0 | 1.19 | 0 | 6.95 | 39.7 | 106.11 | 17.08 | 0 | 0 | 90.3649 | 3.8124 | 0 | 0 | 0 | 0 | 0 | 17.0765 | 0 | 0 | 365.4372 | 17.0765 | 0
1165 | 39.18 | 1453.91 | 14.04 | 0 | 0 | 0 | 0 | 33.84 | 0 | 648.04 | 0 | 0 | 0 | 1377.96 | 599.13 | 0 | 26285.15 | 0 | 0 | 1.2 | 0 | 7.99 | 0 | 104.29 | 17.08 | 0 | 0 | 89.3608 | 4.7655 | 0 | 0 | 0 | 0 | 0 | 17.0765 | 0 | 0 | 365.4372 | 17.0765 | 0
1166 | 34.81 | 1336.26 | 13.05 | 0 | 0 | 0 | 0 | 0 | 0 | 648.04 | 0 | 0 | 0 | 1250.33 | 509.79 | 0 | 26794.94 | 0 | 0 | 1.18 | 0 | 9.05 | 39.49 | 140.64 | 17.08 | 0 | 0 | 88.3568 | 4.7655 | 0 | 0 | 0 | 0 | 0 | 17.0765 | 0 | 0 | 365.4372 | 17.0765 | 0
1167 | 31.33 | 1236.53 | 12.16 | 0 | 0 | 0 | 0 | 157.14 | 0 | 799.52 | 0 | 0 | 0 | 990.6 | 327.99 | 0 | 27122.93 | 0 | 0 | 1.13 | 0 | 10.06 | 38.02 | 175.47 | 17.08 | 0 | 0 | 88.3568 | 4.7655 | 0 | 0 | 0 | 0 | 0 | 17.0765 | 0 | 0 | 365.4372 | 17.0765 | 0
1168 | 26.67 | 1094.02 | 11.81 | 0 | 0 | 0 | 0 | 0 | 0 | 799.52 | 0 | 0 | 0 | 1038.25 | 361.34 | 0 | 27484.27 | 0 | 0 | 1.12 | 0 | 11.08 | 0 | 174.58 | 17.08 | 0 | 0 | 88.3568 | 4.7655 | 0 | 0 | 0 | 0 | 0 | 17.0765 | 0 | 0 | 365.4372 | 17.0765 | 0
1169 | 21.23 | 912.79 | 12.08 | 0 | 0 | 0 | 0 | 0 | 0 | 799.52 | 0 | 0 | 0 | 848.89 | 228.78 | 0 | 27713.05 | 0 | 0 | 1.13 | 0 | 12.12 | 0 | 173.93 | 17.08 | 0 | 0 | 90.3649 | 5.7186 | 0 | 0 | 0 | 0 | 0 | 17.0765 | 0 | 0 | 365.4372 | 17.0765 | 0
1170 | 16.36 | 735.34 | 12.96 | 0 | 0 | 0 | 0 | 0 | 0 | 799.52 | 0 | 0 | 0 | 627.95 | 74.13 | 0 | 27787.18 | 0 | 0 | 1.12 | 0 | 13.02 | 37.55 | 206.52 | 17.08 | 0 | 0 | 91.3689 | 6.6717 | 0 | 0 | 0 | 0 | 0 | 17.0765 | 0 | 0 | 365.4372 | 17.0765 | 0
1171 | 9.59 | 459.59 | 14.11 | 0 | 0 | 0 | 0 | 0 | 0 | 799.52 | 0 | 0 | 0 | 380.1 | 0 | 99.37 | 27687.81 | 0 | 0 | 1.13 | 0 | 13.71 | 0 | 199.13 | 17.08 | 0 | 0 | 95.3851 | 6.6717 | 0 | 0 | 0 | 0 | 0 | 17.0765 | 0 | 0 | 365.4372 | 17.0765 | 0
1172 | 0 | 0 | 15.18 | 0 | 0 | 0 | 0 | 0 | 90.9438 | 705.18 | 0 | 0 | 0 | 0 | 0 | 365.44 | 27322.37 | 0 | 0 | 0 | 0 | 13.23 | 0 | 190.1 | 17.08 | 0 | 0 | 100.4054 | 5.7186 | 0 | 0 | 0 | 0 | 0 | 17.0765 | 0 | 0 | 365.4372 | 17.0765 | 0
1173 | 0 | 0 | 16.37 | 0 | 0 | 0 | 0 | 0 | 90.8088 | 610.98 | 0 | 0 | 0 | 0 | 0 | 365.44 | 26956.94 | 0 | 0 | 0 | 0 | 12.64 | 0 | 178.91 | 17.08 | 0 | 0 | 102.4135 | 4.7655 | 0 | 0 | 0 | 0 | 0 | 17.0765 | 0 | 0 | 365.4372 | 17.0765 | 0
1174 | 0 | 0 | 16.6 | 0 | 0 | 0 | 0 | 0 | 82.5955 | 525.29 | 0 | 0 | 0 | 0 | 0 | 365.44 | 26591.5 | 0 | 0 | 0 | 0 | 11.97 | 0 | 166.21 | 17.08 | 0 | 0 | 95.3851 | 3.8124 | 0 | 0 | 0 | 0 | 0 | 17.0765 | 0 | 0 | 365.4372 | 17.0765 | 0
1175 | 0 | 0 | 16.49 | 0 | 0 | 0 | 0 | 0 | 72.0012 | 450.6 | 0 | 0 | 0 | 0 | 0 | 365.44 | 26226.06 | 0 | 0 | 1.29 | 0 | 12.48 | 0 | 152.47 | 17.08 | 0 | 0 | 84.3406 | 2.8593 | 0 | 0 | 0 | 0 | 0 | 17.0765 | 0 | 0 | 365.4372 | 17.0765 | 0
1176 | 0 | 0 | 16.88 | 0 | 0 | 0 | 0 | 0 | 61.3297 | 386.98 | 0 | 0 | 0 | 0 | 0 | 365.44 | 25860.63 | 0 | 0 | 0 | 0 | 11.76 | 0 | 138.87 | 17.08 | 0 | 0 | 76.3081 | 1.9062 | 0 | 0 | 0 | 0 | 0 | 17.0765 | 0 | 0 | 365.4372 | 17.0765 | 0
1177 | 0 | 0 | 17.53 | 0 | 0 | 0 | 0 | 0 | 54.707 | 330.23 | 0 | 0 | 0 | 0 | 0 | 365.44 | 25495.19 | 0 | 0 | 0 | 0 | 11.11 | 0 | 126.43 | 17.08 | 0 | 0 | 71.2878 | 0.95311 | 0 | 0 | 0 | 0 | 0 | 17.0765 | 0 | 0 | 365.4372 | 17.0765 | 0
1178 | 0 | 0 | 18.62 | 0 | 0 | 0 | 0 | 0 | 49.6556 | 278.72 | 0 | 0 | 0 | 0 | 0 | 365.44 | 25129.75 | 0 | 0 | 0 | 0 | 10.37 | 0 | 112.43 | 17.08 | 0 | 0 | 68.2757 | 0 | 0 | 0 | 0 | 0 | 0 | 17.0765 | 0 | 0 | 365.4372 | 17.0765 | 0
1179 | 0 | 0 | 19.94 | 0 | 0 | 0 | 0 | 0 | 47.3324 | 229.62 | 0 | 0 | 0 | 0 | 0 | 365.44 | 24764.31 | 0 | 0 | 0 | 0 | 9.49 | 0 | 95.66 | 17.08 | 0 | 0 | 67.2716 | 0 | 0 | 0 | 0 | 0 | 0 | 17.0765 | 0 | 0 | 365.4372 | 17.0765 | 0
1180 | 0 | 0 | 20.96 | 0 | 0 | 0 | 0 | 0 | 47.3131 | 180.54 | 0 | 0 | 0 | 0 | 0 | 365.44 | 24398.88 | 0 | 0 | 0 | 0 | 8.56 | 0 | 77.94 | 17.08 | 0 | 0 | 68.2757 | 0 | 0 | 0 | 0 | 0 | 0 | 17.0765 | 0 | 0 | 365.4372 | 17.0765 | 0
1181 | 0 | 0 | 21.3 | 0 | 0 | 0 | 0 | 0 | 49.9834 | 128.68 | 0 | 0 | 0 | 0 | 0 | 365.44 | 24033.44 | 0 | 0 | 0 | 0 | 7.65 | 0 | 60.72 | 17.08 | 0 | 0 | 71.2878 | 0 | 0 | 0 | 0 | 0 | 0 | 17.0765 | 0 | 0 | 365.4372 | 17.0765 | 0
1182 | 0 | 0 | 21.22 | 0 | 0 | 0 | 0 | 0 | 56.0373 | 70.55 | 0 | 0 | 0 | 0 | 0 | 365.44 | 23668 | 0 | 0 | 0 | 0 | 6.72 | 0 | 43.07 | 17.08 | 0 | 0 | 76.3081 | 0.95311 | 0 | 0 | 0 | 0 | 0 | 17.0765 | 0 | 0 | 365.4372 | 17.0765 | 0
1183 | 0 | 0 | 20.83 | 0 | 0 | 0 | 0 | 0 | 62.3997 | 5.82 | 0 | 0 | 0 | 0 | 0 | 365.44 | 23302.57 | 0 | 0 | 0 | 0 | 5.82 | 0 | 26.02 | 17.08 | 0 | 0 | 81.3284 | 1.9062 | 0 | 0 | 0 | 0 | 0 | 17.0765 | 0 | 0 | 365.4372 | 17.0765 | 0
1184 | 9.89 | 472.81 | 19.57 | 0 | 0 | 0 | 0 | 0.39 | 0 | 6.2 | 0 | 0 | 0 | 410.48 | 0 | 78.1 | 23224.46 | 0 | 0 | 1.26 | 0 | 6.2 | 0 | 10.4 | 17.08 | 0 | 0 | 86.3487 | 3.8124 | 0 | 0 | 0 | 0 | 0 | 17.0765 | 0 | 0 | 365.4372 | 17.0765 | 0
1185 | 23.94 | 1005.32 | 17.67 | 0 | 0 | 0 | 0 | 1.38 | 0 | 7.52 | 0 | 0 | 0 | 949.25 | 299.04 | 0 | 23523.5 | 0 | 0 | 1.22 | 0 | 6.81 | 0 | 0 | 17.08 | 0 | 0 | 89.3608 | 5.7186 | 0 | 0 | 0 | 0 | 0 | 17.0765 | 0 | 0 | 365.4372 | 17.0765 | 0
1186 | 34.71 | 1333.48 | 15.33 | 0 | 0 | 0 | 0 | 0 | 0 | 7.52 | 0 | 0 | 0 | 1278.64 | 529.61 | 0 | 24053.12 | 0 | 0 | 1.2 | 0 | 7.52 | 8.5 | 0 | 17.08 | 0 | 0 | 91.3689 | 3.8124 | 0 | 0 | 0 | 0 | 0 | 17.0765 | 0 | 0 | 365.4372 | 17.0765 | 0
1187 | 42.18 | 1530.17 | 13.25 | 0 | 0 | 0 | 0 | 70.66 | 0 | 75.64 | 0 | 0 | 0 | 1377.96 | 599.13 | 0 | 24652.25 | 0 | 0 | 1.18 | 0 | 8.3 | 39.62 | 30.96 | 17.08 | 0 | 0 | 92.373 | 3.8124 | 0 | 0 | 0 | 0 | 0 | 17.0765 | 0 | 0 | 365.4372 | 17.0765 | 0
1188 | 45.82 | 1618.11 | 11.44 | 0 | 0 | 0 | 0 | 157.14 | 0 | 227.12 | 0 | 0 | 0 | 1377.96 | 599.13 | 0 | 25251.38 | 0 | 0 | 1.19 | 0 | 9.24 | 39.7 | 65.24 | 17.08 | 4.2 | 0 | 91.3689 | 3.8124 | 0 | 0 | 0 | 0 | 0 | 17.0765 | 0 | 0 | 365.4372 | 17.0765 | 0
1189 | 47.05 | 1646.88 | 9.87 | 0 | 0 | 0 | 0 | 157.14 | 0 | 378.6 | 0 | 0 | 0 | 1377.96 | 599.13 | 0 | 25850.51 | 0 | 0 | 1.2 | 0 | 10.29 | 40.31 | 101.72 | 17.08 | 32.05 | 0 | 90.3649 | 4.7655 | 0 | 0 | 0 | 0 | 0 | 17.0765 | 0 | 0 | 365.4372 | 17.0765 | 0
1190 | 46.55 | 1635.34 | 8.87 | 0 | 0 | 0 | 0 | 157.14 | 0 | 530.08 | 0 | 0 | 0 | 1377.96 | 599.13 | 0 | 26449.65 | 0 | 0 | 1.18 | 0 | 11.35 | 39.49 | 138.06 | 17.08 | 20.87 | 0 | 89.3608 | 4.7655 | 0 | 0 | 0 | 0 | 0 | 17.0765 | 0 | 0 | 365.4372 | 17.0765 | 0
1191 | 46.28 | 1629.03 | 8.24 | 0 | 0 | 0 | 0 | 157.14 | 0 | 681.56 | 0 | 0 | 0 | 1377.96 | 599.13 | 0 | 27048.78 | 0 | 0 | 1.13 | 0 | 12.36 | 38.02 | 172.9 | 17.08 | 15.18 | 0 | 89.3608 | 4.7655 | 0 | 0 | 0 | 0 | 0 | 17.0765 | 0 | 0 | 365.4372 | 17.0765 | 0
1192 | 45.43 | 1608.84 | 7.52 | 0 | 0 | 0 | 0 | 151.06 | 0 | 827.18 | 0 | 0 | 0 | 1377.96 | 599.13 | 0 | 27647.91 | 0 | 0 | 1.12 | 0 | 13.38 | 37.52 | 207.66 | 17.08 | 0 | 0 | 89.3608 | 4.7655 | 0 | 0 | 0 | 0 | 0 | 17.0765 | 0 | 0 | 365.4372 | 17.0765 | 0
1193 | 44.43 | 1585.06 | 6.9 | 0 | 0 | 0 | 0 | 124.99 | 0 | 947.67 | 0 | 0 | 0 | 1377.96 | 599.13 | 0 | 28247.05 | 0 | 0 | 1.13 | 0 | 14.41 | 35.22 | 240.47 | 17.08 | 0 | 0 | 91.3689 | 5.7186 | 0 | 0 | 0 | 0 | 0 | 17.0765 | 0 | 0 | 365.4372 | 17.0765 | 0
1194 | 39.45 | 1460.83 | 6.65 | 0 | 0 | 0 | 0 | 0 | 0 | 947.67 | 0 | 0 | 0 | 1377.96 | 599.13 | 0 | 28846.18 | 0 | 0 | 1.12 | 0 | 15.32 | 28.81 | 264.75 | 17.08 | 0 | 0 | 92.373 | 6.6717 | 0 | 0 | 0 | 0 | 0 | 17.0765 | 0 | 0 | 365.4372 | 17.0765 | 0
1195 | 31.08 | 1229.35 | 6.7 | 0 | 0 | 0 | 0 | 0 | 0 | 947.67 | 0 | 0 | 0 | 1162.95 | 448.63 | 0 | 29294.8 | 0 | 0 | 1.13 | 0 | 16 | 0 | 257.36 | 17.08 | 0 | 0 | 96.3892 | 6.6717 | 0 | 0 | 0 | 0 | 0 | 17.0765 | 0 | 0 | 365.4372 | 17.0765 | 0
1196 | 0 | 0 | 6.82 | 0 | 0 | 0 | 0 | 0 | 100.9694 | 842.93 | 0 | 0 | 0 | 0 | 0 | 366.17 | 28928.63 | 0.73 | 0.3431 | 0 | 0 | 15.52 | 0 | 248.33 | 17.08 | 0 | 0 | 102.4135 | 5.7186 | 0 | 0 | 0 | 0 | 0 | 17.0765 | 0 | 0 | 365.4372 | 17.0765 | 0
1197 | 0 | 0 | 6.85 | 0 | 0 | 0 | 0 | 0 | 100.1596 | 739.03 | 0 | 0 | 0 | 0 | 0 | 365.44 | 28563.2 | 0 | 0 | 0 | 1.178 | 13.7 | 0 | 237.14 | 17.08 | 0 | 0 | 103.4176 | 4.7655 | 0 | 0 | 0 | 0 | 0 | 17.0765 | 0 | 0 | 365.4372 | 17.0765 | 0
1198 | 0 | 0 | 6.99 | 0 | 0 | 0 | 0 | 0 | 92.0042 | 643.59 | 0 | 0 | 0 | 0 | 0 | 365.44 | 28197.76 | 0 | 0 | 0 | 1.2065 | 11.76 | 0 | 224.44 | 17.08 | 0 | 0 | 96.3892 | 3.8124 | 0 | 0 | 0 | 0 | 0 | 17.0765 | 0 | 0 | 365.4372 | 17.0765 | 0
1199 | 0 | 0 | 7.17 | 0 | 0 | 0 | 0 | 0 | 80.7157 | 559.87 | 0 | 0 | 0 | 0 | 0 | 365.44 | 27832.32 | 0 | 0 | 0 | 0.323 | 10.7 | 0 | 210.7 | 17.08 | 0 | 0 | 85.3446 | 2.8593 | 0 | 0 | 0 | 0 | 0 | 17.0765 | 0 | 0 | 365.4372 | 17.0765 | 0
1200 | 0 | 0 | 6.94 | 0 | 0 | 0 | 0 | 0 | 72.2807 | 484.89 | 0 | 0 | 0 | 0 | 0 | 365.44 | 27466.89 | 0 | 0 | 0 | 0 | 9.98 | 0 | 197.1 | 17.08 | 0 | 0 | 77.3122 | 1.9062 | 0 | 0 | 0 | 0 | 0 | 17.0765 | 0 | 0 | 365.4372 | 17.0765 | 0
1201 | 0 | 0 | 6.47 | 0 | 0 | 0 | 0 | 0 | 65.4749 | 416.97 | 0 | 0 | 0 | 0 | 0 | 365.44 | 27101.45 | 0 | 0 | 0 | 1.3015 | 7.95 | 0 | 184.66 | 17.08 | 0 | 0 | 72.2919 | 0.95311 | 0 | 0 | 0 | 0 | 0 | 17.0765 | 0 | 0 | 365.4372 | 17.0765 | 0
1202 | 0 | 0 | 6.08 | 0 | 0 | 0 | 0 | 0 | 63.1998 | 351.41 | 0 | 0 | 0 | 0 | 0 | 365.44 | 26736.01 | 0 | 0 | 0 | 0 | 7.22 | 0 | 170.66 | 17.08 | 0 | 0 | 69.2797 | 0 | 0 | 0 | 0 | 0 | 0 | 17.0765 | 0 | 0 | 365.4372 | 17.0765 | 0
1203 | 0 | 0 | 5.86 | 0 | 0 | 0 | 0 | 0 | 61.4068 | 287.71 | 0 | 0 | 0 | 0 | 0 | 365.44 | 26370.57 | 0 | 0 | 0 | 0 | 6.33 | 0 | 153.89 | 17.08 | 0 | 0 | 67.2716 | 0 | 0 | 0 | 0 | 0 | 0 | 17.0765 | 0 | 0 | 365.4372 | 17.0765 | 0
1204 | 0 | 0 | 5.85 | 0 | 0 | 0 | 0 | 0 | 62.1105 | 223.28 | 0 | 0 | 0 | 0 | 0 | 365.44 | 26005.14 | 0 | 0 | 0 | 1.3205 | 4.02 | 0 | 136.17 | 17.08 | 0 | 0 | 69.2797 | 0 | 0 | 0 | 0 | 0 | 0 | 17.0765 | 0 | 0 | 365.4372 | 17.0765 | 0
1205 | 0 | 0 | 5.7 | 0 | 0 | 0 | 0 | 0 | 66.5931 | 154.2 | 0 | 0 | 0 | 0 | 0 | 365.44 | 25639.7 | 0 | 0 | 0 | 0 | 3.11 | 0 | 118.95 | 17.08 | 0 | 0 | 72.2919 | 0 | 0 | 0 | 0 | 0 | 0 | 17.0765 | 0 | 0 | 365.4372 | 17.0765 | 0
1206 | 0 | 0 | 5.73 | 0 | 0 | 0 | 0 | 0 | 71.5288 | 79.99 | 0 | 0 | 0 | 0 | 0 | 365.44 | 25274.26 | 0 | 0 | 0 | 0 | 2.18 | 0 | 101.3 | 17.08 | 0 | 0 | 76.3081 | 0.95311 | 0 | 0 | 0 | 0 | 0 | 17.0765 | 0 | 0 | 365.4372 | 17.0765 | 0
1207 | 0 | 0 | 5.91 | 0 | 0 | 0 | 0 | 0 | 77.1104 | 0 | 0 | 0 | 0 | 0 | 0 | 365.44 | 24908.83 | 0 | 0 | 0 | 1.216 | 0 | 0 | 84.25 | 17.08 | 0 | 0 | 82.3324 | 1.9062 | 0 | 0 | 0 | 0 | 0 | 17.0765 | 0 | 0 | 365.4372 | 17.0765 | 0
1208 | 18.02 | 797.67 | 6.1 | 0 | 0 | 0 | 0 | 0 | 0 | 0 | 0 | 0 | 0 | 730.77 | 146.11 | 0 | 25054.93 | 0 | 0 | 0.87 | 0 | 0 | 0 | 68.63 | 17.08 | 0 | 0 | 86.3487 | 3.8124 | 0 | 0 | 0 | 0 | 0 | 17.0765 | 0 | 0 | 365.4372 | 17.0765 | 0
1209 | 31.61 | 1244.93 | 6.25 | 0 | 0 | 0 | 0 | 0 | 0 | 0 | 0 | 0 | 0 | 1186.13 | 464.86 | 0 | 25519.79 | 0 | 0 | 0.58 | 0 | 0 | 0 | 58.23 | 17.08 | 0 | 0 | 90.3649 | 5.7186 | 0 | 0 | 0 | 0 | 0 | 17.0765 | 0 | 0 | 365.4372 | 17.0765 | 0
1210 | 38.5 | 1436.08 | 6.52 | 0 | 0 | 0 | 0 | 6.76 | 0 | 6.52 | 0 | 0 | 0 | 1377.96 | 599.13 | 0 | 26118.92 | 0 | 0 | 1.2 | 0 | 0.71 | 0 | 50.15 | 17.08 | 0 | 0 | 91.3689 | 3.8124 | 0 | 0 | 0 | 0 | 0 | 17.0765 | 0 | 0 | 365.4372 | 17.0765 | 0
1211 | 46.32 | 1629.96 | 6.69 | 0 | 0 | 0 | 0 | 157.14 | 0 | 158 | 0 | 0 | 0 | 1377.96 | 599.13 | 0 | 26718.05 | 0 | 0 | 1.18 | 0 | 1.49 | 39.62 | 81.11 | 17.08 | 10.89 | 0 | 92.373 | 3.8124 | 0 | 0 | 0 | 0 | 0 | 17.0765 | 0 | 0 | 365.4372 | 17.0765 | 0
1212 | 48.91 | 1689.34 | 6.7 | 0 | 0 | 0 | 0 | 157.14 | 0 | 309.48 | 0 | 0 | 0 | 1377.96 | 599.13 | 0 | 27317.19 | 0 | 0 | 1.19 | 0 | 2.43 | 39.7 | 115.39 | 17.08 | 73.79 | 0 | 91.3689 | 3.8124 | 0 | 0 | 0 | 0 | 0 | 17.0765 | 0 | 0 | 365.4372 | 17.0765 | 0
1213 | 49.54 | 1703.56 | 6.67 | 0 | 0 | 0 | 0 | 157.14 | 0 | 460.96 | 0 | 0 | 0 | 1377.96 | 599.13 | 0 | 27916.32 | 0 | 0 | 1.2 | 0 | 3.48 | 40.31 | 151.87 | 17.08 | 88.03 | 0 | 90.3649 | 4.7655 | 0 | 0 | 0 | 0 | 0 | 17.0765 | 0 | 0 | 365.4372 | 17.0765 | 0
1214 | 48.88 | 1688.73 | 6.45 | 0 | 0 | 0 | 0 | 157.14 | 0 | 612.44 | 0 | 0 | 0 | 1377.96 | 599.13 | 0 | 28515.45 | 0 | 0 | 1.18 | 0 | 4.54 | 39.49 | 188.22 | 17.08 | 74.17 | 0 | 89.3608 | 4.7655 | 0 | 0 | 0 | 0 | 0 | 17.0765 | 0 | 0 | 365.4372 | 17.0765 | 0
1215 | 47.23 | 1651.15 | 6.09 | 0 | 0 | 0 | 0 | 157.14 | 0 | 763.92 | 0 | 0 | 0 | 1377.96 | 599.13 | 0 | 29114.59 | 0 | 0 | 1.13 | 0 | 5.55 | 38.02 | 223.05 | 17.08 | 37.1 | 0 | 88.3568 | 4.7655 | 0 | 0 | 0 | 0 | 0 | 17.0765 | 0 | 0 | 365.4372 | 17.0765 | 0
1216 | 44.76 | 1593.01 | 5.95 | 0 | 0 | 0 | 0 | 133.01 | 0 | 892.14 | 0 | 0 | 0 | 1377.96 | 599.13 | 0 | 29713.72 | 0 | 0 | 1.12 | 0 | 6.56 | 37.52 | 257.81 | 17.08 | 0 | 0 | 89.3608 | 4.7655 | 0 | 0 | 0 | 0 | 0 | 17.0765 | 0 | 0 | 365.4372 | 17.0765 | 0
1217 | 41.84 | 1521.52 | 6.09 | 0 | 0 | 0 | 0 | 57.61 | 0 | 947.67 | 0 | 0 | 0 | 1377.96 | 599.13 | 0 | 30312.85 | 0 | 0 | 1.13 | 0 | 7.6 | 36.68 | 292 | 17.08 | 0 | 0 | 90.3649 | 5.7186 | 0 | 0 | 0 | 0 | 0 | 17.0765 | 0 | 0 | 365.4372 | 17.0765 | 0
1218 | 36.82 | 1391.4 | 6.66 | 0 | 0 | 0 | 0 | 0 | 0 | 947.67 | 0 | 0 | 0 | 1334.72 | 568.87 | 0 | 30881.72 | 0 | 0 | 1.12 | 0 | 8.5 | 0 | 288.92 | 17.08 | 0 | 0 | 92.373 | 6.6717 | 0 | 0 | 0 | 0 | 0 | 17.0765 | 0 | 0 | 365.4372 | 17.0765 | 0
1219 | 28.37 | 1147.47 | 7.45 | 0 | 0 | 0 | 0 | 0 | 0 | 947.67 | 0 | 0 | 0 | 1080.1 | 390.63 | 0 | 31272.35 | 0 | 0 | 1.13 | 0 | 9.19 | 0 | 281.52 | 17.08 | 0 | 0 | 95.3851 | 6.6717 | 0 | 0 | 0 | 0 | 0 | 17.0765 | 0 | 0 | 365.4372 | 17.0765 | 0
1220 | 0 | 0 | 8.21 | 0 | 0 | 0 | 0 | 0 | 98.9257 | 845.05 | 0 | 0 | 0 | 0 | 0 | 365.44 | 30906.91 | 0 | 0 | 0 | 0 | 8.71 | 0 | 272.5 | 17.08 | 0 | 0 | 101.4095 | 5.7186 | 0 | 0 | 0 | 0 | 0 | 17.0765 | 0 | 0 | 365.4372 | 17.0765 | 0
1221 | 0 | 0 | 8.93 | 0 | 0 | 0 | 0 | 0 | 98.2509 | 743.13 | 0 | 0 | 0 | 0 | 0 | 365.44 | 30541.48 | 0 | 0 | 0 | 0 | 8.13 | 0 | 261.3 | 17.08 | 0 | 0 | 102.4135 | 4.7655 | 0 | 0 | 0 | 0 | 0 | 17.0765 | 0 | 0 | 365.4372 | 17.0765 | 0
1222 | 0 | 0 | 8.96 | 0 | 0 | 0 | 0 | 0 | 90.24 | 649.53 | 0 | 0 | 0 | 0 | 0 | 365.44 | 30176.04 | 0 | 0 | 0 | 0 | 7.46 | 0 | 248.6 | 17.08 | 0 | 0 | 95.3851 | 3.8124 | 0 | 0 | 0 | 0 | 0 | 17.0765 | 0 | 0 | 365.4372 | 17.0765 | 0
1223 | 0 | 0 | 8.53 | 0 | 0 | 0 | 0 | 0 | 78.672 | 567.91 | 0 | 0 | 0 | 0 | 0 | 365.44 | 29810.6 | 0 | 0 | 0 | 0 | 6.73 | 0 | 234.86 | 17.08 | 0 | 0 | 84.3406 | 2.8593 | 0 | 0 | 0 | 0 | 0 | 17.0765 | 0 | 0 | 365.4372 | 17.0765 | 0
1224 | 0 | 0 | 8.02 | 0 | 0 | 0 | 0 | 0 | 70.1888 | 495.1 | 0 | 0 | 0 | 0 | 0 | 365.44 | 29445.16 | 0 | 0 | 0 | 0 | 6.02 | 0 | 221.26 | 17.08 | 0 | 0 | 76.3081 | 1.9062 | 0 | 0 | 0 | 0 | 0 | 17.0765 | 0 | 0 | 365.4372 | 17.0765 | 0
1225 | 0 | 0 | 7.64 | 0 | 0 | 0 | 0 | 0 | 64.6073 | 428.08 | 0 | 0 | 0 | 0 | 0 | 365.44 | 29079.73 | 0 | 0 | 0 | 0 | 5.36 | 0 | 208.82 | 17.08 | 0 | 0 | 71.2878 | 0.95311 | 0 | 0 | 0 | 0 | 0 | 17.0765 | 0 | 0 | 365.4372 | 17.0765 | 0
1226 | 0 | 0 | 7.62 | 0 | 0 | 0 | 0 | 0 | 60.6645 | 365.16 | 0 | 0 | 0 | 0 | 0 | 365.44 | 28714.29 | 0 | 0 | 0 | 0 | 4.63 | 0 | 194.83 | 17.08 | 0 | 0 | 68.2757 | 0 | 0 | 0 | 0 | 0 | 0 | 17.0765 | 0 | 0 | 365.4372 | 17.0765 | 0
1227 | 0 | 0 | 7.8 | 0 | 0 | 0 | 0 | 0 | 58.4666 | 304.5 | 0 | 0 | 0 | 0 | 0 | 365.44 | 28348.85 | 0 | 0 | 0 | 0 | 3.74 | 0 | 178.05 | 17.08 | 0 | 0 | 66.2676 | 0 | 0 | 0 | 0 | 0 | 0 | 17.0765 | 0 | 0 | 365.4372 | 17.0765 | 0
1228 | 0 | 0 | 8.74 | 0 | 0 | 0 | 0 | 0 | 58.5341 | 243.78 | 0 | 0 | 0 | 0 | 0 | 365.44 | 27983.42 | 0 | 0 | 0 | 0 | 2.81 | 0 | 160.34 | 17.08 | 0 | 0 | 67.2716 | 0 | 0 | 0 | 0 | 0 | 0 | 17.0765 | 0 | 0 | 365.4372 | 17.0765 | 0
1229 | 0 | 0 | 10.23 | 0 | 0 | 0 | 0 | 0 | 61.0598 | 180.44 | 0 | 0 | 0 | 0 | 0 | 365.44 | 27617.98 | 0 | 0 | 0 | 0 | 1.9 | 0 | 143.11 | 17.08 | 0 | 0 | 71.2878 | 0 | 0 | 0 | 0 | 0 | 0 | 17.0765 | 0 | 0 | 365.4372 | 17.0765 | 0
1230 | 0 | 0 | 12.44 | 0 | 0 | 0 | 0 | 0 | 63.8168 | 114.24 | 0 | 0 | 0 | 0 | 0 | 365.44 | 27252.54 | 0 | 0 | 0 | 0 | 0.98 | 0 | 125.46 | 17.08 | 0 | 0 | 75.3041 | 0.95311 | 0 | 0 | 0 | 0 | 0 | 17.0765 | 0 | 0 | 365.4372 | 17.0765 | 0
1231 | 0 | 0 | 15.2 | 0 | 0 | 0 | 0 | 0 | 67.0269 | 44.71 | 0 | 0 | 0 | 0 | 0 | 365.44 | 26887.1 | 0 | 0 | 0 | 0 | 0.08 | 0 | 108.42 | 17.08 | 0 | 0 | 80.3243 | 1.9062 | 0 | 0 | 0 | 0 | 0 | 17.0765 | 0 | 0 | 365.4372 | 17.0765 | 0
1232 | 18.02 | 797.59 | 17.41 | 0 | 0 | 0 | 0 | 0 | 0 | 44.71 | 0 | 0 | 0 | 742.68 | 154.44 | 0 | 27041.54 | 0 | 0 | 1.18 | 0 | 0.38 | 0 | 92.79 | 17.08 | 0 | 0 | 85.3446 | 3.8124 | 0 | 0 | 0 | 0 | 0 | 17.0765 | 0 | 0 | 365.4372 | 17.0765 | 0
1233 | 33.7 | 1304.97 | 19.09 | 0 | 0 | 0 | 0 | 0 | 0 | 44.71 | 0 | 0 | 0 | 1262.46 | 518.29 | 0 | 27559.83 | 0 | 0 | 1.22 | 0 | 1 | 0 | 82.39 | 17.08 | 0 | 0 | 88.3568 | 5.7186 | 0 | 0 | 0 | 0 | 0 | 17.0765 | 0 | 0 | 365.4372 | 17.0765 | 0
1234 | 39.24 | 1455.26 | 19.05 | 0 | 0 | 0 | 0 | 40.22 | 0 | 83.48 | 0 | 0 | 0 | 1377.96 | 599.13 | 0 | 28158.96 | 0 | 0 | 1.2 | 0 | 1.71 | 0 | 74.32 | 17.08 | 0 | 0 | 90.3649 | 3.8124 | 0 | 0 | 0 | 0 | 0 | 17.0765 | 0 | 0 | 365.4372 | 17.0765 | 0
1235 | 47.17 | 1649.6 | 18.19 | 0 | 0 | 0 | 0 | 157.14 | 0 | 234.96 | 0 | 0 | 0 | 1377.96 | 599.13 | 0 | 28758.1 | 0 | 0 | 1.18 | 0 | 2.48 | 39.62 | 105.28 | 17.08 | 44.87 | 0 | 90.3649 | 3.8124 | 0 | 0 | 0 | 0 | 0 | 17.0765 | 0 | 0 | 365.4372 | 17.0765 | 0
1236 | 48.39 | 1677.48 | 17.1 | 0 | 0 | 0 | 0 | 157.14 | 0 | 386.44 | 0 | 0 | 0 | 1377.96 | 599.13 | 0 | 29357.23 | 0 | 0 | 1.19 | 0 | 3.43 | 39.7 | 139.56 | 17.08 | 73.82 | 0 | 89.3608 | 3.8124 | 0 | 0 | 0 | 0 | 0 | 17.0765 | 0 | 0 | 365.4372 | 17.0765 | 0
1237 | 47.68 | 1661.3 | 16.66 | 0 | 0 | 0 | 0 | 157.14 | 0 | 537.92 | 0 | 0 | 0 | 1377.96 | 599.13 | 0 | 29956.36 | 0 | 0 | 1.2 | 0 | 4.47 | 40.31 | 176.03 | 17.08 | 55.9 | 0 | 88.3568 | 4.7655 | 0 | 0 | 0 | 0 | 0 | 17.0765 | 0 | 0 | 365.4372 | 17.0765 | 0
1238 | 45.57 | 1612.31 | 16.47 | 0 | 0 | 0 | 0 | 157.14 | 0 | 689.4 | 0 | 0 | 0 | 1377.96 | 599.13 | 0 | 30555.49 | 0 | 0 | 1.18 | 0 | 5.53 | 39.49 | 212.38 | 17.08 | 6.47 | 0 | 87.3527 | 4.7655 | 0 | 0 | 0 | 0 | 0 | 17.0765 | 0 | 0 | 365.4372 | 17.0765 | 0
1239 | 40.4 | 1485.18 | 16.23 | 0 | 0 | 0 | 0 | 157.14 | 0 | 840.88 | 0 | 0 | 0 | 1291.42 | 538.55 | 0 | 31094.05 | 0 | 0 | 1.13 | 0 | 6.54 | 0 | 211.1 | 17.08 | 0 | 0 | 87.3527 | 4.7655 | 0 | 0 | 0 | 0 | 0 | 17.0765 | 0 | 0 | 365.4372 | 17.0765 | 0
1240 | 33.95 | 1312.03 | 15.55 | 0 | 0 | 0 | 0 | 0 | 0 | 840.88 | 0 | 0 | 0 | 1267.28 | 521.66 | 0 | 31615.71 | 0 | 0 | 1.12 | 0 | 7.56 | 0 | 210.21 | 17.08 | 0 | 0 | 88.3568 | 4.7655 | 0 | 0 | 0 | 0 | 0 | 17.0765 | 0 | 0 | 365.4372 | 17.0765 | 0
1241 | 26.59 | 1091.7 | 14.92 | 0 | 0 | 0 | 0 | 0 | 0 | 840.88 | 0 | 0 | 0 | 1037 | 360.46 | 0 | 31976.17 | 0 | 0 | 1.13 | 0 | 8.6 | 0 | 209.56 | 17.08 | 0 | 0 | 89.3608 | 5.7186 | 0 | 0 | 0 | 0 | 0 | 17.0765 | 0 | 0 | 365.4372 | 17.0765 | 0
1242 | 22.58 | 959.59 | 14.65 | 0 | 0 | 0 | 0 | 0 | 0 | 840.88 | 0 | 0 | 0 | 898.62 | 263.6 | 0 | 32239.76 | 0 | 0 | 1.12 | 0 | 9.5 | 0.05 | 206.52 | 17.08 | 0 | 0 | 90.3649 | 6.6717 | 0 | 0 | 0 | 0 | 0 | 17.0765 | 0 | 0 | 365.4372 | 17.0765 | 0
1243 | 14.92 | 679.42 | 13.99 | 0 | 0 | 0 | 0 | 27.1 | 0 | 867.01 | 0 | 0 | 0 | 580.18 | 40.69 | 0 | 32280.46 | 0 | 0 | 0 | 0 | 9.11 | 0 | 199.13 | 17.08 | 0 | 0 | 94.3811 | 6.6717 | 0 | 0 | 0 | 0 | 0 | 17.0765 | 0 | 0 | 365.4372 | 17.0765 | 0
1244 | 0 | 0 | 12.89 | 0 | 0 | 0 | 0 | 0 | 92.2259 | 771.34 | 0 | 0 | 0 | 0 | 0 | 365.44 | 31915.02 | 0 | 0 | 0 | 0 | 8.64 | 0 | 190.1 | 17.08 | 0 | 0 | 99.4014 | 5.7186 | 0 | 0 | 0 | 0 | 0 | 17.0765 | 0 | 0 | 365.4372 | 17.0765 | 0
1245 | 0 | 0 | 11.67 | 0 | 0 | 0 | 0 | 0 | 93.4984 | 674.34 | 0 | 0 | 0 | 0 | 0 | 365.44 | 31549.58 | 0 | 0 | 0 | 0 | 8.05 | 0 | 178.91 | 17.08 | 0 | 0 | 100.4054 | 4.7655 | 0 | 0 | 0 | 0 | 0 | 17.0765 | 0 | 0 | 365.4372 | 17.0765 | 0
1246 | 0 | 0 | 10.64 | 0 | 0 | 0 | 0 | 0 | 87.5505 | 583.52 | 0 | 0 | 0 | 0 | 0 | 365.44 | 31184.14 | 0 | 0 | 0 | 0 | 7.38 | 0 | 166.21 | 17.08 | 0 | 0 | 94.3811 | 3.8124 | 0 | 0 | 0 | 0 | 0 | 17.0765 | 0 | 0 | 365.4372 | 17.0765 | 0
1247 | 0 | 0 | 9.97 | 0 | 0 | 0 | 0 | 0 | 76.2235 | 504.45 | 0 | 0 | 0 | 0 | 0 | 365.44 | 30818.71 | 0 | 0 | 0 | 0 | 6.66 | 0 | 152.47 | 17.08 | 0 | 0 | 83.3365 | 2.8593 | 0 | 0 | 0 | 0 | 0 | 17.0765 | 0 | 0 | 365.4372 | 17.0765 | 0
1248 | 0 | 0 | 9.82 | 0 | 0 | 0 | 0 | 0 | 67.3932 | 434.54 | 0 | 0 | 0 | 0 | 0 | 365.44 | 30453.27 | 0 | 0 | 0 | 0 | 5.94 | 0 | 138.87 | 17.08 | 0 | 0 | 75.3041 | 1.9062 | 0 | 0 | 0 | 0 | 0 | 17.0765 | 0 | 0 | 365.4372 | 17.0765 | 0
1249 | 0 | 0 | 10.16 | 0 | 0 | 0 | 0 | 0 | 61.079 | 371.18 | 0 | 0 | 0 | 0 | 0 | 365.44 | 30087.83 | 0 | 0 | 0 | 0 | 5.28 | 0 | 126.43 | 17.08 | 0 | 0 | 70.2838 | 0.95311 | 0 | 0 | 0 | 0 | 0 | 17.0765 | 0 | 0 | 365.4372 | 17.0765 | 0
1250 | 0 | 0 | 10.93 | 0 | 0 | 0 | 0 | 0 | 56.3362 | 312.74 | 0 | 0 | 0 | 0 | 0 | 365.44 | 29722.4 | 0 | 0 | 0 | 0 | 4.55 | 0 | 112.43 | 17.08 | 0 | 0 | 67.2716 | 0 | 0 | 0 | 0 | 0 | 0 | 17.0765 | 0 | 0 | 365.4372 | 17.0765 | 0
1251 | 0 | 0 | 12.12 | 0 | 0 | 0 | 0 | 0 | 53.1357 | 257.62 | 0 | 0 | 0 | 0 | 0 | 365.44 | 29356.96 | 0 | 0 | 0 | 0 | 3.66 | 0 | 95.66 | 17.08 | 0 | 0 | 65.2635 | 0 | 0 | 0 | 0 | 0 | 0 | 17.0765 | 0 | 0 | 365.4372 | 17.0765 | 0
1252 | 0 | 0 | 11.91 | 0 | 0 | 0 | 0 | 0 | 54.36 | 201.23 | 0 | 0 | 0 | 0 | 0 | 365.44 | 28991.52 | 0 | 0 | 0 | 0 | 2.73 | 0 | 77.94 | 17.08 | 0 | 0 | 66.2676 | 0 | 0 | 0 | 0 | 0 | 0 | 17.0765 | 0 | 0 | 365.4372 | 17.0765 | 0
1253 | 0 | 0 | 11.37 | 0 | 0 | 0 | 0 | 0 | 58.9197 | 140.11 | 0 | 0 | 0 | 0 | 0 | 365.44 | 28626.08 | 0 | 0 | 0 | 0 | 1.83 | 0 | 60.72 | 17.08 | 0 | 0 | 70.2838 | 0 | 0 | 0 | 0 | 0 | 0 | 17.0765 | 0 | 0 | 365.4372 | 17.0765 | 0
1254 | 0 | 0 | 10.99 | 0 | 0 | 0 | 0 | 0 | 64.2602 | 73.44 | 0 | 0 | 0 | 0 | 0 | 365.44 | 28260.65 | 0 | 0 | 0 | 0 | 0.9 | 0 | 43.07 | 17.08 | 0 | 0 | 74.3 | 0.95311 | 0 | 0 | 0 | 0 | 0 | 17.0765 | 0 | 0 | 365.4372 | 17.0765 | 0
1255 | 0 | 0 | 10.43 | 0 | 0 | 0 | 0 | 0 | 70.7962 | 0 | 0 | 0 | 0 | 0 | 0 | 365.44 | 27895.21 | 0 | 0 | 0 | 0 | 0 | 0 | 26.02 | 17.08 | 0 | 0 | 79.3203 | 1.9062 | 0 | 0 | 0 | 0 | 0 | 17.0765 | 0 | 0 | 365.4372 | 17.0765 | 0
1256 | 18.18 | 803.36 | 9.5 | 0 | 0 | 0 | 0 | 0 | 0 | 0 | 0 | 0 | 0 | 742.03 | 153.98 | 0 | 28049.19 | 0 | 0 | 0.87 | 0 | 0 | 0 | 10.4 | 17.08 | 0 | 0 | 84.3406 | 3.8124 | 0 | 0 | 0 | 0 | 0 | 17.0765 | 0 | 0 | 365.4372 | 17.0765 | 0
1257 | 33.52 | 1299.91 | 8.19 | 0 | 0 | 0 | 0 | 0 | 0 | 0 | 0 | 0 | 0 | 1246.96 | 507.44 | 0 | 28556.63 | 0 | 0 | 0.58 | 0 | 0 | 0 | 0 | 17.08 | 0 | 0 | 88.3568 | 5.7186 | 0 | 0 | 0 | 0 | 0 | 17.0765 | 0 | 0 | 365.4372 | 17.0765 | 0
1258 | 39.55 | 1463.41 | 8.64 | 0 | 0 | 0 | 0 | 30.77 | 0 | 29.66 | 0 | 0 | 0 | 1377.96 | 599.13 | 0 | 29155.76 | 0 | 0 | 1.2 | 0 | 0.71 | 8.5 | 0 | 17.08 | 0 | 0 | 89.3608 | 3.8124 | 0 | 0 | 0 | 0 | 0 | 17.0765 | 0 | 0 | 365.4372 | 17.0765 | 0
1259 | 47.5 | 1657.17 | 9.42 | 0 | 0 | 0 | 0 | 0 | 0 | 29.66 | 0 | 0 | 0 | 1377.96 | 599.13 | 0 | 29754.9 | 0 | 0 | 1.18 | 0 | 1.49 | 39.62 | 30.96 | 17.08 | 201.14 | 0 | 90.3649 | 3.8124 | 0 | 0 | 0 | 0 | 0 | 17.0765 | 0 | 0 | 365.4372 | 17.0765 | 0
1260 | 51.93 | 1756.06 | 9.56 | 0 | 0 | 0 | 0 | 157.14 | 0 | 181.14 | 0 | 0 | 0 | 1377.96 | 599.13 | 0 | 30354.03 | 0 | 0 | 1.19 | 0 | 2.43 | 39.7 | 65.24 | 17.08 | 148.4 | 0 | 89.3608 | 3.8124 | 0 | 0 | 0 | 0 | 0 | 17.0765 | 0 | 0 | 365.4372 | 17.0765 | 0
1261 | 54.5 | 1810.58 | 9.33 | 0 | 0 | 0 | 0 | 157.14 | 0 | 332.62 | 0 | 0 | 0 | 1377.96 | 599.13 | 0 | 30953.16 | 0 | 0 | 1.2 | 0 | 3.48 | 40.31 | 101.72 | 17.08 | 204.69 | 0 | 88.3568 | 4.7655 | 0 | 0 | 0 | 0 | 0 | 17.0765 | 0 | 0 | 365.4372 | 17.0765 | 0
1262 | 56.09 | 1843.21 | 8.9 | 0 | 0 | 0 | 0 | 0 | 0 | 332.62 | 0 | 0 | 0 | 1377.96 | 599.13 | 0 | 31552.29 | 0 | 0 | 1.18 | 0 | 4.54 | 39.49 | 138.06 | 17.08 | 397.46 | 0 | 87.3527 | 4.7655 | 0 | 0 | 0 | 0 | 0 | 17.0765 | 0 | 0 | 365.4372 | 17.0765 | 0
1263 | 55.6 | 1833.31 | 8.52 | 0 | 0 | 0 | 0 | 157.14 | 0 | 484.1 | 0 | 0 | 0 | 1377.96 | 599.13 | 0 | 32151.43 | 0 | 0 | 1.13 | 0 | 5.55 | 0 | 136.78 | 17.08 | 269.08 | 0 | 87.3527 | 4.7655 | 0 | 0 | 0 | 0 | 0 | 17.0765 | 0 | 0 | 365.4372 | 17.0765 | 0
1264 | 54.44 | 1809.17 | 7.83 | 0 | 0 | 0 | 0 | 157.14 | 0 | 635.58 | 0 | 0 | 0 | 1377.96 | 599.13 | 0 | 32750.56 | 0 | 0 | 1.12 | 0 | 6.56 | 37.52 | 171.54 | 17.08 | 204.58 | 0 | 88.3568 | 4.7655 | 0 | 0 | 0 | 0 | 0 | 17.0765 | 0 | 0 | 365.4372 | 17.0765 | 0
1265 | 53.26 | 1784.47 | 6.98 | 0 | 0 | 0 | 0 | 157.14 | 0 | 787.06 | 0 | 0 | 0 | 1377.96 | 599.13 | 0 | 33349.69 | 0 | 0 | 1.13 | 0 | 7.6 | 37.78 | 206.78 | 17.08 | 175.63 | 0 | 89.3608 | 5.7186 | 0 | 0 | 0 | 0 | 0 | 17.0765 | 0 | 0 | 365.4372 | 17.0765 | 0
1266 | 52.18 | 1761.34 | 6.4 | 0 | 0 | 0 | 0 | 157.14 | 0 | 938.54 | 0 | 0 | 0 | 1377.96 | 599.13 | 0 | 33948.83 | 0 | 0 | 1.12 | 0 | 8.5 | 37.55 | 239.37 | 17.08 | 149.11 | 0 | 90.3649 | 6.6717 | 0 | 0 | 0 | 0 | 0 | 17.0765 | 0 | 0 | 365.4372 | 17.0765 | 0
1267 | 45.87 | 1619.28 | 6.1 | 0 | 0 | 0 | 0 | 9.47 | 0 | 947.67 | 0 | 0 | 0 | 1377.96 | 599.13 | 0 | 34547.96 | 0 | 0 | 1.13 | 0 | 9.19 | 0 | 231.98 | 17.08 | 181.64 | 0 | 94.3811 | 6.6717 | 0 | 0 | 0 | 0 | 0 | 17.0765 | 0 | 0 | 365.4372 | 17.0765 | 0
1268 | 0 | 0 | 5.89 | 0 | 0 | 0 | 0 | 0 | 100.2367 | 843.69 | 0 | 0 | 0 | 0 | 0 | 365.44 | 34182.52 | 0 | 0 | 0 | 0 | 8.71 | 0 | 222.95 | 17.08 | 0 | 0 | 100.4054 | 5.7186 | 0 | 0 | 0 | 0 | 0 | 17.0765 | 0 | 0 | 365.4372 | 17.0765 | 0
1269 | 0 | 0 | 5.81 | 0 | 0 | 0 | 0 | 0 | 100.362 | 739.58 | 0 | 0 | 0 | 0 | 0 | 365.44 | 33817.08 | 0 | 0 | 0 | 0 | 8.13 | 0 | 211.76 | 17.08 | 0 | 0 | 101.4095 | 4.7655 | 0 | 0 | 0 | 0 | 0 | 17.0765 | 0 | 0 | 365.4372 | 17.0765 | 0
1270 | 0 | 0 | 5.43 | 0 | 0 | 0 | 0 | 0 | 92.7657 | 643.35 | 0 | 0 | 0 | 0 | 0 | 365.44 | 33451.65 | 0 | 0 | 0 | 0 | 7.46 | 0 | 199.05 | 17.08 | 0 | 0 | 94.3811 | 3.8124 | 0 | 0 | 0 | 0 | 0 | 17.0765 | 0 | 0 | 365.4372 | 17.0765 | 0
1271 | 0 | 0 | 5.04 | 0 | 0 | 0 | 0 | 0 | 81.1592 | 559.16 | 0 | 0 | 0 | 0 | 0 | 365.44 | 33086.21 | 0 | 0 | 0 | 0 | 6.73 | 0 | 185.31 | 17.08 | 0 | 0 | 83.3365 | 2.8593 | 0 | 0 | 0 | 0 | 0 | 17.0765 | 0 | 0 | 365.4372 | 17.0765 | 0
1272 | 0 | 0 | 4.78 | 0 | 0 | 0 | 0 | 0 | 72.4253 | 484.03 | 0 | 0 | 0 | 0 | 0 | 365.44 | 32720.77 | 0 | 0 | 0 | 0 | 6.02 | 0 | 171.72 | 17.08 | 0 | 0 | 75.3041 | 1.9062 | 0 | 0 | 0 | 0 | 0 | 17.0765 | 0 | 0 | 365.4372 | 17.0765 | 0
1273 | 0 | 0 | 4.62 | 0 | 0 | 0 | 0 | 0 | 66.6124 | 414.93 | 0 | 0 | 0 | 0 | 0 | 365.44 | 32355.34 | 0 | 0 | 0 | 0 | 5.36 | 0 | 159.28 | 17.08 | 0 | 0 | 70.2838 | 0.95311 | 0 | 0 | 0 | 0 | 0 | 17.0765 | 0 | 0 | 365.4372 | 17.0765 | 0
1274 | 0 | 0 | 4.63 | 0 | 0 | 0 | 0 | 0 | 62.6407 | 349.94 | 0 | 0 | 0 | 0 | 0 | 365.44 | 31989.9 | 0 | 0 | 0 | 0 | 4.63 | 0 | 145.28 | 17.08 | 0 | 0 | 67.2716 | 0 | 0 | 0 | 0 | 0 | 0 | 17.0765 | 0 | 0 | 365.4372 | 17.0765 | 0
1275 | 0 | 0 | 4.68 | 0 | 0 | 0 | 0 | 0 | 62.3708 | 285.24 | 0 | 0 | 0 | 0 | 0 | 365.44 | 31624.46 | 0 | 0 | 0.78 | 0 | 4.49 | 0 | 128.5 | 17.08 | 0 | 0 | 66.2676 | 0 | 0 | 0 | 0 | 0 | 0 | 17.0765 | 0 | 0 | 365.4372 | 17.0765 | 0
1276 | 0 | 0 | 4.67 | 0 | 0 | 0 | 0 | 0 | 60.5874 | 222.39 | 0 | 0 | 0 | 0 | 0 | 365.44 | 31259.02 | 0 | 0 | 0 | 0 | 3.55 | 0 | 110.79 | 17.08 | 0 | 0 | 65.2635 | 0 | 0 | 0 | 0 | 0 | 0 | 17.0765 | 0 | 0 | 365.4372 | 17.0765 | 0
1277 | 0 | 0 | 4.52 | 0 | 0 | 0 | 0 | 0 | 63.759 | 156.26 | 0 | 0 | 0 | 0 | 0 | 365.44 | 30893.59 | 0 | 0 | 0 | 0 | 2.65 | 0 | 93.57 | 17.08 | 0 | 0 | 68.2757 | 0 | 0 | 0 | 0 | 0 | 0 | 17.0765 | 0 | 0 | 365.4372 | 17.0765 | 0
1278 | 0 | 0 | 4.38 | 0 | 0 | 0 | 0 | 0 | 69.8707 | 83.77 | 0 | 0 | 0 | 0 | 0 | 365.44 | 30528.15 | 0 | 0 | 0 | 0 | 1.72 | 0 | 75.92 | 17.08 | 0 | 0 | 73.296 | 0.95311 | 0 | 0 | 0 | 0 | 0 | 17.0765 | 0 | 0 | 365.4372 | 17.0765 | 0
1279 | 0 | 0 | 4.17 | 0 | 0 | 0 | 0 | 0 | 76.05 | 4.88 | 0 | 0 | 0 | 0 | 0 | 365.44 | 30162.71 | 0 | 0 | 0 | 0 | 0.82 | 0 | 58.87 | 17.08 | 0 | 0 | 78.3162 | 1.9062 | 0 | 0 | 0 | 0 | 0 | 17.0765 | 0 | 0 | 365.4372 | 17.0765 | 0
1280 | 17.99 | 796.57 | 3.96 | 0 | 0 | 0 | 0 | 0 | 4.7043 | 0 | 0 | 0 | 0 | 736.08 | 149.82 | 0 | 30312.53 | 0 | 0 | 0 | 0 | 0 | 0 | 43.25 | 17.08 | 0 | 0 | 83.3365 | 3.8124 | 0 | 0 | 0 | 0 | 0 | 17.0765 | 0 | 0 | 365.4372 | 17.0765 | 0
1281 | 34.44 | 1325.88 | 3.86 | 0 | 0 | 0 | 0 | 0 | 0 | 0 | 0 | 0 | 0 | 1271.54 | 524.64 | 0 | 30837.17 | 0 | 0 | 0.58 | 0 | 0 | 0 | 32.85 | 17.08 | 0 | 0 | 86.3487 | 5.7186 | 0 | 0 | 0 | 0 | 0 | 17.0765 | 0 | 0 | 365.4372 | 17.0765 | 0
1282 | 39.94 | 1473.49 | 4.11 | 0 | 0 | 0 | 0 | 7.05 | 0 | 6.8 | 0 | 0 | 0 | 1377.96 | 599.13 | 0 | 31436.31 | 0 | 0 | 1.2 | 0 | 0.71 | 40.17 | 62.93 | 17.08 | 0 | 0 | 87.3527 | 3.8124 | 0 | 0 | 0 | 0 | 0 | 17.0765 | 0 | 0 | 365.4372 | 17.0765 | 0
1283 | 46.38 | 1631.25 | 4.54 | 0 | 0 | 0 | 0 | 157.14 | 0 | 158.28 | 0 | 0 | 0 | 1377.96 | 599.13 | 0 | 32035.44 | 0 | 0 | 1.18 | 0 | 1.49 | 39.62 | 93.89 | 17.08 | 15.1 | 0 | 87.3527 | 3.8124 | 0 | 0 | 0 | 0 | 0 | 17.0765 | 0 | 0 | 365.4372 | 17.0765 | 0
1284 | 49.99 | 1713.42 | 4.84 | 0 | 0 | 0 | 0 | 51.36 | 0 | 207.79 | 0 | 0 | 0 | 1377.96 | 599.13 | 0 | 32634.57 | 0 | 0 | 1.19 | 0 | 2.43 | 39.7 | 128.17 | 17.08 | 208.9 | 0 | 85.3446 | 3.8124 | 0 | 0 | 0 | 0 | 0 | 17.0765 | 0 | 0 | 365.4372 | 17.0765 | 0
1285 | 51.96 | 1756.58 | 5.05 | 0 | 0 | 0 | 0 | 157.14 | 0 | 359.27 | 0 | 0 | 0 | 1377.96 | 599.13 | 0 | 33233.71 | 0 | 0 | 1.2 | 0 | 3.48 | 0 | 126.35 | 17.08 | 188.18 | 0 | 84.3406 | 4.7655 | 0 | 0 | 0 | 0 | 0 | 17.0765 | 0 | 0 | 365.4372 | 17.0765 | 0
1286 | 52.89 | 1776.6 | 5.2 | 0 | 0 | 0 | 0 | 157.14 | 0 | 510.75 | 0 | 0 | 0 | 1377.96 | 599.13 | 0 | 33832.84 | 0 | 0 | 1.18 | 0 | 4.54 | 39.49 | 162.7 | 17.08 | 171.83 | 0 | 82.3324 | 4.7655 | 0 | 0 | 0 | 0 | 0 | 17.0765 | 0 | 0 | 365.4372 | 17.0765 | 0
1287 | 52.49 | 1768.05 | 5.13 | 0 | 0 | 0 | 0 | 157.14 | 0 | 662.23 | 0 | 0 | 0 | 1377.96 | 599.13 | 0 | 34431.97 | 0 | 0 | 1.13 | 0 | 5.55 | 38.02 | 197.53 | 17.08 | 164.34 | 0 | 82.3324 | 4.7655 | 0 | 0 | 0 | 0 | 0 | 17.0765 | 0 | 0 | 365.4372 | 17.0765 | 0
1288 | 51.42 | 1744.94 | 5.38 | 0 | 0 | 0 | 0 | 157.14 | 0 | 813.71 | 0 | 0 | 0 | 1377.96 | 599.13 | 0 | 35031.1 | 0 | 0 | 1.12 | 0 | 6.56 | 37.52 | 232.29 | 17.08 | 139.91 | 0 | 83.3365 | 4.7655 | 0 | 0 | 0 | 0 | 0 | 17.0765 | 0 | 0 | 365.4372 | 17.0765 | 0
1289 | 50.28 | 1720.01 | 5.82 | 0 | 0 | 0 | 0 | 0 | 0 | 813.71 | 0 | 0 | 0 | 1377.96 | 599.13 | 0 | 35630.24 | 0 | 0 | 1.13 | 0 | 7.6 | 0 | 231.64 | 17.08 | 305.97 | 0 | 85.3446 | 5.7186 | 0 | 0 | 0 | 0 | 0 | 17.0765 | 0 | 0 | 365.4372 | 17.0765 | 0
1290 | 44.97 | 1598.03 | 6.62 | 0 | 0 | 0 | 0 | 138.97 | 0 | 947.67 | 0 | 0 | 0 | 1377.96 | 599.13 | 0 | 36229.37 | 0 | 0 | 1.12 | 0 | 8.5 | 37.55 | 264.23 | 17.08 | 0 | 0 | 87.3527 | 6.6717 | 0 | 0 | 0 | 0 | 0 | 17.0765 | 0 | 0 | 365.4372 | 17.0765 | 0
1291 | 36.3 | 1377.13 | 7.7 | 0 | 0 | 0 | 0 | 0 | 0 | 947.67 | 0 | 0 | 0 | 1323.08 | 560.72 | 0 | 36790.09 | 0 | 0 | 0 | 0 | 8.12 | 0 | 256.84 | 17.08 | 0 | 0 | 91.3689 | 6.6717 | 0 | 0 | 0 | 0 | 0 | 17.0765 | 0 | 0 | 365.4372 | 17.0765 | 0
1292 | 0 | 0 | 8.75 | 0 | 0 | 0 | 0 | 0 | 94.9829 | 849.14 | 0 | 0 | 0 | 0 | 0 | 365.44 | 36424.65 | 0 | 0 | 0.62 | 0 | 8.23 | 0 | 247.81 | 17.08 | 0 | 0 | 97.3933 | 5.7186 | 0 | 0 | 0 | 0 | 0 | 17.0765 | 0 | 0 | 365.4372 | 17.0765 | 0
1293 | 0 | 0 | 9.84 | 0 | 0 | 0 | 0 | 0 | 94.3274 | 751.29 | 0 | 0 | 0 | 0 | 0 | 365.44 | 36059.21 | 0 | 0 | 0 | 0 | 7.64 | 0 | 236.62 | 17.08 | 0 | 0 | 99.4014 | 4.7655 | 0 | 0 | 0 | 0 | 0 | 17.0765 | 0 | 0 | 365.4372 | 17.0765 | 0
1294 | 0 | 0 | 11.17 | 0 | 0 | 0 | 0 | 0 | 85.0152 | 663.11 | 0 | 0 | 0 | 0 | 0 | 365.44 | 35693.78 | 0 | 0 | 0 | 0 | 6.97 | 0 | 223.91 | 17.08 | 0 | 0 | 92.373 | 3.8124 | 0 | 0 | 0 | 0 | 0 | 17.0765 | 0 | 0 | 365.4372 | 17.0765 | 0
1295 | 0 | 0 | 12.74 | 0 | 0 | 0 | 0 | 0 | 73.7556 | 586.6 | 0 | 0 | 0 | 0 | 0 | 365.44 | 35328.34 | 0 | 0 | 1.29 | 0 | 7.48 | 0 | 210.18 | 17.08 | 0 | 0 | 82.3324 | 2.8593 | 0 | 0 | 0 | 0 | 0 | 17.0765 | 0 | 0 | 365.4372 | 17.0765 | 0
1296 | 0 | 0 | 14.09 | 0 | 0 | 0 | 0 | 0 | 61.108 | 523.21 | 0 | 0 | 0 | 0 | 0 | 365.44 | 34962.9 | 0 | 0 | 0 | 0 | 6.76 | 0 | 196.58 | 17.08 | 0 | 0 | 73.296 | 1.9062 | 0 | 0 | 0 | 0 | 0 | 17.0765 | 0 | 0 | 365.4372 | 17.0765 | 0
1297 | 0 | 0 | 15.06 | 0 | 0 | 0 | 0 | 0 | 55.1697 | 465.98 | 0 | 0 | 0 | 0 | 0 | 365.44 | 34597.47 | 0 | 0 | 0 | 0 | 6.11 | 0 | 184.14 | 17.08 | 0 | 0 | 69.2797 | 0.95311 | 0 | 0 | 0 | 0 | 0 | 17.0765 | 0 | 0 | 365.4372 | 17.0765 | 0
1298 | 0 | 0 | 16.02 | 0 | 0 | 0 | 0 | 0 | 49.2411 | 414.9 | 0 | 0 | 0 | 0 | 0 | 365.44 | 34232.03 | 0 | 0 | 0 | 0 | 5.37 | 0 | 170.14 | 17.08 | 0 | 0 | 65.2635 | 0 | 0 | 0 | 0 | 0 | 0 | 17.0765 | 0 | 0 | 365.4372 | 17.0765 | 0
1299 | 0 | 0 | 16.87 | 0 | 0 | 0 | 0 | 0 | 55.6324 | 357.19 | 0 | 0 | 0 | 8.23 | 0 | 359.67 | 33872.36 | 0 | 0 | 0 | 0 | 4.49 | 0 | 153.36 | 17.08 | 0 | 0 | 64.2595 | 0 | 0 | 0 | 0 | 0 | 0 | 17.0765 | 0 | 0 | 365.4372 | 17.0765 | 0
1300 | 0 | 0 | 16.19 | 0 | 0 | 0 | 0 | 0 | 49.0676 | 306.29 | 0 | 0 | 0 | 0 | 0 | 365.44 | 33506.92 | 0 | 0 | 0 | 0 | 3.55 | 0 | 135.65 | 17.08 | 0 | 0 | 65.2635 | 0 | 0 | 0 | 0 | 0 | 0 | 17.0765 | 0 | 0 | 365.4372 | 17.0765 | 0
1301 | 0 | 0 | 14.74 | 0 | 0 | 0 | 0 | 0 | 54.5335 | 249.71 | 0 | 0 | 0 | 0 | 0 | 365.44 | 33141.48 | 0 | 0 | 0 | 0 | 2.65 | 0 | 118.43 | 17.08 | 0 | 0 | 69.2797 | 0 | 0 | 0 | 0 | 0 | 0 | 17.0765 | 0 | 0 | 365.4372 | 17.0765 | 0
1302 | 0 | 0 | 13.83 | 0 | 0 | 0 | 0 | 0 | 60.4235 | 187.04 | 0 | 0 | 0 | 0 | 0 | 365.44 | 32776.04 | 0 | 0 | 0 | 0 | 1.72 | 0 | 100.78 | 17.08 | 0 | 0 | 73.296 | 0.95311 | 0 | 0 | 0 | 0 | 0 | 17.0765 | 0 | 0 | 365.4372 | 17.0765 | 0
1303 | 0 | 0 | 13.47 | 0 | 0 | 0 | 0 | 0 | 66.7474 | 117.79 | 0 | 0 | 0 | 0 | 0 | 365.44 | 32410.61 | 0 | 0 | 0 | 0 | 0.82 | 0 | 83.73 | 17.08 | 0 | 0 | 78.3162 | 1.9062 | 0 | 0 | 0 | 0 | 0 | 17.0765 | 0 | 0 | 365.4372 | 17.0765 | 0
1304 | 18.13 | 801.64 | 13.21 | 0 | 0 | 0 | 0 | 0 | 0 | 117.79 | 0 | 0 | 0 | 745.83 | 156.65 | 0 | 32567.25 | 0 | 0 | 0 | 0 | 0 | 0 | 68.11 | 17.08 | 0 | 0 | 83.3365 | 3.8124 | 0 | 0 | 0 | 0 | 0 | 17.0765 | 0 | 0 | 365.4372 | 17.0765 | 0
1305 | 33.89 | 1310.54 | 12.62 | 0 | 0 | 0 | 0 | 0 | 113.5496 | 0 | 0 | 0 | 0 | 1377.96 | 599.13 | 0 | 33166.39 | 0 | 0 | 0.58 | 0 | 0 | 0 | 57.71 | 17.08 | 0 | 0 | 86.3487 | 5.7186 | 0 | 0 | 0 | 0 | 0 | 17.0765 | 0 | 0 | 365.4372 | 17.0765 | 0
1306 | 39.43 | 1460.29 | 12.32 | 0 | 0 | 0 | 0 | 1.54 | 0 | 1.49 | 0 | 0 | 0 | 1377.96 | 599.13 | 0 | 33765.52 | 0 | 0 | 1.2 | 0 | 0.71 | 40.17 | 87.79 | 17.08 | 0 | 0 | 87.3527 | 3.8124 | 0 | 0 | 0 | 0 | 0 | 17.0765 | 0 | 0 | 365.4372 | 17.0765 | 0
1307 | 47.22 | 1650.82 | 11.86 | 0 | 0 | 0 | 0 | 157.14 | 0 | 152.97 | 0 | 0 | 0 | 1377.96 | 599.13 | 0 | 34364.65 | 0 | 0 | 1.18 | 0 | 1.49 | 39.62 | 118.76 | 17.08 | 42.83 | 0 | 87.3527 | 3.8124 | 0 | 0 | 0 | 0 | 0 | 17.0765 | 0 | 0 | 365.4372 | 17.0765 | 0
1308 | 52.29 | 1763.65 | 10.83 | 0 | 0 | 0 | 0 | 157.14 | 0 | 304.45 | 0 | 0 | 0 | 1377.96 | 599.13 | 0 | 34963.79 | 0 | 0 | 1.19 | 0 | 2.43 | 39.7 | 153.03 | 17.08 | 160.63 | 0 | 86.3487 | 3.8124 | 0 | 0 | 0 | 0 | 0 | 17.0765 | 0 | 0 | 365.4372 | 17.0765 | 0
1309 | 55.66 | 1834.4 | 9.51 | 0 | 0 | 0 | 0 | 38.69 | 0 | 341.75 | 0 | 0 | 0 | 1377.96 | 599.13 | 0 | 35562.92 | 0 | 0 | 1.2 | 0 | 3.48 | 0 | 151.21 | 17.08 | 392.6 | 0 | 84.3406 | 4.7655 | 0 | 0 | 0 | 0 | 0 | 17.0765 | 0 | 0 | 365.4372 | 17.0765 | 0
1310 | 57.97 | 1881.17 | 8.36 | 0 | 0 | 0 | 0 | 157.14 | 0 | 493.23 | 0 | 0 | 0 | 1377.96 | 599.13 | 0 | 36162.05 | 0 | 0 | 1.18 | 0 | 4.54 | 39.49 | 187.56 | 17.08 | 283.63 | 0 | 83.3365 | 4.7655 | 0 | 0 | 0 | 0 | 0 | 17.0765 | 0 | 0 | 365.4372 | 17.0765 | 0
1311 | 56.65 | 1854.68 | 7.75 | 0 | 0 | 0 | 0 | 157.14 | 0 | 644.71 | 0 | 0 | 0 | 1377.96 | 599.13 | 0 | 36761.18 | 0 | 0 | 1.13 | 0 | 5.55 | 38.02 | 222.39 | 17.08 | 257.73 | 0 | 82.3324 | 4.7655 | 0 | 0 | 0 | 0 | 0 | 17.0765 | 0 | 0 | 365.4372 | 17.0765 | 0
1312 | 54.61 | 1812.69 | 8.09 | 0 | 0 | 0 | 0 | 157.14 | 0 | 796.19 | 0 | 0 | 0 | 1377.96 | 599.13 | 0 | 37360.32 | 0 | 0 | 1.12 | 0 | 6.56 | 0 | 221.51 | 17.08 | 251.08 | 0 | 83.3365 | 4.7655 | 0 | 0 | 0 | 0 | 0 | 17.0765 | 0 | 0 | 365.4372 | 17.0765 | 0
1313 | 52.51 | 1768.4 | 9.28 | 0 | 0 | 0 | 0 | 0 | 0 | 796.19 | 0 | 0 | 0 | 1377.96 | 599.13 | 0 | 37959.45 | 0 | 0 | 1.13 | 0 | 7.6 | 0 | 220.86 | 17.08 | 360.04 | 0 | 85.3446 | 5.7186 | 0 | 0 | 0 | 0 | 0 | 17.0765 | 0 | 0 | 365.4372 | 17.0765 | 0
1314 | 48.4 | 1677.9 | 11.14 | 0 | 0 | 0 | 0 | 157.14 | 0 | 947.67 | 0 | 0 | 0 | 1377.96 | 599.13 | 0 | 38558.58 | 0 | 0 | 1.12 | 0 | 8.5 | 37.55 | 253.45 | 17.08 | 69.64 | 0 | 87.3527 | 6.6717 | 0 | 0 | 0 | 0 | 0 | 17.0765 | 0 | 0 | 365.4372 | 17.0765 | 0
1315 | 38.98 | 1448.63 | 13.47 | 0 | 0 | 0 | 0 | 0 | 0 | 947.67 | 0 | 0 | 0 | 1377.96 | 599.13 | 0 | 39157.72 | 0 | 0 | 1.13 | 0 | 9.19 | 23.96 | 268.81 | 17.08 | 0 | 0 | 91.3689 | 6.6717 | 0 | 0 | 0 | 0 | 0 | 17.0765 | 0 | 0 | 365.4372 | 17.0765 | 0
1316 | 0 | 0 | 15.84 | 0 | 0 | 0 | 0 | 0 | 87.2709 | 857.14 | 0 | 0 | 0 | 0 | 0 | 365.44 | 38792.28 | 0 | 0 | 0 | 0 | 8.71 | 0 | 259.79 | 17.08 | 0 | 0 | 97.3933 | 5.7186 | 0 | 0 | 0 | 0 | 0 | 17.0765 | 0 | 0 | 365.4372 | 17.0765 | 0
1317 | 0 | 0 | 18.25 | 0 | 0 | 0 | 0 | 0 | 86.1527 | 767.77 | 0 | 0 | 0 | 0 | 0 | 365.44 | 38426.84 | 0 | 0 | 1.24 | 0 | 9.3 | 0 | 248.59 | 17.08 | 0 | 0 | 98.3973 | 4.7655 | 0 | 0 | 0 | 0 | 0 | 17.0765 | 0 | 0 | 365.4372 | 17.0765 | 0
1318 | 0 | 0 | 18.85 | 0 | 0 | 0 | 0 | 0 | 77.4574 | 687.43 | 0 | 0 | 0 | 0 | 0 | 365.44 | 38061.4 | 0 | 0 | 0.12 | 0 | 8.75 | 0 | 235.89 | 17.08 | 0 | 0 | 92.373 | 3.8124 | 0 | 0 | 0 | 0 | 0 | 17.0765 | 0 | 0 | 365.4372 | 17.0765 | 0
1319 | 0 | 0 | 18.35 | 0 | 0 | 0 | 0 | 0 | 66.8438 | 618.09 | 0 | 0 | 0 | 0 | 0 | 365.44 | 37695.97 | 0 | 0 | 0 | 0 | 8.02 | 0 | 222.15 | 17.08 | 0 | 0 | 82.3324 | 2.8593 | 0 | 0 | 0 | 0 | 0 | 17.0765 | 0 | 0 | 365.4372 | 17.0765 | 0
1320 | 0 | 0 | 17.9 | 0 | 0 | 0 | 0 | 0 | 57.3002 | 558.65 | 0 | 0 | 0 | 0 | 0 | 365.44 | 37330.53 | 0 | 0 | 0 | 0 | 7.31 | 0 | 208.55 | 17.08 | 0 | 0 | 73.296 | 1.9062 | 0 | 0 | 0 | 0 | 0 | 17.0765 | 0 | 0 | 365.4372 | 17.0765 | 0
1321 | 0 | 0 | 17.58 | 0 | 0 | 0 | 0 | 0 | 52.6537 | 504.03 | 0 | 0 | 0 | 0 | 0 | 365.44 | 36965.09 | 0 | 0 | 0 | 0 | 6.65 | 0 | 196.11 | 17.08 | 0 | 0 | 69.2797 | 0.95311 | 0 | 0 | 0 | 0 | 0 | 17.0765 | 0 | 0 | 365.4372 | 17.0765 | 0
1322 | 0 | 0 | 17.28 | 0 | 0 | 0 | 0 | 0 | 47.9879 | 454.25 | 0 | 0 | 0 | 0 | 0 | 365.44 | 36599.66 | 0 | 0 | 0 | 0 | 5.92 | 0 | 182.11 | 17.08 | 0 | 0 | 65.2635 | 0 | 0 | 0 | 0 | 0 | 0 | 17.0765 | 0 | 0 | 365.4372 | 17.0765 | 0
1323 | 0 | 0 | 17.03 | 0 | 0 | 0 | 0 | 0 | 47.2264 | 405.25 | 0 | 0 | 0 | 0 | 0 | 365.44 | 36234.22 | 0 | 0 | 0 | 0 | 5.03 | 0 | 165.34 | 17.08 | 0 | 0 | 64.2595 | 0 | 0 | 0 | 0 | 0 | 0 | 17.0765 | 0 | 0 | 365.4372 | 17.0765 | 0
1324 | 0 | 0 | 16.69 | 0 | 0 | 0 | 0 | 0 | 48.576 | 354.87 | 0 | 0 | 0 | 0 | 0 | 365.44 | 35868.78 | 0 | 0 | 0 | 0 | 4.1 | 0 | 147.63 | 17.08 | 0 | 0 | 65.2635 | 0 | 0 | 0 | 0 | 0 | 0 | 17.0765 | 0 | 0 | 365.4372 | 17.0765 | 0
1325 | 0 | 0 | 16.5 | 0 | 0 | 0 | 0 | 0 | 54.7841 | 298.03 | 0 | 0 | 0 | 0 | 0 | 365.44 | 35503.34 | 0 | 0 | 0 | 0 | 3.2 | 0 | 130.4 | 17.08 | 0 | 0 | 71.2878 | 0 | 0 | 0 | 0 | 0 | 0 | 17.0765 | 0 | 0 | 365.4372 | 17.0765 | 0
1326 | 0 | 0 | 16.15 | 0 | 0 | 0 | 0 | 0 | 151.483 | 140.9 | 0 | 0 | 0 | 91.37 | 0 | 301.48 | 35201.87 | 0 | 0 | 0 | 0 | 2.27 | 0 | 112.75 | 17.08 | 0 | 0 | 75.3041 | 0.95311 | 0 | 0 | 0 | 0 | 0 | 17.0765 | 0 | 0 | 365.4372 | 17.0765 | 0
1327 | 0 | 0 | 15.54 | 0 | 0 | 0 | 0 | 0 | 66.6895 | 71.71 | 0 | 0 | 0 | 0 | 0 | 365.44 | 34836.43 | 0 | 0 | 0 | 0 | 1.37 | 0 | 95.7 | 17.08 | 0 | 0 | 80.3243 | 1.9062 | 0 | 0 | 0 | 0 | 0 | 17.0765 | 0 | 0 | 365.4372 | 17.0765 | 0
1328 | 18.1 | 800.43 | 14.56 | 0 | 0 | 0 | 0 | 0 | 68.5982 | 0.55 | 0 | 0 | 0 | 812.54 | 203.34 | 0 | 35039.77 | 0 | 0 | 0 | 0 | 0.55 | 0 | 80.08 | 17.08 | 0 | 0 | 85.3446 | 3.8124 | 0 | 0 | 0 | 0 | 0 | 17.0765 | 0 | 0 | 365.4372 | 17.0765 | 0
1329 | 34.57 | 1329.51 | 13.67 | 0 | 0 | 0 | 0 | 0 | 0.5302 | 0 | 0 | 0 | 0 | 1284.2 | 533.5 | 0 | 35573.27 | 0 | 0 | 0 | 0 | 0 | 0 | 69.68 | 17.08 | 0 | 0 | 88.3568 | 5.7186 | 0 | 0 | 0 | 0 | 0 | 17.0765 | 0 | 0 | 365.4372 | 17.0765 | 0
1330 | 40.27 | 1482 | 13.02 | 0 | 0 | 0 | 0 | 32.2 | 0 | 31.04 | 0 | 0 | 0 | 1377.96 | 599.13 | 0 | 36172.41 | 0 | 0 | 1.2 | 0 | 0.71 | 29.75 | 89.87 | 17.08 | 0 | 0 | 90.3649 | 3.8124 | 0 | 0 | 0 | 0 | 0 | 17.0765 | 0 | 0 | 365.4372 | 17.0765 | 0
1331 | 47.13 | 1648.67 | 12.64 | 0 | 0 | 0 | 0 | 157.14 | 0 | 182.52 | 0 | 0 | 0 | 1377.96 | 599.13 | 0 | 36771.54 | 0 | 0 | 1.18 | 0 | 1.49 | 39.62 | 120.83 | 17.08 | 37.35 | 0 | 91.3689 | 3.8124 | 0 | 0 | 0 | 0 | 0 | 17.0765 | 0 | 0 | 365.4372 | 17.0765 | 0
1332 | 50.92 | 1734.06 | 12.72 | 0 | 0 | 0 | 0 | 157.14 | 0 | 334 | 0 | 0 | 0 | 1377.96 | 599.13 | 0 | 37370.67 | 0 | 0 | 1.19 | 0 | 2.43 | 0 | 117.4 | 17.08 | 167.25 | 0 | 90.3649 | 3.8124 | 0 | 0 | 0 | 0 | 0 | 17.0765 | 0 | 0 | 365.4372 | 17.0765 | 0
1333 | 53.03 | 1779.44 | 13.25 | 0 | 0 | 0 | 0 | 0 | 0 | 334 | 0 | 0 | 0 | 1377.96 | 599.13 | 0 | 37969.8 | 0 | 0 | 1.2 | 0 | 3.48 | 40.31 | 153.87 | 17.08 | 332.12 | 0 | 89.3608 | 4.7655 | 0 | 0 | 0 | 0 | 0 | 17.0765 | 0 | 0 | 365.4372 | 17.0765 | 0
1334 | 53.92 | 1798.38 | 14.01 | 0 | 0 | 0 | 0 | 0 | 0 | 334 | 0 | 0 | 0 | 1377.96 | 599.13 | 0 | 38568.94 | 0 | 0 | 1.18 | 0 | 4.54 | 39.49 | 190.22 | 17.08 | 354.57 | 0 | 88.3568 | 4.7655 | 0 | 0 | 0 | 0 | 0 | 17.0765 | 0 | 0 | 365.4372 | 17.0765 | 0
1335 | 53.65 | 1792.76 | 14.43 | 0 | 0 | 0 | 0 | 157.14 | 0 | 485.48 | 0 | 0 | 0 | 1377.96 | 599.13 | 0 | 39168.07 | 0 | 0 | 1.13 | 0 | 5.55 | 38.02 | 225.05 | 17.08 | 193.48 | 0 | 88.3568 | 4.7655 | 0 | 0 | 0 | 0 | 0 | 17.0765 | 0 | 0 | 365.4372 | 17.0765 | 0
1336 | 52.88 | 1776.36 | 14.69 | 0 | 0 | 0 | 0 | 157.14 | 0 | 636.96 | 0 | 0 | 0 | 1377.96 | 599.13 | 0 | 39767.2 | 0 | 0 | 1.12 | 0 | 6.56 | 0 | 224.17 | 17.08 | 213.59 | 0 | 89.3608 | 4.7655 | 0 | 0 | 0 | 0 | 0 | 17.0765 | 0 | 0 | 365.4372 | 17.0765 | 0
1337 | 52.29 | 1763.73 | 14.76 | 0 | 0 | 0 | 0 | 157.14 | 0 | 788.44 | 0 | 0 | 0 | 1377.96 | 599.13 | 0 | 40366.34 | 0 | 0 | 1.13 | 0 | 7.6 | 37.78 | 259.41 | 17.08 | 160.7 | 0 | 90.3649 | 5.7186 | 0 | 0 | 0 | 0 | 0 | 17.0765 | 0 | 0 | 365.4372 | 17.0765 | 0
1338 | 47.79 | 1663.96 | 14.81 | 0 | 0 | 0 | 0 | 156.65 | 0 | 939.45 | 0 | 0 | 0 | 1377.96 | 599.13 | 0 | 40965.47 | 0 | 0 | 1.12 | 0 | 8.5 | 37.55 | 292 | 17.08 | 54.24 | 0 | 92.373 | 6.6717 | 0 | 0 | 0 | 0 | 0 | 17.0765 | 0 | 0 | 365.4372 | 17.0765 | 0
1339 | 38.51 | 1436.32 | 14.84 | 0 | 0 | 0 | 0 | 8.53 | 0 | 947.67 | 0 | 0 | 0 | 1377.96 | 599.13 | 0 | 41564.6 | 0 | 0 | 1.13 | 0 | 9.19 | 0 | 284.61 | 17.08 | 0 | 0 | 95.3851 | 6.6717 | 0 | 0 | 0 | 0 | 0 | 17.0765 | 0 | 0 | 365.4372 | 17.0765 | 0
1340 | 0 | 0 | 14.68 | 0 | 0 | 0 | 0 | 0 | 93.5948 | 850.58 | 0 | 0 | 0 | 0 | 0 | 365.44 | 41199.16 | 0 | 0 | 1.15 | 0 | 9.81 | 0 | 275.58 | 17.08 | 0 | 0 | 101.4095 | 5.7186 | 0 | 0 | 0 | 0 | 0 | 17.0765 | 0 | 0 | 365.4372 | 17.0765 | 0
1341 | 0 | 0 | 14.73 | 0 | 0 | 0 | 0 | 0 | 92.4476 | 754.67 | 0 | 0 | 0 | 0 | 0 | 365.44 | 40833.73 | 0 | 0 | 0 | 0 | 9.22 | 0 | 264.39 | 17.08 | 0 | 0 | 102.4135 | 4.7655 | 0 | 0 | 0 | 0 | 0 | 17.0765 | 0 | 0 | 365.4372 | 17.0765 | 0
1342 | 0 | 0 | 15.08 | 0 | 0 | 0 | 0 | 0 | 84.3307 | 667.2 | 0 | 0 | 0 | 0 | 0 | 365.44 | 40468.29 | 0 | 0 | 0.21 | 0 | 8.75 | 0 | 251.68 | 17.08 | 0 | 0 | 95.3851 | 3.8124 | 0 | 0 | 0 | 0 | 0 | 17.0765 | 0 | 0 | 365.4372 | 17.0765 | 0
1343 | 0 | 0 | 15.8 | 0 | 0 | 0 | 0 | 0 | 71.4035 | 593.13 | 0 | 0 | 0 | 0 | 0 | 365.44 | 40102.85 | 0 | 0 | 0 | 0 | 8.02 | 0 | 237.94 | 17.08 | 0 | 0 | 84.3406 | 2.8593 | 0 | 0 | 0 | 0 | 0 | 17.0765 | 0 | 0 | 365.4372 | 17.0765 | 0
1344 | 0 | 0 | 17.19 | 0 | 0 | 0 | 0 | 0 | 61.0212 | 529.83 | 0 | 0 | 0 | 0 | 0 | 365.44 | 39737.42 | 0 | 0 | 0 | 0 | 7.31 | 0 | 224.34 | 17.08 | 0 | 0 | 76.3081 | 1.9062 | 0 | 0 | 0 | 0 | 0 | 17.0765 | 0 | 0 | 365.4372 | 17.0765 | 0
1345 | 0 | 0 | 18.81 | 0 | 0 | 0 | 0 | 0 | 53.4345 | 474.4 | 0 | 0 | 0 | 0 | 0 | 365.44 | 39371.98 | 0 | 0 | 0 | 0 | 6.65 | 0 | 211.91 | 17.08 | 0 | 0 | 71.2878 | 0.95311 | 0 | 0 | 0 | 0 | 0 | 17.0765 | 0 | 0 | 365.4372 | 17.0765 | 0
1346 | 0 | 0 | 20.2 | 0 | 0 | 0 | 0 | 0 | 48.0747 | 424.52 | 0 | 0 | 0 | 0 | 0 | 365.44 | 39006.54 | 0 | 0 | 0 | 0 | 5.92 | 0 | 197.91 | 17.08 | 0 | 0 | 68.2757 | 0 | 0 | 0 | 0 | 0 | 0 | 17.0765 | 0 | 0 | 365.4372 | 17.0765 | 0
1347 | 0 | 0 | 21.29 | 0 | 0 | 0 | 0 | 0 | 45.9828 | 376.82 | 0 | 0 | 0 | 0 | 0 | 365.44 | 38641.1 | 0 | 0 | 0 | 0 | 5.03 | 0 | 181.13 | 17.08 | 0 | 0 | 67.2716 | 0 | 0 | 0 | 0 | 0 | 0 | 17.0765 | 0 | 0 | 365.4372 | 17.0765 | 0
1348 | 0 | 0 | 21.28 | 0 | 0 | 0 | 0 | 0 | 46.995 | 328.08 | 0 | 0 | 0 | 0 | 0 | 365.44 | 38275.67 | 0 | 0 | 0 | 0 | 4.1 | 0 | 163.42 | 17.08 | 0 | 0 | 68.2757 | 0 | 0 | 0 | 0 | 0 | 0 | 17.0765 | 0 | 0 | 365.4372 | 17.0765 | 0
1349 | 0 | 0 | 20.07 | 0 | 0 | 0 | 0 | 0 | 52.2199 | 273.91 | 0 | 0 | 0 | 0 | 0 | 365.44 | 37910.23 | 0 | 0 | 0 | 0 | 3.2 | 0 | 146.2 | 17.08 | 0 | 0 | 72.2919 | 0 | 0 | 0 | 0 | 0 | 0 | 17.0765 | 0 | 0 | 365.4372 | 17.0765 | 0
1350 | 0 | 0 | 17.75 | 0 | 0 | 0 | 0 | 0 | 59.5077 | 212.17 | 0 | 0 | 0 | 0 | 0 | 365.44 | 37544.79 | 0 | 0 | 0 | 0 | 2.27 | 0 | 128.55 | 17.08 | 0 | 0 | 76.3081 | 0.95311 | 0 | 0 | 0 | 0 | 0 | 17.0765 | 0 | 0 | 365.4372 | 17.0765 | 0
1351 | 0 | 0 | 15.15 | 0 | 0 | 0 | 0 | 0 | 151.483 | 55.04 | 0 | 0 | 0 | 83.39 | 0 | 307.06 | 37237.73 | 0 | 0 | 0 | 0 | 1.37 | 0 | 111.5 | 17.08 | 0 | 0 | 81.3284 | 1.9062 | 0 | 0 | 0 | 0 | 0 | 17.0765 | 0 | 0 | 365.4372 | 17.0765 | 0
1352 | 18.15 | 802.29 | 12.48 | 0 | 0 | 0 | 0 | 0 | 0 | 55.04 | 0 | 0 | 0 | 742.76 | 154.49 | 0 | 37392.22 | 0 | 0 | 0 | 0 | 0.55 | 0 | 95.88 | 17.08 | 0 | 0 | 86.3487 | 3.8124 | 0 | 0 | 0 | 0 | 0 | 17.0765 | 0 | 0 | 365.4372 | 17.0765 | 0
1353 | 31.23 | 1233.79 | 9.95 | 0 | 0 | 0 | 0 | 0 | 53.0586 | 0 | 0 | 0 | 0 | 1231.94 | 496.92 | 0 | 37889.15 | 0 | 0 | 0 | 0 | 0 | 0 | 85.48 | 17.08 | 0 | 0 | 90.3649 | 5.7186 | 0 | 0 | 0 | 0 | 0 | 17.0765 | 0 | 0 | 365.4372 | 17.0765 | 0
1354 | 38.67 | 1440.47 | 8.43 | 0 | 0 | 0 | 0 | 13.23 | 0 | 12.76 | 0 | 0 | 0 | 1377.96 | 599.13 | 0 | 38488.28 | 0 | 0 | 1.2 | 0 | 0.71 | 0 | 77.4 | 17.08 | 0 | 0 | 91.3689 | 3.8124 | 0 | 0 | 0 | 0 | 0 | 17.0765 | 0 | 0 | 365.4372 | 17.0765 | 0
1355 | 46.56 | 1635.43 | 7.81 | 0 | 0 | 0 | 0 | 157.14 | 0 | 164.24 | 0 | 0 | 0 | 1377.96 | 599.13 | 0 | 39087.41 | 0 | 0 | 1.18 | 0 | 1.49 | 39.62 | 108.36 | 17.08 | 17.71 | 0 | 92.373 | 3.8124 | 0 | 0 | 0 | 0 | 0 | 17.0765 | 0 | 0 | 365.4372 | 17.0765 | 0
1356 | 50.21 | 1718.39 | 8.04 | 0 | 0 | 0 | 0 | 157.14 | 0 | 315.72 | 0 | 0 | 0 | 1377.96 | 599.13 | 0 | 39686.55 | 0 | 0 | 1.19 | 0 | 2.43 | 39.7 | 142.64 | 17.08 | 105.48 | 0 | 91.3689 | 3.8124 | 0 | 0 | 0 | 0 | 0 | 17.0765 | 0 | 0 | 365.4372 | 17.0765 | 0
1357 | 51.87 | 1754.77 | 8.92 | 0 | 0 | 0 | 0 | 157.14 | 0 | 467.2 | 0 | 0 | 0 | 1377.96 | 599.13 | 0 | 40285.68 | 0 | 0 | 1.2 | 0 | 3.48 | 40.31 | 179.12 | 17.08 | 143.82 | 0 | 90.3649 | 4.7655 | 0 | 0 | 0 | 0 | 0 | 17.0765 | 0 | 0 | 365.4372 | 17.0765 | 0
1358 | 52.21 | 1762.04 | 10.58 | 0 | 0 | 0 | 0 | 0 | 0 | 467.2 | 0 | 0 | 0 | 1377.96 | 599.13 | 0 | 40884.81 | 0 | 0 | 1.18 | 0 | 4.54 | 39.49 | 215.46 | 17.08 | 312.08 | 0 | 89.3608 | 4.7655 | 0 | 0 | 0 | 0 | 0 | 17.0765 | 0 | 0 | 365.4372 | 17.0765 | 0
1359 | 52.09 | 1759.45 | 12.4 | 0 | 0 | 0 | 0 | 27.01 | 0 | 493.23 | 0 | 0 | 0 | 1377.96 | 599.13 | 0 | 41483.94 | 0 | 0 | 1.13 | 0 | 5.55 | 0 | 214.18 | 17.08 | 323.72 | 0 | 89.3608 | 4.7655 | 0 | 0 | 0 | 0 | 0 | 17.0765 | 0 | 0 | 365.4372 | 17.0765 | 0
1360 | 51.66 | 1750.03 | 13.75 | 0 | 0 | 0 | 0 | 157.14 | 0 | 644.71 | 0 | 0 | 0 | 1377.96 | 599.13 | 0 | 42083.08 | 0 | 0 | 1.12 | 0 | 6.56 | 37.52 | 248.94 | 17.08 | 146.57 | 0 | 90.3649 | 4.7655 | 0 | 0 | 0 | 0 | 0 | 17.0765 | 0 | 0 | 365.4372 | 17.0765 | 0
1361 | 51.56 | 1747.9 | 14.29 | 0 | 0 | 0 | 0 | 157.14 | 0 | 796.19 | 0 | 0 | 0 | 1377.96 | 599.13 | 0 | 42682.21 | 0 | 0 | 1.13 | 0 | 7.6 | 37.78 | 284.18 | 17.08 | 142.65 | 0 | 91.3689 | 5.7186 | 0 | 0 | 0 | 0 | 0 | 17.0765 | 0 | 0 | 365.4372 | 17.0765 | 0
1362 | 47.68 | 1661.35 | 13.73 | 0 | 0 | 0 | 0 | 157.14 | 0 | 947.67 | 0 | 0 | 0 | 1377.96 | 599.13 | 0 | 43281.34 | 0 | 0 | 1.12 | 0 | 8.5 | 0 | 281.09 | 17.08 | 86.5 | 0 | 93.377 | 6.6717 | 0 | 0 | 0 | 0 | 0 | 17.0765 | 0 | 0 | 365.4372 | 17.0765 | 0
1363 | 38.86 | 1445.46 | 12.19 | 0 | 0 | 0 | 0 | 0 | 0 | 947.67 | 0 | 0 | 0 | 1377.96 | 599.13 | 0 | 43880.48 | 0 | 0 | 1.13 | 0 | 9.19 | 0 | 273.7 | 17.08 | 14.36 | 0 | 96.3892 | 6.6717 | 0 | 0 | 0 | 0 | 0 | 17.0765 | 0 | 0 | 365.4372 | 17.0765 | 0
1364 | 0 | 0 | 10.11 | 0 | 0 | 0 | 0 | 0 | 98.0292 | 845.98 | 0 | 0 | 0 | 0 | 0 | 365.44 | 43515.04 | 0 | 0 | 0 | 0 | 8.71 | 0 | 264.67 | 17.08 | 0 | 0 | 102.4135 | 5.7186 | 0 | 0 | 0 | 0 | 0 | 17.0765 | 0 | 0 | 365.4372 | 17.0765 | 0
1365 | 0 | 0 | 8.48 | 0 | 0 | 0 | 0 | 0 | 100.9308 | 741.28 | 0 | 0 | 0 | 0 | 0 | 365.44 | 43149.6 | 0 | 0 | 1.24 | 0 | 9.3 | 0 | 253.48 | 17.08 | 0 | 0 | 103.4176 | 4.7655 | 0 | 0 | 0 | 0 | 0 | 17.0765 | 0 | 0 | 365.4372 | 17.0765 | 0
1366 | 0 | 0 | 6.65 | 0 | 0 | 0 | 0 | 0 | 93.5562 | 644.23 | 0 | 0 | 0 | 0 | 0 | 365.44 | 42784.16 | 0 | 0 | 0 | 0 | 8.63 | 0 | 240.78 | 17.08 | 0 | 0 | 96.3892 | 3.8124 | 0 | 0 | 0 | 0 | 0 | 17.0765 | 0 | 0 | 365.4372 | 17.0765 | 0
1367 | 0 | 0 | 5.73 | 0 | 0 | 0 | 0 | 0 | 82.4798 | 558.67 | 0 | 0 | 0 | 0 | 0 | 365.44 | 42418.73 | 0 | 0 | 0 | 0 | 7.91 | 0 | 227.04 | 17.08 | 0 | 0 | 85.3446 | 2.8593 | 0 | 0 | 0 | 0 | 0 | 17.0765 | 0 | 0 | 365.4372 | 17.0765 | 0
1368 | 0 | 0 | 5.59 | 0 | 0 | 0 | 0 | 0 | 73.6207 | 482.3 | 0 | 0 | 0 | 0 | 0 | 365.44 | 42053.29 | 0 | 0 | 0 | 0 | 7.19 | 0 | 213.44 | 17.08 | 0 | 0 | 77.3122 | 1.9062 | 0 | 0 | 0 | 0 | 0 | 17.0765 | 0 | 0 | 365.4372 | 17.0765 | 0
1369 | 0 | 0 | 5.81 | 0 | 0 | 0 | 0 | 0 | 67.5571 | 412.22 | 0 | 0 | 0 | 0 | 0 | 365.44 | 41687.85 | 0 | 0 | 0.12 | 0 | 6.65 | 0 | 201 | 17.08 | 0 | 0 | 72.2919 | 0.95311 | 0 | 0 | 0 | 0 | 0 | 17.0765 | 0 | 0 | 365.4372 | 17.0765 | 0
1370 | 0 | 0 | 6.32 | 0 | 0 | 0 | 0 | 0 | 62.9588 | 346.91 | 0 | 0 | 0 | 0 | 0 | 365.44 | 41322.42 | 0 | 0 | 0 | 0 | 5.92 | 0 | 187 | 17.08 | 0 | 0 | 69.2797 | 0 | 0 | 0 | 0 | 0 | 0 | 17.0765 | 0 | 0 | 365.4372 | 17.0765 | 0
1371 | 0 | 0 | 6.89 | 0 | 0 | 0 | 0 | 0 | 61.3875 | 283.23 | 0 | 0 | 0 | 0 | 0 | 365.44 | 40956.98 | 0 | 0 | 0 | 0 | 5.03 | 0 | 170.23 | 17.08 | 0 | 0 | 68.2757 | 0 | 0 | 0 | 0 | 0 | 0 | 17.0765 | 0 | 0 | 365.4372 | 17.0765 | 0
1372 | 0 | 0 | 7.83 | 0 | 0 | 0 | 0 | 0 | 61.4454 | 219.49 | 0 | 0 | 0 | 0 | 0 | 365.44 | 40591.54 | 0 | 0 | 0 | 0 | 4.1 | 0 | 152.51 | 17.08 | 0 | 0 | 69.2797 | 0 | 0 | 0 | 0 | 0 | 0 | 17.0765 | 0 | 0 | 365.4372 | 17.0765 | 0
1373 | 0 | 0 | 8.48 | 0 | 0 | 0 | 0 | 0 | 63.8168 | 153.29 | 0 | 0 | 0 | 0 | 0 | 365.44 | 40226.1 | 0 | 0 | 0 | 0 | 3.2 | 0 | 135.29 | 17.08 | 0 | 0 | 72.2919 | 0 | 0 | 0 | 0 | 0 | 0 | 17.0765 | 0 | 0 | 365.4372 | 17.0765 | 0
1374 | 0 | 0 | 8.4 | 0 | 0 | 0 | 0 | 0 | 69.8611 | 80.82 | 0 | 0 | 0 | 0 | 0 | 365.44 | 39860.67 | 0 | 0 | 0 | 0 | 2.27 | 0 | 117.64 | 17.08 | 0 | 0 | 77.3122 | 0.95311 | 0 | 0 | 0 | 0 | 0 | 17.0765 | 0 | 0 | 365.4372 | 17.0765 | 0
1375 | 0 | 0 | 7.65 | 0 | 0 | 0 | 0 | 0 | 76.5898 | 1.37 | 0 | 0 | 0 | 0 | 0 | 365.44 | 39495.23 | 0 | 0 | 0 | 0 | 1.37 | 0 | 100.59 | 17.08 | 0 | 0 | 82.3324 | 1.9062 | 0 | 0 | 0 | 0 | 0 | 17.0765 | 0 | 0 | 365.4372 | 17.0765 | 0
1376 | 8.48 | 410.93 | 6.47 | 0 | 0 | 0 | 0 | 1.02 | 0 | 2.36 | 0 | 0 | 0 | 333.44 | 0 | 132.03 | 39363.2 | 0 | 0 | 1.26 | 0 | 1.74 | 0 | 84.97 | 17.08 | 0 | 0 | 86.3487 | 3.8124 | 0 | 0 | 0 | 0 | 0 | 17.0765 | 0 | 0 | 365.4372 | 17.0765 | 0
1377 | 23.55 | 992.17 | 5.19 | 0 | 0 | 0 | 0 | 0 | 0 | 2.36 | 0 | 0 | 0 | 923.6 | 281.08 | 0 | 39644.28 | 0 | 0 | 1.22 | 0 | 2.36 | 0 | 74.57 | 17.08 | 0 | 0 | 90.3649 | 5.7186 | 0 | 0 | 0 | 0 | 0 | 17.0765 | 0 | 0 | 365.4372 | 17.0765 | 0
1378 | 35.91 | 1366.48 | 4.23 | 0 | 0 | 0 | 0 | 0.74 | 0 | 3.07 | 0 | 0 | 0 | 1308.48 | 550.5 | 0 | 40194.78 | 0 | 0 | 1.2 | 0 | 3.07 | 0 | 66.49 | 17.08 | 0 | 0 | 92.373 | 3.8124 | 0 | 0 | 0 | 0 | 0 | 17.0765 | 0 | 0 | 365.4372 | 17.0765 | 0
1379 | 44.95 | 1597.54 | 3.68 | 0 | 0 | 0 | 0 | 150.4 | 0 | 148.05 | 0 | 0 | 0 | 1377.96 | 599.13 | 0 | 40793.91 | 0 | 0 | 1.18 | 0 | 3.84 | 20.44 | 79.23 | 17.08 | 0 | 0 | 92.373 | 3.8124 | 0 | 0 | 0 | 0 | 0 | 17.0765 | 0 | 0 | 365.4372 | 17.0765 | 0
1380 | 49.46 | 1701.77 | 3.3 | 0 | 0 | 0 | 0 | 157.14 | 0 | 299.53 | 0 | 0 | 0 | 1377.96 | 599.13 | 0 | 41393.05 | 0 | 0 | 1.19 | 0 | 4.79 | 39.7 | 113.51 | 17.08 | 83.38 | 0 | 91.3689 | 3.8124 | 0 | 0 | 0 | 0 | 0 | 17.0765 | 0 | 0 | 365.4372 | 17.0765 | 0
1381 | 51.62 | 1749.35 | 3.19 | 0 | 0 | 0 | 0 | 157.14 | 0 | 451.01 | 0 | 0 | 0 | 1377.96 | 599.13 | 0 | 41992.18 | 0 | 0 | 1.2 | 0 | 5.83 | 40.31 | 149.99 | 17.08 | 132.42 | 0 | 90.3649 | 4.7655 | 0 | 0 | 0 | 0 | 0 | 17.0765 | 0 | 0 | 365.4372 | 17.0765 | 0
1382 | 52.13 | 1760.32 | 3.38 | 0 | 0 | 0 | 0 | 157.14 | 0 | 602.49 | 0 | 0 | 0 | 1377.96 | 599.13 | 0 | 42591.31 | 0 | 0 | 1.18 | 0 | 6.89 | 39.49 | 186.34 | 17.08 | 145.95 | 0 | 89.3608 | 4.7655 | 0 | 0 | 0 | 0 | 0 | 17.0765 | 0 | 0 | 365.4372 | 17.0765 | 0
1383 | 49.02 | 1691.77 | 3.8 | 0 | 0 | 0 | 0 | 157.14 | 0 | 753.97 | 0 | 0 | 0 | 1377.96 | 599.13 | 0 | 43190.45 | 0 | 0 | 1.13 | 0 | 7.9 | 38.02 | 221.17 | 17.08 | 76.22 | 0 | 89.3608 | 4.7655 | 0 | 0 | 0 | 0 | 0 | 17.0765 | 0 | 0 | 365.4372 | 17.0765 | 0
1384 | 45.15 | 1602.23 | 4.21 | 0 | 0 | 0 | 0 | 157.14 | 0 | 905.45 | 0 | 0 | 0 | 1377.96 | 599.13 | 0 | 43789.58 | 0 | 0 | 1.12 | 0 | 8.92 | 21.24 | 240.46 | 17.08 | 0 | 0 | 89.3608 | 4.7655 | 0 | 0 | 0 | 0 | 0 | 17.0765 | 0 | 0 | 365.4372 | 17.0765 | 0
1385 | 40.88 | 1497.44 | 4.52 | 0 | 0 | 0 | 0 | 43.79 | 0 | 947.67 | 0 | 0 | 0 | 1377.96 | 599.13 | 0 | 44388.71 | 0 | 0 | 1.13 | 0 | 9.96 | 0 | 239.81 | 17.08 | 22.87 | 0 | 91.3689 | 5.7186 | 0 | 0 | 0 | 0 | 0 | 17.0765 | 0 | 0 | 365.4372 | 17.0765 | 0
1386 | 36.98 | 1395.63 | 4.83 | 0 | 0 | 0 | 0 | 0 | 0 | 947.67 | 0 | 0 | 0 | 1337.28 | 570.66 | 0 | 44959.37 | 0 | 0 | 1.12 | 0 | 10.86 | 0 | 236.73 | 17.08 | 0 | 0 | 92.373 | 6.6717 | 0 | 0 | 0 | 0 | 0 | 17.0765 | 0 | 0 | 365.4372 | 17.0765 | 0
1387 | 28.36 | 1146.95 | 5 | 0 | 0 | 0 | 0 | 0 | 0 | 947.67 | 0 | 0 | 0 | 1077.12 | 388.55 | 0 | 45347.92 | 0 | 0 | 1.13 | 0 | 11.55 | 0 | 229.33 | 17.08 | 0 | 0 | 95.3851 | 6.6717 | 0 | 0 | 0 | 0 | 0 | 17.0765 | 0 | 0 | 365.4372 | 17.0765 | 0
1388 | 0 | 0 | 4.9 | 0 | 0 | 0 | 0 | 0 | 102.2322 | 841.62 | 0 | 0 | 0 | 0 | 0 | 365.44 | 44982.48 | 0 | 0 | 0 | 0 | 11.07 | 0 | 220.3 | 17.08 | 0 | 0 | 101.4095 | 5.7186 | 0 | 0 | 0 | 0 | 0 | 17.0765 | 0 | 0 | 365.4372 | 17.0765 | 0
1389 | 0 | 0 | 4.55 | 0 | 0 | 0 | 0 | 0 | 102.6274 | 735.16 | 0 | 0 | 0 | 0 | 0 | 365.44 | 44617.04 | 0 | 0 | 0 | 0 | 10.48 | 0 | 209.11 | 17.08 | 0 | 0 | 102.4135 | 4.7655 | 0 | 0 | 0 | 0 | 0 | 17.0765 | 0 | 0 | 365.4372 | 17.0765 | 0
1390 | 0 | 0 | 4.31 | 0 | 0 | 0 | 0 | 0 | 94.8865 | 636.73 | 0 | 0 | 0 | 0 | 0 | 365.44 | 44251.61 | 0 | 0 | 0 | 0 | 9.81 | 0 | 196.41 | 17.08 | 0 | 0 | 95.3851 | 3.8124 | 0 | 0 | 0 | 0 | 0 | 17.0765 | 0 | 0 | 365.4372 | 17.0765 | 0
1391 | 0 | 0 | 4.32 | 0 | 0 | 0 | 0 | 0 | 82.8847 | 550.75 | 0 | 0 | 0 | 0 | 0 | 365.44 | 43886.17 | 0 | 0 | 0 | 0 | 9.09 | 0 | 182.67 | 17.08 | 0 | 0 | 84.3406 | 2.8593 | 0 | 0 | 0 | 0 | 0 | 17.0765 | 0 | 0 | 365.4372 | 17.0765 | 0
1392 | 0 | 0 | 4.52 | 0 | 0 | 0 | 0 | 0 | 73.6978 | 474.3 | 0 | 0 | 0 | 0 | 0 | 365.44 | 43520.73 | 0 | 0 | 0 | 0 | 8.37 | 0 | 169.07 | 17.08 | 0 | 0 | 76.3081 | 1.9062 | 0 | 0 | 0 | 0 | 0 | 17.0765 | 0 | 0 | 365.4372 | 17.0765 | 0
1393 | 0 | 0 | 4.83 | 0 | 0 | 0 | 0 | 0 | 67.4125 | 404.37 | 0 | 0 | 0 | 0 | 0 | 365.44 | 43155.3 | 0 | 0 | 0 | 0 | 7.72 | 0 | 156.63 | 17.08 | 0 | 0 | 71.2878 | 0.95311 | 0 | 0 | 0 | 0 | 0 | 17.0765 | 0 | 0 | 365.4372 | 17.0765 | 0
1394 | 0 | 0 | 5.29 | 0 | 0 | 0 | 0 | 0 | 61.8888 | 340.17 | 0 | 0 | 0 | 0 | 0 | 365.44 | 42789.86 | 0 | 0 | 0 | 1.0925 | 5.83 | 0 | 142.63 | 17.08 | 0 | 0 | 68.2757 | 0 | 0 | 0 | 0 | 0 | 0 | 17.0765 | 0 | 0 | 365.4372 | 17.0765 | 0
1395 | 0 | 0 | 5.88 | 0 | 0 | 0 | 0 | 0 | 60.3946 | 277.52 | 0 | 0 | 0 | 0 | 0 | 365.44 | 42424.42 | 0 | 0 | 0 | 0 | 4.95 | 0 | 125.86 | 17.08 | 0 | 0 | 66.2676 | 0 | 0 | 0 | 0 | 0 | 0 | 17.0765 | 0 | 0 | 365.4372 | 17.0765 | 0
1396 | 0 | 0 | 5.63 | 0 | 0 | 0 | 0 | 0 | 61.6478 | 213.57 | 0 | 0 | 0 | 0 | 0 | 365.44 | 42058.98 | 0 | 0 | 0 | 0 | 4.02 | 0 | 108.14 | 17.08 | 0 | 0 | 67.2716 | 0 | 0 | 0 | 0 | 0 | 0 | 17.0765 | 0 | 0 | 365.4372 | 17.0765 | 0
1397 | 0 | 0 | 4.92 | 0 | 0 | 0 | 0 | 0 | 66.3714 | 144.73 | 0 | 0 | 0 | 0 | 0 | 365.44 | 41693.55 | 0 | 0 | 0 | 0 | 3.11 | 0 | 90.92 | 17.08 | 0 | 0 | 71.2878 | 0 | 0 | 0 | 0 | 0 | 0 | 17.0765 | 0 | 0 | 365.4372 | 17.0765 | 0
1398 | 0 | 0 | 4.1 | 0 | 0 | 0 | 0 | 0 | 72.1554 | 69.88 | 0 | 0 | 0 | 0 | 0 | 365.44 | 41328.11 | 0 | 0 | 0 | 0 | 2.18 | 0 | 73.27 | 17.08 | 0 | 0 | 75.3041 | 0.95311 | 0 | 0 | 0 | 0 | 0 | 17.0765 | 0 | 0 | 365.4372 | 17.0765 | 0
1399 | 0 | 0 | 3.28 | 0 | 0 | 0 | 0 | 0 | 67.3643 | 0 | 0 | 0 | 0 | 0 | 0 | 387.49 | 40940.62 | 22.06 | 10.3682 | 0 | 1.216 | 0 | 0 | 56.22 | 17.08 | 0 | 0 | 80.3243 | 1.9062 | 0 | 0 | 0 | 0 | 0 | 17.0765 | 0 | 0 | 365.4372 | 17.0765 | 0
1400 | 18.09 | 800.12 | 2.34 | 0 | 0 | 0 | 0 | 0 | 0 | 0 | 0 | 0 | 0 | 730.53 | 145.93 | 0 | 41086.55 | 0 | 0 | 0.87 | 0 | 0 | 0 | 40.6 | 17.08 | 0 | 0 | 85.3446 | 3.8124 | 0 | 0 | 0 | 0 | 0 | 17.0765 | 0 | 0 | 365.4372 | 17.0765 | 0
1401 | 34.11 | 1316.75 | 1.58 | 0 | 0 | 0 | 0 | 0 | 0 | 0 | 0 | 0 | 0 | 1257.79 | 515.02 | 0 | 41601.57 | 0 | 0 | 0.58 | 0 | 0 | 0 | 30.2 | 17.08 | 0 | 0 | 88.3568 | 5.7186 | 0 | 0 | 0 | 0 | 0 | 17.0765 | 0 | 0 | 365.4372 | 17.0765 | 0
1402 | 39.6 | 1464.72 | 1.37 | 0 | 0 | 0 | 0 | 0.74 | 0 | 0.71 | 0 | 0 | 0 | 1377.96 | 599.13 | 0 | 42200.7 | 0 | 0 | 1.2 | 0 | 0.71 | 31.61 | 52.16 | 17.08 | 0 | 0 | 90.3649 | 3.8124 | 0 | 0 | 0 | 0 | 0 | 17.0765 | 0 | 0 | 365.4372 | 17.0765 | 0
1403 | 46.45 | 1632.88 | 1.46 | 0 | 0 | 0 | 0 | 157.14 | 0 | 152.19 | 0 | 0 | 0 | 1377.96 | 599.13 | 0 | 42799.83 | 0 | 0 | 1.18 | 0 | 1.49 | 39.62 | 83.12 | 17.08 | 10.72 | 0 | 90.3649 | 3.8124 | 0 | 0 | 0 | 0 | 0 | 17.0765 | 0 | 0 | 365.4372 | 17.0765 | 0
1404 | 49.71 | 1707.2 | 1.71 | 0 | 0 | 0 | 0 | 39.5 | 0 | 190.27 | 0 | 0 | 0 | 1377.96 | 599.13 | 0 | 43398.97 | 0 | 0 | 1.19 | 0 | 2.43 | 39.7 | 117.4 | 17.08 | 206.1 | 0 | 90.3649 | 3.8124 | 0 | 0 | 0 | 0 | 0 | 17.0765 | 0 | 0 | 365.4372 | 17.0765 | 0
1405 | 51.24 | 1741.02 | 2.14 | 0 | 0 | 0 | 0 | 157.14 | 0 | 341.75 | 0 | 0 | 0 | 1377.96 | 599.13 | 0 | 43998.1 | 0 | 0 | 1.2 | 0 | 3.48 | 40.31 | 153.87 | 17.08 | 124.66 | 0 | 88.3568 | 4.7655 | 0 | 0 | 0 | 0 | 0 | 17.0765 | 0 | 0 | 365.4372 | 17.0765 | 0
1406 | 51.75 | 1751.97 | 2.76 | 0 | 0 | 0 | 0 | 157.14 | 0 | 493.23 | 0 | 0 | 0 | 1377.96 | 599.13 | 0 | 44597.23 | 0 | 0 | 1.18 | 0 | 4.54 | 39.49 | 190.22 | 17.08 | 138.6 | 0 | 87.3527 | 4.7655 | 0 | 0 | 0 | 0 | 0 | 17.0765 | 0 | 0 | 365.4372 | 17.0765 | 0
1407 | 50.62 | 1727.34 | 3.59 | 0 | 0 | 0 | 0 | 157.14 | 0 | 644.71 | 0 | 0 | 0 | 1377.96 | 599.13 | 0 | 45196.37 | 0 | 0 | 1.13 | 0 | 5.55 | 38.02 | 225.05 | 17.08 | 115.18 | 0 | 87.3527 | 4.7655 | 0 | 0 | 0 | 0 | 0 | 17.0765 | 0 | 0 | 365.4372 | 17.0765 | 0
1408 | 49.03 | 1692.05 | 3.74 | 0 | 0 | 0 | 0 | 157.14 | 0 | 796.19 | 0 | 0 | 0 | 1377.96 | 599.13 | 0 | 45795.5 | 0 | 0 | 1.12 | 0 | 6.56 | 0 | 224.17 | 17.08 | 115.49 | 0 | 88.3568 | 4.7655 | 0 | 0 | 0 | 0 | 0 | 17.0765 | 0 | 0 | 365.4372 | 17.0765 | 0
1409 | 47.45 | 1656.16 | 3.75 | 0 | 0 | 0 | 0 | 157.14 | 0 | 947.67 | 0 | 0 | 0 | 1377.96 | 599.13 | 0 | 46394.63 | 0 | 0 | 1.13 | 0 | 7.6 | 37.78 | 259.41 | 17.08 | 38.28 | 0 | 89.3608 | 5.7186 | 0 | 0 | 0 | 0 | 0 | 17.0765 | 0 | 0 | 365.4372 | 17.0765 | 0
1410 | 43.24 | 1556.13 | 3.94 | 0 | 0 | 0 | 0 | 0 | 0 | 947.67 | 0 | 0 | 0 | 1377.96 | 599.13 | 0 | 46993.77 | 0 | 0 | 1.12 | 0 | 8.5 | 37.55 | 292 | 17.08 | 89.63 | 0 | 90.3649 | 6.6717 | 0 | 0 | 0 | 0 | 0 | 17.0765 | 0 | 0 | 365.4372 | 17.0765 | 0
1411 | 35.1 | 1344.29 | 4.13 | 0 | 0 | 0 | 0 | 0 | 0 | 947.67 | 0 | 0 | 0 | 1281.33 | 531.5 | 0 | 47525.26 | 0 | 0 | 1.13 | 0 | 9.19 | 0 | 284.61 | 17.08 | 0 | 0 | 94.3811 | 6.6717 | 0 | 0 | 0 | 0 | 0 | 17.0765 | 0 | 0 | 365.4372 | 17.0765 | 0
1412 | 0 | 0 | 4.17 | 0 | 0 | 0 | 0 | 0 | 100.9501 | 842.95 | 0 | 0 | 0 | 0 | 0 | 365.44 | 47159.82 | 0 | 0 | 0 | 0 | 8.71 | 0 | 275.58 | 17.08 | 0 | 0 | 99.4014 | 5.7186 | 0 | 0 | 0 | 0 | 0 | 17.0765 | 0 | 0 | 365.4372 | 17.0765 | 0
1413 | 0 | 0 | 4 | 0 | 0 | 0 | 0 | 0 | 101.1718 | 737.99 | 0 | 0 | 0 | 0 | 0 | 365.44 | 46794.39 | 0 | 0 | 0 | 0 | 8.13 | 0 | 264.39 | 17.08 | 0 | 0 | 100.4054 | 4.7655 | 0 | 0 | 0 | 0 | 0 | 17.0765 | 0 | 0 | 365.4372 | 17.0765 | 0
1414 | 0 | 0 | 3.92 | 0 | 0 | 0 | 0 | 0 | 94.2696 | 640.2 | 0 | 0 | 0 | 0 | 0 | 365.44 | 46428.95 | 0 | 0 | 0 | 0 | 7.46 | 0 | 251.68 | 17.08 | 0 | 0 | 94.3811 | 3.8124 | 0 | 0 | 0 | 0 | 0 | 17.0765 | 0 | 0 | 365.4372 | 17.0765 | 0
1415 | 0 | 0 | 3.95 | 0 | 0 | 0 | 0 | 0 | 82.6052 | 554.51 | 0 | 0 | 0 | 0 | 0 | 365.44 | 46063.51 | 0 | 0 | 0.36 | 0 | 7.08 | 0 | 237.94 | 17.08 | 0 | 0 | 83.3365 | 2.8593 | 0 | 0 | 0 | 0 | 0 | 17.0765 | 0 | 0 | 365.4372 | 17.0765 | 0
1416 | 0 | 0 | 4.04 | 0 | 0 | 0 | 0 | 0 | 74.9124 | 476.81 | 0 | 0 | 0 | 1.74 | 0 | 364.22 | 45699.29 | 0 | 0 | 0 | 0 | 6.36 | 0 | 224.34 | 17.08 | 0 | 0 | 75.3041 | 1.9062 | 0 | 0 | 0 | 0 | 0 | 17.0765 | 0 | 0 | 365.4372 | 17.0765 | 0
1417 | 0 | 0 | 3.94 | 0 | 0 | 0 | 0 | 0 | 67.2968 | 407 | 0 | 0 | 0 | 0 | 0 | 365.44 | 45333.85 | 0 | 0 | 0 | 0 | 5.71 | 0 | 211.91 | 17.08 | 0 | 0 | 70.2838 | 0.95311 | 0 | 0 | 0 | 0 | 0 | 17.0765 | 0 | 0 | 365.4372 | 17.0765 | 0
1418 | 0 | 0 | 4.42 | 0 | 0 | 0 | 0 | 0 | 62.8528 | 341.8 | 0 | 0 | 0 | 0 | 0 | 365.44 | 44968.42 | 0 | 0 | 0 | 0 | 4.97 | 0 | 197.91 | 17.08 | 0 | 0 | 67.2716 | 0 | 0 | 0 | 0 | 0 | 0 | 17.0765 | 0 | 0 | 365.4372 | 17.0765 | 0
1419 | 0 | 0 | 5.15 | 0 | 0 | 0 | 0 | 0 | 60.115 | 279.44 | 0 | 0 | 0 | 0 | 0 | 365.44 | 44602.98 | 0 | 0 | 0 | 0 | 4.09 | 0 | 181.13 | 17.08 | 0 | 0 | 65.2635 | 0 | 0 | 0 | 0 | 0 | 0 | 17.0765 | 0 | 0 | 365.4372 | 17.0765 | 0
1420 | 0 | 0 | 5.77 | 0 | 0 | 0 | 0 | 0 | 60.491 | 216.69 | 0 | 0 | 0 | 0 | 0 | 365.44 | 44237.54 | 0 | 0 | 0 | 0 | 3.16 | 0 | 163.42 | 17.08 | 0 | 0 | 66.2676 | 0 | 0 | 0 | 0 | 0 | 0 | 17.0765 | 0 | 0 | 365.4372 | 17.0765 | 0
1421 | 0 | 0 | 6.15 | 0 | 0 | 0 | 0 | 0 | 64.1349 | 150.16 | 0 | 0 | 0 | 0 | 0 | 365.44 | 43872.11 | 0 | 0 | 0 | 0 | 2.25 | 0 | 146.2 | 17.08 | 0 | 0 | 70.2838 | 0 | 0 | 0 | 0 | 0 | 0 | 17.0765 | 0 | 0 | 365.4372 | 17.0765 | 0
1422 | 0 | 0 | 6.22 | 0 | 0 | 0 | 0 | 0 | 69.032 | 78.55 | 0 | 0 | 0 | 0 | 0 | 365.44 | 43506.67 | 0 | 0 | 0 | 0 | 1.32 | 0 | 128.55 | 17.08 | 0 | 0 | 74.3 | 0.95311 | 0 | 0 | 0 | 0 | 0 | 17.0765 | 0 | 0 | 365.4372 | 17.0765 | 0
1423 | 0 | 0 | 5.92 | 0 | 0 | 0 | 0 | 0 | 75.3077 | 0.43 | 0 | 0 | 0 | 0 | 0 | 365.44 | 43141.23 | 0 | 0 | 0 | 0 | 0.43 | 0 | 111.5 | 17.08 | 0 | 0 | 79.3203 | 1.9062 | 0 | 0 | 0 | 0 | 0 | 17.0765 | 0 | 0 | 365.4372 | 17.0765 | 0
1424 | 17.65 | 783.9 | 5.25 | 0 | 0 | 0 | 0 | 0 | 0 | 0.43 | 0 | 0 | 0 | 717.79 | 137.02 | 0 | 43278.25 | 0 | 0 | 0.87 | 0 | 0.43 | 0 | 95.88 | 17.08 | 0 | 0 | 84.3406 | 3.8124 | 0 | 0 | 0 | 0 | 0 | 17.0765 | 0 | 0 | 365.4372 | 17.0765 | 0
1425 | 23.19 | 980.2 | 4.36 | 0 | 0 | 0 | 0 | 0 | 0 | 0.43 | 0 | 0 | 0 | 913.1 | 273.73 | 0 | 43551.98 | 0 | 0 | 0.58 | 0 | 0.43 | 0 | 85.48 | 17.08 | 0 | 0 | 88.3568 | 5.7186 | 0 | 0 | 0 | 0 | 0 | 17.0765 | 0 | 0 | 365.4372 | 17.0765 | 0
1426 | 33.81 | 1308.19 | 3.66 | 0 | 0 | 0 | 0 | 0 | 0.41452 | 0 | 0 | 0 | 0 | 1252.9 | 511.59 | 0 | 44063.57 | 0 | 0 | 0 | 0 | 0 | 0 | 77.4 | 17.08 | 0 | 0 | 89.3608 | 3.8124 | 0 | 0 | 0 | 0 | 0 | 17.0765 | 0 | 0 | 365.4372 | 17.0765 | 0
1427 | 41.06 | 1502 | 3.12 | 0 | 0 | 0 | 0 | 0.8 | 0 | 0.77 | 0 | 0 | 0 | 1377.96 | 599.13 | 0 | 44662.7 | 0 | 0 | 1.18 | 0 | 0.77 | 39.62 | 108.36 | 17.08 | 32.43 | 0 | 90.3649 | 3.8124 | 0 | 0 | 0 | 0 | 0 | 17.0765 | 0 | 0 | 365.4372 | 17.0765 | 0
1428 | 46.83 | 1641.89 | 2.76 | 0 | 0 | 0 | 0 | 157.14 | 0 | 152.25 | 0 | 0 | 0 | 1377.96 | 599.13 | 0 | 45261.84 | 0 | 0 | 1.19 | 0 | 1.72 | 39.7 | 142.64 | 17.08 | 22.34 | 0 | 89.3608 | 3.8124 | 0 | 0 | 0 | 0 | 0 | 17.0765 | 0 | 0 | 365.4372 | 17.0765 | 0
1429 | 50.38 | 1722.13 | 2.76 | 0 | 0 | 0 | 0 | 44.75 | 0 | 195.39 | 0 | 0 | 0 | 1377.96 | 599.13 | 0 | 45860.97 | 0 | 0 | 1.2 | 0 | 2.76 | 15.71 | 155.74 | 17.08 | 242.52 | 0 | 88.3568 | 4.7655 | 0 | 0 | 0 | 0 | 0 | 17.0765 | 0 | 0 | 365.4372 | 17.0765 | 0
1430 | 52.41 | 1766.27 | 3.11 | 0 | 0 | 0 | 0 | 157.14 | 0 | 346.87 | 0 | 0 | 0 | 1377.96 | 599.13 | 0 | 46460.1 | 0 | 0 | 1.18 | 0 | 3.82 | 0 | 154.58 | 17.08 | 193.39 | 0 | 87.3527 | 4.7655 | 0 | 0 | 0 | 0 | 0 | 17.0765 | 0 | 0 | 365.4372 | 17.0765 | 0
1431 | 51.6 | 1748.72 | 3.78 | 0 | 0 | 0 | 0 | 157.14 | 0 | 498.35 | 0 | 0 | 0 | 1377.96 | 599.13 | 0 | 47059.24 | 0 | 0 | 1.13 | 0 | 4.83 | 38.02 | 189.41 | 17.08 | 137.73 | 0 | 87.3527 | 4.7655 | 0 | 0 | 0 | 0 | 0 | 17.0765 | 0 | 0 | 365.4372 | 17.0765 | 0
1432 | 50.35 | 1721.5 | 5.03 | 0 | 0 | 0 | 0 | 157.14 | 0 | 649.83 | 0 | 0 | 0 | 1377.96 | 599.13 | 0 | 47658.37 | 0 | 0 | 1.12 | 0 | 5.85 | 37.52 | 224.17 | 17.08 | 111.02 | 0 | 87.3527 | 4.7655 | 0 | 0 | 0 | 0 | 0 | 17.0765 | 0 | 0 | 365.4372 | 17.0765 | 0
1433 | 49.29 | 1697.92 | 6.67 | 0 | 0 | 0 | 0 | 157.14 | 0 | 801.31 | 0 | 0 | 0 | 1377.96 | 599.13 | 0 | 48257.5 | 0 | 0 | 1.13 | 0 | 6.89 | 37.78 | 259.41 | 17.08 | 84.8 | 0 | 89.3608 | 5.7186 | 0 | 0 | 0 | 0 | 0 | 17.0765 | 0 | 0 | 365.4372 | 17.0765 | 0
1434 | 45.55 | 1611.77 | 8.17 | 0 | 0 | 0 | 0 | 151.82 | 0 | 947.67 | 0 | 0 | 0 | 1377.96 | 599.13 | 0 | 48856.63 | 0 | 0 | 1.12 | 0 | 7.79 | 37.55 | 292 | 17.08 | 0 | 0 | 90.3649 | 6.6717 | 0 | 0 | 0 | 0 | 0 | 17.0765 | 0 | 0 | 365.4372 | 17.0765 | 0
1435 | 37.41 | 1407.22 | 9.2 | 0 | 0 | 0 | 0 | 0 | 25.7677 | 920.94 | 0 | 0 | 0 | 1377.96 | 599.13 | 0 | 49455.77 | 0 | 0 | 0.59 | 0 | 7.96 | 0 | 284.61 | 17.08 | 0 | 0 | 94.3811 | 6.6717 | 0 | 0 | 0 | 0 | 0 | 17.0765 | 0 | 0 | 365.4372 | 17.0765 | 0
1436 | 0 | 0 | 9.8 | 0 | 0 | 0 | 0 | 0 | 96.3229 | 821.02 | 0 | 0 | 0 | 0 | 0 | 365.44 | 49090.33 | 0 | 0 | 0 | 0 | 7.49 | 0 | 275.58 | 17.08 | 0 | 0 | 100.4054 | 5.7186 | 0 | 0 | 0 | 0 | 0 | 17.0765 | 0 | 0 | 365.4372 | 17.0765 | 0
1437 | 0 | 0 | 9.99 | 0 | 0 | 0 | 0 | 0 | 96.1879 | 721.24 | 0 | 0 | 0 | 0 | 0 | 365.44 | 48724.89 | 0 | 0 | 0 | 0 | 6.9 | 0 | 264.39 | 17.08 | 0 | 0 | 101.4095 | 4.7655 | 0 | 0 | 0 | 0 | 0 | 17.0765 | 0 | 0 | 365.4372 | 17.0765 | 0
1438 | 0 | 0 | 9.86 | 0 | 0 | 0 | 0 | 0 | 89.6038 | 628.29 | 0 | 0 | 0 | 0 | 0 | 365.44 | 48359.46 | 0 | 0 | 1.27 | 0 | 7.44 | 0 | 251.68 | 17.08 | 0 | 0 | 94.3811 | 3.8124 | 0 | 0 | 0 | 0 | 0 | 17.0765 | 0 | 0 | 365.4372 | 17.0765 | 0
1439 | 0 | 0 | 10.07 | 0 | 0 | 0 | 0 | 0 | 76.1174 | 549.32 | 0 | 0 | 0 | 0 | 0 | 365.44 | 47994.02 | 0 | 0 | 0 | 0 | 6.71 | 0 | 237.94 | 17.08 | 0 | 0 | 83.3365 | 2.8593 | 0 | 0 | 0 | 0 | 0 | 17.0765 | 0 | 0 | 365.4372 | 17.0765 | 0
1440 | 0 | 0 | 10.84 | 0 | 0 | 0 | 0 | 0 | 66.3714 | 480.47 | 0 | 0 | 0 | 0 | 0 | 365.44 | 47628.58 | 0 | 0 | 0 | 0 | 6 | 0 | 224.34 | 17.08 | 0 | 0 | 75.3041 | 1.9062 | 0 | 0 | 0 | 0 | 0 | 17.0765 | 0 | 0 | 365.4372 | 17.0765 | 0
1441 | 0 | 0 | 13.35 | 0 | 0 | 0 | 0 | 0 | 57.8882 | 420.42 | 0 | 0 | 0 | 0 | 0 | 365.44 | 47263.14 | 0 | 0 | 0 | 0 | 5.34 | 0 | 211.91 | 17.08 | 0 | 0 | 70.2838 | 0.95311 | 0 | 0 | 0 | 0 | 0 | 17.0765 | 0 | 0 | 365.4372 | 17.0765 | 0
1442 | 0 | 0 | 15.4 | 0 | 0 | 0 | 0 | 0 | 51.8728 | 366.61 | 0 | 0 | 0 | 0 | 0 | 365.44 | 46897.71 | 0 | 0 | 0 | 0 | 4.61 | 0 | 197.91 | 17.08 | 0 | 0 | 67.2716 | 0 | 0 | 0 | 0 | 0 | 0 | 17.0765 | 0 | 0 | 365.4372 | 17.0765 | 0
1443 | 0 | 0 | 17.4 | 0 | 0 | 0 | 0 | 0 | 50.2533 | 314.49 | 0 | 0 | 0 | 0 | 0 | 365.44 | 46532.27 | 0 | 0 | 1.38 | 0 | 5.03 | 0 | 181.13 | 17.08 | 0 | 0 | 66.2676 | 0 | 0 | 0 | 0 | 0 | 0 | 17.0765 | 0 | 0 | 365.4372 | 17.0765 | 0
1444 | 0 | 0 | 18.57 | 0 | 0 | 0 | 0 | 0 | 58.3606 | 253.94 | 0 | 0 | 0 | 11.67 | 0 | 357.27 | 46175 | 0 | 0 | 0 | 0 | 4.1 | 0 | 163.42 | 17.08 | 0 | 0 | 65.2635 | 0 | 0 | 0 | 0 | 0 | 0 | 17.0765 | 0 | 0 | 365.4372 | 17.0765 | 0
1445 | 0 | 0 | 18.82 | 0 | 0 | 0 | 0 | 0 | 49.4532 | 202.64 | 0 | 0 | 0 | 0 | 0 | 365.44 | 45809.57 | 0 | 0 | 0 | 0 | 3.2 | 0 | 146.2 | 17.08 | 0 | 0 | 68.2757 | 0 | 0 | 0 | 0 | 0 | 0 | 17.0765 | 0 | 0 | 365.4372 | 17.0765 | 0
1446 | 0 | 0 | 18.23 | 0 | 0 | 0 | 0 | 0 | 56.018 | 144.53 | 0 | 0 | 0 | 0 | 0 | 365.44 | 45444.13 | 0 | 0 | 0 | 0 | 2.27 | 0 | 128.55 | 17.08 | 0 | 0 | 73.296 | 0.95311 | 0 | 0 | 0 | 0 | 0 | 17.0765 | 0 | 0 | 365.4372 | 17.0765 | 0
1447 | 0 | 0 | 17.15 | 0 | 0 | 0 | 0 | 0 | 63.0745 | 79.1 | 0 | 0 | 0 | 0 | 0 | 365.44 | 45078.69 | 0 | 0 | 0 | 0 | 1.37 | 0 | 111.5 | 17.08 | 0 | 0 | 78.3162 | 1.9062 | 0 | 0 | 0 | 0 | 0 | 17.0765 | 0 | 0 | 365.4372 | 17.0765 | 0
1448 | 14.79 | 674.28 | 15.93 | 0 | 0 | 0 | 0 | 0 | 0 | 79.1 | 0 | 0 | 0 | 617.85 | 67.06 | 0 | 45145.75 | 0 | 0 | 0 | 0 | 0.55 | 0 | 95.88 | 17.08 | 0 | 0 | 83.3365 | 3.8124 | 0 | 0 | 0 | 0 | 0 | 17.0765 | 0 | 0 | 365.4372 | 17.0765 | 0
1449 | 27.59 | 1123.16 | 14.85 | 0 | 0 | 0 | 0 | 0 | 0 | 79.1 | 0 | 0 | 0 | 1073.53 | 386.03 | 0 | 45531.78 | 0 | 0 | 0 | 0 | 0 | 0 | 85.48 | 17.08 | 0 | 0 | 86.3487 | 5.7186 | 0 | 0 | 0 | 0 | 0 | 17.0765 | 0 | 0 | 365.4372 | 17.0765 | 0
1450 | 35.11 | 1344.55 | 13.66 | 0 | 0 | 0 | 0 | 0 | 76.2524 | 0 | 0 | 0 | 0 | 1377.96 | 599.13 | 0 | 46130.91 | 0 | 0 | 0.45 | 0 | 0 | 0 | 77.4 | 17.08 | 0 | 0 | 87.3527 | 3.8124 | 0 | 0 | 0 | 0 | 0 | 17.0765 | 0 | 0 | 365.4372 | 17.0765 | 0
1451 | 41.09 | 1502.71 | 12.82 | 0 | 0 | 0 | 0 | 46.7 | 0 | 45.01 | 0 | 0 | 0 | 1377.96 | 599.13 | 0 | 46730.05 | 0 | 0 | 1.18 | 0 | 0.77 | 39.62 | 108.36 | 17.08 | 0 | 0 | 87.3527 | 3.8124 | 0 | 0 | 0 | 0 | 0 | 17.0765 | 0 | 0 | 365.4372 | 17.0765 | 0
1452 | 46.07 | 1624 | 12.74 | 0 | 0 | 0 | 0 | 157.14 | 0 | 196.49 | 0 | 0 | 0 | 1377.96 | 599.13 | 0 | 47329.18 | 0 | 0 | 1.19 | 0 | 1.72 | 39.7 | 142.64 | 17.08 | 16.66 | 0 | 86.3487 | 3.8124 | 0 | 0 | 0 | 0 | 0 | 17.0765 | 0 | 0 | 365.4372 | 17.0765 | 0
1453 | 48.82 | 1687.3 | 13.62 | 0 | 0 | 0 | 0 | 157.14 | 0 | 347.97 | 0 | 0 | 0 | 1377.96 | 599.13 | 0 | 47928.31 | 0 | 0 | 1.2 | 0 | 2.76 | 0 | 140.82 | 17.08 | 124.33 | 0 | 84.3406 | 4.7655 | 0 | 0 | 0 | 0 | 0 | 17.0765 | 0 | 0 | 365.4372 | 17.0765 | 0
1454 | 49.95 | 1712.71 | 14.96 | 0 | 0 | 0 | 0 | 0 | 0 | 347.97 | 0 | 0 | 0 | 1377.96 | 599.13 | 0 | 48527.45 | 0 | 0 | 1.18 | 0 | 3.82 | 39.49 | 177.17 | 17.08 | 271.91 | 0 | 82.3324 | 4.7655 | 0 | 0 | 0 | 0 | 0 | 17.0765 | 0 | 0 | 365.4372 | 17.0765 | 0
1455 | 49.93 | 1712.25 | 16.63 | 0 | 0 | 0 | 0 | 157.14 | 0 | 499.46 | 0 | 0 | 0 | 1377.96 | 599.13 | 0 | 49126.58 | 0 | 0 | 1.13 | 0 | 4.83 | 38.02 | 212 | 17.08 | 117.47 | 0 | 82.3324 | 4.7655 | 0 | 0 | 0 | 0 | 0 | 17.0765 | 0 | 0 | 365.4372 | 17.0765 | 0
1456 | 49.65 | 1705.9 | 18.24 | 0 | 0 | 0 | 0 | 157.14 | 0 | 650.94 | 0 | 0 | 0 | 1377.96 | 599.13 | 0 | 49725.71 | 0 | 0 | 1.12 | 0 | 5.85 | 37.52 | 246.76 | 17.08 | 111.96 | 0 | 83.3365 | 4.7655 | 0 | 0 | 0 | 0 | 0 | 17.0765 | 0 | 0 | 365.4372 | 17.0765 | 0
1457 | 49.66 | 1706.1 | 19.34 | 0 | 0 | 0 | 0 | 157.14 | 0 | 802.42 | 0 | 0 | 0 | 1377.96 | 599.13 | 0 | 50324.84 | 0 | 0 | 1.13 | 0 | 6.89 | 14 | 259.41 | 17.08 | 133.81 | 0 | 85.3446 | 5.7186 | 0 | 0 | 0 | 0 | 0 | 17.0765 | 0 | 0 | 365.4372 | 17.0765 | 0
1458 | 46.49 | 1633.79 | 19.95 | 0 | 0 | 0 | 0 | 144.47 | 0 | 941.68 | 0 | 0 | 0 | 1377.96 | 599.13 | 0 | 50923.98 | 0 | 0 | 1.12 | 0 | 7.79 | 37.55 | 292 | 17.08 | 45.1 | 0 | 87.3527 | 6.6717 | 0 | 0 | 0 | 0 | 0 | 17.0765 | 0 | 0 | 365.4372 | 17.0765 | 0
1459 | 38.39 | 1433.16 | 19.57 | 0 | 0 | 0 | 0 | 6.21 | 0 | 947.67 | 0 | 0 | 0 | 1377.96 | 599.13 | 0 | 51523.11 | 0 | 0 | 1.13 | 0 | 8.48 | 7.78 | 292 | 17.08 | 0 | 0 | 91.3689 | 6.6717 | 0 | 0 | 0 | 0 | 0 | 17.0765 | 0 | 0 | 365.4372 | 17.0765 | 0
1460 | 0 | 0 | 18.44 | 0 | 0 | 0 | 0 | 0 | 151.483 | 790.53 | 0 | 0 | 0 | 66.05 | 0 | 319.2 | 51203.91 | 0 | 0 | 0.77 | 0 | 8.73 | 0 | 282.97 | 17.08 | 0 | 0 | 97.3933 | 5.7186 | 0 | 0 | 0 | 0 | 0 | 17.0765 | 0 | 0 | 365.4372 | 17.0765 | 0
1461 | 0 | 0 | 16.79 | 0 | 0 | 0 | 0 | 0 | 87.377 | 699.9 | 0 | 0 | 0 | 0 | 0 | 365.44 | 50838.47 | 0 | 0 | 0 | 0 | 8.14 | 0 | 271.78 | 17.08 | 0 | 0 | 99.4014 | 4.7655 | 0 | 0 | 0 | 0 | 0 | 17.0765 | 0 | 0 | 365.4372 | 17.0765 | 0
1462 | 0 | 0 | 15.78 | 0 | 0 | 0 | 0 | 0 | 80.4072 | 616.49 | 0 | 0 | 0 | 0 | 0 | 365.44 | 50473.03 | 0 | 0 | 0 | 0 | 7.47 | 0 | 259.08 | 17.08 | 0 | 0 | 92.373 | 3.8124 | 0 | 0 | 0 | 0 | 0 | 17.0765 | 0 | 0 | 365.4372 | 17.0765 | 0
1463 | 0 | 0 | 15.45 | 0 | 0 | 0 | 0 | 0 | 69.7358 | 544.14 | 0 | 0 | 0 | 0 | 0 | 365.44 | 50107.59 | 0 | 0 | 0 | 0 | 6.75 | 0 | 245.34 | 17.08 | 0 | 0 | 82.3324 | 2.8593 | 0 | 0 | 0 | 0 | 0 | 17.0765 | 0 | 0 | 365.4372 | 17.0765 | 0
1464 | 0 | 0 | 16.08 | 0 | 0 | 0 | 0 | 0 | 60.4717 | 481.41 | 0 | 0 | 0 | 0 | 0 | 365.44 | 49742.16 | 0 | 0 | 1.35 | 0 | 7.31 | 0 | 231.74 | 17.08 | 0 | 0 | 73.296 | 1.9062 | 0 | 0 | 0 | 0 | 0 | 17.0765 | 0 | 0 | 365.4372 | 17.0765 | 0
1465 | 0 | 0 | 17.6 | 0 | 0 | 0 | 0 | 0 | 52.6344 | 426.81 | 0 | 0 | 0 | 0 | 0 | 365.44 | 49376.72 | 0 | 0 | 0 | 0 | 6.65 | 0 | 219.3 | 17.08 | 0 | 0 | 69.2797 | 0.95311 | 0 | 0 | 0 | 0 | 0 | 17.0765 | 0 | 0 | 365.4372 | 17.0765 | 0
1466 | 0 | 0 | 19.5 | 0 | 0 | 0 | 0 | 0 | 45.7707 | 379.34 | 0 | 0 | 0 | 0 | 0 | 365.44 | 49011.28 | 0 | 0 | 0 | 0 | 5.92 | 0 | 205.3 | 17.08 | 0 | 0 | 65.2635 | 0 | 0 | 0 | 0 | 0 | 0 | 17.0765 | 0 | 0 | 365.4372 | 17.0765 | 0
1467 | 0 | 0 | 22.26 | 0 | 0 | 0 | 0 | 0 | 42.0015 | 335.77 | 0 | 0 | 0 | 0 | 0 | 365.44 | 48645.85 | 0 | 0 | 0 | 0 | 5.03 | 0 | 188.53 | 17.08 | 0 | 0 | 64.2595 | 0 | 0 | 0 | 0 | 0 | 0 | 17.0765 | 0 | 0 | 365.4372 | 17.0765 | 0
1468 | 0 | 0 | 24.54 | 0 | 0 | 0 | 0 | 0 | 40.7194 | 293.53 | 0 | 0 | 0 | 0 | 0 | 365.44 | 48280.41 | 0 | 0 | 0 | 0 | 4.1 | 0 | 170.81 | 17.08 | 0 | 0 | 65.2635 | 0 | 0 | 0 | 0 | 0 | 0 | 17.0765 | 0 | 0 | 365.4372 | 17.0765 | 0
1469 | 0 | 0 | 25.78 | 0 | 0 | 0 | 0 | 0 | 73.9002 | 216.87 | 0 | 0 | 0 | 30.4 | 0 | 344.16 | 47936.25 | 0 | 0 | 0 | 0 | 3.2 | 0 | 153.59 | 17.08 | 0 | 0 | 69.2797 | 0 | 0 | 0 | 0 | 0 | 0 | 17.0765 | 0 | 0 | 365.4372 | 17.0765 | 0
1470 | 0 | 0 | 26.14 | 0 | 0 | 0 | 0 | 0 | 48.1132 | 166.96 | 0 | 0 | 0 | 0 | 0 | 365.44 | 47570.81 | 0 | 0 | 0 | 0 | 2.27 | 0 | 135.94 | 17.08 | 0 | 0 | 73.296 | 0.95311 | 0 | 0 | 0 | 0 | 0 | 17.0765 | 0 | 0 | 365.4372 | 17.0765 | 0
1471 | 0 | 0 | 25.68 | 0 | 0 | 0 | 0 | 0 | 151.483 | 9.82 | 0 | 0 | 0 | 96.94 | 0 | 297.58 | 47273.23 | 0 | 0 | 0 | 0 | 1.37 | 0 | 118.89 | 17.08 | 0 | 0 | 78.3162 | 1.9062 | 0 | 0 | 0 | 0 | 0 | 17.0765 | 0 | 0 | 365.4372 | 17.0765 | 0
1472 | 13.2 | 610.99 | 24.32 | 0 | 0 | 0 | 0 | 0 | 0 | 9.82 | 0 | 0 | 0 | 561.37 | 27.52 | 0 | 47300.75 | 0 | 0 | 0 | 0 | 0.55 | 0 | 103.27 | 17.08 | 0 | 0 | 83.3365 | 3.8124 | 0 | 0 | 0 | 0 | 0 | 17.0765 | 0 | 0 | 365.4372 | 17.0765 | 0
1473 | 24.53 | 1024.7 | 22.39 | 0 | 0 | 0 | 0 | 0 | 0 | 9.82 | 0 | 0 | 0 | 979.54 | 320.24 | 0 | 47620.99 | 0 | 0 | 0 | 0 | 0 | 0 | 92.87 | 17.08 | 0 | 0 | 86.3487 | 5.7186 | 0 | 0 | 0 | 0 | 0 | 17.0765 | 0 | 0 | 365.4372 | 17.0765 | 0
1474 | 32.53 | 1271.65 | 20.57 | 0 | 0 | 0 | 0 | 0 | 0 | 9.82 | 0 | 0 | 0 | 1233.14 | 497.76 | 0 | 48118.76 | 0 | 0 | 0.45 | 0 | 0 | 0 | 84.79 | 17.08 | 0 | 0 | 87.3527 | 3.8124 | 0 | 0 | 0 | 0 | 0 | 17.0765 | 0 | 0 | 365.4372 | 17.0765 | 0
1475 | 37.29 | 1403.95 | 18.79 | 0 | 0 | 0 | 0 | 0 | 9.4665 | 0 | 0 | 0 | 0 | 1377.96 | 599.13 | 0 | 48717.89 | 0 | 0 | 0.37 | 0 | 0 | 0 | 78.11 | 17.08 | 0 | 0 | 87.3527 | 3.8124 | 0 | 0 | 0 | 0 | 0 | 17.0765 | 0 | 0 | 365.4372 | 17.0765 | 0
1476 | 43.3 | 1557.65 | 17.28 | 0 | 0 | 0 | 0 | 148.93 | 0 | 143.57 | 0 | 0 | 0 | 1377.96 | 599.13 | 0 | 49317.02 | 0 | 0 | 1.19 | 0 | 0.94 | 0 | 74.68 | 17.08 | 0 | 0 | 86.3487 | 3.8124 | 0 | 0 | 0 | 0 | 0 | 17.0765 | 0 | 0 | 365.4372 | 17.0765 | 0
1477 | 47.17 | 1649.74 | 15.93 | 0 | 0 | 0 | 0 | 157.14 | 0 | 295.05 | 0 | 0 | 0 | 1377.96 | 599.13 | 0 | 49916.15 | 0 | 0 | 1.2 | 0 | 1.99 | 40.31 | 111.15 | 17.08 | 47.12 | 0 | 84.3406 | 4.7655 | 0 | 0 | 0 | 0 | 0 | 17.0765 | 0 | 0 | 365.4372 | 17.0765 | 0
1478 | 49.56 | 1703.91 | 15.3 | 0 | 0 | 0 | 0 | 157.14 | 0 | 446.53 | 0 | 0 | 0 | 1377.96 | 599.13 | 0 | 50515.29 | 0 | 0 | 1.18 | 0 | 3.05 | 39.49 | 147.5 | 17.08 | 104.91 | 0 | 83.3365 | 4.7655 | 0 | 0 | 0 | 0 | 0 | 17.0765 | 0 | 0 | 365.4372 | 17.0765 | 0
1479 | 48.21 | 1673.43 | 15.01 | 0 | 0 | 0 | 0 | 128.01 | 0 | 569.92 | 0 | 0 | 0 | 1377.96 | 599.13 | 0 | 51114.42 | 0 | 0 | 1.13 | 0 | 4.06 | 38.02 | 182.33 | 17.08 | 104.44 | 0 | 82.3324 | 4.7655 | 0 | 0 | 0 | 0 | 0 | 17.0765 | 0 | 0 | 365.4372 | 17.0765 | 0
1480 | 46.36 | 1630.78 | 15.31 | 0 | 0 | 0 | 0 | 157.14 | 0 | 721.4 | 0 | 0 | 0 | 1377.96 | 599.13 | 0 | 51713.55 | 0 | 0 | 1.12 | 0 | 5.08 | 37.52 | 217.09 | 17.08 | 30.61 | 0 | 83.3365 | 4.7655 | 0 | 0 | 0 | 0 | 0 | 17.0765 | 0 | 0 | 365.4372 | 17.0765 | 0
1481 | 44.39 | 1584.16 | 15.76 | 0 | 0 | 0 | 0 | 157.14 | 0 | 872.88 | 0 | 0 | 0 | 1377.96 | 599.13 | 0 | 52312.69 | 0 | 0 | 1.13 | 0 | 6.12 | 17.03 | 232.62 | 17.08 | 0 | 0 | 85.3446 | 5.7186 | 0 | 0 | 0 | 0 | 0 | 17.0765 | 0 | 0 | 365.4372 | 17.0765 | 0
1482 | 42.19 | 1530.22 | 15.83 | 0 | 0 | 0 | 0 | 77.58 | 0 | 947.67 | 0 | 0 | 0 | 1377.96 | 599.13 | 0 | 52911.82 | 0 | 0 | 1.12 | 0 | 7.02 | 37.55 | 265.21 | 17.08 | 0 | 0 | 87.3527 | 6.6717 | 0 | 0 | 0 | 0 | 0 | 17.0765 | 0 | 0 | 365.4372 | 17.0765 | 0
1483 | 33.77 | 1307.16 | 15.12 | 0 | 0 | 0 | 0 | 0 | 0 | 947.67 | 0 | 0 | 0 | 1256.88 | 514.38 | 0 | 53426.2 | 0 | 0 | 1.13 | 0 | 7.7 | 0 | 257.82 | 17.08 | 0 | 0 | 91.3689 | 6.6717 | 0 | 0 | 0 | 0 | 0 | 17.0765 | 0 | 0 | 365.4372 | 17.0765 | 0
1484 | 0 | 0 | 13.63 | 0 | 0 | 0 | 0 | 0 | 89.4785 | 854.85 | 0 | 0 | 0 | 0 | 0 | 365.44 | 53060.76 | 0 | 0 | 0 | 0 | 7.23 | 0 | 248.79 | 17.08 | 0 | 0 | 97.3933 | 5.7186 | 0 | 0 | 0 | 0 | 0 | 17.0765 | 0 | 0 | 365.4372 | 17.0765 | 0
1485 | 0 | 0 | 11.8 | 0 | 0 | 0 | 0 | 0 | 93.6044 | 757.75 | 0 | 0 | 0 | 0 | 0 | 365.44 | 52695.32 | 0 | 0 | 1.24 | 0 | 7.81 | 0 | 237.6 | 17.08 | 0 | 0 | 99.4014 | 4.7655 | 0 | 0 | 0 | 0 | 0 | 17.0765 | 0 | 0 | 365.4372 | 17.0765 | 0
1486 | 0 | 0 | 9.78 | 0 | 0 | 0 | 0 | 0 | 87.4059 | 667.08 | 0 | 0 | 0 | 0 | 0 | 365.44 | 52329.89 | 0 | 0 | 0 | 0 | 7.14 | 0 | 224.89 | 17.08 | 0 | 0 | 93.377 | 3.8124 | 0 | 0 | 0 | 0 | 0 | 17.0765 | 0 | 0 | 365.4372 | 17.0765 | 0
1487 | 0 | 0 | 8.22 | 0 | 0 | 0 | 0 | 0 | 76.9754 | 587.23 | 0 | 0 | 0 | 0 | 0 | 365.44 | 51964.45 | 0 | 0 | 0 | 0 | 6.42 | 0 | 211.15 | 17.08 | 0 | 0 | 82.3324 | 2.8593 | 0 | 0 | 0 | 0 | 0 | 17.0765 | 0 | 0 | 365.4372 | 17.0765 | 0
1488 | 0 | 0 | 7.68 | 0 | 0 | 0 | 0 | 0 | 69.8707 | 514.75 | 0 | 0 | 0 | 0 | 0 | 365.44 | 51599.01 | 0 | 0 | 1.35 | 0 | 6.98 | 0 | 197.55 | 17.08 | 0 | 0 | 74.3 | 1.9062 | 0 | 0 | 0 | 0 | 0 | 17.0765 | 0 | 0 | 365.4372 | 17.0765 | 0
1489 | 0 | 0 | 8.03 | 0 | 0 | 0 | 0 | 0 | 63.0938 | 449.3 | 0 | 0 | 0 | 0 | 0 | 365.44 | 51233.58 | 0 | 0 | 0.88 | 0 | 7.17 | 0 | 185.12 | 17.08 | 0 | 0 | 69.2797 | 0.95311 | 0 | 0 | 0 | 0 | 0 | 17.0765 | 0 | 0 | 365.4372 | 17.0765 | 0
1490 | 0 | 0 | 8.73 | 0 | 0 | 0 | 0 | 0 | 57.9171 | 389.23 | 0 | 0 | 0 | 0 | 0 | 365.44 | 50868.14 | 0 | 0 | 1.38 | 0 | 7.74 | 0 | 171.12 | 17.08 | 0 | 0 | 65.2635 | 0 | 0 | 0 | 0 | 0 | 0 | 17.0765 | 0 | 0 | 365.4372 | 17.0765 | 0
1491 | 0 | 0 | 9.62 | 0 | 0 | 0 | 0 | 0 | 56.018 | 331.12 | 0 | 0 | 0 | 0 | 0 | 365.44 | 50502.7 | 0 | 0 | 1.38 | 0 | 8.17 | 0 | 154.34 | 17.08 | 0 | 0 | 64.2595 | 0 | 0 | 0 | 0 | 0 | 0 | 17.0765 | 0 | 0 | 365.4372 | 17.0765 | 0
1492 | 0 | 0 | 10.57 | 0 | 0 | 0 | 0 | 0 | 56.0855 | 272.94 | 0 | 0 | 0 | 0 | 0 | 365.44 | 50137.26 | 0 | 0 | 1.39 | 0 | 8.56 | 0 | 136.63 | 17.08 | 0 | 0 | 65.2635 | 0 | 0 | 0 | 0 | 0 | 0 | 17.0765 | 0 | 0 | 365.4372 | 17.0765 | 0
1493 | 0 | 0 | 11.17 | 0 | 0 | 0 | 0 | 0 | 60.115 | 210.58 | 0 | 0 | 0 | 0 | 0 | 365.44 | 49771.83 | 0 | 0 | 0 | 0 | 7.65 | 0 | 119.41 | 17.08 | 0 | 0 | 71.2878 | 0 | 0 | 0 | 0 | 0 | 0 | 17.0765 | 0 | 0 | 365.4372 | 17.0765 | 0
1494 | 0 | 0 | 10.82 | 0 | 0 | 0 | 0 | 0 | 65.4363 | 142.7 | 0 | 0 | 0 | 0 | 0 | 365.44 | 49406.39 | 0 | 0 | 0 | 0 | 6.72 | 0 | 101.76 | 17.08 | 0 | 0 | 75.3041 | 0.95311 | 0 | 0 | 0 | 0 | 0 | 17.0765 | 0 | 0 | 365.4372 | 17.0765 | 0
1495 | 0 | 0 | 9.67 | 0 | 0 | 0 | 0 | 0 | 72.5603 | 67.43 | 0 | 0 | 0 | 0 | 0 | 365.44 | 49040.95 | 0 | 0 | 0 | 0 | 5.82 | 0 | 84.71 | 17.08 | 0 | 0 | 80.3243 | 1.9062 | 0 | 0 | 0 | 0 | 0 | 17.0765 | 0 | 0 | 365.4372 | 17.0765 | 0
1496 | 3.14 | 160.54 | 8.02 | 0 | 0 | 0 | 0 | 0 | 0 | 67.43 | 0 | 0 | 0 | 81.28 | 0 | 308.54 | 48732.41 | 0 | 0 | 1.26 | 0 | 6.2 | 0 | 69.09 | 17.08 | 0 | 0 | 85.3446 | 3.8124 | 0 | 0 | 0 | 0 | 0 | 17.0765 | 0 | 0 | 365.4372 | 17.0765 | 0
1497 | 13.81 | 635.68 | 6.45 | 0 | 0 | 0 | 0 | 0 | 0 | 67.43 | 0 | 0 | 0 | 560.65 | 27.02 | 0 | 48759.43 | 0 | 0 | 1.22 | 0 | 6.81 | 0 | 58.69 | 17.08 | 0 | 0 | 88.3568 | 5.7186 | 0 | 0 | 0 | 0 | 0 | 17.0765 | 0 | 0 | 365.4372 | 17.0765 | 0
1498 | 21.95 | 938.04 | 5.35 | 0 | 0 | 0 | 0 | 0 | 0 | 67.43 | 0 | 0 | 0 | 869.97 | 243.54 | 0 | 49002.97 | 0 | 0 | 1.2 | 0 | 7.52 | 0 | 50.61 | 17.08 | 0 | 0 | 90.3649 | 3.8124 | 0 | 0 | 0 | 0 | 0 | 17.0765 | 0 | 0 | 365.4372 | 17.0765 | 0
1499 | 26.13 | 1076.88 | 4.92 | 0 | 0 | 0 | 0 | 0 | 0 | 67.43 | 0 | 0 | 0 | 1011.56 | 342.65 | 0 | 49345.62 | 0 | 0 | 1.18 | 0 | 8.3 | 0 | 43.93 | 17.08 | 0 | 0 | 91.3689 | 3.8124 | 0 | 0 | 0 | 0 | 0 | 17.0765 | 0 | 0 | 365.4372 | 17.0765 | 0
1500 | 34.7 | 1333.14 | 4.85 | 0 | 0 | 0 | 0 | 38.22 | 0 | 104.28 | 0 | 0 | 0 | 1239.11 | 501.94 | 0 | 49847.56 | 0 | 0 | 1.19 | 0 | 9.24 | 0 | 40.49 | 17.08 | 0 | 0 | 90.3649 | 3.8124 | 0 | 0 | 0 | 0 | 0 | 17.0765 | 0 | 0 | 365.4372 | 17.0765 | 0
1501 | 41.61 | 1515.87 | 5.01 | 0 | 0 | 0 | 0 | 89.2 | 0 | 190.27 | 0 | 0 | 0 | 1377.96 | 599.13 | 0 | 50446.7 | 0 | 0 | 1.2 | 0 | 10.29 | 0 | 38.67 | 17.08 | 0 | 0 | 89.3608 | 4.7655 | 0 | 0 | 0 | 0 | 0 | 17.0765 | 0 | 0 | 365.4372 | 17.0765 | 0
1502 | 47.55 | 1658.47 | 5.4 | 0 | 0 | 0 | 0 | 157.14 | 0 | 341.75 | 0 | 0 | 0 | 1377.96 | 599.13 | 0 | 51045.83 | 0 | 0 | 1.18 | 0 | 11.35 | 39.49 | 75.02 | 17.08 | 42.54 | 0 | 88.3568 | 4.7655 | 0 | 0 | 0 | 0 | 0 | 17.0765 | 0 | 0 | 365.4372 | 17.0765 | 0
1503 | 47.88 | 1666 | 6 | 0 | 0 | 0 | 0 | 157.14 | 0 | 493.23 | 0 | 0 | 0 | 1377.96 | 599.13 | 0 | 51644.96 | 0 | 0 | 1.13 | 0 | 12.36 | 38.02 | 109.85 | 17.08 | 52.52 | 0 | 88.3568 | 4.7655 | 0 | 0 | 0 | 0 | 0 | 17.0765 | 0 | 0 | 365.4372 | 17.0765 | 0
1504 | 48.13 | 1671.69 | 6.13 | 0 | 0 | 0 | 0 | 157.14 | 0 | 644.71 | 0 | 0 | 0 | 1377.96 | 599.13 | 0 | 52244.09 | 0 | 0 | 1.12 | 0 | 13.38 | 37.52 | 144.61 | 17.08 | 58.09 | 0 | 89.3608 | 4.7655 | 0 | 0 | 0 | 0 | 0 | 17.0765 | 0 | 0 | 365.4372 | 17.0765 | 0
1505 | 48.77 | 1686.17 | 5.93 | 0 | 0 | 0 | 0 | 157.14 | 0 | 796.19 | 0 | 0 | 0 | 1377.96 | 599.13 | 0 | 52843.23 | 0 | 0 | 1.13 | 0 | 14.41 | 37.78 | 179.85 | 17.08 | 70.78 | 0 | 90.3649 | 5.7186 | 0 | 0 | 0 | 0 | 0 | 17.0765 | 0 | 0 | 365.4372 | 17.0765 | 0
1506 | 45.99 | 1622.05 | 5.57 | 0 | 0 | 0 | 0 | 157.14 | 0 | 947.67 | 0 | 0 | 0 | 1377.96 | 599.13 | 0 | 53442.36 | 0 | 0 | 1.12 | 0 | 15.32 | 37.55 | 212.44 | 17.08 | 0.79 | 0 | 92.373 | 6.6717 | 0 | 0 | 0 | 0 | 0 | 17.0765 | 0 | 0 | 365.4372 | 17.0765 | 0
1507 | 37.98 | 1422.4 | 4.86 | 0 | 0 | 0 | 0 | 0 | 0 | 947.67 | 0 | 0 | 0 | 1362.05 | 588 | 0 | 54030.36 | 0 | 0 | 1.13 | 0 | 16 | 0 | 205.05 | 17.08 | 0 | 0 | 95.3851 | 6.6717 | 0 | 0 | 0 | 0 | 0 | 17.0765 | 0 | 0 | 365.4372 | 17.0765 | 0
1508 | 0 | 0 | 3.91 | 0 | 0 | 0 | 0 | 0 | 102.9456 | 840.88 | 0 | 0 | 0 | 0 | 0 | 365.44 | 53664.92 | 0 | 0 | 0 | 0.2755 | 15.23 | 0 | 196.02 | 17.08 | 0 | 0 | 101.4095 | 5.7186 | 0 | 0 | 0 | 0 | 0 | 17.0765 | 0 | 0 | 365.4372 | 17.0765 | 0
1509 | 0 | 0 | 2.92 | 0 | 0 | 0 | 0 | 0 | 90.3943 | 747.12 | 0 | 0 | 0 | 0 | 0 | 392.44 | 53272.48 | 27.01 | 12.6947 | 0 | 1.178 | 13.41 | 0 | 184.83 | 17.08 | 0 | 0 | 102.4135 | 4.7655 | 0 | 0 | 0 | 0 | 0 | 17.0765 | 0 | 0 | 365.4372 | 17.0765 | 0
1510 | 0 | 0 | 2.14 | 0 | 0 | 0 | 0 | 0 | 97.0555 | 646.44 | 0 | 0 | 0 | 0 | 0 | 365.44 | 52907.04 | 0 | 0 | 0 | 0 | 12.74 | 0 | 172.12 | 17.08 | 0 | 0 | 95.3851 | 3.8124 | 0 | 0 | 0 | 0 | 0 | 17.0765 | 0 | 0 | 365.4372 | 17.0765 | 0
1511 | 0 | 0 | 1.69 | 0 | 0 | 0 | 0 | 0 | 85.5164 | 557.73 | 0 | 0 | 0 | 0 | 0 | 365.44 | 52541.61 | 0 | 0 | 0 | 0 | 12.01 | 0 | 158.39 | 17.08 | 0 | 0 | 84.3406 | 2.8593 | 0 | 0 | 0 | 0 | 0 | 17.0765 | 0 | 0 | 365.4372 | 17.0765 | 0
1512 | 0 | 0 | 1.65 | 0 | 0 | 0 | 0 | 0 | 62.5925 | 492.8 | 0 | 0 | 0 | 0 | 0 | 392.44 | 52149.16 | 27.01 | 12.6947 | 0 | 1.2825 | 9.95 | 0 | 144.79 | 17.08 | 0 | 0 | 76.3081 | 1.9062 | 0 | 0 | 0 | 0 | 0 | 17.0765 | 0 | 0 | 365.4372 | 17.0765 | 0
1513 | 0 | 0 | 1.88 | 0 | 0 | 0 | 0 | 0 | 70.3527 | 419.81 | 0 | 0 | 0 | 0 | 0 | 365.44 | 51783.73 | 0 | 0 | 0 | 0 | 9.3 | 0 | 132.35 | 17.08 | 0 | 0 | 71.2878 | 0.95311 | 0 | 0 | 0 | 0 | 0 | 17.0765 | 0 | 0 | 365.4372 | 17.0765 | 0
1514 | 0 | 0 | 2.25 | 0 | 0 | 0 | 0 | 0 | 66.0244 | 351.33 | 0 | 0 | 0 | 0 | 0 | 365.44 | 51418.29 | 0 | 0 | 0 | 0 | 8.56 | 0 | 118.35 | 17.08 | 0 | 0 | 68.2757 | 0 | 0 | 0 | 0 | 0 | 0 | 17.0765 | 0 | 0 | 365.4372 | 17.0765 | 0
1515 | 0 | 0 | 2.71 | 0 | 0 | 0 | 0 | 0 | 63.2577 | 285.71 | 0 | 0 | 0 | 0 | 0 | 365.44 | 51052.85 | 0 | 0 | 0 | 1.311 | 6.3 | 0 | 101.57 | 17.08 | 0 | 0 | 67.2716 | 0 | 0 | 0 | 0 | 0 | 0 | 17.0765 | 0 | 0 | 365.4372 | 17.0765 | 0
1516 | 0 | 0 | 3.42 | 0 | 0 | 0 | 0 | 0 | 64.8483 | 218.44 | 0 | 0 | 0 | 0 | 0 | 365.44 | 50687.41 | 0 | 0 | 0 | 0 | 5.37 | 0 | 83.86 | 17.08 | 0 | 0 | 68.2757 | 0 | 0 | 0 | 0 | 0 | 0 | 17.0765 | 0 | 0 | 365.4372 | 17.0765 | 0
1517 | 0 | 0 | 4.07 | 0 | 0 | 0 | 0 | 0 | 68.2223 | 147.67 | 0 | 0 | 0 | 0 | 0 | 365.44 | 50321.98 | 0 | 0 | 0 | 0 | 4.46 | 0 | 66.64 | 17.08 | 0 | 0 | 72.2919 | 0 | 0 | 0 | 0 | 0 | 0 | 17.0765 | 0 | 0 | 365.4372 | 17.0765 | 0
1518 | 0 | 0 | 4.27 | 0 | 0 | 0 | 0 | 0 | 71.712 | 73.28 | 0 | 0 | 0 | 0 | 0 | 365.44 | 49956.54 | 0 | 0 | 0 | 1.2825 | 2.18 | 0 | 48.99 | 17.08 | 0 | 0 | 76.3081 | 0.95311 | 0 | 0 | 0 | 0 | 0 | 17.0765 | 0 | 0 | 365.4372 | 17.0765 | 0
1519 | 0 | 0 | 4.12 | 0 | 0 | 0 | 0 | 0 | 70.6419 | 0 | 0 | 0 | 0 | 0 | 0 | 380.87 | 49575.66 | 15.44 | 7.2568 | 0 | 1.216 | 0 | 0 | 31.94 | 17.08 | 0 | 0 | 81.3284 | 1.9062 | 0 | 0 | 0 | 0 | 0 | 17.0765 | 0 | 0 | 365.4372 | 17.0765 | 0
1520 | 17.67 | 784.54 | 3.79 | 0 | 0 | 0 | 0 | 0 | 0 | 0 | 0 | 0 | 0 | 714.97 | 135.05 | 0 | 49710.71 | 0 | 0 | 0.87 | 0 | 0 | 0 | 16.32 | 17.08 | 0 | 0 | 86.3487 | 3.8124 | 0 | 0 | 0 | 0 | 0 | 17.0765 | 0 | 0 | 365.4372 | 17.0765 | 0
1521 | 33.02 | 1285.66 | 3.33 | 0 | 0 | 0 | 0 | 0 | 0 | 0 | 0 | 0 | 0 | 1225.35 | 492.3 | 0 | 50203.01 | 0 | 0 | 0.58 | 0 | 0 | 0 | 5.92 | 17.08 | 0 | 0 | 90.3649 | 5.7186 | 0 | 0 | 0 | 0 | 0 | 17.0765 | 0 | 0 | 365.4372 | 17.0765 | 0
1522 | 39.39 | 1459.24 | 3.09 | 0 | 0 | 0 | 0 | 0.74 | 0 | 0.71 | 0 | 0 | 0 | 1377.96 | 599.13 | 0 | 50802.15 | 0 | 0 | 1.2 | 0 | 0.71 | 26.65 | 23.16 | 17.08 | 0 | 0 | 91.3689 | 3.8124 | 0 | 0 | 0 | 0 | 0 | 17.0765 | 0 | 0 | 365.4372 | 17.0765 | 0
1523 | 46.81 | 1641.26 | 3.21 | 0 | 0 | 0 | 0 | 157.14 | 0 | 152.19 | 0 | 0 | 0 | 1377.96 | 599.13 | 0 | 51401.28 | 0 | 0 | 1.18 | 0 | 1.49 | 39.62 | 54.12 | 17.08 | 19.19 | 0 | 92.373 | 3.8124 | 0 | 0 | 0 | 0 | 0 | 17.0765 | 0 | 0 | 365.4372 | 17.0765 | 0
1524 | 50.49 | 1724.64 | 3.82 | 0 | 0 | 0 | 0 | 39.5 | 0 | 190.27 | 0 | 0 | 0 | 1377.96 | 599.13 | 0 | 52000.41 | 0 | 0 | 1.19 | 0 | 2.43 | 39.7 | 88.39 | 17.08 | 225.44 | 0 | 91.3689 | 3.8124 | 0 | 0 | 0 | 0 | 0 | 17.0765 | 0 | 0 | 365.4372 | 17.0765 | 0
1525 | 52.77 | 1774.05 | 5.04 | 0 | 0 | 0 | 0 | 157.14 | 0 | 341.75 | 0 | 0 | 0 | 1377.96 | 599.13 | 0 | 52599.55 | 0 | 0 | 1.2 | 0 | 3.48 | 40.31 | 124.87 | 17.08 | 160.12 | 0 | 90.3649 | 4.7655 | 0 | 0 | 0 | 0 | 0 | 17.0765 | 0 | 0 | 365.4372 | 17.0765 | 0
1526 | 53.89 | 1797.75 | 6.87 | 0 | 0 | 0 | 0 | 157.14 | 0 | 493.23 | 0 | 0 | 0 | 1377.96 | 599.13 | 0 | 53198.68 | 0 | 0 | 1.18 | 0 | 4.54 | 39.49 | 161.22 | 17.08 | 188.63 | 0 | 89.3608 | 4.7655 | 0 | 0 | 0 | 0 | 0 | 17.0765 | 0 | 0 | 365.4372 | 17.0765 | 0
1527 | 51.83 | 1753.83 | 9.44 | 0 | 0 | 0 | 0 | 157.14 | 0 | 644.71 | 0 | 0 | 0 | 1377.96 | 599.13 | 0 | 53797.81 | 0 | 0 | 1.13 | 0 | 5.55 | 38.02 | 196.05 | 17.08 | 146.73 | 0 | 89.3608 | 4.7655 | 0 | 0 | 0 | 0 | 0 | 17.0765 | 0 | 0 | 365.4372 | 17.0765 | 0
1528 | 49.54 | 1703.49 | 11.55 | 0 | 0 | 0 | 0 | 157.14 | 0 | 796.19 | 0 | 0 | 0 | 1377.96 | 599.13 | 0 | 54396.95 | 0 | 0 | 1.12 | 0 | 6.56 | 37.52 | 230.81 | 17.08 | 95.72 | 0 | 90.3649 | 4.7655 | 0 | 0 | 0 | 0 | 0 | 17.0765 | 0 | 0 | 365.4372 | 17.0765 | 0
1529 | 47.13 | 1648.83 | 12.98 | 0 | 0 | 0 | 0 | 157.14 | 0 | 947.67 | 0 | 0 | 0 | 1377.96 | 599.13 | 0 | 54996.08 | 0 | 0 | 1.13 | 0 | 7.6 | 37.78 | 266.05 | 17.08 | 37.86 | 0 | 91.3689 | 5.7186 | 0 | 0 | 0 | 0 | 0 | 17.0765 | 0 | 0 | 365.4372 | 17.0765 | 0
1530 | 44.34 | 1583.03 | 13.63 | 0 | 0 | 0 | 0 | 0 | 0 | 947.67 | 0 | 0 | 0 | 1377.96 | 599.13 | 0 | 55595.21 | 0 | 0 | 1.12 | 0 | 8.5 | 30.56 | 292 | 17.08 | 131.32 | 0 | 93.377 | 6.6717 | 0 | 0 | 0 | 0 | 0 | 17.0765 | 0 | 0 | 365.4372 | 17.0765 | 0
1531 | 35.93 | 1367.22 | 13.32 | 0 | 0 | 0 | 0 | 0 | 0 | 947.67 | 0 | 0 | 0 | 1305.74 | 548.58 | 0 | 56143.79 | 0 | 0 | 1.13 | 0 | 9.19 | 6.55 | 290.83 | 17.08 | 0 | 0 | 96.3892 | 6.6717 | 0 | 0 | 0 | 0 | 0 | 17.0765 | 0 | 0 | 365.4372 | 17.0765 | 0
1532 | 0 | 0 | 12.01 | 0 | 0 | 0 | 0 | 0 | 95.1179 | 849 | 0 | 0 | 0 | 0 | 0 | 365.44 | 55778.35 | 0 | 0 | 0 | 0 | 8.71 | 0 | 281.8 | 17.08 | 0 | 0 | 101.4095 | 5.7186 | 0 | 0 | 0 | 0 | 0 | 17.0765 | 0 | 0 | 365.4372 | 17.0765 | 0
1533 | 0 | 0 | 10.21 | 0 | 0 | 0 | 0 | 0 | 97.9713 | 747.37 | 0 | 0 | 0 | 0 | 0 | 365.44 | 55412.92 | 0 | 0 | 0 | 0 | 8.13 | 0 | 270.61 | 17.08 | 0 | 0 | 103.4176 | 4.7655 | 0 | 0 | 0 | 0 | 0 | 17.0765 | 0 | 0 | 365.4372 | 17.0765 | 0
1534 | 0 | 0 | 8.45 | 0 | 0 | 0 | 0 | 0 | 92.4669 | 651.45 | 0 | 0 | 0 | 0 | 0 | 365.44 | 55047.48 | 0 | 0 | 0.71 | 0 | 8.13 | 0 | 257.91 | 17.08 | 0 | 0 | 96.3892 | 3.8124 | 0 | 0 | 0 | 0 | 0 | 17.0765 | 0 | 0 | 365.4372 | 17.0765 | 0
1535 | 0 | 0 | 7.34 | 0 | 0 | 0 | 0 | 0 | 82.1521 | 566.23 | 0 | 0 | 0 | 0 | 0 | 365.44 | 54682.04 | 0 | 0 | 1.29 | 0 | 8.64 | 0 | 244.17 | 17.08 | 0 | 0 | 85.3446 | 2.8593 | 0 | 0 | 0 | 0 | 0 | 17.0765 | 0 | 0 | 365.4372 | 17.0765 | 0
1536 | 0 | 0 | 6.86 | 0 | 0 | 0 | 0 | 0 | 72.3578 | 491.17 | 0 | 0 | 0 | 0 | 0 | 365.44 | 54316.6 | 0 | 0 | 0 | 0 | 7.92 | 0 | 230.57 | 17.08 | 0 | 0 | 77.3122 | 1.9062 | 0 | 0 | 0 | 0 | 0 | 17.0765 | 0 | 0 | 365.4372 | 17.0765 | 0
1537 | 0 | 0 | 6.95 | 0 | 0 | 0 | 0 | 0 | 67.6632 | 420.98 | 0 | 0 | 0 | 0 | 0 | 365.44 | 53951.17 | 0 | 0 | 1.37 | 0 | 8.57 | 0 | 218.13 | 17.08 | 0 | 0 | 72.2919 | 0.95311 | 0 | 0 | 0 | 0 | 0 | 17.0765 | 0 | 0 | 365.4372 | 17.0765 | 0
1538 | 0 | 0 | 7.46 | 0 | 0 | 0 | 0 | 0 | 61.8213 | 356.85 | 0 | 0 | 0 | 0 | 0 | 365.44 | 53585.73 | 0 | 0 | 0 | 0 | 7.83 | 0 | 204.13 | 17.08 | 0 | 0 | 69.2797 | 0 | 0 | 0 | 0 | 0 | 0 | 17.0765 | 0 | 0 | 365.4372 | 17.0765 | 0
1539 | 0 | 0 | 8.34 | 0 | 0 | 0 | 0 | 0 | 59.9415 | 294.67 | 0 | 0 | 0 | 0 | 0 | 365.44 | 53220.29 | 0 | 0 | 0 | 0 | 6.95 | 0 | 187.36 | 17.08 | 0 | 0 | 68.2757 | 0 | 0 | 0 | 0 | 0 | 0 | 17.0765 | 0 | 0 | 365.4372 | 17.0765 | 0
1540 | 0 | 0 | 9.42 | 0 | 0 | 0 | 0 | 0 | 59.8644 | 232.57 | 0 | 0 | 0 | 0 | 0 | 365.44 | 52854.86 | 0 | 0 | 0 | 0 | 6.02 | 0 | 169.64 | 17.08 | 0 | 0 | 69.2797 | 0 | 0 | 0 | 0 | 0 | 0 | 17.0765 | 0 | 0 | 365.4372 | 17.0765 | 0
1541 | 0 | 0 | 10.58 | 0 | 0 | 0 | 0 | 0 | 63.0938 | 167.12 | 0 | 0 | 0 | 0 | 0 | 365.44 | 52489.42 | 0 | 0 | 1.39 | 0 | 6.43 | 0 | 152.42 | 17.08 | 0 | 0 | 72.2919 | 0 | 0 | 0 | 0 | 0 | 0 | 17.0765 | 0 | 0 | 365.4372 | 17.0765 | 0
1542 | 0 | 0 | 11.44 | 0 | 0 | 0 | 0 | 0 | 66.8245 | 97.79 | 0 | 0 | 0 | 0 | 0 | 365.44 | 52123.98 | 0 | 0 | 0 | 0 | 5.5 | 0 | 134.77 | 17.08 | 0 | 0 | 77.3122 | 0.95311 | 0 | 0 | 0 | 0 | 0 | 17.0765 | 0 | 0 | 365.4372 | 17.0765 | 0
1543 | 0 | 0 | 11.62 | 0 | 0 | 0 | 0 | 0 | 73.9099 | 21.13 | 0 | 0 | 0 | 0 | 0 | 365.44 | 51758.54 | 0 | 0 | 1.28 | 0 | 5.82 | 0 | 117.72 | 17.08 | 0 | 0 | 82.3324 | 1.9062 | 0 | 0 | 0 | 0 | 0 | 17.0765 | 0 | 0 | 365.4372 | 17.0765 | 0
1544 | 9.79 | 468.58 | 11.03 | 0 | 0 | 0 | 0 | 0 | 0 | 21.13 | 0 | 0 | 0 | 397.98 | 0 | 86.85 | 51671.69 | 0 | 0 | 1.26 | 0 | 6.2 | 0 | 102.1 | 17.08 | 0 | 0 | 86.3487 | 3.8124 | 0 | 0 | 0 | 0 | 0 | 17.0765 | 0 | 0 | 365.4372 | 17.0765 | 0
1545 | 25.62 | 1060.35 | 10.08 | 0 | 0 | 0 | 0 | 134.32 | 0 | 150.61 | 0 | 0 | 0 | 864.42 | 239.65 | 0 | 51911.35 | 0 | 0 | 1.22 | 0 | 6.81 | 0 | 91.7 | 17.08 | 0 | 0 | 90.3649 | 5.7186 | 0 | 0 | 0 | 0 | 0 | 17.0765 | 0 | 0 | 365.4372 | 17.0765 | 0
1546 | 38.21 | 1428.43 | 9.46 | 0 | 0 | 0 | 0 | 0 | 0 | 150.61 | 0 | 0 | 0 | 1377.96 | 599.13 | 0 | 52510.48 | 0 | 0 | 1.2 | 0 | 7.52 | 0.76 | 84.34 | 17.08 | 0 | 0 | 92.373 | 3.8124 | 0 | 0 | 0 | 0 | 0 | 17.0765 | 0 | 0 | 365.4372 | 17.0765 | 0
1547 | 46.79 | 1640.92 | 9.09 | 0 | 0 | 0 | 0 | 157.14 | 0 | 302.09 | 0 | 0 | 0 | 1377.96 | 599.13 | 0 | 53109.61 | 0 | 0 | 1.18 | 0 | 8.3 | 39.62 | 115.31 | 17.08 | 24.71 | 0 | 92.373 | 3.8124 | 0 | 0 | 0 | 0 | 0 | 17.0765 | 0 | 0 | 365.4372 | 17.0765 | 0
1548 | 49.49 | 1702.46 | 8.87 | 0 | 0 | 0 | 0 | 157.14 | 0 | 453.57 | 0 | 0 | 0 | 1377.96 | 599.13 | 0 | 53708.75 | 0 | 0 | 1.19 | 0 | 9.24 | 39.7 | 149.58 | 17.08 | 89.67 | 0 | 91.3689 | 3.8124 | 0 | 0 | 0 | 0 | 0 | 17.0765 | 0 | 0 | 365.4372 | 17.0765 | 0
1549 | 50.57 | 1726.27 | 8.97 | 0 | 0 | 0 | 0 | 157.14 | 0 | 605.05 | 0 | 0 | 0 | 1377.96 | 599.13 | 0 | 54307.88 | 0 | 0 | 1.2 | 0 | 10.29 | 40.31 | 186.06 | 17.08 | 114.07 | 0 | 90.3649 | 4.7655 | 0 | 0 | 0 | 0 | 0 | 17.0765 | 0 | 0 | 365.4372 | 17.0765 | 0
1550 | 50.31 | 1720.67 | 9.46 | 0 | 0 | 0 | 0 | 157.14 | 0 | 756.53 | 0 | 0 | 0 | 1377.96 | 599.13 | 0 | 54907.01 | 0 | 0 | 1.18 | 0 | 11.35 | 39.49 | 222.41 | 17.08 | 110.56 | 0 | 89.3608 | 4.7655 | 0 | 0 | 0 | 0 | 0 | 17.0765 | 0 | 0 | 365.4372 | 17.0765 | 0
1551 | 46.08 | 1624.36 | 10.2 | 0 | 0 | 0 | 0 | 157.14 | 0 | 908.01 | 0 | 0 | 0 | 1377.96 | 599.13 | 0 | 55506.14 | 0 | 0 | 1.13 | 0 | 12.36 | 38.02 | 257.24 | 17.08 | 12.27 | 0 | 89.3608 | 4.7655 | 0 | 0 | 0 | 0 | 0 | 17.0765 | 0 | 0 | 365.4372 | 17.0765 | 0
1552 | 41 | 1500.46 | 10.41 | 0 | 0 | 0 | 0 | 41.14 | 0 | 947.67 | 0 | 0 | 0 | 1377.96 | 599.13 | 0 | 56105.28 | 0 | 0 | 1.12 | 0 | 13.38 | 37.52 | 292 | 17.08 | 0 | 0 | 89.3608 | 4.7655 | 0 | 0 | 0 | 0 | 0 | 17.0765 | 0 | 0 | 365.4372 | 17.0765 | 0
1553 | 35.04 | 1342.74 | 9.9 | 0 | 0 | 0 | 0 | 0 | 0 | 947.67 | 0 | 0 | 0 | 1288.79 | 536.72 | 0 | 56641.99 | 0 | 0 | 1.13 | 0 | 14.41 | 0.68 | 291.99 | 17.08 | 0 | 0 | 91.3689 | 5.7186 | 0 | 0 | 0 | 0 | 0 | 17.0765 | 0 | 0 | 365.4372 | 17.0765 | 0
1554 | 30.92 | 1224.61 | 9.21 | 0 | 0 | 0 | 0 | 0 | 0 | 947.67 | 0 | 0 | 0 | 1164.58 | 449.77 | 0 | 57091.76 | 0 | 0 | 1.12 | 0 | 15.32 | 0 | 288.91 | 17.08 | 0 | 0 | 92.373 | 6.6717 | 0 | 0 | 0 | 0 | 0 | 17.0765 | 0 | 0 | 365.4372 | 17.0765 | 0
1555 | 21.52 | 923.11 | 8.34 | 0 | 0 | 0 | 0 | 0 | 0 | 947.67 | 0 | 0 | 0 | 849.78 | 229.41 | 0 | 57321.17 | 0 | 0 | 1.13 | 0 | 16 | 0 | 281.52 | 17.08 | 0 | 0 | 95.3851 | 6.6717 | 0 | 0 | 0 | 0 | 0 | 17.0765 | 0 | 0 | 365.4372 | 17.0765 | 0
1556 | 0 | 0 | 7.19 | 0 | 0 | 0 | 0 | 0 | 98.8486 | 845.13 | 0 | 0 | 0 | 0 | 0 | 365.44 | 56955.73 | 0 | 0 | 0 | 1.0925 | 14.37 | 0 | 272.49 | 17.08 | 0 | 0 | 101.4095 | 5.7186 | 0 | 0 | 0 | 0 | 0 | 17.0765 | 0 | 0 | 365.4372 | 17.0765 | 0
1557 | 0 | 0 | 6.07 | 0 | 0 | 0 | 0 | 0 | 101.114 | 740.25 | 0 | 0 | 0 | 0 | 0 | 365.44 | 56590.3 | 0 | 0 | 0 | 0 | 13.78 | 0 | 261.3 | 17.08 | 0 | 0 | 102.4135 | 4.7655 | 0 | 0 | 0 | 0 | 0 | 17.0765 | 0 | 0 | 365.4372 | 17.0765 | 0
1558 | 0 | 0 | 5.23 | 0 | 0 | 0 | 0 | 0 | 93.9707 | 642.77 | 0 | 0 | 0 | 0 | 0 | 365.44 | 56224.86 | 0 | 0 | 0 | 0 | 13.11 | 0 | 248.59 | 17.08 | 0 | 0 | 95.3851 | 3.8124 | 0 | 0 | 0 | 0 | 0 | 17.0765 | 0 | 0 | 365.4372 | 17.0765 | 0
1559 | 0 | 0 | 4.77 | 0 | 0 | 0 | 0 | 0 | 82.1039 | 557.6 | 0 | 0 | 0 | 0 | 0 | 365.44 | 55859.42 | 0 | 0 | 0 | 0.323 | 12.05 | 0 | 234.86 | 17.08 | 0 | 0 | 84.3406 | 2.8593 | 0 | 0 | 0 | 0 | 0 | 17.0765 | 0 | 0 | 365.4372 | 17.0765 | 0
1560 | 0 | 0 | 4.58 | 0 | 0 | 0 | 0 | 0 | 72.3578 | 482.54 | 0 | 0 | 0 | 0 | 0 | 365.44 | 55493.99 | 0 | 0 | 0 | 1.2825 | 9.99 | 0 | 221.26 | 17.08 | 0 | 0 | 76.3081 | 1.9062 | 0 | 0 | 0 | 0 | 0 | 17.0765 | 0 | 0 | 365.4372 | 17.0765 | 0
1561 | 0 | 0 | 4.57 | 0 | 0 | 0 | 0 | 0 | 67.6728 | 412.34 | 0 | 0 | 0 | 0 | 0 | 365.44 | 55128.55 | 0 | 0 | 0 | 0 | 9.33 | 0 | 208.82 | 17.08 | 0 | 0 | 71.2878 | 0.95311 | 0 | 0 | 0 | 0 | 0 | 17.0765 | 0 | 0 | 365.4372 | 17.0765 | 0
1562 | 0 | 0 | 4.74 | 0 | 0 | 0 | 0 | 0 | 63.5276 | 346.44 | 0 | 0 | 0 | 0 | 0 | 365.44 | 54763.11 | 0 | 0 | 0 | 0 | 8.6 | 0 | 194.82 | 17.08 | 0 | 0 | 68.2757 | 0 | 0 | 0 | 0 | 0 | 0 | 17.0765 | 0 | 0 | 365.4372 | 17.0765 | 0
1563 | 0 | 0 | 5.07 | 0 | 0 | 0 | 0 | 0 | 60.8862 | 283.28 | 0 | 0 | 0 | 0 | 0 | 365.44 | 54397.67 | 0 | 0 | 0 | 1.311 | 6.33 | 0 | 178.04 | 17.08 | 0 | 0 | 67.2716 | 0 | 0 | 0 | 0 | 0 | 0 | 17.0765 | 0 | 0 | 365.4372 | 17.0765 | 0
1564 | 0 | 0 | 5.52 | 0 | 0 | 0 | 0 | 0 | 61.4454 | 219.54 | 0 | 0 | 0 | 0 | 0 | 365.44 | 54032.24 | 0 | 0 | 0 | 1.3205 | 4.02 | 0 | 160.33 | 17.08 | 0 | 0 | 68.2757 | 0 | 0 | 0 | 0 | 0 | 0 | 17.0765 | 0 | 0 | 365.4372 | 17.0765 | 0
1565 | 0 | 0 | 5.96 | 0 | 0 | 0 | 0 | 0 | 65.3303 | 151.77 | 0 | 0 | 0 | 0 | 0 | 365.44 | 53666.8 | 0 | 0 | 0 | 0 | 3.11 | 0 | 143.11 | 17.08 | 0 | 0 | 71.2878 | 0 | 0 | 0 | 0 | 0 | 0 | 17.0765 | 0 | 0 | 365.4372 | 17.0765 | 0
1566 | 0 | 0 | 6.06 | 0 | 0 | 0 | 0 | 0 | 70.1985 | 78.96 | 0 | 0 | 0 | 0 | 0 | 365.44 | 53301.36 | 0 | 0 | 0 | 0 | 2.18 | 0 | 125.46 | 17.08 | 0 | 0 | 75.3041 | 0.95311 | 0 | 0 | 0 | 0 | 0 | 17.0765 | 0 | 0 | 365.4372 | 17.0765 | 0
1567 | 0 | 0 | 5.9 | 0 | 0 | 0 | 0 | 0 | 76.1174 | 0 | 0 | 0 | 0 | 0 | 0 | 365.44 | 52935.93 | 0 | 0 | 0 | 1.216 | 0 | 0 | 108.41 | 17.08 | 0 | 0 | 81.3284 | 1.9062 | 0 | 0 | 0 | 0 | 0 | 17.0765 | 0 | 0 | 365.4372 | 17.0765 | 0
1568 | 17.84 | 790.8 | 5.42 | 0 | 0 | 0 | 0 | 134.8 | 0 | 129.95 | 0 | 0 | 0 | 588.85 | 46.76 | 0 | 52982.68 | 0 | 0 | 1.26 | 0 | 0.37 | 0 | 92.79 | 17.08 | 0 | 0 | 85.3446 | 3.8124 | 0 | 0 | 0 | 0 | 0 | 17.0765 | 0 | 0 | 365.4372 | 17.0765 | 0
1569 | 25.63 | 1060.66 | 4.81 | 0 | 0 | 0 | 0 | 0 | 0 | 129.95 | 0 | 0 | 0 | 995.8 | 331.62 | 0 | 53314.31 | 0 | 0 | 1.22 | 0 | 0.99 | 0 | 82.39 | 17.08 | 0 | 0 | 88.3568 | 5.7186 | 0 | 0 | 0 | 0 | 0 | 17.0765 | 0 | 0 | 365.4372 | 17.0765 | 0
1570 | 37.02 | 1396.71 | 4.18 | 0 | 0 | 0 | 0 | 157.14 | 0 | 281.43 | 0 | 0 | 0 | 1185.4 | 464.34 | 0 | 53778.65 | 0 | 0 | 1.2 | 0 | 1.7 | 0 | 74.31 | 17.08 | 0 | 0 | 90.3649 | 3.8124 | 0 | 0 | 0 | 0 | 0 | 17.0765 | 0 | 0 | 365.4372 | 17.0765 | 0
1571 | 45.09 | 1600.85 | 3.63 | 0 | 0 | 0 | 0 | 157.14 | 0 | 432.91 | 0 | 0 | 0 | 1377.96 | 599.13 | 0 | 54377.78 | 0 | 0 | 1.18 | 0 | 2.47 | 18.11 | 84.83 | 17.08 | 0 | 0 | 91.3689 | 3.8124 | 0 | 0 | 0 | 0 | 0 | 17.0765 | 0 | 0 | 365.4372 | 17.0765 | 0
1572 | 48.71 | 1684.88 | 3.54 | 0 | 0 | 0 | 0 | 157.14 | 0 | 584.39 | 0 | 0 | 0 | 1377.96 | 599.13 | 0 | 54976.92 | 0 | 0 | 1.19 | 0 | 3.42 | 39.7 | 119.11 | 17.08 | 66.98 | 0 | 90.3649 | 3.8124 | 0 | 0 | 0 | 0 | 0 | 17.0765 | 0 | 0 | 365.4372 | 17.0765 | 0
1573 | 50.14 | 1716.84 | 3.99 | 0 | 0 | 0 | 0 | 157.14 | 0 | 735.87 | 0 | 0 | 0 | 1377.96 | 599.13 | 0 | 55576.05 | 0 | 0 | 1.2 | 0 | 4.47 | 40.31 | 155.59 | 17.08 | 100.24 | 0 | 89.3608 | 4.7655 | 0 | 0 | 0 | 0 | 0 | 17.0765 | 0 | 0 | 365.4372 | 17.0765 | 0
1574 | 50 | 1713.72 | 4.98 | 0 | 0 | 0 | 0 | 157.14 | 0 | 887.35 | 0 | 0 | 0 | 1377.96 | 599.13 | 0 | 56175.18 | 0 | 0 | 1.18 | 0 | 5.52 | 39.49 | 191.93 | 17.08 | 99.82 | 0 | 88.3568 | 4.7655 | 0 | 0 | 0 | 0 | 0 | 17.0765 | 0 | 0 | 365.4372 | 17.0765 | 0
1575 | 36.49 | 1382.31 | 6.38 | 0 | 0 | 0 | 0 | 0 | 0 | 887.35 | 0 | 0 | 0 | 1330.91 | 566.2 | 0 | 56741.38 | 0 | 0 | 1.13 | 0 | 6.53 | 0 | 190.65 | 17.08 | 0 | 0 | 88.3568 | 4.7655 | 0 | 0 | 0 | 0 | 0 | 17.0765 | 0 | 0 | 365.4372 | 17.0765 | 0
1576 | 22.13 | 943.99 | 7.66 | 0 | 0 | 0 | 0 | 0 | 0 | 887.35 | 0 | 0 | 0 | 842.01 | 223.97 | 0 | 56965.35 | 0 | 0 | 1.12 | 0 | 7.55 | 37.52 | 225.41 | 17.08 | 0 | 0 | 88.3568 | 4.7655 | 0 | 0 | 0 | 0 | 0 | 17.0765 | 0 | 0 | 365.4372 | 17.0765 | 0
1577 | 9.77 | 467.54 | 8.4 | 0 | 0 | 0 | 0 | 0 | 0 | 887.35 | 0 | 0 | 0 | 389.5 | 0 | 92.79 | 56872.57 | 0 | 0 | 1.13 | 0 | 8.59 | 0 | 224.76 | 17.08 | 0 | 0 | 89.3608 | 5.7186 | 0 | 0 | 0 | 0 | 0 | 17.0765 | 0 | 0 | 365.4372 | 17.0765 | 0
1578 | 6.57 | 324.55 | 8.58 | 0 | 0 | 0 | 0 | 0 | 0 | 887.35 | 0 | 0 | 0 | 241.65 | 0 | 196.28 | 56676.29 | 0 | 0 | 0 | 0 | 8.43 | 0 | 221.67 | 17.08 | 0 | 0 | 91.3689 | 6.6717 | 0 | 0 | 0 | 0 | 0 | 17.0765 | 0 | 0 | 365.4372 | 17.0765 | 0
1579 | 3.05 | 156.15 | 8.28 | 0 | 0 | 0 | 0 | 0 | 0 | 887.35 | 0 | 0 | 0 | 65.3 | 0 | 319.73 | 56356.56 | 0 | 0 | 1.13 | 0 | 9.11 | 0 | 214.28 | 17.08 | 0 | 0 | 94.3811 | 6.6717 | 0 | 0 | 0 | 0 | 0 | 17.0765 | 0 | 0 | 365.4372 | 17.0765 | 0
1580 | 0 | 0 | 7.7 | 0 | 0 | 0 | 0 | 0 | 98.4244 | 785.25 | 0 | 0 | 0 | 0 | 0 | 365.44 | 55991.12 | 0 | 0 | 0 | 0 | 8.64 | 0 | 205.25 | 17.08 | 0 | 0 | 100.4054 | 5.7186 | 0 | 0 | 0 | 0 | 0 | 17.0765 | 0 | 0 | 365.4372 | 17.0765 | 0
1581 | 0 | 0 | 7.17 | 0 | 0 | 0 | 0 | 0 | 99.0124 | 682.54 | 0 | 0 | 0 | 0 | 0 | 365.44 | 55625.68 | 0 | 0 | 0 | 0 | 8.05 | 0 | 194.06 | 17.08 | 0 | 0 | 101.4095 | 4.7655 | 0 | 0 | 0 | 0 | 0 | 17.0765 | 0 | 0 | 365.4372 | 17.0765 | 0
1582 | 0 | 0 | 6.54 | 0 | 0 | 0 | 0 | 0 | 91.6475 | 587.47 | 0 | 0 | 0 | 0 | 0 | 365.44 | 55260.25 | 0 | 0 | 0 | 0 | 7.38 | 0 | 181.35 | 17.08 | 0 | 0 | 94.3811 | 3.8124 | 0 | 0 | 0 | 0 | 0 | 17.0765 | 0 | 0 | 365.4372 | 17.0765 | 0
1583 | 0 | 0 | 6.46 | 0 | 0 | 0 | 0 | 0 | 79.7421 | 504.75 | 0 | 0 | 0 | 0 | 0 | 365.44 | 54894.81 | 0 | 0 | 0 | 0 | 6.66 | 0 | 167.62 | 17.08 | 0 | 0 | 83.3365 | 2.8593 | 0 | 0 | 0 | 0 | 0 | 17.0765 | 0 | 0 | 365.4372 | 17.0765 | 0
1584 | 0 | 0 | 7.1 | 0 | 0 | 0 | 0 | 0 | 70.1117 | 432.02 | 0 | 0 | 0 | 0 | 0 | 365.44 | 54529.37 | 0 | 0 | 0 | 0 | 5.94 | 0 | 154.02 | 17.08 | 0 | 0 | 75.3041 | 1.9062 | 0 | 0 | 0 | 0 | 0 | 17.0765 | 0 | 0 | 365.4372 | 17.0765 | 0
1585 | 0 | 0 | 8.42 | 0 | 0 | 0 | 0 | 0 | 62.8142 | 366.86 | 0 | 0 | 0 | 0 | 0 | 365.44 | 54163.93 | 0 | 0 | 0 | 0 | 5.28 | 0 | 141.58 | 17.08 | 0 | 0 | 70.2838 | 0.95311 | 0 | 0 | 0 | 0 | 0 | 17.0765 | 0 | 0 | 365.4372 | 17.0765 | 0
1586 | 0 | 0 | 10.34 | 0 | 0 | 0 | 0 | 0 | 56.9338 | 307.81 | 0 | 0 | 0 | 0 | 0 | 365.44 | 53798.5 | 0 | 0 | 0 | 0 | 4.55 | 0 | 127.58 | 17.08 | 0 | 0 | 67.2716 | 0 | 0 | 0 | 0 | 0 | 0 | 17.0765 | 0 | 0 | 365.4372 | 17.0765 | 0
1587 | 0 | 0 | 12.25 | 0 | 0 | 0 | 0 | 0 | 54.0129 | 251.77 | 0 | 0 | 0 | 0 | 0 | 365.44 | 53433.06 | 0 | 0 | 0 | 0 | 3.66 | 0 | 110.8 | 17.08 | 0 | 0 | 66.2676 | 0 | 0 | 0 | 0 | 0 | 0 | 17.0765 | 0 | 0 | 365.4372 | 17.0765 | 0
1588 | 0 | 0 | 13.63 | 0 | 0 | 0 | 0 | 0 | 53.637 | 196.13 | 0 | 0 | 0 | 0 | 0 | 365.44 | 53067.62 | 0 | 0 | 0 | 0 | 2.73 | 0 | 93.09 | 17.08 | 0 | 0 | 67.2716 | 0 | 0 | 0 | 0 | 0 | 0 | 17.0765 | 0 | 0 | 365.4372 | 17.0765 | 0
1589 | 0 | 0 | 13.92 | 0 | 0 | 0 | 0 | 0 | 56.3651 | 137.66 | 0 | 0 | 0 | 0 | 0 | 365.44 | 52702.19 | 0 | 0 | 0 | 0 | 1.83 | 0 | 75.87 | 17.08 | 0 | 0 | 70.2838 | 0 | 0 | 0 | 0 | 0 | 0 | 17.0765 | 0 | 0 | 365.4372 | 17.0765 | 0
1590 | 0 | 0 | 13.41 | 0 | 0 | 0 | 0 | 0 | 62.8528 | 72.46 | 0 | 0 | 0 | 0 | 0 | 365.44 | 52336.75 | 0 | 0 | 0 | 0 | 0.9 | 0 | 58.22 | 17.08 | 0 | 0 | 75.3041 | 0.95311 | 0 | 0 | 0 | 0 | 0 | 17.0765 | 0 | 0 | 365.4372 | 17.0765 | 0
1591 | 0 | 0 | 12.38 | 0 | 0 | 0 | 0 | 0 | 69.8514 | 0 | 0 | 0 | 0 | 0 | 0 | 365.44 | 51971.31 | 0 | 0 | 0 | 0 | 0 | 0 | 41.17 | 17.08 | 0 | 0 | 80.3243 | 1.9062 | 0 | 0 | 0 | 0 | 0 | 17.0765 | 0 | 0 | 365.4372 | 17.0765 | 0
1592 | 11.33 | 533.95 | 10.96 | 0 | 0 | 0 | 0 | 0 | 0 | 0 | 0 | 0 | 0 | 467.22 | 0 | 38.39 | 51932.93 | 0 | 0 | 0.87 | 0 | 0 | 0 | 25.55 | 17.08 | 0 | 0 | 84.3406 | 3.8124 | 0 | 0 | 0 | 0 | 0 | 17.0765 | 0 | 0 | 365.4372 | 17.0765 | 0
1593 | 26.42 | 1086.04 | 9.48 | 0 | 0 | 0 | 0 | 0 | 0 | 0 | 0 | 0 | 0 | 1027.29 | 353.66 | 0 | 52286.59 | 0 | 0 | 0.58 | 0 | 0 | 0 | 15.15 | 17.08 | 0 | 0 | 88.3568 | 5.7186 | 0 | 0 | 0 | 0 | 0 | 17.0765 | 0 | 0 | 365.4372 | 17.0765 | 0
1594 | 38.53 | 1436.72 | 7.27 | 0 | 0 | 0 | 0 | 0 | 0 | 0 | 0 | 0 | 0 | 1377.96 | 599.13 | 0 | 52885.72 | 0 | 0 | 0.45 | 0 | 0 | 9.94 | 16.51 | 17.08 | 0 | 0 | 90.3649 | 3.8124 | 0 | 0 | 0 | 0 | 0 | 17.0765 | 0 | 0 | 365.4372 | 17.0765 | 0
1595 | 46.88 | 1642.86 | 5.28 | 0 | 0 | 0 | 0 | 157.14 | 0 | 151.48 | 0 | 0 | 0 | 1377.96 | 599.13 | 0 | 53484.85 | 0 | 0 | 1.18 | 0 | 0.77 | 39.62 | 47.48 | 17.08 | 24.94 | 0 | 90.3649 | 3.8124 | 0 | 0 | 0 | 0 | 0 | 17.0765 | 0 | 0 | 365.4372 | 17.0765 | 0
1596 | 50.59 | 1726.74 | 4.13 | 0 | 0 | 0 | 0 | 157.14 | 0 | 302.96 | 0 | 0 | 0 | 1377.96 | 599.13 | 0 | 54083.99 | 0 | 0 | 1.19 | 0 | 1.72 | 39.7 | 81.75 | 17.08 | 112.31 | 0 | 89.3608 | 3.8124 | 0 | 0 | 0 | 0 | 0 | 17.0765 | 0 | 0 | 365.4372 | 17.0765 | 0
1597 | 52.43 | 1766.62 | 3.38 | 0 | 0 | 0 | 0 | 157.14 | 0 | 454.44 | 0 | 0 | 0 | 1377.96 | 599.13 | 0 | 54683.12 | 0 | 0 | 1.2 | 0 | 2.76 | 40.31 | 118.23 | 17.08 | 152.7 | 0 | 88.3568 | 4.7655 | 0 | 0 | 0 | 0 | 0 | 17.0765 | 0 | 0 | 365.4372 | 17.0765 | 0
1598 | 52.95 | 1777.75 | 3 | 0 | 0 | 0 | 0 | 157.14 | 0 | 605.92 | 0 | 0 | 0 | 1377.96 | 599.13 | 0 | 55282.25 | 0 | 0 | 1.18 | 0 | 3.82 | 39.49 | 154.58 | 17.08 | 165.82 | 0 | 87.3527 | 4.7655 | 0 | 0 | 0 | 0 | 0 | 17.0765 | 0 | 0 | 365.4372 | 17.0765 | 0
1599 | 50.62 | 1727.34 | 2.86 | 0 | 0 | 0 | 0 | 67.94 | 0 | 671.41 | 0 | 0 | 0 | 1377.96 | 599.13 | 0 | 55881.39 | 0 | 0 | 1.13 | 0 | 4.83 | 38.02 | 189.41 | 17.08 | 203.66 | 0 | 87.3527 | 4.7655 | 0 | 0 | 0 | 0 | 0 | 17.0765 | 0 | 0 | 365.4372 | 17.0765 | 0
1600 | 47.91 | 1666.64 | 3.26 | 0 | 0 | 0 | 0 | 157.14 | 0 | 822.89 | 0 | 0 | 0 | 1377.96 | 599.13 | 0 | 56480.52 | 0 | 0 | 1.12 | 0 | 5.85 | 37.52 | 224.17 | 17.08 | 50.95 | 0 | 88.3568 | 4.7655 | 0 | 0 | 0 | 0 | 0 | 17.0765 | 0 | 0 | 365.4372 | 17.0765 | 0
1601 | 44.75 | 1592.79 | 3.84 | 0 | 0 | 0 | 0 | 129.44 | 0 | 947.67 | 0 | 0 | 0 | 1377.96 | 599.13 | 0 | 57079.65 | 0 | 0 | 1.13 | 0 | 6.89 | 37.78 | 259.41 | 17.08 | 0 | 0 | 89.3608 | 5.7186 | 0 | 0 | 0 | 0 | 0 | 17.0765 | 0 | 0 | 365.4372 | 17.0765 | 0
1602 | 40.24 | 1481.22 | 4.22 | 0 | 0 | 0 | 0 | 0 | 0 | 947.67 | 0 | 0 | 0 | 1377.96 | 599.13 | 0 | 57678.78 | 0 | 0 | 1.12 | 0 | 7.79 | 37.55 | 292 | 17.08 | 11.01 | 0 | 91.3689 | 6.6717 | 0 | 0 | 0 | 0 | 0 | 17.0765 | 0 | 0 | 365.4372 | 17.0765 | 0
1603 | 30.88 | 1223.27 | 4.31 | 0 | 0 | 0 | 0 | 0 | 0 | 947.67 | 0 | 0 | 0 | 1148.49 | 438.51 | 0 | 58117.29 | 0 | 0 | 1.13 | 0 | 8.48 | 7.78 | 292 | 17.08 | 0 | 0 | 94.3811 | 6.6717 | 0 | 0 | 0 | 0 | 0 | 17.0765 | 0 | 0 | 365.4372 | 17.0765 | 0
1604 | 0 | 0 | 4.16 | 0 | 0 | 0 | 0 | 0 | 103.1191 | 840.7 | 0 | 0 | 0 | 0 | 0 | 365.44 | 57751.86 | 0 | 0 | 1.15 | 0 | 9.1 | 0 | 282.97 | 17.08 | 0 | 0 | 100.4054 | 5.7186 | 0 | 0 | 0 | 0 | 0 | 17.0765 | 0 | 0 | 365.4372 | 17.0765 | 0
1605 | 0 | 0 | 3.72 | 0 | 0 | 0 | 0 | 0 | 102.4539 | 734.42 | 0 | 0 | 0 | 0 | 0 | 365.44 | 57386.42 | 0 | 0 | 0 | 0 | 8.51 | 0 | 271.78 | 17.08 | 0 | 0 | 101.4095 | 4.7655 | 0 | 0 | 0 | 0 | 0 | 17.0765 | 0 | 0 | 365.4372 | 17.0765 | 0
1606 | 0 | 0 | 3.65 | 0 | 0 | 0 | 0 | 0 | 94.5491 | 636.34 | 0 | 0 | 0 | 0 | 0 | 365.44 | 57020.98 | 0 | 0 | 0 | 0 | 7.84 | 0 | 259.08 | 17.08 | 0 | 0 | 94.3811 | 3.8124 | 0 | 0 | 0 | 0 | 0 | 17.0765 | 0 | 0 | 365.4372 | 17.0765 | 0
1607 | 0 | 0 | 4.14 | 0 | 0 | 0 | 0 | 0 | 82.0653 | 551.22 | 0 | 0 | 0 | 0 | 0 | 365.44 | 56655.54 | 0 | 0 | 0 | 0 | 7.11 | 0 | 245.34 | 17.08 | 0 | 0 | 83.3365 | 2.8593 | 0 | 0 | 0 | 0 | 0 | 17.0765 | 0 | 0 | 365.4372 | 17.0765 | 0
1608 | 0 | 0 | 5.13 | 0 | 0 | 0 | 0 | 0 | 72.0783 | 476.45 | 0 | 0 | 0 | 0 | 0 | 365.44 | 56290.11 | 0 | 0 | 0 | 0 | 6.4 | 0 | 231.74 | 17.08 | 0 | 0 | 75.3041 | 1.9062 | 0 | 0 | 0 | 0 | 0 | 17.0765 | 0 | 0 | 365.4372 | 17.0765 | 0
1609 | 0 | 0 | 7.08 | 0 | 0 | 0 | 0 | 0 | 64.1638 | 409.89 | 0 | 0 | 0 | 0 | 0 | 365.44 | 55924.67 | 0 | 0 | 0 | 0 | 5.74 | 0 | 219.3 | 17.08 | 0 | 0 | 70.2838 | 0.95311 | 0 | 0 | 0 | 0 | 0 | 17.0765 | 0 | 0 | 365.4372 | 17.0765 | 0
1610 | 0 | 0 | 9.64 | 0 | 0 | 0 | 0 | 0 | 59.0161 | 348.67 | 0 | 0 | 0 | 0 | 0 | 365.44 | 55559.23 | 0 | 0 | 1.38 | 0 | 6.32 | 0 | 205.3 | 17.08 | 0 | 0 | 67.2716 | 0 | 0 | 0 | 0 | 0 | 0 | 17.0765 | 0 | 0 | 365.4372 | 17.0765 | 0
1611 | 0 | 0 | 12.91 | 0 | 0 | 0 | 0 | 0 | 54.7359 | 291.88 | 0 | 0 | 0 | 0 | 0 | 365.44 | 55193.8 | 0 | 0 | 1.38 | 0 | 6.75 | 0 | 188.53 | 17.08 | 0 | 0 | 66.2676 | 0 | 0 | 0 | 0 | 0 | 0 | 17.0765 | 0 | 0 | 365.4372 | 17.0765 | 0
1612 | 0 | 0 | 15.07 | 0 | 0 | 0 | 0 | 0 | 51.5836 | 238.38 | 0 | 0 | 0 | 0 | 0 | 365.44 | 54828.36 | 0 | 0 | 1.39 | 0 | 7.13 | 0 | 170.81 | 17.08 | 0 | 0 | 65.2635 | 0 | 0 | 0 | 0 | 0 | 0 | 17.0765 | 0 | 0 | 365.4372 | 17.0765 | 0
1613 | 0 | 0 | 15.98 | 0 | 0 | 0 | 0 | 0 | 54.6877 | 181.64 | 0 | 0 | 0 | 0 | 0 | 365.44 | 54462.92 | 0 | 0 | 1.39 | 0 | 7.55 | 0 | 153.59 | 17.08 | 0 | 0 | 69.2797 | 0 | 0 | 0 | 0 | 0 | 0 | 17.0765 | 0 | 0 | 365.4372 | 17.0765 | 0
1614 | 0 | 0 | 15.82 | 0 | 0 | 0 | 0 | 0 | 58.5341 | 120.92 | 0 | 0 | 0 | 0 | 0 | 365.44 | 54097.48 | 0 | 0 | 0.11 | 0 | 6.72 | 0 | 135.94 | 17.08 | 0 | 0 | 73.296 | 0.95311 | 0 | 0 | 0 | 0 | 0 | 17.0765 | 0 | 0 | 365.4372 | 17.0765 | 0
1615 | 0 | 0 | 14.63 | 0 | 0 | 0 | 0 | 0 | 65.6002 | 52.88 | 0 | 0 | 0 | 0 | 0 | 365.44 | 53732.05 | 0 | 0 | 0 | 0 | 5.82 | 0 | 118.89 | 17.08 | 0 | 0 | 78.3162 | 1.9062 | 0 | 0 | 0 | 0 | 0 | 17.0765 | 0 | 0 | 365.4372 | 17.0765 | 0
1616 | 6.68 | 329.77 | 12.79 | 0 | 0 | 0 | 0 | 0 | 0 | 52.88 | 0 | 0 | 0 | 260.83 | 0 | 182.85 | 53549.19 | 0 | 0 | 1.26 | 0 | 6.2 | 0 | 103.27 | 17.08 | 0 | 0 | 83.3365 | 3.8124 | 0 | 0 | 0 | 0 | 0 | 17.0765 | 0 | 0 | 365.4372 | 17.0765 | 0
1617 | 22.7 | 963.71 | 10.67 | 0 | 0 | 0 | 0 | 0 | 0 | 52.88 | 0 | 0 | 0 | 903.79 | 267.21 | 0 | 53816.41 | 0 | 0 | 1.22 | 0 | 6.81 | 0 | 92.87 | 17.08 | 0 | 0 | 86.3487 | 5.7186 | 0 | 0 | 0 | 0 | 0 | 17.0765 | 0 | 0 | 365.4372 | 17.0765 | 0
1618 | 35.88 | 1365.77 | 8.4 | 0 | 0 | 0 | 0 | 0 | 0 | 52.88 | 0 | 0 | 0 | 1317.69 | 556.94 | 0 | 54373.35 | 0 | 0 | 1.2 | 0 | 7.52 | 0 | 84.79 | 17.08 | 0 | 0 | 87.3527 | 3.8124 | 0 | 0 | 0 | 0 | 0 | 17.0765 | 0 | 0 | 365.4372 | 17.0765 | 0
1619 | 45.36 | 1607.21 | 6.5 | 0 | 0 | 0 | 0 | 149.14 | 0 | 196.65 | 0 | 0 | 0 | 1377.96 | 599.13 | 0 | 54972.48 | 0 | 0 | 1.18 | 0 | 8.3 | 39.62 | 115.75 | 17.08 | 0 | 0 | 87.3527 | 3.8124 | 0 | 0 | 0 | 0 | 0 | 17.0765 | 0 | 0 | 365.4372 | 17.0765 | 0
1620 | 48.68 | 1684.26 | 5.21 | 0 | 0 | 0 | 0 | 157.14 | 0 | 348.13 | 0 | 0 | 0 | 1377.96 | 599.13 | 0 | 55571.62 | 0 | 0 | 1.19 | 0 | 9.24 | 39.7 | 150.03 | 17.08 | 72.02 | 0 | 86.3487 | 3.8124 | 0 | 0 | 0 | 0 | 0 | 17.0765 | 0 | 0 | 365.4372 | 17.0765 | 0
1621 | 49.68 | 1706.67 | 4.47 | 0 | 0 | 0 | 0 | 157.14 | 0 | 499.61 | 0 | 0 | 0 | 1377.96 | 599.13 | 0 | 56170.75 | 0 | 0 | 1.2 | 0 | 10.29 | 40.31 | 186.51 | 17.08 | 95.11 | 0 | 84.3406 | 4.7655 | 0 | 0 | 0 | 0 | 0 | 17.0765 | 0 | 0 | 365.4372 | 17.0765 | 0
1622 | 49.16 | 1695.08 | 3.98 | 0 | 0 | 0 | 0 | 157.14 | 0 | 651.09 | 0 | 0 | 0 | 1377.96 | 599.13 | 0 | 56769.88 | 0 | 0 | 1.18 | 0 | 11.35 | 39.49 | 222.86 | 17.08 | 84.36 | 0 | 83.3365 | 4.7655 | 0 | 0 | 0 | 0 | 0 | 17.0765 | 0 | 0 | 365.4372 | 17.0765 | 0
1623 | 45.94 | 1620.95 | 3.75 | 0 | 0 | 0 | 0 | 157.14 | 0 | 802.57 | 0 | 0 | 0 | 1377.96 | 599.13 | 0 | 57369.02 | 0 | 0 | 1.13 | 0 | 12.36 | 38.02 | 257.69 | 17.08 | 8.3 | 0 | 83.3365 | 4.7655 | 0 | 0 | 0 | 0 | 0 | 17.0765 | 0 | 0 | 365.4372 | 17.0765 | 0
1624 | 41.96 | 1524.65 | 4.12 | 0 | 0 | 0 | 0 | 150.52 | 0 | 947.67 | 0 | 0 | 0 | 1330.99 | 566.26 | 0 | 57935.27 | 0 | 0 | 1.12 | 0 | 13.38 | 0 | 256.81 | 17.08 | 0 | 0 | 83.3365 | 4.7655 | 0 | 0 | 0 | 0 | 0 | 17.0765 | 0 | 0 | 365.4372 | 17.0765 | 0
1625 | 37.23 | 1402.37 | 4.7 | 0 | 0 | 0 | 0 | 0 | 0 | 947.67 | 0 | 0 | 0 | 1352.11 | 581.04 | 0 | 58516.31 | 0 | 0 | 1.13 | 0 | 14.41 | 0 | 256.15 | 17.08 | 0 | 0 | 85.3446 | 5.7186 | 0 | 0 | 0 | 0 | 0 | 17.0765 | 0 | 0 | 365.4372 | 17.0765 | 0
1626 | 32.38 | 1267.44 | 5.32 | 0 | 0 | 0 | 0 | 0 | 0 | 947.67 | 0 | 0 | 0 | 1210 | 481.56 | 0 | 58997.87 | 0 | 0 | 1.12 | 0 | 15.32 | 0 | 253.07 | 17.08 | 0 | 0 | 87.3527 | 6.6717 | 0 | 0 | 0 | 0 | 0 | 17.0765 | 0 | 0 | 365.4372 | 17.0765 | 0
1627 | 22.59 | 959.83 | 5.68 | 0 | 0 | 0 | 0 | 0 | 0 | 947.67 | 0 | 0 | 0 | 888.93 | 256.82 | 0 | 59254.69 | 0 | 0 | 1.13 | 0 | 16 | 0 | 245.68 | 17.08 | 0 | 0 | 91.3689 | 6.6717 | 0 | 0 | 0 | 0 | 0 | 17.0765 | 0 | 0 | 365.4372 | 17.0765 | 0
1628 | 0 | 0 | 5.6 | 0 | 0 | 0 | 0 | 0 | 96.4193 | 847.65 | 0 | 0 | 0 | 0 | 0 | 365.44 | 58889.25 | 0 | 0 | 0 | 1.0925 | 14.37 | 0 | 236.65 | 17.08 | 0 | 0 | 97.3933 | 5.7186 | 0 | 0 | 0 | 0 | 0 | 17.0765 | 0 | 0 | 365.4372 | 17.0765 | 0
1629 | 0 | 0 | 5.13 | 0 | 0 | 0 | 0 | 0 | 99.0317 | 744.92 | 0 | 0 | 0 | 0 | 0 | 365.44 | 58523.82 | 0 | 0 | 0 | 0 | 13.78 | 0 | 225.46 | 17.08 | 0 | 0 | 99.4014 | 4.7655 | 0 | 0 | 0 | 0 | 0 | 17.0765 | 0 | 0 | 365.4372 | 17.0765 | 0
1630 | 0 | 0 | 4.33 | 0 | 0 | 0 | 0 | 0 | 92.8621 | 648.59 | 0 | 0 | 0 | 0 | 0 | 365.44 | 58158.38 | 0 | 0 | 0 | 0 | 13.11 | 0 | 212.75 | 17.08 | 0 | 0 | 93.377 | 3.8124 | 0 | 0 | 0 | 0 | 0 | 17.0765 | 0 | 0 | 365.4372 | 17.0765 | 0
1631 | 0 | 0 | 3.55 | 0 | 0 | 0 | 0 | 0 | 81.6412 | 563.9 | 0 | 0 | 0 | 0 | 0 | 365.44 | 57792.94 | 0 | 0 | 0 | 0 | 12.39 | 0 | 199.01 | 17.08 | 0 | 0 | 82.3324 | 2.8593 | 0 | 0 | 0 | 0 | 0 | 17.0765 | 0 | 0 | 365.4372 | 17.0765 | 0
1632 | 0 | 0 | 3.03 | 0 | 0 | 0 | 0 | 0 | 71.8951 | 489.31 | 0 | 0 | 0 | 0 | 0 | 365.44 | 57427.5 | 0 | 0 | 0 | 1.2825 | 10.33 | 0 | 185.41 | 17.08 | 0 | 0 | 74.3 | 1.9062 | 0 | 0 | 0 | 0 | 0 | 17.0765 | 0 | 0 | 365.4372 | 17.0765 | 0
1633 | 0 | 0 | 2.64 | 0 | 0 | 0 | 0 | 0 | 67.5957 | 419.2 | 0 | 0 | 0 | 0 | 0 | 365.44 | 57062.07 | 0 | 0 | 0 | 0 | 9.67 | 0 | 172.98 | 17.08 | 0 | 0 | 69.2797 | 0.95311 | 0 | 0 | 0 | 0 | 0 | 17.0765 | 0 | 0 | 365.4372 | 17.0765 | 0
1634 | 0 | 0 | 2.45 | 0 | 0 | 0 | 0 | 0 | 62.8142 | 354.04 | 0 | 0 | 0 | 0 | 0 | 365.44 | 56696.63 | 0 | 0 | 0 | 0 | 8.94 | 0 | 158.98 | 17.08 | 0 | 0 | 65.2635 | 0 | 0 | 0 | 0 | 0 | 0 | 17.0765 | 0 | 0 | 365.4372 | 17.0765 | 0
1635 | 0 | 0 | 2.39 | 0 | 0 | 0 | 0 | 0 | 61.8695 | 289.86 | 0 | 0 | 0 | 0 | 0 | 365.44 | 56331.19 | 0 | 0 | 0 | 0 | 8.06 | 0 | 142.2 | 17.08 | 0 | 0 | 64.2595 | 0 | 0 | 0 | 0 | 0 | 0 | 17.0765 | 0 | 0 | 365.4372 | 17.0765 | 0
1636 | 0 | 0 | 2.5 | 0 | 0 | 0 | 0 | 0 | 62.766 | 224.75 | 0 | 0 | 0 | 0 | 0 | 365.44 | 55965.76 | 0 | 0 | 0 | 0 | 7.12 | 0 | 124.49 | 17.08 | 0 | 0 | 65.2635 | 0 | 0 | 0 | 0 | 0 | 0 | 17.0765 | 0 | 0 | 365.4372 | 17.0765 | 0
1637 | 0 | 0 | 2.83 | 0 | 0 | 0 | 0 | 0 | 66.4485 | 155.82 | 0 | 0 | 0 | 0 | 0 | 365.44 | 55600.32 | 0 | 0 | 0 | 0 | 6.22 | 0 | 107.27 | 17.08 | 0 | 0 | 69.2797 | 0 | 0 | 0 | 0 | 0 | 0 | 17.0765 | 0 | 0 | 365.4372 | 17.0765 | 0
1638 | 0 | 0 | 3.24 | 0 | 0 | 0 | 0 | 0 | 71.0082 | 82.16 | 0 | 0 | 0 | 0 | 0 | 365.44 | 55234.88 | 0 | 0 | 0 | 0 | 5.29 | 0 | 89.62 | 17.08 | 0 | 0 | 73.296 | 0.95311 | 0 | 0 | 0 | 0 | 0 | 17.0765 | 0 | 0 | 365.4372 | 17.0765 | 0
1639 | 0 | 0 | 3.5 | 0 | 0 | 0 | 0 | 0 | 75.8475 | 3.48 | 0 | 0 | 0 | 0 | 0 | 365.44 | 54869.44 | 0 | 0 | 0 | 0.8645 | 3.48 | 0 | 72.57 | 17.08 | 0 | 0 | 78.3162 | 1.9062 | 0 | 0 | 0 | 0 | 0 | 17.0765 | 0 | 0 | 365.4372 | 17.0765 | 0
1640 | 17.87 | 791.84 | 3.5 | 0 | 0 | 0 | 0 | 0.39 | 0 | 3.85 | 0 | 0 | 0 | 724.42 | 141.66 | 0 | 55011.1 | 0 | 0 | 1.26 | 0 | 3.85 | 0 | 56.95 | 17.08 | 0 | 0 | 83.3365 | 3.8124 | 0 | 0 | 0 | 0 | 0 | 17.0765 | 0 | 0 | 365.4372 | 17.0765 | 0
1641 | 31.9 | 1253.32 | 3.41 | 0 | 0 | 0 | 0 | 110.86 | 0 | 110.71 | 0 | 0 | 0 | 1084.48 | 393.7 | 0 | 55404.8 | 0 | 0 | 1.22 | 0 | 4.46 | 0 | 46.55 | 17.08 | 0 | 0 | 86.3487 | 5.7186 | 0 | 0 | 0 | 0 | 0 | 17.0765 | 0 | 0 | 365.4372 | 17.0765 | 0
1642 | 39.62 | 1465.3 | 3.18 | 0 | 0 | 0 | 0 | 0 | 0 | 110.71 | 0 | 0 | 0 | 1375.56 | 597.46 | 0 | 56002.25 | 0 | 0 | 1.2 | 0 | 5.18 | 40.17 | 76.63 | 17.08 | 0 | 0 | 87.3527 | 3.8124 | 0 | 0 | 0 | 0 | 0 | 17.0765 | 0 | 0 | 365.4372 | 17.0765 | 0
1643 | 47.06 | 1647.01 | 2.79 | 0 | 0 | 0 | 0 | 157.14 | 0 | 262.19 | 0 | 0 | 0 | 1377.96 | 599.13 | 0 | 56601.39 | 0 | 0 | 1.18 | 0 | 5.95 | 39.62 | 107.59 | 17.08 | 29.79 | 0 | 87.3527 | 3.8124 | 0 | 0 | 0 | 0 | 0 | 17.0765 | 0 | 0 | 365.4372 | 17.0765 | 0
1644 | 50.39 | 1722.42 | 2.47 | 0 | 0 | 0 | 0 | 157.14 | 0 | 413.67 | 0 | 0 | 0 | 1377.96 | 599.13 | 0 | 57200.52 | 0 | 0 | 1.19 | 0 | 6.89 | 39.7 | 141.87 | 17.08 | 109.14 | 0 | 86.3487 | 3.8124 | 0 | 0 | 0 | 0 | 0 | 17.0765 | 0 | 0 | 365.4372 | 17.0765 | 0
1645 | 52.11 | 1759.95 | 2.31 | 0 | 0 | 0 | 0 | 157.14 | 0 | 565.15 | 0 | 0 | 0 | 1377.96 | 599.13 | 0 | 57799.65 | 0 | 0 | 1.2 | 0 | 7.94 | 40.31 | 178.35 | 17.08 | 148.66 | 0 | 84.3406 | 4.7655 | 0 | 0 | 0 | 0 | 0 | 17.0765 | 0 | 0 | 365.4372 | 17.0765 | 0
1646 | 52.95 | 1777.81 | 2.3 | 0 | 0 | 0 | 0 | 157.14 | 0 | 716.63 | 0 | 0 | 0 | 1377.96 | 599.13 | 0 | 58398.79 | 0 | 0 | 1.18 | 0 | 9 | 39.49 | 214.7 | 17.08 | 169.2 | 0 | 83.3365 | 4.7655 | 0 | 0 | 0 | 0 | 0 | 17.0765 | 0 | 0 | 365.4372 | 17.0765 | 0
1647 | 47.54 | 1658.12 | 2.36 | 0 | 0 | 0 | 0 | 157.14 | 0 | 868.12 | 0 | 0 | 0 | 1377.96 | 599.13 | 0 | 58997.92 | 0 | 0 | 1.13 | 0 | 10.01 | 38.02 | 249.53 | 17.08 | 45.68 | 0 | 83.3365 | 4.7655 | 0 | 0 | 0 | 0 | 0 | 17.0765 | 0 | 0 | 365.4372 | 17.0765 | 0
1648 | 41.22 | 1505.98 | 2.51 | 0 | 0 | 0 | 0 | 82.53 | 0 | 947.67 | 0 | 0 | 0 | 1377.96 | 599.13 | 0 | 59597.05 | 0 | 0 | 1.12 | 0 | 11.03 | 0 | 248.64 | 17.08 | 0 | 0 | 83.3365 | 4.7655 | 0 | 0 | 0 | 0 | 0 | 17.0765 | 0 | 0 | 365.4372 | 17.0765 | 0
1649 | 33.8 | 1307.91 | 2.64 | 0 | 0 | 0 | 0 | 0 | 0 | 947.67 | 0 | 0 | 0 | 1252.15 | 511.07 | 0 | 60108.12 | 0 | 0 | 1.13 | 0 | 12.07 | 0 | 247.99 | 17.08 | 0 | 0 | 85.3446 | 5.7186 | 0 | 0 | 0 | 0 | 0 | 17.0765 | 0 | 0 | 365.4372 | 17.0765 | 0
1650 | 29.79 | 1190.92 | 2.68 | 0 | 0 | 0 | 0 | 0 | 0 | 947.67 | 0 | 0 | 0 | 1128.24 | 424.33 | 0 | 60532.46 | 0 | 0 | 1.12 | 0 | 12.97 | 0 | 244.91 | 17.08 | 0 | 0 | 87.3527 | 6.6717 | 0 | 0 | 0 | 0 | 0 | 17.0765 | 0 | 0 | 365.4372 | 17.0765 | 0
1651 | 20.48 | 886.37 | 2.53 | 0 | 0 | 0 | 0 | 0 | 0 | 947.67 | 0 | 0 | 0 | 810.21 | 201.71 | 0 | 60734.16 | 0 | 0 | 1.13 | 0 | 13.65 | 0 | 237.51 | 17.08 | 0 | 0 | 91.3689 | 6.6717 | 0 | 0 | 0 | 0 | 0 | 17.0765 | 0 | 0 | 365.4372 | 17.0765 | 0
1652 | 0 | 0 | 2.21 | 0 | 0 | 0 | 0 | 0 | 100.9019 | 843.01 | 0 | 0 | 0 | 0 | 0 | 365.44 | 60368.73 | 0 | 0 | 0 | 0 | 13.18 | 0 | 228.49 | 17.08 | 0 | 0 | 97.3933 | 5.7186 | 0 | 0 | 0 | 0 | 0 | 17.0765 | 0 | 0 | 365.4372 | 17.0765 | 0
1653 | 0 | 0 | 1.82 | 0 | 0 | 0 | 0 | 0 | 101.8755 | 737.33 | 0 | 0 | 0 | 0 | 0 | 365.44 | 60003.29 | 0 | 0 | 0 | 0.475 | 12.09 | 0 | 217.29 | 17.08 | 0 | 0 | 99.4014 | 4.7655 | 0 | 0 | 0 | 0 | 0 | 17.0765 | 0 | 0 | 365.4372 | 17.0765 | 0
1654 | 0 | 0 | 1.37 | 0 | 0 | 0 | 0 | 0 | 83.1257 | 651.1 | 0 | 0 | 0 | 0 | 0 | 392.44 | 59610.85 | 27.01 | 12.6947 | 0 | 0 | 11.42 | 0 | 204.59 | 17.08 | 0 | 0 | 93.377 | 3.8124 | 0 | 0 | 0 | 0 | 0 | 17.0765 | 0 | 0 | 365.4372 | 17.0765 | 0
1655 | 0 | 0 | 1.17 | 0 | 0 | 0 | 0 | 0 | 84.0222 | 563.93 | 0 | 0 | 0 | 0 | 0 | 365.44 | 59245.41 | 0 | 0 | 0 | 0 | 10.7 | 0 | 190.85 | 17.08 | 0 | 0 | 82.3324 | 2.8593 | 0 | 0 | 0 | 0 | 0 | 17.0765 | 0 | 0 | 365.4372 | 17.0765 | 0
1656 | 0 | 0 | 1.21 | 0 | 0 | 0 | 0 | 0 | 74.9896 | 486.14 | 0 | 0 | 0 | 0 | 0 | 365.44 | 58879.97 | 0 | 0 | 0 | 0 | 9.98 | 0 | 177.25 | 17.08 | 0 | 0 | 74.3 | 1.9062 | 0 | 0 | 0 | 0 | 0 | 17.0765 | 0 | 0 | 365.4372 | 17.0765 | 0
1657 | 0 | 0 | 1.51 | 0 | 0 | 0 | 0 | 0 | 67.4222 | 416.2 | 0 | 0 | 0 | 0 | 0 | 365.44 | 58514.54 | 0 | 0 | 0 | 1.3015 | 7.96 | 0 | 164.81 | 17.08 | 0 | 0 | 69.2797 | 0.95311 | 0 | 0 | 0 | 0 | 0 | 17.0765 | 0 | 0 | 365.4372 | 17.0765 | 0
1658 | 0 | 0 | 2.12 | 0 | 0 | 0 | 0 | 0 | 63.142 | 350.7 | 0 | 0 | 0 | 0 | 0 | 365.44 | 58149.1 | 0 | 0 | 0 | 0 | 7.22 | 0 | 150.82 | 17.08 | 0 | 0 | 65.2635 | 0 | 0 | 0 | 0 | 0 | 0 | 17.0765 | 0 | 0 | 365.4372 | 17.0765 | 0
1659 | 0 | 0 | 2.85 | 0 | 0 | 0 | 0 | 0 | 58.9004 | 289.6 | 0 | 0 | 0 | 0 | 0 | 370.77 | 57778.33 | 5.34 | 2.5098 | 0 | 0 | 6.34 | 0 | 134.04 | 17.08 | 0 | 0 | 64.2595 | 0 | 0 | 0 | 0 | 0 | 0 | 17.0765 | 0 | 0 | 365.4372 | 17.0765 | 0
1660 | 0 | 0 | 3.17 | 0 | 0 | 0 | 0 | 0 | 62.1009 | 225.18 | 0 | 0 | 0 | 0 | 0 | 365.44 | 57412.89 | 0 | 0 | 0 | 0 | 5.41 | 0 | 116.33 | 17.08 | 0 | 0 | 65.2635 | 0 | 0 | 0 | 0 | 0 | 0 | 17.0765 | 0 | 0 | 365.4372 | 17.0765 | 0
1661 | 0 | 0 | 3.29 | 0 | 0 | 0 | 0 | 0 | 66.6799 | 156.01 | 0 | 0 | 0 | 0 | 0 | 365.44 | 57047.45 | 0 | 0 | 0 | 1.3205 | 3.11 | 0 | 99.1 | 17.08 | 0 | 0 | 71.2878 | 0 | 0 | 0 | 0 | 0 | 0 | 17.0765 | 0 | 0 | 365.4372 | 17.0765 | 0
1662 | 0 | 0 | 3.41 | 0 | 0 | 0 | 0 | 0 | 72.8495 | 80.44 | 0 | 0 | 0 | 0 | 0 | 365.44 | 56682.01 | 0 | 0 | 0 | 0 | 2.18 | 0 | 81.46 | 17.08 | 0 | 0 | 75.3041 | 0.95311 | 0 | 0 | 0 | 0 | 0 | 17.0765 | 0 | 0 | 365.4372 | 17.0765 | 0
1663 | 0 | 0 | 3.47 | 0 | 0 | 0 | 0 | 0 | 77.5442 | 0 | 0 | 0 | 0 | 0 | 0 | 365.44 | 56316.58 | 0 | 0 | 0 | 1.216 | 0 | 0 | 64.41 | 17.08 | 0 | 0 | 80.3243 | 1.9062 | 0 | 0 | 0 | 0 | 0 | 17.0765 | 0 | 0 | 365.4372 | 17.0765 | 0
1664 | 2.59 | 133.46 | 3.3 | 0 | 0 | 0 | 0 | 16.15 | 0 | 15.57 | 0 | 0 | 0 | 0 | 0 | 365.44 | 55951.14 | 0 | 0 | 1.26 | 0 | 0.37 | 32.78 | 79.93 | 17.08 | 0 | 0 | 85.3446 | 3.8124 | 0 | 0 | 0 | 0 | 0 | 17.0765 | 0 | 0 | 365.4372 | 17.0765 | 0
1665 | 11.68 | 548.69 | 2.99 | 0 | 0 | 0 | 0 | 157.14 | 0 | 167.05 | 0 | 0 | 0 | 309.93 | 0 | 148.49 | 55802.65 | 0 | 0 | 1.22 | 0 | 0.99 | 0 | 69.53 | 17.08 | 0 | 0 | 89.3608 | 5.7186 | 0 | 0 | 0 | 0 | 0 | 17.0765 | 0 | 0 | 365.4372 | 17.0765 | 0
1666 | 18.46 | 813.74 | 2.12 | 0 | 0 | 0 | 0 | 157.14 | 0 | 318.53 | 0 | 0 | 0 | 541.64 | 13.71 | 0 | 55816.36 | 0 | 0 | 1.2 | 0 | 1.7 | 40.17 | 99.61 | 17.08 | 0 | 0 | 90.3649 | 3.8124 | 0 | 0 | 0 | 0 | 0 | 17.0765 | 0 | 0 | 365.4372 | 17.0765 | 0
1667 | 21.69 | 928.9 | 1.24 | 0 | 0 | 0 | 0 | 157.14 | 0 | 470.01 | 0 | 0 | 0 | 658.7 | 95.65 | 0 | 55912.01 | 0 | 0 | 1.18 | 0 | 2.47 | 39.62 | 130.57 | 17.08 | 0 | 0 | 91.3689 | 3.8124 | 0 | 0 | 0 | 0 | 0 | 17.0765 | 0 | 0 | 365.4372 | 17.0765 | 0
1668 | 27.64 | 1124.83 | 0.6 | 0 | 0 | 0 | 0 | 157.14 | 0 | 621.49 | 0 | 0 | 0 | 900.57 | 264.96 | 0 | 56176.97 | 0 | 0 | 1.19 | 0 | 3.42 | 0 | 127.14 | 17.08 | 0 | 0 | 90.3649 | 3.8124 | 0 | 0 | 0 | 0 | 0 | 17.0765 | 0 | 0 | 365.4372 | 17.0765 | 0
1669 | 31.35 | 1237.31 | 0.29 | 0 | 0 | 0 | 0 | 24.08 | 0 | 644.71 | 0 | 0 | 0 | 1109.23 | 411.02 | 0 | 56587.99 | 0 | 0 | 1.2 | 0 | 4.47 | 40.31 | 163.62 | 17.08 | 0 | 0 | 89.3608 | 4.7655 | 0 | 0 | 0 | 0 | 0 | 17.0765 | 0 | 0 | 365.4372 | 17.0765 | 0
1670 | 33.34 | 1294.83 | 0.15 | 0 | 0 | 0 | 0 | 0 | 0 | 644.71 | 0 | 0 | 0 | 1234.01 | 498.37 | 0 | 57086.36 | 0 | 0 | 1.18 | 0 | 5.52 | 0 | 162.45 | 17.08 | 0 | 0 | 88.3568 | 4.7655 | 0 | 0 | 0 | 0 | 0 | 17.0765 | 0 | 0 | 365.4372 | 17.0765 | 0
1671 | 33.57 | 1301.33 | 0.1 | 0 | 0 | 0 | 0 | 0 | 0 | 644.71 | 0 | 0 | 0 | 1240.73 | 503.08 | 0 | 57589.44 | 0 | 0 | 1.13 | 0 | 6.53 | 0 | 161.17 | 17.08 | 0 | 0 | 88.3568 | 4.7655 | 0 | 0 | 0 | 0 | 0 | 17.0765 | 0 | 0 | 365.4372 | 17.0765 | 0
1672 | 33.4 | 1296.45 | 0.13 | 0 | 0 | 0 | 0 | 157.14 | 0 | 796.19 | 0 | 0 | 0 | 1040.07 | 362.61 | 0 | 57952.05 | 0 | 0 | 1.12 | 0 | 7.55 | 37.52 | 195.93 | 17.08 | 0 | 0 | 89.3608 | 4.7655 | 0 | 0 | 0 | 0 | 0 | 17.0765 | 0 | 0 | 365.4372 | 17.0765 | 0
1673 | 33.35 | 1295.2 | 0.22 | 0 | 0 | 0 | 0 | 0 | 0 | 796.19 | 0 | 0 | 0 | 1231.56 | 496.65 | 0 | 58448.7 | 0 | 0 | 1.13 | 0 | 8.59 | 0 | 195.27 | 17.08 | 0 | 0 | 90.3649 | 5.7186 | 0 | 0 | 0 | 0 | 0 | 17.0765 | 0 | 0 | 365.4372 | 17.0765 | 0
1674 | 29.84 | 1192.25 | 0.33 | 0 | 0 | 0 | 0 | 157.14 | 0 | 947.67 | 0 | 0 | 0 | 927.56 | 283.86 | 0 | 58732.56 | 0 | 0 | 1.12 | 0 | 9.49 | 37.55 | 227.87 | 17.08 | 0 | 0 | 92.373 | 6.6717 | 0 | 0 | 0 | 0 | 0 | 17.0765 | 0 | 0 | 365.4372 | 17.0765 | 0
1675 | 19.68 | 858.11 | 0.43 | 0 | 0 | 0 | 0 | 0 | 0 | 947.67 | 0 | 0 | 0 | 775.03 | 177.08 | 0 | 58909.64 | 0 | 0 | 1.13 | 0 | 10.18 | 0 | 220.47 | 17.08 | 0 | 0 | 95.3851 | 6.6717 | 0 | 0 | 0 | 0 | 0 | 17.0765 | 0 | 0 | 365.4372 | 17.0765 | 0
1676 | 0 | 0 | 0.46 | 0 | 0 | 0 | 0 | 0 | 106.6666 | 837.02 | 0 | 0 | 0 | 0 | 0 | 365.44 | 58544.21 | 0 | 0 | 0 | 0 | 9.7 | 0 | 211.45 | 17.08 | 0 | 0 | 101.4095 | 5.7186 | 0 | 0 | 0 | 0 | 0 | 17.0765 | 0 | 0 | 365.4372 | 17.0765 | 0
1677 | 0 | 0 | 0.43 | 0 | 0 | 0 | 0 | 0 | 106.7534 | 726.28 | 0 | 0 | 0 | 0 | 0 | 365.44 | 58178.77 | 0 | 0 | 0 | 0 | 9.11 | 0 | 200.25 | 17.08 | 0 | 0 | 102.4135 | 4.7655 | 0 | 0 | 0 | 0 | 0 | 17.0765 | 0 | 0 | 365.4372 | 17.0765 | 0
1678 | 0 | 0 | 0.33 | 0 | 0 | 0 | 0 | 0 | 86.172 | 636.88 | 0 | 0 | 0 | 0 | 0 | 392.44 | 57786.33 | 27.01 | 12.6947 | 0 | 0 | 8.44 | 0 | 187.55 | 17.08 | 0 | 0 | 95.3851 | 3.8124 | 0 | 0 | 0 | 0 | 0 | 17.0765 | 0 | 0 | 365.4372 | 17.0765 | 0
1679 | 0 | 0 | 0.24 | 0 | 0 | 0 | 0 | 0 | 82.6148 | 551.19 | 0 | 0 | 0 | 0 | 0 | 374.68 | 57411.64 | 9.25 | 4.3475 | 0 | 0 | 7.72 | 0 | 173.81 | 17.08 | 0 | 0 | 84.3406 | 2.8593 | 0 | 0 | 0 | 0 | 0 | 17.0765 | 0 | 0 | 365.4372 | 17.0765 | 0
1680 | 0 | 0 | 0.2 | 0 | 0 | 0 | 0 | 0 | 65.3206 | 483.43 | 0 | 0 | 0 | 0 | 0 | 392.44 | 57019.2 | 27.01 | 12.6947 | 0 | 0 | 7 | 0 | 160.21 | 17.08 | 0 | 0 | 76.3081 | 1.9062 | 0 | 0 | 0 | 0 | 0 | 17.0765 | 0 | 0 | 365.4372 | 17.0765 | 0
1681 | 0 | 0 | 0.23 | 0 | 0 | 0 | 0 | 0 | 72.0108 | 408.72 | 0 | 0 | 0 | 0 | 0 | 365.44 | 56653.76 | 0 | 0 | 0 | 0 | 6.35 | 0 | 147.77 | 17.08 | 0 | 0 | 71.2878 | 0.95311 | 0 | 0 | 0 | 0 | 0 | 17.0765 | 0 | 0 | 365.4372 | 17.0765 | 0
1682 | 0 | 0 | 0.3 | 0 | 0 | 0 | 0 | 0 | 67.9813 | 338.2 | 0 | 0 | 0 | 0 | 0 | 365.44 | 56288.32 | 0 | 0 | 0 | 0 | 5.61 | 0 | 133.78 | 17.08 | 0 | 0 | 68.2757 | 0 | 0 | 0 | 0 | 0 | 0 | 17.0765 | 0 | 0 | 365.4372 | 17.0765 | 0
1683 | 0 | 0 | 0.41 | 0 | 0 | 0 | 0 | 0 | 66.863 | 268.84 | 0 | 0 | 0 | 0 | 0 | 365.44 | 55922.89 | 0 | 0 | 0 | 0 | 4.73 | 0 | 117 | 17.08 | 0 | 0 | 67.2716 | 0 | 0 | 0 | 0 | 0 | 0 | 17.0765 | 0 | 0 | 365.4372 | 17.0765 | 0
1684 | 0 | 0 | 0.56 | 0 | 0 | 0 | 0 | 0 | 55.0251 | 211.76 | 0 | 0 | 0 | 0 | 0 | 392.44 | 55530.44 | 27.01 | 12.6947 | 0 | 0 | 3.8 | 0 | 99.29 | 17.08 | 0 | 0 | 68.2757 | 0 | 0 | 0 | 0 | 0 | 0 | 17.0765 | 0 | 0 | 365.4372 | 17.0765 | 0
1685 | 0 | 0 | 0.69 | 0 | 0 | 0 | 0 | 0 | 58.9004 | 150.65 | 0 | 0 | 0 | 0 | 0 | 392.44 | 55138 | 27.01 | 12.6947 | 0 | 0 | 2.89 | 0 | 82.07 | 17.08 | 0 | 0 | 72.2919 | 0 | 0 | 0 | 0 | 0 | 0 | 17.0765 | 0 | 0 | 365.4372 | 17.0765 | 0
1686 | 0 | 0 | 0.78 | 0 | 0 | 0 | 0 | 0 | 63.7879 | 84.48 | 0 | 0 | 0 | 0 | 0 | 392.44 | 54745.56 | 27.01 | 12.6947 | 0 | 0 | 1.96 | 0 | 64.42 | 17.08 | 0 | 0 | 76.3081 | 0.95311 | 0 | 0 | 0 | 0 | 0 | 17.0765 | 0 | 0 | 365.4372 | 17.0765 | 0
1687 | 0 | 0 | 0.78 | 0 | 0 | 0 | 0 | 0 | 81.4387 | 0 | 0 | 0 | 0 | 0 | 0 | 365.44 | 54380.12 | 0 | 0 | 0 | 1.0165 | 0 | 0 | 47.37 | 17.08 | 0 | 0 | 81.3284 | 1.9062 | 0 | 0 | 0 | 0 | 0 | 17.0765 | 0 | 0 | 365.4372 | 17.0765 | 0
1688 | 12.88 | 597.84 | 0.64 | 0 | 0 | 0 | 0 | 157.14 | 0 | 151.48 | 0 | 0 | 0 | 320.69 | 0 | 140.95 | 54239.17 | 0 | 0 | 1.26 | 0 | 0.37 | 42.12 | 71.76 | 17.08 | 0 | 0 | 86.3487 | 3.8124 | 0 | 0 | 0 | 0 | 0 | 17.0765 | 0 | 0 | 365.4372 | 17.0765 | 0
1689 | 26.47 | 1087.65 | 0.45 | 0 | 0 | 0 | 0 | 0 | 0 | 151.48 | 0 | 0 | 0 | 976.29 | 317.96 | 0 | 54557.13 | 0 | 0 | 1.22 | 0 | 0.99 | 40.97 | 100.28 | 17.08 | 0 | 0 | 90.3649 | 5.7186 | 0 | 0 | 0 | 0 | 0 | 17.0765 | 0 | 0 | 365.4372 | 17.0765 | 0
1690 | 36.54 | 1383.8 | 0.3 | 0 | 0 | 0 | 0 | 0 | 0 | 151.48 | 0 | 0 | 0 | 1324.25 | 561.54 | 0 | 55118.67 | 0 | 0 | 1.2 | 0 | 1.7 | 0 | 92.21 | 17.08 | 0 | 0 | 91.3689 | 3.8124 | 0 | 0 | 0 | 0 | 0 | 17.0765 | 0 | 0 | 365.4372 | 17.0765 | 0
1691 | 42.99 | 1550.16 | 0.22 | 0 | 0 | 0 | 0 | 157.14 | 0 | 302.96 | 0 | 0 | 0 | 1338.87 | 571.77 | 0 | 55690.44 | 0 | 0 | 1.18 | 0 | 2.47 | 0 | 85.52 | 17.08 | 0 | 0 | 92.373 | 3.8124 | 0 | 0 | 0 | 0 | 0 | 17.0765 | 0 | 0 | 365.4372 | 17.0765 | 0
1692 | 40.82 | 1495.91 | 0.21 | 0 | 0 | 0 | 0 | 62.62 | 0 | 363.32 | 0 | 0 | 0 | 1377.96 | 599.13 | 0 | 56289.57 | 0 | 0 | 1.19 | 0 | 3.42 | 0 | 82.09 | 17.08 | 0 | 0 | 91.3689 | 3.8124 | 0 | 0 | 0 | 0 | 0 | 17.0765 | 0 | 0 | 365.4372 | 17.0765 | 0
1693 | 36.7 | 1388.14 | 0.24 | 0 | 0 | 0 | 0 | 0 | 0 | 363.32 | 0 | 0 | 0 | 1288.43 | 536.47 | 0 | 56826.04 | 0 | 0 | 1.2 | 0 | 4.47 | 40.31 | 118.57 | 17.08 | 0 | 0 | 90.3649 | 4.7655 | 0 | 0 | 0 | 0 | 0 | 17.0765 | 0 | 0 | 365.4372 | 17.0765 | 0
1694 | 31 | 1226.83 | 0.26 | 0 | 0 | 0 | 0 | 0 | 0 | 363.32 | 0 | 0 | 0 | 1162.78 | 448.51 | 0 | 57274.55 | 0 | 0 | 1.18 | 0 | 5.52 | 0 | 117.4 | 17.08 | 0 | 0 | 89.3608 | 4.7655 | 0 | 0 | 0 | 0 | 0 | 17.0765 | 0 | 0 | 365.4372 | 17.0765 | 0
1695 | 35.19 | 1346.75 | 0.26 | 0 | 0 | 0 | 0 | 157.14 | 0 | 514.81 | 0 | 0 | 0 | 1129.8 | 425.42 | 0 | 57699.97 | 0 | 0 | 1.13 | 0 | 6.53 | 0 | 116.12 | 17.08 | 0 | 0 | 89.3608 | 4.7655 | 0 | 0 | 0 | 0 | 0 | 17.0765 | 0 | 0 | 365.4372 | 17.0765 | 0
1696 | 40.34 | 1483.65 | 0.23 | 0 | 0 | 0 | 0 | 12.49 | 0 | 526.85 | 0 | 0 | 0 | 1377.96 | 599.13 | 0 | 58299.1 | 0 | 0 | 1.12 | 0 | 7.55 | 37.52 | 150.88 | 17.08 | 0 | 0 | 90.3649 | 4.7655 | 0 | 0 | 0 | 0 | 0 | 17.0765 | 0 | 0 | 365.4372 | 17.0765 | 0
1697 | 48.33 | 1676.15 | 0.2 | 0 | 0 | 0 | 0 | 157.14 | 0 | 678.33 | 0 | 0 | 0 | 1377.96 | 599.13 | 0 | 58898.24 | 0 | 0 | 1.13 | 0 | 8.59 | 37.78 | 186.11 | 17.08 | 53.58 | 0 | 91.3689 | 5.7186 | 0 | 0 | 0 | 0 | 0 | 17.0765 | 0 | 0 | 365.4372 | 17.0765 | 0
1698 | 48.03 | 1669.5 | 0.2 | 0 | 0 | 0 | 0 | 157.14 | 0 | 829.81 | 0 | 0 | 0 | 1377.96 | 599.13 | 0 | 59497.37 | 0 | 0 | 1.12 | 0 | 9.49 | 37.55 | 218.71 | 17.08 | 43.91 | 0 | 93.377 | 6.6717 | 0 | 0 | 0 | 0 | 0 | 17.0765 | 0 | 0 | 365.4372 | 17.0765 | 0
1699 | 38.34 | 1431.96 | 0.22 | 0 | 0 | 0 | 0 | 122.27 | 0 | 947.67 | 0 | 0 | 0 | 1206.2 | 478.9 | 0 | 59976.27 | 0 | 0 | 1.13 | 0 | 10.18 | 37.87 | 247.29 | 17.08 | 0 | 0 | 96.3892 | 6.6717 | 0 | 0 | 0 | 0 | 0 | 17.0765 | 0 | 0 | 365.4372 | 17.0765 | 0
1700 | 0 | 0 | 0.25 | 0 | 0 | 0 | 0 | 0 | 106.8787 | 836.8 | 0 | 0 | 0 | 0 | 0 | 365.44 | 59610.83 | 0 | 0 | 0 | 0 | 9.7 | 0 | 238.26 | 17.08 | 0 | 0 | 101.4095 | 5.7186 | 0 | 0 | 0 | 0 | 0 | 17.0765 | 0 | 0 | 365.4372 | 17.0765 | 0
1701 | 0 | 0 | 0.26 | 0 | 0 | 0 | 0 | 0 | 95.2336 | 738.01 | 0 | 0 | 0 | 0 | 0 | 392.44 | 59218.39 | 27.01 | 12.6947 | 0 | 0 | 9.11 | 0 | 227.07 | 17.08 | 0 | 0 | 103.4176 | 4.7655 | 0 | 0 | 0 | 0 | 0 | 17.0765 | 0 | 0 | 365.4372 | 17.0765 | 0
1702 | 0 | 0 | 0.23 | 0 | 0 | 0 | 0 | 0 | 87.2709 | 647.48 | 0 | 0 | 0 | 0 | 0 | 392.44 | 58825.95 | 27.01 | 12.6947 | 0 | 0 | 8.44 | 0 | 214.37 | 17.08 | 0 | 0 | 96.3892 | 3.8124 | 0 | 0 | 0 | 0 | 0 | 17.0765 | 0 | 0 | 365.4372 | 17.0765 | 0
1703 | 0 | 0 | 0.24 | 0 | 0 | 0 | 0 | 0 | 75.2691 | 569.4 | 0 | 0 | 0 | 0 | 0 | 392.44 | 58433.5 | 27.01 | 12.6947 | 0 | 0 | 7.72 | 0 | 200.63 | 17.08 | 0 | 0 | 85.3446 | 2.8593 | 0 | 0 | 0 | 0 | 0 | 17.0765 | 0 | 0 | 365.4372 | 17.0765 | 0
1704 | 0 | 0 | 0.29 | 0 | 0 | 0 | 0 | 0 | 77.7659 | 488.73 | 0 | 0 | 0 | 0 | 0 | 367.91 | 58065.59 | 2.47 | 1.1609 | 0 | 0 | 7 | 0 | 187.03 | 17.08 | 0 | 0 | 77.3122 | 1.9062 | 0 | 0 | 0 | 0 | 0 | 17.0765 | 0 | 0 | 365.4372 | 17.0765 | 0
1705 | 0 | 0 | 0.35 | 0 | 0 | 0 | 0 | 0 | 72.8977 | 413.11 | 0 | 0 | 0 | 0 | 0 | 365.44 | 57700.16 | 0 | 0 | 0 | 0 | 6.35 | 0 | 174.59 | 17.08 | 0 | 0 | 72.2919 | 0.95311 | 0 | 0 | 0 | 0 | 0 | 17.0765 | 0 | 0 | 365.4372 | 17.0765 | 0
1706 | 0 | 0 | 0.44 | 0 | 0 | 0 | 0 | 0 | 68.8392 | 341.7 | 0 | 0 | 0 | 0 | 0 | 365.44 | 57334.72 | 0 | 0 | 0 | 0 | 5.61 | 0 | 160.59 | 17.08 | 0 | 0 | 69.2797 | 0 | 0 | 0 | 0 | 0 | 0 | 17.0765 | 0 | 0 | 365.4372 | 17.0765 | 0
1707 | 0 | 0 | 0.59 | 0 | 0 | 0 | 0 | 0 | 54.9962 | 284.65 | 0 | 0 | 0 | 0 | 0 | 392.44 | 56942.28 | 27.01 | 12.6947 | 0 | 0 | 4.73 | 0 | 143.82 | 17.08 | 0 | 0 | 68.2757 | 0 | 0 | 0 | 0 | 0 | 0 | 17.0765 | 0 | 0 | 365.4372 | 17.0765 | 0
1708 | 0 | 0 | 0.79 | 0 | 0 | 0 | 0 | 0 | 55.7963 | 226.77 | 0 | 0 | 0 | 0 | 0 | 392.44 | 56549.83 | 27.01 | 12.6947 | 0 | 0 | 3.8 | 0 | 126.1 | 17.08 | 0 | 0 | 69.2797 | 0 | 0 | 0 | 0 | 0 | 0 | 17.0765 | 0 | 0 | 365.4372 | 17.0765 | 0
1709 | 0 | 0 | 0.96 | 0 | 0 | 0 | 0 | 0 | 58.6401 | 165.94 | 0 | 0 | 0 | 0 | 0 | 392.44 | 56157.39 | 27.01 | 12.6947 | 0 | 0 | 2.89 | 0 | 108.88 | 17.08 | 0 | 0 | 72.2919 | 0 | 0 | 0 | 0 | 0 | 0 | 17.0765 | 0 | 0 | 365.4372 | 17.0765 | 0
1710 | 0 | 0 | 0.86 | 0 | 0 | 0 | 0 | 0 | 77.3996 | 85.65 | 0 | 0 | 0 | 0 | 0 | 365.44 | 55791.95 | 0 | 0 | 0 | 0 | 1.96 | 0 | 91.23 | 17.08 | 0 | 0 | 77.3122 | 0.95311 | 0 | 0 | 0 | 0 | 0 | 17.0765 | 0 | 0 | 365.4372 | 17.0765 | 0
1711 | 0 | 0 | 0.66 | 0 | 0 | 0 | 0 | 0 | 82.5666 | 0 | 0 | 0 | 0 | 0 | 0 | 365.44 | 55426.52 | 0 | 0 | 0 | 1.0165 | 0 | 0 | 74.18 | 17.08 | 0 | 0 | 82.3324 | 1.9062 | 0 | 0 | 0 | 0 | 0 | 17.0765 | 0 | 0 | 365.4372 | 17.0765 | 0
1712 | 17.91 | 793.42 | 0.46 | 0 | 0 | 0 | 0 | 157.14 | 0 | 151.48 | 0 | 0 | 0 | 563.23 | 28.82 | 0 | 55455.34 | 0 | 0 | 1.26 | 0 | 0.37 | 0 | 58.56 | 17.08 | 0 | 0 | 86.3487 | 3.8124 | 0 | 0 | 0 | 0 | 0 | 17.0765 | 0 | 0 | 365.4372 | 17.0765 | 0
1713 | 33.99 | 1313.25 | 0.31 | 0 | 0 | 0 | 0 | 0 | 0 | 151.48 | 0 | 0 | 0 | 1209.28 | 481.06 | 0 | 55936.4 | 0 | 0 | 1.22 | 0 | 0.99 | 40.97 | 87.08 | 17.08 | 0 | 0 | 90.3649 | 5.7186 | 0 | 0 | 0 | 0 | 0 | 17.0765 | 0 | 0 | 365.4372 | 17.0765 | 0
1714 | 39.79 | 1469.52 | 0.22 | 0 | 0 | 0 | 0 | 34.18 | 0 | 184.43 | 0 | 0 | 0 | 1377.96 | 599.13 | 0 | 56535.53 | 0 | 0 | 1.2 | 0 | 1.7 | 0 | 79.01 | 17.08 | 0 | 0 | 92.373 | 3.8124 | 0 | 0 | 0 | 0 | 0 | 17.0765 | 0 | 0 | 365.4372 | 17.0765 | 0
1715 | 46.63 | 1637.16 | 0.15 | 0 | 0 | 0 | 0 | 157.14 | 0 | 335.91 | 0 | 0 | 0 | 1377.96 | 599.13 | 0 | 57134.66 | 0 | 0 | 1.18 | 0 | 2.47 | 39.62 | 109.97 | 17.08 | 11.86 | 0 | 92.373 | 3.8124 | 0 | 0 | 0 | 0 | 0 | 17.0765 | 0 | 0 | 365.4372 | 17.0765 | 0
1716 | 44.06 | 1576.22 | 0.11 | 0 | 0 | 0 | 0 | 146.07 | 0 | 476.72 | 0 | 0 | 0 | 1377.96 | 599.13 | 0 | 57733.79 | 0 | 0 | 1.19 | 0 | 3.42 | 0 | 106.53 | 17.08 | 0 | 0 | 91.3689 | 3.8124 | 0 | 0 | 0 | 0 | 0 | 17.0765 | 0 | 0 | 365.4372 | 17.0765 | 0
1717 | 40.93 | 1498.75 | 0.09 | 0 | 0 | 0 | 0 | 25.17 | 0 | 500.98 | 0 | 0 | 0 | 1377.96 | 599.13 | 0 | 58332.93 | 0 | 0 | 1.2 | 0 | 4.47 | 40.31 | 143.01 | 17.08 | 0 | 0 | 90.3649 | 4.7655 | 0 | 0 | 0 | 0 | 0 | 17.0765 | 0 | 0 | 365.4372 | 17.0765 | 0
1718 | 36.57 | 1384.69 | 0.08 | 0 | 0 | 0 | 0 | 0 | 0 | 500.98 | 0 | 0 | 0 | 1326.04 | 562.79 | 0 | 58895.71 | 0 | 0 | 1.18 | 0 | 5.52 | 0 | 141.85 | 17.08 | 0 | 0 | 89.3608 | 4.7655 | 0 | 0 | 0 | 0 | 0 | 17.0765 | 0 | 0 | 365.4372 | 17.0765 | 0
1719 | 39.45 | 1460.95 | 0.07 | 0 | 0 | 0 | 0 | 27.26 | 0 | 527.26 | 0 | 0 | 0 | 1377.96 | 599.13 | 0 | 59494.85 | 0 | 0 | 1.13 | 0 | 6.53 | 0 | 140.56 | 17.08 | 0 | 0 | 89.3608 | 4.7655 | 0 | 0 | 0 | 0 | 0 | 17.0765 | 0 | 0 | 365.4372 | 17.0765 | 0
1720 | 43.33 | 1558.41 | 0.05 | 0 | 0 | 0 | 0 | 90.05 | 0 | 614.07 | 0 | 0 | 0 | 1377.96 | 599.13 | 0 | 60093.98 | 0 | 0 | 1.12 | 0 | 7.55 | 37.52 | 175.32 | 17.08 | 0 | 0 | 90.3649 | 4.7655 | 0 | 0 | 0 | 0 | 0 | 17.0765 | 0 | 0 | 365.4372 | 17.0765 | 0
1721 | 48 | 1668.71 | 0.03 | 0 | 0 | 0 | 0 | 157.14 | 0 | 765.55 | 0 | 0 | 0 | 1377.96 | 599.13 | 0 | 60693.11 | 0 | 0 | 1.13 | 0 | 8.59 | 37.78 | 210.56 | 17.08 | 45.65 | 0 | 91.3689 | 5.7186 | 0 | 0 | 0 | 0 | 0 | 17.0765 | 0 | 0 | 365.4372 | 17.0765 | 0
1722 | 49.06 | 1692.77 | 0.02 | 0 | 0 | 0 | 0 | 157.14 | 0 | 917.03 | 0 | 0 | 0 | 1377.96 | 599.13 | 0 | 61292.25 | 0 | 0 | 1.12 | 0 | 9.49 | 37.55 | 243.15 | 17.08 | 69.04 | 0 | 92.373 | 6.6717 | 0 | 0 | 0 | 0 | 0 | 17.0765 | 0 | 0 | 365.4372 | 17.0765 | 0
1723 | 39.32 | 1457.53 | 0.01 | 0 | 0 | 0 | 0 | 31.78 | 0 | 947.67 | 0 | 0 | 0 | 1360.88 | 587.18 | 0 | 61879.43 | 0 | 0 | 1.13 | 0 | 10.18 | 0 | 235.76 | 17.08 | 0 | 0 | 96.3892 | 6.6717 | 0 | 0 | 0 | 0 | 0 | 17.0765 | 0 | 0 | 365.4372 | 17.0765 | 0
1724 | 0 | 0 | 0.01 | 0 | 0 | 0 | 0 | 0 | 107.1197 | 836.55 | 0 | 0 | 0 | 0 | 0 | 365.44 | 61513.99 | 0 | 0 | 0 | 0 | 9.7 | 0 | 226.73 | 17.08 | 0 | 0 | 101.4095 | 5.7186 | 0 | 0 | 0 | 0 | 0 | 17.0765 | 0 | 0 | 365.4372 | 17.0765 | 0
1725 | 0 | 0 | 0.01 | 0 | 0 | 0 | 0 | 0 | 94.4816 | 738.54 | 0 | 0 | 0 | 0 | 0 | 392.44 | 61121.55 | 27.01 | 12.6947 | 0 | 0 | 9.11 | 0 | 215.54 | 17.08 | 0 | 0 | 102.4135 | 4.7655 | 0 | 0 | 0 | 0 | 0 | 17.0765 | 0 | 0 | 365.4372 | 17.0765 | 0
1726 | 0 | 0 | 0.01 | 0 | 0 | 0 | 0 | 0 | 99.186 | 635.65 | 0 | 0 | 0 | 0 | 0 | 365.44 | 60756.11 | 0 | 0 | 0 | 0 | 8.44 | 0 | 202.83 | 17.08 | 0 | 0 | 95.3851 | 3.8124 | 0 | 0 | 0 | 0 | 0 | 17.0765 | 0 | 0 | 365.4372 | 17.0765 | 0
1727 | 0 | 0 | 0.01 | 0 | 0 | 0 | 0 | 0 | 87.1938 | 545.2 | 0 | 0 | 0 | 0 | 0 | 365.44 | 60390.67 | 0 | 0 | 0 | 0 | 7.72 | 0 | 189.1 | 17.08 | 0 | 0 | 84.3406 | 2.8593 | 0 | 0 | 0 | 0 | 0 | 17.0765 | 0 | 0 | 365.4372 | 17.0765 | 0
1728 | 0 | 0 | 0.01 | 0 | 0 | 0 | 0 | 0 | 65.5134 | 477.24 | 0 | 0 | 0 | 0 | 0 | 392.44 | 59998.23 | 27.01 | 12.6947 | 0 | 0 | 7 | 0 | 175.5 | 17.08 | 0 | 0 | 76.3081 | 1.9062 | 0 | 0 | 0 | 0 | 0 | 17.0765 | 0 | 0 | 365.4372 | 17.0765 | 0
1729 | 0 | 0 | 0.01 | 0 | 0 | 0 | 0 | 0 | 59.5366 | 415.48 | 0 | 0 | 0 | 0 | 0 | 392.44 | 59605.79 | 27.01 | 12.6947 | 0 | 0 | 6.35 | 0 | 163.06 | 17.08 | 0 | 0 | 71.2878 | 0.95311 | 0 | 0 | 0 | 0 | 0 | 17.0765 | 0 | 0 | 365.4372 | 17.0765 | 0
1730 | 0 | 0 | 0.02 | 0 | 0 | 0 | 0 | 0 | 55.565 | 357.84 | 0 | 0 | 0 | 0 | 0 | 392.44 | 59213.34 | 27.01 | 12.6947 | 0 | 0 | 5.61 | 0 | 149.06 | 17.08 | 0 | 0 | 68.2757 | 0 | 0 | 0 | 0 | 0 | 0 | 17.0765 | 0 | 0 | 365.4372 | 17.0765 | 0
1731 | 0 | 0 | 0.02 | 0 | 0 | 0 | 0 | 0 | 67.2486 | 288.08 | 0 | 0 | 0 | 0 | 0 | 365.44 | 58847.91 | 0 | 0 | 0 | 0 | 4.73 | 0 | 132.28 | 17.08 | 0 | 0 | 67.2716 | 0 | 0 | 0 | 0 | 0 | 0 | 17.0765 | 0 | 0 | 365.4372 | 17.0765 | 0
1732 | 0 | 0 | 0.03 | 0 | 0 | 0 | 0 | 0 | 68.2416 | 217.29 | 0 | 0 | 0 | 0 | 0 | 365.44 | 58482.47 | 0 | 0 | 0 | 0 | 3.8 | 0 | 114.57 | 17.08 | 0 | 0 | 68.2757 | 0 | 0 | 0 | 0 | 0 | 0 | 17.0765 | 0 | 0 | 365.4372 | 17.0765 | 0
1733 | 0 | 0 | 0.05 | 0 | 0 | 0 | 0 | 0 | 71.2396 | 143.39 | 0 | 0 | 0 | 0 | 0 | 365.44 | 58117.03 | 0 | 0 | 0 | 0 | 2.89 | 0 | 97.35 | 17.08 | 0 | 0 | 71.2878 | 0 | 0 | 0 | 0 | 0 | 0 | 17.0765 | 0 | 0 | 365.4372 | 17.0765 | 0
1734 | 0 | 0 | 0.07 | 0 | 0 | 0 | 0 | 0 | 68.791 | 72.04 | 0 | 0 | 0 | 0 | 0 | 383.31 | 57733.72 | 17.87 | 8.3989 | 0 | 0 | 1.96 | 0 | 79.7 | 17.08 | 0 | 0 | 76.3081 | 0.95311 | 0 | 0 | 0 | 0 | 0 | 17.0765 | 0 | 0 | 365.4372 | 17.0765 | 0
1735 | 0 | 0 | 0.09 | 0 | 0 | 0 | 0 | 0 | 69.4466 | 0 | 0 | 0 | 0 | 0 | 0 | 392.44 | 57341.28 | 27.01 | 12.6947 | 0 | 1.0165 | 0 | 0 | 62.65 | 17.08 | 0 | 0 | 81.3284 | 1.9062 | 0 | 0 | 0 | 0 | 0 | 17.0765 | 0 | 0 | 365.4372 | 17.0765 | 0
1736 | 17.33 | 771.64 | 0.08 | 0 | 0 | 0 | 0 | 157.14 | 0 | 151.48 | 0 | 0 | 0 | 499.38 | 0 | 15.87 | 57325.4 | 0 | 0 | 1.26 | 0 | 0.37 | 42.12 | 87.04 | 17.08 | 0 | 0 | 85.3446 | 3.8124 | 0 | 0 | 0 | 0 | 0 | 17.0765 | 0 | 0 | 365.4372 | 17.0765 | 0
1737 | 34.12 | 1316.91 | 0.07 | 0 | 0 | 0 | 0 | 0 | 0 | 151.48 | 0 | 0 | 0 | 1214.83 | 484.95 | 0 | 57810.35 | 0 | 0 | 1.22 | 0 | 0.99 | 40.97 | 115.57 | 17.08 | 0 | 0 | 88.3568 | 5.7186 | 0 | 0 | 0 | 0 | 0 | 17.0765 | 0 | 0 | 365.4372 | 17.0765 | 0
1738 | 37.28 | 1403.56 | 0.04 | 0 | 0 | 0 | 0 | 0 | 0 | 151.48 | 0 | 0 | 0 | 1345.5 | 576.41 | 0 | 58386.76 | 0 | 0 | 1.2 | 0 | 1.7 | 0 | 107.49 | 17.08 | 0 | 0 | 90.3649 | 3.8124 | 0 | 0 | 0 | 0 | 0 | 17.0765 | 0 | 0 | 365.4372 | 17.0765 | 0
1739 | 44.27 | 1581.3 | 0.01 | 0 | 0 | 0 | 0 | 111.64 | 0 | 259.1 | 0 | 0 | 0 | 1377.96 | 599.13 | 0 | 58985.89 | 0 | 0 | 1.18 | 0 | 2.47 | 39.62 | 138.45 | 17.08 | 0 | 0 | 91.3689 | 3.8124 | 0 | 0 | 0 | 0 | 0 | 17.0765 | 0 | 0 | 365.4372 | 17.0765 | 0
1740 | 42.4 | 1535.61 | 0.01 | 0 | 0 | 0 | 0 | 157.14 | 0 | 410.58 | 0 | 0 | 0 | 1325.52 | 562.43 | 0 | 59548.32 | 0 | 0 | 1.19 | 0 | 3.42 | 0 | 135.02 | 17.08 | 0 | 0 | 90.3649 | 3.8124 | 0 | 0 | 0 | 0 | 0 | 17.0765 | 0 | 0 | 365.4372 | 17.0765 | 0
1741 | 39.25 | 1455.63 | 0.02 | 0 | 0 | 0 | 0 | 157.14 | 0 | 562.06 | 0 | 0 | 0 | 1242.43 | 504.26 | 0 | 60052.58 | 0 | 0 | 1.2 | 0 | 4.47 | 0 | 133.2 | 17.08 | 0 | 0 | 89.3608 | 4.7655 | 0 | 0 | 0 | 0 | 0 | 17.0765 | 0 | 0 | 365.4372 | 17.0765 | 0
1742 | 34.83 | 1336.84 | 0.04 | 0 | 0 | 0 | 0 | 157.14 | 0 | 713.54 | 0 | 0 | 0 | 1120.28 | 418.76 | 0 | 60471.34 | 0 | 0 | 1.18 | 0 | 5.52 | 0 | 132.03 | 17.08 | 0 | 0 | 88.3568 | 4.7655 | 0 | 0 | 0 | 0 | 0 | 17.0765 | 0 | 0 | 365.4372 | 17.0765 | 0
1743 | 36.02 | 1369.62 | 0.12 | 0 | 0 | 0 | 0 | 0 | 0 | 713.54 | 0 | 0 | 0 | 1273.49 | 526 | 0 | 60997.34 | 0 | 0 | 1.13 | 0 | 6.53 | 38.02 | 166.86 | 17.08 | 0 | 0 | 88.3568 | 4.7655 | 0 | 0 | 0 | 0 | 0 | 17.0765 | 0 | 0 | 365.4372 | 17.0765 | 0
1744 | 37.74 | 1415.94 | 0.31 | 0 | 0 | 0 | 0 | 69.35 | 0 | 780.39 | 0 | 0 | 0 | 1290.4 | 537.84 | 0 | 61535.19 | 0 | 0 | 1.12 | 0 | 7.55 | 0 | 165.98 | 17.08 | 0 | 0 | 88.3568 | 4.7655 | 0 | 0 | 0 | 0 | 0 | 17.0765 | 0 | 0 | 365.4372 | 17.0765 | 0
1745 | 40.52 | 1488.34 | 0.48 | 0 | 0 | 0 | 0 | 16.39 | 0 | 796.19 | 0 | 0 | 0 | 1377.96 | 599.13 | 0 | 62134.32 | 0 | 0 | 1.13 | 0 | 8.59 | 37.78 | 201.22 | 17.08 | 0 | 0 | 90.3649 | 5.7186 | 0 | 0 | 0 | 0 | 0 | 17.0765 | 0 | 0 | 365.4372 | 17.0765 | 0
1746 | 38.54 | 1437.2 | 0.64 | 0 | 0 | 0 | 0 | 0 | 0 | 796.19 | 0 | 0 | 0 | 1339.67 | 572.33 | 0 | 62706.65 | 0 | 0 | 1.12 | 0 | 9.49 | 37.55 | 233.81 | 17.08 | 0 | 0 | 91.3689 | 6.6717 | 0 | 0 | 0 | 0 | 0 | 17.0765 | 0 | 0 | 365.4372 | 17.0765 | 0
1747 | 28.82 | 1161.19 | 0.69 | 0 | 0 | 0 | 0 | 157.14 | 0 | 947.67 | 0 | 0 | 0 | 930.37 | 285.82 | 0 | 62992.47 | 0 | 0 | 1.13 | 0 | 10.18 | 0 | 226.42 | 17.08 | 0 | 0 | 95.3851 | 6.6717 | 0 | 0 | 0 | 0 | 0 | 17.0765 | 0 | 0 | 365.4372 | 17.0765 | 0
1748 | 0 | 0 | 0.56 | 0 | 0 | 0 | 0 | 0 | 105.5676 | 838.16 | 0 | 0 | 0 | 0 | 0 | 365.44 | 62627.03 | 0 | 0 | 0 | 0 | 9.7 | 0 | 217.39 | 17.08 | 0 | 0 | 100.4054 | 5.7186 | 0 | 0 | 0 | 0 | 0 | 17.0765 | 0 | 0 | 365.4372 | 17.0765 | 0
1749 | 0 | 0 | 0.36 | 0 | 0 | 0 | 0 | 0 | 105.8183 | 728.39 | 0 | 0 | 0 | 0 | 0 | 365.44 | 62261.6 | 0 | 0 | 0 | 0 | 9.11 | 0 | 206.2 | 17.08 | 0 | 0 | 101.4095 | 4.7655 | 0 | 0 | 0 | 0 | 0 | 17.0765 | 0 | 0 | 365.4372 | 17.0765 | 0
1750 | 0 | 0 | 0.16 | 0 | 0 | 0 | 0 | 0 | 85.3333 | 639.87 | 0 | 0 | 0 | 0 | 0 | 392.44 | 61869.15 | 27.01 | 12.6947 | 0 | 0 | 8.44 | 0 | 193.49 | 17.08 | 0 | 0 | 94.3811 | 3.8124 | 0 | 0 | 0 | 0 | 0 | 17.0765 | 0 | 0 | 365.4372 | 17.0765 | 0
1751 | 0 | 0 | 0.1 | 0 | 0 | 0 | 0 | 0 | 86.0948 | 550.56 | 0 | 0 | 0 | 0 | 0 | 365.44 | 61503.72 | 0 | 0 | 0 | 0 | 7.72 | 0 | 179.75 | 17.08 | 0 | 0 | 83.3365 | 2.8593 | 0 | 0 | 0 | 0 | 0 | 17.0765 | 0 | 0 | 365.4372 | 17.0765 | 0
1752 | 0 | 0 | 0.07 | 0 | 0 | 0 | 0 | 0 | 77.1393 | 470.54 | 0 | 0 | 0 | 0 | 0 | 365.44 | 61138.28 | 0 | 0 | 0 | 0 | 7 | 0 | 166.15 | 17.08 | 0 | 0 | 75.3041 | 1.9062 | 0 | 0 | 0 | 0 | 0 | 17.0765 | 0 | 0 | 365.4372 | 17.0765 | 0
1753 | 0 | 0 | 0.05 | 0 | 0 | 0 | 0 | 0 | 58.4955 | 409.87 | 0 | 0 | 0 | 0 | 0 | 392.44 | 60745.84 | 27.01 | 12.6947 | 0 | 0 | 6.35 | 0 | 153.72 | 17.08 | 0 | 0 | 70.2838 | 0.95311 | 0 | 0 | 0 | 0 | 0 | 17.0765 | 0 | 0 | 365.4372 | 17.0765 | 0
1754 | 0 | 0 | 0.03 | 0 | 0 | 0 | 0 | 0 | 54.5431 | 353.28 | 0 | 0 | 0 | 0 | 0 | 392.44 | 60353.39 | 27.01 | 12.6947 | 0 | 0 | 5.61 | 0 | 139.72 | 17.08 | 0 | 0 | 67.2716 | 0 | 0 | 0 | 0 | 0 | 0 | 17.0765 | 0 | 0 | 365.4372 | 17.0765 | 0
1755 | 0 | 0 | 0.02 | 0 | 0 | 0 | 0 | 0 | 66.2461 | 284.57 | 0 | 0 | 0 | 0 | 0 | 365.44 | 59987.96 | 0 | 0 | 0 | 0 | 4.73 | 0 | 122.94 | 17.08 | 0 | 0 | 66.2676 | 0 | 0 | 0 | 0 | 0 | 0 | 17.0765 | 0 | 0 | 365.4372 | 17.0765 | 0
1756 | 0 | 0 | 0.02 | 0 | 0 | 0 | 0 | 0 | 54.5528 | 227.97 | 0 | 0 | 0 | 0 | 0 | 392.44 | 59595.51 | 27.01 | 12.6947 | 0 | 0 | 3.8 | 0 | 105.23 | 17.08 | 0 | 0 | 67.2716 | 0 | 0 | 0 | 0 | 0 | 0 | 17.0765 | 0 | 0 | 365.4372 | 17.0765 | 0
1757 | 0 | 0 | 0.04 | 0 | 0 | 0 | 0 | 0 | 70.2467 | 155.1 | 0 | 0 | 0 | 0 | 0 | 365.44 | 59230.07 | 0 | 0 | 0 | 0 | 2.89 | 0 | 88.01 | 17.08 | 0 | 0 | 70.2838 | 0 | 0 | 0 | 0 | 0 | 0 | 17.0765 | 0 | 0 | 365.4372 | 17.0765 | 0
1758 | 0 | 0 | 0.07 | 0 | 0 | 0 | 0 | 0 | 76.1849 | 76.07 | 0 | 0 | 0 | 0 | 0 | 365.44 | 58864.64 | 0 | 0 | 0 | 0 | 1.96 | 0 | 70.36 | 17.08 | 0 | 0 | 75.3041 | 0.95311 | 0 | 0 | 0 | 0 | 0 | 17.0765 | 0 | 0 | 365.4372 | 17.0765 | 0
1759 | 0 | 0 | 0.17 | 0 | 0 | 0 | 0 | 0 | 73.3315 | 0 | 0 | 0 | 0 | 0 | 0 | 381.85 | 58482.79 | 16.41 | 7.7127 | 0 | 1.0165 | 0 | 0 | 53.31 | 17.08 | 0 | 0 | 80.3243 | 1.9062 | 0 | 0 | 0 | 0 | 0 | 17.0765 | 0 | 0 | 365.4372 | 17.0765 | 0
1760 | 3.97 | 201.45 | 0.34 | 0 | 0 | 0 | 0 | 116.35 | 0 | 112.16 | 0 | 0 | 0 | 0 | 0 | 365.44 | 58117.35 | 0 | 0 | 1.26 | 0 | 0.37 | 0 | 37.69 | 17.08 | 0 | 0 | 84.3406 | 3.8124 | 0 | 0 | 0 | 0 | 0 | 17.0765 | 0 | 0 | 365.4372 | 17.0765 | 0
1761 | 15.12 | 687.19 | 0.63 | 0 | 0 | 0 | 0 | 157.14 | 0 | 263.64 | 0 | 0 | 0 | 409.53 | 0 | 78.77 | 58038.59 | 0 | 0 | 1.22 | 0 | 0.99 | 40.97 | 66.21 | 17.08 | 0 | 0 | 88.3568 | 5.7186 | 0 | 0 | 0 | 0 | 0 | 17.0765 | 0 | 0 | 365.4372 | 17.0765 | 0
1762 | 22.94 | 971.6 | 0.39 | 0 | 0 | 0 | 0 | 157.14 | 0 | 415.12 | 0 | 0 | 0 | 702.24 | 126.13 | 0 | 58164.72 | 0 | 0 | 1.2 | 0 | 1.7 | 40.17 | 96.3 | 17.08 | 0 | 0 | 90.3649 | 3.8124 | 0 | 0 | 0 | 0 | 0 | 17.0765 | 0 | 0 | 365.4372 | 17.0765 | 0
1763 | 27.62 | 1124.17 | 0.1 | 0 | 0 | 0 | 0 | 157.14 | 0 | 566.6 | 0 | 0 | 0 | 899.39 | 264.14 | 0 | 58428.85 | 0 | 0 | 1.18 | 0 | 2.47 | 0 | 89.61 | 17.08 | 0 | 0 | 90.3649 | 3.8124 | 0 | 0 | 0 | 0 | 0 | 17.0765 | 0 | 0 | 365.4372 | 17.0765 | 0
1764 | 19.97 | 868.43 | 0.05 | 0 | 0 | 0 | 0 | 124.11 | 0 | 686.25 | 0 | 0 | 0 | 630.29 | 75.76 | 0 | 58504.62 | 0 | 0 | 1.19 | 0 | 3.42 | 39.7 | 123.89 | 17.08 | 0 | 0 | 89.3608 | 3.8124 | 0 | 0 | 0 | 0 | 0 | 17.0765 | 0 | 0 | 365.4372 | 17.0765 | 0
1765 | 11.66 | 547.81 | 0.07 | 0 | 0 | 0 | 0 | 157.14 | 0 | 837.73 | 0 | 0 | 0 | 308.08 | 0 | 149.78 | 58354.84 | 0 | 0 | 1.2 | 0 | 4.47 | 0 | 122.07 | 17.08 | 0 | 0 | 88.3568 | 4.7655 | 0 | 0 | 0 | 0 | 0 | 17.0765 | 0 | 0 | 365.4372 | 17.0765 | 0
1766 | 2.55 | 131.49 | 0.1 | 0 | 0 | 0 | 0 | 1.36 | 0 | 839.04 | 0 | 0 | 0 | 0 | 0 | 365.44 | 57989.4 | 0 | 0 | 1.18 | 0 | 5.52 | 39.49 | 158.42 | 17.08 | 0 | 0 | 87.3527 | 4.7655 | 0 | 0 | 0 | 0 | 0 | 17.0765 | 0 | 0 | 365.4372 | 17.0765 | 0
1767 | 3.57 | 182.16 | 0.17 | 0 | 0 | 0 | 0 | 54.64 | 0 | 891.71 | 0 | 0 | 0 | 0 | 0 | 365.44 | 57623.96 | 0 | 0 | 1.13 | 0 | 6.53 | 38.02 | 193.25 | 17.08 | 0 | 0 | 87.3527 | 4.7655 | 0 | 0 | 0 | 0 | 0 | 17.0765 | 0 | 0 | 365.4372 | 17.0765 | 0
1768 | 4.25 | 215.06 | 0.22 | 0 | 0 | 0 | 0 | 0 | 0 | 891.71 | 0 | 0 | 0 | 125.28 | 0 | 277.74 | 57346.22 | 0 | 0 | 1.12 | 0 | 7.55 | 0 | 192.37 | 17.08 | 0 | 0 | 88.3568 | 4.7655 | 0 | 0 | 0 | 0 | 0 | 17.0765 | 0 | 0 | 365.4372 | 17.0765 | 0
1769 | 3.7 | 188.14 | 0.2 | 0 | 0 | 0 | 0 | 58.05 | 0 | 947.67 | 0 | 0 | 0 | 0 | 0 | 365.44 | 56980.79 | 0 | 0 | 1.13 | 0 | 8.59 | 37.78 | 227.6 | 17.08 | 0 | 0 | 89.3608 | 5.7186 | 0 | 0 | 0 | 0 | 0 | 17.0765 | 0 | 0 | 365.4372 | 17.0765 | 0
1770 | 2.36 | 122.04 | 0.14 | 0 | 0 | 0 | 0 | 0 | 0 | 947.67 | 0 | 0 | 0 | 0 | 0 | 365.44 | 56615.35 | 0 | 0 | 1.12 | 0 | 9.49 | 25.38 | 248.64 | 17.08 | 0 | 0 | 91.3689 | 6.6717 | 0 | 0 | 0 | 0 | 0 | 17.0765 | 0 | 0 | 365.4372 | 17.0765 | 0
1771 | 1.01 | 52.82 | 0.08 | 0 | 0 | 0 | 0 | 0 | 34.463 | 911.92 | 0 | 0 | 0 | 0 | 0 | 392.44 | 56222.9 | 27.01 | 12.6947 | 0.01 | 0 | 9.11 | 0 | 241.24 | 17.08 | 0 | 0 | 94.3811 | 6.6717 | 0 | 0 | 0 | 0 | 0 | 17.0765 | 0 | 0 | 365.4372 | 17.0765 | 0
1772 | 0 | 0 | 0.06 | 0 | 0 | 0 | 0 | 0 | 93.373 | 815.07 | 0 | 0 | 0 | 0 | 0 | 392.44 | 55830.46 | 27.01 | 12.6947 | 0 | 0 | 8.64 | 0 | 232.22 | 17.08 | 0 | 0 | 100.4054 | 5.7186 | 0 | 0 | 0 | 0 | 0 | 17.0765 | 0 | 0 | 365.4372 | 17.0765 | 0
1773 | 0 | 0 | 0.07 | 0 | 0 | 0 | 0 | 0 | 93.4116 | 718.17 | 0 | 0 | 0 | 0 | 0 | 392.44 | 55438.02 | 27.01 | 12.6947 | 0 | 0 | 8.05 | 0 | 221.02 | 17.08 | 0 | 0 | 101.4095 | 4.7655 | 0 | 0 | 0 | 0 | 0 | 17.0765 | 0 | 0 | 365.4372 | 17.0765 | 0
1774 | 0 | 0 | 0.12 | 0 | 0 | 0 | 0 | 0 | 93.9418 | 620.72 | 0 | 0 | 0 | 0 | 0 | 374.23 | 55063.79 | 8.79 | 4.1313 | 0 | 0 | 7.38 | 0 | 208.32 | 17.08 | 0 | 0 | 94.3811 | 3.8124 | 0 | 0 | 0 | 0 | 0 | 17.0765 | 0 | 0 | 365.4372 | 17.0765 | 0
1775 | 0 | 0 | 0.25 | 0 | 0 | 0 | 0 | 0 | 85.9502 | 531.56 | 0 | 0 | 0 | 0 | 0 | 365.44 | 54698.35 | 0 | 0 | 0 | 0 | 6.66 | 0 | 194.58 | 17.08 | 0 | 0 | 83.3365 | 2.8593 | 0 | 0 | 0 | 0 | 0 | 17.0765 | 0 | 0 | 365.4372 | 17.0765 | 0
1776 | 0 | 0 | 0.43 | 0 | 0 | 0 | 0 | 0 | 76.7826 | 451.92 | 0 | 0 | 0 | 0 | 0 | 365.44 | 54332.91 | 0 | 0 | 0 | 0 | 5.94 | 0 | 180.98 | 17.08 | 0 | 0 | 75.3041 | 1.9062 | 0 | 0 | 0 | 0 | 0 | 17.0765 | 0 | 0 | 365.4372 | 17.0765 | 0
1777 | 0 | 0 | 0.59 | 0 | 0 | 0 | 0 | 0 | 57.9557 | 391.8 | 0 | 0 | 0 | 0 | 0 | 392.44 | 53940.47 | 27.01 | 12.6947 | 0 | 0 | 5.28 | 0 | 168.54 | 17.08 | 0 | 0 | 70.2838 | 0.95311 | 0 | 0 | 0 | 0 | 0 | 17.0765 | 0 | 0 | 365.4372 | 17.0765 | 0
1778 | 0 | 0 | 0.72 | 0 | 0 | 0 | 0 | 0 | 66.5546 | 322.76 | 0 | 0 | 0 | 0 | 0 | 365.44 | 53575.03 | 0 | 0 | 0 | 0 | 4.55 | 0 | 154.54 | 17.08 | 0 | 0 | 67.2716 | 0 | 0 | 0 | 0 | 0 | 0 | 17.0765 | 0 | 0 | 365.4372 | 17.0765 | 0
1779 | 0 | 0 | 0.91 | 0 | 0 | 0 | 0 | 0 | 52.6633 | 268.13 | 0 | 0 | 0 | 0 | 0 | 392.44 | 53182.59 | 27.01 | 12.6947 | 0 | 0 | 3.66 | 0 | 137.77 | 17.08 | 0 | 0 | 66.2676 | 0 | 0 | 0 | 0 | 0 | 0 | 17.0765 | 0 | 0 | 365.4372 | 17.0765 | 0
1780 | 0 | 0 | 1.08 | 0 | 0 | 0 | 0 | 0 | 64.1831 | 201.55 | 0 | 0 | 0 | 0 | 0 | 365.44 | 52817.15 | 0 | 0 | 0 | 0 | 2.73 | 0 | 120.06 | 17.08 | 0 | 0 | 65.2635 | 0 | 0 | 0 | 0 | 0 | 0 | 17.0765 | 0 | 0 | 365.4372 | 17.0765 | 0
1781 | 0 | 0 | 1.23 | 0 | 0 | 0 | 0 | 0 | 68.0488 | 130.96 | 0 | 0 | 0 | 0 | 0 | 365.44 | 52451.72 | 0 | 0 | 0 | 0 | 1.83 | 0 | 102.83 | 17.08 | 0 | 0 | 69.2797 | 0 | 0 | 0 | 0 | 0 | 0 | 17.0765 | 0 | 0 | 365.4372 | 17.0765 | 0
1782 | 0 | 0 | 1.38 | 0 | 0 | 0 | 0 | 0 | 60.1729 | 68.54 | 0 | 0 | 0 | 0 | 0 | 392.44 | 52059.27 | 27.01 | 12.6947 | 0 | 0 | 0.9 | 0 | 85.18 | 17.08 | 0 | 0 | 73.296 | 0.95311 | 0 | 0 | 0 | 0 | 0 | 17.0765 | 0 | 0 | 365.4372 | 17.0765 | 0
1783 | 0 | 0 | 1.46 | 0 | 0 | 0 | 0 | 0 | 66.0726 | 0 | 0 | 0 | 0 | 0 | 0 | 392.44 | 51666.83 | 27.01 | 12.6947 | 0 | 0 | 0 | 0 | 68.14 | 17.08 | 0 | 0 | 78.3162 | 1.9062 | 0 | 0 | 0 | 0 | 0 | 17.0765 | 0 | 0 | 365.4372 | 17.0765 | 0
1784 | 18.06 | 798.92 | 1.39 | 0 | 0 | 0 | 0 | 0.39 | 0 | 0.37 | 0 | 0 | 0 | 729.57 | 145.27 | 0 | 51812.09 | 0 | 0 | 1.26 | 0 | 0.37 | 0 | 52.51 | 17.08 | 0 | 0 | 83.3365 | 3.8124 | 0 | 0 | 0 | 0 | 0 | 17.0765 | 0 | 0 | 365.4372 | 17.0765 | 0
1785 | 30.74 | 1219.22 | 1.21 | 0 | 0 | 0 | 0 | 157.14 | 0 | 151.85 | 0 | 0 | 0 | 1000.74 | 335.08 | 0 | 52147.17 | 0 | 0 | 1.22 | 0 | 0.99 | 0 | 42.11 | 17.08 | 0 | 0 | 86.3487 | 5.7186 | 0 | 0 | 0 | 0 | 0 | 17.0765 | 0 | 0 | 365.4372 | 17.0765 | 0
1786 | 39.05 | 1450.37 | 0.88 | 0 | 0 | 0 | 0 | 0 | 0 | 151.85 | 0 | 0 | 0 | 1357.76 | 584.99 | 0 | 52732.17 | 0 | 0 | 1.2 | 0 | 1.7 | 40.17 | 72.2 | 17.08 | 0 | 0 | 87.3527 | 3.8124 | 0 | 0 | 0 | 0 | 0 | 17.0765 | 0 | 0 | 365.4372 | 17.0765 | 0
1787 | 45.67 | 1614.58 | 0.56 | 0 | 0 | 0 | 0 | 150.88 | 0 | 297.3 | 0 | 0 | 0 | 1377.96 | 599.13 | 0 | 53331.3 | 0 | 0 | 1.18 | 0 | 2.47 | 39.62 | 103.16 | 17.08 | 0 | 0 | 87.3527 | 3.8124 | 0 | 0 | 0 | 0 | 0 | 17.0765 | 0 | 0 | 365.4372 | 17.0765 | 0
1788 | 44.59 | 1588.83 | 0.35 | 0 | 0 | 0 | 0 | 124.77 | 0 | 417.58 | 0 | 0 | 0 | 1377.96 | 599.13 | 0 | 53930.43 | 0 | 0 | 1.19 | 0 | 3.42 | 39.7 | 137.44 | 17.08 | 0 | 0 | 86.3487 | 3.8124 | 0 | 0 | 0 | 0 | 0 | 17.0765 | 0 | 0 | 365.4372 | 17.0765 | 0
1789 | 41.59 | 1515.39 | 0.24 | 0 | 0 | 0 | 0 | 146.41 | 0 | 558.72 | 0 | 0 | 0 | 1280.19 | 530.69 | 0 | 54461.13 | 0 | 0 | 1.2 | 0 | 4.47 | 40.31 | 173.92 | 17.08 | 0 | 0 | 84.3406 | 4.7655 | 0 | 0 | 0 | 0 | 0 | 17.0765 | 0 | 0 | 365.4372 | 17.0765 | 0
1790 | 37.25 | 1402.88 | 0.19 | 0 | 0 | 0 | 0 | 0 | 0 | 558.72 | 0 | 0 | 0 | 1351.05 | 580.3 | 0 | 55041.42 | 0 | 0 | 1.18 | 0 | 5.52 | 0 | 172.75 | 17.08 | 0 | 0 | 83.3365 | 4.7655 | 0 | 0 | 0 | 0 | 0 | 17.0765 | 0 | 0 | 365.4372 | 17.0765 | 0
1791 | 38.76 | 1442.95 | 0.17 | 0 | 0 | 0 | 0 | 14.7 | 0 | 572.88 | 0 | 0 | 0 | 1377.96 | 599.13 | 0 | 55640.55 | 0 | 0 | 1.13 | 0 | 6.53 | 0 | 171.47 | 17.08 | 0 | 0 | 83.3365 | 4.7655 | 0 | 0 | 0 | 0 | 0 | 17.0765 | 0 | 0 | 365.4372 | 17.0765 | 0
1792 | 40.22 | 1480.54 | 0.19 | 0 | 0 | 0 | 0 | 157.14 | 0 | 724.36 | 0 | 0 | 0 | 1237.07 | 500.51 | 0 | 56141.07 | 0 | 0 | 1.12 | 0 | 7.55 | 37.52 | 206.23 | 17.08 | 0 | 0 | 83.3365 | 4.7655 | 0 | 0 | 0 | 0 | 0 | 17.0765 | 0 | 0 | 365.4372 | 17.0765 | 0
1793 | 42.91 | 1548.16 | 0.23 | 0 | 0 | 0 | 0 | 121.16 | 0 | 841.16 | 0 | 0 | 0 | 1377.96 | 599.13 | 0 | 56740.2 | 0 | 0 | 1.13 | 0 | 8.59 | 0 | 205.57 | 17.08 | 0 | 0 | 85.3446 | 5.7186 | 0 | 0 | 0 | 0 | 0 | 17.0765 | 0 | 0 | 365.4372 | 17.0765 | 0
1794 | 44.09 | 1576.79 | 0.27 | 0 | 0 | 0 | 0 | 110.49 | 0 | 947.67 | 0 | 0 | 0 | 1377.96 | 599.13 | 0 | 57339.33 | 0 | 0 | 1.12 | 0 | 9.49 | 37.55 | 238.17 | 17.08 | 0 | 0 | 87.3527 | 6.6717 | 0 | 0 | 0 | 0 | 0 | 17.0765 | 0 | 0 | 365.4372 | 17.0765 | 0
1795 | 35.75 | 1362.13 | 0.32 | 0 | 0 | 0 | 0 | 0 | 0 | 947.67 | 0 | 0 | 0 | 1299.03 | 543.89 | 0 | 57883.22 | 0 | 0 | 1.13 | 0 | 10.18 | 0 | 230.77 | 17.08 | 0 | 0 | 91.3689 | 6.6717 | 0 | 0 | 0 | 0 | 0 | 17.0765 | 0 | 0 | 365.4372 | 17.0765 | 0
1796 | 0 | 0 | 0.38 | 0 | 0 | 0 | 0 | 0 | 102.7335 | 841.1 | 0 | 0 | 0 | 0 | 0 | 365.44 | 57517.78 | 0 | 0 | 0 | 0 | 9.7 | 0 | 221.75 | 17.08 | 0 | 0 | 97.3933 | 5.7186 | 0 | 0 | 0 | 0 | 0 | 17.0765 | 0 | 0 | 365.4372 | 17.0765 | 0
1797 | 0 | 0 | 0.45 | 0 | 0 | 0 | 0 | 0 | 103.7168 | 733.51 | 0 | 0 | 0 | 0 | 0 | 365.44 | 57152.35 | 0 | 0 | 0 | 0 | 9.11 | 0 | 210.55 | 17.08 | 0 | 0 | 99.4014 | 4.7655 | 0 | 0 | 0 | 0 | 0 | 17.0765 | 0 | 0 | 365.4372 | 17.0765 | 0
1798 | 0 | 0 | 0.47 | 0 | 0 | 0 | 0 | 0 | 84.0319 | 646.35 | 0 | 0 | 0 | 0 | 0 | 392.44 | 56759.9 | 27.01 | 12.6947 | 0 | 0 | 8.44 | 0 | 197.85 | 17.08 | 0 | 0 | 93.377 | 3.8124 | 0 | 0 | 0 | 0 | 0 | 17.0765 | 0 | 0 | 365.4372 | 17.0765 | 0
1799 | 0 | 0 | 0.49 | 0 | 0 | 0 | 0 | 0 | 84.697 | 558.48 | 0 | 0 | 0 | 0 | 0 | 365.44 | 56394.47 | 0 | 0 | 0 | 0 | 7.72 | 0 | 184.11 | 17.08 | 0 | 0 | 82.3324 | 2.8593 | 0 | 0 | 0 | 0 | 0 | 17.0765 | 0 | 0 | 365.4372 | 17.0765 | 0
1800 | 0 | 0 | 0.51 | 0 | 0 | 0 | 0 | 0 | 75.7029 | 479.96 | 0 | 0 | 0 | 0 | 0 | 365.44 | 56029.03 | 0 | 0 | 0 | 0 | 7 | 0 | 170.51 | 17.08 | 0 | 0 | 74.3 | 1.9062 | 0 | 0 | 0 | 0 | 0 | 17.0765 | 0 | 0 | 365.4372 | 17.0765 | 0
1801 | 0 | 0 | 0.53 | 0 | 0 | 0 | 0 | 0 | 69.6972 | 407.65 | 0 | 0 | 0 | 0 | 0 | 365.44 | 55663.59 | 0 | 0 | 0 | 0 | 6.35 | 0 | 158.07 | 17.08 | 0 | 0 | 69.2797 | 0.95311 | 0 | 0 | 0 | 0 | 0 | 17.0765 | 0 | 0 | 365.4372 | 17.0765 | 0
1802 | 0 | 0 | 0.59 | 0 | 0 | 0 | 0 | 0 | 64.6651 | 340.57 | 0 | 0 | 0 | 0 | 0 | 365.44 | 55298.16 | 0 | 0 | 0 | 0 | 5.61 | 0 | 144.07 | 17.08 | 0 | 0 | 65.2635 | 0 | 0 | 0 | 0 | 0 | 0 | 17.0765 | 0 | 0 | 365.4372 | 17.0765 | 0
1803 | 0 | 0 | 0.72 | 0 | 0 | 0 | 0 | 0 | 63.5469 | 274.65 | 0 | 0 | 0 | 0 | 0 | 365.44 | 54932.72 | 0 | 0 | 0 | 0 | 4.73 | 0 | 127.3 | 17.08 | 0 | 0 | 64.2595 | 0 | 0 | 0 | 0 | 0 | 0 | 17.0765 | 0 | 0 | 365.4372 | 17.0765 | 0
1804 | 0 | 0 | 0.76 | 0 | 0 | 0 | 0 | 0 | 55.7867 | 216.78 | 0 | 0 | 0 | 0 | 0 | 383.98 | 54548.74 | 18.54 | 8.7138 | 0 | 0 | 3.8 | 0 | 109.59 | 17.08 | 0 | 0 | 65.2635 | 0 | 0 | 0 | 0 | 0 | 0 | 17.0765 | 0 | 0 | 365.4372 | 17.0765 | 0
1805 | 0 | 0 | 0.73 | 0 | 0 | 0 | 0 | 0 | 55.8542 | 158.83 | 0 | 0 | 0 | 0 | 0 | 392.44 | 54156.3 | 27.01 | 12.6947 | 0 | 0 | 2.89 | 0 | 92.36 | 17.08 | 0 | 0 | 69.2797 | 0 | 0 | 0 | 0 | 0 | 0 | 17.0765 | 0 | 0 | 365.4372 | 17.0765 | 0
1806 | 0 | 0 | 0.68 | 0 | 0 | 0 | 0 | 0 | 73.5628 | 82.52 | 0 | 0 | 0 | 0 | 0 | 365.44 | 53790.86 | 0 | 0 | 0 | 0 | 1.96 | 0 | 74.71 | 17.08 | 0 | 0 | 73.296 | 0.95311 | 0 | 0 | 0 | 0 | 0 | 17.0765 | 0 | 0 | 365.4372 | 17.0765 | 0
1807 | 0 | 0 | 0.67 | 0 | 0 | 0 | 0 | 0 | 79.5493 | 0 | 0 | 0 | 0 | 0 | 0 | 365.44 | 53425.42 | 0 | 0 | 0 | 1.0165 | 0 | 0 | 57.67 | 17.08 | 0 | 0 | 79.3203 | 1.9062 | 0 | 0 | 0 | 0 | 0 | 17.0765 | 0 | 0 | 365.4372 | 17.0765 | 0
1808 | 17.8 | 789.31 | 0.7 | 0 | 0 | 0 | 0 | 0.39 | 0 | 0.37 | 0 | 0 | 0 | 676.9 | 108.39 | 0 | 53533.81 | 0 | 0 | 1.26 | 0 | 0.37 | 42.12 | 82.06 | 17.08 | 0 | 0 | 83.3365 | 3.8124 | 0 | 0 | 0 | 0 | 0 | 17.0765 | 0 | 0 | 365.4372 | 17.0765 | 0
1809 | 32.49 | 1270.57 | 0.78 | 0 | 0 | 0 | 0 | 1.38 | 0 | 1.7 | 0 | 0 | 0 | 1209.17 | 480.98 | 0 | 54014.8 | 0 | 0 | 1.22 | 0 | 0.99 | 0 | 71.66 | 17.08 | 0 | 0 | 86.3487 | 5.7186 | 0 | 0 | 0 | 0 | 0 | 17.0765 | 0 | 0 | 365.4372 | 17.0765 | 0
1810 | 37.45 | 1408.22 | 0.93 | 0 | 0 | 0 | 0 | 0 | 0 | 1.7 | 0 | 0 | 0 | 1314.07 | 554.41 | 0 | 54569.21 | 0 | 0 | 1.2 | 0 | 1.7 | 40.17 | 101.74 | 17.08 | 0 | 0 | 87.3527 | 3.8124 | 0 | 0 | 0 | 0 | 0 | 17.0765 | 0 | 0 | 365.4372 | 17.0765 | 0
1811 | 44.67 | 1590.83 | 1.15 | 0 | 0 | 0 | 0 | 157.14 | 0 | 153.18 | 0 | 0 | 0 | 1377.96 | 599.13 | 0 | 55168.34 | 0 | 0 | 1.18 | 0 | 2.47 | 9.21 | 103.81 | 17.08 | 0 | 0 | 87.3527 | 3.8124 | 0 | 0 | 0 | 0 | 0 | 17.0765 | 0 | 0 | 365.4372 | 17.0765 | 0
1812 | 43.3 | 1557.64 | 1.47 | 0 | 0 | 0 | 0 | 133.11 | 0 | 281.5 | 0 | 0 | 0 | 1377.96 | 599.13 | 0 | 55767.47 | 0 | 0 | 1.19 | 0 | 3.42 | 0 | 100.38 | 17.08 | 0 | 0 | 86.3487 | 3.8124 | 0 | 0 | 0 | 0 | 0 | 17.0765 | 0 | 0 | 365.4372 | 17.0765 | 0
1813 | 40.37 | 1484.38 | 1.89 | 0 | 0 | 0 | 0 | 106.82 | 0 | 384.48 | 0 | 0 | 0 | 1289.19 | 537 | 0 | 56304.47 | 0 | 0 | 1.2 | 0 | 4.47 | 40.31 | 136.85 | 17.08 | 0 | 0 | 84.3406 | 4.7655 | 0 | 0 | 0 | 0 | 0 | 17.0765 | 0 | 0 | 365.4372 | 17.0765 | 0
1814 | 36.22 | 1375.16 | 2.18 | 0 | 0 | 0 | 0 | 0 | 0 | 384.48 | 0 | 0 | 0 | 1324.29 | 561.57 | 0 | 56866.04 | 0 | 0 | 1.18 | 0 | 5.52 | 0 | 135.69 | 17.08 | 0 | 0 | 83.3365 | 4.7655 | 0 | 0 | 0 | 0 | 0 | 17.0765 | 0 | 0 | 365.4372 | 17.0765 | 0
1815 | 39.16 | 1453.41 | 2.29 | 0 | 0 | 0 | 0 | 157.14 | 0 | 535.96 | 0 | 0 | 0 | 1248.49 | 508.51 | 0 | 57374.54 | 0 | 0 | 1.13 | 0 | 6.53 | 0 | 134.4 | 17.08 | 0 | 0 | 83.3365 | 4.7655 | 0 | 0 | 0 | 0 | 0 | 17.0765 | 0 | 0 | 365.4372 | 17.0765 | 0
1816 | 42.52 | 1538.53 | 2.19 | 0 | 0 | 0 | 0 | 78.54 | 0 | 611.67 | 0 | 0 | 0 | 1377.96 | 599.13 | 0 | 57973.68 | 0 | 0 | 1.12 | 0 | 7.55 | 37.52 | 169.17 | 17.08 | 0 | 0 | 83.3365 | 4.7655 | 0 | 0 | 0 | 0 | 0 | 17.0765 | 0 | 0 | 365.4372 | 17.0765 | 0
1817 | 46.71 | 1638.9 | 1.92 | 0 | 0 | 0 | 0 | 157.14 | 0 | 763.15 | 0 | 0 | 0 | 1377.96 | 599.13 | 0 | 58572.81 | 0 | 0 | 1.13 | 0 | 8.59 | 37.78 | 204.4 | 17.08 | 22.46 | 0 | 85.3446 | 5.7186 | 0 | 0 | 0 | 0 | 0 | 17.0765 | 0 | 0 | 365.4372 | 17.0765 | 0
1818 | 48.99 | 1691.09 | 1.5 | 0 | 0 | 0 | 0 | 157.14 | 0 | 914.63 | 0 | 0 | 0 | 1377.96 | 599.13 | 0 | 59171.94 | 0 | 0 | 1.12 | 0 | 9.49 | 37.55 | 237 | 17.08 | 73.78 | 0 | 87.3527 | 6.6717 | 0 | 0 | 0 | 0 | 0 | 17.0765 | 0 | 0 | 365.4372 | 17.0765 | 0
1819 | 39.86 | 1471.43 | 1.11 | 0 | 0 | 0 | 0 | 34.27 | 0 | 947.67 | 0 | 0 | 0 | 1377.96 | 599.13 | 0 | 59771.08 | 0 | 0 | 1.13 | 0 | 10.18 | 0 | 229.6 | 17.08 | 0 | 0 | 92.373 | 6.6717 | 0 | 0 | 0 | 0 | 0 | 17.0765 | 0 | 0 | 365.4372 | 17.0765 | 0
1820 | 0 | 0 | 0.86 | 0 | 0 | 0 | 0 | 0 | 90.5678 | 853.72 | 0 | 0 | 0 | 0 | 0 | 392.44 | 59378.63 | 27.01 | 12.6947 | 0 | 0 | 9.7 | 0 | 220.57 | 17.08 | 0 | 0 | 98.3973 | 5.7186 | 0 | 0 | 0 | 0 | 0 | 17.0765 | 0 | 0 | 365.4372 | 17.0765 | 0
1821 | 0 | 0 | 0.69 | 0 | 0 | 0 | 0 | 0 | 103.4758 | 746.38 | 0 | 0 | 0 | 0 | 0 | 365.44 | 59013.2 | 0 | 0 | 0 | 0 | 9.11 | 0 | 209.38 | 17.08 | 0 | 0 | 99.4014 | 4.7655 | 0 | 0 | 0 | 0 | 0 | 17.0765 | 0 | 0 | 365.4372 | 17.0765 | 0
1822 | 0 | 0 | 0.62 | 0 | 0 | 0 | 0 | 0 | 96.5639 | 646.21 | 0 | 0 | 0 | 0 | 0 | 365.44 | 58647.76 | 0 | 0 | 0 | 0 | 8.44 | 0 | 196.68 | 17.08 | 0 | 0 | 93.377 | 3.8124 | 0 | 0 | 0 | 0 | 0 | 17.0765 | 0 | 0 | 365.4372 | 17.0765 | 0
1823 | 0 | 0 | 0.61 | 0 | 0 | 0 | 0 | 0 | 84.5814 | 558.47 | 0 | 0 | 0 | 0 | 0 | 365.44 | 58282.32 | 0 | 0 | 0 | 0 | 7.72 | 0 | 182.94 | 17.08 | 0 | 0 | 82.3324 | 2.8593 | 0 | 0 | 0 | 0 | 0 | 17.0765 | 0 | 0 | 365.4372 | 17.0765 | 0
1824 | 0 | 0 | 0.66 | 0 | 0 | 0 | 0 | 0 | 73.7364 | 481.98 | 0 | 0 | 0 | 0 | 0 | 369.29 | 57913.04 | 3.85 | 1.8095 | 0 | 0 | 7 | 0 | 169.34 | 17.08 | 0 | 0 | 74.3 | 1.9062 | 0 | 0 | 0 | 0 | 0 | 17.0765 | 0 | 0 | 365.4372 | 17.0765 | 0
1825 | 0 | 0 | 0.75 | 0 | 0 | 0 | 0 | 0 | 69.4851 | 409.89 | 0 | 0 | 0 | 0 | 0 | 365.44 | 57547.6 | 0 | 0 | 0 | 0 | 6.35 | 0 | 156.9 | 17.08 | 0 | 0 | 69.2797 | 0.95311 | 0 | 0 | 0 | 0 | 0 | 17.0765 | 0 | 0 | 365.4372 | 17.0765 | 0
1826 | 0 | 0 | 0.83 | 0 | 0 | 0 | 0 | 0 | 65.4363 | 342.02 | 0 | 0 | 0 | 0 | 0 | 365.44 | 57182.16 | 0 | 0 | 0 | 0 | 5.61 | 0 | 142.9 | 17.08 | 0 | 0 | 66.2676 | 0 | 0 | 0 | 0 | 0 | 0 | 17.0765 | 0 | 0 | 365.4372 | 17.0765 | 0
1827 | 0 | 0 | 0.88 | 0 | 0 | 0 | 0 | 0 | 50.6871 | 289.44 | 0 | 0 | 0 | 0 | 0 | 392.44 | 56789.72 | 27.01 | 12.6947 | 0 | 0 | 4.73 | 0 | 126.13 | 17.08 | 0 | 0 | 64.2595 | 0 | 0 | 0 | 0 | 0 | 0 | 17.0765 | 0 | 0 | 365.4372 | 17.0765 | 0
1828 | 0 | 0 | 0.88 | 0 | 0 | 0 | 0 | 0 | 65.3881 | 221.61 | 0 | 0 | 0 | 0 | 0 | 365.44 | 56424.28 | 0 | 0 | 0 | 0 | 3.8 | 0 | 108.41 | 17.08 | 0 | 0 | 66.2676 | 0 | 0 | 0 | 0 | 0 | 0 | 17.0765 | 0 | 0 | 365.4372 | 17.0765 | 0
1829 | 0 | 0 | 0.9 | 0 | 0 | 0 | 0 | 0 | 57.6954 | 161.75 | 0 | 0 | 0 | 0 | 0 | 392.44 | 56031.84 | 27.01 | 12.6947 | 0 | 0 | 2.89 | 0 | 91.19 | 17.08 | 0 | 0 | 71.2878 | 0 | 0 | 0 | 0 | 0 | 0 | 17.0765 | 0 | 0 | 365.4372 | 17.0765 | 0
1830 | 0 | 0 | 1.08 | 0 | 0 | 0 | 0 | 0 | 75.1824 | 83.77 | 0 | 0 | 0 | 0 | 0 | 365.44 | 55666.4 | 0 | 0 | 0 | 0 | 1.96 | 0 | 73.54 | 17.08 | 0 | 0 | 75.3041 | 0.95311 | 0 | 0 | 0 | 0 | 0 | 17.0765 | 0 | 0 | 365.4372 | 17.0765 | 0
1831 | 0 | 0 | 1.47 | 0 | 0 | 0 | 0 | 0 | 80.7543 | 0 | 0 | 0 | 0 | 0 | 0 | 365.44 | 55300.96 | 0 | 0 | 0 | 1.0165 | 0 | 0 | 56.49 | 17.08 | 0 | 0 | 81.3284 | 1.9062 | 0 | 0 | 0 | 0 | 0 | 17.0765 | 0 | 0 | 365.4372 | 17.0765 | 0
1832 | 17.92 | 793.98 | 2.11 | 0 | 0 | 0 | 0 | 157.14 | 0 | 151.48 | 0 | 0 | 0 | 524.35 | 1.61 | 0 | 55302.57 | 0 | 0 | 1.26 | 0 | 0.37 | 42.12 | 80.89 | 17.08 | 0 | 0 | 85.3446 | 3.8124 | 0 | 0 | 0 | 0 | 0 | 17.0765 | 0 | 0 | 365.4372 | 17.0765 | 0
1833 | 30.64 | 1216.22 | 3.15 | 0 | 0 | 0 | 0 | 0 | 0 | 151.48 | 0 | 0 | 0 | 1153.71 | 442.16 | 0 | 55744.73 | 0 | 0 | 1.22 | 0 | 0.99 | 0 | 70.48 | 17.08 | 0 | 0 | 89.3608 | 5.7186 | 0 | 0 | 0 | 0 | 0 | 17.0765 | 0 | 0 | 365.4372 | 17.0765 | 0
1834 | 37.58 | 1411.69 | 3.9 | 0 | 0 | 0 | 0 | 0 | 0 | 151.48 | 0 | 0 | 0 | 1356.79 | 584.32 | 0 | 56329.05 | 0 | 0 | 1.2 | 0 | 1.7 | 0 | 62.41 | 17.08 | 0 | 0 | 91.3689 | 3.8124 | 0 | 0 | 0 | 0 | 0 | 17.0765 | 0 | 0 | 365.4372 | 17.0765 | 0
1835 | 45.33 | 1606.63 | 4.32 | 0 | 0 | 0 | 0 | 142.34 | 0 | 288.7 | 0 | 0 | 0 | 1377.96 | 599.13 | 0 | 56928.18 | 0 | 0 | 1.18 | 0 | 2.47 | 39.62 | 93.37 | 17.08 | 0 | 0 | 91.3689 | 3.8124 | 0 | 0 | 0 | 0 | 0 | 17.0765 | 0 | 0 | 365.4372 | 17.0765 | 0
1836 | 44.75 | 1592.81 | 4.46 | 0 | 0 | 0 | 0 | 157.14 | 0 | 440.18 | 0 | 0 | 0 | 1349.83 | 579.44 | 0 | 57507.62 | 0 | 0 | 1.19 | 0 | 3.42 | 39.7 | 127.65 | 17.08 | 0 | 0 | 90.3649 | 3.8124 | 0 | 0 | 0 | 0 | 0 | 17.0765 | 0 | 0 | 365.4372 | 17.0765 | 0
1837 | 42.42 | 1535.99 | 4.33 | 0 | 0 | 0 | 0 | 69.14 | 0 | 506.82 | 0 | 0 | 0 | 1377.96 | 599.13 | 0 | 58106.75 | 0 | 0 | 1.2 | 0 | 4.47 | 40.31 | 164.13 | 17.08 | 0 | 0 | 89.3608 | 4.7655 | 0 | 0 | 0 | 0 | 0 | 17.0765 | 0 | 0 | 365.4372 | 17.0765 | 0
1838 | 38.66 | 1440.15 | 3.93 | 0 | 0 | 0 | 0 | 9.48 | 0 | 515.96 | 0 | 0 | 0 | 1377.96 | 599.13 | 0 | 58705.89 | 0 | 0 | 1.18 | 0 | 5.52 | 0 | 162.96 | 17.08 | 0 | 0 | 89.3608 | 4.7655 | 0 | 0 | 0 | 0 | 0 | 17.0765 | 0 | 0 | 365.4372 | 17.0765 | 0
1839 | 40.75 | 1494.21 | 3.41 | 0 | 0 | 0 | 0 | 45.17 | 0 | 559.5 | 0 | 0 | 0 | 1377.96 | 599.13 | 0 | 59305.02 | 0 | 0 | 1.13 | 0 | 6.53 | 20.99 | 181.61 | 17.08 | 0 | 0 | 88.3568 | 4.7655 | 0 | 0 | 0 | 0 | 0 | 17.0765 | 0 | 0 | 365.4372 | 17.0765 | 0
1840 | 42.99 | 1550.15 | 2.74 | 0 | 0 | 0 | 0 | 122.68 | 0 | 677.77 | 0 | 0 | 0 | 1377.96 | 599.13 | 0 | 59904.15 | 0 | 0 | 1.12 | 0 | 7.55 | 0 | 180.73 | 17.08 | 0 | 0 | 89.3608 | 4.7655 | 0 | 0 | 0 | 0 | 0 | 17.0765 | 0 | 0 | 365.4372 | 17.0765 | 0
1841 | 45.62 | 1613.4 | 2.28 | 0 | 0 | 0 | 0 | 147.34 | 0 | 819.8 | 0 | 0 | 0 | 1377.96 | 599.13 | 0 | 60503.29 | 0 | 0 | 1.13 | 0 | 8.59 | 37.78 | 215.97 | 17.08 | 0 | 0 | 91.3689 | 5.7186 | 0 | 0 | 0 | 0 | 0 | 17.0765 | 0 | 0 | 365.4372 | 17.0765 | 0
1842 | 45.1 | 1601.18 | 2.03 | 0 | 0 | 0 | 0 | 132.64 | 0 | 947.67 | 0 | 0 | 0 | 1377.96 | 599.13 | 0 | 61102.42 | 0 | 0 | 1.12 | 0 | 9.49 | 37.55 | 248.56 | 17.08 | 0 | 0 | 92.373 | 6.6717 | 0 | 0 | 0 | 0 | 0 | 17.0765 | 0 | 0 | 365.4372 | 17.0765 | 0
1843 | 35.22 | 1347.5 | 1.97 | 0 | 0 | 0 | 0 | 0 | 0 | 947.67 | 0 | 0 | 0 | 1281.5 | 531.61 | 0 | 61634.03 | 0 | 0 | 1.13 | 0 | 10.18 | 0 | 241.17 | 17.08 | 0 | 0 | 95.3851 | 6.6717 | 0 | 0 | 0 | 0 | 0 | 17.0765 | 0 | 0 | 365.4372 | 17.0765 | 0
1844 | 0 | 0 | 2.02 | 0 | 0 | 0 | 0 | 0 | 105.1049 | 838.64 | 0 | 0 | 0 | 0 | 0 | 365.44 | 61268.59 | 0 | 0 | 0 | 0 | 9.7 | 0 | 232.14 | 17.08 | 0 | 0 | 101.4095 | 5.7186 | 0 | 0 | 0 | 0 | 0 | 17.0765 | 0 | 0 | 365.4372 | 17.0765 | 0
1845 | 0 | 0 | 2.12 | 0 | 0 | 0 | 0 | 0 | 105.0567 | 729.66 | 0 | 0 | 0 | 0 | 0 | 365.44 | 60903.15 | 0 | 0 | 0 | 0 | 9.11 | 0 | 220.95 | 17.08 | 0 | 0 | 102.4135 | 4.7655 | 0 | 0 | 0 | 0 | 0 | 17.0765 | 0 | 0 | 365.4372 | 17.0765 | 0
1846 | 0 | 0 | 2.54 | 0 | 0 | 0 | 0 | 0 | 97.6628 | 628.35 | 0 | 0 | 0 | 0 | 0 | 365.44 | 60537.72 | 0 | 0 | 0 | 0 | 8.44 | 0 | 208.24 | 17.08 | 0 | 0 | 96.3892 | 3.8124 | 0 | 0 | 0 | 0 | 0 | 17.0765 | 0 | 0 | 365.4372 | 17.0765 | 0
1847 | 0 | 0 | 3.19 | 0 | 0 | 0 | 0 | 0 | 85.0152 | 540.16 | 0 | 0 | 0 | 0 | 0 | 365.44 | 60172.28 | 0 | 0 | 0 | 0 | 7.72 | 0 | 194.5 | 17.08 | 0 | 0 | 85.3446 | 2.8593 | 0 | 0 | 0 | 0 | 0 | 17.0765 | 0 | 0 | 365.4372 | 17.0765 | 0
1848 | 0 | 0 | 3.92 | 0 | 0 | 0 | 0 | 0 | 74.2955 | 463.09 | 0 | 0 | 0 | 0 | 0 | 365.44 | 59806.84 | 0 | 0 | 0 | 0 | 7 | 0 | 180.91 | 17.08 | 0 | 0 | 76.3081 | 1.9062 | 0 | 0 | 0 | 0 | 0 | 17.0765 | 0 | 0 | 365.4372 | 17.0765 | 0
1849 | 0 | 0 | 4.9 | 0 | 0 | 0 | 0 | 0 | 56.9242 | 404.04 | 0 | 0 | 0 | 0 | 0 | 389.73 | 59417.11 | 24.29 | 11.4163 | 0 | 0 | 6.35 | 0 | 168.47 | 17.08 | 0 | 0 | 72.2919 | 0.95311 | 0 | 0 | 0 | 0 | 0 | 17.0765 | 0 | 0 | 365.4372 | 17.0765 | 0
1850 | 0 | 0 | 6.09 | 0 | 0 | 0 | 0 | 0 | 62.1876 | 339.53 | 0 | 0 | 0 | 0 | 0 | 365.44 | 59051.68 | 0 | 0 | 0 | 0 | 5.61 | 0 | 154.47 | 17.08 | 0 | 0 | 68.2757 | 0 | 0 | 0 | 0 | 0 | 0 | 17.0765 | 0 | 0 | 365.4372 | 17.0765 | 0
1851 | 0 | 0 | 7.36 | 0 | 0 | 0 | 0 | 0 | 59.9126 | 277.38 | 0 | 0 | 0 | 0 | 0 | 365.44 | 58686.24 | 0 | 0 | 0 | 0 | 4.73 | 0 | 137.69 | 17.08 | 0 | 0 | 67.2716 | 0 | 0 | 0 | 0 | 0 | 0 | 17.0765 | 0 | 0 | 365.4372 | 17.0765 | 0
1852 | 0 | 0 | 8.01 | 0 | 0 | 0 | 0 | 0 | 61.2718 | 213.82 | 0 | 0 | 0 | 0 | 0 | 365.44 | 58320.8 | 0 | 0 | 0 | 0 | 3.8 | 0 | 119.98 | 17.08 | 0 | 0 | 69.2797 | 0 | 0 | 0 | 0 | 0 | 0 | 17.0765 | 0 | 0 | 365.4372 | 17.0765 | 0
1853 | 0 | 0 | 8.46 | 0 | 0 | 0 | 0 | 0 | 63.8264 | 147.61 | 0 | 0 | 0 | 0 | 0 | 365.44 | 57955.37 | 0 | 0 | 0 | 0 | 2.89 | 0 | 102.76 | 17.08 | 0 | 0 | 72.2919 | 0 | 0 | 0 | 0 | 0 | 0 | 17.0765 | 0 | 0 | 365.4372 | 17.0765 | 0
1854 | 0 | 0 | 9.15 | 0 | 0 | 0 | 0 | 0 | 69.1092 | 75.91 | 0 | 0 | 0 | 0 | 0 | 365.44 | 57589.93 | 0 | 0 | 0 | 0 | 1.96 | 0 | 85.11 | 17.08 | 0 | 0 | 77.3122 | 0.95311 | 0 | 0 | 0 | 0 | 0 | 17.0765 | 0 | 0 | 365.4372 | 17.0765 | 0
1855 | 0 | 0 | 10.05 | 0 | 0 | 0 | 0 | 0 | 73.1772 | 0 | 0 | 0 | 0 | 0 | 0 | 365.44 | 57224.49 | 0 | 0 | 0 | 1.0165 | 0 | 0 | 68.06 | 17.08 | 0 | 0 | 82.3324 | 1.9062 | 0 | 0 | 0 | 0 | 0 | 17.0765 | 0 | 0 | 365.4372 | 17.0765 | 0
1856 | 13.16 | 609.45 | 11.16 | 0 | 0 | 0 | 0 | 119.3 | 0 | 115.01 | 0 | 0 | 0 | 380.92 | 0 | 98.79 | 57125.7 | 0 | 0 | 1.26 | 0 | 0.37 | 42.12 | 92.45 | 17.08 | 0 | 0 | 86.3487 | 3.8124 | 0 | 0 | 0 | 0 | 0 | 17.0765 | 0 | 0 | 365.4372 | 17.0765 | 0
1857 | 26.82 | 1099 | 12.21 | 0 | 0 | 0 | 0 | 0 | 0 | 115.01 | 0 | 0 | 0 | 1040.73 | 363.07 | 0 | 57488.77 | 0 | 0 | 1.22 | 0 | 0.99 | 0 | 82.05 | 17.08 | 0 | 0 | 90.3649 | 5.7186 | 0 | 0 | 0 | 0 | 0 | 17.0765 | 0 | 0 | 365.4372 | 17.0765 | 0
1858 | 36.34 | 1378.37 | 12.52 | 0 | 0 | 0 | 0 | 0 | 0 | 115.01 | 0 | 0 | 0 | 1329.85 | 565.46 | 0 | 58054.23 | 0 | 0 | 1.2 | 0 | 1.7 | 0 | 73.97 | 17.08 | 0 | 0 | 92.373 | 3.8124 | 0 | 0 | 0 | 0 | 0 | 17.0765 | 0 | 0 | 365.4372 | 17.0765 | 0
1859 | 43.57 | 1564.37 | 11.99 | 0 | 0 | 0 | 0 | 104.99 | 0 | 216.22 | 0 | 0 | 0 | 1377.96 | 599.13 | 0 | 58653.36 | 0 | 0 | 1.18 | 0 | 2.47 | 39.62 | 104.94 | 17.08 | 0 | 0 | 92.373 | 3.8124 | 0 | 0 | 0 | 0 | 0 | 17.0765 | 0 | 0 | 365.4372 | 17.0765 | 0
1860 | 46.41 | 1631.94 | 10.84 | 0 | 0 | 0 | 0 | 157.14 | 0 | 367.7 | 0 | 0 | 0 | 1377.96 | 599.13 | 0 | 59252.5 | 0 | 0 | 1.19 | 0 | 3.42 | 39.7 | 139.21 | 17.08 | 17.03 | 0 | 92.373 | 3.8124 | 0 | 0 | 0 | 0 | 0 | 17.0765 | 0 | 0 | 365.4372 | 17.0765 | 0
1861 | 46.88 | 1642.89 | 9.51 | 0 | 0 | 0 | 0 | 157.14 | 0 | 519.18 | 0 | 0 | 0 | 1377.96 | 599.13 | 0 | 59851.63 | 0 | 0 | 1.2 | 0 | 4.47 | 40.31 | 175.69 | 17.08 | 26.54 | 0 | 91.3689 | 4.7655 | 0 | 0 | 0 | 0 | 0 | 17.0765 | 0 | 0 | 365.4372 | 17.0765 | 0
1862 | 45.82 | 1618.25 | 8.13 | 0 | 0 | 0 | 0 | 157.14 | 0 | 670.66 | 0 | 0 | 0 | 1377.96 | 599.13 | 0 | 60450.76 | 0 | 0 | 1.18 | 0 | 5.52 | 39.49 | 212.04 | 17.08 | 1.3 | 0 | 90.3649 | 4.7655 | 0 | 0 | 0 | 0 | 0 | 17.0765 | 0 | 0 | 365.4372 | 17.0765 | 0
1863 | 44.33 | 1582.62 | 6.99 | 0 | 0 | 0 | 0 | 157.14 | 0 | 822.14 | 0 | 0 | 0 | 1377.96 | 599.13 | 0 | 61049.89 | 0 | 0 | 1.13 | 0 | 6.53 | 2.57 | 213.2 | 17.08 | 0 | 0 | 90.3649 | 4.7655 | 0 | 0 | 0 | 0 | 0 | 17.0765 | 0 | 0 | 365.4372 | 17.0765 | 0
1864 | 42.11 | 1528.38 | 6.55 | 0 | 0 | 0 | 0 | 102.83 | 0 | 921.26 | 0 | 0 | 0 | 1377.96 | 599.13 | 0 | 61649.03 | 0 | 0 | 1.12 | 0 | 7.55 | 0 | 212.31 | 17.08 | 0 | 0 | 90.3649 | 4.7655 | 0 | 0 | 0 | 0 | 0 | 17.0765 | 0 | 0 | 365.4372 | 17.0765 | 0
1865 | 39.37 | 1458.86 | 6.34 | 0 | 0 | 0 | 0 | 27.39 | 0 | 947.67 | 0 | 0 | 0 | 1377.96 | 599.13 | 0 | 62248.16 | 0 | 0 | 1.13 | 0 | 8.59 | 0 | 211.66 | 17.08 | 0 | 0 | 92.373 | 5.7186 | 0 | 0 | 0 | 0 | 0 | 17.0765 | 0 | 0 | 365.4372 | 17.0765 | 0
1866 | 37.57 | 1411.45 | 6.04 | 0 | 0 | 0 | 0 | 0 | 0 | 947.67 | 0 | 0 | 0 | 1316.34 | 556 | 0 | 62804.16 | 0 | 0 | 1.12 | 0 | 9.49 | 37.55 | 244.25 | 17.08 | 0 | 0 | 93.377 | 6.6717 | 0 | 0 | 0 | 0 | 0 | 17.0765 | 0 | 0 | 365.4372 | 17.0765 | 0
1867 | 27.51 | 1120.54 | 5.82 | 0 | 0 | 0 | 0 | 0 | 0 | 947.67 | 0 | 0 | 0 | 1049.68 | 369.34 | 0 | 63173.5 | 0 | 0 | 1.13 | 0 | 10.18 | 0 | 236.86 | 17.08 | 0 | 0 | 96.3892 | 6.6717 | 0 | 0 | 0 | 0 | 0 | 17.0765 | 0 | 0 | 365.4372 | 17.0765 | 0
1868 | 0 | 0 | 5.87 | 0 | 0 | 0 | 0 | 0 | 102.2611 | 841.59 | 0 | 0 | 0 | 0 | 0 | 365.44 | 62808.06 | 0 | 0 | 0 | 0 | 9.7 | 0 | 227.83 | 17.08 | 0 | 0 | 102.4135 | 5.7186 | 0 | 0 | 0 | 0 | 0 | 17.0765 | 0 | 0 | 365.4372 | 17.0765 | 0
1869 | 0 | 0 | 6.27 | 0 | 0 | 0 | 0 | 0 | 102.8877 | 734.86 | 0 | 0 | 0 | 0 | 0 | 365.44 | 62442.62 | 0 | 0 | 0.97 | 0 | 10.04 | 0 | 216.64 | 17.08 | 0 | 0 | 103.4176 | 4.7655 | 0 | 0 | 0 | 0 | 0 | 17.0765 | 0 | 0 | 365.4372 | 17.0765 | 0
1870 | 0 | 0 | 6.19 | 0 | 0 | 0 | 0 | 0 | 94.0093 | 637.34 | 0 | 0 | 0 | 0 | 0 | 365.44 | 62077.19 | 0 | 0 | 0 | 0 | 9.37 | 0 | 203.93 | 17.08 | 0 | 0 | 96.3892 | 3.8124 | 0 | 0 | 0 | 0 | 0 | 17.0765 | 0 | 0 | 365.4372 | 17.0765 | 0
1871 | 0 | 0 | 6.26 | 0 | 0 | 0 | 0 | 0 | 84.244 | 549.95 | 0 | 0 | 0 | 0 | 0 | 365.44 | 61711.75 | 0 | 0 | 1.29 | 0 | 9.87 | 0 | 190.2 | 17.08 | 0 | 0 | 86.3487 | 2.8593 | 0 | 0 | 0 | 0 | 0 | 17.0765 | 0 | 0 | 365.4372 | 17.0765 | 0
1872 | 0 | 0 | 6.84 | 0 | 0 | 0 | 0 | 0 | 72.3771 | 474.88 | 0 | 0 | 0 | 0 | 0 | 365.44 | 61346.31 | 0 | 0 | 0 | 0 | 9.16 | 0 | 176.6 | 17.08 | 0 | 0 | 77.3122 | 1.9062 | 0 | 0 | 0 | 0 | 0 | 17.0765 | 0 | 0 | 365.4372 | 17.0765 | 0
1873 | 0 | 0 | 7.88 | 0 | 0 | 0 | 0 | 0 | 65.3688 | 407.07 | 0 | 0 | 0 | 0 | 0 | 365.44 | 60980.87 | 0 | 0 | 0 | 0 | 8.5 | 0 | 164.16 | 17.08 | 0 | 0 | 72.2919 | 0.95311 | 0 | 0 | 0 | 0 | 0 | 17.0765 | 0 | 0 | 365.4372 | 17.0765 | 0
1874 | 0 | 0 | 8.96 | 0 | 0 | 0 | 0 | 0 | 60.3271 | 344.49 | 0 | 0 | 0 | 0 | 0 | 365.44 | 60615.44 | 0 | 0 | 0 | 0 | 7.77 | 0 | 150.16 | 17.08 | 0 | 0 | 69.2797 | 0 | 0 | 0 | 0 | 0 | 0 | 17.0765 | 0 | 0 | 365.4372 | 17.0765 | 0
1875 | 0 | 0 | 9.92 | 0 | 0 | 0 | 0 | 0 | 58.3606 | 283.95 | 0 | 0 | 0 | 0 | 0 | 365.44 | 60250 | 0 | 0 | 0 | 0 | 6.88 | 0 | 133.38 | 17.08 | 0 | 0 | 68.2757 | 0 | 0 | 0 | 0 | 0 | 0 | 17.0765 | 0 | 0 | 365.4372 | 17.0765 | 0
1876 | 0 | 0 | 11.6 | 0 | 0 | 0 | 0 | 0 | 57.6761 | 224.12 | 0 | 0 | 0 | 0 | 0 | 365.44 | 59884.56 | 0 | 0 | 0 | 0 | 5.95 | 0 | 115.67 | 17.08 | 0 | 0 | 69.2797 | 0 | 0 | 0 | 0 | 0 | 0 | 17.0765 | 0 | 0 | 365.4372 | 17.0765 | 0
1877 | 0 | 0 | 13.19 | 0 | 0 | 0 | 0 | 0 | 60.5006 | 161.37 | 0 | 0 | 0 | 0 | 0 | 365.44 | 59519.13 | 0 | 0 | 1.39 | 0 | 6.37 | 0 | 98.45 | 17.08 | 0 | 0 | 72.2919 | 0 | 0 | 0 | 0 | 0 | 0 | 17.0765 | 0 | 0 | 365.4372 | 17.0765 | 0
1878 | 0 | 0 | 14.24 | 0 | 0 | 0 | 0 | 0 | 65.3688 | 93.55 | 0 | 0 | 0 | 0 | 0 | 365.44 | 59153.69 | 0 | 0 | 1.35 | 0 | 6.72 | 0 | 80.8 | 17.08 | 0 | 0 | 77.3122 | 0.95311 | 0 | 0 | 0 | 0 | 0 | 17.0765 | 0 | 0 | 365.4372 | 17.0765 | 0
1879 | 0 | 0 | 15.3 | 0 | 0 | 0 | 0 | 0 | 68.9356 | 22.04 | 0 | 0 | 0 | 0 | 0 | 365.44 | 58788.25 | 0 | 0 | 0 | 0 | 5.82 | 0 | 63.75 | 17.08 | 0 | 0 | 82.3324 | 1.9062 | 0 | 0 | 0 | 0 | 0 | 17.0765 | 0 | 0 | 365.4372 | 17.0765 | 0
1880 | 8.53 | 413.3 | 16.37 | 0 | 0 | 0 | 0 | 157.14 | 0 | 173.52 | 0 | 0 | 0 | 146.52 | 0 | 262.87 | 58525.38 | 0 | 0 | 1.26 | 0 | 6.2 | 42.12 | 88.14 | 17.08 | 0 | 0 | 87.3527 | 3.8124 | 0 | 0 | 0 | 0 | 0 | 17.0765 | 0 | 0 | 365.4372 | 17.0765 | 0
1881 | 21.12 | 909.17 | 17.04 | 0 | 0 | 0 | 0 | 157.14 | 0 | 325 | 0 | 0 | 0 | 692.89 | 119.59 | 0 | 58644.97 | 0 | 0 | 1.22 | 0 | 6.81 | 0 | 77.74 | 17.08 | 0 | 0 | 90.3649 | 5.7186 | 0 | 0 | 0 | 0 | 0 | 17.0765 | 0 | 0 | 365.4372 | 17.0765 | 0
1882 | 29.82 | 1191.65 | 17.67 | 0 | 0 | 0 | 0 | 0 | 0 | 325 | 0 | 0 | 0 | 1101.59 | 405.67 | 0 | 59050.64 | 0 | 0 | 1.2 | 0 | 7.52 | 40.17 | 107.83 | 17.08 | 0 | 0 | 92.373 | 3.8124 | 0 | 0 | 0 | 0 | 0 | 17.0765 | 0 | 0 | 365.4372 | 17.0765 | 0
1883 | 34.9 | 1338.79 | 17.77 | 0 | 0 | 0 | 0 | 0 | 0 | 325 | 0 | 0 | 0 | 1294.09 | 540.43 | 0 | 59591.07 | 0 | 0 | 1.18 | 0 | 8.3 | 0 | 101.15 | 17.08 | 0 | 0 | 92.373 | 3.8124 | 0 | 0 | 0 | 0 | 0 | 17.0765 | 0 | 0 | 365.4372 | 17.0765 | 0
1884 | 38.09 | 1425.18 | 17.01 | 0 | 0 | 0 | 0 | 5.96 | 0 | 330.74 | 0 | 0 | 0 | 1377.96 | 599.13 | 0 | 60190.2 | 0 | 0 | 1.19 | 0 | 9.24 | 0 | 97.71 | 17.08 | 0 | 0 | 91.3689 | 3.8124 | 0 | 0 | 0 | 0 | 0 | 17.0765 | 0 | 0 | 365.4372 | 17.0765 | 0
1885 | 39.15 | 1453.09 | 15.88 | 0 | 0 | 0 | 0 | 157.14 | 0 | 482.22 | 0 | 0 | 0 | 1214.34 | 484.6 | 0 | 60674.8 | 0 | 0 | 1.2 | 0 | 10.29 | 40.31 | 134.19 | 17.08 | 0 | 0 | 90.3649 | 4.7655 | 0 | 0 | 0 | 0 | 0 | 17.0765 | 0 | 0 | 365.4372 | 17.0765 | 0
1886 | 38.39 | 1433.17 | 14.62 | 0 | 0 | 0 | 0 | 157.14 | 0 | 633.7 | 0 | 0 | 0 | 1194.25 | 470.54 | 0 | 61145.34 | 0 | 0 | 1.18 | 0 | 11.35 | 39.49 | 170.54 | 17.08 | 0 | 0 | 89.3608 | 4.7655 | 0 | 0 | 0 | 0 | 0 | 17.0765 | 0 | 0 | 365.4372 | 17.0765 | 0
1887 | 38.67 | 1440.52 | 13.51 | 0 | 0 | 0 | 0 | 19.47 | 0 | 652.48 | 0 | 0 | 0 | 1377.96 | 599.13 | 0 | 61744.47 | 0 | 0 | 1.13 | 0 | 12.36 | 0 | 169.25 | 17.08 | 0 | 0 | 89.3608 | 4.7655 | 0 | 0 | 0 | 0 | 0 | 17.0765 | 0 | 0 | 365.4372 | 17.0765 | 0
1888 | 38.64 | 1439.71 | 11.91 | 0 | 0 | 0 | 0 | 0 | 0 | 652.48 | 0 | 0 | 0 | 1356.49 | 584.11 | 0 | 62328.58 | 0 | 0 | 1.12 | 0 | 13.38 | 37.52 | 204.01 | 17.08 | 0 | 0 | 90.3649 | 4.7655 | 0 | 0 | 0 | 0 | 0 | 17.0765 | 0 | 0 | 365.4372 | 17.0765 | 0
1889 | 38.57 | 1437.99 | 10.84 | 0 | 0 | 0 | 0 | 149.08 | 0 | 796.19 | 0 | 0 | 0 | 1240.11 | 502.64 | 0 | 62831.22 | 0 | 0 | 1.13 | 0 | 14.41 | 0 | 203.36 | 17.08 | 0 | 0 | 91.3689 | 5.7186 | 0 | 0 | 0 | 0 | 0 | 17.0765 | 0 | 0 | 365.4372 | 17.0765 | 0
1890 | 38.32 | 1431.42 | 9.98 | 0 | 0 | 0 | 0 | 157.14 | 0 | 947.67 | 0 | 0 | 0 | 1184.87 | 463.97 | 0 | 63295.19 | 0 | 0 | 1.12 | 0 | 15.32 | 37.55 | 235.95 | 17.08 | 0 | 0 | 92.373 | 6.6717 | 0 | 0 | 0 | 0 | 0 | 17.0765 | 0 | 0 | 365.4372 | 17.0765 | 0
1891 | 27.95 | 1134.27 | 9.04 | 0 | 0 | 0 | 0 | 0 | 0 | 947.67 | 0 | 0 | 0 | 1067.07 | 381.51 | 0 | 63676.7 | 0 | 0 | 1.13 | 0 | 16 | 0 | 228.56 | 17.08 | 0 | 0 | 96.3892 | 6.6717 | 0 | 0 | 0 | 0 | 0 | 17.0765 | 0 | 0 | 365.4372 | 17.0765 | 0
1892 | 0 | 0 | 8.17 | 0 | 0 | 0 | 0 | 0 | 99.7162 | 844.23 | 0 | 0 | 0 | 0 | 0 | 365.44 | 63311.26 | 0 | 0 | 0 | 0.247 | 15.27 | 0 | 219.53 | 17.08 | 0 | 0 | 102.4135 | 5.7186 | 0 | 0 | 0 | 0 | 0 | 17.0765 | 0 | 0 | 365.4372 | 17.0765 | 0
1893 | 0 | 0 | 7.75 | 0 | 0 | 0 | 0 | 0 | 100.4392 | 740.04 | 0 | 0 | 0 | 0 | 0 | 365.44 | 62945.83 | 0 | 0 | 0 | 0 | 14.68 | 0 | 208.34 | 17.08 | 0 | 0 | 103.4176 | 4.7655 | 0 | 0 | 0 | 0 | 0 | 17.0765 | 0 | 0 | 365.4372 | 17.0765 | 0
1894 | 0 | 0 | 7.12 | 0 | 0 | 0 | 0 | 0 | 82.9136 | 654.04 | 0 | 0 | 0 | 0 | 0 | 384.5 | 62561.33 | 19.06 | 8.9582 | 0 | 1.2065 | 12.74 | 0 | 195.63 | 17.08 | 0 | 0 | 96.3892 | 3.8124 | 0 | 0 | 0 | 0 | 0 | 17.0765 | 0 | 0 | 365.4372 | 17.0765 | 0
1895 | 0 | 0 | 6.07 | 0 | 0 | 0 | 0 | 0 | 82.1328 | 568.84 | 0 | 0 | 0 | 0 | 0 | 365.44 | 62195.89 | 0 | 0 | 0 | 0 | 12.01 | 0 | 181.9 | 17.08 | 0 | 0 | 85.3446 | 2.8593 | 0 | 0 | 0 | 0 | 0 | 17.0765 | 0 | 0 | 365.4372 | 17.0765 | 0
1896 | 0 | 0 | 5.18 | 0 | 0 | 0 | 0 | 0 | 71.7602 | 494.4 | 0 | 0 | 0 | 0 | 0 | 365.44 | 61830.45 | 0 | 0 | 0 | 1.2825 | 9.95 | 0 | 168.3 | 17.08 | 0 | 0 | 76.3081 | 1.9062 | 0 | 0 | 0 | 0 | 0 | 17.0765 | 0 | 0 | 365.4372 | 17.0765 | 0
1897 | 0 | 0 | 4.52 | 0 | 0 | 0 | 0 | 0 | 67.721 | 424.14 | 0 | 0 | 0 | 0 | 0 | 365.44 | 61465.02 | 0 | 0 | 0 | 0 | 9.3 | 0 | 155.86 | 17.08 | 0 | 0 | 71.2878 | 0.95311 | 0 | 0 | 0 | 0 | 0 | 17.0765 | 0 | 0 | 365.4372 | 17.0765 | 0
1898 | 0 | 0 | 4.13 | 0 | 0 | 0 | 0 | 0 | 64.1446 | 357.6 | 0 | 0 | 0 | 0 | 0 | 365.44 | 61099.58 | 0 | 0 | 0 | 0 | 8.56 | 0 | 141.86 | 17.08 | 0 | 0 | 68.2757 | 0 | 0 | 0 | 0 | 0 | 0 | 17.0765 | 0 | 0 | 365.4372 | 17.0765 | 0
1899 | 0 | 0 | 3.78 | 0 | 0 | 0 | 0 | 0 | 62.178 | 293.1 | 0 | 0 | 0 | 0 | 0 | 365.44 | 60734.14 | 0 | 0 | 0 | 1.311 | 6.3 | 0 | 125.08 | 17.08 | 0 | 0 | 67.2716 | 0 | 0 | 0 | 0 | 0 | 0 | 17.0765 | 0 | 0 | 365.4372 | 17.0765 | 0
1900 | 0 | 0 | 3.72 | 0 | 0 | 0 | 0 | 0 | 64.5494 | 226.13 | 0 | 0 | 0 | 0 | 0 | 365.44 | 60368.71 | 0 | 0 | 0 | 0 | 5.37 | 0 | 107.37 | 17.08 | 0 | 0 | 68.2757 | 0 | 0 | 0 | 0 | 0 | 0 | 17.0765 | 0 | 0 | 365.4372 | 17.0765 | 0
1901 | 0 | 0 | 3.68 | 0 | 0 | 0 | 0 | 0 | 67.6053 | 156 | 0 | 0 | 0 | 0 | 0 | 365.44 | 60003.27 | 0 | 0 | 0 | 0 | 4.46 | 0 | 90.15 | 17.08 | 0 | 0 | 71.2878 | 0 | 0 | 0 | 0 | 0 | 0 | 17.0765 | 0 | 0 | 365.4372 | 17.0765 | 0
1902 | 0 | 0 | 3.7 | 0 | 0 | 0 | 0 | 0 | 72.2807 | 81.03 | 0 | 0 | 0 | 0 | 0 | 365.44 | 59637.83 | 0 | 0 | 0 | 1.2825 | 2.18 | 0 | 72.5 | 17.08 | 0 | 0 | 76.3081 | 0.95311 | 0 | 0 | 0 | 0 | 0 | 17.0765 | 0 | 0 | 365.4372 | 17.0765 | 0
1903 | 0 | 0 | 3.91 | 0 | 0 | 0 | 0 | 0 | 78.1129 | 0 | 0 | 0 | 0 | 0 | 0 | 365.44 | 59272.39 | 0 | 0 | 0 | 1.216 | 0 | 0 | 55.45 | 17.08 | 0 | 0 | 81.3284 | 1.9062 | 0 | 0 | 0 | 0 | 0 | 17.0765 | 0 | 0 | 365.4372 | 17.0765 | 0
1904 | 19.31 | 844.55 | 4.23 | 0 | 0 | 0 | 0 | 12.96 | 0 | 12.49 | 0 | 0 | 0 | 722.6 | 140.38 | 0 | 59412.77 | 0 | 0 | 1.26 | 0 | 0.37 | 42.12 | 79.84 | 17.08 | 0 | 0 | 85.3446 | 3.8124 | 0 | 0 | 0 | 0 | 0 | 17.0765 | 0 | 0 | 365.4372 | 17.0765 | 0
1905 | 23.99 | 1006.92 | 4.73 | 0 | 0 | 0 | 0 | 0 | 0 | 12.49 | 0 | 0 | 0 | 939.33 | 292.1 | 0 | 59704.87 | 0 | 0 | 1.22 | 0 | 0.99 | 0 | 69.44 | 17.08 | 0 | 0 | 89.3608 | 5.7186 | 0 | 0 | 0 | 0 | 0 | 17.0765 | 0 | 0 | 365.4372 | 17.0765 | 0
1906 | 34.5 | 1327.68 | 5.43 | 0 | 0 | 0 | 0 | 157.14 | 0 | 163.98 | 0 | 0 | 0 | 1115.1 | 415.13 | 0 | 60120 | 0 | 0 | 1.2 | 0 | 1.7 | 0 | 61.37 | 17.08 | 0 | 0 | 90.3649 | 3.8124 | 0 | 0 | 0 | 0 | 0 | 17.0765 | 0 | 0 | 365.4372 | 17.0765 | 0
1907 | 41.62 | 1516.04 | 5.93 | 0 | 0 | 0 | 0 | 49.64 | 0 | 211.83 | 0 | 0 | 0 | 1377.96 | 599.13 | 0 | 60719.13 | 0 | 0 | 1.18 | 0 | 2.47 | 39.62 | 92.33 | 17.08 | 0 | 0 | 91.3689 | 3.8124 | 0 | 0 | 0 | 0 | 0 | 17.0765 | 0 | 0 | 365.4372 | 17.0765 | 0
1908 | 43.17 | 1554.6 | 5.79 | 0 | 0 | 0 | 0 | 130.24 | 0 | 337.39 | 0 | 0 | 0 | 1377.96 | 599.13 | 0 | 61318.27 | 0 | 0 | 1.19 | 0 | 3.42 | 0 | 88.89 | 17.08 | 0 | 0 | 90.3649 | 3.8124 | 0 | 0 | 0 | 0 | 0 | 17.0765 | 0 | 0 | 365.4372 | 17.0765 | 0
1909 | 42.63 | 1541.24 | 5.19 | 0 | 0 | 0 | 0 | 75.46 | 0 | 410.13 | 0 | 0 | 0 | 1377.96 | 599.13 | 0 | 61917.4 | 0 | 0 | 1.2 | 0 | 4.47 | 40.31 | 125.37 | 17.08 | 0 | 0 | 89.3608 | 4.7655 | 0 | 0 | 0 | 0 | 0 | 17.0765 | 0 | 0 | 365.4372 | 17.0765 | 0
1910 | 40.48 | 1487.35 | 4.48 | 0 | 0 | 0 | 0 | 60.05 | 0 | 468.02 | 0 | 0 | 0 | 1377.96 | 599.13 | 0 | 62516.53 | 0 | 0 | 1.18 | 0 | 5.52 | 0 | 124.2 | 17.08 | 0 | 0 | 88.3568 | 4.7655 | 0 | 0 | 0 | 0 | 0 | 17.0765 | 0 | 0 | 365.4372 | 17.0765 | 0
1911 | 41.79 | 1520.41 | 3.88 | 0 | 0 | 0 | 0 | 55.85 | 0 | 521.86 | 0 | 0 | 0 | 1377.96 | 599.13 | 0 | 63115.67 | 0 | 0 | 1.13 | 0 | 6.53 | 38.02 | 159.04 | 17.08 | 0 | 0 | 88.3568 | 4.7655 | 0 | 0 | 0 | 0 | 0 | 17.0765 | 0 | 0 | 365.4372 | 17.0765 | 0
1912 | 43.12 | 1553.33 | 3.18 | 0 | 0 | 0 | 0 | 127.44 | 0 | 644.71 | 0 | 0 | 0 | 1377.96 | 599.13 | 0 | 63714.8 | 0 | 0 | 1.12 | 0 | 7.55 | 0 | 158.15 | 17.08 | 0 | 0 | 88.3568 | 4.7655 | 0 | 0 | 0 | 0 | 0 | 17.0765 | 0 | 0 | 365.4372 | 17.0765 | 0
1913 | 44.69 | 1591.26 | 2.71 | 0 | 0 | 0 | 0 | 157.14 | 0 | 796.19 | 0 | 0 | 0 | 1377.96 | 599.13 | 0 | 64313.93 | 0 | 0 | 1.13 | 0 | 8.59 | 6.35 | 163.53 | 17.08 | 0 | 0 | 90.3649 | 5.7186 | 0 | 0 | 0 | 0 | 0 | 17.0765 | 0 | 0 | 365.4372 | 17.0765 | 0
1914 | 43.32 | 1558.19 | 2.58 | 0 | 0 | 0 | 0 | 157.14 | 0 | 947.67 | 0 | 0 | 0 | 1310.24 | 551.73 | 0 | 64865.66 | 0 | 0 | 1.12 | 0 | 9.49 | 37.55 | 196.12 | 17.08 | 0 | 0 | 91.3689 | 6.6717 | 0 | 0 | 0 | 0 | 0 | 17.0765 | 0 | 0 | 365.4372 | 17.0765 | 0
1915 | 33.78 | 1307.47 | 2.6 | 0 | 0 | 0 | 0 | 0 | 0 | 947.67 | 0 | 0 | 0 | 1240.66 | 503.03 | 0 | 65368.69 | 0 | 0 | 1.13 | 0 | 10.18 | 0 | 188.73 | 17.08 | 0 | 0 | 95.3851 | 6.6717 | 0 | 0 | 0 | 0 | 0 | 17.0765 | 0 | 0 | 365.4372 | 17.0765 | 0
1916 | 0 | 0 | 2.51 | 0 | 0 | 0 | 0 | 0 | 103.6204 | 840.18 | 0 | 0 | 0 | 0 | 0 | 365.44 | 65003.25 | 0 | 0 | 0 | 0 | 9.7 | 0 | 179.7 | 17.08 | 0 | 0 | 100.4054 | 5.7186 | 0 | 0 | 0 | 0 | 0 | 17.0765 | 0 | 0 | 365.4372 | 17.0765 | 0
1917 | 0 | 0 | 2.38 | 0 | 0 | 0 | 0 | 0 | 103.7939 | 732.52 | 0 | 0 | 0 | 0 | 0 | 365.44 | 64637.82 | 0 | 0 | 0 | 0 | 9.11 | 0 | 168.51 | 17.08 | 0 | 0 | 101.4095 | 4.7655 | 0 | 0 | 0 | 0 | 0 | 17.0765 | 0 | 0 | 365.4372 | 17.0765 | 0
1918 | 0 | 0 | 2.08 | 0 | 0 | 0 | 0 | 0 | 96.1108 | 632.81 | 0 | 0 | 0 | 0 | 0 | 365.44 | 64272.38 | 0 | 0 | 0 | 0 | 8.44 | 0 | 155.81 | 17.08 | 0 | 0 | 94.3811 | 3.8124 | 0 | 0 | 0 | 0 | 0 | 17.0765 | 0 | 0 | 365.4372 | 17.0765 | 0
1919 | 0 | 0 | 1.68 | 0 | 0 | 0 | 0 | 0 | 84.35 | 545.32 | 0 | 0 | 0 | 0 | 0 | 365.79 | 63906.59 | 0.35 | 0.1645 | 0 | 0 | 7.72 | 0 | 142.07 | 17.08 | 0 | 0 | 83.3365 | 2.8593 | 0 | 0 | 0 | 0 | 0 | 17.0765 | 0 | 0 | 365.4372 | 17.0765 | 0
1920 | 0 | 0 | 1.4 | 0 | 0 | 0 | 0 | 0 | 75.8186 | 466.67 | 0 | 0 | 0 | 0 | 0 | 365.44 | 63541.16 | 0 | 0 | 0 | 0 | 7 | 0 | 128.47 | 17.08 | 0 | 0 | 75.3041 | 1.9062 | 0 | 0 | 0 | 0 | 0 | 17.0765 | 0 | 0 | 365.4372 | 17.0765 | 0
1921 | 0 | 0 | 1.26 | 0 | 0 | 0 | 0 | 0 | 69.9768 | 394.08 | 0 | 0 | 0 | 0 | 0 | 365.44 | 63175.72 | 0 | 0 | 0 | 0 | 6.35 | 0 | 116.03 | 17.08 | 0 | 0 | 70.2838 | 0.95311 | 0 | 0 | 0 | 0 | 0 | 17.0765 | 0 | 0 | 365.4372 | 17.0765 | 0
1922 | 0 | 0 | 1.14 | 0 | 0 | 0 | 0 | 0 | 66.1304 | 325.48 | 0 | 0 | 0 | 0 | 0 | 365.44 | 62810.28 | 0 | 0 | 0 | 0 | 5.61 | 0 | 102.03 | 17.08 | 0 | 0 | 67.2716 | 0 | 0 | 0 | 0 | 0 | 0 | 17.0765 | 0 | 0 | 365.4372 | 17.0765 | 0
1923 | 0 | 0 | 1.09 | 0 | 0 | 0 | 0 | 0 | 52.4802 | 271.04 | 0 | 0 | 0 | 0 | 0 | 392.44 | 62417.84 | 27.01 | 12.6947 | 0 | 0 | 4.73 | 0 | 85.25 | 17.08 | 0 | 0 | 66.2676 | 0 | 0 | 0 | 0 | 0 | 0 | 17.0765 | 0 | 0 | 365.4372 | 17.0765 | 0
1924 | 0 | 0 | 1.33 | 0 | 0 | 0 | 0 | 0 | 53.2514 | 215.8 | 0 | 0 | 0 | 0 | 0 | 392.44 | 62025.4 | 27.01 | 12.6947 | 0 | 0 | 3.8 | 0 | 67.54 | 17.08 | 0 | 0 | 67.2716 | 0 | 0 | 0 | 0 | 0 | 0 | 17.0765 | 0 | 0 | 365.4372 | 17.0765 | 0
1925 | 0 | 0 | 1.76 | 0 | 0 | 0 | 0 | 0 | 68.5211 | 144.72 | 0 | 0 | 0 | 0 | 0 | 365.44 | 61659.96 | 0 | 0 | 0 | 0 | 2.89 | 0 | 50.32 | 17.08 | 0 | 0 | 70.2838 | 0 | 0 | 0 | 0 | 0 | 0 | 17.0765 | 0 | 0 | 365.4372 | 17.0765 | 0
1926 | 0 | 0 | 2.28 | 0 | 0 | 0 | 0 | 0 | 61.2815 | 81.16 | 0 | 0 | 0 | 0 | 0 | 392.44 | 61267.52 | 27.01 | 12.6947 | 0 | 0 | 1.96 | 0 | 32.67 | 17.08 | 0 | 0 | 75.3041 | 0.95311 | 0 | 0 | 0 | 0 | 0 | 17.0765 | 0 | 0 | 365.4372 | 17.0765 | 0
1927 | 0 | 0 | 2.98 | 0 | 0 | 0 | 0 | 0 | 78.2382 | 0 | 0 | 0 | 0 | 0 | 0 | 365.44 | 60902.08 | 0 | 0 | 0 | 1.0165 | 0 | 0 | 15.62 | 17.08 | 0 | 0 | 80.3243 | 1.9062 | 0 | 0 | 0 | 0 | 0 | 17.0765 | 0 | 0 | 365.4372 | 17.0765 | 0
1928 | 19.31 | 844.69 | 3.81 | 0 | 0 | 0 | 0 | 0 | 0 | 0 | 0 | 0 | 0 | 777.79 | 179.02 | 0 | 61081.09 | 0 | 0 | 0.87 | 0 | 0 | 0 | 0 | 17.08 | 0 | 0 | 85.3446 | 3.8124 | 0 | 0 | 0 | 0 | 0 | 17.0765 | 0 | 0 | 365.4372 | 17.0765 | 0
1929 | 26.77 | 1097.26 | 4.71 | 0 | 0 | 0 | 0 | 0 | 0 | 0 | 0 | 0 | 0 | 1023.14 | 350.76 | 0 | 61431.85 | 0 | 0 | 0.58 | 0 | 0 | 10.95 | 0 | 17.08 | 0 | 0 | 88.3568 | 5.7186 | 0 | 0 | 0 | 0 | 0 | 17.0765 | 0 | 0 | 365.4372 | 17.0765 | 0
1930 | 37.57 | 1411.37 | 5.33 | 0 | 0 | 0 | 0 | 0 | 0 | 0 | 0 | 0 | 0 | 1351.15 | 580.37 | 0 | 62012.22 | 0 | 0 | 0.45 | 0 | 0 | 8.5 | 0 | 17.08 | 0 | 0 | 90.3649 | 3.8124 | 0 | 0 | 0 | 0 | 0 | 17.0765 | 0 | 0 | 365.4372 | 17.0765 | 0
1931 | 45.44 | 1609.26 | 5.69 | 0 | 0 | 0 | 0 | 147.45 | 0 | 142.14 | 0 | 0 | 0 | 1377.96 | 599.13 | 0 | 62611.35 | 0 | 0 | 1.18 | 0 | 0.77 | 39.62 | 30.96 | 17.08 | 0 | 0 | 90.3649 | 3.8124 | 0 | 0 | 0 | 0 | 0 | 17.0765 | 0 | 0 | 365.4372 | 17.0765 | 0
1932 | 46.34 | 1630.31 | 5.76 | 0 | 0 | 0 | 0 | 105.7 | 0 | 244.04 | 0 | 0 | 0 | 1377.96 | 599.13 | 0 | 63210.48 | 0 | 0 | 1.19 | 0 | 1.72 | 39.7 | 65.24 | 17.08 | 63.69 | 0 | 90.3649 | 3.8124 | 0 | 0 | 0 | 0 | 0 | 17.0765 | 0 | 0 | 365.4372 | 17.0765 | 0
1933 | 45.28 | 1605.33 | 5.56 | 0 | 0 | 0 | 0 | 142.57 | 0 | 381.47 | 0 | 0 | 0 | 1377.96 | 599.13 | 0 | 63809.62 | 0 | 0 | 1.2 | 0 | 2.76 | 40.31 | 101.72 | 17.08 | 0 | 0 | 89.3608 | 4.7655 | 0 | 0 | 0 | 0 | 0 | 17.0765 | 0 | 0 | 365.4372 | 17.0765 | 0
1934 | 42.78 | 1545.05 | 5.29 | 0 | 0 | 0 | 0 | 81.38 | 0 | 459.92 | 0 | 0 | 0 | 1377.96 | 599.13 | 0 | 64408.75 | 0 | 0 | 1.18 | 0 | 3.82 | 39.49 | 138.06 | 17.08 | 0 | 0 | 88.3568 | 4.7655 | 0 | 0 | 0 | 0 | 0 | 17.0765 | 0 | 0 | 365.4372 | 17.0765 | 0
1935 | 43.46 | 1561.69 | 5.04 | 0 | 0 | 0 | 0 | 105.6 | 0 | 561.72 | 0 | 0 | 0 | 1377.96 | 599.13 | 0 | 65007.88 | 0 | 0 | 1.13 | 0 | 4.83 | 32.38 | 167.54 | 17.08 | 0 | 0 | 88.3568 | 4.7655 | 0 | 0 | 0 | 0 | 0 | 17.0765 | 0 | 0 | 365.4372 | 17.0765 | 0
1936 | 44.03 | 1575.47 | 5.39 | 0 | 0 | 0 | 0 | 115.17 | 0 | 672.74 | 0 | 0 | 0 | 1377.96 | 599.13 | 0 | 65607.02 | 0 | 0 | 1.12 | 0 | 5.85 | 37.52 | 202.3 | 17.08 | 0 | 0 | 88.3568 | 4.7655 | 0 | 0 | 0 | 0 | 0 | 17.0765 | 0 | 0 | 365.4372 | 17.0765 | 0
1937 | 44.64 | 1590 | 6.37 | 0 | 0 | 0 | 0 | 128.06 | 0 | 796.19 | 0 | 0 | 0 | 1377.96 | 599.13 | 0 | 66206.15 | 0 | 0 | 1.13 | 0 | 6.89 | 37.78 | 237.54 | 17.08 | 0 | 0 | 90.3649 | 5.7186 | 0 | 0 | 0 | 0 | 0 | 17.0765 | 0 | 0 | 365.4372 | 17.0765 | 0
1938 | 45.05 | 1599.89 | 7.77 | 0 | 0 | 0 | 0 | 157.14 | 0 | 947.67 | 0 | 0 | 0 | 1377.96 | 599.13 | 0 | 66805.28 | 0 | 0 | 1.12 | 0 | 7.79 | 0 | 234.46 | 17.08 | 18.45 | 0 | 91.3689 | 6.6717 | 0 | 0 | 0 | 0 | 0 | 17.0765 | 0 | 0 | 365.4372 | 17.0765 | 0
1939 | 35.95 | 1367.63 | 9.01 | 0 | 0 | 0 | 0 | 0 | 0 | 947.67 | 0 | 0 | 0 | 1310.41 | 551.85 | 0 | 67357.13 | 0 | 0 | 1.13 | 0 | 8.48 | 0 | 227.06 | 17.08 | 0 | 0 | 94.3811 | 6.6717 | 0 | 0 | 0 | 0 | 0 | 17.0765 | 0 | 0 | 365.4372 | 17.0765 | 0
1940 | 0 | 0 | 9.51 | 0 | 0 | 0 | 0 | 0 | 97.7689 | 846.25 | 0 | 0 | 0 | 0 | 0 | 365.44 | 66991.69 | 0 | 0 | 1.15 | 0 | 9.1 | 0 | 218.04 | 17.08 | 0 | 0 | 100.4054 | 5.7186 | 0 | 0 | 0 | 0 | 0 | 17.0765 | 0 | 0 | 365.4372 | 17.0765 | 0
1941 | 0 | 0 | 9.24 | 0 | 0 | 0 | 0 | 0 | 96.9302 | 745.69 | 0 | 0 | 0 | 0 | 0 | 365.44 | 66626.25 | 0 | 0 | 0 | 0 | 8.51 | 0 | 206.84 | 17.08 | 0 | 0 | 101.4095 | 4.7655 | 0 | 0 | 0 | 0 | 0 | 17.0765 | 0 | 0 | 365.4372 | 17.0765 | 0
1942 | 0 | 0 | 8.02 | 0 | 0 | 0 | 0 | 0 | 91.2619 | 651.02 | 0 | 0 | 0 | 0 | 0 | 365.44 | 66260.82 | 0 | 0 | 0.09 | 0 | 7.92 | 0 | 194.14 | 17.08 | 0 | 0 | 95.3851 | 3.8124 | 0 | 0 | 0 | 0 | 0 | 17.0765 | 0 | 0 | 365.4372 | 17.0765 | 0
1943 | 0 | 0 | 7.26 | 0 | 0 | 0 | 0 | 0 | 81.2363 | 566.75 | 0 | 0 | 0 | 0 | 0 | 365.44 | 65895.38 | 0 | 0 | 1.29 | 0 | 8.43 | 0 | 180.4 | 17.08 | 0 | 0 | 84.3406 | 2.8593 | 0 | 0 | 0 | 0 | 0 | 17.0765 | 0 | 0 | 365.4372 | 17.0765 | 0
1944 | 0 | 0 | 7.3 | 0 | 0 | 0 | 0 | 0 | 69.9093 | 494.23 | 0 | 0 | 0 | 0 | 0 | 365.44 | 65529.94 | 0 | 0 | 0 | 0 | 7.71 | 0 | 166.8 | 17.08 | 0 | 0 | 75.3041 | 1.9062 | 0 | 0 | 0 | 0 | 0 | 17.0765 | 0 | 0 | 365.4372 | 17.0765 | 0
1945 | 0 | 0 | 7.7 | 0 | 0 | 0 | 0 | 0 | 64.9061 | 426.9 | 0 | 0 | 0 | 0 | 0 | 365.44 | 65164.51 | 0 | 0 | 1.37 | 0 | 8.36 | 0 | 154.36 | 17.08 | 0 | 0 | 70.2838 | 0.95311 | 0 | 0 | 0 | 0 | 0 | 17.0765 | 0 | 0 | 365.4372 | 17.0765 | 0
1946 | 0 | 0 | 8.23 | 0 | 0 | 0 | 0 | 0 | 60.4235 | 364.22 | 0 | 0 | 0 | 0 | 0 | 365.44 | 64799.07 | 0 | 0 | 1.38 | 0 | 8.94 | 0 | 140.36 | 17.08 | 0 | 0 | 67.2716 | 0 | 0 | 0 | 0 | 0 | 0 | 17.0765 | 0 | 0 | 365.4372 | 17.0765 | 0
1947 | 0 | 0 | 8.78 | 0 | 0 | 0 | 0 | 0 | 58.8618 | 303.16 | 0 | 0 | 0 | 0 | 0 | 365.44 | 64433.63 | 0 | 0 | 1.38 | 0 | 9.36 | 0 | 123.59 | 17.08 | 0 | 0 | 66.2676 | 0 | 0 | 0 | 0 | 0 | 0 | 17.0765 | 0 | 0 | 365.4372 | 17.0765 | 0
1948 | 0 | 0 | 8.88 | 0 | 0 | 0 | 0 | 0 | 56.3844 | 244.67 | 0 | 0 | 0 | 0 | 0 | 365.44 | 64068.19 | 0 | 0 | 0 | 0 | 8.43 | 0 | 105.88 | 17.08 | 0 | 0 | 65.2635 | 0 | 0 | 0 | 0 | 0 | 0 | 17.0765 | 0 | 0 | 365.4372 | 17.0765 | 0
1949 | 0 | 0 | 8.12 | 0 | 0 | 0 | 0 | 0 | 62.554 | 179.78 | 0 | 0 | 0 | 0 | 0 | 365.44 | 63702.76 | 0 | 0 | 1.39 | 0 | 8.84 | 0 | 88.65 | 17.08 | 0 | 0 | 69.2797 | 0 | 0 | 0 | 0 | 0 | 0 | 17.0765 | 0 | 0 | 365.4372 | 17.0765 | 0
1950 | 0 | 0 | 7.18 | 0 | 0 | 0 | 0 | 0 | 67.0751 | 110.2 | 0 | 0 | 0 | 0 | 0 | 365.44 | 63337.32 | 0 | 0 | 0 | 0 | 7.92 | 0 | 71 | 17.08 | 0 | 0 | 73.296 | 0.95311 | 0 | 0 | 0 | 0 | 0 | 17.0765 | 0 | 0 | 365.4372 | 17.0765 | 0
1951 | 0 | 0 | 6.25 | 0 | 0 | 0 | 0 | 0 | 99.4752 | 7.02 | 0 | 0 | 0 | 25.5 | 0 | 347.59 | 62989.73 | 0 | 0 | 0 | 0 | 7.02 | 0 | 53.96 | 17.08 | 0 | 0 | 78.3162 | 1.9062 | 0 | 0 | 0 | 0 | 0 | 17.0765 | 0 | 0 | 365.4372 | 17.0765 | 0
1952 | 15.55 | 703.99 | 5.55 | 0 | 0 | 0 | 0 | 0 | 0 | 7.02 | 0 | 0 | 0 | 637.95 | 81.12 | 0 | 63070.86 | 0 | 0 | 0 | 0 | 6.2 | 0 | 38.33 | 17.08 | 0 | 0 | 83.3365 | 3.8124 | 0 | 0 | 0 | 0 | 0 | 17.0765 | 0 | 0 | 365.4372 | 17.0765 | 0
1953 | 31.49 | 1241.25 | 5.24 | 0 | 0 | 0 | 0 | 0 | 0.20244 | 6.81 | 0 | 0 | 0 | 1184.89 | 463.99 | 0 | 63534.84 | 0 | 0 | 1.22 | 0 | 6.81 | 0 | 27.93 | 17.08 | 0 | 0 | 86.3487 | 5.7186 | 0 | 0 | 0 | 0 | 0 | 17.0765 | 0 | 0 | 365.4372 | 17.0765 | 0
1954 | 39.52 | 1462.69 | 5.19 | 0 | 0 | 0 | 0 | 33.17 | 0 | 38.79 | 0 | 0 | 0 | 1377.96 | 599.13 | 0 | 64133.97 | 0 | 0 | 1.2 | 0 | 7.52 | 3.91 | 23.57 | 17.08 | 0 | 0 | 87.3527 | 3.8124 | 0 | 0 | 0 | 0 | 0 | 17.0765 | 0 | 0 | 365.4372 | 17.0765 | 0
1955 | 46.98 | 1645.25 | 5.19 | 0 | 0 | 0 | 0 | 157.14 | 0 | 190.27 | 0 | 0 | 0 | 1377.96 | 599.13 | 0 | 64733.11 | 0 | 0 | 1.18 | 0 | 8.3 | 39.62 | 54.54 | 17.08 | 30.36 | 0 | 87.3527 | 3.8124 | 0 | 0 | 0 | 0 | 0 | 17.0765 | 0 | 0 | 365.4372 | 17.0765 | 0
1956 | 47.5 | 1657.33 | 4.97 | 0 | 0 | 0 | 0 | 157.14 | 0 | 341.75 | 0 | 0 | 0 | 1377.96 | 599.13 | 0 | 65332.24 | 0 | 0 | 1.19 | 0 | 9.24 | 39.7 | 88.81 | 17.08 | 43.67 | 0 | 86.3487 | 3.8124 | 0 | 0 | 0 | 0 | 0 | 17.0765 | 0 | 0 | 365.4372 | 17.0765 | 0
1957 | 46.58 | 1635.85 | 4.74 | 0 | 0 | 0 | 0 | 157.14 | 0 | 493.23 | 0 | 0 | 0 | 1377.96 | 599.13 | 0 | 65931.37 | 0 | 0 | 1.2 | 0 | 10.29 | 40.31 | 125.29 | 17.08 | 21.45 | 0 | 84.3406 | 4.7655 | 0 | 0 | 0 | 0 | 0 | 17.0765 | 0 | 0 | 365.4372 | 17.0765 | 0
1958 | 44.68 | 1591.14 | 4.55 | 0 | 0 | 0 | 0 | 0 | 0 | 493.23 | 0 | 0 | 0 | 1377.96 | 599.13 | 0 | 66530.51 | 0 | 0 | 1.18 | 0 | 11.35 | 39.49 | 161.64 | 17.08 | 133.65 | 0 | 83.3365 | 4.7655 | 0 | 0 | 0 | 0 | 0 | 17.0765 | 0 | 0 | 365.4372 | 17.0765 | 0
1959 | 46.16 | 1626.15 | 4.46 | 0 | 0 | 0 | 0 | 0 | 0 | 493.23 | 0 | 0 | 0 | 1377.96 | 599.13 | 0 | 67129.64 | 0 | 0 | 1.13 | 0 | 12.36 | 38.02 | 196.47 | 17.08 | 171.57 | 0 | 83.3365 | 4.7655 | 0 | 0 | 0 | 0 | 0 | 17.0765 | 0 | 0 | 365.4372 | 17.0765 | 0
1960 | 47.8 | 1664.24 | 4.53 | 0 | 0 | 0 | 0 | 157.14 | 0 | 644.71 | 0 | 0 | 0 | 1377.96 | 599.13 | 0 | 67728.77 | 0 | 0 | 1.12 | 0 | 13.38 | 0 | 195.59 | 17.08 | 91.26 | 0 | 84.3406 | 4.7655 | 0 | 0 | 0 | 0 | 0 | 17.0765 | 0 | 0 | 365.4372 | 17.0765 | 0
1961 | 49.77 | 1708.71 | 4.7 | 0 | 0 | 0 | 0 | 157.14 | 0 | 796.19 | 0 | 0 | 0 | 1377.96 | 599.13 | 0 | 68327.91 | 0 | 0 | 1.13 | 0 | 14.41 | 37.78 | 230.82 | 17.08 | 98.13 | 0 | 85.3446 | 5.7186 | 0 | 0 | 0 | 0 | 0 | 17.0765 | 0 | 0 | 365.4372 | 17.0765 | 0
1962 | 55.59 | 1833.04 | 4.52 | 0 | 0 | 0 | 0 | 157.14 | 0 | 947.67 | 0 | 0 | 0 | 1377.96 | 599.13 | 0 | 68927.04 | 0 | 0 | 1.12 | 0 | 15.32 | 37.55 | 263.42 | 17.08 | 225.36 | 0 | 87.3527 | 6.6717 | 0 | 0 | 0 | 0 | 0 | 17.0765 | 0 | 0 | 365.4372 | 17.0765 | 0
1963 | 44.89 | 1596.21 | 3.91 | 0 | 0 | 0 | 0 | 0 | 0 | 947.67 | 0 | 0 | 0 | 1377.96 | 599.13 | 0 | 69526.17 | 0 | 0 | 1.13 | 0 | 16 | 37.87 | 292 | 17.08 | 129.01 | 0 | 92.373 | 6.6717 | 0 | 0 | 0 | 0 | 0 | 17.0765 | 0 | 0 | 365.4372 | 17.0765 | 0
1964 | 0 | 0 | 3.09 | 0 | 0 | 0 | 0 | 0 | 101.0176 | 842.88 | 0 | 0 | 0 | 0 | 0 | 365.44 | 69160.73 | 0 | 0 | 0 | 0 | 15.52 | 0 | 282.97 | 17.08 | 0 | 0 | 98.3973 | 5.7186 | 0 | 0 | 0 | 0 | 0 | 17.0765 | 0 | 0 | 365.4372 | 17.0765 | 0
1965 | 0 | 0 | 2.47 | 0 | 0 | 0 | 0 | 0 | 101.4514 | 737.63 | 0 | 0 | 0 | 0 | 0 | 365.44 | 68795.3 | 0 | 0 | 0 | 0.247 | 14.68 | 0 | 271.78 | 17.08 | 0 | 0 | 99.4014 | 4.7655 | 0 | 0 | 0 | 0 | 0 | 17.0765 | 0 | 0 | 365.4372 | 17.0765 | 0
1966 | 0 | 0 | 1.92 | 0 | 0 | 0 | 0 | 0 | 94.0671 | 640.06 | 0 | 0 | 0 | 0 | 0 | 365.44 | 68429.86 | 0 | 0 | 0 | 1.2065 | 12.74 | 0 | 259.08 | 17.08 | 0 | 0 | 93.377 | 3.8124 | 0 | 0 | 0 | 0 | 0 | 17.0765 | 0 | 0 | 365.4372 | 17.0765 | 0
1967 | 0 | 0 | 1.71 | 0 | 0 | 0 | 0 | 0 | 83.4824 | 553.45 | 0 | 0 | 0 | 0 | 0 | 365.44 | 68064.42 | 0 | 0 | 0 | 0 | 12.01 | 0 | 245.34 | 17.08 | 0 | 0 | 82.3324 | 2.8593 | 0 | 0 | 0 | 0 | 0 | 17.0765 | 0 | 0 | 365.4372 | 17.0765 | 0
1968 | 0 | 0 | 1.89 | 0 | 0 | 0 | 0 | 0 | 73.0423 | 477.69 | 0 | 0 | 0 | 0 | 0 | 365.44 | 67698.99 | 0 | 0 | 0 | 1.2825 | 9.95 | 0 | 231.74 | 17.08 | 0 | 0 | 74.3 | 1.9062 | 0 | 0 | 0 | 0 | 0 | 17.0765 | 0 | 0 | 365.4372 | 17.0765 | 0
1969 | 0 | 0 | 2.27 | 0 | 0 | 0 | 0 | 0 | 67.962 | 407.18 | 0 | 0 | 0 | 0 | 0 | 365.44 | 67333.55 | 0 | 0 | 0 | 0 | 9.3 | 0 | 219.3 | 17.08 | 0 | 0 | 69.2797 | 0.95311 | 0 | 0 | 0 | 0 | 0 | 17.0765 | 0 | 0 | 365.4372 | 17.0765 | 0
1970 | 0 | 0 | 2.67 | 0 | 0 | 0 | 0 | 0 | 63.6047 | 341.21 | 0 | 0 | 0 | 0 | 0 | 365.44 | 66968.11 | 0 | 0 | 0 | 0 | 8.56 | 0 | 205.3 | 17.08 | 0 | 0 | 66.2676 | 0 | 0 | 0 | 0 | 0 | 0 | 17.0765 | 0 | 0 | 365.4372 | 17.0765 | 0
1971 | 0 | 0 | 3.05 | 0 | 0 | 0 | 0 | 0 | 59.8933 | 279.07 | 0 | 0 | 0 | 0 | 0 | 365.44 | 66602.67 | 0 | 0 | 0 | 1.311 | 6.3 | 0 | 188.53 | 17.08 | 0 | 0 | 64.2595 | 0 | 0 | 0 | 0 | 0 | 0 | 17.0765 | 0 | 0 | 365.4372 | 17.0765 | 0
1972 | 0 | 0 | 3.29 | 0 | 0 | 0 | 0 | 0 | 62.9781 | 213.75 | 0 | 0 | 0 | 0 | 0 | 365.44 | 66237.24 | 0 | 0 | 0 | 0 | 5.37 | 0 | 170.81 | 17.08 | 0 | 0 | 66.2676 | 0 | 0 | 0 | 0 | 0 | 0 | 17.0765 | 0 | 0 | 365.4372 | 17.0765 | 0
1973 | 0 | 0 | 3.25 | 0 | 0 | 0 | 0 | 0 | 66.034 | 145.25 | 0 | 0 | 0 | 0 | 0 | 365.44 | 65871.8 | 0 | 0 | 0 | 0 | 4.46 | 0 | 153.59 | 17.08 | 0 | 0 | 69.2797 | 0 | 0 | 0 | 0 | 0 | 0 | 17.0765 | 0 | 0 | 365.4372 | 17.0765 | 0
1974 | 0 | 0 | 3.16 | 0 | 0 | 0 | 0 | 0 | 63.1516 | 79.74 | 0 | 0 | 0 | 0 | 0 | 381.73 | 65490.07 | 16.29 | 7.6563 | 0 | 1.2825 | 2.18 | 0 | 135.94 | 17.08 | 0 | 0 | 74.3 | 0.95311 | 0 | 0 | 0 | 0 | 0 | 17.0765 | 0 | 0 | 365.4372 | 17.0765 | 0
1975 | 0 | 0 | 3.14 | 0 | 0 | 0 | 0 | 0 | 76.8694 | 0 | 0 | 0 | 0 | 0 | 0 | 365.44 | 65124.63 | 0 | 0 | 0 | 1.216 | 0 | 0 | 118.89 | 17.08 | 0 | 0 | 79.3203 | 1.9062 | 0 | 0 | 0 | 0 | 0 | 17.0765 | 0 | 0 | 365.4372 | 17.0765 | 0
1976 | 8.12 | 394.89 | 3.08 | 0 | 0 | 0 | 0 | 1.76 | 0 | 1.7 | 0 | 0 | 0 | 314.61 | 0 | 145.21 | 64979.42 | 0 | 0 | 1.26 | 0 | 0.37 | 1.31 | 104.52 | 17.08 | 0 | 0 | 83.3365 | 3.8124 | 0 | 0 | 0 | 0 | 0 | 17.0765 | 0 | 0 | 365.4372 | 17.0765 | 0
1977 | 22.6 | 960.06 | 3.03 | 0 | 0 | 0 | 0 | 0 | 0 | 1.7 | 0 | 0 | 0 | 892.4 | 259.24 | 0 | 65238.66 | 0 | 0 | 1.22 | 0 | 0.99 | 0 | 94.12 | 17.08 | 0 | 0 | 86.3487 | 5.7186 | 0 | 0 | 0 | 0 | 0 | 17.0765 | 0 | 0 | 365.4372 | 17.0765 | 0
1978 | 33.75 | 1306.53 | 2.8 | 0 | 0 | 0 | 0 | 0 | 0 | 1.7 | 0 | 0 | 0 | 1249.71 | 509.36 | 0 | 65748.02 | 0 | 0 | 1.2 | 0 | 1.7 | 0 | 86.04 | 17.08 | 0 | 0 | 88.3568 | 3.8124 | 0 | 0 | 0 | 0 | 0 | 17.0765 | 0 | 0 | 365.4372 | 17.0765 | 0
1979 | 41.33 | 1508.8 | 2.46 | 0 | 0 | 0 | 0 | 65.77 | 0 | 65.1 | 0 | 0 | 0 | 1377.96 | 599.13 | 0 | 66347.15 | 0 | 0 | 1.18 | 0 | 2.47 | 16.52 | 95.05 | 17.08 | 0 | 0 | 87.3527 | 3.8124 | 0 | 0 | 0 | 0 | 0 | 17.0765 | 0 | 0 | 365.4372 | 17.0765 | 0
1980 | 43.42 | 1560.65 | 2.04 | 0 | 0 | 0 | 0 | 136.81 | 0 | 196.99 | 0 | 0 | 0 | 1377.96 | 599.13 | 0 | 66946.28 | 0 | 0 | 1.19 | 0 | 3.42 | 0 | 91.62 | 17.08 | 0 | 0 | 86.3487 | 3.8124 | 0 | 0 | 0 | 0 | 0 | 17.0765 | 0 | 0 | 365.4372 | 17.0765 | 0
1981 | 43.48 | 1562.13 | 1.57 | 0 | 0 | 0 | 0 | 138.92 | 0 | 330.91 | 0 | 0 | 0 | 1377.96 | 599.13 | 0 | 67545.42 | 0 | 0 | 1.2 | 0 | 4.47 | 0 | 89.8 | 17.08 | 0 | 0 | 84.3406 | 4.7655 | 0 | 0 | 0 | 0 | 0 | 17.0765 | 0 | 0 | 365.4372 | 17.0765 | 0
1982 | 41.99 | 1525.42 | 1.15 | 0 | 0 | 0 | 0 | 61.84 | 0 | 390.52 | 0 | 0 | 0 | 1377.96 | 599.13 | 0 | 68144.55 | 0 | 0 | 1.18 | 0 | 5.52 | 39.49 | 126.15 | 17.08 | 0 | 0 | 83.3365 | 4.7655 | 0 | 0 | 0 | 0 | 0 | 17.0765 | 0 | 0 | 365.4372 | 17.0765 | 0
1983 | 42.99 | 1550.13 | 0.84 | 0 | 0 | 0 | 0 | 126.77 | 0 | 512.73 | 0 | 0 | 0 | 1377.96 | 599.13 | 0 | 68743.68 | 0 | 0 | 1.13 | 0 | 6.53 | 0 | 124.86 | 17.08 | 0 | 0 | 83.3365 | 4.7655 | 0 | 0 | 0 | 0 | 0 | 17.0765 | 0 | 0 | 365.4372 | 17.0765 | 0
1984 | 44.05 | 1575.9 | 0.64 | 0 | 0 | 0 | 0 | 114.89 | 0 | 623.48 | 0 | 0 | 0 | 1377.96 | 599.13 | 0 | 69342.82 | 0 | 0 | 1.12 | 0 | 7.55 | 37.52 | 159.62 | 17.08 | 0 | 0 | 84.3406 | 4.7655 | 0 | 0 | 0 | 0 | 0 | 17.0765 | 0 | 0 | 365.4372 | 17.0765 | 0
1985 | 45.29 | 1605.73 | 0.51 | 0 | 0 | 0 | 0 | 157.14 | 0 | 774.96 | 0 | 0 | 0 | 1377.96 | 599.13 | 0 | 69941.95 | 0 | 0 | 1.13 | 0 | 8.59 | 24.25 | 182.01 | 17.08 | 0 | 0 | 85.3446 | 5.7186 | 0 | 0 | 0 | 0 | 0 | 17.0765 | 0 | 0 | 365.4372 | 17.0765 | 0
1986 | 49.03 | 1692.09 | 0.36 | 0 | 0 | 0 | 0 | 157.14 | 0 | 926.44 | 0 | 0 | 0 | 1377.96 | 599.13 | 0 | 70541.08 | 0 | 0 | 1.12 | 0 | 9.49 | 37.55 | 214.6 | 17.08 | 73.69 | 0 | 87.3527 | 6.6717 | 0 | 0 | 0 | 0 | 0 | 17.0765 | 0 | 0 | 365.4372 | 17.0765 | 0
1987 | 39.44 | 1460.51 | 0.21 | 0 | 0 | 0 | 0 | 22.02 | 0 | 947.67 | 0 | 0 | 0 | 1377.96 | 599.13 | 0 | 71140.21 | 0 | 0 | 1.13 | 0 | 10.18 | 0 | 207.21 | 17.08 | 0 | 0 | 92.373 | 6.6717 | 0 | 0 | 0 | 0 | 0 | 17.0765 | 0 | 0 | 365.4372 | 17.0765 | 0
1988 | 0 | 0 | 0.1 | 0 | 0 | 0 | 0 | 0 | 104.0156 | 839.77 | 0 | 0 | 0 | 0 | 0 | 365.44 | 70774.78 | 0 | 0 | 0 | 0 | 9.7 | 0 | 198.18 | 17.08 | 0 | 0 | 98.3973 | 5.7186 | 0 | 0 | 0 | 0 | 0 | 17.0765 | 0 | 0 | 365.4372 | 17.0765 | 0
1989 | 0 | 0 | 0.05 | 0 | 0 | 0 | 0 | 0 | 104.1216 | 731.76 | 0 | 0 | 0 | 0 | 0 | 365.44 | 70409.34 | 0 | 0 | 0 | 0 | 9.11 | 0 | 186.99 | 17.08 | 0 | 0 | 99.4014 | 4.7655 | 0 | 0 | 0 | 0 | 0 | 17.0765 | 0 | 0 | 365.4372 | 17.0765 | 0
1990 | 0 | 0 | 0.04 | 0 | 0 | 0 | 0 | 0 | 97.1519 | 630.98 | 0 | 0 | 0 | 0 | 0 | 365.44 | 70043.9 | 0 | 0 | 0 | 0 | 8.44 | 0 | 174.28 | 17.08 | 0 | 0 | 93.377 | 3.8124 | 0 | 0 | 0 | 0 | 0 | 17.0765 | 0 | 0 | 365.4372 | 17.0765 | 0
1991 | 0 | 0 | 0.08 | 0 | 0 | 0 | 0 | 0 | 85.1116 | 542.7 | 0 | 0 | 0 | 0 | 0 | 365.44 | 69678.47 | 0 | 0 | 0 | 0 | 7.72 | 0 | 160.54 | 17.08 | 0 | 0 | 82.3324 | 2.8593 | 0 | 0 | 0 | 0 | 0 | 17.0765 | 0 | 0 | 365.4372 | 17.0765 | 0
1992 | 0 | 0 | 0.19 | 0 | 0 | 0 | 0 | 0 | 76.021 | 463.84 | 0 | 0 | 0 | 0 | 0 | 365.44 | 69313.03 | 0 | 0 | 0 | 0 | 7 | 0 | 146.95 | 17.08 | 0 | 0 | 74.3 | 1.9062 | 0 | 0 | 0 | 0 | 0 | 17.0765 | 0 | 0 | 365.4372 | 17.0765 | 0
1993 | 0 | 0 | 0.46 | 0 | 0 | 0 | 0 | 0 | 57.0881 | 404.62 | 0 | 0 | 0 | 0 | 0 | 392.44 | 68920.59 | 27.01 | 12.6947 | 0 | 0 | 6.35 | 0 | 134.51 | 17.08 | 0 | 0 | 69.2797 | 0.95311 | 0 | 0 | 0 | 0 | 0 | 17.0765 | 0 | 0 | 365.4372 | 17.0765 | 0
1994 | 0 | 0 | 0.88 | 0 | 0 | 0 | 0 | 0 | 62.5636 | 339.72 | 0 | 0 | 0 | 0 | 0 | 371.43 | 68549.15 | 6 | 2.82 | 0 | 0 | 5.61 | 0 | 120.51 | 17.08 | 0 | 0 | 66.2676 | 0 | 0 | 0 | 0 | 0 | 0 | 17.0765 | 0 | 0 | 365.4372 | 17.0765 | 0
1995 | 0 | 0 | 1.54 | 0 | 0 | 0 | 0 | 0 | 62.7275 | 274.66 | 0 | 0 | 0 | 0 | 0 | 365.44 | 68183.72 | 0 | 0 | 0 | 0 | 4.73 | 0 | 103.73 | 17.08 | 0 | 0 | 64.2595 | 0 | 0 | 0 | 0 | 0 | 0 | 17.0765 | 0 | 0 | 365.4372 | 17.0765 | 0
1996 | 0 | 0 | 1.93 | 0 | 0 | 0 | 0 | 0 | 64.3374 | 207.91 | 0 | 0 | 0 | 0 | 0 | 365.44 | 67818.28 | 0 | 0 | 0 | 0 | 3.8 | 0 | 86.02 | 17.08 | 0 | 0 | 66.2676 | 0 | 0 | 0 | 0 | 0 | 0 | 17.0765 | 0 | 0 | 365.4372 | 17.0765 | 0
1997 | 0 | 0 | 1.88 | 0 | 0 | 0 | 0 | 0 | 56.7218 | 149.08 | 0 | 0 | 0 | 0 | 0 | 392.44 | 67425.84 | 27.01 | 12.6947 | 0 | 0 | 2.89 | 0 | 68.8 | 17.08 | 0 | 0 | 71.2878 | 0 | 0 | 0 | 0 | 0 | 0 | 17.0765 | 0 | 0 | 365.4372 | 17.0765 | 0
1998 | 0 | 0 | 1.67 | 0 | 0 | 0 | 0 | 0 | 75.5872 | 70.67 | 0 | 0 | 0 | 0 | 0 | 365.44 | 67060.4 | 0 | 0 | 0 | 0 | 1.96 | 0 | 51.15 | 17.08 | 0 | 0 | 76.3081 | 0.95311 | 0 | 0 | 0 | 0 | 0 | 17.0765 | 0 | 0 | 365.4372 | 17.0765 | 0
1999 | 0 | 0 | 1.41 | 0 | 0 | 0 | 0 | 0 | 68.1259 | 0 | 0 | 0 | 0 | 0 | 0 | 392.44 | 66667.95 | 27.01 | 12.6947 | 0 | 1.0165 | 0 | 0 | 34.1 | 17.08 | 0 | 0 | 81.3284 | 1.9062 | 0 | 0 | 0 | 0 | 0 | 17.0765 | 0 | 0 | 365.4372 | 17.0765 | 0
2000 | 19.19 | 840.32 | 1.15 | 0 | 0 | 0 | 0 | 0.39 | 0 | 0.37 | 0 | 0 | 0 | 769.87 | 173.47 | 0 | 66841.42 | 0 | 0 | 1.26 | 0 | 0.37 | 0 | 18.48 | 17.08 | 0 | 0 | 85.3446 | 3.8124 | 0 | 0 | 0 | 0 | 0 | 17.0765 | 0 | 0 | 365.4372 | 17.0765 | 0
2001 | 31.5 | 1241.59 | 0.95 | 0 | 0 | 0 | 0 | 1.38 | 0 | 1.7 | 0 | 0 | 0 | 1176.36 | 458.02 | 0 | 67299.44 | 0 | 0 | 1.22 | 0 | 0.99 | 0 | 8.08 | 17.08 | 0 | 0 | 89.3608 | 5.7186 | 0 | 0 | 0 | 0 | 0 | 17.0765 | 0 | 0 | 365.4372 | 17.0765 | 0
2002 | 38.33 | 1431.64 | 0.82 | 0 | 0 | 0 | 0 | 0 | 0 | 1.7 | 0 | 0 | 0 | 1374.41 | 596.65 | 0 | 67896.09 | 0 | 0 | 1.2 | 0 | 1.7 | 0 | 0 | 17.08 | 0 | 0 | 91.3689 | 3.8124 | 0 | 0 | 0 | 0 | 0 | 17.0765 | 0 | 0 | 365.4372 | 17.0765 | 0
2003 | 45.11 | 1601.39 | 0.8 | 0 | 0 | 0 | 0 | 0.8 | 0 | 2.47 | 0 | 0 | 0 | 1377.96 | 599.13 | 0 | 68495.23 | 0 | 0 | 1.18 | 0 | 2.47 | 39.62 | 30.96 | 17.08 | 132.56 | 0 | 91.3689 | 3.8124 | 0 | 0 | 0 | 0 | 0 | 17.0765 | 0 | 0 | 365.4372 | 17.0765 | 0
2004 | 45.84 | 1618.68 | 0.91 | 0 | 0 | 0 | 0 | 121.69 | 0 | 119.78 | 0 | 0 | 0 | 1377.96 | 599.13 | 0 | 69094.36 | 0 | 0 | 1.19 | 0 | 3.42 | 39.7 | 65.24 | 17.08 | 29.72 | 0 | 91.3689 | 3.8124 | 0 | 0 | 0 | 0 | 0 | 17.0765 | 0 | 0 | 365.4372 | 17.0765 | 0
2005 | 45.27 | 1605.17 | 1.05 | 0 | 0 | 0 | 0 | 136.88 | 0 | 251.73 | 0 | 0 | 0 | 1377.96 | 599.13 | 0 | 69693.49 | 0 | 0 | 1.2 | 0 | 4.47 | 40.31 | 101.72 | 17.08 | 0 | 0 | 90.3649 | 4.7655 | 0 | 0 | 0 | 0 | 0 | 17.0765 | 0 | 0 | 365.4372 | 17.0765 | 0
2006 | 43.71 | 1567.68 | 1.14 | 0 | 0 | 0 | 0 | 99.79 | 0 | 347.93 | 0 | 0 | 0 | 1377.96 | 599.13 | 0 | 70292.63 | 0 | 0 | 1.18 | 0 | 5.52 | 39.49 | 138.06 | 17.08 | 0 | 0 | 89.3608 | 4.7655 | 0 | 0 | 0 | 0 | 0 | 17.0765 | 0 | 0 | 365.4372 | 17.0765 | 0
2007 | 45.69 | 1615.08 | 1.2 | 0 | 0 | 0 | 0 | 150.73 | 0 | 493.23 | 0 | 0 | 0 | 1377.96 | 599.13 | 0 | 70891.76 | 0 | 0 | 1.13 | 0 | 6.53 | 38.02 | 172.9 | 17.08 | 0 | 0 | 89.3608 | 4.7655 | 0 | 0 | 0 | 0 | 0 | 17.0765 | 0 | 0 | 365.4372 | 17.0765 | 0
2008 | 48.16 | 1672.46 | 1.06 | 0 | 0 | 0 | 0 | 157.14 | 0 | 644.71 | 0 | 0 | 0 | 1377.96 | 599.13 | 0 | 71490.89 | 0 | 0 | 1.12 | 0 | 7.55 | 37.52 | 207.66 | 17.08 | 53.82 | 0 | 89.3608 | 4.7655 | 0 | 0 | 0 | 0 | 0 | 17.0765 | 0 | 0 | 365.4372 | 17.0765 | 0
2009 | 51.25 | 1741.13 | 0.8 | 0 | 0 | 0 | 0 | 157.14 | 0 | 796.19 | 0 | 0 | 0 | 1377.96 | 599.13 | 0 | 72090.02 | 0 | 0 | 1.13 | 0 | 8.59 | 37.78 | 242.89 | 17.08 | 122.09 | 0 | 91.3689 | 5.7186 | 0 | 0 | 0 | 0 | 0 | 17.0765 | 0 | 0 | 365.4372 | 17.0765 | 0
2010 | 53.49 | 1789.39 | 0.58 | 0 | 0 | 0 | 0 | 157.14 | 0 | 947.67 | 0 | 0 | 0 | 1377.96 | 599.13 | 0 | 72689.16 | 0 | 0 | 1.12 | 0 | 9.49 | 25.16 | 263.71 | 17.08 | 183.04 | 0 | 92.373 | 6.6717 | 0 | 0 | 0 | 0 | 0 | 17.0765 | 0 | 0 | 365.4372 | 17.0765 | 0
2011 | 38.77 | 1443.05 | 0.42 | 0 | 0 | 0 | 0 | 0 | 0 | 947.67 | 0 | 0 | 0 | 1377.96 | 599.13 | 0 | 73288.29 | 0 | 0 | 1.13 | 0 | 10.18 | 0 | 256.31 | 17.08 | 1.1 | 0 | 95.3851 | 6.6717 | 0 | 0 | 0 | 0 | 0 | 17.0765 | 0 | 0 | 365.4372 | 17.0765 | 0
2012 | 0 | 0 | 0.33 | 0 | 0 | 0 | 0 | 0 | 106.8016 | 836.88 | 0 | 0 | 0 | 0 | 0 | 365.44 | 72922.85 | 0 | 0 | 0 | 0 | 9.7 | 0 | 247.29 | 17.08 | 0 | 0 | 101.4095 | 5.7186 | 0 | 0 | 0 | 0 | 0 | 17.0765 | 0 | 0 | 365.4372 | 17.0765 | 0
2013 | 0 | 0 | 0.25 | 0 | 0 | 0 | 0 | 0 | 106.9269 | 725.96 | 0 | 0 | 0 | 0 | 0 | 365.44 | 72557.42 | 0 | 0 | 0 | 0 | 9.11 | 0 | 236.09 | 17.08 | 0 | 0 | 102.4135 | 4.7655 | 0 | 0 | 0 | 0 | 0 | 17.0765 | 0 | 0 | 365.4372 | 17.0765 | 0
2014 | 0 | 0 | 0.24 | 0 | 0 | 0 | 0 | 0 | 87.2613 | 635.43 | 0 | 0 | 0 | 0 | 0 | 392.44 | 72164.97 | 27.01 | 12.6947 | 0 | 0 | 8.44 | 0 | 223.39 | 17.08 | 0 | 0 | 96.3892 | 3.8124 | 0 | 0 | 0 | 0 | 0 | 17.0765 | 0 | 0 | 365.4372 | 17.0765 | 0
2015 | 0 | 0 | 0.38 | 0 | 0 | 0 | 0 | 0 | 87.8204 | 544.34 | 0 | 0 | 0 | 0 | 0 | 365.44 | 71799.54 | 0 | 0 | 0 | 0 | 7.72 | 0 | 209.65 | 17.08 | 0 | 0 | 85.3446 | 2.8593 | 0 | 0 | 0 | 0 | 0 | 17.0765 | 0 | 0 | 365.4372 | 17.0765 | 0
2016 | 0 | 0 | 0.75 | 0 | 0 | 0 | 0 | 0 | 77.467 | 463.97 | 0 | 0 | 0 | 0 | 0 | 365.44 | 71434.1 | 0 | 0 | 0 | 0 | 7 | 0 | 196.05 | 17.08 | 0 | 0 | 76.3081 | 1.9062 | 0 | 0 | 0 | 0 | 0 | 17.0765 | 0 | 0 | 365.4372 | 17.0765 | 0
2017 | 0 | 0 | 1.26 | 0 | 0 | 0 | 0 | 0 | 59.286 | 402.47 | 0 | 0 | 0 | 0 | 0 | 392.44 | 71041.65 | 27.01 | 12.6947 | 0 | 0 | 6.35 | 0 | 183.61 | 17.08 | 0 | 0 | 72.2919 | 0.95311 | 0 | 0 | 0 | 0 | 0 | 17.0765 | 0 | 0 | 365.4372 | 17.0765 | 0
2018 | 0 | 0 | 1.92 | 0 | 0 | 0 | 0 | 0 | 67.3547 | 332.6 | 0 | 0 | 0 | 0 | 0 | 365.44 | 70676.22 | 0 | 0 | 0 | 0 | 5.61 | 0 | 169.62 | 17.08 | 0 | 0 | 69.2797 | 0 | 0 | 0 | 0 | 0 | 0 | 17.0765 | 0 | 0 | 365.4372 | 17.0765 | 0
2019 | 0 | 0 | 2.59 | 0 | 0 | 0 | 0 | 0 | 54.4467 | 276.12 | 0 | 0 | 0 | 0 | 0 | 387.22 | 70289 | 21.78 | 10.2366 | 0 | 0 | 4.73 | 0 | 152.84 | 17.08 | 0 | 0 | 67.2716 | 0 | 0 | 0 | 0 | 0 | 0 | 17.0765 | 0 | 0 | 365.4372 | 17.0765 | 0
2020 | 0 | 0 | 3.08 | 0 | 0 | 0 | 0 | 0 | 66.1979 | 207.45 | 0 | 0 | 0 | 0 | 0 | 365.44 | 69923.56 | 0 | 0 | 0 | 0 | 3.8 | 0 | 135.13 | 17.08 | 0 | 0 | 69.2797 | 0 | 0 | 0 | 0 | 0 | 0 | 17.0765 | 0 | 0 | 365.4372 | 17.0765 | 0
2021 | 0 | 0 | 3.16 | 0 | 0 | 0 | 0 | 0 | 56.4422 | 148.9 | 0 | 0 | 0 | 0 | 0 | 392.44 | 69531.12 | 27.01 | 12.6947 | 0 | 0 | 2.89 | 0 | 117.9 | 17.08 | 0 | 0 | 72.2919 | 0 | 0 | 0 | 0 | 0 | 0 | 17.0765 | 0 | 0 | 365.4372 | 17.0765 | 0
2022 | 0 | 0 | 2.89 | 0 | 0 | 0 | 0 | 0 | 75.3752 | 70.71 | 0 | 0 | 0 | 0 | 0 | 365.44 | 69165.68 | 0 | 0 | 0 | 0 | 1.96 | 0 | 100.26 | 17.08 | 0 | 0 | 77.3122 | 0.95311 | 0 | 0 | 0 | 0 | 0 | 17.0765 | 0 | 0 | 365.4372 | 17.0765 | 0
2023 | 0 | 0 | 2.37 | 0 | 0 | 0 | 0 | 0 | 68.1644 | 0 | 0 | 0 | 0 | 0 | 0 | 392.44 | 68773.24 | 27.01 | 12.6947 | 0 | 1.0165 | 0 | 0 | 83.21 | 17.08 | 0 | 0 | 82.3324 | 1.9062 | 0 | 0 | 0 | 0 | 0 | 17.0765 | 0 | 0 | 365.4372 | 17.0765 | 0
2024 | 13.75 | 633.29 | 1.82 | 0 | 0 | 0 | 0 | 0.39 | 0 | 0.37 | 0 | 0 | 0 | 557.06 | 24.51 | 0 | 68797.74 | 0 | 0 | 1.26 | 0 | 0.37 | 0 | 67.58 | 17.08 | 0 | 0 | 86.3487 | 3.8124 | 0 | 0 | 0 | 0 | 0 | 17.0765 | 0 | 0 | 365.4372 | 17.0765 | 0
2025 | 29.13 | 1170.89 | 1.36 | 0 | 0 | 0 | 0 | 0.64 | 0 | 0.99 | 0 | 0 | 0 | 1103.44 | 406.97 | 0 | 69204.71 | 0 | 0 | 1.22 | 0 | 0.99 | 0 | 57.18 | 17.08 | 0 | 0 | 90.3649 | 5.7186 | 0 | 0 | 0 | 0 | 0 | 17.0765 | 0 | 0 | 365.4372 | 17.0765 | 0
2026 | 38.75 | 1442.69 | 1.22 | 0 | 0 | 0 | 0 | 7.32 | 0 | 8.04 | 0 | 0 | 0 | 1377.96 | 599.13 | 0 | 69803.85 | 0 | 0 | 1.2 | 0 | 1.7 | 0 | 49.11 | 17.08 | 0 | 0 | 92.373 | 3.8124 | 0 | 0 | 0 | 0 | 0 | 17.0765 | 0 | 0 | 365.4372 | 17.0765 | 0
2027 | 46.07 | 1624.1 | 1.24 | 0 | 0 | 0 | 0 | 156.47 | 0 | 158.88 | 0 | 0 | 0 | 1377.96 | 599.13 | 0 | 70402.98 | 0 | 0 | 1.18 | 0 | 2.47 | 39.62 | 80.07 | 17.08 | 0 | 0 | 92.373 | 3.8124 | 0 | 0 | 0 | 0 | 0 | 17.0765 | 0 | 0 | 365.4372 | 17.0765 | 0
2028 | 48.07 | 1670.4 | 1.33 | 0 | 0 | 0 | 0 | 157.14 | 0 | 310.36 | 0 | 0 | 0 | 1377.96 | 599.13 | 0 | 71002.11 | 0 | 0 | 1.19 | 0 | 3.42 | 39.7 | 114.35 | 17.08 | 47.63 | 0 | 92.373 | 3.8124 | 0 | 0 | 0 | 0 | 0 | 17.0765 | 0 | 0 | 365.4372 | 17.0765 | 0
2029 | 48.72 | 1684.96 | 1.47 | 0 | 0 | 0 | 0 | 32.56 | 0 | 341.75 | 0 | 0 | 0 | 1377.96 | 599.13 | 0 | 71601.24 | 0 | 0 | 1.2 | 0 | 4.47 | 40.31 | 150.82 | 17.08 | 186.98 | 0 | 91.3689 | 4.7655 | 0 | 0 | 0 | 0 | 0 | 17.0765 | 0 | 0 | 365.4372 | 17.0765 | 0
2030 | 48.69 | 1684.38 | 1.7 | 0 | 0 | 0 | 0 | 157.14 | 0 | 493.23 | 0 | 0 | 0 | 1377.96 | 599.13 | 0 | 72200.38 | 0 | 0 | 1.18 | 0 | 5.52 | 39.49 | 187.17 | 17.08 | 63.87 | 0 | 90.3649 | 4.7655 | 0 | 0 | 0 | 0 | 0 | 17.0765 | 0 | 0 | 365.4372 | 17.0765 | 0
2031 | 49.12 | 1694.05 | 2.03 | 0 | 0 | 0 | 0 | 157.14 | 0 | 644.71 | 0 | 0 | 0 | 1377.96 | 599.13 | 0 | 72799.51 | 0 | 0 | 1.13 | 0 | 6.53 | 38.02 | 222 | 17.08 | 75.82 | 0 | 90.3649 | 4.7655 | 0 | 0 | 0 | 0 | 0 | 17.0765 | 0 | 0 | 365.4372 | 17.0765 | 0
2032 | 49.6 | 1704.71 | 2.13 | 0 | 0 | 0 | 0 | 157.14 | 0 | 796.19 | 0 | 0 | 0 | 1377.96 | 599.13 | 0 | 73398.64 | 0 | 0 | 1.12 | 0 | 7.55 | 37.52 | 256.76 | 17.08 | 87.57 | 0 | 90.3649 | 4.7655 | 0 | 0 | 0 | 0 | 0 | 17.0765 | 0 | 0 | 365.4372 | 17.0765 | 0
2033 | 50.22 | 1718.5 | 1.97 | 0 | 0 | 0 | 0 | 157.14 | 0 | 947.67 | 0 | 0 | 0 | 1377.96 | 599.13 | 0 | 73997.78 | 0 | 0 | 1.13 | 0 | 8.59 | 37.78 | 292 | 17.08 | 98.6 | 0 | 92.373 | 5.7186 | 0 | 0 | 0 | 0 | 0 | 17.0765 | 0 | 0 | 365.4372 | 17.0765 | 0
2034 | 52.69 | 1772.26 | 1.84 | 0 | 0 | 0 | 0 | 0 | 0 | 947.67 | 0 | 0 | 0 | 1377.96 | 599.13 | 0 | 74596.91 | 0 | 0 | 1.12 | 0 | 9.49 | 3.24 | 292 | 17.08 | 344.41 | 0 | 93.377 | 6.6717 | 0 | 0 | 0 | 0 | 0 | 17.0765 | 0 | 0 | 365.4372 | 17.0765 | 0
2035 | 38.76 | 1442.8 | 1.74 | 0 | 0 | 0 | 0 | 0 | 0 | 947.67 | 0 | 0 | 0 | 1370.32 | 593.79 | 0 | 75190.69 | 0 | 0 | 1.13 | 0 | 10.18 | 7.78 | 292 | 17.08 | 0 | 0 | 97.3933 | 6.6717 | 0 | 0 | 0 | 0 | 0 | 17.0765 | 0 | 0 | 365.4372 | 17.0765 | 0
2036 | 0 | 0 | 1.66 | 0 | 0 | 0 | 0 | 0 | 107.4764 | 836.18 | 0 | 0 | 0 | 0 | 0 | 365.44 | 74825.26 | 0 | 0 | 0 | 0 | 9.7 | 0 | 282.97 | 17.08 | 0 | 0 | 103.4176 | 5.7186 | 0 | 0 | 0 | 0 | 0 | 17.0765 | 0 | 0 | 365.4372 | 17.0765 | 0
2037 | 0 | 0 | 1.55 | 0 | 0 | 0 | 0 | 0 | 93.9418 | 738.73 | 0 | 0 | 0 | 0 | 0 | 392.44 | 74432.81 | 27.01 | 12.6947 | 0 | 0 | 9.11 | 0 | 271.78 | 17.08 | 0 | 0 | 103.4176 | 4.7655 | 0 | 0 | 0 | 0 | 0 | 17.0765 | 0 | 0 | 365.4372 | 17.0765 | 0
2038 | 0 | 0 | 1.42 | 0 | 0 | 0 | 0 | 0 | 87.0878 | 648.39 | 0 | 0 | 0 | 0 | 0 | 392.44 | 74040.37 | 27.01 | 12.6947 | 0 | 0 | 8.44 | 0 | 259.08 | 17.08 | 0 | 0 | 97.3933 | 3.8124 | 0 | 0 | 0 | 0 | 0 | 17.0765 | 0 | 0 | 365.4372 | 17.0765 | 0
2039 | 0 | 0 | 1.41 | 0 | 0 | 0 | 0 | 0 | 86.6443 | 558.51 | 0 | 0 | 0 | 0 | 0 | 367.9 | 73672.47 | 2.46 | 1.1562 | 0 | 0 | 7.72 | 0 | 245.34 | 17.08 | 0 | 0 | 86.3487 | 2.8593 | 0 | 0 | 0 | 0 | 0 | 17.0765 | 0 | 0 | 365.4372 | 17.0765 | 0
2040 | 0 | 0 | 1.45 | 0 | 0 | 0 | 0 | 0 | 77.7659 | 477.84 | 0 | 0 | 0 | 0 | 0 | 365.44 | 73307.04 | 0 | 0 | 0 | 0 | 7 | 0 | 231.74 | 17.08 | 0 | 0 | 77.3122 | 1.9062 | 0 | 0 | 0 | 0 | 0 | 17.0765 | 0 | 0 | 365.4372 | 17.0765 | 0
2041 | 0 | 0 | 1.65 | 0 | 0 | 0 | 0 | 0 | 58.9004 | 416.74 | 0 | 0 | 0 | 0 | 0 | 392.44 | 72914.59 | 27.01 | 12.6947 | 0 | 0 | 6.35 | 0 | 219.3 | 17.08 | 0 | 0 | 72.2919 | 0.95311 | 0 | 0 | 0 | 0 | 0 | 17.0765 | 0 | 0 | 365.4372 | 17.0765 | 0
2042 | 0 | 0 | 1.94 | 0 | 0 | 0 | 0 | 0 | 67.3354 | 346.89 | 0 | 0 | 0 | 0 | 0 | 365.44 | 72549.16 | 0 | 0 | 0 | 0 | 5.61 | 0 | 205.3 | 17.08 | 0 | 0 | 69.2797 | 0 | 0 | 0 | 0 | 0 | 0 | 17.0765 | 0 | 0 | 365.4372 | 17.0765 | 0
2043 | 0 | 0 | 2.22 | 0 | 0 | 0 | 0 | 0 | 66.0533 | 278.36 | 0 | 0 | 0 | 0 | 0 | 365.44 | 72183.72 | 0 | 0 | 0 | 0 | 4.73 | 0 | 188.53 | 17.08 | 0 | 0 | 68.2757 | 0 | 0 | 0 | 0 | 0 | 0 | 17.0765 | 0 | 0 | 365.4372 | 17.0765 | 0
2044 | 0 | 0 | 2.3 | 0 | 0 | 0 | 0 | 0 | 54.2925 | 222.04 | 0 | 0 | 0 | 0 | 0 | 392.44 | 71791.27 | 27.01 | 12.6947 | 0 | 0 | 3.8 | 0 | 170.81 | 17.08 | 0 | 0 | 69.2797 | 0 | 0 | 0 | 0 | 0 | 0 | 17.0765 | 0 | 0 | 365.4372 | 17.0765 | 0
2045 | 0 | 0 | 2.31 | 0 | 0 | 0 | 0 | 0 | 57.2905 | 162.61 | 0 | 0 | 0 | 0 | 0 | 392.44 | 71398.83 | 27.01 | 12.6947 | 0 | 0 | 2.89 | 0 | 153.59 | 17.08 | 0 | 0 | 72.2919 | 0 | 0 | 0 | 0 | 0 | 0 | 17.0765 | 0 | 0 | 365.4372 | 17.0765 | 0
2046 | 0 | 0 | 2.35 | 0 | 0 | 0 | 0 | 0 | 75.915 | 83.86 | 0 | 0 | 0 | 0 | 0 | 365.44 | 71033.39 | 0 | 0 | 0 | 0 | 1.96 | 0 | 135.94 | 17.08 | 0 | 0 | 77.3122 | 0.95311 | 0 | 0 | 0 | 0 | 0 | 17.0765 | 0 | 0 | 365.4372 | 17.0765 | 0
2047 | 0 | 0 | 2.39 | 0 | 0 | 0 | 0 | 0 | 80.841 | 0 | 0 | 0 | 0 | 0 | 0 | 365.44 | 70667.96 | 0 | 0 | 0 | 1.0165 | 0 | 0 | 118.89 | 17.08 | 0 | 0 | 82.3324 | 1.9062 | 0 | 0 | 0 | 0 | 0 | 17.0765 | 0 | 0 | 365.4372 | 17.0765 | 0
2048 | 19.3 | 844.18 | 2.5 | 0 | 0 | 0 | 0 | 157.14 | 0 | 151.48 | 0 | 0 | 0 | 616.41 | 66.05 | 0 | 70734.01 | 0 | 0 | 1.26 | 0 | 0.37 | 0 | 103.27 | 17.08 | 0 | 0 | 87.3527 | 3.8124 | 0 | 0 | 0 | 0 | 0 | 17.0765 | 0 | 0 | 365.4372 | 17.0765 | 0
2049 | 13.11 | 607.17 | 2.77 | 0 | 0 | 0 | 0 | 40.24 | 0 | 190.27 | 0 | 0 | 0 | 444.53 | 0 | 54.27 | 70679.74 | 0 | 0 | 1.22 | 0 | 0.99 | 40.97 | 131.79 | 17.08 | 0 | 0 | 90.3649 | 5.7186 | 0 | 0 | 0 | 0 | 0 | 17.0765 | 0 | 0 | 365.4372 | 17.0765 | 0
2050 | 19.77 | 861.09 | 3.12 | 0 | 0 | 0 | 0 | 0 | 0 | 190.27 | 0 | 0 | 0 | 786.59 | 185.17 | 0 | 70864.91 | 0 | 0 | 1.2 | 0 | 1.7 | 0 | 123.72 | 17.08 | 0 | 0 | 92.373 | 3.8124 | 0 | 0 | 0 | 0 | 0 | 17.0765 | 0 | 0 | 365.4372 | 17.0765 | 0
2051 | 22.83 | 968.13 | 3.57 | 0 | 0 | 0 | 0 | 157.14 | 0 | 341.75 | 0 | 0 | 0 | 740.03 | 152.58 | 0 | 71017.5 | 0 | 0 | 1.18 | 0 | 2.47 | 0 | 117.04 | 17.08 | 0 | 0 | 92.373 | 3.8124 | 0 | 0 | 0 | 0 | 0 | 17.0765 | 0 | 0 | 365.4372 | 17.0765 | 0
2052 | 25.78 | 1065.71 | 4.07 | 0 | 0 | 0 | 0 | 157.14 | 0 | 493.23 | 0 | 0 | 0 | 841.05 | 223.3 | 0 | 71240.79 | 0 | 0 | 1.19 | 0 | 3.42 | 0 | 113.6 | 17.08 | 0 | 0 | 92.373 | 3.8124 | 0 | 0 | 0 | 0 | 0 | 17.0765 | 0 | 0 | 365.4372 | 17.0765 | 0
2053 | 26.87 | 1100.61 | 4.56 | 0 | 0 | 0 | 0 | 0 | 0 | 493.23 | 0 | 0 | 0 | 995.4 | 331.34 | 0 | 71572.14 | 0 | 0 | 1.2 | 0 | 4.47 | 40.31 | 150.08 | 17.08 | 0 | 0 | 90.3649 | 4.7655 | 0 | 0 | 0 | 0 | 0 | 17.0765 | 0 | 0 | 365.4372 | 17.0765 | 0
2054 | 25.86 | 1068.07 | 4.87 | 0 | 0 | 0 | 0 | 0 | 0 | 493.23 | 0 | 0 | 0 | 1002.49 | 336.3 | 0 | 71908.44 | 0 | 0 | 1.18 | 0 | 5.52 | 0 | 148.91 | 17.08 | 0 | 0 | 90.3649 | 4.7655 | 0 | 0 | 0 | 0 | 0 | 17.0765 | 0 | 0 | 365.4372 | 17.0765 | 0
2055 | 24.42 | 1021.26 | 4.9 | 0 | 0 | 0 | 0 | 157.14 | 0 | 644.71 | 0 | 0 | 0 | 798.19 | 193.3 | 0 | 72101.74 | 0 | 0 | 1.13 | 0 | 6.53 | 0 | 147.63 | 17.08 | 0 | 0 | 89.3608 | 4.7655 | 0 | 0 | 0 | 0 | 0 | 17.0765 | 0 | 0 | 365.4372 | 17.0765 | 0
2056 | 22.13 | 943.96 | 4.36 | 0 | 0 | 0 | 0 | 0 | 0 | 644.71 | 0 | 0 | 0 | 836.68 | 220.24 | 0 | 72321.98 | 0 | 0 | 1.12 | 0 | 7.55 | 37.52 | 182.39 | 17.08 | 0 | 0 | 90.3649 | 4.7655 | 0 | 0 | 0 | 0 | 0 | 17.0765 | 0 | 0 | 365.4372 | 17.0765 | 0
2057 | 19.47 | 850.55 | 3.78 | 0 | 0 | 0 | 0 | 0 | 0 | 644.71 | 0 | 0 | 0 | 775.59 | 177.48 | 0 | 72499.46 | 0 | 0 | 1.13 | 0 | 8.59 | 0 | 181.74 | 17.08 | 0 | 0 | 91.3689 | 5.7186 | 0 | 0 | 0 | 0 | 0 | 17.0765 | 0 | 0 | 365.4372 | 17.0765 | 0
2058 | 18.43 | 812.73 | 3.26 | 0 | 0 | 0 | 0 | 157.14 | 0 | 796.19 | 0 | 0 | 0 | 538.56 | 11.55 | 0 | 72511.01 | 0 | 0 | 1.12 | 0 | 9.49 | 37.55 | 214.33 | 17.08 | 0 | 0 | 93.377 | 6.6717 | 0 | 0 | 0 | 0 | 0 | 17.0765 | 0 | 0 | 365.4372 | 17.0765 | 0
2059 | 9.65 | 462.22 | 3.01 | 0 | 0 | 0 | 0 | 157.14 | 0 | 947.67 | 0 | 0 | 0 | 213.56 | 0 | 215.95 | 72295.06 | 0 | 0 | 1.13 | 0 | 10.18 | 0 | 206.93 | 17.08 | 0 | 0 | 96.3892 | 6.6717 | 0 | 0 | 0 | 0 | 0 | 17.0765 | 0 | 0 | 365.4372 | 17.0765 | 0
2060 | 0 | 0 | 2.99 | 0 | 0 | 0 | 0 | 0 | 105.1435 | 838.6 | 0 | 0 | 0 | 0 | 0 | 365.44 | 71929.62 | 0 | 0 | 0 | 0 | 9.7 | 0 | 197.91 | 17.08 | 0 | 0 | 102.4135 | 5.7186 | 0 | 0 | 0 | 0 | 0 | 17.0765 | 0 | 0 | 365.4372 | 17.0765 | 0
2061 | 0 | 0 | 3.03 | 0 | 0 | 0 | 0 | 0 | 105.1531 | 729.52 | 0 | 0 | 0 | 0 | 0 | 365.44 | 71564.19 | 0 | 0 | 0 | 0 | 9.11 | 0 | 186.72 | 17.08 | 0 | 0 | 103.4176 | 4.7655 | 0 | 0 | 0 | 0 | 0 | 17.0765 | 0 | 0 | 365.4372 | 17.0765 | 0
2062 | 0 | 0 | 3.15 | 0 | 0 | 0 | 0 | 0 | 97.0459 | 628.85 | 0 | 0 | 0 | 0 | 0 | 365.44 | 71198.75 | 0 | 0 | 0 | 0 | 8.44 | 0 | 174.01 | 17.08 | 0 | 0 | 96.3892 | 3.8124 | 0 | 0 | 0 | 0 | 0 | 17.0765 | 0 | 0 | 365.4372 | 17.0765 | 0
2063 | 0 | 0 | 3.23 | 0 | 0 | 0 | 0 | 0 | 84.967 | 540.7 | 0 | 0 | 0 | 0 | 0 | 365.44 | 70833.31 | 0 | 0 | 0 | 0 | 7.72 | 0 | 160.27 | 17.08 | 0 | 0 | 85.3446 | 2.8593 | 0 | 0 | 0 | 0 | 0 | 17.0765 | 0 | 0 | 365.4372 | 17.0765 | 0
2064 | 0 | 0 | 3.33 | 0 | 0 | 0 | 0 | 0 | 62.1876 | 476.19 | 0 | 0 | 0 | 0 | 0 | 392.44 | 70440.87 | 27.01 | 12.6947 | 0 | 0 | 7 | 0 | 146.67 | 17.08 | 0 | 0 | 76.3081 | 1.9062 | 0 | 0 | 0 | 0 | 0 | 17.0765 | 0 | 0 | 365.4372 | 17.0765 | 0
2065 | 0 | 0 | 3.68 | 0 | 0 | 0 | 0 | 0 | 55.8638 | 418.24 | 0 | 0 | 0 | 0 | 0 | 392.44 | 70048.42 | 27.01 | 12.6947 | 0 | 0 | 6.35 | 0 | 134.23 | 17.08 | 0 | 0 | 71.2878 | 0.95311 | 0 | 0 | 0 | 0 | 0 | 17.0765 | 0 | 0 | 365.4372 | 17.0765 | 0
2066 | 0 | 0 | 4.36 | 0 | 0 | 0 | 0 | 0 | 63.9132 | 351.94 | 0 | 0 | 0 | 0 | 0 | 365.44 | 69682.99 | 0 | 0 | 0 | 0 | 5.61 | 0 | 120.24 | 17.08 | 0 | 0 | 68.2757 | 0 | 0 | 0 | 0 | 0 | 0 | 17.0765 | 0 | 0 | 365.4372 | 17.0765 | 0
2067 | 0 | 0 | 5.44 | 0 | 0 | 0 | 0 | 0 | 61.831 | 287.8 | 0 | 0 | 0 | 0 | 0 | 365.44 | 69317.55 | 0 | 0 | 0 | 0 | 4.73 | 0 | 103.46 | 17.08 | 0 | 0 | 67.2716 | 0 | 0 | 0 | 0 | 0 | 0 | 17.0765 | 0 | 0 | 365.4372 | 17.0765 | 0
2068 | 0 | 0 | 5.47 | 0 | 0 | 0 | 0 | 0 | 62.8046 | 222.65 | 0 | 0 | 0 | 0 | 0 | 365.44 | 68952.11 | 0 | 0 | 0 | 0 | 3.8 | 0 | 85.75 | 17.08 | 0 | 0 | 68.2757 | 0 | 0 | 0 | 0 | 0 | 0 | 17.0765 | 0 | 0 | 365.4372 | 17.0765 | 0
2069 | 0 | 0 | 4.88 | 0 | 0 | 0 | 0 | 0 | 62.5829 | 157.72 | 0 | 0 | 0 | 0 | 0 | 373.57 | 68578.55 | 8.13 | 3.8211 | 0 | 0 | 2.89 | 0 | 68.53 | 17.08 | 0 | 0 | 71.2878 | 0 | 0 | 0 | 0 | 0 | 0 | 17.0765 | 0 | 0 | 365.4372 | 17.0765 | 0
2070 | 0 | 0 | 4.17 | 0 | 0 | 0 | 0 | 0 | 73.1001 | 81.9 | 0 | 0 | 0 | 0 | 0 | 365.44 | 68213.11 | 0 | 0 | 0 | 0 | 1.96 | 0 | 50.88 | 17.08 | 0 | 0 | 76.3081 | 0.95311 | 0 | 0 | 0 | 0 | 0 | 17.0765 | 0 | 0 | 365.4372 | 17.0765 | 0
2071 | 0 | 0 | 3.27 | 0 | 0 | 0 | 0 | 0 | 78.9516 | 0 | 0 | 0 | 0 | 0 | 0 | 365.44 | 67847.67 | 0 | 0 | 0 | 1.0165 | 0 | 0 | 33.83 | 17.08 | 0 | 0 | 81.3284 | 1.9062 | 0 | 0 | 0 | 0 | 0 | 17.0765 | 0 | 0 | 365.4372 | 17.0765 | 0
2072 | 9.93 | 474.34 | 2.37 | 0 | 0 | 0 | 0 | 0.39 | 0 | 0.37 | 0 | 0 | 0 | 353.72 | 0 | 117.84 | 67729.84 | 0 | 0 | 1.26 | 0 | 0.37 | 42.12 | 58.22 | 17.08 | 0 | 0 | 85.3446 | 3.8124 | 0 | 0 | 0 | 0 | 0 | 17.0765 | 0 | 0 | 365.4372 | 17.0765 | 0
2073 | 25.08 | 1042.86 | 1.69 | 0 | 0 | 0 | 0 | 118.06 | 0 | 114.18 | 0 | 0 | 0 | 855.26 | 233.25 | 0 | 67963.08 | 0 | 0 | 1.22 | 0 | 0.99 | 0 | 47.82 | 17.08 | 0 | 0 | 89.3608 | 5.7186 | 0 | 0 | 0 | 0 | 0 | 17.0765 | 0 | 0 | 365.4372 | 17.0765 | 0
2074 | 37.1 | 1398.97 | 1.35 | 0 | 0 | 0 | 0 | 0 | 0 | 114.18 | 0 | 0 | 0 | 1341.05 | 573.29 | 0 | 68536.38 | 0 | 0 | 1.2 | 0 | 1.7 | 0 | 39.74 | 17.08 | 0 | 0 | 91.3689 | 3.8124 | 0 | 0 | 0 | 0 | 0 | 17.0765 | 0 | 0 | 365.4372 | 17.0765 | 0
2075 | 45.43 | 1608.92 | 1.22 | 0 | 0 | 0 | 0 | 153.91 | 0 | 262.54 | 0 | 0 | 0 | 1377.96 | 599.13 | 0 | 69135.51 | 0 | 0 | 1.18 | 0 | 2.47 | 27.34 | 59.03 | 17.08 | 0 | 0 | 91.3689 | 3.8124 | 0 | 0 | 0 | 0 | 0 | 17.0765 | 0 | 0 | 365.4372 | 17.0765 | 0
2076 | 46.51 | 1634.33 | 1.12 | 0 | 0 | 0 | 0 | 157.14 | 0 | 414.03 | 0 | 0 | 0 | 1377.96 | 599.13 | 0 | 69734.64 | 0 | 0 | 1.19 | 0 | 3.42 | 39.7 | 93.31 | 17.08 | 11.8 | 0 | 90.3649 | 3.8124 | 0 | 0 | 0 | 0 | 0 | 17.0765 | 0 | 0 | 365.4372 | 17.0765 | 0
2077 | 45.69 | 1615.18 | 1.02 | 0 | 0 | 0 | 0 | 148.3 | 0 | 556.98 | 0 | 0 | 0 | 1377.96 | 599.13 | 0 | 70333.78 | 0 | 0 | 1.2 | 0 | 4.47 | 40.31 | 129.79 | 17.08 | 0 | 0 | 89.3608 | 4.7655 | 0 | 0 | 0 | 0 | 0 | 17.0765 | 0 | 0 | 365.4372 | 17.0765 | 0
2078 | 43.69 | 1567.29 | 0.96 | 0 | 0 | 0 | 0 | 100.21 | 0 | 653.58 | 0 | 0 | 0 | 1377.96 | 599.13 | 0 | 70932.91 | 0 | 0 | 1.18 | 0 | 5.52 | 39.49 | 166.14 | 17.08 | 0 | 0 | 88.3568 | 4.7655 | 0 | 0 | 0 | 0 | 0 | 17.0765 | 0 | 0 | 365.4372 | 17.0765 | 0
2079 | 42.39 | 1535.18 | 0.9 | 0 | 0 | 0 | 0 | 106.25 | 0 | 756 | 0 | 0 | 0 | 1377.96 | 599.13 | 0 | 71532.04 | 0 | 0 | 1.13 | 0 | 6.53 | 0 | 164.85 | 17.08 | 0 | 0 | 88.3568 | 4.7655 | 0 | 0 | 0 | 0 | 0 | 17.0765 | 0 | 0 | 365.4372 | 17.0765 | 0
2080 | 40.66 | 1491.86 | 0.91 | 0 | 0 | 0 | 0 | 157.14 | 0 | 907.48 | 0 | 0 | 0 | 1281.04 | 531.29 | 0 | 72063.33 | 0 | 0 | 1.12 | 0 | 7.55 | 0 | 163.97 | 17.08 | 0 | 0 | 89.3608 | 4.7655 | 0 | 0 | 0 | 0 | 0 | 17.0765 | 0 | 0 | 365.4372 | 17.0765 | 0
2081 | 38.56 | 1437.59 | 0.95 | 0 | 0 | 0 | 0 | 0 | 0 | 907.48 | 0 | 0 | 0 | 1342.11 | 574.04 | 0 | 72637.37 | 0 | 0 | 1.13 | 0 | 8.59 | 37.78 | 199.21 | 17.08 | 0 | 0 | 90.3649 | 5.7186 | 0 | 0 | 0 | 0 | 0 | 17.0765 | 0 | 0 | 365.4372 | 17.0765 | 0
2082 | 40.1 | 1477.63 | 1.07 | 0 | 0 | 0 | 0 | 41.69 | 0 | 947.67 | 0 | 0 | 0 | 1377.96 | 599.13 | 0 | 73236.51 | 0 | 0 | 1.12 | 0 | 9.49 | 0 | 196.12 | 17.08 | 0 | 0 | 91.3689 | 6.6717 | 0 | 0 | 0 | 0 | 0 | 17.0765 | 0 | 0 | 365.4372 | 17.0765 | 0
2083 | 28.49 | 1151.22 | 1.33 | 0 | 0 | 0 | 0 | 0 | 0 | 947.67 | 0 | 0 | 0 | 1077.86 | 389.07 | 0 | 73625.57 | 0 | 0 | 1.13 | 0 | 10.18 | 0 | 188.73 | 17.08 | 0 | 0 | 95.3851 | 6.6717 | 0 | 0 | 0 | 0 | 0 | 17.0765 | 0 | 0 | 365.4372 | 17.0765 | 0
2084 | 0 | 0 | 1.66 | 0 | 0 | 0 | 0 | 0 | 104.459 | 839.31 | 0 | 0 | 0 | 0 | 0 | 365.44 | 73260.14 | 0 | 0 | 0 | 0 | 9.7 | 0 | 179.7 | 17.08 | 0 | 0 | 100.4054 | 5.7186 | 0 | 0 | 0 | 0 | 0 | 17.0765 | 0 | 0 | 365.4372 | 17.0765 | 0
2085 | 0 | 0 | 2.02 | 0 | 0 | 0 | 0 | 0 | 104.1506 | 731.27 | 0 | 0 | 0 | 0 | 0 | 365.44 | 72894.7 | 0 | 0 | 0 | 0 | 9.11 | 0 | 168.51 | 17.08 | 0 | 0 | 101.4095 | 4.7655 | 0 | 0 | 0 | 0 | 0 | 17.0765 | 0 | 0 | 365.4372 | 17.0765 | 0
2086 | 0 | 0 | 2.08 | 0 | 0 | 0 | 0 | 0 | 96.1108 | 631.57 | 0 | 0 | 0 | 0 | 0 | 365.44 | 72529.26 | 0 | 0 | 0 | 0 | 8.44 | 0 | 155.81 | 17.08 | 0 | 0 | 94.3811 | 3.8124 | 0 | 0 | 0 | 0 | 0 | 17.0765 | 0 | 0 | 365.4372 | 17.0765 | 0
2087 | 0 | 0 | 2.11 | 0 | 0 | 0 | 0 | 0 | 71.3938 | 557.51 | 0 | 0 | 0 | 0 | 0 | 392.44 | 72136.82 | 27.01 | 12.6947 | 0 | 0 | 7.72 | 0 | 142.07 | 17.08 | 0 | 0 | 83.3365 | 2.8593 | 0 | 0 | 0 | 0 | 0 | 17.0765 | 0 | 0 | 365.4372 | 17.0765 | 0
2088 | 0 | 0 | 2.32 | 0 | 0 | 0 | 0 | 0 | 74.8932 | 479.82 | 0 | 0 | 0 | 0 | 0 | 365.44 | 71771.38 | 0 | 0 | 0 | 0 | 7 | 0 | 128.47 | 17.08 | 0 | 0 | 75.3041 | 1.9062 | 0 | 0 | 0 | 0 | 0 | 17.0765 | 0 | 0 | 365.4372 | 17.0765 | 0
2089 | 0 | 0 | 2.63 | 0 | 0 | 0 | 0 | 0 | 55.912 | 421.82 | 0 | 0 | 0 | 0 | 0 | 392.44 | 71378.94 | 27.01 | 12.6947 | 0 | 0 | 6.35 | 0 | 116.03 | 17.08 | 0 | 0 | 70.2838 | 0.95311 | 0 | 0 | 0 | 0 | 0 | 17.0765 | 0 | 0 | 365.4372 | 17.0765 | 0
2090 | 0 | 0 | 2.95 | 0 | 0 | 0 | 0 | 0 | 64.3181 | 355.1 | 0 | 0 | 0 | 0 | 0 | 365.44 | 71013.5 | 0 | 0 | 0 | 0 | 5.61 | 0 | 102.03 | 17.08 | 0 | 0 | 67.2716 | 0 | 0 | 0 | 0 | 0 | 0 | 17.0765 | 0 | 0 | 365.4372 | 17.0765 | 0
2091 | 0 | 0 | 3.16 | 0 | 0 | 0 | 0 | 0 | 63.1131 | 289.63 | 0 | 0 | 0 | 0 | 0 | 365.44 | 70648.06 | 0 | 0 | 0 | 0 | 4.73 | 0 | 85.25 | 17.08 | 0 | 0 | 66.2676 | 0 | 0 | 0 | 0 | 0 | 0 | 17.0765 | 0 | 0 | 365.4372 | 17.0765 | 0
2092 | 0 | 0 | 3.21 | 0 | 0 | 0 | 0 | 0 | 64.0674 | 223.18 | 0 | 0 | 0 | 0 | 0 | 365.44 | 70282.63 | 0 | 0 | 0 | 0 | 3.8 | 0 | 67.54 | 17.08 | 0 | 0 | 67.2716 | 0 | 0 | 0 | 0 | 0 | 0 | 17.0765 | 0 | 0 | 365.4372 | 17.0765 | 0
2093 | 0 | 0 | 3.18 | 0 | 0 | 0 | 0 | 0 | 67.104 | 153.57 | 0 | 0 | 0 | 0 | 0 | 365.44 | 69917.19 | 0 | 0 | 0 | 0 | 2.89 | 0 | 50.32 | 17.08 | 0 | 0 | 70.2838 | 0 | 0 | 0 | 0 | 0 | 0 | 17.0765 | 0 | 0 | 365.4372 | 17.0765 | 0
2094 | 0 | 0 | 2.9 | 0 | 0 | 0 | 0 | 0 | 69.2248 | 81.76 | 0 | 0 | 0 | 0 | 0 | 374.22 | 69542.97 | 8.78 | 4.1266 | 0 | 0 | 1.96 | 0 | 32.67 | 17.08 | 0 | 0 | 75.3041 | 0.95311 | 0 | 0 | 0 | 0 | 0 | 17.0765 | 0 | 0 | 365.4372 | 17.0765 | 0
2095 | 0 | 0 | 2.41 | 0 | 0 | 0 | 0 | 0 | 78.8166 | 0 | 0 | 0 | 0 | 0 | 0 | 365.44 | 69177.54 | 0 | 0 | 0 | 1.0165 | 0 | 0 | 15.62 | 17.08 | 0 | 0 | 80.3243 | 1.9062 | 0 | 0 | 0 | 0 | 0 | 17.0765 | 0 | 0 | 365.4372 | 17.0765 | 0
2096 | 11.02 | 520.9 | 1.88 | 0 | 0 | 0 | 0 | 1.02 | 0 | 0.99 | 0 | 0 | 0 | 443.37 | 0 | 55.08 | 69122.45 | 0 | 0 | 1.26 | 0 | 0.37 | 0 | 0 | 17.08 | 0 | 0 | 84.3406 | 3.8124 | 0 | 0 | 0 | 0 | 0 | 17.0765 | 0 | 0 | 365.4372 | 17.0765 | 0
2097 | 26.43 | 1086.57 | 1.44 | 0 | 0 | 0 | 0 | 0 | 0 | 0.99 | 0 | 0 | 0 | 1008.2 | 340.3 | 0 | 69462.76 | 0 | 0 | 1.22 | 0 | 0.99 | 10.95 | 0 | 17.08 | 0 | 0 | 88.3568 | 5.7186 | 0 | 0 | 0 | 0 | 0 | 17.0765 | 0 | 0 | 365.4372 | 17.0765 | 0
2098 | 38.51 | 1436.3 | 1.25 | 0 | 0 | 0 | 0 | 0.74 | 0 | 1.7 | 0 | 0 | 0 | 1371.44 | 594.57 | 0 | 70057.33 | 0 | 0 | 1.2 | 0 | 1.7 | 8.5 | 0 | 17.08 | 0 | 0 | 90.3649 | 3.8124 | 0 | 0 | 0 | 0 | 0 | 17.0765 | 0 | 0 | 365.4372 | 17.0765 | 0
2099 | 46.24 | 1628.04 | 1.24 | 0 | 0 | 0 | 0 | 52.99 | 0 | 52.79 | 0 | 0 | 0 | 1377.96 | 599.13 | 0 | 70656.46 | 0 | 0 | 1.18 | 0 | 2.47 | 39.62 | 30.96 | 17.08 | 109.58 | 0 | 90.3649 | 3.8124 | 0 | 0 | 0 | 0 | 0 | 17.0765 | 0 | 0 | 365.4372 | 17.0765 | 0
2100 | 47.1 | 1647.92 | 1.39 | 0 | 0 | 0 | 0 | 157.14 | 0 | 204.27 | 0 | 0 | 0 | 1377.96 | 599.13 | 0 | 71255.59 | 0 | 0 | 1.19 | 0 | 3.42 | 39.7 | 65.24 | 17.08 | 26.25 | 0 | 90.3649 | 3.8124 | 0 | 0 | 0 | 0 | 0 | 17.0765 | 0 | 0 | 365.4372 | 17.0765 | 0
2101 | 46.63 | 1637.02 | 1.68 | 0 | 0 | 0 | 0 | 157.14 | 0 | 355.75 | 0 | 0 | 0 | 1377.96 | 599.13 | 0 | 71854.73 | 0 | 0 | 1.2 | 0 | 4.47 | 40.31 | 101.72 | 17.08 | 14.58 | 0 | 89.3608 | 4.7655 | 0 | 0 | 0 | 0 | 0 | 17.0765 | 0 | 0 | 365.4372 | 17.0765 | 0
2102 | 45.35 | 1607.07 | 1.94 | 0 | 0 | 0 | 0 | 142.62 | 0 | 493.23 | 0 | 0 | 0 | 1377.96 | 599.13 | 0 | 72453.86 | 0 | 0 | 1.18 | 0 | 5.52 | 39.49 | 138.06 | 17.08 | 0 | 0 | 88.3568 | 4.7655 | 0 | 0 | 0 | 0 | 0 | 17.0765 | 0 | 0 | 365.4372 | 17.0765 | 0
2103 | 46.17 | 1626.47 | 2.18 | 0 | 0 | 0 | 0 | 157.14 | 0 | 644.71 | 0 | 0 | 0 | 1377.96 | 599.13 | 0 | 73052.99 | 0 | 0 | 1.13 | 0 | 6.53 | 38.02 | 172.9 | 17.08 | 7.46 | 0 | 88.3568 | 4.7655 | 0 | 0 | 0 | 0 | 0 | 17.0765 | 0 | 0 | 365.4372 | 17.0765 | 0
2104 | 47.25 | 1651.48 | 2.08 | 0 | 0 | 0 | 0 | 0 | 0 | 644.71 | 0 | 0 | 0 | 1377.96 | 599.13 | 0 | 73652.12 | 0 | 0 | 1.12 | 0 | 7.55 | 37.52 | 207.66 | 17.08 | 191.09 | 0 | 88.3568 | 4.7655 | 0 | 0 | 0 | 0 | 0 | 17.0765 | 0 | 0 | 365.4372 | 17.0765 | 0
2105 | 48.62 | 1682.91 | 1.83 | 0 | 0 | 0 | 0 | 157.14 | 0 | 796.19 | 0 | 0 | 0 | 1377.96 | 599.13 | 0 | 74251.26 | 0 | 0 | 1.13 | 0 | 8.59 | 37.78 | 242.89 | 17.08 | 63.28 | 0 | 90.3649 | 5.7186 | 0 | 0 | 0 | 0 | 0 | 17.0765 | 0 | 0 | 365.4372 | 17.0765 | 0
2106 | 51.34 | 1743.19 | 1.55 | 0 | 0 | 0 | 0 | 157.14 | 0 | 947.67 | 0 | 0 | 0 | 1377.96 | 599.13 | 0 | 74850.39 | 0 | 0 | 1.12 | 0 | 9.49 | 37.55 | 275.49 | 17.08 | 124.27 | 0 | 91.3689 | 6.6717 | 0 | 0 | 0 | 0 | 0 | 17.0765 | 0 | 0 | 365.4372 | 17.0765 | 0
2107 | 38.52 | 1436.56 | 1.24 | 0 | 0 | 0 | 0 | 0 | 0 | 947.67 | 0 | 0 | 0 | 1373.13 | 595.75 | 0 | 75446.14 | 0 | 0 | 1.13 | 0 | 10.18 | 0 | 268.09 | 17.08 | 0 | 0 | 95.3851 | 6.6717 | 0 | 0 | 0 | 0 | 0 | 17.0765 | 0 | 0 | 365.4372 | 17.0765 | 0
2108 | 0 | 0 | 0.98 | 0 | 0 | 0 | 0 | 0 | 93.4598 | 850.72 | 0 | 0 | 0 | 0 | 0 | 392.44 | 75053.7 | 27.01 | 12.6947 | 0 | 0 | 9.7 | 0 | 259.07 | 17.08 | 0 | 0 | 101.4095 | 5.7186 | 0 | 0 | 0 | 0 | 0 | 17.0765 | 0 | 0 | 365.4372 | 17.0765 | 0
2109 | 0 | 0 | 0.78 | 0 | 0 | 0 | 0 | 0 | 105.4038 | 741.39 | 0 | 0 | 0 | 0 | 0 | 365.44 | 74688.26 | 0 | 0 | 0 | 0 | 9.11 | 0 | 247.87 | 17.08 | 0 | 0 | 101.4095 | 4.7655 | 0 | 0 | 0 | 0 | 0 | 17.0765 | 0 | 0 | 365.4372 | 17.0765 | 0
2110 | 0 | 0 | 0.74 | 0 | 0 | 0 | 0 | 0 | 98.4533 | 639.26 | 0 | 0 | 0 | 0 | 0 | 365.44 | 74322.82 | 0 | 0 | 0 | 0 | 8.44 | 0 | 235.17 | 17.08 | 0 | 0 | 95.3851 | 3.8124 | 0 | 0 | 0 | 0 | 0 | 17.0765 | 0 | 0 | 365.4372 | 17.0765 | 0
2111 | 0 | 0 | 0.74 | 0 | 0 | 0 | 0 | 0 | 86.4612 | 549.57 | 0 | 0 | 0 | 0 | 0 | 365.44 | 73957.39 | 0 | 0 | 0 | 0 | 7.72 | 0 | 221.43 | 17.08 | 0 | 0 | 84.3406 | 2.8593 | 0 | 0 | 0 | 0 | 0 | 17.0765 | 0 | 0 | 365.4372 | 17.0765 | 0
2112 | 0 | 0 | 0.72 | 0 | 0 | 0 | 0 | 0 | 63.7975 | 483.39 | 0 | 0 | 0 | 0 | 0 | 392.44 | 73564.94 | 27.01 | 12.6947 | 0 | 0 | 7 | 0 | 207.83 | 17.08 | 0 | 0 | 75.3041 | 1.9062 | 0 | 0 | 0 | 0 | 0 | 17.0765 | 0 | 0 | 365.4372 | 17.0765 | 0
2113 | 0 | 0 | 0.66 | 0 | 0 | 0 | 0 | 0 | 71.577 | 409.14 | 0 | 0 | 0 | 0 | 0 | 365.44 | 73199.51 | 0 | 0 | 0 | 0 | 6.35 | 0 | 195.39 | 17.08 | 0 | 0 | 71.2878 | 0.95311 | 0 | 0 | 0 | 0 | 0 | 17.0765 | 0 | 0 | 365.4372 | 17.0765 | 0
2114 | 0 | 0 | 0.59 | 0 | 0 | 0 | 0 | 0 | 66.1882 | 340.48 | 0 | 0 | 0 | 0 | 0 | 366.48 | 72833.02 | 1.05 | 0.4935 | 0 | 0 | 5.61 | 0 | 181.39 | 17.08 | 0 | 0 | 67.2716 | 0 | 0 | 0 | 0 | 0 | 0 | 17.0765 | 0 | 0 | 365.4372 | 17.0765 | 0
2115 | 0 | 0 | 0.56 | 0 | 0 | 0 | 0 | 0 | 65.7062 | 272.32 | 0 | 0 | 0 | 0 | 0 | 365.44 | 72467.58 | 0 | 0 | 0 | 0 | 4.73 | 0 | 164.62 | 17.08 | 0 | 0 | 66.2676 | 0 | 0 | 0 | 0 | 0 | 0 | 17.0765 | 0 | 0 | 365.4372 | 17.0765 | 0
2116 | 0 | 0 | 0.46 | 0 | 0 | 0 | 0 | 0 | 52.1138 | 218.26 | 0 | 0 | 0 | 0 | 0 | 392.44 | 72075.14 | 27.01 | 12.6947 | 0 | 0 | 3.8 | 0 | 146.9 | 17.08 | 0 | 0 | 65.2635 | 0 | 0 | 0 | 0 | 0 | 0 | 17.0765 | 0 | 0 | 365.4372 | 17.0765 | 0
2117 | 0 | 0 | 0.31 | 0 | 0 | 0 | 0 | 0 | 68.9742 | 146.71 | 0 | 0 | 0 | 0 | 0 | 365.44 | 71709.7 | 0 | 0 | 0 | 0 | 2.89 | 0 | 129.68 | 17.08 | 0 | 0 | 69.2797 | 0 | 0 | 0 | 0 | 0 | 0 | 17.0765 | 0 | 0 | 365.4372 | 17.0765 | 0
2118 | 0 | 0 | 0.19 | 0 | 0 | 0 | 0 | 0 | 74.0545 | 69.89 | 0 | 0 | 0 | 0 | 0 | 365.44 | 71344.27 | 0 | 0 | 0 | 0 | 1.96 | 0 | 112.03 | 17.08 | 0 | 0 | 73.296 | 0.95311 | 0 | 0 | 0 | 0 | 0 | 17.0765 | 0 | 0 | 365.4372 | 17.0765 | 0
2119 | 0 | 0 | 0.15 | 0 | 0 | 0 | 0 | 0 | 67.374 | 0 | 0 | 0 | 0 | 0 | 0 | 392.44 | 70951.82 | 27.01 | 12.6947 | 0 | 1.0165 | 0 | 0 | 94.98 | 17.08 | 0 | 0 | 79.3203 | 1.9062 | 0 | 0 | 0 | 0 | 0 | 17.0765 | 0 | 0 | 365.4372 | 17.0765 | 0
2120 | 10.93 | 517 | 0.14 | 0 | 0 | 0 | 0 | 1.02 | 0 | 0.99 | 0 | 0 | 0 | 438.64 | 0 | 58.39 | 70893.43 | 0 | 0 | 1.26 | 0 | 0.37 | 0 | 79.36 | 17.08 | 0 | 0 | 83.3365 | 3.8124 | 0 | 0 | 0 | 0 | 0 | 17.0765 | 0 | 0 | 365.4372 | 17.0765 | 0
2121 | 25.88 | 1068.78 | 0.16 | 0 | 0 | 0 | 0 | 0 | 0 | 0.99 | 0 | 0 | 0 | 1001.53 | 335.63 | 0 | 71229.07 | 0 | 0 | 1.22 | 0 | 0.99 | 0 | 68.96 | 17.08 | 0 | 0 | 86.3487 | 5.7186 | 0 | 0 | 0 | 0 | 0 | 17.0765 | 0 | 0 | 365.4372 | 17.0765 | 0
2122 | 37.27 | 1403.28 | 0.22 | 0 | 0 | 0 | 0 | 0.74 | 0 | 1.7 | 0 | 0 | 0 | 1346.66 | 577.22 | 0 | 71806.29 | 0 | 0 | 1.2 | 0 | 1.7 | 0 | 60.89 | 17.08 | 0 | 0 | 88.3568 | 3.8124 | 0 | 0 | 0 | 0 | 0 | 17.0765 | 0 | 0 | 365.4372 | 17.0765 | 0
2123 | 44.56 | 1588.24 | 0.38 | 0 | 0 | 0 | 0 | 29.09 | 0 | 29.75 | 0 | 0 | 0 | 1377.96 | 599.13 | 0 | 72405.42 | 0 | 0 | 1.18 | 0 | 2.47 | 39.62 | 91.85 | 17.08 | 94.16 | 0 | 87.3527 | 3.8124 | 0 | 0 | 0 | 0 | 0 | 17.0765 | 0 | 0 | 365.4372 | 17.0765 | 0
2124 | 45.04 | 1599.71 | 0.62 | 0 | 0 | 0 | 0 | 136.37 | 0 | 161.21 | 0 | 0 | 0 | 1377.96 | 599.13 | 0 | 73004.56 | 0 | 0 | 1.19 | 0 | 3.42 | 39.7 | 126.12 | 17.08 | 0 | 0 | 86.3487 | 3.8124 | 0 | 0 | 0 | 0 | 0 | 17.0765 | 0 | 0 | 365.4372 | 17.0765 | 0
2125 | 44.34 | 1582.82 | 0.83 | 0 | 0 | 0 | 0 | 118.41 | 0 | 275.35 | 0 | 0 | 0 | 1377.96 | 599.13 | 0 | 73603.69 | 0 | 0 | 1.2 | 0 | 4.47 | 40.31 | 162.6 | 17.08 | 0 | 0 | 85.3446 | 4.7655 | 0 | 0 | 0 | 0 | 0 | 17.0765 | 0 | 0 | 365.4372 | 17.0765 | 0
2126 | 42.71 | 1543.11 | 0.93 | 0 | 0 | 0 | 0 | 80.02 | 0 | 352.49 | 0 | 0 | 0 | 1377.96 | 599.13 | 0 | 74202.82 | 0 | 0 | 1.18 | 0 | 5.52 | 39.49 | 198.95 | 17.08 | 0 | 0 | 83.3365 | 4.7655 | 0 | 0 | 0 | 0 | 0 | 17.0765 | 0 | 0 | 365.4372 | 17.0765 | 0
2127 | 44 | 1574.78 | 0.94 | 0 | 0 | 0 | 0 | 152.53 | 0 | 499.53 | 0 | 0 | 0 | 1377.96 | 599.13 | 0 | 74801.95 | 0 | 0 | 1.13 | 0 | 6.53 | 0 | 197.67 | 17.08 | 0 | 0 | 83.3365 | 4.7655 | 0 | 0 | 0 | 0 | 0 | 17.0765 | 0 | 0 | 365.4372 | 17.0765 | 0
2128 | 45.48 | 1610.16 | 0.66 | 0 | 0 | 0 | 0 | 150.6 | 0 | 644.71 | 0 | 0 | 0 | 1377.96 | 599.13 | 0 | 75401.09 | 0 | 0 | 1.12 | 0 | 7.55 | 37.52 | 232.43 | 17.08 | 0 | 0 | 84.3406 | 4.7655 | 0 | 0 | 0 | 0 | 0 | 17.0765 | 0 | 0 | 365.4372 | 17.0765 | 0
2129 | 47.2 | 1650.35 | 0.33 | 0 | 0 | 0 | 0 | 157.14 | 0 | 796.19 | 0 | 0 | 0 | 1377.96 | 599.13 | 0 | 76000.22 | 0 | 0 | 1.13 | 0 | 8.59 | 37.78 | 267.66 | 17.08 | 31.81 | 0 | 86.3487 | 5.7186 | 0 | 0 | 0 | 0 | 0 | 17.0765 | 0 | 0 | 365.4372 | 17.0765 | 0
2130 | 49.88 | 1711.06 | 0.16 | 0 | 0 | 0 | 0 | 157.14 | 0 | 947.67 | 0 | 0 | 0 | 1377.96 | 599.13 | 0 | 76599.35 | 0 | 0 | 1.12 | 0 | 9.49 | 28.86 | 292 | 17.08 | 101 | 0 | 88.3568 | 6.6717 | 0 | 0 | 0 | 0 | 0 | 17.0765 | 0 | 0 | 365.4372 | 17.0765 | 0
2131 | 38.42 | 1434.07 | 0.1 | 0 | 0 | 0 | 0 | 0 | 0 | 947.67 | 0 | 0 | 0 | 1364.63 | 589.8 | 0 | 77189.16 | 0 | 0 | 1.13 | 0 | 10.18 | 7.78 | 292 | 17.08 | 0 | 0 | 92.373 | 6.6717 | 0 | 0 | 0 | 0 | 0 | 17.0765 | 0 | 0 | 365.4372 | 17.0765 | 0
2132 | 0 | 0 | 0.11 | 0 | 0 | 0 | 0 | 0 | 104.006 | 839.78 | 0 | 0 | 0 | 0 | 0 | 365.44 | 76823.72 | 0 | 0 | 0 | 0 | 9.7 | 0 | 282.97 | 17.08 | 0 | 0 | 98.3973 | 5.7186 | 0 | 0 | 0 | 0 | 0 | 17.0765 | 0 | 0 | 365.4372 | 17.0765 | 0
2133 | 0 | 0 | 0.2 | 0 | 0 | 0 | 0 | 0 | 104.97 | 730.89 | 0 | 0 | 0 | 0 | 0 | 365.44 | 76458.28 | 0 | 0 | 0 | 0 | 9.11 | 0 | 271.78 | 17.08 | 0 | 0 | 100.4054 | 4.7655 | 0 | 0 | 0 | 0 | 0 | 17.0765 | 0 | 0 | 365.4372 | 17.0765 | 0
2134 | 0 | 0 | 0.48 | 0 | 0 | 0 | 0 | 0 | 94.3852 | 632.97 | 0 | 0 | 0 | 0 | 0 | 370.37 | 76087.91 | 4.93 | 2.3171 | 0 | 0 | 8.44 | 0 | 259.08 | 17.08 | 0 | 0 | 93.377 | 3.8124 | 0 | 0 | 0 | 0 | 0 | 17.0765 | 0 | 0 | 365.4372 | 17.0765 | 0
2135 | 0 | 0 | 0.86 | 0 | 0 | 0 | 0 | 0 | 71.6348 | 558.66 | 0 | 0 | 0 | 0 | 0 | 392.44 | 75695.47 | 27.01 | 12.6947 | 0 | 0 | 7.72 | 0 | 245.34 | 17.08 | 0 | 0 | 82.3324 | 2.8593 | 0 | 0 | 0 | 0 | 0 | 17.0765 | 0 | 0 | 365.4372 | 17.0765 | 0
2136 | 0 | 0 | 1.16 | 0 | 0 | 0 | 0 | 0 | 75.0474 | 480.82 | 0 | 0 | 0 | 0 | 0 | 365.44 | 75330.03 | 0 | 0 | 0 | 0 | 7 | 0 | 231.74 | 17.08 | 0 | 0 | 74.3 | 1.9062 | 0 | 0 | 0 | 0 | 0 | 17.0765 | 0 | 0 | 365.4372 | 17.0765 | 0
2137 | 0 | 0 | 1.45 | 0 | 0 | 0 | 0 | 0 | 68.7814 | 409.47 | 0 | 0 | 0 | 0 | 0 | 365.44 | 74964.6 | 0 | 0 | 0 | 0 | 6.35 | 0 | 219.3 | 17.08 | 0 | 0 | 69.2797 | 0.95311 | 0 | 0 | 0 | 0 | 0 | 17.0765 | 0 | 0 | 365.4372 | 17.0765 | 0
2138 | 0 | 0 | 1.77 | 0 | 0 | 0 | 0 | 0 | 64.5012 | 342.56 | 0 | 0 | 0 | 0 | 0 | 365.44 | 74599.16 | 0 | 0 | 0 | 0 | 5.61 | 0 | 205.3 | 17.08 | 0 | 0 | 66.2676 | 0 | 0 | 0 | 0 | 0 | 0 | 17.0765 | 0 | 0 | 365.4372 | 17.0765 | 0
2139 | 0 | 0 | 2.08 | 0 | 0 | 0 | 0 | 0 | 50.4847 | 290.19 | 0 | 0 | 0 | 0 | 0 | 392.44 | 74206.72 | 27.01 | 12.6947 | 0 | 0 | 4.73 | 0 | 188.53 | 17.08 | 0 | 0 | 65.2635 | 0 | 0 | 0 | 0 | 0 | 0 | 17.0765 | 0 | 0 | 365.4372 | 17.0765 | 0
2140 | 0 | 0 | 2.42 | 0 | 0 | 0 | 0 | 0 | 63.8457 | 223.95 | 0 | 0 | 0 | 0 | 0 | 365.44 | 73841.28 | 0 | 0 | 0 | 0 | 3.8 | 0 | 170.81 | 17.08 | 0 | 0 | 66.2676 | 0 | 0 | 0 | 0 | 0 | 0 | 17.0765 | 0 | 0 | 365.4372 | 17.0765 | 0
2141 | 0 | 0 | 2.63 | 0 | 0 | 0 | 0 | 0 | 66.651 | 154.82 | 0 | 0 | 0 | 0 | 0 | 365.44 | 73475.84 | 0 | 0 | 0 | 0 | 2.89 | 0 | 153.59 | 17.08 | 0 | 0 | 69.2797 | 0 | 0 | 0 | 0 | 0 | 0 | 17.0765 | 0 | 0 | 365.4372 | 17.0765 | 0
2142 | 0 | 0 | 2.87 | 0 | 0 | 0 | 0 | 0 | 72.3771 | 79.73 | 0 | 0 | 0 | 0 | 0 | 365.44 | 73110.4 | 0 | 0 | 0 | 0 | 1.96 | 0 | 135.94 | 17.08 | 0 | 0 | 74.3 | 0.95311 | 0 | 0 | 0 | 0 | 0 | 17.0765 | 0 | 0 | 365.4372 | 17.0765 | 0
2143 | 0 | 0 | 3.35 | 0 | 0 | 0 | 0 | 0 | 76.8597 | 0 | 0 | 0 | 0 | 0 | 0 | 365.44 | 72744.97 | 0 | 0 | 0 | 1.0165 | 0 | 0 | 118.89 | 17.08 | 0 | 0 | 79.3203 | 1.9062 | 0 | 0 | 0 | 0 | 0 | 17.0765 | 0 | 0 | 365.4372 | 17.0765 | 0
2144 | 7 | 344.54 | 4.23 | 0 | 0 | 0 | 0 | 17.83 | 0 | 17.19 | 0 | 0 | 0 | 249.54 | 0 | 190.76 | 72554.21 | 0 | 0 | 1.26 | 0 | 0.37 | 0 | 103.27 | 17.08 | 0 | 0 | 83.3365 | 3.8124 | 0 | 0 | 0 | 0 | 0 | 17.0765 | 0 | 0 | 365.4372 | 17.0765 | 0
2145 | 20.84 | 899.27 | 5.52 | 0 | 0 | 0 | 0 | 157.14 | 0 | 168.67 | 0 | 0 | 0 | 634.23 | 78.52 | 0 | 72632.73 | 0 | 0 | 1.22 | 0 | 0.99 | 40.97 | 131.79 | 17.08 | 0 | 0 | 86.3487 | 5.7186 | 0 | 0 | 0 | 0 | 0 | 17.0765 | 0 | 0 | 365.4372 | 17.0765 | 0
2146 | 30.78 | 1220.44 | 6.67 | 0 | 0 | 0 | 0 | 157.14 | 0 | 320.15 | 0 | 0 | 0 | 1007.38 | 339.73 | 0 | 72972.46 | 0 | 0 | 1.2 | 0 | 1.7 | 0 | 123.72 | 17.08 | 0 | 0 | 88.3568 | 3.8124 | 0 | 0 | 0 | 0 | 0 | 17.0765 | 0 | 0 | 365.4372 | 17.0765 | 0
2147 | 37.06 | 1397.85 | 7.61 | 0 | 0 | 0 | 0 | 0 | 0 | 320.15 | 0 | 0 | 0 | 1349.17 | 578.98 | 0 | 73551.44 | 0 | 0 | 1.18 | 0 | 2.47 | 0 | 117.04 | 17.08 | 0 | 0 | 88.3568 | 3.8124 | 0 | 0 | 0 | 0 | 0 | 17.0765 | 0 | 0 | 365.4372 | 17.0765 | 0
2148 | 41.01 | 1500.72 | 8.34 | 0 | 0 | 0 | 0 | 80.76 | 0 | 398 | 0 | 0 | 0 | 1377.96 | 599.13 | 0 | 74150.57 | 0 | 0 | 1.19 | 0 | 3.42 | 0 | 113.6 | 17.08 | 0 | 0 | 86.3487 | 3.8124 | 0 | 0 | 0 | 0 | 0 | 17.0765 | 0 | 0 | 365.4372 | 17.0765 | 0
2149 | 43 | 1550.23 | 8.74 | 0 | 0 | 0 | 0 | 92.38 | 0 | 487.06 | 0 | 0 | 0 | 1377.96 | 599.13 | 0 | 74749.71 | 0 | 0 | 1.2 | 0 | 4.47 | 40.31 | 150.08 | 17.08 | 0 | 0 | 85.3446 | 4.7655 | 0 | 0 | 0 | 0 | 0 | 17.0765 | 0 | 0 | 365.4372 | 17.0765 | 0
2150 | 43.52 | 1563.15 | 9.09 | 0 | 0 | 0 | 0 | 121.74 | 0 | 604.42 | 0 | 0 | 0 | 1377.96 | 599.13 | 0 | 75348.84 | 0 | 0 | 1.18 | 0 | 5.52 | 26.79 | 174.36 | 17.08 | 0 | 0 | 83.3365 | 4.7655 | 0 | 0 | 0 | 0 | 0 | 17.0765 | 0 | 0 | 365.4372 | 17.0765 | 0
2151 | 40.85 | 1496.7 | 9.45 | 0 | 0 | 0 | 0 | 41.79 | 0 | 644.71 | 0 | 0 | 0 | 1377.96 | 599.13 | 0 | 75947.97 | 0 | 0 | 1.13 | 0 | 6.53 | 38.02 | 209.19 | 17.08 | 0 | 0 | 83.3365 | 4.7655 | 0 | 0 | 0 | 0 | 0 | 17.0765 | 0 | 0 | 365.4372 | 17.0765 | 0
2152 | 37.34 | 1405.29 | 11.46 | 0 | 0 | 0 | 0 | 157.14 | 0 | 796.19 | 0 | 0 | 0 | 1206.72 | 479.27 | 0 | 76427.24 | 0 | 0 | 1.12 | 0 | 7.55 | 0 | 208.31 | 17.08 | 0 | 0 | 84.3406 | 4.7655 | 0 | 0 | 0 | 0 | 0 | 17.0765 | 0 | 0 | 365.4372 | 17.0765 | 0
2153 | 32.99 | 1284.82 | 14.19 | 0 | 0 | 0 | 0 | 0 | 0 | 796.19 | 0 | 0 | 0 | 1201.02 | 475.28 | 0 | 76902.52 | 0 | 0 | 1.13 | 0 | 8.59 | 37.78 | 243.55 | 17.08 | 0 | 0 | 86.3487 | 5.7186 | 0 | 0 | 0 | 0 | 0 | 17.0765 | 0 | 0 | 365.4372 | 17.0765 | 0
2154 | 33.02 | 1285.68 | 16.83 | 0 | 0 | 0 | 0 | 157.14 | 0 | 947.67 | 0 | 0 | 0 | 1082.25 | 392.14 | 0 | 77294.65 | 0 | 0 | 1.12 | 0 | 9.49 | 0 | 240.46 | 17.08 | 0 | 0 | 88.3568 | 6.6717 | 0 | 0 | 0 | 0 | 0 | 17.0765 | 0 | 0 | 365.4372 | 17.0765 | 0
2155 | 20.53 | 888.19 | 19.58 | 0 | 0 | 0 | 0 | 0 | 0 | 947.67 | 0 | 0 | 0 | 790.25 | 187.73 | 0 | 77482.39 | 0 | 0 | 1.13 | 0 | 10.18 | 37.87 | 269.05 | 17.08 | 0 | 0 | 92.373 | 6.6717 | 0 | 0 | 0 | 0 | 0 | 17.0765 | 0 | 0 | 365.4372 | 17.0765 | 0
2156 | 0 | 0 | 22.78 | 0 | 0 | 0 | 0 | 0 | 81.3423 | 863.29 | 0 | 0 | 0 | 0 | 0 | 365.44 | 77116.95 | 0 | 0 | 0 | 0 | 9.7 | 0 | 260.02 | 17.08 | 0 | 0 | 98.3973 | 5.7186 | 0 | 0 | 0 | 0 | 0 | 17.0765 | 0 | 0 | 365.4372 | 17.0765 | 0
2157 | 0 | 0 | 26.68 | 0 | 0 | 0 | 0 | 0 | 77.4863 | 782.91 | 0 | 0 | 0 | 0 | 0 | 365.44 | 76751.51 | 0 | 0 | 0 | 0 | 9.11 | 0 | 248.83 | 17.08 | 0 | 0 | 99.4014 | 4.7655 | 0 | 0 | 0 | 0 | 0 | 17.0765 | 0 | 0 | 365.4372 | 17.0765 | 0
2158 | 0 | 0 | 26.86 | 0 | 0 | 0 | 0 | 0 | 70.3334 | 709.95 | 0 | 0 | 0 | 0 | 0 | 365.44 | 76386.08 | 0 | 0 | 0 | 0 | 8.44 | 0 | 236.12 | 17.08 | 0 | 0 | 93.377 | 3.8124 | 0 | 0 | 0 | 0 | 0 | 17.0765 | 0 | 0 | 365.4372 | 17.0765 | 0
2159 | 0 | 0 | 25.92 | 0 | 0 | 0 | 0 | 0 | 59.2764 | 648.46 | 0 | 0 | 0 | 0 | 0 | 365.44 | 76020.64 | 0 | 0 | 0 | 0 | 7.72 | 0 | 222.39 | 17.08 | 0 | 0 | 82.3324 | 2.8593 | 0 | 0 | 0 | 0 | 0 | 17.0765 | 0 | 0 | 365.4372 | 17.0765 | 0
2160 | 0 | 0 | 25.51 | 0 | 0 | 0 | 0 | 0 | 50.6968 | 595.87 | 0 | 0 | 0 | 0 | 0 | 365.44 | 75655.2 | 0 | 0 | 0 | 0 | 7 | 0 | 208.79 | 17.08 | 0 | 0 | 74.3 | 1.9062 | 0 | 0 | 0 | 0 | 0 | 17.0765 | 0 | 0 | 365.4372 | 17.0765 | 0
2161 | 0 | 0 | 25.24 | 0 | 0 | 0 | 0 | 0 | 44.9899 | 549.2 | 0 | 0 | 0 | 0 | 0 | 365.44 | 75289.76 | 0 | 0 | 0 | 0 | 6.35 | 0 | 196.35 | 17.08 | 0 | 0 | 69.2797 | 0.95311 | 0 | 0 | 0 | 0 | 0 | 17.0765 | 0 | 0 | 365.4372 | 17.0765 | 0
2162 | 0 | 0 | 24.8 | 0 | 0 | 0 | 0 | 0 | 41.4713 | 506.18 | 0 | 0 | 0 | 0 | 0 | 365.44 | 74924.33 | 0 | 0 | 0 | 0 | 5.61 | 0 | 182.35 | 17.08 | 0 | 0 | 66.2676 | 0 | 0 | 0 | 0 | 0 | 0 | 17.0765 | 0 | 0 | 365.4372 | 17.0765 | 0
2163 | 0 | 0 | 24.06 | 0 | 0 | 0 | 0 | 0 | 41.2014 | 463.44 | 0 | 0 | 0 | 0 | 0 | 365.44 | 74558.89 | 0 | 0 | 0 | 0 | 4.73 | 0 | 165.57 | 17.08 | 0 | 0 | 65.2635 | 0 | 0 | 0 | 0 | 0 | 0 | 17.0765 | 0 | 0 | 365.4372 | 17.0765 | 0
2164 | 0 | 0 | 25.17 | 0 | 0 | 0 | 0 | 0 | 41.0953 | 420.81 | 0 | 0 | 0 | 0 | 0 | 365.44 | 74193.45 | 0 | 0 | 0 | 0 | 3.8 | 0 | 147.86 | 17.08 | 0 | 0 | 66.2676 | 0 | 0 | 0 | 0 | 0 | 0 | 17.0765 | 0 | 0 | 365.4372 | 17.0765 | 0
2165 | 0 | 0 | 27.05 | 0 | 0 | 0 | 0 | 0 | 44.238 | 374.92 | 0 | 0 | 0 | 0 | 0 | 365.44 | 73828.02 | 0 | 0 | 0 | 0 | 2.89 | 0 | 130.64 | 17.08 | 0 | 0 | 71.2878 | 0 | 0 | 0 | 0 | 0 | 0 | 17.0765 | 0 | 0 | 365.4372 | 17.0765 | 0
2166 | 0 | 0 | 28.65 | 0 | 0 | 0 | 0 | 0 | 48.6145 | 324.49 | 0 | 0 | 0 | 0 | 0 | 365.44 | 73462.58 | 0 | 0 | 0 | 0 | 1.96 | 0 | 112.99 | 17.08 | 0 | 0 | 76.3081 | 0.95311 | 0 | 0 | 0 | 0 | 0 | 17.0765 | 0 | 0 | 365.4372 | 17.0765 | 0
2167 | 0 | 0 | 30.42 | 0 | 0 | 0 | 0 | 0 | 52.8079 | 269.71 | 0 | 0 | 0 | 0 | 0 | 365.44 | 73097.14 | 0 | 0 | 0 | 0 | 1.07 | 0 | 95.94 | 17.08 | 0 | 0 | 81.3284 | 1.9062 | 0 | 0 | 0 | 0 | 0 | 17.0765 | 0 | 0 | 365.4372 | 17.0765 | 0
2168 | 0.53 | 27.71 | 32.58 | 0 | 0 | 0 | 0 | 0 | 29.3442 | 239.27 | 0 | 0 | 0 | 0 | 0 | 365.44 | 72731.7 | 0 | 0 | 0 | 0 | 0.24 | 0 | 80.32 | 17.08 | 0 | 0 | 86.3487 | 3.8124 | 0 | 0 | 0 | 0 | 0 | 17.0765 | 0 | 0 | 365.4372 | 17.0765 | 0
2169 | 3.91 | 198.38 | 34.64 | 0 | 0 | 0 | 0 | 0 | 0 | 239.27 | 0 | 0 | 0 | 140.62 | 0 | 267 | 72464.7 | 0 | 0 | 1.22 | 0 | 0.86 | 0 | 69.92 | 17.08 | 0 | 0 | 89.3608 | 5.7186 | 0 | 0 | 0 | 0 | 0 | 17.0765 | 0 | 0 | 365.4372 | 17.0765 | 0
2170 | 5.96 | 296.33 | 32.78 | 0 | 0 | 0 | 0 | 157.14 | 0 | 390.75 | 0 | 0 | 0 | 81.56 | 0 | 308.35 | 72156.35 | 0 | 0 | 1.2 | 0 | 1.57 | 0 | 61.84 | 17.08 | 0 | 0 | 91.3689 | 3.8124 | 0 | 0 | 0 | 0 | 0 | 17.0765 | 0 | 0 | 365.4372 | 17.0765 | 0
2171 | 4.43 | 223.96 | 29.99 | 0 | 0 | 0 | 0 | 0 | 0 | 390.75 | 0 | 0 | 0 | 162.02 | 0 | 252.02 | 71904.33 | 0 | 0 | 1.18 | 0 | 2.34 | 0 | 55.16 | 17.08 | 0 | 0 | 91.3689 | 3.8124 | 0 | 0 | 0 | 0 | 0 | 17.0765 | 0 | 0 | 365.4372 | 17.0765 | 0
2172 | 8.79 | 424.9 | 27.83 | 0 | 0 | 0 | 0 | 157.14 | 0 | 542.23 | 0 | 0 | 0 | 209 | 0 | 219.14 | 71685.19 | 0 | 0 | 0.2 | 0 | 2.35 | 0 | 51.72 | 17.08 | 0 | 0 | 91.3689 | 3.8124 | 0 | 0 | 0 | 0 | 0 | 17.0765 | 0 | 0 | 365.4372 | 17.0765 | 0
2173 | 13.82 | 636.14 | 25.96 | 0 | 0 | 0 | 0 | 0 | 0 | 542.23 | 0 | 0 | 0 | 539.28 | 12.06 | 0 | 71697.25 | 0 | 0 | 1.2 | 0 | 3.4 | 40.31 | 88.2 | 17.08 | 0 | 0 | 90.3649 | 4.7655 | 0 | 0 | 0 | 0 | 0 | 17.0765 | 0 | 0 | 365.4372 | 17.0765 | 0
2174 | 18.41 | 811.88 | 24.47 | 0 | 0 | 0 | 0 | 106.31 | 0 | 644.71 | 0 | 0 | 0 | 653.14 | 91.76 | 0 | 71789.01 | 0 | 0 | 1.18 | 0 | 4.46 | 0 | 87.04 | 17.08 | 0 | 0 | 89.3608 | 4.7655 | 0 | 0 | 0 | 0 | 0 | 17.0765 | 0 | 0 | 365.4372 | 17.0765 | 0
2175 | 17.37 | 773.35 | 23.38 | 0 | 0 | 0 | 0 | 0 | 0 | 644.71 | 0 | 0 | 0 | 680.82 | 111.14 | 0 | 71900.15 | 0 | 0 | 1.13 | 0 | 5.47 | 38.02 | 121.87 | 17.08 | 0 | 0 | 89.3608 | 4.7655 | 0 | 0 | 0 | 0 | 0 | 17.0765 | 0 | 0 | 365.4372 | 17.0765 | 0
2176 | 15.37 | 697.09 | 24.68 | 0 | 0 | 0 | 0 | 0 | 0 | 644.71 | 0 | 0 | 0 | 603.37 | 56.92 | 0 | 71957.07 | 0 | 0 | 1.12 | 0 | 6.49 | 37.52 | 156.63 | 17.08 | 0 | 0 | 90.3649 | 4.7655 | 0 | 0 | 0 | 0 | 0 | 17.0765 | 0 | 0 | 365.4372 | 17.0765 | 0
2177 | 13.08 | 606.13 | 26.21 | 0 | 0 | 0 | 0 | 157.14 | 0 | 796.19 | 0 | 0 | 0 | 390.06 | 0 | 92.39 | 71864.68 | 0 | 0 | 1.13 | 0 | 7.52 | 0 | 155.97 | 17.08 | 0 | 0 | 91.3689 | 5.7186 | 0 | 0 | 0 | 0 | 0 | 17.0765 | 0 | 0 | 365.4372 | 17.0765 | 0
2178 | 10.64 | 504.68 | 26.8 | 0 | 0 | 0 | 0 | 157.14 | 0 | 947.67 | 0 | 0 | 0 | 247.26 | 0 | 192.36 | 71672.32 | 0 | 0 | 1.12 | 0 | 8.43 | 37.55 | 188.57 | 17.08 | 0 | 0 | 92.373 | 6.6717 | 0 | 0 | 0 | 0 | 0 | 17.0765 | 0 | 0 | 365.4372 | 17.0765 | 0
2179 | 4.66 | 235.04 | 27.16 | 0 | 0 | 0 | 0 | 0 | 0 | 947.67 | 0 | 0 | 0 | 124.81 | 0 | 278.07 | 71394.25 | 0 | 0 | 1.13 | 0 | 9.11 | 37.87 | 217.15 | 17.08 | 0 | 0 | 96.3892 | 6.6717 | 0 | 0 | 0 | 0 | 0 | 17.0765 | 0 | 0 | 365.4372 | 17.0765 | 0
2180 | 0 | 0 | 27.77 | 0 | 0 | 0 | 0 | 0 | 80.359 | 864.31 | 0 | 0 | 0 | 0 | 0 | 365.44 | 71028.81 | 0 | 0 | 0 | 0 | 8.64 | 0 | 208.12 | 17.08 | 0 | 0 | 102.4135 | 5.7186 | 0 | 0 | 0 | 0 | 0 | 17.0765 | 0 | 0 | 365.4372 | 17.0765 | 0
2181 | 0 | 0 | 28.52 | 0 | 0 | 0 | 0 | 0 | 79.665 | 781.67 | 0 | 0 | 0 | 0 | 0 | 365.44 | 70663.37 | 0 | 0 | 0 | 0 | 8.05 | 0 | 196.93 | 17.08 | 0 | 0 | 103.4176 | 4.7655 | 0 | 0 | 0 | 0 | 0 | 17.0765 | 0 | 0 | 365.4372 | 17.0765 | 0
2182 | 0 | 0 | 26.23 | 0 | 0 | 0 | 0 | 0 | 73.9774 | 704.93 | 0 | 0 | 0 | 0 | 0 | 365.44 | 70297.94 | 0 | 0 | 0 | 0 | 7.38 | 0 | 184.23 | 17.08 | 0 | 0 | 96.3892 | 3.8124 | 0 | 0 | 0 | 0 | 0 | 17.0765 | 0 | 0 | 365.4372 | 17.0765 | 0
2183 | 0 | 0 | 22.64 | 0 | 0 | 0 | 0 | 0 | 65.5713 | 636.91 | 0 | 0 | 0 | 0 | 0 | 365.44 | 69932.5 | 0 | 0 | 0 | 0 | 6.66 | 0 | 170.49 | 17.08 | 0 | 0 | 85.3446 | 2.8593 | 0 | 0 | 0 | 0 | 0 | 17.0765 | 0 | 0 | 365.4372 | 17.0765 | 0
2184 | 0 | 0 | 18.75 | 0 | 0 | 0 | 0 | 0 | 60.4717 | 574.19 | 0 | 0 | 0 | 0 | 0 | 365.44 | 69567.06 | 0 | 0 | 0 | 0 | 5.94 | 0 | 156.89 | 17.08 | 0 | 0 | 77.3122 | 1.9062 | 0 | 0 | 0 | 0 | 0 | 17.0765 | 0 | 0 | 365.4372 | 17.0765 | 0
2185 | 0 | 0 | 15.19 | 0 | 0 | 0 | 0 | 0 | 58.0617 | 513.96 | 0 | 0 | 0 | 0 | 0 | 365.44 | 69201.63 | 0 | 0 | 0 | 0 | 5.28 | 0 | 144.45 | 17.08 | 0 | 0 | 72.2919 | 0.95311 | 0 | 0 | 0 | 0 | 0 | 17.0765 | 0 | 0 | 365.4372 | 17.0765 | 0
2186 | 0 | 0 | 11.77 | 0 | 0 | 0 | 0 | 0 | 57.5026 | 454.31 | 0 | 0 | 0 | 0 | 0 | 365.44 | 68836.19 | 0 | 0 | 0 | 0 | 4.55 | 0 | 130.45 | 17.08 | 0 | 0 | 69.2797 | 0 | 0 | 0 | 0 | 0 | 0 | 17.0765 | 0 | 0 | 365.4372 | 17.0765 | 0
2187 | 0 | 0 | 8.69 | 0 | 0 | 0 | 0 | 0 | 58.5823 | 393.54 | 0 | 0 | 0 | 0 | 0 | 365.44 | 68470.75 | 0 | 0 | 0 | 0 | 3.66 | 0 | 113.68 | 17.08 | 0 | 0 | 67.2716 | 0 | 0 | 0 | 0 | 0 | 0 | 17.0765 | 0 | 0 | 365.4372 | 17.0765 | 0
2188 | 0 | 0 | 7.02 | 0 | 0 | 0 | 0 | 0 | 62.2551 | 328.95 | 0 | 0 | 0 | 0 | 0 | 365.44 | 68105.31 | 0 | 0 | 0 | 0 | 2.73 | 0 | 95.96 | 17.08 | 0 | 0 | 69.2797 | 0 | 0 | 0 | 0 | 0 | 0 | 17.0765 | 0 | 0 | 365.4372 | 17.0765 | 0
2189 | 0 | 0 | 6.15 | 0 | 0 | 0 | 0 | 0 | 66.14 | 260.34 | 0 | 0 | 0 | 0 | 0 | 365.44 | 67739.88 | 0 | 0 | 0 | 0 | 1.83 | 0 | 78.74 | 17.08 | 0 | 0 | 72.2919 | 0 | 0 | 0 | 0 | 0 | 0 | 17.0765 | 0 | 0 | 365.4372 | 17.0765 | 0
2190 | 0 | 0 | 5.66 | 0 | 0 | 0 | 0 | 0 | 72.5988 | 185.03 | 0 | 0 | 0 | 0 | 0 | 365.44 | 67374.44 | 0 | 0 | 0 | 0 | 0.9 | 0 | 61.09 | 17.08 | 0 | 0 | 77.3122 | 0.95311 | 0 | 0 | 0 | 0 | 0 | 17.0765 | 0 | 0 | 365.4372 | 17.0765 | 0
2191 | 0 | 0 | 5.65 | 0 | 0 | 0 | 0 | 0 | 78.5853 | 103.51 | 0 | 0 | 0 | 0 | 0 | 365.44 | 67009 | 0 | 0 | 0 | 0 | 0 | 0 | 44.04 | 17.08 | 0 | 0 | 82.3324 | 1.9062 | 0 | 0 | 0 | 0 | 0 | 17.0765 | 0 | 0 | 365.4372 | 17.0765 | 0
2192 | 9.23 | 443.87 | 6.11 | 0 | 0 | 0 | 0 | 157.14 | 0 | 254.99 | 0 | 0 | 0 | 210.65 | 0 | 217.98 | 66791.02 | 0 | 0 | 1.26 | 0 | 0.37 | 0 | 28.42 | 17.08 | 0 | 0 | 86.3487 | 3.8124 | 0 | 0 | 0 | 0 | 0 | 17.0765 | 0 | 0 | 365.4372 | 17.0765 | 0
2193 | 23.57 | 993.02 | 6.86 | 0 | 0 | 0 | 0 | 0 | 0 | 254.99 | 0 | 0 | 0 | 885.17 | 254.18 | 0 | 67045.21 | 0 | 0 | 1.22 | 0 | 0.99 | 40.97 | 56.95 | 17.08 | 0 | 0 | 90.3649 | 5.7186 | 0 | 0 | 0 | 0 | 0 | 17.0765 | 0 | 0 | 365.4372 | 17.0765 | 0
2194 | 34.13 | 1317.1 | 7.04 | 0 | 0 | 0 | 0 | 0 | 0 | 254.99 | 0 | 0 | 0 | 1260.88 | 517.18 | 0 | 67562.38 | 0 | 0 | 1.2 | 0 | 1.7 | 0 | 48.87 | 17.08 | 0 | 0 | 92.373 | 3.8124 | 0 | 0 | 0 | 0 | 0 | 17.0765 | 0 | 0 | 365.4372 | 17.0765 | 0
2195 | 41.07 | 1502.14 | 6.93 | 0 | 0 | 0 | 0 | 35.18 | 0 | 288.91 | 0 | 0 | 0 | 1377.96 | 599.13 | 0 | 68161.51 | 0 | 0 | 1.18 | 0 | 2.47 | 39.62 | 79.83 | 17.08 | 0 | 0 | 92.373 | 3.8124 | 0 | 0 | 0 | 0 | 0 | 17.0765 | 0 | 0 | 365.4372 | 17.0765 | 0
2196 | 42.45 | 1536.85 | 6.7 | 0 | 0 | 0 | 0 | 157.14 | 0 | 440.39 | 0 | 0 | 0 | 1291.8 | 538.82 | 0 | 68700.34 | 0 | 0 | 1.19 | 0 | 3.42 | 39.7 | 114.11 | 17.08 | 0 | 0 | 92.373 | 3.8124 | 0 | 0 | 0 | 0 | 0 | 17.0765 | 0 | 0 | 365.4372 | 17.0765 | 0
2197 | 42.07 | 1527.27 | 6.32 | 0 | 0 | 0 | 0 | 100.36 | 0 | 537.14 | 0 | 0 | 0 | 1377.96 | 599.13 | 0 | 69299.47 | 0 | 0 | 1.2 | 0 | 4.47 | 0 | 112.29 | 17.08 | 0 | 0 | 91.3689 | 4.7655 | 0 | 0 | 0 | 0 | 0 | 17.0765 | 0 | 0 | 365.4372 | 17.0765 | 0
2198 | 40.1 | 1477.66 | 5.97 | 0 | 0 | 0 | 0 | 157.14 | 0 | 688.62 | 0 | 0 | 0 | 1230.8 | 496.12 | 0 | 69795.59 | 0 | 0 | 1.18 | 0 | 5.52 | 39.49 | 148.64 | 17.08 | 0 | 0 | 90.3649 | 4.7655 | 0 | 0 | 0 | 0 | 0 | 17.0765 | 0 | 0 | 365.4372 | 17.0765 | 0
2199 | 38.35 | 1431.99 | 5.54 | 0 | 0 | 0 | 0 | 111.59 | 0 | 796.19 | 0 | 0 | 0 | 1268.02 | 522.18 | 0 | 70317.77 | 0 | 0 | 1.13 | 0 | 6.53 | 0 | 147.35 | 17.08 | 0 | 0 | 90.3649 | 4.7655 | 0 | 0 | 0 | 0 | 0 | 17.0765 | 0 | 0 | 365.4372 | 17.0765 | 0
2200 | 35.97 | 1368.28 | 5.16 | 0 | 0 | 0 | 0 | 157.14 | 0 | 947.67 | 0 | 0 | 0 | 1155.02 | 443.08 | 0 | 70760.84 | 0 | 0 | 1.12 | 0 | 7.55 | 0 | 146.47 | 17.08 | 0 | 0 | 91.3689 | 4.7655 | 0 | 0 | 0 | 0 | 0 | 17.0765 | 0 | 0 | 365.4372 | 17.0765 | 0
2201 | 33.08 | 1287.4 | 4.92 | 0 | 0 | 0 | 0 | 0 | 0 | 947.67 | 0 | 0 | 0 | 1188.4 | 466.44 | 0 | 71227.29 | 0 | 0 | 1.13 | 0 | 8.59 | 37.78 | 181.71 | 17.08 | 0 | 0 | 92.373 | 5.7186 | 0 | 0 | 0 | 0 | 0 | 17.0765 | 0 | 0 | 365.4372 | 17.0765 | 0
2202 | 33.27 | 1292.76 | 4.96 | 0 | 0 | 0 | 0 | 0 | 0 | 947.67 | 0 | 0 | 0 | 1230.94 | 496.22 | 0 | 71723.5 | 0 | 0 | 0 | 0 | 8.43 | 0 | 178.62 | 17.08 | 0 | 0 | 93.377 | 6.6717 | 0 | 0 | 0 | 0 | 0 | 17.0765 | 0 | 0 | 365.4372 | 17.0765 | 0
2203 | 21.26 | 913.93 | 5.3 | 0 | 0 | 0 | 0 | 0 | 0 | 947.67 | 0 | 0 | 0 | 797.42 | 192.76 | 0 | 71916.26 | 0 | 0 | 1.13 | 0 | 9.11 | 37.87 | 207.21 | 17.08 | 0 | 0 | 97.3933 | 6.6717 | 0 | 0 | 0 | 0 | 0 | 17.0765 | 0 | 0 | 365.4372 | 17.0765 | 0
2204 | 0 | 0 | 5.75 | 0 | 0 | 0 | 0 | 0 | 103.389 | 840.42 | 0 | 0 | 0 | 0 | 0 | 365.44 | 71550.82 | 0 | 0 | 0 | 0 | 8.64 | 0 | 198.18 | 17.08 | 0 | 0 | 103.4176 | 5.7186 | 0 | 0 | 0 | 0 | 0 | 17.0765 | 0 | 0 | 365.4372 | 17.0765 | 0
2205 | 0 | 0 | 6.43 | 0 | 0 | 0 | 0 | 0 | 102.7528 | 733.83 | 0 | 0 | 0 | 0 | 0 | 365.44 | 71185.39 | 0 | 0 | 0 | 0 | 8.05 | 0 | 186.99 | 17.08 | 0 | 0 | 104.4216 | 4.7655 | 0 | 0 | 0 | 0 | 0 | 17.0765 | 0 | 0 | 365.4372 | 17.0765 | 0
2206 | 0 | 0 | 7.71 | 0 | 0 | 0 | 0 | 0 | 93.4984 | 636.83 | 0 | 0 | 0 | 0 | 0 | 365.44 | 70819.95 | 0 | 0 | 0 | 0 | 7.38 | 0 | 174.28 | 17.08 | 0 | 0 | 97.3933 | 3.8124 | 0 | 0 | 0 | 0 | 0 | 17.0765 | 0 | 0 | 365.4372 | 17.0765 | 0
2207 | 0 | 0 | 8.67 | 0 | 0 | 0 | 0 | 0 | 80.5326 | 553.29 | 0 | 0 | 0 | 0 | 0 | 365.44 | 70454.51 | 0 | 0 | 0 | 0 | 6.66 | 0 | 160.54 | 17.08 | 0 | 0 | 86.3487 | 2.8593 | 0 | 0 | 0 | 0 | 0 | 17.0765 | 0 | 0 | 365.4372 | 17.0765 | 0
2208 | 0 | 0 | 8.79 | 0 | 0 | 0 | 0 | 0 | 70.4298 | 480.23 | 0 | 0 | 0 | 0 | 0 | 365.44 | 70089.07 | 0 | 0 | 0 | 0 | 5.94 | 0 | 146.95 | 17.08 | 0 | 0 | 77.3122 | 1.9062 | 0 | 0 | 0 | 0 | 0 | 17.0765 | 0 | 0 | 365.4372 | 17.0765 | 0
2209 | 0 | 0 | 8.42 | 0 | 0 | 0 | 0 | 0 | 65.8219 | 411.95 | 0 | 0 | 0 | 0 | 0 | 365.44 | 69723.64 | 0 | 0 | 0 | 0 | 5.28 | 0 | 134.51 | 17.08 | 0 | 0 | 73.296 | 0.95311 | 0 | 0 | 0 | 0 | 0 | 17.0765 | 0 | 0 | 365.4372 | 17.0765 | 0
2210 | 0 | 0 | 7.9 | 0 | 0 | 0 | 0 | 0 | 61.3875 | 348.27 | 0 | 0 | 0 | 0 | 0 | 365.44 | 69358.2 | 0 | 0 | 0 | 0 | 4.55 | 0 | 120.51 | 17.08 | 0 | 0 | 69.2797 | 0 | 0 | 0 | 0 | 0 | 0 | 17.0765 | 0 | 0 | 365.4372 | 17.0765 | 0
2211 | 0 | 0 | 7.37 | 0 | 0 | 0 | 0 | 0 | 60.9152 | 285.09 | 0 | 0 | 0 | 0 | 0 | 365.44 | 68992.76 | 0 | 0 | 0 | 0 | 3.67 | 0 | 103.73 | 17.08 | 0 | 0 | 68.2757 | 0 | 0 | 0 | 0 | 0 | 0 | 17.0765 | 0 | 0 | 365.4372 | 17.0765 | 0
2212 | 0 | 0 | 7.27 | 0 | 0 | 0 | 0 | 0 | 62.0045 | 220.77 | 0 | 0 | 0 | 0 | 0 | 365.44 | 68627.32 | 0 | 0 | 0 | 0 | 2.73 | 0 | 86.02 | 17.08 | 0 | 0 | 69.2797 | 0 | 0 | 0 | 0 | 0 | 0 | 17.0765 | 0 | 0 | 365.4372 | 17.0765 | 0
2213 | 0 | 0 | 7.51 | 0 | 0 | 0 | 0 | 0 | 64.7808 | 153.56 | 0 | 0 | 0 | 0 | 0 | 365.44 | 68261.89 | 0 | 0 | 0 | 0 | 1.83 | 0 | 68.8 | 17.08 | 0 | 0 | 72.2919 | 0 | 0 | 0 | 0 | 0 | 0 | 17.0765 | 0 | 0 | 365.4372 | 17.0765 | 0
2214 | 0 | 0 | 8 | 0 | 0 | 0 | 0 | 0 | 70.266 | 80.67 | 0 | 0 | 0 | 0 | 0 | 365.44 | 67896.45 | 0 | 0 | 0 | 0 | 0.9 | 0 | 51.15 | 17.08 | 0 | 0 | 77.3122 | 0.95311 | 0 | 0 | 0 | 0 | 0 | 17.0765 | 0 | 0 | 365.4372 | 17.0765 | 0
2215 | 0 | 0 | 8.94 | 0 | 0 | 0 | 0 | 0 | 75.298 | 2.56 | 0 | 0 | 0 | 0 | 0 | 365.44 | 67531.01 | 0 | 0 | 0 | 0 | 0 | 0 | 34.1 | 17.08 | 0 | 0 | 82.3324 | 1.9062 | 0 | 0 | 0 | 0 | 0 | 17.0765 | 0 | 0 | 365.4372 | 17.0765 | 0
2216 | 4.59 | 231.54 | 10.53 | 0 | 0 | 0 | 0 | 0 | 0 | 2.56 | 0 | 0 | 0 | 154.23 | 0 | 257.47 | 67273.54 | 0 | 0 | 1.26 | 0 | 0.37 | 0 | 18.48 | 17.08 | 0 | 0 | 87.3527 | 3.8124 | 0 | 0 | 0 | 0 | 0 | 17.0765 | 0 | 0 | 365.4372 | 17.0765 | 0
2217 | 17.98 | 796.05 | 12.28 | 0 | 0 | 0 | 0 | 0 | 0 | 2.56 | 0 | 0 | 0 | 729.01 | 144.87 | 0 | 67418.41 | 0 | 0 | 1.22 | 0 | 0.99 | 0 | 8.08 | 17.08 | 0 | 0 | 90.3649 | 5.7186 | 0 | 0 | 0 | 0 | 0 | 17.0765 | 0 | 0 | 365.4372 | 17.0765 | 0
2218 | 29.49 | 1181.55 | 13.4 | 0 | 0 | 0 | 0 | 0 | 0 | 2.56 | 0 | 0 | 0 | 1127.05 | 423.5 | 0 | 67841.9 | 0 | 0 | 1.2 | 0 | 1.7 | 0 | 0 | 17.08 | 0 | 0 | 92.373 | 3.8124 | 0 | 0 | 0 | 0 | 0 | 17.0765 | 0 | 0 | 365.4372 | 17.0765 | 0
2219 | 37.13 | 1399.58 | 14.24 | 0 | 0 | 0 | 0 | 0 | 0 | 2.56 | 0 | 0 | 0 | 1347.67 | 577.93 | 0 | 68419.83 | 0 | 0 | 0.06 | 0 | 1.41 | 7.03 | 0 | 17.08 | 0 | 0 | 92.373 | 3.8124 | 0 | 0 | 0 | 0 | 0 | 17.0765 | 0 | 0 | 365.4372 | 17.0765 | 0
2220 | 41.81 | 1520.95 | 14.88 | 0 | 0 | 0 | 0 | 113.26 | 0 | 111.74 | 0 | 0 | 0 | 1363.4 | 588.94 | 0 | 69008.77 | 0 | 0 | 1.19 | 0 | 2.35 | 3.62 | 0 | 17.08 | 0 | 0 | 92.373 | 3.8124 | 0 | 0 | 0 | 0 | 0 | 17.0765 | 0 | 0 | 365.4372 | 17.0765 | 0
2221 | 44.67 | 1590.81 | 14.85 | 0 | 0 | 0 | 0 | 157.14 | 0 | 263.22 | 0 | 0 | 0 | 1355.53 | 583.44 | 0 | 69592.21 | 0 | 0 | 1.2 | 0 | 3.4 | 40.31 | 36.48 | 17.08 | 0 | 0 | 91.3689 | 4.7655 | 0 | 0 | 0 | 0 | 0 | 17.0765 | 0 | 0 | 365.4372 | 17.0765 | 0
2222 | 46.23 | 1627.9 | 14.12 | 0 | 0 | 0 | 0 | 157.14 | 0 | 414.7 | 0 | 0 | 0 | 1377.96 | 599.13 | 0 | 70191.34 | 0 | 0 | 1.18 | 0 | 4.46 | 39.49 | 72.83 | 17.08 | 17.36 | 0 | 90.3649 | 4.7655 | 0 | 0 | 0 | 0 | 0 | 17.0765 | 0 | 0 | 365.4372 | 17.0765 | 0
2223 | 45.04 | 1599.68 | 13.18 | 0 | 0 | 0 | 0 | 145.67 | 0 | 555.12 | 0 | 0 | 0 | 1377.96 | 599.13 | 0 | 70790.48 | 0 | 0 | 1.13 | 0 | 5.47 | 38.02 | 107.66 | 17.08 | 0 | 0 | 90.3649 | 4.7655 | 0 | 0 | 0 | 0 | 0 | 17.0765 | 0 | 0 | 365.4372 | 17.0765 | 0
2224 | 43.46 | 1561.57 | 12.03 | 0 | 0 | 0 | 0 | 109.25 | 0 | 660.44 | 0 | 0 | 0 | 1377.96 | 599.13 | 0 | 71389.61 | 0 | 0 | 1.12 | 0 | 6.49 | 33.6 | 138.69 | 17.08 | 0 | 0 | 90.3649 | 4.7655 | 0 | 0 | 0 | 0 | 0 | 17.0765 | 0 | 0 | 365.4372 | 17.0765 | 0
2225 | 41.55 | 1514.44 | 11.18 | 0 | 0 | 0 | 0 | 52.21 | 0 | 710.77 | 0 | 0 | 0 | 1377.96 | 599.13 | 0 | 71988.74 | 0 | 0 | 1.13 | 0 | 7.52 | 37.78 | 173.93 | 17.08 | 0 | 0 | 92.373 | 5.7186 | 0 | 0 | 0 | 0 | 0 | 17.0765 | 0 | 0 | 365.4372 | 17.0765 | 0
2226 | 46.17 | 1626.36 | 10.86 | 0 | 0 | 0 | 0 | 157.14 | 0 | 862.25 | 0 | 0 | 0 | 1377.96 | 599.13 | 0 | 72587.87 | 0 | 0 | 1.12 | 0 | 8.43 | 37.55 | 206.52 | 17.08 | 9.57 | 0 | 93.377 | 6.6717 | 0 | 0 | 0 | 0 | 0 | 17.0765 | 0 | 0 | 365.4372 | 17.0765 | 0
2227 | 31.47 | 1240.75 | 11.1 | 0 | 0 | 0 | 0 | 0 | 0 | 862.25 | 0 | 0 | 0 | 1179.13 | 459.95 | 0 | 73047.83 | 0 | 0 | 1.13 | 0 | 9.11 | 0 | 199.13 | 17.08 | 0 | 0 | 96.3892 | 6.6717 | 0 | 0 | 0 | 0 | 0 | 17.0765 | 0 | 0 | 365.4372 | 17.0765 | 0
2228 | 0 | 0 | 11.89 | 0 | 0 | 0 | 0 | 0 | 96.2458 | 762.41 | 0 | 0 | 0 | 0 | 0 | 365.44 | 72682.39 | 0 | 0 | 0 | 0 | 8.64 | 0 | 190.1 | 17.08 | 0 | 0 | 102.4135 | 5.7186 | 0 | 0 | 0 | 0 | 0 | 17.0765 | 0 | 0 | 365.4372 | 17.0765 | 0
2229 | 0 | 0 | 13.1 | 0 | 0 | 0 | 0 | 0 | 95.089 | 663.77 | 0 | 0 | 0 | 0 | 0 | 365.44 | 72316.95 | 0 | 0 | 0 | 0 | 8.05 | 0 | 178.91 | 17.08 | 0 | 0 | 103.4176 | 4.7655 | 0 | 0 | 0 | 0 | 0 | 17.0765 | 0 | 0 | 365.4372 | 17.0765 | 0
2230 | 0 | 0 | 13.48 | 0 | 0 | 0 | 0 | 0 | 86.7214 | 573.81 | 0 | 0 | 0 | 0 | 0 | 365.44 | 71951.52 | 0 | 0 | 0 | 0 | 7.38 | 0 | 166.21 | 17.08 | 0 | 0 | 96.3892 | 3.8124 | 0 | 0 | 0 | 0 | 0 | 17.0765 | 0 | 0 | 365.4372 | 17.0765 | 0
2231 | 0 | 0 | 13.67 | 0 | 0 | 0 | 0 | 0 | 74.5365 | 496.49 | 0 | 0 | 0 | 0 | 0 | 365.44 | 71586.08 | 0 | 0 | 0 | 0 | 6.66 | 0 | 152.47 | 17.08 | 0 | 0 | 85.3446 | 2.8593 | 0 | 0 | 0 | 0 | 0 | 17.0765 | 0 | 0 | 365.4372 | 17.0765 | 0
2232 | 0 | 0 | 13.74 | 0 | 0 | 0 | 0 | 0 | 64.4723 | 429.61 | 0 | 0 | 0 | 0 | 0 | 365.44 | 71220.64 | 0 | 0 | 0 | 0 | 5.94 | 0 | 138.87 | 17.08 | 0 | 0 | 76.3081 | 1.9062 | 0 | 0 | 0 | 0 | 0 | 17.0765 | 0 | 0 | 365.4372 | 17.0765 | 0
2233 | 0 | 0 | 13.58 | 0 | 0 | 0 | 0 | 0 | 58.669 | 368.75 | 0 | 0 | 0 | 0 | 0 | 365.44 | 70855.21 | 0 | 0 | 0 | 0 | 5.28 | 0 | 126.43 | 17.08 | 0 | 0 | 71.2878 | 0.95311 | 0 | 0 | 0 | 0 | 0 | 17.0765 | 0 | 0 | 365.4372 | 17.0765 | 0
2234 | 0 | 0 | 13.18 | 0 | 0 | 0 | 0 | 0 | 55.1022 | 311.6 | 0 | 0 | 0 | 0 | 0 | 365.44 | 70489.77 | 0 | 0 | 0 | 0 | 4.55 | 0 | 112.43 | 17.08 | 0 | 0 | 68.2757 | 0 | 0 | 0 | 0 | 0 | 0 | 17.0765 | 0 | 0 | 365.4372 | 17.0765 | 0
2235 | 0 | 0 | 12.36 | 0 | 0 | 0 | 0 | 0 | 54.9191 | 254.63 | 0 | 0 | 0 | 0 | 0 | 365.44 | 70124.33 | 0 | 0 | 0 | 0 | 3.66 | 0 | 95.66 | 17.08 | 0 | 0 | 67.2716 | 0 | 0 | 0 | 0 | 0 | 0 | 17.0765 | 0 | 0 | 365.4372 | 17.0765 | 0
2236 | 0 | 0 | 11.96 | 0 | 0 | 0 | 0 | 0 | 56.3169 | 196.21 | 0 | 0 | 0 | 0 | 0 | 365.44 | 69758.89 | 0 | 0 | 0 | 0 | 2.73 | 0 | 77.94 | 17.08 | 0 | 0 | 68.2757 | 0 | 0 | 0 | 0 | 0 | 0 | 17.0765 | 0 | 0 | 365.4372 | 17.0765 | 0
2237 | 0 | 0 | 12.34 | 0 | 0 | 0 | 0 | 0 | 58.939 | 135.06 | 0 | 0 | 0 | 0 | 0 | 365.44 | 69393.46 | 0 | 0 | 0 | 0 | 1.83 | 0 | 60.72 | 17.08 | 0 | 0 | 71.2878 | 0 | 0 | 0 | 0 | 0 | 0 | 17.0765 | 0 | 0 | 365.4372 | 17.0765 | 0
2238 | 0 | 0 | 13.86 | 0 | 0 | 0 | 0 | 0 | 63.4023 | 69.29 | 0 | 0 | 0 | 0 | 0 | 365.44 | 69028.02 | 0 | 0 | 0 | 0 | 0.9 | 0 | 43.07 | 17.08 | 0 | 0 | 76.3081 | 0.95311 | 0 | 0 | 0 | 0 | 0 | 17.0765 | 0 | 0 | 365.4372 | 17.0765 | 0
2239 | 0 | 0 | 16.44 | 0 | 0 | 0 | 0 | 0 | 66.7956 | 0 | 0 | 0 | 0 | 0 | 0 | 365.44 | 68662.58 | 0 | 0 | 0 | 0 | 0 | 0 | 26.02 | 17.08 | 0 | 0 | 81.3284 | 1.9062 | 0 | 0 | 0 | 0 | 0 | 17.0765 | 0 | 0 | 365.4372 | 17.0765 | 0
2240 | 20.33 | 881.2 | 19.74 | 0 | 0 | 0 | 0 | 0 | 0 | 0 | 0 | 0 | 0 | 831.24 | 216.43 | 0 | 68879.02 | 0 | 0 | 0.87 | 0 | 0 | 0 | 10.4 | 17.08 | 0 | 0 | 85.3446 | 3.8124 | 0 | 0 | 0 | 0 | 0 | 17.0765 | 0 | 0 | 365.4372 | 17.0765 | 0
2241 | 34.83 | 1336.93 | 23.28 | 0 | 0 | 0 | 0 | 0 | 0 | 0 | 0 | 0 | 0 | 1299.38 | 544.13 | 0 | 69423.14 | 0 | 0 | 0.58 | 0 | 0 | 0 | 0 | 17.08 | 0 | 0 | 89.3608 | 5.7186 | 0 | 0 | 0 | 0 | 0 | 17.0765 | 0 | 0 | 365.4372 | 17.0765 | 0
2242 | 40.13 | 1478.29 | 25.34 | 0 | 0 | 0 | 0 | 0.74 | 0 | 0.71 | 0 | 0 | 0 | 1377.96 | 599.13 | 0 | 70022.28 | 0 | 0 | 1.2 | 0 | 0.71 | 40.17 | 30.09 | 17.08 | 28.51 | 0 | 91.3689 | 3.8124 | 0 | 0 | 0 | 0 | 0 | 17.0765 | 0 | 0 | 365.4372 | 17.0765 | 0
2243 | 46.6 | 1636.33 | 26.4 | 0 | 0 | 0 | 0 | 0.8 | 0 | 1.49 | 0 | 0 | 0 | 1377.96 | 599.13 | 0 | 70621.41 | 0 | 0 | 1.18 | 0 | 1.49 | 39.62 | 61.05 | 17.08 | 194.57 | 0 | 91.3689 | 3.8124 | 0 | 0 | 0 | 0 | 0 | 17.0765 | 0 | 0 | 365.4372 | 17.0765 | 0
2244 | 49.1 | 1693.7 | 27.1 | 0 | 0 | 0 | 0 | 94.54 | 0 | 92.62 | 0 | 0 | 0 | 1377.96 | 599.13 | 0 | 71220.54 | 0 | 0 | 1.19 | 0 | 2.43 | 39.7 | 95.33 | 17.08 | 162.35 | 0 | 90.3649 | 3.8124 | 0 | 0 | 0 | 0 | 0 | 17.0765 | 0 | 0 | 365.4372 | 17.0765 | 0
2245 | 50.56 | 1726.05 | 27.53 | 0 | 0 | 0 | 0 | 157.14 | 0 | 244.1 | 0 | 0 | 0 | 1377.96 | 599.13 | 0 | 71819.68 | 0 | 0 | 1.2 | 0 | 3.48 | 40.31 | 131.8 | 17.08 | 133.39 | 0 | 89.3608 | 4.7655 | 0 | 0 | 0 | 0 | 0 | 17.0765 | 0 | 0 | 365.4372 | 17.0765 | 0
2246 | 51.28 | 1741.83 | 27.75 | 0 | 0 | 0 | 0 | 157.14 | 0 | 395.58 | 0 | 0 | 0 | 1377.96 | 599.13 | 0 | 72418.81 | 0 | 0 | 1.18 | 0 | 4.54 | 39.49 | 168.15 | 17.08 | 151.98 | 0 | 88.3568 | 4.7655 | 0 | 0 | 0 | 0 | 0 | 17.0765 | 0 | 0 | 365.4372 | 17.0765 | 0
2247 | 50.78 | 1731.01 | 27.74 | 0 | 0 | 0 | 0 | 157.14 | 0 | 547.06 | 0 | 0 | 0 | 1377.96 | 599.13 | 0 | 73017.94 | 0 | 0 | 1.13 | 0 | 5.55 | 38.02 | 202.98 | 17.08 | 142.16 | 0 | 88.3568 | 4.7655 | 0 | 0 | 0 | 0 | 0 | 17.0765 | 0 | 0 | 365.4372 | 17.0765 | 0
2248 | 50.27 | 1719.78 | 28.59 | 0 | 0 | 0 | 0 | 0 | 0 | 547.06 | 0 | 0 | 0 | 1377.96 | 599.13 | 0 | 73617.08 | 0 | 0 | 1.12 | 0 | 6.56 | 0 | 202.1 | 17.08 | 325.44 | 0 | 89.3608 | 4.7655 | 0 | 0 | 0 | 0 | 0 | 17.0765 | 0 | 0 | 365.4372 | 17.0765 | 0
2249 | 49.7 | 1707.08 | 29.49 | 0 | 0 | 0 | 0 | 157.14 | 0 | 698.54 | 0 | 0 | 0 | 1377.96 | 599.13 | 0 | 74216.21 | 0 | 0 | 1.13 | 0 | 7.6 | 37.78 | 237.34 | 17.08 | 116.19 | 0 | 90.3649 | 5.7186 | 0 | 0 | 0 | 0 | 0 | 17.0765 | 0 | 0 | 365.4372 | 17.0765 | 0
2250 | 56.01 | 1841.59 | 29.63 | 0 | 0 | 0 | 0 | 157.14 | 0 | 850.02 | 0 | 0 | 0 | 1377.96 | 599.13 | 0 | 74815.34 | 0 | 0 | 1.12 | 0 | 8.5 | 37.55 | 269.93 | 17.08 | 255.42 | 0 | 91.3689 | 6.6717 | 0 | 0 | 0 | 0 | 0 | 17.0765 | 0 | 0 | 365.4372 | 17.0765 | 0
2251 | 42.63 | 1541.2 | 29.62 | 0 | 0 | 0 | 0 | 101.29 | 0 | 947.67 | 0 | 0 | 0 | 1377.96 | 599.13 | 0 | 75414.47 | 0 | 0 | 1.13 | 0 | 9.19 | 31.02 | 292 | 17.08 | 0 | 0 | 95.3851 | 6.6717 | 0 | 0 | 0 | 0 | 0 | 17.0765 | 0 | 0 | 365.4372 | 17.0765 | 0
2252 | 0 | 0 | 29.55 | 0 | 0 | 0 | 0 | 0 | 77.6984 | 867.07 | 0 | 0 | 0 | 0 | 0 | 365.44 | 75049.04 | 0 | 0 | 0.12 | 0 | 8.83 | 0 | 282.97 | 17.08 | 0 | 0 | 101.4095 | 5.7186 | 0 | 0 | 0 | 0 | 0 | 17.0765 | 0 | 0 | 365.4372 | 17.0765 | 0
2253 | 0 | 0 | 29.58 | 0 | 0 | 0 | 0 | 0 | 77.8334 | 786.33 | 0 | 0 | 0 | 0 | 0 | 365.44 | 74683.6 | 0 | 0 | 1.24 | 0 | 9.42 | 0 | 271.78 | 17.08 | 0 | 0 | 101.4095 | 4.7655 | 0 | 0 | 0 | 0 | 0 | 17.0765 | 0 | 0 | 365.4372 | 17.0765 | 0
2254 | 0 | 0 | 28.25 | 0 | 0 | 0 | 0 | 0 | 70.9504 | 712.73 | 0 | 0 | 0 | 0 | 0 | 365.44 | 74318.16 | 0 | 0 | 0 | 0 | 8.75 | 0 | 259.08 | 17.08 | 0 | 0 | 95.3851 | 3.8124 | 0 | 0 | 0 | 0 | 0 | 17.0765 | 0 | 0 | 365.4372 | 17.0765 | 0
2255 | 0 | 0 | 25.69 | 0 | 0 | 0 | 0 | 0 | 60.5103 | 649.97 | 0 | 0 | 0 | 0 | 0 | 365.44 | 73952.73 | 0 | 0 | 0 | 0 | 8.02 | 0 | 245.34 | 17.08 | 0 | 0 | 83.3365 | 2.8593 | 0 | 0 | 0 | 0 | 0 | 17.0765 | 0 | 0 | 365.4372 | 17.0765 | 0
2256 | 0 | 0 | 22.78 | 0 | 0 | 0 | 0 | 0 | 54.4274 | 593.5 | 0 | 0 | 0 | 0 | 0 | 365.44 | 73587.29 | 0 | 0 | 0 | 0 | 7.31 | 0 | 231.74 | 17.08 | 0 | 0 | 75.3041 | 1.9062 | 0 | 0 | 0 | 0 | 0 | 17.0765 | 0 | 0 | 365.4372 | 17.0765 | 0
2257 | 0 | 0 | 20.26 | 0 | 0 | 0 | 0 | 0 | 50.9763 | 540.62 | 0 | 0 | 0 | 0 | 0 | 365.44 | 73221.85 | 0 | 0 | 0 | 0 | 6.65 | 0 | 219.3 | 17.08 | 0 | 0 | 70.2838 | 0.95311 | 0 | 0 | 0 | 0 | 0 | 17.0765 | 0 | 0 | 365.4372 | 17.0765 | 0
2258 | 0 | 0 | 18.24 | 0 | 0 | 0 | 0 | 0 | 100.2464 | 436.63 | 0 | 0 | 0 | 51.21 | 0 | 329.59 | 72892.26 | 0 | 0 | 0 | 0 | 5.92 | 0 | 205.3 | 17.08 | 0 | 0 | 67.2716 | 0 | 0 | 0 | 0 | 0 | 0 | 17.0765 | 0 | 0 | 365.4372 | 17.0765 | 0
2259 | 0 | 0 | 16.64 | 0 | 0 | 0 | 0 | 0 | 49.6267 | 385.15 | 0 | 0 | 0 | 0 | 0 | 365.44 | 72526.83 | 0 | 0 | 0 | 0 | 5.03 | 0 | 188.53 | 17.08 | 0 | 0 | 66.2676 | 0 | 0 | 0 | 0 | 0 | 0 | 17.0765 | 0 | 0 | 365.4372 | 17.0765 | 0
2260 | 0 | 0 | 16.82 | 0 | 0 | 0 | 0 | 0 | 50.4461 | 332.82 | 0 | 0 | 0 | 0 | 0 | 365.44 | 72161.39 | 0 | 0 | 0 | 0 | 4.1 | 0 | 170.81 | 17.08 | 0 | 0 | 67.2716 | 0 | 0 | 0 | 0 | 0 | 0 | 17.0765 | 0 | 0 | 365.4372 | 17.0765 | 0
2261 | 0 | 0 | 17.86 | 0 | 0 | 0 | 0 | 0 | 52.432 | 278.43 | 0 | 0 | 0 | 0 | 0 | 365.44 | 71795.95 | 0 | 0 | 0 | 0 | 3.2 | 0 | 153.59 | 17.08 | 0 | 0 | 70.2838 | 0 | 0 | 0 | 0 | 0 | 0 | 17.0765 | 0 | 0 | 365.4372 | 17.0765 | 0
2262 | 0 | 0 | 19.55 | 0 | 0 | 0 | 0 | 0 | 56.7025 | 219.61 | 0 | 0 | 0 | 0 | 0 | 365.44 | 71430.51 | 0 | 0 | 0 | 0 | 2.27 | 0 | 135.94 | 17.08 | 0 | 0 | 75.3041 | 0.95311 | 0 | 0 | 0 | 0 | 0 | 17.0765 | 0 | 0 | 365.4372 | 17.0765 | 0
2263 | 0 | 0 | 22.01 | 0 | 0 | 0 | 0 | 0 | 60.2211 | 157.14 | 0 | 0 | 0 | 0 | 0 | 365.44 | 71065.08 | 0 | 0 | 0 | 0 | 1.37 | 0 | 118.89 | 17.08 | 0 | 0 | 80.3243 | 1.9062 | 0 | 0 | 0 | 0 | 0 | 17.0765 | 0 | 0 | 365.4372 | 17.0765 | 0
2264 | 18.75 | 824.3 | 24.96 | 0 | 0 | 0 | 0 | 0 | 0 | 157.14 | 0 | 0 | 0 | 778.85 | 179.75 | 0 | 71244.83 | 0 | 0 | 0 | 0 | 0.55 | 0 | 103.27 | 17.08 | 0 | 0 | 85.3446 | 3.8124 | 0 | 0 | 0 | 0 | 0 | 17.0765 | 0 | 0 | 365.4372 | 17.0765 | 0
2265 | 32.15 | 1260.62 | 27.56 | 0 | 0 | 0 | 0 | 0 | 151.483 | 0 | 0 | 0 | 0 | 1377.74 | 598.98 | 0 | 71843.81 | 0 | 0 | 0 | 0 | 0 | 0 | 92.87 | 17.08 | 0 | 0 | 88.3568 | 5.7186 | 0 | 0 | 0 | 0 | 0 | 17.0765 | 0 | 0 | 365.4372 | 17.0765 | 0
2266 | 38.72 | 1441.8 | 27.84 | 0 | 0 | 0 | 0 | 0.74 | 0 | 0.71 | 0 | 0 | 0 | 1377.96 | 599.13 | 0 | 72442.94 | 0 | 0 | 1.2 | 0 | 0.71 | 0 | 84.79 | 17.08 | 34.28 | 0 | 90.3649 | 3.8124 | 0 | 0 | 0 | 0 | 0 | 17.0765 | 0 | 0 | 365.4372 | 17.0765 | 0
2267 | 45.32 | 1606.27 | 27.63 | 0 | 0 | 0 | 0 | 157.14 | 0 | 152.19 | 0 | 0 | 0 | 1377.96 | 599.13 | 0 | 73042.08 | 0 | 0 | 1.18 | 0 | 1.49 | 39.62 | 115.75 | 17.08 | 9.14 | 0 | 90.3649 | 3.8124 | 0 | 0 | 0 | 0 | 0 | 17.0765 | 0 | 0 | 365.4372 | 17.0765 | 0
2268 | 48.26 | 1674.72 | 27.42 | 0 | 0 | 0 | 0 | 157.14 | 0 | 303.67 | 0 | 0 | 0 | 1377.96 | 599.13 | 0 | 73641.21 | 0 | 0 | 1.19 | 0 | 2.43 | 39.7 | 150.03 | 17.08 | 80.25 | 0 | 90.3649 | 3.8124 | 0 | 0 | 0 | 0 | 0 | 17.0765 | 0 | 0 | 365.4372 | 17.0765 | 0
2269 | 49.33 | 1698.84 | 26.65 | 0 | 0 | 0 | 0 | 39.5 | 0 | 341.75 | 0 | 0 | 0 | 1377.96 | 599.13 | 0 | 74240.34 | 0 | 0 | 1.2 | 0 | 3.48 | 40.31 | 186.51 | 17.08 | 221.73 | 0 | 89.3608 | 4.7655 | 0 | 0 | 0 | 0 | 0 | 17.0765 | 0 | 0 | 365.4372 | 17.0765 | 0
2270 | 49.13 | 1694.26 | 25.33 | 0 | 0 | 0 | 0 | 157.14 | 0 | 493.23 | 0 | 0 | 0 | 1377.96 | 599.13 | 0 | 74839.48 | 0 | 0 | 1.18 | 0 | 4.54 | 39.49 | 222.86 | 17.08 | 99.84 | 0 | 88.3568 | 4.7655 | 0 | 0 | 0 | 0 | 0 | 17.0765 | 0 | 0 | 365.4372 | 17.0765 | 0
2271 | 48.03 | 1669.49 | 24.09 | 0 | 0 | 0 | 0 | 157.14 | 0 | 644.71 | 0 | 0 | 0 | 1377.96 | 599.13 | 0 | 75438.61 | 0 | 0 | 1.13 | 0 | 5.55 | 37.97 | 257.65 | 17.08 | 74.3 | 0 | 88.3568 | 4.7655 | 0 | 0 | 0 | 0 | 0 | 17.0765 | 0 | 0 | 365.4372 | 17.0765 | 0
2272 | 46.82 | 1641.5 | 23.23 | 0 | 0 | 0 | 0 | 157.14 | 0 | 796.19 | 0 | 0 | 0 | 1377.96 | 599.13 | 0 | 76037.74 | 0 | 0 | 1.12 | 0 | 6.56 | 0 | 256.76 | 17.08 | 81.2 | 0 | 89.3608 | 4.7655 | 0 | 0 | 0 | 0 | 0 | 17.0765 | 0 | 0 | 365.4372 | 17.0765 | 0
2273 | 45.35 | 1607.1 | 22.08 | 0 | 0 | 0 | 0 | 157.14 | 0 | 947.67 | 0 | 0 | 0 | 1377.96 | 599.13 | 0 | 76636.87 | 0 | 0 | 1.13 | 0 | 7.6 | 37.78 | 292 | 17.08 | 4.45 | 0 | 90.3649 | 5.7186 | 0 | 0 | 0 | 0 | 0 | 17.0765 | 0 | 0 | 365.4372 | 17.0765 | 0
2274 | 50.65 | 1728.02 | 20.46 | 0 | 0 | 0 | 0 | 0 | 0 | 947.67 | 0 | 0 | 0 | 1377.96 | 599.13 | 0 | 77236.01 | 0 | 0 | 1.12 | 0 | 8.5 | 3.24 | 292 | 17.08 | 318.77 | 0 | 91.3689 | 6.6717 | 0 | 0 | 0 | 0 | 0 | 17.0765 | 0 | 0 | 365.4372 | 17.0765 | 0
2275 | 36.16 | 1373.42 | 19.03 | 0 | 0 | 0 | 0 | 0 | 0 | 947.67 | 0 | 0 | 0 | 1317.64 | 556.91 | 0 | 77792.92 | 0 | 0 | 1.13 | 0 | 9.19 | 7.78 | 292 | 17.08 | 0 | 0 | 95.3851 | 6.6717 | 0 | 0 | 0 | 0 | 0 | 17.0765 | 0 | 0 | 365.4372 | 17.0765 | 0
2276 | 0 | 0 | 18.33 | 0 | 0 | 0 | 0 | 0 | 88.8037 | 855.55 | 0 | 0 | 0 | 0 | 0 | 365.44 | 77427.48 | 0 | 0 | 0 | 0 | 8.71 | 0 | 282.97 | 17.08 | 0 | 0 | 101.4095 | 5.7186 | 0 | 0 | 0 | 0 | 0 | 17.0765 | 0 | 0 | 365.4372 | 17.0765 | 0
2277 | 0 | 0 | 18.16 | 0 | 0 | 0 | 0 | 0 | 89.0254 | 763.21 | 0 | 0 | 0 | 0 | 0 | 365.44 | 77062.04 | 0 | 0 | 0 | 0 | 8.13 | 0 | 271.78 | 17.08 | 0 | 0 | 102.4135 | 4.7655 | 0 | 0 | 0 | 0 | 0 | 17.0765 | 0 | 0 | 365.4372 | 17.0765 | 0
2278 | 0 | 0 | 18.79 | 0 | 0 | 0 | 0 | 0 | 80.4072 | 679.8 | 0 | 0 | 0 | 0 | 0 | 365.44 | 76696.61 | 0 | 0 | 0 | 0 | 7.46 | 0 | 259.08 | 17.08 | 0 | 0 | 95.3851 | 3.8124 | 0 | 0 | 0 | 0 | 0 | 17.0765 | 0 | 0 | 365.4372 | 17.0765 | 0
2279 | 0 | 0 | 19.38 | 0 | 0 | 0 | 0 | 0 | 67.8174 | 609.44 | 0 | 0 | 0 | 0 | 0 | 365.44 | 76331.17 | 0 | 0 | 0 | 0 | 6.73 | 0 | 245.34 | 17.08 | 0 | 0 | 84.3406 | 2.8593 | 0 | 0 | 0 | 0 | 0 | 17.0765 | 0 | 0 | 365.4372 | 17.0765 | 0
2280 | 0 | 0 | 19.68 | 0 | 0 | 0 | 0 | 0 | 57.5315 | 549.76 | 0 | 0 | 0 | 0 | 0 | 365.44 | 75965.73 | 0 | 0 | 0 | 0 | 6.02 | 0 | 231.74 | 17.08 | 0 | 0 | 75.3041 | 1.9062 | 0 | 0 | 0 | 0 | 0 | 17.0765 | 0 | 0 | 365.4372 | 17.0765 | 0
2281 | 0 | 0 | 19.67 | 0 | 0 | 0 | 0 | 0 | 52.5669 | 495.23 | 0 | 0 | 0 | 0 | 0 | 365.44 | 75600.29 | 0 | 0 | 0 | 0 | 5.36 | 0 | 219.3 | 17.08 | 0 | 0 | 71.2878 | 0.95311 | 0 | 0 | 0 | 0 | 0 | 17.0765 | 0 | 0 | 365.4372 | 17.0765 | 0
2282 | 0 | 0 | 19.29 | 0 | 0 | 0 | 0 | 0 | 47.9879 | 445.45 | 0 | 0 | 0 | 0 | 0 | 365.44 | 75234.86 | 0 | 0 | 0 | 0 | 4.63 | 0 | 205.3 | 17.08 | 0 | 0 | 67.2716 | 0 | 0 | 0 | 0 | 0 | 0 | 17.0765 | 0 | 0 | 365.4372 | 17.0765 | 0
2283 | 0 | 0 | 18.69 | 0 | 0 | 0 | 0 | 0 | 47.5734 | 396.1 | 0 | 0 | 0 | 0 | 0 | 365.44 | 74869.42 | 0 | 0 | 0 | 0 | 3.74 | 0 | 188.53 | 17.08 | 0 | 0 | 66.2676 | 0 | 0 | 0 | 0 | 0 | 0 | 17.0765 | 0 | 0 | 365.4372 | 17.0765 | 0
2284 | 0 | 0 | 18.42 | 0 | 0 | 0 | 0 | 0 | 46.8408 | 347.51 | 0 | 0 | 0 | 0 | 0 | 365.44 | 74503.98 | 0 | 0 | 0 | 0 | 2.81 | 0 | 170.81 | 17.08 | 0 | 0 | 65.2635 | 0 | 0 | 0 | 0 | 0 | 0 | 17.0765 | 0 | 0 | 365.4372 | 17.0765 | 0
2285 | 0 | 0 | 18.62 | 0 | 0 | 0 | 0 | 0 | 50.6582 | 294.96 | 0 | 0 | 0 | 0 | 0 | 365.44 | 74138.55 | 0 | 0 | 0 | 0 | 1.9 | 0 | 153.59 | 17.08 | 0 | 0 | 69.2797 | 0 | 0 | 0 | 0 | 0 | 0 | 17.0765 | 0 | 0 | 365.4372 | 17.0765 | 0
2286 | 0 | 0 | 19.4 | 0 | 0 | 0 | 0 | 0 | 54.8516 | 238.06 | 0 | 0 | 0 | 0 | 0 | 365.44 | 73773.11 | 0 | 0 | 0 | 0 | 0.98 | 0 | 135.94 | 17.08 | 0 | 0 | 73.296 | 0.95311 | 0 | 0 | 0 | 0 | 0 | 17.0765 | 0 | 0 | 365.4372 | 17.0765 | 0
2287 | 0 | 0 | 20.93 | 0 | 0 | 0 | 0 | 0 | 60.2982 | 175.51 | 0 | 0 | 0 | 0 | 0 | 365.44 | 73407.67 | 0 | 0 | 0 | 0 | 0.08 | 0 | 118.89 | 17.08 | 0 | 0 | 79.3203 | 1.9062 | 0 | 0 | 0 | 0 | 0 | 17.0765 | 0 | 0 | 365.4372 | 17.0765 | 0
2288 | 3.14 | 160.87 | 22.94 | 0 | 0 | 0 | 0 | 0 | 0 | 175.51 | 0 | 0 | 0 | 93.36 | 0 | 300.08 | 73107.59 | 0 | 0 | 1.26 | 0 | 0.45 | 5.18 | 108.19 | 17.08 | 0 | 0 | 83.3365 | 3.8124 | 0 | 0 | 0 | 0 | 0 | 17.0765 | 0 | 0 | 365.4372 | 17.0765 | 0
2289 | 12.57 | 585.47 | 24.74 | 0 | 0 | 0 | 0 | 0 | 0 | 175.51 | 0 | 0 | 0 | 529.49 | 5.2 | 0 | 73112.79 | 0 | 0 | 1.22 | 0 | 1.07 | 0 | 97.79 | 17.08 | 0 | 0 | 86.3487 | 5.7186 | 0 | 0 | 0 | 0 | 0 | 17.0765 | 0 | 0 | 365.4372 | 17.0765 | 0
2290 | 19.97 | 868.55 | 24.93 | 0 | 0 | 0 | 0 | 0 | 0 | 175.51 | 0 | 0 | 0 | 820.08 | 208.62 | 0 | 73321.41 | 0 | 0 | 1.2 | 0 | 1.78 | 0 | 89.71 | 17.08 | 0 | 0 | 88.3568 | 3.8124 | 0 | 0 | 0 | 0 | 0 | 17.0765 | 0 | 0 | 365.4372 | 17.0765 | 0
2291 | 23.79 | 1000.26 | 24.05 | 0 | 0 | 0 | 0 | 0 | 0 | 175.51 | 0 | 0 | 0 | 955.75 | 303.59 | 0 | 73625 | 0 | 0 | 1.18 | 0 | 2.55 | 0 | 83.03 | 17.08 | 0 | 0 | 87.3527 | 3.8124 | 0 | 0 | 0 | 0 | 0 | 17.0765 | 0 | 0 | 365.4372 | 17.0765 | 0
2292 | 32.3 | 1264.97 | 22.68 | 0 | 0 | 0 | 0 | 0 | 0 | 175.51 | 0 | 0 | 0 | 1228.61 | 494.59 | 0 | 74119.59 | 0 | 0 | 1.19 | 0 | 3.5 | 0 | 79.6 | 17.08 | 0 | 0 | 86.3487 | 3.8124 | 0 | 0 | 0 | 0 | 0 | 17.0765 | 0 | 0 | 365.4372 | 17.0765 | 0
2293 | 39.23 | 1455.14 | 20.84 | 0 | 0 | 0 | 0 | 15.31 | 0 | 190.27 | 0 | 0 | 0 | 1377.96 | 599.13 | 0 | 74718.72 | 0 | 0 | 1.2 | 0 | 4.54 | 30.62 | 106.87 | 17.08 | 0 | 0 | 85.3446 | 4.7655 | 0 | 0 | 0 | 0 | 0 | 17.0765 | 0 | 0 | 365.4372 | 17.0765 | 0
2294 | 45.35 | 1607.05 | 18.67 | 0 | 0 | 0 | 0 | 157.14 | 0 | 341.75 | 0 | 0 | 0 | 1377.96 | 599.13 | 0 | 75317.86 | 0 | 0 | 1.18 | 0 | 5.6 | 39.49 | 143.22 | 17.08 | 7.2 | 0 | 83.3365 | 4.7655 | 0 | 0 | 0 | 0 | 0 | 17.0765 | 0 | 0 | 365.4372 | 17.0765 | 0
2295 | 45.83 | 1618.35 | 16.71 | 0 | 0 | 0 | 0 | 157.14 | 0 | 493.23 | 0 | 0 | 0 | 1377.96 | 599.13 | 0 | 75916.99 | 0 | 0 | 1.13 | 0 | 6.61 | 38.02 | 178.05 | 17.08 | 18.54 | 0 | 83.3365 | 4.7655 | 0 | 0 | 0 | 0 | 0 | 17.0765 | 0 | 0 | 365.4372 | 17.0765 | 0
2296 | 46.48 | 1633.68 | 15.43 | 0 | 0 | 0 | 0 | 157.14 | 0 | 644.71 | 0 | 0 | 0 | 1377.96 | 599.13 | 0 | 76516.12 | 0 | 0 | 1.12 | 0 | 7.63 | 37.52 | 212.81 | 17.08 | 32.76 | 0 | 84.3406 | 4.7655 | 0 | 0 | 0 | 0 | 0 | 17.0765 | 0 | 0 | 365.4372 | 17.0765 | 0
2297 | 47.38 | 1654.41 | 14.36 | 0 | 0 | 0 | 0 | 157.14 | 0 | 796.19 | 0 | 0 | 0 | 1377.96 | 599.13 | 0 | 77115.25 | 0 | 0 | 1.13 | 0 | 8.67 | 37.78 | 248.05 | 17.08 | 50.08 | 0 | 86.3487 | 5.7186 | 0 | 0 | 0 | 0 | 0 | 17.0765 | 0 | 0 | 365.4372 | 17.0765 | 0
2298 | 53.04 | 1779.83 | 13.42 | 0 | 0 | 0 | 0 | 157.14 | 0 | 947.67 | 0 | 0 | 0 | 1377.96 | 599.13 | 0 | 77714.39 | 0 | 0 | 1.12 | 0 | 9.57 | 37.55 | 280.64 | 17.08 | 177.5 | 0 | 88.3568 | 6.6717 | 0 | 0 | 0 | 0 | 0 | 17.0765 | 0 | 0 | 365.4372 | 17.0765 | 0
2299 | 38.89 | 1446.14 | 12.84 | 0 | 0 | 0 | 0 | 0 | 0 | 947.67 | 0 | 0 | 0 | 1377.96 | 599.13 | 0 | 78313.52 | 0 | 0 | 1.13 | 0 | 10.25 | 19.74 | 292 | 17.08 | 0 | 0 | 92.373 | 6.6717 | 0 | 0 | 0 | 0 | 0 | 17.0765 | 0 | 0 | 365.4372 | 17.0765 | 0
2300 | 0 | 0 | 12.85 | 0 | 0 | 0 | 0 | 0 | 91.2715 | 852.99 | 0 | 0 | 0 | 0 | 0 | 365.44 | 77948.08 | 0 | 0 | 0 | 0 | 9.78 | 0 | 282.97 | 17.08 | 0 | 0 | 98.3973 | 5.7186 | 0 | 0 | 0 | 0 | 0 | 17.0765 | 0 | 0 | 365.4372 | 17.0765 | 0
2301 | 0 | 0 | 13.1 | 0 | 0 | 0 | 0 | 0 | 91.0691 | 758.52 | 0 | 0 | 0 | 0 | 0 | 365.44 | 77582.65 | 0 | 0 | 0 | 0 | 9.19 | 0 | 271.78 | 17.08 | 0 | 0 | 99.4014 | 4.7655 | 0 | 0 | 0 | 0 | 0 | 17.0765 | 0 | 0 | 365.4372 | 17.0765 | 0
2302 | 0 | 0 | 13.11 | 0 | 0 | 0 | 0 | 0 | 84.0801 | 671.3 | 0 | 0 | 0 | 0 | 0 | 365.44 | 77217.21 | 0 | 0 | 0 | 0 | 8.52 | 0 | 259.08 | 17.08 | 0 | 0 | 93.377 | 3.8124 | 0 | 0 | 0 | 0 | 0 | 17.0765 | 0 | 0 | 365.4372 | 17.0765 | 0
2303 | 0 | 0 | 13.01 | 0 | 0 | 0 | 0 | 0 | 73.2544 | 595.31 | 0 | 0 | 0 | 0 | 0 | 365.44 | 76851.77 | 0 | 0 | 1.07 | 0 | 8.82 | 0 | 245.34 | 17.08 | 0 | 0 | 82.3324 | 2.8593 | 0 | 0 | 0 | 0 | 0 | 17.0765 | 0 | 0 | 365.4372 | 17.0765 | 0
2304 | 0 | 0 | 12.76 | 0 | 0 | 0 | 0 | 0 | 63.4408 | 529.49 | 0 | 0 | 0 | 0 | 0 | 365.44 | 76486.33 | 0 | 0 | 0 | 0 | 8.1 | 0 | 231.74 | 17.08 | 0 | 0 | 74.3 | 1.9062 | 0 | 0 | 0 | 0 | 0 | 17.0765 | 0 | 0 | 365.4372 | 17.0765 | 0
2305 | 0 | 0 | 12.17 | 0 | 0 | 0 | 0 | 0 | 58.0617 | 469.27 | 0 | 0 | 0 | 0 | 0 | 365.44 | 76120.9 | 0 | 0 | 0 | 0 | 7.45 | 0 | 219.3 | 17.08 | 0 | 0 | 69.2797 | 0.95311 | 0 | 0 | 0 | 0 | 0 | 17.0765 | 0 | 0 | 365.4372 | 17.0765 | 0
2306 | 0 | 0 | 11.32 | 0 | 0 | 0 | 0 | 0 | 54.948 | 412.27 | 0 | 0 | 0 | 0 | 0 | 365.44 | 75755.46 | 0 | 0 | 0 | 0 | 6.71 | 0 | 205.3 | 17.08 | 0 | 0 | 66.2676 | 0 | 0 | 0 | 0 | 0 | 0 | 17.0765 | 0 | 0 | 365.4372 | 17.0765 | 0
2307 | 0 | 0 | 10.54 | 0 | 0 | 0 | 0 | 0 | 54.7263 | 355.5 | 0 | 0 | 0 | 0 | 0 | 365.44 | 75390.02 | 0 | 0 | 0 | 0 | 5.83 | 0 | 188.53 | 17.08 | 0 | 0 | 65.2635 | 0 | 0 | 0 | 0 | 0 | 0 | 17.0765 | 0 | 0 | 365.4372 | 17.0765 | 0
2308 | 0 | 0 | 10.72 | 0 | 0 | 0 | 0 | 0 | 55.5457 | 297.88 | 0 | 0 | 0 | 0 | 0 | 365.44 | 75024.59 | 0 | 0 | 0 | 0 | 4.9 | 0 | 170.81 | 17.08 | 0 | 0 | 66.2676 | 0 | 0 | 0 | 0 | 0 | 0 | 17.0765 | 0 | 0 | 365.4372 | 17.0765 | 0
2309 | 0 | 0 | 11.42 | 0 | 0 | 0 | 0 | 0 | 57.8593 | 237.87 | 0 | 0 | 0 | 0 | 0 | 365.44 | 74659.15 | 0 | 0 | 0 | 0 | 3.99 | 0 | 153.59 | 17.08 | 0 | 0 | 69.2797 | 0 | 0 | 0 | 0 | 0 | 0 | 17.0765 | 0 | 0 | 365.4372 | 17.0765 | 0
2310 | 0 | 0 | 12.36 | 0 | 0 | 0 | 0 | 0 | 64.241 | 171.22 | 0 | 0 | 0 | 0 | 0 | 365.44 | 74293.71 | 0 | 0 | 1.35 | 0 | 4.34 | 0 | 135.94 | 17.08 | 0 | 0 | 74.3 | 0.95311 | 0 | 0 | 0 | 0 | 0 | 17.0765 | 0 | 0 | 365.4372 | 17.0765 | 0
2311 | 0 | 0 | 14.01 | 0 | 0 | 0 | 0 | 0 | 67.2197 | 101.5 | 0 | 0 | 0 | 0 | 0 | 365.44 | 73928.27 | 0 | 0 | 0 | 0 | 3.45 | 0 | 118.89 | 17.08 | 0 | 0 | 79.3203 | 1.9062 | 0 | 0 | 0 | 0 | 0 | 17.0765 | 0 | 0 | 365.4372 | 17.0765 | 0
2312 | 13.03 | 604.13 | 16.65 | 0 | 0 | 0 | 0 | 0 | 0 | 101.5 | 0 | 0 | 0 | 522.9 | 0.59 | 0 | 73928.87 | 0 | 0 | 1.26 | 0 | 3.82 | 22.5 | 124.64 | 17.08 | 0 | 0 | 83.3365 | 3.8124 | 0 | 0 | 0 | 0 | 0 | 17.0765 | 0 | 0 | 365.4372 | 17.0765 | 0
2313 | 22.36 | 952.04 | 20.16 | 0 | 0 | 0 | 0 | 0 | 0 | 101.5 | 0 | 0 | 0 | 901.27 | 265.45 | 0 | 74194.32 | 0 | 0 | 1.22 | 0 | 4.43 | 0 | 114.24 | 17.08 | 0 | 0 | 86.3487 | 5.7186 | 0 | 0 | 0 | 0 | 0 | 17.0765 | 0 | 0 | 365.4372 | 17.0765 | 0
2314 | 26.7 | 1095.02 | 21.74 | 0 | 0 | 0 | 0 | 2.65 | 0 | 104.05 | 0 | 0 | 0 | 1047.44 | 367.77 | 0 | 74562.09 | 0 | 0 | 1.2 | 0 | 5.15 | 0 | 106.17 | 17.08 | 0 | 0 | 88.3568 | 3.8124 | 0 | 0 | 0 | 0 | 0 | 17.0765 | 0 | 0 | 365.4372 | 17.0765 | 0
2315 | 28.2 | 1142.18 | 22.49 | 0 | 0 | 0 | 0 | 157.14 | 0 | 255.53 | 0 | 0 | 0 | 902.75 | 266.49 | 0 | 74828.58 | 0 | 0 | 1.18 | 0 | 5.92 | 39.62 | 137.13 | 17.08 | 0 | 0 | 88.3568 | 3.8124 | 0 | 0 | 0 | 0 | 0 | 17.0765 | 0 | 0 | 365.4372 | 17.0765 | 0
2316 | 27.2 | 1111.03 | 22.82 | 0 | 0 | 0 | 0 | 157.14 | 0 | 407.01 | 0 | 0 | 0 | 912.57 | 273.36 | 0 | 75101.94 | 0 | 0 | 1.19 | 0 | 6.86 | 0 | 133.69 | 17.08 | 0 | 0 | 86.3487 | 3.8124 | 0 | 0 | 0 | 0 | 0 | 17.0765 | 0 | 0 | 365.4372 | 17.0765 | 0
2317 | 24.49 | 1023.42 | 22.13 | 0 | 0 | 0 | 0 | 0 | 0 | 407.01 | 0 | 0 | 0 | 978.72 | 319.67 | 0 | 75421.61 | 0 | 0 | 1.2 | 0 | 7.91 | 0 | 131.87 | 17.08 | 0 | 0 | 85.3446 | 4.7655 | 0 | 0 | 0 | 0 | 0 | 17.0765 | 0 | 0 | 365.4372 | 17.0765 | 0
2318 | 19.73 | 859.71 | 20.32 | 0 | 0 | 0 | 0 | 157.14 | 0 | 558.49 | 0 | 0 | 0 | 653.34 | 91.9 | 0 | 75513.51 | 0 | 0 | 1.18 | 0 | 8.97 | 0 | 130.71 | 17.08 | 0 | 0 | 83.3365 | 4.7655 | 0 | 0 | 0 | 0 | 0 | 17.0765 | 0 | 0 | 365.4372 | 17.0765 | 0
2319 | 18.44 | 813.11 | 18.02 | 0 | 0 | 0 | 0 | 157.14 | 0 | 709.97 | 0 | 0 | 0 | 603.21 | 56.81 | 0 | 75570.32 | 0 | 0 | 1.13 | 0 | 9.98 | 0 | 129.42 | 17.08 | 0 | 0 | 83.3365 | 4.7655 | 0 | 0 | 0 | 0 | 0 | 17.0765 | 0 | 0 | 365.4372 | 17.0765 | 0
2320 | 16.19 | 728.54 | 15.75 | 0 | 0 | 0 | 0 | 0 | 0 | 709.97 | 0 | 0 | 0 | 632.73 | 77.48 | 0 | 75647.79 | 0 | 0 | 1.12 | 0 | 11 | 37.52 | 164.18 | 17.08 | 0 | 0 | 84.3406 | 4.7655 | 0 | 0 | 0 | 0 | 0 | 17.0765 | 0 | 0 | 365.4372 | 17.0765 | 0
2321 | 13.65 | 629.15 | 13.22 | 0 | 0 | 0 | 0 | 0 | 0 | 709.97 | 0 | 0 | 0 | 562.82 | 28.54 | 0 | 75676.33 | 0 | 0 | 1.13 | 0 | 12.03 | 0 | 163.53 | 17.08 | 0 | 0 | 86.3487 | 5.7186 | 0 | 0 | 0 | 0 | 0 | 17.0765 | 0 | 0 | 365.4372 | 17.0765 | 0
2322 | 12.55 | 584.53 | 11.14 | 0 | 0 | 0 | 0 | 157.14 | 0 | 861.45 | 0 | 0 | 0 | 317.37 | 0 | 143.28 | 75533.05 | 0 | 0 | 1.12 | 0 | 12.94 | 37.55 | 196.12 | 17.08 | 0 | 0 | 88.3568 | 6.6717 | 0 | 0 | 0 | 0 | 0 | 17.0765 | 0 | 0 | 365.4372 | 17.0765 | 0
2323 | 5.29 | 265.03 | 10.04 | 0 | 0 | 0 | 0 | 0 | 0 | 861.45 | 0 | 0 | 0 | 180.19 | 0 | 239.3 | 75293.75 | 0 | 0 | 1.13 | 0 | 13.62 | 0 | 188.73 | 17.08 | 0 | 0 | 92.373 | 6.6717 | 0 | 0 | 0 | 0 | 0 | 17.0765 | 0 | 0 | 365.4372 | 17.0765 | 0
2324 | 0 | 0 | 9.8 | 0 | 0 | 0 | 0 | 0 | 94.3081 | 763.61 | 0 | 0 | 0 | 0 | 0 | 365.44 | 74928.31 | 0 | 0 | 0 | 0 | 13.15 | 0 | 179.7 | 17.08 | 0 | 0 | 98.3973 | 5.7186 | 0 | 0 | 0 | 0 | 0 | 17.0765 | 0 | 0 | 365.4372 | 17.0765 | 0
2325 | 0 | 0 | 10.37 | 0 | 0 | 0 | 0 | 0 | 93.7972 | 666.31 | 0 | 0 | 0 | 0 | 0 | 365.44 | 74562.88 | 0 | 0 | 0 | 0 | 12.56 | 0 | 168.51 | 17.08 | 0 | 0 | 99.4014 | 4.7655 | 0 | 0 | 0 | 0 | 0 | 17.0765 | 0 | 0 | 365.4372 | 17.0765 | 0
2326 | 0 | 0 | 11.94 | 0 | 0 | 0 | 0 | 0 | 85.2465 | 577.88 | 0 | 0 | 0 | 0 | 0 | 365.44 | 74197.44 | 0 | 0 | 0 | 0 | 11.89 | 0 | 155.81 | 17.08 | 0 | 0 | 93.377 | 3.8124 | 0 | 0 | 0 | 0 | 0 | 17.0765 | 0 | 0 | 365.4372 | 17.0765 | 0
2327 | 0 | 0 | 13.52 | 0 | 0 | 0 | 0 | 0 | 71.6734 | 503.53 | 0 | 0 | 0 | 0 | 0 | 365.44 | 73832 | 0 | 0 | 0 | 0 | 11.17 | 0 | 142.07 | 17.08 | 0 | 0 | 82.3324 | 2.8593 | 0 | 0 | 0 | 0 | 0 | 17.0765 | 0 | 0 | 365.4372 | 17.0765 | 0
2328 | 0 | 0 | 14.43 | 0 | 0 | 0 | 0 | 0 | 61.7731 | 439.44 | 0 | 0 | 0 | 0 | 0 | 365.44 | 73466.57 | 0 | 0 | 0 | 0 | 10.45 | 0 | 128.47 | 17.08 | 0 | 0 | 74.3 | 1.9062 | 0 | 0 | 0 | 0 | 0 | 17.0765 | 0 | 0 | 365.4372 | 17.0765 | 0
2329 | 0 | 0 | 14.64 | 0 | 0 | 0 | 0 | 0 | 55.5939 | 381.77 | 0 | 0 | 0 | 0 | 0 | 365.44 | 73101.13 | 0 | 0 | 0 | 0 | 9.8 | 0 | 116.03 | 17.08 | 0 | 0 | 69.2797 | 0.95311 | 0 | 0 | 0 | 0 | 0 | 17.0765 | 0 | 0 | 365.4372 | 17.0765 | 0
2330 | 0 | 0 | 14.09 | 0 | 0 | 0 | 0 | 0 | 53.5598 | 326.22 | 0 | 0 | 0 | 0 | 0 | 365.44 | 72735.69 | 0 | 0 | 1.38 | 0 | 10.37 | 0 | 102.03 | 17.08 | 0 | 0 | 66.2676 | 0 | 0 | 0 | 0 | 0 | 0 | 17.0765 | 0 | 0 | 365.4372 | 17.0765 | 0
2331 | 0 | 0 | 13.17 | 0 | 0 | 0 | 0 | 0 | 52.0849 | 272.18 | 0 | 0 | 0 | 0 | 0 | 365.44 | 72370.25 | 0 | 0 | 0 | 0 | 9.49 | 0 | 85.25 | 17.08 | 0 | 0 | 65.2635 | 0 | 0 | 0 | 0 | 0 | 0 | 17.0765 | 0 | 0 | 365.4372 | 17.0765 | 0
2332 | 0 | 0 | 11.91 | 0 | 0 | 0 | 0 | 0 | 54.36 | 215.79 | 0 | 0 | 0 | 0 | 0 | 365.44 | 72004.82 | 0 | 0 | 0 | 0 | 8.56 | 0 | 67.54 | 17.08 | 0 | 0 | 66.2676 | 0 | 0 | 0 | 0 | 0 | 0 | 17.0765 | 0 | 0 | 365.4372 | 17.0765 | 0
2333 | 0 | 0 | 10.81 | 0 | 0 | 0 | 0 | 0 | 60.4814 | 153.06 | 0 | 0 | 0 | 0 | 0 | 365.44 | 71639.38 | 0 | 0 | 0 | 0 | 7.65 | 0 | 50.32 | 17.08 | 0 | 0 | 71.2878 | 0 | 0 | 0 | 0 | 0 | 0 | 17.0765 | 0 | 0 | 365.4372 | 17.0765 | 0
2334 | 0 | 0 | 10.03 | 0 | 0 | 0 | 0 | 0 | 67.2294 | 83.32 | 0 | 0 | 0 | 0 | 0 | 365.44 | 71273.94 | 0 | 0 | 0 | 0 | 6.72 | 0 | 32.67 | 17.08 | 0 | 0 | 76.3081 | 0.95311 | 0 | 0 | 0 | 0 | 0 | 17.0765 | 0 | 0 | 365.4372 | 17.0765 | 0
2335 | 0 | 0 | 9.48 | 0 | 0 | 0 | 0 | 0 | 73.7556 | 6.81 | 0 | 0 | 0 | 0 | 0 | 365.44 | 70908.51 | 0 | 0 | 0 | 0 | 5.82 | 0 | 15.62 | 17.08 | 0 | 0 | 81.3284 | 1.9062 | 0 | 0 | 0 | 0 | 0 | 17.0765 | 0 | 0 | 365.4372 | 17.0765 | 0
2336 | 20.21 | 876.91 | 9.24 | 0 | 0 | 0 | 0 | 0 | 0 | 6.81 | 0 | 0 | 0 | 814.94 | 205.02 | 0 | 71113.52 | 0 | 0 | 1.26 | 0 | 6.2 | 0 | 0 | 17.08 | 0 | 0 | 86.3487 | 3.8124 | 0 | 0 | 0 | 0 | 0 | 17.0765 | 0 | 0 | 365.4372 | 17.0765 | 0
2337 | 33.19 | 1290.71 | 9.28 | 0 | 0 | 0 | 0 | 0 | 0 | 6.81 | 0 | 0 | 0 | 1225.94 | 492.72 | 0 | 71606.24 | 0 | 0 | 1.22 | 0 | 6.81 | 10.95 | 0 | 17.08 | 0 | 0 | 89.3608 | 5.7186 | 0 | 0 | 0 | 0 | 0 | 17.0765 | 0 | 0 | 365.4372 | 17.0765 | 0
2338 | 39.17 | 1453.64 | 9.55 | 0 | 0 | 0 | 0 | 19.53 | 0 | 25.63 | 0 | 0 | 0 | 1377.96 | 599.13 | 0 | 72205.38 | 0 | 0 | 1.2 | 0 | 7.52 | 8.5 | 0 | 17.08 | 0 | 0 | 91.3689 | 3.8124 | 0 | 0 | 0 | 0 | 0 | 17.0765 | 0 | 0 | 365.4372 | 17.0765 | 0
2339 | 45.61 | 1613.3 | 9.96 | 0 | 0 | 0 | 0 | 1.74 | 0 | 27.31 | 0 | 0 | 0 | 1377.96 | 599.13 | 0 | 72804.51 | 0 | 0 | 1.18 | 0 | 8.3 | 39.62 | 30.96 | 17.08 | 152.18 | 0 | 92.373 | 3.8124 | 0 | 0 | 0 | 0 | 0 | 17.0765 | 0 | 0 | 365.4372 | 17.0765 | 0
2340 | 47.86 | 1665.42 | 10.28 | 0 | 0 | 0 | 0 | 157.14 | 0 | 178.79 | 0 | 0 | 0 | 1377.96 | 599.13 | 0 | 73403.64 | 0 | 0 | 1.19 | 0 | 9.24 | 39.7 | 65.24 | 17.08 | 52.4 | 0 | 91.3689 | 3.8124 | 0 | 0 | 0 | 0 | 0 | 17.0765 | 0 | 0 | 365.4372 | 17.0765 | 0
2341 | 49.02 | 1691.91 | 10.22 | 0 | 0 | 0 | 0 | 157.14 | 0 | 330.27 | 0 | 0 | 0 | 1377.96 | 599.13 | 0 | 74002.77 | 0 | 0 | 1.2 | 0 | 10.29 | 40.31 | 101.72 | 17.08 | 79.41 | 0 | 90.3649 | 4.7655 | 0 | 0 | 0 | 0 | 0 | 17.0765 | 0 | 0 | 365.4372 | 17.0765 | 0
2342 | 49.32 | 1698.63 | 9.85 | 0 | 0 | 0 | 0 | 157.14 | 0 | 481.76 | 0 | 0 | 0 | 1377.96 | 599.13 | 0 | 74601.91 | 0 | 0 | 1.18 | 0 | 11.35 | 39.49 | 138.06 | 17.08 | 87.92 | 0 | 89.3608 | 4.7655 | 0 | 0 | 0 | 0 | 0 | 17.0765 | 0 | 0 | 365.4372 | 17.0765 | 0
2343 | 48.89 | 1688.94 | 9.13 | 0 | 0 | 0 | 0 | 157.14 | 0 | 633.24 | 0 | 0 | 0 | 1377.96 | 599.13 | 0 | 75201.04 | 0 | 0 | 1.13 | 0 | 12.36 | 38.02 | 172.9 | 17.08 | 78.58 | 0 | 89.3608 | 4.7655 | 0 | 0 | 0 | 0 | 0 | 17.0765 | 0 | 0 | 365.4372 | 17.0765 | 0
2344 | 48.55 | 1681.15 | 8.17 | 0 | 0 | 0 | 0 | 0 | 0 | 633.24 | 0 | 0 | 0 | 1377.96 | 599.13 | 0 | 75800.17 | 0 | 0 | 1.12 | 0 | 13.38 | 37.52 | 207.66 | 17.08 | 226.14 | 0 | 90.3649 | 4.7655 | 0 | 0 | 0 | 0 | 0 | 17.0765 | 0 | 0 | 365.4372 | 17.0765 | 0
2345 | 48.19 | 1673.02 | 7.05 | 0 | 0 | 0 | 0 | 157.14 | 0 | 784.72 | 0 | 0 | 0 | 1377.96 | 599.13 | 0 | 76399.31 | 0 | 0 | 1.13 | 0 | 14.41 | 0 | 207 | 17.08 | 94.95 | 0 | 91.3689 | 5.7186 | 0 | 0 | 0 | 0 | 0 | 17.0765 | 0 | 0 | 365.4372 | 17.0765 | 0
2346 | 53.99 | 1799.79 | 6.19 | 0 | 0 | 0 | 0 | 157.14 | 0 | 936.2 | 0 | 0 | 0 | 1377.96 | 599.13 | 0 | 76998.44 | 0 | 0 | 1.12 | 0 | 15.32 | 37.55 | 239.6 | 17.08 | 186.16 | 0 | 93.377 | 6.6717 | 0 | 0 | 0 | 0 | 0 | 17.0765 | 0 | 0 | 365.4372 | 17.0765 | 0
2347 | 40.11 | 1477.74 | 5.8 | 0 | 0 | 0 | 0 | 11.9 | 0 | 947.67 | 0 | 0 | 0 | 1377.96 | 599.13 | 0 | 77597.57 | 0 | 0 | 1.13 | 0 | 16 | 28.59 | 259.36 | 17.08 | 0 | 0 | 97.3933 | 6.6717 | 0 | 0 | 0 | 0 | 0 | 17.0765 | 0 | 0 | 365.4372 | 17.0765 | 0
2348 | 0 | 0 | 5.66 | 0 | 0 | 0 | 0 | 0 | 102.184 | 841.67 | 0 | 0 | 0 | 0 | 0 | 365.44 | 77232.13 | 0 | 0 | 0 | 0.2755 | 15.23 | 0 | 250.34 | 17.08 | 0 | 0 | 102.4135 | 5.7186 | 0 | 0 | 0 | 0 | 0 | 17.0765 | 0 | 0 | 365.4372 | 17.0765 | 0
2349 | 0 | 0 | 5.48 | 0 | 0 | 0 | 0 | 0 | 88.8326 | 749.51 | 0 | 0 | 0 | 0 | 0 | 392.44 | 76839.69 | 27.01 | 12.6947 | 0 | 1.178 | 13.41 | 0 | 239.15 | 17.08 | 0 | 0 | 103.4176 | 4.7655 | 0 | 0 | 0 | 0 | 0 | 17.0765 | 0 | 0 | 365.4372 | 17.0765 | 0
2350 | 0 | 0 | 4.73 | 0 | 0 | 0 | 0 | 0 | 95.4746 | 650.48 | 0 | 0 | 0 | 0 | 0 | 365.44 | 76474.25 | 0 | 0 | 0 | 0 | 12.74 | 0 | 226.44 | 17.08 | 0 | 0 | 96.3892 | 3.8124 | 0 | 0 | 0 | 0 | 0 | 17.0765 | 0 | 0 | 365.4372 | 17.0765 | 0
2351 | 0 | 0 | 3.72 | 0 | 0 | 0 | 0 | 0 | 84.485 | 562.84 | 0 | 0 | 0 | 0 | 0 | 365.44 | 76108.82 | 0 | 0 | 0 | 0 | 12.01 | 0 | 212.7 | 17.08 | 0 | 0 | 85.3446 | 2.8593 | 0 | 0 | 0 | 0 | 0 | 17.0765 | 0 | 0 | 365.4372 | 17.0765 | 0
2352 | 0 | 0 | 2.66 | 0 | 0 | 0 | 0 | 0 | 62.5925 | 497.91 | 0 | 0 | 0 | 0 | 0 | 392.44 | 75716.37 | 27.01 | 12.6947 | 0 | 1.2825 | 9.95 | 0 | 199.1 | 17.08 | 0 | 0 | 77.3122 | 1.9062 | 0 | 0 | 0 | 0 | 0 | 17.0765 | 0 | 0 | 365.4372 | 17.0765 | 0
2353 | 0 | 0 | 1.74 | 0 | 0 | 0 | 0 | 0 | 71.4999 | 423.74 | 0 | 0 | 0 | 0 | 0 | 365.44 | 75350.94 | 0 | 0 | 0 | 0 | 9.3 | 0 | 186.66 | 17.08 | 0 | 0 | 72.2919 | 0.95311 | 0 | 0 | 0 | 0 | 0 | 17.0765 | 0 | 0 | 365.4372 | 17.0765 | 0
2354 | 0 | 0 | 1.02 | 0 | 0 | 0 | 0 | 0 | 68.2608 | 352.92 | 0 | 0 | 0 | 0 | 0 | 365.44 | 74985.5 | 0 | 0 | 0 | 0 | 8.56 | 0 | 172.67 | 17.08 | 0 | 0 | 69.2797 | 0 | 0 | 0 | 0 | 0 | 0 | 17.0765 | 0 | 0 | 365.4372 | 17.0765 | 0
2355 | 0 | 0 | 0.65 | 0 | 0 | 0 | 0 | 0 | 66.3136 | 284.13 | 0 | 0 | 0 | 0 | 0 | 365.44 | 74620.06 | 0 | 0 | 0 | 1.311 | 6.3 | 0 | 155.89 | 17.08 | 0 | 0 | 68.2757 | 0 | 0 | 0 | 0 | 0 | 0 | 17.0765 | 0 | 0 | 365.4372 | 17.0765 | 0
2356 | 0 | 0 | 0.56 | 0 | 0 | 0 | 0 | 0 | 56.0277 | 226.01 | 0 | 0 | 0 | 0 | 0 | 392.44 | 74227.62 | 27.01 | 12.6947 | 0 | 0 | 5.37 | 0 | 138.18 | 17.08 | 0 | 0 | 69.2797 | 0 | 0 | 0 | 0 | 0 | 0 | 17.0765 | 0 | 0 | 365.4372 | 17.0765 | 0
2357 | 0 | 0 | 0.61 | 0 | 0 | 0 | 0 | 0 | 71.6734 | 151.66 | 0 | 0 | 0 | 0 | 0 | 365.44 | 73862.18 | 0 | 0 | 0 | 0 | 4.46 | 0 | 120.96 | 17.08 | 0 | 0 | 72.2919 | 0 | 0 | 0 | 0 | 0 | 0 | 17.0765 | 0 | 0 | 365.4372 | 17.0765 | 0
2358 | 0 | 0 | 0.77 | 0 | 0 | 0 | 0 | 0 | 76.2138 | 72.6 | 0 | 0 | 0 | 0 | 0 | 365.44 | 73496.75 | 0 | 0 | 0 | 1.2825 | 2.18 | 0 | 103.31 | 17.08 | 0 | 0 | 77.3122 | 0.95311 | 0 | 0 | 0 | 0 | 0 | 17.0765 | 0 | 0 | 365.4372 | 17.0765 | 0
2359 | 0 | 0 | 1.11 | 0 | 0 | 0 | 0 | 0 | 69.9864 | 0 | 0 | 0 | 0 | 0 | 0 | 390.81 | 73105.93 | 25.37 | 11.9239 | 0 | 1.216 | 0 | 0 | 86.26 | 17.08 | 0 | 0 | 82.3324 | 1.9062 | 0 | 0 | 0 | 0 | 0 | 17.0765 | 0 | 0 | 365.4372 | 17.0765 | 0
2360 | 19.84 | 863.58 | 1.67 | 0 | 0 | 0 | 0 | 0.39 | 0 | 0.37 | 0 | 0 | 0 | 792.28 | 189.16 | 0 | 73295.09 | 0 | 0 | 1.26 | 0 | 0.37 | 0 | 70.64 | 17.08 | 0 | 0 | 87.3527 | 3.8124 | 0 | 0 | 0 | 0 | 0 | 17.0765 | 0 | 0 | 365.4372 | 17.0765 | 0
2361 | 33.91 | 1310.95 | 2.25 | 0 | 0 | 0 | 0 | 0.64 | 0 | 0.99 | 0 | 0 | 0 | 1249.16 | 508.98 | 0 | 73804.07 | 0 | 0 | 1.22 | 0 | 0.99 | 0 | 60.23 | 17.08 | 0 | 0 | 90.3649 | 5.7186 | 0 | 0 | 0 | 0 | 0 | 17.0765 | 0 | 0 | 365.4372 | 17.0765 | 0
2362 | 38.88 | 1446.04 | 2.49 | 0 | 0 | 0 | 0 | 12.07 | 0 | 12.63 | 0 | 0 | 0 | 1377.96 | 599.13 | 0 | 74403.2 | 0 | 0 | 1.2 | 0 | 1.7 | 0 | 52.16 | 17.08 | 0 | 0 | 92.373 | 3.8124 | 0 | 0 | 0 | 0 | 0 | 17.0765 | 0 | 0 | 365.4372 | 17.0765 | 0
2363 | 44.4 | 1584.3 | 2.35 | 0 | 0 | 0 | 0 | 115.09 | 0 | 123.57 | 0 | 0 | 0 | 1377.96 | 599.13 | 0 | 75002.33 | 0 | 0 | 1.18 | 0 | 2.47 | 39.62 | 83.12 | 17.08 | 0 | 0 | 93.377 | 3.8124 | 0 | 0 | 0 | 0 | 0 | 17.0765 | 0 | 0 | 365.4372 | 17.0765 | 0
2364 | 46.46 | 1633.22 | 2.01 | 0 | 0 | 0 | 0 | 69.19 | 0 | 190.27 | 0 | 0 | 0 | 1377.96 | 599.13 | 0 | 75601.47 | 0 | 0 | 1.19 | 0 | 3.42 | 39.7 | 117.4 | 17.08 | 97.48 | 0 | 92.373 | 3.8124 | 0 | 0 | 0 | 0 | 0 | 17.0765 | 0 | 0 | 365.4372 | 17.0765 | 0
2365 | 47.61 | 1659.86 | 1.53 | 0 | 0 | 0 | 0 | 157.14 | 0 | 341.75 | 0 | 0 | 0 | 1377.96 | 599.13 | 0 | 76200.6 | 0 | 0 | 1.2 | 0 | 4.47 | 40.31 | 153.87 | 17.08 | 36.25 | 0 | 91.3689 | 4.7655 | 0 | 0 | 0 | 0 | 0 | 17.0765 | 0 | 0 | 365.4372 | 17.0765 | 0
2366 | 47.86 | 1665.45 | 1.02 | 0 | 0 | 0 | 0 | 157.14 | 0 | 493.23 | 0 | 0 | 0 | 1377.96 | 599.13 | 0 | 76799.73 | 0 | 0 | 1.18 | 0 | 5.52 | 39.49 | 190.22 | 17.08 | 43.44 | 0 | 90.3649 | 4.7655 | 0 | 0 | 0 | 0 | 0 | 17.0765 | 0 | 0 | 365.4372 | 17.0765 | 0
2367 | 47.97 | 1667.96 | 0.65 | 0 | 0 | 0 | 0 | 157.14 | 0 | 644.71 | 0 | 0 | 0 | 1377.96 | 599.13 | 0 | 77398.87 | 0 | 0 | 1.13 | 0 | 6.53 | 38.02 | 225.05 | 17.08 | 47.21 | 0 | 90.3649 | 4.7655 | 0 | 0 | 0 | 0 | 0 | 17.0765 | 0 | 0 | 365.4372 | 17.0765 | 0
2368 | 48.19 | 1673.09 | 0.51 | 0 | 0 | 0 | 0 | 157.14 | 0 | 796.19 | 0 | 0 | 0 | 1377.96 | 599.13 | 0 | 77998 | 0 | 0 | 1.12 | 0 | 7.55 | 0 | 224.17 | 17.08 | 89.45 | 0 | 91.3689 | 4.7655 | 0 | 0 | 0 | 0 | 0 | 17.0765 | 0 | 0 | 365.4372 | 17.0765 | 0
2369 | 48.46 | 1679.19 | 0.53 | 0 | 0 | 0 | 0 | 0 | 0 | 796.19 | 0 | 0 | 0 | 1377.96 | 599.13 | 0 | 78597.13 | 0 | 0 | 1.13 | 0 | 8.59 | 37.78 | 259.41 | 17.08 | 213.22 | 0 | 92.373 | 5.7186 | 0 | 0 | 0 | 0 | 0 | 17.0765 | 0 | 0 | 365.4372 | 17.0765 | 0
2370 | 53.82 | 1796.27 | 0.67 | 0 | 0 | 0 | 0 | 157.14 | 0 | 947.67 | 0 | 0 | 0 | 1377.96 | 599.13 | 0 | 79196.26 | 0 | 0 | 1.12 | 0 | 9.49 | 37.55 | 292 | 17.08 | 175.94 | 0 | 94.3811 | 6.6717 | 0 | 0 | 0 | 0 | 0 | 17.0765 | 0 | 0 | 365.4372 | 17.0765 | 0
2371 | 40.69 | 1492.59 | 0.98 | 0 | 0 | 0 | 0 | 0 | 0 | 947.67 | 0 | 0 | 0 | 1377.96 | 599.13 | 0 | 79795.4 | 0 | 0 | 1.13 | 0 | 10.18 | 7.78 | 292 | 17.08 | 43.32 | 0 | 97.3933 | 6.6717 | 0 | 0 | 0 | 0 | 0 | 17.0765 | 0 | 0 | 365.4372 | 17.0765 | 0
2372 | 0 | 0 | 1.46 | 0 | 0 | 0 | 0 | 0 | 107.6788 | 835.97 | 0 | 0 | 0 | 0 | 0 | 365.44 | 79429.96 | 0 | 0 | 0 | 0 | 9.7 | 0 | 282.97 | 17.08 | 0 | 0 | 103.4176 | 5.7186 | 0 | 0 | 0 | 0 | 0 | 17.0765 | 0 | 0 | 365.4372 | 17.0765 | 0
2373 | 0 | 0 | 2 | 0 | 0 | 0 | 0 | 0 | 107.1872 | 724.78 | 0 | 0 | 0 | 0 | 0 | 365.44 | 79064.52 | 0 | 0 | 0 | 0 | 9.11 | 0 | 271.78 | 17.08 | 0 | 0 | 104.4216 | 4.7655 | 0 | 0 | 0 | 0 | 0 | 17.0765 | 0 | 0 | 365.4372 | 17.0765 | 0
2374 | 0 | 0 | 2.21 | 0 | 0 | 0 | 0 | 0 | 86.2973 | 635.26 | 0 | 0 | 0 | 0 | 0 | 392.44 | 78672.08 | 27.01 | 12.6947 | 0 | 0 | 8.44 | 0 | 259.08 | 17.08 | 0 | 0 | 97.3933 | 3.8124 | 0 | 0 | 0 | 0 | 0 | 17.0765 | 0 | 0 | 365.4372 | 17.0765 | 0
2375 | 0 | 0 | 2.1 | 0 | 0 | 0 | 0 | 0 | 74.4112 | 558.06 | 0 | 0 | 0 | 0 | 0 | 392.44 | 78279.64 | 27.01 | 12.6947 | 0 | 0 | 7.72 | 0 | 245.34 | 17.08 | 0 | 0 | 86.3487 | 2.8593 | 0 | 0 | 0 | 0 | 0 | 17.0765 | 0 | 0 | 365.4372 | 17.0765 | 0
2376 | 0 | 0 | 1.88 | 0 | 0 | 0 | 0 | 0 | 64.6458 | 491 | 0 | 0 | 0 | 0 | 0 | 392.44 | 77887.19 | 27.01 | 12.6947 | 0 | 0 | 7 | 0 | 231.74 | 17.08 | 0 | 0 | 77.3122 | 1.9062 | 0 | 0 | 0 | 0 | 0 | 17.0765 | 0 | 0 | 365.4372 | 17.0765 | 0
2377 | 0 | 0 | 1.56 | 0 | 0 | 0 | 0 | 0 | 72.6856 | 415.59 | 0 | 0 | 0 | 0 | 0 | 365.44 | 77521.76 | 0 | 0 | 0 | 0 | 6.35 | 0 | 219.3 | 17.08 | 0 | 0 | 73.296 | 0.95311 | 0 | 0 | 0 | 0 | 0 | 17.0765 | 0 | 0 | 365.4372 | 17.0765 | 0
2378 | 0 | 0 | 1.15 | 0 | 0 | 0 | 0 | 0 | 55.43 | 358.09 | 0 | 0 | 0 | 0 | 0 | 392.44 | 77129.31 | 27.01 | 12.6947 | 0 | 0 | 5.61 | 0 | 205.3 | 17.08 | 0 | 0 | 69.2797 | 0 | 0 | 0 | 0 | 0 | 0 | 17.0765 | 0 | 0 | 365.4372 | 17.0765 | 0
2379 | 0 | 0 | 0.8 | 0 | 0 | 0 | 0 | 0 | 55.1215 | 300.91 | 0 | 0 | 0 | 0 | 0 | 391.73 | 76737.59 | 26.29 | 12.3563 | 0 | 0 | 4.73 | 0 | 188.53 | 17.08 | 0 | 0 | 68.2757 | 0 | 0 | 0 | 0 | 0 | 0 | 17.0765 | 0 | 0 | 365.4372 | 17.0765 | 0
2380 | 0 | 0 | 0.55 | 0 | 0 | 0 | 0 | 0 | 56.0373 | 242.78 | 0 | 0 | 0 | 0 | 0 | 392.44 | 76345.14 | 27.01 | 12.6947 | 0 | 0 | 3.8 | 0 | 170.81 | 17.08 | 0 | 0 | 69.2797 | 0 | 0 | 0 | 0 | 0 | 0 | 17.0765 | 0 | 0 | 365.4372 | 17.0765 | 0
2381 | 0 | 0 | 0.34 | 0 | 0 | 0 | 0 | 0 | 72.9555 | 167.1 | 0 | 0 | 0 | 0 | 0 | 365.44 | 75979.71 | 0 | 0 | 0 | 0 | 2.89 | 0 | 153.59 | 17.08 | 0 | 0 | 73.296 | 0 | 0 | 0 | 0 | 0 | 0 | 17.0765 | 0 | 0 | 365.4372 | 17.0765 | 0
2382 | 0 | 0 | 0.21 | 0 | 0 | 0 | 0 | 0 | 78.0551 | 86.13 | 0 | 0 | 0 | 0 | 0 | 365.44 | 75614.27 | 0 | 0 | 0 | 0 | 1.96 | 0 | 135.94 | 17.08 | 0 | 0 | 77.3122 | 0.95311 | 0 | 0 | 0 | 0 | 0 | 17.0765 | 0 | 0 | 365.4372 | 17.0765 | 0
2383 | 0 | 0 | 0.2 | 0 | 0 | 0 | 0 | 0 | 83.0293 | 0 | 0 | 0 | 0 | 0 | 0 | 365.44 | 75248.83 | 0 | 0 | 0 | 1.0165 | 0 | 0 | 118.89 | 17.08 | 0 | 0 | 82.3324 | 1.9062 | 0 | 0 | 0 | 0 | 0 | 17.0765 | 0 | 0 | 365.4372 | 17.0765 | 0
2384 | 20.04 | 870.93 | 0.26 | 0 | 0 | 0 | 0 | 1.76 | 0 | 1.7 | 0 | 0 | 0 | 771.97 | 174.95 | 0 | 75423.78 | 0 | 0 | 1.26 | 0 | 0.37 | 25.06 | 127.08 | 17.08 | 0 | 0 | 87.3527 | 3.8124 | 0 | 0 | 0 | 0 | 0 | 17.0765 | 0 | 0 | 365.4372 | 17.0765 | 0
2385 | 27.77 | 1128.91 | 0.37 | 0 | 0 | 0 | 0 | 0 | 0 | 1.7 | 0 | 0 | 0 | 1059.75 | 376.39 | 0 | 75800.16 | 0 | 0 | 1.22 | 0 | 0.99 | 0 | 116.68 | 17.08 | 0 | 0 | 90.3649 | 5.7186 | 0 | 0 | 0 | 0 | 0 | 17.0765 | 0 | 0 | 365.4372 | 17.0765 | 0
2386 | 35.82 | 1364.01 | 0.53 | 0 | 0 | 0 | 0 | 0 | 0 | 1.7 | 0 | 0 | 0 | 1302.97 | 546.64 | 0 | 76346.81 | 0 | 0 | 1.2 | 0 | 1.7 | 0 | 108.6 | 17.08 | 0 | 0 | 92.373 | 3.8124 | 0 | 0 | 0 | 0 | 0 | 17.0765 | 0 | 0 | 365.4372 | 17.0765 | 0
2387 | 41.04 | 1501.56 | 0.59 | 0 | 0 | 0 | 0 | 66.86 | 0 | 66.15 | 0 | 0 | 0 | 1377.96 | 599.13 | 0 | 76945.94 | 0 | 0 | 1.18 | 0 | 2.47 | 0 | 101.92 | 17.08 | 0 | 0 | 93.377 | 3.8124 | 0 | 0 | 0 | 0 | 0 | 17.0765 | 0 | 0 | 365.4372 | 17.0765 | 0
2388 | 42.92 | 1548.39 | 0.54 | 0 | 0 | 0 | 0 | 116.53 | 0 | 178.48 | 0 | 0 | 0 | 1377.96 | 599.13 | 0 | 77545.07 | 0 | 0 | 1.19 | 0 | 3.42 | 0 | 98.48 | 17.08 | 0 | 0 | 92.373 | 3.8124 | 0 | 0 | 0 | 0 | 0 | 17.0765 | 0 | 0 | 365.4372 | 17.0765 | 0
2389 | 44.18 | 1578.97 | 0.41 | 0 | 0 | 0 | 0 | 131.5 | 0 | 305.25 | 0 | 0 | 0 | 1377.96 | 599.13 | 0 | 78144.2 | 0 | 0 | 1.2 | 0 | 4.47 | 16.76 | 112.59 | 17.08 | 0 | 0 | 91.3689 | 4.7655 | 0 | 0 | 0 | 0 | 0 | 17.0765 | 0 | 0 | 365.4372 | 17.0765 | 0
2390 | 44.67 | 1590.87 | 0.25 | 0 | 0 | 0 | 0 | 122.04 | 0 | 422.89 | 0 | 0 | 0 | 1377.96 | 599.13 | 0 | 78743.34 | 0 | 0 | 1.18 | 0 | 5.52 | 39.49 | 148.94 | 17.08 | 0 | 0 | 90.3649 | 4.7655 | 0 | 0 | 0 | 0 | 0 | 17.0765 | 0 | 0 | 365.4372 | 17.0765 | 0
2391 | 44.32 | 1582.36 | 0.14 | 0 | 0 | 0 | 0 | 152.59 | 0 | 569.99 | 0 | 0 | 0 | 1377.96 | 599.13 | 0 | 79342.47 | 0 | 0 | 1.13 | 0 | 6.53 | 0 | 147.65 | 17.08 | 0 | 0 | 90.3649 | 4.7655 | 0 | 0 | 0 | 0 | 0 | 17.0765 | 0 | 0 | 365.4372 | 17.0765 | 0
2392 | 44.01 | 1574.89 | 0.1 | 0 | 0 | 0 | 0 | 143.78 | 0 | 708.6 | 0 | 0 | 0 | 1377.96 | 599.13 | 0 | 79941.6 | 0 | 0 | 1.12 | 0 | 7.55 | 0 | 146.77 | 17.08 | 0 | 0 | 91.3689 | 4.7655 | 0 | 0 | 0 | 0 | 0 | 17.0765 | 0 | 0 | 365.4372 | 17.0765 | 0
2393 | 43.49 | 1562.22 | 0.12 | 0 | 0 | 0 | 0 | 90.87 | 0 | 796.19 | 0 | 0 | 0 | 1377.96 | 599.13 | 0 | 80540.74 | 0 | 0 | 1.13 | 0 | 8.59 | 37.78 | 182.01 | 17.08 | 0 | 0 | 92.373 | 5.7186 | 0 | 0 | 0 | 0 | 0 | 17.0765 | 0 | 0 | 365.4372 | 17.0765 | 0
2394 | 48.14 | 1671.92 | 0.2 | 0 | 0 | 0 | 0 | 157.14 | 0 | 947.67 | 0 | 0 | 0 | 1377.96 | 599.13 | 0 | 81139.87 | 0 | 0 | 1.12 | 0 | 9.49 | 37.55 | 214.6 | 17.08 | 46.44 | 0 | 93.377 | 6.6717 | 0 | 0 | 0 | 0 | 0 | 17.0765 | 0 | 0 | 365.4372 | 17.0765 | 0
2395 | 36.23 | 1375.25 | 0.28 | 0 | 0 | 0 | 0 | 0 | 0 | 947.67 | 0 | 0 | 0 | 1306.56 | 549.16 | 0 | 81689.03 | 0 | 0 | 1.13 | 0 | 10.18 | 0 | 207.21 | 17.08 | 0 | 0 | 97.3933 | 6.6717 | 0 | 0 | 0 | 0 | 0 | 17.0765 | 0 | 0 | 365.4372 | 17.0765 | 0
2396 | 0 | 0 | 0.36 | 0 | 0 | 0 | 0 | 0 | 107.7752 | 835.87 | 0 | 0 | 0 | 0 | 0 | 365.44 | 81323.59 | 0 | 0 | 0 | 0 | 9.7 | 0 | 198.18 | 17.08 | 0 | 0 | 102.4135 | 5.7186 | 0 | 0 | 0 | 0 | 0 | 17.0765 | 0 | 0 | 365.4372 | 17.0765 | 0
2397 | 0 | 0 | 0.48 | 0 | 0 | 0 | 0 | 0 | 107.6981 | 724.15 | 0 | 0 | 0 | 0 | 0 | 365.44 | 80958.15 | 0 | 0 | 0 | 0 | 9.11 | 0 | 186.99 | 17.08 | 0 | 0 | 103.4176 | 4.7655 | 0 | 0 | 0 | 0 | 0 | 17.0765 | 0 | 0 | 365.4372 | 17.0765 | 0
2398 | 0 | 0 | 0.55 | 0 | 0 | 0 | 0 | 0 | 99.6487 | 620.78 | 0 | 0 | 0 | 0 | 0 | 365.44 | 80592.71 | 0 | 0 | 0 | 0 | 8.44 | 0 | 174.28 | 17.08 | 0 | 0 | 96.3892 | 3.8124 | 0 | 0 | 0 | 0 | 0 | 17.0765 | 0 | 0 | 365.4372 | 17.0765 | 0
2399 | 0 | 0 | 0.58 | 0 | 0 | 0 | 0 | 0 | 74.9317 | 543.05 | 0 | 0 | 0 | 0 | 0 | 392.44 | 80200.27 | 27.01 | 12.6947 | 0 | 0 | 7.72 | 0 | 160.54 | 17.08 | 0 | 0 | 85.3446 | 2.8593 | 0 | 0 | 0 | 0 | 0 | 17.0765 | 0 | 0 | 365.4372 | 17.0765 | 0
2400 | 0 | 0 | 0.57 | 0 | 0 | 0 | 0 | 0 | 64.9543 | 475.68 | 0 | 0 | 0 | 0 | 0 | 392.44 | 79807.83 | 27.01 | 12.6947 | 0 | 0 | 7 | 0 | 146.95 | 17.08 | 0 | 0 | 76.3081 | 1.9062 | 0 | 0 | 0 | 0 | 0 | 17.0765 | 0 | 0 | 365.4372 | 17.0765 | 0
2401 | 0 | 0 | 0.52 | 0 | 0 | 0 | 0 | 0 | 72.7338 | 400.23 | 0 | 0 | 0 | 0 | 0 | 365.44 | 79442.39 | 0 | 0 | 0 | 0 | 6.35 | 0 | 134.51 | 17.08 | 0 | 0 | 72.2919 | 0.95311 | 0 | 0 | 0 | 0 | 0 | 17.0765 | 0 | 0 | 365.4372 | 17.0765 | 0
2402 | 0 | 0 | 0.41 | 0 | 0 | 0 | 0 | 0 | 67.8656 | 329.83 | 0 | 0 | 0 | 0 | 0 | 365.44 | 79076.95 | 0 | 0 | 0 | 0 | 5.61 | 0 | 120.51 | 17.08 | 0 | 0 | 68.2757 | 0 | 0 | 0 | 0 | 0 | 0 | 17.0765 | 0 | 0 | 365.4372 | 17.0765 | 0
2403 | 0 | 0 | 0.3 | 0 | 0 | 0 | 0 | 0 | 54.2828 | 273.52 | 0 | 0 | 0 | 0 | 0 | 392.44 | 78684.51 | 27.01 | 12.6947 | 0 | 0 | 4.73 | 0 | 103.73 | 17.08 | 0 | 0 | 67.2716 | 0 | 0 | 0 | 0 | 0 | 0 | 17.0765 | 0 | 0 | 365.4372 | 17.0765 | 0
2404 | 0 | 0 | 0.17 | 0 | 0 | 0 | 0 | 0 | 58.457 | 212.88 | 0 | 0 | 0 | 0 | 0 | 385.97 | 78298.54 | 20.53 | 9.6491 | 0 | 0 | 3.8 | 0 | 86.02 | 17.08 | 0 | 0 | 68.2757 | 0 | 0 | 0 | 0 | 0 | 0 | 17.0765 | 0 | 0 | 365.4372 | 17.0765 | 0
2405 | 0 | 0 | 0.08 | 0 | 0 | 0 | 0 | 0 | 58.5148 | 152.18 | 0 | 0 | 0 | 0 | 0 | 392.44 | 77906.1 | 27.01 | 12.6947 | 0 | 0 | 2.89 | 0 | 68.8 | 17.08 | 0 | 0 | 71.2878 | 0 | 0 | 0 | 0 | 0 | 0 | 17.0765 | 0 | 0 | 365.4372 | 17.0765 | 0
2406 | 0 | 0 | 0.04 | 0 | 0 | 0 | 0 | 0 | 64.5302 | 85.24 | 0 | 0 | 0 | 0 | 0 | 392.44 | 77513.66 | 27.01 | 12.6947 | 0 | 0 | 1.96 | 0 | 51.15 | 17.08 | 0 | 0 | 76.3081 | 0.95311 | 0 | 0 | 0 | 0 | 0 | 17.0765 | 0 | 0 | 365.4372 | 17.0765 | 0
2407 | 0 | 0 | 0.05 | 0 | 0 | 0 | 0 | 0 | 82.1714 | 0 | 0 | 0 | 0 | 0 | 0 | 365.44 | 77148.22 | 0 | 0 | 0 | 1.0165 | 0 | 0 | 34.1 | 17.08 | 0 | 0 | 81.3284 | 1.9062 | 0 | 0 | 0 | 0 | 0 | 17.0765 | 0 | 0 | 365.4372 | 17.0765 | 0
2408 | 19.89 | 865.48 | 0.11 | 0 | 0 | 0 | 0 | 1.02 | 0 | 0.99 | 0 | 0 | 0 | 794.04 | 190.39 | 0 | 77338.61 | 0 | 0 | 1.26 | 0 | 0.37 | 0 | 18.48 | 17.08 | 0 | 0 | 85.3446 | 3.8124 | 0 | 0 | 0 | 0 | 0 | 17.0765 | 0 | 0 | 365.4372 | 17.0765 | 0
2409 | 33.44 | 1297.75 | 0.22 | 0 | 0 | 0 | 0 | 0 | 0 | 0.99 | 0 | 0 | 0 | 1235.11 | 499.14 | 0 | 77837.75 | 0 | 0 | 1.22 | 0 | 0.99 | 0 | 8.08 | 17.08 | 0 | 0 | 89.3608 | 5.7186 | 0 | 0 | 0 | 0 | 0 | 17.0765 | 0 | 0 | 365.4372 | 17.0765 | 0
2410 | 37.49 | 1409.36 | 0.34 | 0 | 0 | 0 | 0 | 0.74 | 0 | 1.7 | 0 | 0 | 0 | 1350.07 | 579.61 | 0 | 78417.37 | 0 | 0 | 1.2 | 0 | 1.7 | 0 | 0 | 17.08 | 0 | 0 | 91.3689 | 3.8124 | 0 | 0 | 0 | 0 | 0 | 17.0765 | 0 | 0 | 365.4372 | 17.0765 | 0
2411 | 41.8 | 1520.56 | 0.41 | 0 | 0 | 0 | 0 | 48.82 | 0 | 48.77 | 0 | 0 | 0 | 1377.96 | 599.13 | 0 | 79016.5 | 0 | 0 | 1.18 | 0 | 2.47 | 39.62 | 30.96 | 17.08 | 0 | 0 | 91.3689 | 3.8124 | 0 | 0 | 0 | 0 | 0 | 17.0765 | 0 | 0 | 365.4372 | 17.0765 | 0
2412 | 44.49 | 1586.55 | 0.41 | 0 | 0 | 0 | 0 | 117.43 | 0 | 161.97 | 0 | 0 | 0 | 1377.96 | 599.13 | 0 | 79615.63 | 0 | 0 | 1.19 | 0 | 3.42 | 39.7 | 65.24 | 17.08 | 0 | 0 | 91.3689 | 3.8124 | 0 | 0 | 0 | 0 | 0 | 17.0765 | 0 | 0 | 365.4372 | 17.0765 | 0
2413 | 47.27 | 1651.85 | 0.32 | 0 | 0 | 0 | 0 | 157.14 | 0 | 313.45 | 0 | 0 | 0 | 1377.96 | 599.13 | 0 | 80214.77 | 0 | 0 | 1.2 | 0 | 4.47 | 40.31 | 101.72 | 17.08 | 28.71 | 0 | 89.3608 | 4.7655 | 0 | 0 | 0 | 0 | 0 | 17.0765 | 0 | 0 | 365.4372 | 17.0765 | 0
2414 | 50.18 | 1717.74 | 0.22 | 0 | 0 | 0 | 0 | 28.59 | 0 | 341.01 | 0 | 0 | 0 | 1377.96 | 599.13 | 0 | 80813.9 | 0 | 0 | 1.18 | 0 | 5.52 | 39.49 | 138.06 | 17.08 | 226.8 | 0 | 89.3608 | 4.7655 | 0 | 0 | 0 | 0 | 0 | 17.0765 | 0 | 0 | 365.4372 | 17.0765 | 0
2415 | 49.56 | 1703.96 | 0.14 | 0 | 0 | 0 | 0 | 157.14 | 0 | 492.49 | 0 | 0 | 0 | 1377.96 | 599.13 | 0 | 81413.03 | 0 | 0 | 1.13 | 0 | 6.53 | 38.02 | 172.9 | 17.08 | 86.29 | 0 | 88.3568 | 4.7655 | 0 | 0 | 0 | 0 | 0 | 17.0765 | 0 | 0 | 365.4372 | 17.0765 | 0
2416 | 48.65 | 1683.44 | 0.08 | 0 | 0 | 0 | 0 | 157.14 | 0 | 643.97 | 0 | 0 | 0 | 1377.96 | 599.13 | 0 | 82012.16 | 0 | 0 | 1.12 | 0 | 7.55 | 37.52 | 207.66 | 17.08 | 64.31 | 0 | 89.3608 | 4.7655 | 0 | 0 | 0 | 0 | 0 | 17.0765 | 0 | 0 | 365.4372 | 17.0765 | 0
2417 | 47.28 | 1652.2 | 0.04 | 0 | 0 | 0 | 0 | 157.14 | 0 | 795.45 | 0 | 0 | 0 | 1377.96 | 599.13 | 0 | 82611.3 | 0 | 0 | 1.13 | 0 | 8.59 | 37.78 | 242.89 | 17.08 | 29.44 | 0 | 90.3649 | 5.7186 | 0 | 0 | 0 | 0 | 0 | 17.0765 | 0 | 0 | 365.4372 | 17.0765 | 0
2418 | 52.73 | 1773.09 | 0.03 | 0 | 0 | 0 | 0 | 157.14 | 0 | 946.93 | 0 | 0 | 0 | 1377.96 | 599.13 | 0 | 83210.43 | 0 | 0 | 1.12 | 0 | 9.49 | 37.55 | 275.49 | 17.08 | 153.03 | 0 | 92.373 | 6.6717 | 0 | 0 | 0 | 0 | 0 | 17.0765 | 0 | 0 | 365.4372 | 17.0765 | 0
2419 | 39.74 | 1468.32 | 0.02 | 0 | 0 | 0 | 0 | 0.77 | 0 | 947.67 | 0 | 0 | 0 | 1377.96 | 599.13 | 0 | 83809.56 | 0 | 0 | 1.13 | 0 | 10.18 | 25.17 | 292 | 17.08 | 0 | 0 | 96.3892 | 6.6717 | 0 | 0 | 0 | 0 | 0 | 17.0765 | 0 | 0 | 365.4372 | 17.0765 | 0
2420 | 0 | 0 | 0.02 | 0 | 0 | 0 | 0 | 0 | 94.4142 | 849.73 | 0 | 0 | 0 | 0 | 0 | 392.44 | 83417.12 | 27.01 | 12.6947 | 0 | 0 | 9.7 | 0 | 282.97 | 17.08 | 0 | 0 | 101.4095 | 5.7186 | 0 | 0 | 0 | 0 | 0 | 17.0765 | 0 | 0 | 365.4372 | 17.0765 | 0
2421 | 0 | 0 | 0.02 | 0 | 0 | 0 | 0 | 0 | 107.1582 | 738.57 | 0 | 0 | 0 | 0 | 0 | 365.44 | 83051.68 | 0 | 0 | 0 | 0 | 9.11 | 0 | 271.78 | 17.08 | 0 | 0 | 102.4135 | 4.7655 | 0 | 0 | 0 | 0 | 0 | 17.0765 | 0 | 0 | 365.4372 | 17.0765 | 0
2422 | 0 | 0 | 0.03 | 0 | 0 | 0 | 0 | 0 | 99.1763 | 635.7 | 0 | 0 | 0 | 0 | 0 | 365.44 | 82686.24 | 0 | 0 | 0 | 0 | 8.44 | 0 | 259.08 | 17.08 | 0 | 0 | 95.3851 | 3.8124 | 0 | 0 | 0 | 0 | 0 | 17.0765 | 0 | 0 | 365.4372 | 17.0765 | 0
2423 | 0 | 0 | 0.04 | 0 | 0 | 0 | 0 | 0 | 87.1649 | 545.28 | 0 | 0 | 0 | 0 | 0 | 365.44 | 82320.81 | 0 | 0 | 0 | 0 | 7.72 | 0 | 245.34 | 17.08 | 0 | 0 | 84.3406 | 2.8593 | 0 | 0 | 0 | 0 | 0 | 17.0765 | 0 | 0 | 365.4372 | 17.0765 | 0
2424 | 0 | 0 | 0.11 | 0 | 0 | 0 | 0 | 0 | 64.4048 | 478.47 | 0 | 0 | 0 | 0 | 0 | 392.44 | 81928.36 | 27.01 | 12.6947 | 0 | 0 | 7 | 0 | 231.74 | 17.08 | 0 | 0 | 75.3041 | 1.9062 | 0 | 0 | 0 | 0 | 0 | 17.0765 | 0 | 0 | 365.4372 | 17.0765 | 0
2425 | 0 | 0 | 0.25 | 0 | 0 | 0 | 0 | 0 | 58.2931 | 418 | 0 | 0 | 0 | 0 | 0 | 392.44 | 81535.92 | 27.01 | 12.6947 | 0 | 0 | 6.35 | 0 | 219.3 | 17.08 | 0 | 0 | 70.2838 | 0.95311 | 0 | 0 | 0 | 0 | 0 | 17.0765 | 0 | 0 | 365.4372 | 17.0765 | 0
2426 | 0 | 0 | 0.48 | 0 | 0 | 0 | 0 | 0 | 54.0997 | 361.88 | 0 | 0 | 0 | 0 | 0 | 392.44 | 81143.48 | 27.01 | 12.6947 | 0 | 0 | 5.61 | 0 | 205.3 | 17.08 | 0 | 0 | 67.2716 | 0 | 0 | 0 | 0 | 0 | 0 | 17.0765 | 0 | 0 | 365.4372 | 17.0765 | 0
2427 | 0 | 0 | 0.77 | 0 | 0 | 0 | 0 | 0 | 65.4942 | 293.94 | 0 | 0 | 0 | 0 | 0 | 365.44 | 80778.04 | 0 | 0 | 0 | 0 | 4.73 | 0 | 188.53 | 17.08 | 0 | 0 | 66.2676 | 0 | 0 | 0 | 0 | 0 | 0 | 17.0765 | 0 | 0 | 365.4372 | 17.0765 | 0
2428 | 0 | 0 | 0.92 | 0 | 0 | 0 | 0 | 0 | 66.3521 | 225.1 | 0 | 0 | 0 | 0 | 0 | 365.44 | 80412.6 | 0 | 0 | 0 | 0 | 3.8 | 0 | 170.81 | 17.08 | 0 | 0 | 67.2716 | 0 | 0 | 0 | 0 | 0 | 0 | 17.0765 | 0 | 0 | 365.4372 | 17.0765 | 0
2429 | 0 | 0 | 0.89 | 0 | 0 | 0 | 0 | 0 | 61.0308 | 161.79 | 0 | 0 | 0 | 0 | 0 | 383.23 | 80029.38 | 17.79 | 8.3613 | 0 | 0 | 2.89 | 0 | 153.59 | 17.08 | 0 | 0 | 70.2838 | 0 | 0 | 0 | 0 | 0 | 0 | 17.0765 | 0 | 0 | 365.4372 | 17.0765 | 0
2430 | 0 | 0 | 0.82 | 0 | 0 | 0 | 0 | 0 | 75.433 | 83.54 | 0 | 0 | 0 | 0 | 0 | 365.44 | 79663.94 | 0 | 0 | 0 | 0 | 1.96 | 0 | 135.94 | 17.08 | 0 | 0 | 75.3041 | 0.95311 | 0 | 0 | 0 | 0 | 0 | 17.0765 | 0 | 0 | 365.4372 | 17.0765 | 0
2431 | 0 | 0 | 0.69 | 0 | 0 | 0 | 0 | 0 | 80.5326 | 0 | 0 | 0 | 0 | 0 | 0 | 365.44 | 79298.5 | 0 | 0 | 0 | 1.0165 | 0 | 0 | 118.89 | 17.08 | 0 | 0 | 80.3243 | 1.9062 | 0 | 0 | 0 | 0 | 0 | 17.0765 | 0 | 0 | 365.4372 | 17.0765 | 0
2432 | 17.92 | 793.75 | 0.57 | 0 | 0 | 0 | 0 | 157.14 | 0 | 151.48 | 0 | 0 | 0 | 522.57 | 0.36 | 0 | 79298.86 | 0 | 0 | 1.26 | 0 | 0.37 | 42.12 | 143.28 | 17.08 | 0 | 0 | 85.3446 | 3.8124 | 0 | 0 | 0 | 0 | 0 | 17.0765 | 0 | 0 | 365.4372 | 17.0765 | 0
2433 | 31.51 | 1242.06 | 0.53 | 0 | 0 | 0 | 0 | 157.14 | 0 | 302.96 | 0 | 0 | 0 | 1014.93 | 345.01 | 0 | 79643.87 | 0 | 0 | 1.22 | 0 | 0.99 | 6.74 | 139.29 | 17.08 | 0 | 0 | 88.3568 | 5.7186 | 0 | 0 | 0 | 0 | 0 | 17.0765 | 0 | 0 | 365.4372 | 17.0765 | 0
2434 | 37.26 | 1403.12 | 0.51 | 0 | 0 | 0 | 0 | 0 | 0 | 302.96 | 0 | 0 | 0 | 1345.51 | 576.42 | 0 | 80220.29 | 0 | 0 | 1.2 | 0 | 1.7 | 0 | 131.21 | 17.08 | 0 | 0 | 90.3649 | 3.8124 | 0 | 0 | 0 | 0 | 0 | 17.0765 | 0 | 0 | 365.4372 | 17.0765 | 0
2435 | 42.8 | 1545.44 | 0.55 | 0 | 0 | 0 | 0 | 157.14 | 0 | 454.44 | 0 | 0 | 0 | 1335.29 | 569.27 | 0 | 80789.56 | 0 | 0 | 1.18 | 0 | 2.47 | 0 | 124.53 | 17.08 | 0 | 0 | 91.3689 | 3.8124 | 0 | 0 | 0 | 0 | 0 | 17.0765 | 0 | 0 | 365.4372 | 17.0765 | 0
2436 | 43.43 | 1560.9 | 0.66 | 0 | 0 | 0 | 0 | 157.14 | 0 | 605.92 | 0 | 0 | 0 | 1352.49 | 581.31 | 0 | 81370.87 | 0 | 0 | 1.19 | 0 | 3.42 | 0 | 121.09 | 17.08 | 0 | 0 | 90.3649 | 3.8124 | 0 | 0 | 0 | 0 | 0 | 17.0765 | 0 | 0 | 365.4372 | 17.0765 | 0
2437 | 42.76 | 1544.53 | 0.82 | 0 | 0 | 0 | 0 | 114.83 | 0 | 716.62 | 0 | 0 | 0 | 1377.96 | 599.13 | 0 | 81970 | 0 | 0 | 1.2 | 0 | 4.47 | 0 | 119.27 | 17.08 | 0 | 0 | 89.3608 | 4.7655 | 0 | 0 | 0 | 0 | 0 | 17.0765 | 0 | 0 | 365.4372 | 17.0765 | 0
2438 | 41.24 | 1506.62 | 1.01 | 0 | 0 | 0 | 0 | 37.12 | 0 | 752.4 | 0 | 0 | 0 | 1377.96 | 599.13 | 0 | 82569.13 | 0 | 0 | 1.18 | 0 | 5.52 | 39.49 | 155.62 | 17.08 | 0 | 0 | 88.3568 | 4.7655 | 0 | 0 | 0 | 0 | 0 | 17.0765 | 0 | 0 | 365.4372 | 17.0765 | 0
2439 | 40.43 | 1485.97 | 1.19 | 0 | 0 | 0 | 0 | 99.09 | 0 | 847.92 | 0 | 0 | 0 | 1334.24 | 568.53 | 0 | 83137.66 | 0 | 0 | 1.13 | 0 | 6.53 | 0 | 154.34 | 17.08 | 0 | 0 | 88.3568 | 4.7655 | 0 | 0 | 0 | 0 | 0 | 17.0765 | 0 | 0 | 365.4372 | 17.0765 | 0
2440 | 39.71 | 1467.56 | 1.36 | 0 | 0 | 0 | 0 | 35.43 | 0 | 882.07 | 0 | 0 | 0 | 1377.96 | 599.13 | 0 | 83736.8 | 0 | 0 | 1.12 | 0 | 7.55 | 0 | 153.45 | 17.08 | 0 | 0 | 89.3608 | 4.7655 | 0 | 0 | 0 | 0 | 0 | 17.0765 | 0 | 0 | 365.4372 | 17.0765 | 0
2441 | 38.82 | 1444.43 | 1.51 | 0 | 0 | 0 | 0 | 0 | 0 | 882.07 | 0 | 0 | 0 | 1349.77 | 579.4 | 0 | 84316.2 | 0 | 0 | 1.13 | 0 | 8.59 | 37.78 | 188.69 | 17.08 | 0 | 0 | 90.3649 | 5.7186 | 0 | 0 | 0 | 0 | 0 | 17.0765 | 0 | 0 | 365.4372 | 17.0765 | 0
2442 | 42.56 | 1539.51 | 1.65 | 0 | 0 | 0 | 0 | 68.05 | 0 | 947.67 | 0 | 0 | 0 | 1377.96 | 599.13 | 0 | 84915.33 | 0 | 0 | 1.12 | 0 | 9.49 | 37.55 | 221.28 | 17.08 | 0 | 0 | 92.373 | 6.6717 | 0 | 0 | 0 | 0 | 0 | 17.0765 | 0 | 0 | 365.4372 | 17.0765 | 0
2443 | 28.03 | 1136.82 | 1.76 | 0 | 0 | 0 | 0 | 0 | 0 | 947.67 | 0 | 0 | 0 | 1062.41 | 378.25 | 0 | 85293.58 | 0 | 0 | 1.13 | 0 | 10.18 | 0 | 213.89 | 17.08 | 0 | 0 | 96.3892 | 6.6717 | 0 | 0 | 0 | 0 | 0 | 17.0765 | 0 | 0 | 365.4372 | 17.0765 | 0
2444 | 0 | 0 | 1.8 | 0 | 0 | 0 | 0 | 0 | 92.6404 | 851.57 | 0 | 0 | 0 | 0 | 0 | 392.44 | 84901.14 | 27.01 | 12.6947 | 0 | 0 | 9.7 | 0 | 204.86 | 17.08 | 0 | 0 | 101.4095 | 5.7186 | 0 | 0 | 0 | 0 | 0 | 17.0765 | 0 | 0 | 365.4372 | 17.0765 | 0
2445 | 0 | 0 | 1.7 | 0 | 0 | 0 | 0 | 0 | 105.4809 | 742.15 | 0 | 0 | 0 | 0 | 0 | 365.44 | 84535.7 | 0 | 0 | 0 | 0 | 9.11 | 0 | 193.67 | 17.08 | 0 | 0 | 102.4135 | 4.7655 | 0 | 0 | 0 | 0 | 0 | 17.0765 | 0 | 0 | 365.4372 | 17.0765 | 0
2446 | 0 | 0 | 1.32 | 0 | 0 | 0 | 0 | 0 | 97.8749 | 640.63 | 0 | 0 | 0 | 0 | 0 | 365.44 | 84170.26 | 0 | 0 | 0 | 0 | 8.44 | 0 | 180.96 | 17.08 | 0 | 0 | 95.3851 | 3.8124 | 0 | 0 | 0 | 0 | 0 | 17.0765 | 0 | 0 | 365.4372 | 17.0765 | 0
2447 | 0 | 0 | 1.02 | 0 | 0 | 0 | 0 | 0 | 73.4857 | 564.4 | 0 | 0 | 0 | 0 | 0 | 392.44 | 83777.82 | 27.01 | 12.6947 | 0 | 0 | 7.72 | 0 | 167.23 | 17.08 | 0 | 0 | 84.3406 | 2.8593 | 0 | 0 | 0 | 0 | 0 | 17.0765 | 0 | 0 | 365.4372 | 17.0765 | 0
2448 | 0 | 0 | 0.95 | 0 | 0 | 0 | 0 | 0 | 75.2402 | 486.34 | 0 | 0 | 0 | 0 | 0 | 365.44 | 83412.38 | 0 | 0 | 0 | 1.0165 | 5.94 | 0 | 153.63 | 17.08 | 0 | 0 | 75.3041 | 1.9062 | 0 | 0 | 0 | 0 | 0 | 17.0765 | 0 | 0 | 365.4372 | 17.0765 | 0
2449 | 0 | 0 | 0.99 | 0 | 0 | 0 | 0 | 0 | 66.9691 | 416.87 | 0 | 0 | 0 | 0 | 0 | 374.55 | 83037.84 | 9.11 | 4.2817 | 0 | 0 | 5.28 | 0 | 141.19 | 17.08 | 0 | 0 | 71.2878 | 0.95311 | 0 | 0 | 0 | 0 | 0 | 17.0765 | 0 | 0 | 365.4372 | 17.0765 | 0
2450 | 0 | 0 | 1.11 | 0 | 0 | 0 | 0 | 0 | 66.1593 | 348.24 | 0 | 0 | 0 | 0 | 0 | 365.44 | 82672.4 | 0 | 0 | 0 | 0 | 4.55 | 0 | 127.19 | 17.08 | 0 | 0 | 67.2716 | 0 | 0 | 0 | 0 | 0 | 0 | 17.0765 | 0 | 0 | 365.4372 | 17.0765 | 0
2451 | 0 | 0 | 1.3 | 0 | 0 | 0 | 0 | 0 | 64.964 | 280.85 | 0 | 0 | 0 | 0 | 0 | 365.44 | 82306.96 | 0 | 0 | 0 | 0 | 3.66 | 0 | 110.41 | 17.08 | 0 | 0 | 66.2676 | 0 | 0 | 0 | 0 | 0 | 0 | 17.0765 | 0 | 0 | 365.4372 | 17.0765 | 0
2452 | 0 | 0 | 1.63 | 0 | 0 | 0 | 0 | 0 | 63.6336 | 214.84 | 0 | 0 | 0 | 0 | 0 | 365.44 | 81941.52 | 0 | 0 | 0 | 0 | 2.73 | 0 | 92.7 | 17.08 | 0 | 0 | 65.2635 | 0 | 0 | 0 | 0 | 0 | 0 | 17.0765 | 0 | 0 | 365.4372 | 17.0765 | 0
2453 | 0 | 0 | 1.92 | 0 | 0 | 0 | 0 | 0 | 67.3643 | 144.97 | 0 | 0 | 0 | 0 | 0 | 365.44 | 81576.09 | 0 | 0 | 0 | 0 | 1.83 | 0 | 75.48 | 17.08 | 0 | 0 | 69.2797 | 0 | 0 | 0 | 0 | 0 | 0 | 17.0765 | 0 | 0 | 365.4372 | 17.0765 | 0
2454 | 0 | 0 | 2.05 | 0 | 0 | 0 | 0 | 0 | 73.2062 | 69.03 | 0 | 0 | 0 | 0 | 0 | 365.44 | 81210.65 | 0 | 0 | 0 | 0 | 0.9 | 0 | 57.83 | 17.08 | 0 | 0 | 74.3 | 0.95311 | 0 | 0 | 0 | 0 | 0 | 17.0765 | 0 | 0 | 365.4372 | 17.0765 | 0
2455 | 0 | 0 | 1.99 | 0 | 0 | 0 | 0 | 0 | 66.5449 | 0 | 0 | 0 | 0 | 0 | 0 | 392.44 | 80818.21 | 27.01 | 12.6947 | 0 | 0 | 0 | 0 | 40.78 | 17.08 | 0 | 0 | 79.3203 | 1.9062 | 0 | 0 | 0 | 0 | 0 | 17.0765 | 0 | 0 | 365.4372 | 17.0765 | 0
2456 | 7.25 | 355.83 | 1.81 | 0 | 0 | 0 | 0 | 0.39 | 0 | 0.37 | 0 | 0 | 0 | 276.1 | 0 | 172.17 | 80646.04 | 0 | 0 | 1.26 | 0 | 0.37 | 0 | 25.16 | 17.08 | 0 | 0 | 83.3365 | 3.8124 | 0 | 0 | 0 | 0 | 0 | 17.0765 | 0 | 0 | 365.4372 | 17.0765 | 0
2457 | 21.25 | 913.72 | 1.67 | 0 | 0 | 0 | 0 | 0.64 | 0 | 0.99 | 0 | 0 | 0 | 842.72 | 224.46 | 0 | 80870.5 | 0 | 0 | 1.22 | 0 | 0.99 | 0 | 14.76 | 17.08 | 0 | 0 | 86.3487 | 5.7186 | 0 | 0 | 0 | 0 | 0 | 17.0765 | 0 | 0 | 365.4372 | 17.0765 | 0
2458 | 31.38 | 1238.21 | 1.49 | 0 | 0 | 0 | 0 | 0.74 | 0 | 1.7 | 0 | 0 | 0 | 1176.97 | 458.45 | 0 | 81328.95 | 0 | 0 | 1.2 | 0 | 1.7 | 0 | 6.68 | 17.08 | 0 | 0 | 88.3568 | 3.8124 | 0 | 0 | 0 | 0 | 0 | 17.0765 | 0 | 0 | 365.4372 | 17.0765 | 0
2459 | 37.94 | 1421.34 | 1.35 | 0 | 0 | 0 | 0 | 0.8 | 0 | 2.47 | 0 | 0 | 0 | 1366.49 | 591.1 | 0 | 81920.05 | 0 | 0 | 1.18 | 0 | 2.47 | 0 | 0 | 17.08 | 0 | 0 | 88.3568 | 3.8124 | 0 | 0 | 0 | 0 | 0 | 17.0765 | 0 | 0 | 365.4372 | 17.0765 | 0
2460 | 41.86 | 1522.19 | 1.35 | 0 | 0 | 0 | 0 | 107.52 | 0 | 106.12 | 0 | 0 | 0 | 1362.91 | 588.6 | 0 | 82508.65 | 0 | 0 | 1.19 | 0 | 3.42 | 3.62 | 0 | 17.08 | 0 | 0 | 86.3487 | 3.8124 | 0 | 0 | 0 | 0 | 0 | 17.0765 | 0 | 0 | 365.4372 | 17.0765 | 0
2461 | 43.98 | 1574.28 | 1.58 | 0 | 0 | 0 | 0 | 110.25 | 0 | 212.41 | 0 | 0 | 0 | 1377.96 | 599.13 | 0 | 83107.78 | 0 | 0 | 1.2 | 0 | 4.47 | 40.31 | 36.48 | 17.08 | 0 | 0 | 85.3446 | 4.7655 | 0 | 0 | 0 | 0 | 0 | 17.0765 | 0 | 0 | 365.4372 | 17.0765 | 0
2462 | 44.89 | 1596.21 | 2.08 | 0 | 0 | 0 | 0 | 150.32 | 0 | 357.32 | 0 | 0 | 0 | 1377.96 | 599.13 | 0 | 83706.92 | 0 | 0 | 1.18 | 0 | 5.52 | 24.62 | 58.7 | 17.08 | 0 | 0 | 84.3406 | 4.7655 | 0 | 0 | 0 | 0 | 0 | 17.0765 | 0 | 0 | 365.4372 | 17.0765 | 0
2463 | 45.08 | 1600.66 | 2.89 | 0 | 0 | 0 | 0 | 143.41 | 0 | 495.57 | 0 | 0 | 0 | 1377.96 | 599.13 | 0 | 84306.05 | 0 | 0 | 1.13 | 0 | 6.53 | 38.02 | 93.53 | 17.08 | 0 | 0 | 83.3365 | 4.7655 | 0 | 0 | 0 | 0 | 0 | 17.0765 | 0 | 0 | 365.4372 | 17.0765 | 0
2464 | 45.53 | 1611.24 | 3.64 | 0 | 0 | 0 | 0 | 154.71 | 0 | 644.71 | 0 | 0 | 0 | 1377.96 | 599.13 | 0 | 84905.18 | 0 | 0 | 1.12 | 0 | 7.55 | 37.52 | 128.29 | 17.08 | 0 | 0 | 84.3406 | 4.7655 | 0 | 0 | 0 | 0 | 0 | 17.0765 | 0 | 0 | 365.4372 | 17.0765 | 0
2465 | 46.32 | 1629.93 | 4.24 | 0 | 0 | 0 | 0 | 157.14 | 0 | 796.19 | 0 | 0 | 0 | 1377.96 | 599.13 | 0 | 85504.32 | 0 | 0 | 1.13 | 0 | 8.59 | 37.78 | 163.53 | 17.08 | 14.42 | 0 | 86.3487 | 5.7186 | 0 | 0 | 0 | 0 | 0 | 17.0765 | 0 | 0 | 365.4372 | 17.0765 | 0
2466 | 51.95 | 1756.43 | 4.63 | 0 | 0 | 0 | 0 | 157.14 | 0 | 947.67 | 0 | 0 | 0 | 1377.96 | 599.13 | 0 | 86103.45 | 0 | 0 | 1.12 | 0 | 9.49 | 37.55 | 196.12 | 17.08 | 144.21 | 0 | 88.3568 | 6.6717 | 0 | 0 | 0 | 0 | 0 | 17.0765 | 0 | 0 | 365.4372 | 17.0765 | 0
2467 | 36.1 | 1371.91 | 4.58 | 0 | 0 | 0 | 0 | 0 | 0 | 947.67 | 0 | 0 | 0 | 1312.43 | 553.26 | 0 | 86656.71 | 0 | 0 | 1.13 | 0 | 10.18 | 0 | 188.73 | 17.08 | 0 | 0 | 92.373 | 6.6717 | 0 | 0 | 0 | 0 | 0 | 17.0765 | 0 | 0 | 365.4372 | 17.0765 | 0
2468 | 0 | 0 | 4.28 | 0 | 0 | 0 | 0 | 0 | 99.8415 | 844.1 | 0 | 0 | 0 | 0 | 0 | 365.44 | 86291.27 | 0 | 0 | 0 | 0 | 9.7 | 0 | 179.7 | 17.08 | 0 | 0 | 98.3973 | 5.7186 | 0 | 0 | 0 | 0 | 0 | 17.0765 | 0 | 0 | 365.4372 | 17.0765 | 0
2469 | 0 | 0 | 3.75 | 0 | 0 | 0 | 0 | 0 | 101.4224 | 738.89 | 0 | 0 | 0 | 0 | 0 | 365.44 | 85925.84 | 0 | 0 | 0 | 0 | 9.11 | 0 | 168.51 | 17.08 | 0 | 0 | 100.4054 | 4.7655 | 0 | 0 | 0 | 0 | 0 | 17.0765 | 0 | 0 | 365.4372 | 17.0765 | 0
2470 | 0 | 0 | 3.57 | 0 | 0 | 0 | 0 | 0 | 94.8865 | 640.46 | 0 | 0 | 0 | 0 | 0 | 365.44 | 85560.4 | 0 | 0 | 1.27 | 0 | 9.65 | 0 | 155.81 | 17.08 | 0 | 0 | 93.377 | 3.8124 | 0 | 0 | 0 | 0 | 0 | 17.0765 | 0 | 0 | 365.4372 | 17.0765 | 0
2471 | 0 | 0 | 3.68 | 0 | 0 | 0 | 0 | 0 | 81.5158 | 555.9 | 0 | 0 | 0 | 0 | 0 | 365.44 | 85194.96 | 0 | 0 | 0 | 0 | 8.93 | 0 | 142.07 | 17.08 | 0 | 0 | 82.3324 | 2.8593 | 0 | 0 | 0 | 0 | 0 | 17.0765 | 0 | 0 | 365.4372 | 17.0765 | 0
2472 | 0 | 0 | 3.97 | 0 | 0 | 0 | 0 | 0 | 72.2325 | 480.97 | 0 | 0 | 0 | 0 | 0 | 365.44 | 84829.52 | 0 | 0 | 0 | 0 | 8.21 | 0 | 128.47 | 17.08 | 0 | 0 | 74.3 | 1.9062 | 0 | 0 | 0 | 0 | 0 | 17.0765 | 0 | 0 | 365.4372 | 17.0765 | 0
2473 | 0 | 0 | 4.36 | 0 | 0 | 0 | 0 | 0 | 65.8701 | 412.64 | 0 | 0 | 0 | 0 | 0 | 365.44 | 84464.09 | 0 | 0 | 0 | 0 | 7.56 | 0 | 116.03 | 17.08 | 0 | 0 | 69.2797 | 0.95311 | 0 | 0 | 0 | 0 | 0 | 17.0765 | 0 | 0 | 365.4372 | 17.0765 | 0
2474 | 0 | 0 | 4.77 | 0 | 0 | 0 | 0 | 0 | 61.7346 | 348.59 | 0 | 0 | 0 | 0 | 0 | 365.44 | 84098.65 | 0 | 0 | 0.24 | 0 | 7.05 | 0 | 102.03 | 17.08 | 0 | 0 | 66.2676 | 0 | 0 | 0 | 0 | 0 | 0 | 17.0765 | 0 | 0 | 365.4372 | 17.0765 | 0
2475 | 0 | 0 | 5.1 | 0 | 0 | 0 | 0 | 0 | 60.1632 | 286.18 | 0 | 0 | 0 | 0 | 0 | 365.44 | 83733.21 | 0 | 0 | 0 | 0 | 6.17 | 0 | 85.25 | 17.08 | 0 | 0 | 65.2635 | 0 | 0 | 0 | 0 | 0 | 0 | 17.0765 | 0 | 0 | 365.4372 | 17.0765 | 0
2476 | 0 | 0 | 5.16 | 0 | 0 | 0 | 0 | 0 | 61.108 | 222.79 | 0 | 0 | 0 | 0 | 0 | 365.44 | 83367.78 | 0 | 0 | 0 | 0 | 5.23 | 0 | 67.54 | 17.08 | 0 | 0 | 66.2676 | 0 | 0 | 0 | 0 | 0 | 0 | 17.0765 | 0 | 0 | 365.4372 | 17.0765 | 0
2477 | 0 | 0 | 4.98 | 0 | 0 | 0 | 0 | 0 | 64.2988 | 156.08 | 0 | 0 | 0 | 0 | 0 | 365.44 | 83002.34 | 0 | 0 | 0 | 0 | 4.33 | 0 | 50.32 | 17.08 | 0 | 0 | 69.2797 | 0 | 0 | 0 | 0 | 0 | 0 | 17.0765 | 0 | 0 | 365.4372 | 17.0765 | 0
2478 | 0 | 0 | 4.58 | 0 | 0 | 0 | 0 | 0 | 70.6708 | 82.77 | 0 | 0 | 0 | 0 | 0 | 365.44 | 82636.9 | 0 | 0 | 0 | 0 | 3.4 | 0 | 32.67 | 17.08 | 0 | 0 | 74.3 | 0.95311 | 0 | 0 | 0 | 0 | 0 | 17.0765 | 0 | 0 | 365.4372 | 17.0765 | 0
2479 | 0 | 0 | 3.84 | 0 | 0 | 0 | 0 | 0 | 77.3803 | 2.5 | 0 | 0 | 0 | 0 | 0 | 365.44 | 82271.46 | 0 | 0 | 0 | 0 | 2.5 | 0 | 15.62 | 17.08 | 0 | 0 | 79.3203 | 1.9062 | 0 | 0 | 0 | 0 | 0 | 17.0765 | 0 | 0 | 365.4372 | 17.0765 | 0
2480 | 20.37 | 882.67 | 2.96 | 0 | 0 | 0 | 0 | 1.02 | 0 | 3.49 | 0 | 0 | 0 | 816.58 | 206.17 | 0 | 82477.63 | 0 | 0 | 1.26 | 0 | 2.87 | 0 | 0 | 17.08 | 0 | 0 | 83.3365 | 3.8124 | 0 | 0 | 0 | 0 | 0 | 17.0765 | 0 | 0 | 365.4372 | 17.0765 | 0
2481 | 32.51 | 1271.12 | 2.33 | 0 | 0 | 0 | 0 | 0 | 0 | 3.49 | 0 | 0 | 0 | 1201.72 | 475.77 | 0 | 82953.4 | 0 | 0 | 1.22 | 0 | 3.49 | 10.95 | 0 | 17.08 | 0 | 0 | 86.3487 | 5.7186 | 0 | 0 | 0 | 0 | 0 | 17.0765 | 0 | 0 | 365.4372 | 17.0765 | 0
2482 | 38.71 | 1441.47 | 1.95 | 0 | 0 | 0 | 0 | 2.31 | 0 | 5.71 | 0 | 0 | 0 | 1377.96 | 599.13 | 0 | 83552.53 | 0 | 0 | 1.2 | 0 | 4.2 | 8.5 | 0 | 17.08 | 0 | 0 | 88.3568 | 3.8124 | 0 | 0 | 0 | 0 | 0 | 17.0765 | 0 | 0 | 365.4372 | 17.0765 | 0
2483 | 44.86 | 1595.35 | 1.82 | 0 | 0 | 0 | 0 | 131.09 | 0 | 132.08 | 0 | 0 | 0 | 1377.96 | 599.13 | 0 | 84151.66 | 0 | 0 | 1.18 | 0 | 4.97 | 39.62 | 30.96 | 17.08 | 0 | 0 | 88.3568 | 3.8124 | 0 | 0 | 0 | 0 | 0 | 17.0765 | 0 | 0 | 365.4372 | 17.0765 | 0
2484 | 47.15 | 1649.28 | 1.91 | 0 | 0 | 0 | 0 | 60.36 | 0 | 190.27 | 0 | 0 | 0 | 1377.96 | 599.13 | 0 | 84750.79 | 0 | 0 | 1.19 | 0 | 5.92 | 39.7 | 65.24 | 17.08 | 128.99 | 0 | 86.3487 | 3.8124 | 0 | 0 | 0 | 0 | 0 | 17.0765 | 0 | 0 | 365.4372 | 17.0765 | 0
2485 | 48.39 | 1677.58 | 2.34 | 0 | 0 | 0 | 0 | 157.14 | 0 | 341.75 | 0 | 0 | 0 | 1377.96 | 599.13 | 0 | 85349.93 | 0 | 0 | 1.2 | 0 | 6.97 | 40.31 | 101.72 | 17.08 | 61.6 | 0 | 85.3446 | 4.7655 | 0 | 0 | 0 | 0 | 0 | 17.0765 | 0 | 0 | 365.4372 | 17.0765 | 0
2486 | 48.89 | 1688.94 | 3.14 | 0 | 0 | 0 | 0 | 157.14 | 0 | 493.23 | 0 | 0 | 0 | 1377.96 | 599.13 | 0 | 85949.06 | 0 | 0 | 1.18 | 0 | 8.03 | 39.49 | 138.06 | 17.08 | 76.11 | 0 | 84.3406 | 4.7655 | 0 | 0 | 0 | 0 | 0 | 17.0765 | 0 | 0 | 365.4372 | 17.0765 | 0
2487 | 48 | 1668.6 | 4.27 | 0 | 0 | 0 | 0 | 157.14 | 0 | 644.71 | 0 | 0 | 0 | 1377.96 | 599.13 | 0 | 86548.19 | 0 | 0 | 1.13 | 0 | 9.04 | 38.02 | 172.9 | 17.08 | 58.51 | 0 | 83.3365 | 4.7655 | 0 | 0 | 0 | 0 | 0 | 17.0765 | 0 | 0 | 365.4372 | 17.0765 | 0
2488 | 47.23 | 1651.04 | 5.21 | 0 | 0 | 0 | 0 | 157.14 | 0 | 796.19 | 0 | 0 | 0 | 1377.96 | 599.13 | 0 | 87147.33 | 0 | 0 | 1.12 | 0 | 10.05 | 37.52 | 207.66 | 17.08 | 40.64 | 0 | 84.3406 | 4.7655 | 0 | 0 | 0 | 0 | 0 | 17.0765 | 0 | 0 | 365.4372 | 17.0765 | 0
2489 | 46.49 | 1633.79 | 5.76 | 0 | 0 | 0 | 0 | 0 | 0 | 796.19 | 0 | 0 | 0 | 1377.96 | 599.13 | 0 | 87746.46 | 0 | 0 | 1.13 | 0 | 11.09 | 37.78 | 242.89 | 17.08 | 177.11 | 0 | 86.3487 | 5.7186 | 0 | 0 | 0 | 0 | 0 | 17.0765 | 0 | 0 | 365.4372 | 17.0765 | 0
2490 | 52.22 | 1762.18 | 5.9 | 0 | 0 | 0 | 0 | 157.14 | 0 | 947.67 | 0 | 0 | 0 | 1377.96 | 599.13 | 0 | 88345.59 | 0 | 0 | 1.12 | 0 | 11.99 | 37.55 | 275.49 | 17.08 | 151.5 | 0 | 88.3568 | 6.6717 | 0 | 0 | 0 | 0 | 0 | 17.0765 | 0 | 0 | 365.4372 | 17.0765 | 0
2491 | 30.8 | 1220.99 | 5.45 | 0 | 0 | 0 | 0 | 0 | 0 | 947.67 | 0 | 0 | 0 | 1156.07 | 443.81 | 0 | 88789.4 | 0 | 0 | 1.13 | 0 | 12.68 | 0 | 268.09 | 17.08 | 0 | 0 | 93.377 | 6.6717 | 0 | 0 | 0 | 0 | 0 | 17.0765 | 0 | 0 | 365.4372 | 17.0765 | 0
2492 | 0 | 0 | 4.6 | 0 | 0 | 0 | 0 | 0 | 100.5259 | 843.39 | 0 | 0 | 0 | 0 | 0 | 365.44 | 88423.96 | 0 | 0 | 0 | 0 | 12.2 | 0 | 259.07 | 17.08 | 0 | 0 | 99.4014 | 5.7186 | 0 | 0 | 0 | 0 | 0 | 17.0765 | 0 | 0 | 365.4372 | 17.0765 | 0
2493 | 0 | 0 | 3.68 | 0 | 0 | 0 | 0 | 0 | 88.794 | 751.28 | 0 | 0 | 0 | 0 | 0 | 392.44 | 88031.52 | 27.01 | 12.6947 | 0 | 0 | 11.61 | 0 | 247.87 | 17.08 | 0 | 0 | 100.4054 | 4.7655 | 0 | 0 | 0 | 0 | 0 | 17.0765 | 0 | 0 | 365.4372 | 17.0765 | 0
2494 | 0 | 0 | 2.95 | 0 | 0 | 0 | 0 | 0 | 93.3827 | 654.41 | 0 | 0 | 0 | 0 | 0 | 365.44 | 87666.08 | 0 | 0 | 0 | 0.855 | 10.05 | 0 | 235.17 | 17.08 | 0 | 0 | 93.377 | 3.8124 | 0 | 0 | 0 | 0 | 0 | 17.0765 | 0 | 0 | 365.4372 | 17.0765 | 0
2495 | 0 | 0 | 2.55 | 0 | 0 | 0 | 0 | 0 | 82.6437 | 568.68 | 0 | 0 | 0 | 0 | 0 | 365.44 | 87300.65 | 0 | 0 | 0 | 0 | 9.32 | 0 | 221.43 | 17.08 | 0 | 0 | 82.3324 | 2.8593 | 0 | 0 | 0 | 0 | 0 | 17.0765 | 0 | 0 | 365.4372 | 17.0765 | 0
2496 | 0 | 0 | 2.46 | 0 | 0 | 0 | 0 | 0 | 73.746 | 492.18 | 0 | 0 | 0 | 0 | 0 | 365.44 | 86935.21 | 0 | 0 | 0 | 0 | 8.61 | 0 | 207.83 | 17.08 | 0 | 0 | 74.3 | 1.9062 | 0 | 0 | 0 | 0 | 0 | 17.0765 | 0 | 0 | 365.4372 | 17.0765 | 0
2497 | 0 | 0 | 2.56 | 0 | 0 | 0 | 0 | 0 | 67.6728 | 421.98 | 0 | 0 | 0 | 0 | 0 | 365.44 | 86569.77 | 0 | 0 | 0 | 0 | 7.95 | 0 | 195.39 | 17.08 | 0 | 0 | 69.2797 | 0.95311 | 0 | 0 | 0 | 0 | 0 | 17.0765 | 0 | 0 | 365.4372 | 17.0765 | 0
2498 | 0 | 0 | 2.77 | 0 | 0 | 0 | 0 | 0 | 63.4987 | 356.11 | 0 | 0 | 0 | 0 | 0 | 365.44 | 86204.34 | 0 | 0 | 0 | 0 | 7.22 | 0 | 181.39 | 17.08 | 0 | 0 | 66.2676 | 0 | 0 | 0 | 0 | 0 | 0 | 17.0765 | 0 | 0 | 365.4372 | 17.0765 | 0
2499 | 0 | 0 | 3.03 | 0 | 0 | 0 | 0 | 0 | 59.7487 | 294.13 | 0 | 0 | 0 | 0 | 0 | 370.72 | 85833.61 | 5.28 | 2.4816 | 0 | 0 | 6.33 | 0 | 164.62 | 17.08 | 0 | 0 | 65.2635 | 0 | 0 | 0 | 0 | 0 | 0 | 17.0765 | 0 | 0 | 365.4372 | 17.0765 | 0
2500 | 0 | 0 | 3.12 | 0 | 0 | 0 | 0 | 0 | 61.831 | 229.99 | 0 | 0 | 0 | 0 | 0 | 365.44 | 85468.18 | 0 | 0 | 0 | 1.3205 | 4.02 | 0 | 146.9 | 17.08 | 0 | 0 | 66.2676 | 0 | 0 | 0 | 0 | 0 | 0 | 17.0765 | 0 | 0 | 365.4372 | 17.0765 | 0
2501 | 0 | 0 | 3.16 | 0 | 0 | 0 | 0 | 0 | 68.1259 | 159.32 | 0 | 0 | 0 | 0 | 0 | 365.44 | 85102.74 | 0 | 0 | 0 | 0 | 3.11 | 0 | 129.68 | 17.08 | 0 | 0 | 71.2878 | 0 | 0 | 0 | 0 | 0 | 0 | 17.0765 | 0 | 0 | 365.4372 | 17.0765 | 0
2502 | 0 | 0 | 3.02 | 0 | 0 | 0 | 0 | 0 | 74.2473 | 82.3 | 0 | 0 | 0 | 0 | 0 | 365.44 | 84737.3 | 0 | 0 | 0 | 0 | 2.18 | 0 | 112.03 | 17.08 | 0 | 0 | 76.3081 | 0.95311 | 0 | 0 | 0 | 0 | 0 | 17.0765 | 0 | 0 | 365.4372 | 17.0765 | 0
2503 | 0 | 0 | 2.68 | 0 | 0 | 0 | 0 | 0 | 79.3372 | 0 | 0 | 0 | 0 | 0 | 0 | 365.44 | 84371.86 | 0 | 0 | 0 | 1.216 | 0 | 0 | 94.98 | 17.08 | 0 | 0 | 81.3284 | 1.9062 | 0 | 0 | 0 | 0 | 0 | 17.0765 | 0 | 0 | 365.4372 | 17.0765 | 0
2504 | 20.36 | 882.15 | 2.26 | 0 | 0 | 0 | 0 | 1.02 | 0 | 0.99 | 0 | 0 | 0 | 812.33 | 203.19 | 0 | 84575.06 | 0 | 0 | 1.26 | 0 | 0.37 | 0 | 79.36 | 17.08 | 0 | 0 | 86.3487 | 3.8124 | 0 | 0 | 0 | 0 | 0 | 17.0765 | 0 | 0 | 365.4372 | 17.0765 | 0
2505 | 31.55 | 1243.04 | 1.94 | 0 | 0 | 0 | 0 | 0 | 0 | 0.99 | 0 | 0 | 0 | 1180.22 | 460.72 | 0 | 85035.78 | 0 | 0 | 1.22 | 0 | 0.99 | 0 | 68.96 | 17.08 | 0 | 0 | 89.3608 | 5.7186 | 0 | 0 | 0 | 0 | 0 | 17.0765 | 0 | 0 | 365.4372 | 17.0765 | 0
2506 | 38.39 | 1433.09 | 1.53 | 0 | 0 | 0 | 0 | 0.74 | 0 | 1.7 | 0 | 0 | 0 | 1375.89 | 597.68 | 0 | 85633.46 | 0 | 0 | 1.2 | 0 | 1.7 | 0 | 60.89 | 17.08 | 0 | 0 | 91.3689 | 3.8124 | 0 | 0 | 0 | 0 | 0 | 17.0765 | 0 | 0 | 365.4372 | 17.0765 | 0
2507 | 44.55 | 1587.89 | 1.15 | 0 | 0 | 0 | 0 | 118.63 | 0 | 116.06 | 0 | 0 | 0 | 1377.96 | 599.13 | 0 | 86232.59 | 0 | 0 | 1.18 | 0 | 2.47 | 39.62 | 91.85 | 17.08 | 0 | 0 | 92.373 | 3.8124 | 0 | 0 | 0 | 0 | 0 | 17.0765 | 0 | 0 | 365.4372 | 17.0765 | 0
2508 | 47.4 | 1654.91 | 0.96 | 0 | 0 | 0 | 0 | 157.14 | 0 | 267.54 | 0 | 0 | 0 | 1377.96 | 599.13 | 0 | 86831.73 | 0 | 0 | 1.19 | 0 | 3.42 | 0 | 88.41 | 17.08 | 71.81 | 0 | 91.3689 | 3.8124 | 0 | 0 | 0 | 0 | 0 | 17.0765 | 0 | 0 | 365.4372 | 17.0765 | 0
2509 | 49.17 | 1695.29 | 1.01 | 0 | 0 | 0 | 0 | 20.22 | 0 | 287.03 | 0 | 0 | 0 | 1377.96 | 599.13 | 0 | 87430.86 | 0 | 0 | 1.2 | 0 | 4.47 | 40.31 | 124.89 | 17.08 | 210.66 | 0 | 90.3649 | 4.7655 | 0 | 0 | 0 | 0 | 0 | 17.0765 | 0 | 0 | 365.4372 | 17.0765 | 0
2510 | 50.15 | 1717.01 | 1.25 | 0 | 0 | 0 | 0 | 157.14 | 0 | 438.51 | 0 | 0 | 0 | 1377.96 | 599.13 | 0 | 88029.99 | 0 | 0 | 1.18 | 0 | 5.52 | 39.49 | 161.24 | 17.08 | 98.52 | 0 | 89.3608 | 4.7655 | 0 | 0 | 0 | 0 | 0 | 17.0765 | 0 | 0 | 365.4372 | 17.0765 | 0
2511 | 47.8 | 1664.2 | 1.64 | 0 | 0 | 0 | 0 | 157.14 | 0 | 589.99 | 0 | 0 | 0 | 1377.96 | 599.13 | 0 | 88629.12 | 0 | 0 | 1.13 | 0 | 6.53 | 38.02 | 196.07 | 17.08 | 45.27 | 0 | 89.3608 | 4.7655 | 0 | 0 | 0 | 0 | 0 | 17.0765 | 0 | 0 | 365.4372 | 17.0765 | 0
2512 | 45.36 | 1607.23 | 1.71 | 0 | 0 | 0 | 0 | 142.57 | 0 | 727.43 | 0 | 0 | 0 | 1377.96 | 599.13 | 0 | 89228.26 | 0 | 0 | 1.12 | 0 | 7.55 | 37.52 | 230.83 | 17.08 | 0 | 0 | 90.3649 | 4.7655 | 0 | 0 | 0 | 0 | 0 | 17.0765 | 0 | 0 | 365.4372 | 17.0765 | 0
2513 | 42.62 | 1541.03 | 1.63 | 0 | 0 | 0 | 0 | 71.33 | 0 | 796.19 | 0 | 0 | 0 | 1377.96 | 599.13 | 0 | 89827.39 | 0 | 0 | 1.13 | 0 | 8.59 | 37.78 | 266.06 | 17.08 | 0 | 0 | 91.3689 | 5.7186 | 0 | 0 | 0 | 0 | 0 | 17.0765 | 0 | 0 | 365.4372 | 17.0765 | 0
2514 | 47.49 | 1656.95 | 1.48 | 0 | 0 | 0 | 0 | 157.14 | 0 | 947.67 | 0 | 0 | 0 | 1377.96 | 599.13 | 0 | 90426.52 | 0 | 0 | 1.12 | 0 | 9.49 | 30.54 | 292 | 17.08 | 39.11 | 0 | 93.377 | 6.6717 | 0 | 0 | 0 | 0 | 0 | 17.0765 | 0 | 0 | 365.4372 | 17.0765 | 0
2515 | 25.67 | 1062.23 | 1.23 | 0 | 0 | 0 | 0 | 0 | 0 | 947.67 | 0 | 0 | 0 | 983.94 | 323.32 | 0 | 90749.85 | 0 | 0 | 1.13 | 0 | 10.18 | 0 | 284.61 | 17.08 | 0 | 0 | 97.3933 | 6.6717 | 0 | 0 | 0 | 0 | 0 | 17.0765 | 0 | 0 | 365.4372 | 17.0765 | 0
2516 | 0 | 0 | 0.9 | 0 | 0 | 0 | 0 | 0 | 107.2354 | 836.43 | 0 | 0 | 0 | 0 | 0 | 365.44 | 90384.41 | 0 | 0 | 0 | 0 | 9.7 | 0 | 275.58 | 17.08 | 0 | 0 | 102.4135 | 5.7186 | 0 | 0 | 0 | 0 | 0 | 17.0765 | 0 | 0 | 365.4372 | 17.0765 | 0
2517 | 0 | 0 | 0.58 | 0 | 0 | 0 | 0 | 0 | 107.6017 | 724.81 | 0 | 0 | 0 | 0 | 0 | 365.44 | 90018.97 | 0 | 0 | 0 | 0 | 9.11 | 0 | 264.39 | 17.08 | 0 | 0 | 103.4176 | 4.7655 | 0 | 0 | 0 | 0 | 0 | 17.0765 | 0 | 0 | 365.4372 | 17.0765 | 0
2518 | 0 | 0 | 0.53 | 0 | 0 | 0 | 0 | 0 | 99.6776 | 621.41 | 0 | 0 | 0 | 0 | 0 | 365.44 | 89653.53 | 0 | 0 | 0 | 0 | 8.44 | 0 | 251.68 | 17.08 | 0 | 0 | 96.3892 | 3.8124 | 0 | 0 | 0 | 0 | 0 | 17.0765 | 0 | 0 | 365.4372 | 17.0765 | 0
2519 | 0 | 0 | 0.64 | 0 | 0 | 0 | 0 | 0 | 81.6508 | 536.71 | 0 | 0 | 0 | 0 | 0 | 378.03 | 89275.51 | 12.59 | 5.9173 | 0 | 0 | 7.72 | 0 | 237.94 | 17.08 | 0 | 0 | 85.3446 | 2.8593 | 0 | 0 | 0 | 0 | 0 | 17.0765 | 0 | 0 | 365.4372 | 17.0765 | 0
2520 | 0 | 0 | 0.8 | 0 | 0 | 0 | 0 | 0 | 65.7255 | 468.54 | 0 | 0 | 0 | 0 | 0 | 392.44 | 88883.06 | 27.01 | 12.6947 | 0 | 0 | 7 | 0 | 224.34 | 17.08 | 0 | 0 | 77.3122 | 1.9062 | 0 | 0 | 0 | 0 | 0 | 17.0765 | 0 | 0 | 365.4372 | 17.0765 | 0
2521 | 0 | 0 | 1.06 | 0 | 0 | 0 | 0 | 0 | 59.4884 | 406.83 | 0 | 0 | 0 | 0 | 0 | 392.44 | 88490.62 | 27.01 | 12.6947 | 0 | 0 | 6.35 | 0 | 211.91 | 17.08 | 0 | 0 | 72.2919 | 0.95311 | 0 | 0 | 0 | 0 | 0 | 17.0765 | 0 | 0 | 365.4372 | 17.0765 | 0
2522 | 0 | 0 | 1.39 | 0 | 0 | 0 | 0 | 0 | 67.8945 | 336.4 | 0 | 0 | 0 | 0 | 0 | 365.44 | 88125.18 | 0 | 0 | 0 | 0 | 5.61 | 0 | 197.91 | 17.08 | 0 | 0 | 69.2797 | 0 | 0 | 0 | 0 | 0 | 0 | 17.0765 | 0 | 0 | 365.4372 | 17.0765 | 0
2523 | 0 | 0 | 1.73 | 0 | 0 | 0 | 0 | 0 | 52.8465 | 281.58 | 0 | 0 | 0 | 0 | 0 | 392.44 | 87732.74 | 27.01 | 12.6947 | 0 | 0 | 4.73 | 0 | 181.13 | 17.08 | 0 | 0 | 67.2716 | 0 | 0 | 0 | 0 | 0 | 0 | 17.0765 | 0 | 0 | 365.4372 | 17.0765 | 0
2524 | 0 | 0 | 1.78 | 0 | 0 | 0 | 0 | 0 | 54.8034 | 224.72 | 0 | 0 | 0 | 0 | 0 | 392.44 | 87340.3 | 27.01 | 12.6947 | 0 | 0 | 3.8 | 0 | 163.42 | 17.08 | 0 | 0 | 69.2797 | 0 | 0 | 0 | 0 | 0 | 0 | 17.0765 | 0 | 0 | 365.4372 | 17.0765 | 0
2525 | 0 | 0 | 1.66 | 0 | 0 | 0 | 0 | 0 | 70.6323 | 151.45 | 0 | 0 | 0 | 0 | 0 | 365.44 | 86974.86 | 0 | 0 | 0 | 0 | 2.89 | 0 | 146.2 | 17.08 | 0 | 0 | 72.2919 | 0 | 0 | 0 | 0 | 0 | 0 | 17.0765 | 0 | 0 | 365.4372 | 17.0765 | 0
2526 | 0 | 0 | 1.52 | 0 | 0 | 0 | 0 | 0 | 76.7537 | 71.84 | 0 | 0 | 0 | 0 | 0 | 365.44 | 86609.42 | 0 | 0 | 0 | 0 | 1.96 | 0 | 128.55 | 17.08 | 0 | 0 | 77.3122 | 0.95311 | 0 | 0 | 0 | 0 | 0 | 17.0765 | 0 | 0 | 365.4372 | 17.0765 | 0
2527 | 0 | 0 | 1.28 | 0 | 0 | 0 | 0 | 0 | 69.2538 | 0 | 0 | 0 | 0 | 0 | 0 | 392.44 | 86216.98 | 27.01 | 12.6947 | 0 | 1.0165 | 0 | 0 | 111.5 | 17.08 | 0 | 0 | 82.3324 | 1.9062 | 0 | 0 | 0 | 0 | 0 | 17.0765 | 0 | 0 | 365.4372 | 17.0765 | 0
2528 | 20.21 | 876.89 | 1.03 | 0 | 0 | 0 | 0 | 1.02 | 0 | 0.99 | 0 | 0 | 0 | 804.67 | 197.83 | 0 | 86414.81 | 0 | 0 | 1.26 | 0 | 0.37 | 0 | 95.88 | 17.08 | 0 | 0 | 87.3527 | 3.8124 | 0 | 0 | 0 | 0 | 0 | 17.0765 | 0 | 0 | 365.4372 | 17.0765 | 0
2529 | 28.77 | 1159.58 | 0.81 | 0 | 0 | 0 | 0 | 0 | 0 | 0.99 | 0 | 0 | 0 | 1091.85 | 398.86 | 0 | 86813.67 | 0 | 0 | 1.22 | 0 | 0.99 | 0 | 85.48 | 17.08 | 0 | 0 | 90.3649 | 5.7186 | 0 | 0 | 0 | 0 | 0 | 17.0765 | 0 | 0 | 365.4372 | 17.0765 | 0
2530 | 37.35 | 1405.65 | 0.7 | 0 | 0 | 0 | 0 | 0.74 | 0 | 1.7 | 0 | 0 | 0 | 1345.58 | 576.47 | 0 | 87390.14 | 0 | 0 | 1.2 | 0 | 1.7 | 0 | 77.4 | 17.08 | 0 | 0 | 92.373 | 3.8124 | 0 | 0 | 0 | 0 | 0 | 17.0765 | 0 | 0 | 365.4372 | 17.0765 | 0
2531 | 43.62 | 1565.5 | 0.64 | 0 | 0 | 0 | 0 | 94.82 | 0 | 93.1 | 0 | 0 | 0 | 1377.96 | 599.13 | 0 | 87989.27 | 0 | 0 | 1.18 | 0 | 2.47 | 39.62 | 108.36 | 17.08 | 0 | 0 | 92.373 | 3.8124 | 0 | 0 | 0 | 0 | 0 | 17.0765 | 0 | 0 | 365.4372 | 17.0765 | 0
2532 | 47.24 | 1651.35 | 0.65 | 0 | 0 | 0 | 0 | 157.14 | 0 | 244.59 | 0 | 0 | 0 | 1377.96 | 599.13 | 0 | 88588.4 | 0 | 0 | 1.19 | 0 | 3.42 | 0 | 104.93 | 17.08 | 66.78 | 0 | 92.373 | 3.8124 | 0 | 0 | 0 | 0 | 0 | 17.0765 | 0 | 0 | 365.4372 | 17.0765 | 0
2533 | 49.55 | 1703.79 | 0.71 | 0 | 0 | 0 | 0 | 157.14 | 0 | 396.07 | 0 | 0 | 0 | 1377.96 | 599.13 | 0 | 89187.54 | 0 | 0 | 1.2 | 0 | 4.47 | 40.31 | 141.4 | 17.08 | 81.32 | 0 | 91.3689 | 4.7655 | 0 | 0 | 0 | 0 | 0 | 17.0765 | 0 | 0 | 365.4372 | 17.0765 | 0
2534 | 51.22 | 1740.51 | 0.84 | 0 | 0 | 0 | 0 | 2.58 | 0 | 398.56 | 0 | 0 | 0 | 1377.96 | 599.13 | 0 | 89786.67 | 0 | 0 | 1.18 | 0 | 5.52 | 39.49 | 177.75 | 17.08 | 276.24 | 0 | 90.3649 | 4.7655 | 0 | 0 | 0 | 0 | 0 | 17.0765 | 0 | 0 | 365.4372 | 17.0765 | 0
2535 | 48.87 | 1688.49 | 1.09 | 0 | 0 | 0 | 0 | 157.14 | 0 | 550.04 | 0 | 0 | 0 | 1377.96 | 599.13 | 0 | 90385.8 | 0 | 0 | 1.13 | 0 | 6.53 | 38.02 | 212.58 | 17.08 | 69.08 | 0 | 90.3649 | 4.7655 | 0 | 0 | 0 | 0 | 0 | 17.0765 | 0 | 0 | 365.4372 | 17.0765 | 0
2536 | 46.47 | 1633.51 | 1.33 | 0 | 0 | 0 | 0 | 157.14 | 0 | 701.52 | 0 | 0 | 0 | 1377.96 | 599.13 | 0 | 90984.93 | 0 | 0 | 1.12 | 0 | 7.55 | 37.52 | 247.34 | 17.08 | 11.45 | 0 | 91.3689 | 4.7655 | 0 | 0 | 0 | 0 | 0 | 17.0765 | 0 | 0 | 365.4372 | 17.0765 | 0
2537 | 43.72 | 1567.85 | 1.59 | 0 | 0 | 0 | 0 | 98.21 | 0 | 796.19 | 0 | 0 | 0 | 1377.96 | 599.13 | 0 | 91584.07 | 0 | 0 | 1.13 | 0 | 8.59 | 37.78 | 282.58 | 17.08 | 0 | 0 | 92.373 | 5.7186 | 0 | 0 | 0 | 0 | 0 | 17.0765 | 0 | 0 | 365.4372 | 17.0765 | 0
2538 | 48.73 | 1685.31 | 1.81 | 0 | 0 | 0 | 0 | 157.14 | 0 | 947.67 | 0 | 0 | 0 | 1377.96 | 599.13 | 0 | 92183.2 | 0 | 0 | 1.12 | 0 | 9.49 | 13.16 | 292 | 17.08 | 85.42 | 0 | 94.3811 | 6.6717 | 0 | 0 | 0 | 0 | 0 | 17.0765 | 0 | 0 | 365.4372 | 17.0765 | 0
2539 | 26.76 | 1096.89 | 1.86 | 0 | 0 | 0 | 0 | 0 | 0 | 947.67 | 0 | 0 | 0 | 1012.53 | 343.34 | 0 | 92526.53 | 0 | 0 | 1.13 | 0 | 10.18 | 7.78 | 292 | 17.08 | 0 | 0 | 97.3933 | 6.6717 | 0 | 0 | 0 | 0 | 0 | 17.0765 | 0 | 0 | 365.4372 | 17.0765 | 0
2540 | 0 | 0 | 1.69 | 0 | 0 | 0 | 0 | 0 | 94.7612 | 849.37 | 0 | 0 | 0 | 0 | 0 | 392.44 | 92134.09 | 27.01 | 12.6947 | 0 | 0 | 9.7 | 0 | 282.97 | 17.08 | 0 | 0 | 103.4176 | 5.7186 | 0 | 0 | 0 | 0 | 0 | 17.0765 | 0 | 0 | 365.4372 | 17.0765 | 0
2541 | 0 | 0 | 1.35 | 0 | 0 | 0 | 0 | 0 | 95.1468 | 750.68 | 0 | 0 | 0 | 0 | 0 | 392.44 | 91741.65 | 27.01 | 12.6947 | 0 | 0 | 9.11 | 0 | 271.78 | 17.08 | 0 | 0 | 104.4216 | 4.7655 | 0 | 0 | 0 | 0 | 0 | 17.0765 | 0 | 0 | 365.4372 | 17.0765 | 0
2542 | 0 | 0 | 0.99 | 0 | 0 | 0 | 0 | 0 | 100.2174 | 646.72 | 0 | 0 | 0 | 0 | 0 | 365.44 | 91376.21 | 0 | 0 | 0 | 0 | 8.44 | 0 | 259.08 | 17.08 | 0 | 0 | 97.3933 | 3.8124 | 0 | 0 | 0 | 0 | 0 | 17.0765 | 0 | 0 | 365.4372 | 17.0765 | 0
2543 | 0 | 0 | 0.71 | 0 | 0 | 0 | 0 | 0 | 75.809 | 568.08 | 0 | 0 | 0 | 0 | 0 | 392.44 | 90983.77 | 27.01 | 12.6947 | 0 | 0 | 7.72 | 0 | 245.34 | 17.08 | 0 | 0 | 86.3487 | 2.8593 | 0 | 0 | 0 | 0 | 0 | 17.0765 | 0 | 0 | 365.4372 | 17.0765 | 0
2544 | 0 | 0 | 0.58 | 0 | 0 | 0 | 0 | 0 | 75.5776 | 489.68 | 0 | 0 | 0 | 0 | 0 | 371.94 | 90611.83 | 6.5 | 3.055 | 0 | 0 | 7 | 0 | 231.74 | 17.08 | 0 | 0 | 77.3122 | 1.9062 | 0 | 0 | 0 | 0 | 0 | 17.0765 | 0 | 0 | 365.4372 | 17.0765 | 0
2545 | 0 | 0 | 0.57 | 0 | 0 | 0 | 0 | 0 | 60.9826 | 426.42 | 0 | 0 | 0 | 0 | 0 | 392.44 | 90219.39 | 27.01 | 12.6947 | 0 | 0 | 6.35 | 0 | 219.3 | 17.08 | 0 | 0 | 73.296 | 0.95311 | 0 | 0 | 0 | 0 | 0 | 17.0765 | 0 | 0 | 365.4372 | 17.0765 | 0
2546 | 0 | 0 | 0.64 | 0 | 0 | 0 | 0 | 0 | 68.6368 | 355.21 | 0 | 0 | 0 | 0 | 0 | 365.44 | 89853.95 | 0 | 0 | 0 | 0 | 5.61 | 0 | 205.3 | 17.08 | 0 | 0 | 69.2797 | 0 | 0 | 0 | 0 | 0 | 0 | 17.0765 | 0 | 0 | 365.4372 | 17.0765 | 0
2547 | 0 | 0 | 0.77 | 0 | 0 | 0 | 0 | 0 | 67.5089 | 285.18 | 0 | 0 | 0 | 0 | 0 | 365.44 | 89488.51 | 0 | 0 | 0 | 0 | 4.73 | 0 | 188.53 | 17.08 | 0 | 0 | 68.2757 | 0 | 0 | 0 | 0 | 0 | 0 | 17.0765 | 0 | 0 | 365.4372 | 17.0765 | 0
2548 | 0 | 0 | 0.76 | 0 | 0 | 0 | 0 | 0 | 68.5211 | 214.1 | 0 | 0 | 0 | 0 | 0 | 365.44 | 89123.08 | 0 | 0 | 0 | 0 | 3.8 | 0 | 170.81 | 17.08 | 0 | 0 | 69.2797 | 0 | 0 | 0 | 0 | 0 | 0 | 17.0765 | 0 | 0 | 365.4372 | 17.0765 | 0
2549 | 0 | 0 | 0.73 | 0 | 0 | 0 | 0 | 0 | 58.8618 | 153.04 | 0 | 0 | 0 | 0 | 0 | 392.44 | 88730.63 | 27.01 | 12.6947 | 0 | 0 | 2.89 | 0 | 153.59 | 17.08 | 0 | 0 | 72.2919 | 0 | 0 | 0 | 0 | 0 | 0 | 17.0765 | 0 | 0 | 365.4372 | 17.0765 | 0
2550 | 0 | 0 | 0.7 | 0 | 0 | 0 | 0 | 0 | 77.5634 | 72.58 | 0 | 0 | 0 | 0 | 0 | 365.44 | 88365.2 | 0 | 0 | 0 | 0 | 1.96 | 0 | 135.94 | 17.08 | 0 | 0 | 77.3122 | 0.95311 | 0 | 0 | 0 | 0 | 0 | 17.0765 | 0 | 0 | 365.4372 | 17.0765 | 0
2551 | 0 | 0 | 0.57 | 0 | 0 | 0 | 0 | 0 | 69.9671 | 0 | 0 | 0 | 0 | 0 | 0 | 392.44 | 87972.75 | 27.01 | 12.6947 | 0 | 1.0165 | 0 | 0 | 118.89 | 17.08 | 0 | 0 | 82.3324 | 1.9062 | 0 | 0 | 0 | 0 | 0 | 17.0765 | 0 | 0 | 365.4372 | 17.0765 | 0
2552 | 19.81 | 862.74 | 0.41 | 0 | 0 | 0 | 0 | 0.39 | 0 | 0.37 | 0 | 0 | 0 | 748.17 | 158.28 | 0 | 88131.03 | 0 | 0 | 1.26 | 0 | 0.37 | 41.99 | 143.16 | 17.08 | 0 | 0 | 87.3527 | 3.8124 | 0 | 0 | 0 | 0 | 0 | 17.0765 | 0 | 0 | 365.4372 | 17.0765 | 0
2553 | 31.59 | 1244.21 | 0.26 | 0 | 0 | 0 | 0 | 0.64 | 0 | 0.99 | 0 | 0 | 0 | 1178.11 | 459.24 | 0 | 88590.27 | 0 | 0 | 1.22 | 0 | 0.99 | 0 | 132.76 | 17.08 | 0 | 0 | 90.3649 | 5.7186 | 0 | 0 | 0 | 0 | 0 | 17.0765 | 0 | 0 | 365.4372 | 17.0765 | 0
2554 | 37.56 | 1411.04 | 0.16 | 0 | 0 | 0 | 0 | 0.74 | 0 | 1.7 | 0 | 0 | 0 | 1350.62 | 580 | 0 | 89170.27 | 0 | 0 | 1.2 | 0 | 1.7 | 0 | 124.68 | 17.08 | 0 | 0 | 92.373 | 3.8124 | 0 | 0 | 0 | 0 | 0 | 17.0765 | 0 | 0 | 365.4372 | 17.0765 | 0
2555 | 43.29 | 1557.42 | 0.12 | 0 | 0 | 0 | 0 | 124.5 | 0 | 121.72 | 0 | 0 | 0 | 1377.96 | 599.13 | 0 | 89769.4 | 0 | 0 | 1.18 | 0 | 2.47 | 0 | 118 | 17.08 | 0 | 0 | 93.377 | 3.8124 | 0 | 0 | 0 | 0 | 0 | 17.0765 | 0 | 0 | 365.4372 | 17.0765 | 0
2556 | 45.32 | 1606.24 | 0.1 | 0 | 0 | 0 | 0 | 136.63 | 0 | 253.43 | 0 | 0 | 0 | 1377.96 | 599.13 | 0 | 90368.54 | 0 | 0 | 1.19 | 0 | 3.42 | 39.7 | 152.28 | 17.08 | 0 | 0 | 92.373 | 3.8124 | 0 | 0 | 0 | 0 | 0 | 17.0765 | 0 | 0 | 365.4372 | 17.0765 | 0
2557 | 46.24 | 1628.12 | 0.11 | 0 | 0 | 0 | 0 | 157.14 | 0 | 404.91 | 0 | 0 | 0 | 1377.96 | 599.13 | 0 | 90967.67 | 0 | 0 | 1.2 | 0 | 4.47 | 40.31 | 188.76 | 17.08 | 1.73 | 0 | 91.3689 | 4.7655 | 0 | 0 | 0 | 0 | 0 | 17.0765 | 0 | 0 | 365.4372 | 17.0765 | 0
2558 | 46.45 | 1632.98 | 0.15 | 0 | 0 | 0 | 0 | 157.14 | 0 | 556.39 | 0 | 0 | 0 | 1377.96 | 599.13 | 0 | 91566.8 | 0 | 0 | 1.18 | 0 | 5.52 | 39.49 | 225.1 | 17.08 | 8.69 | 0 | 90.3649 | 4.7655 | 0 | 0 | 0 | 0 | 0 | 17.0765 | 0 | 0 | 365.4372 | 17.0765 | 0
2559 | 44.36 | 1583.44 | 0.23 | 0 | 0 | 0 | 0 | 115.79 | 0 | 668.02 | 0 | 0 | 0 | 1377.96 | 599.13 | 0 | 92165.93 | 0 | 0 | 1.13 | 0 | 6.53 | 38.02 | 259.93 | 17.08 | 0 | 0 | 90.3649 | 4.7655 | 0 | 0 | 0 | 0 | 0 | 17.0765 | 0 | 0 | 365.4372 | 17.0765 | 0
2560 | 42.31 | 1533.19 | 0.34 | 0 | 0 | 0 | 0 | 101.62 | 0 | 765.98 | 0 | 0 | 0 | 1377.96 | 599.13 | 0 | 92765.07 | 0 | 0 | 1.12 | 0 | 7.55 | 0 | 259.05 | 17.08 | 0 | 0 | 90.3649 | 4.7655 | 0 | 0 | 0 | 0 | 0 | 17.0765 | 0 | 0 | 365.4372 | 17.0765 | 0
2561 | 40 | 1474.95 | 0.44 | 0 | 0 | 0 | 0 | 38.22 | 0 | 802.83 | 0 | 0 | 0 | 1377.96 | 599.13 | 0 | 93364.2 | 0 | 0 | 1.13 | 0 | 8.59 | 0 | 258.4 | 17.08 | 0 | 0 | 92.373 | 5.7186 | 0 | 0 | 0 | 0 | 0 | 17.0765 | 0 | 0 | 365.4372 | 17.0765 | 0
2562 | 44.26 | 1580.93 | 0.53 | 0 | 0 | 0 | 0 | 150.25 | 0 | 947.67 | 0 | 0 | 0 | 1336.74 | 570.28 | 0 | 93934.48 | 0 | 0 | 1.12 | 0 | 9.49 | 37.55 | 290.99 | 17.08 | 0 | 0 | 93.377 | 6.6717 | 0 | 0 | 0 | 0 | 0 | 17.0765 | 0 | 0 | 365.4372 | 17.0765 | 0
2563 | 22.63 | 961.25 | 0.59 | 0 | 0 | 0 | 0 | 0 | 0 | 947.67 | 0 | 0 | 0 | 879.28 | 250.06 | 0 | 94184.54 | 0 | 0 | 1.13 | 0 | 10.18 | 0 | 283.6 | 17.08 | 0 | 0 | 97.3933 | 6.6717 | 0 | 0 | 0 | 0 | 0 | 17.0765 | 0 | 0 | 365.4372 | 17.0765 | 0
2564 | 0 | 0 | 0.64 | 0 | 0 | 0 | 0 | 0 | 94.7998 | 849.33 | 0 | 0 | 0 | 0 | 0 | 392.44 | 93792.1 | 27.01 | 12.6947 | 0 | 0 | 9.7 | 0 | 274.57 | 17.08 | 0 | 0 | 102.4135 | 5.7186 | 0 | 0 | 0 | 0 | 0 | 17.0765 | 0 | 0 | 365.4372 | 17.0765 | 0
2565 | 0 | 0 | 0.67 | 0 | 0 | 0 | 0 | 0 | 107.5149 | 737.8 | 0 | 0 | 0 | 0 | 0 | 365.44 | 93426.66 | 0 | 0 | 0 | 0 | 9.11 | 0 | 263.38 | 17.08 | 0 | 0 | 103.4176 | 4.7655 | 0 | 0 | 0 | 0 | 0 | 17.0765 | 0 | 0 | 365.4372 | 17.0765 | 0
2566 | 0 | 0 | 0.65 | 0 | 0 | 0 | 0 | 0 | 99.5523 | 634.52 | 0 | 0 | 0 | 0 | 0 | 365.44 | 93061.22 | 0 | 0 | 0 | 0 | 8.44 | 0 | 250.67 | 17.08 | 0 | 0 | 96.3892 | 3.8124 | 0 | 0 | 0 | 0 | 0 | 17.0765 | 0 | 0 | 365.4372 | 17.0765 | 0
2567 | 0 | 0 | 0.61 | 0 | 0 | 0 | 0 | 0 | 74.9028 | 556.83 | 0 | 0 | 0 | 0 | 0 | 392.44 | 92668.78 | 27.01 | 12.6947 | 0 | 0 | 7.72 | 0 | 236.93 | 17.08 | 0 | 0 | 85.3446 | 2.8593 | 0 | 0 | 0 | 0 | 0 | 17.0765 | 0 | 0 | 365.4372 | 17.0765 | 0
2568 | 0 | 0 | 0.58 | 0 | 0 | 0 | 0 | 0 | 77.6406 | 476.29 | 0 | 0 | 0 | 0 | 0 | 365.44 | 92303.34 | 0 | 0 | 0 | 0 | 7 | 0 | 223.34 | 17.08 | 0 | 0 | 76.3081 | 1.9062 | 0 | 0 | 0 | 0 | 0 | 17.0765 | 0 | 0 | 365.4372 | 17.0765 | 0
2569 | 0 | 0 | 0.54 | 0 | 0 | 0 | 0 | 0 | 65.7255 | 408.11 | 0 | 0 | 0 | 0 | 0 | 380.3 | 91923.04 | 14.87 | 6.9889 | 0 | 0 | 6.35 | 0 | 210.9 | 17.08 | 0 | 0 | 72.2919 | 0.95311 | 0 | 0 | 0 | 0 | 0 | 17.0765 | 0 | 0 | 365.4372 | 17.0765 | 0
2570 | 0 | 0 | 0.51 | 0 | 0 | 0 | 0 | 0 | 67.7692 | 337.82 | 0 | 0 | 0 | 0 | 0 | 365.44 | 91557.6 | 0 | 0 | 0 | 0 | 5.61 | 0 | 196.9 | 17.08 | 0 | 0 | 68.2757 | 0 | 0 | 0 | 0 | 0 | 0 | 17.0765 | 0 | 0 | 365.4372 | 17.0765 | 0
2571 | 0 | 0 | 0.49 | 0 | 0 | 0 | 0 | 0 | 54.09 | 281.71 | 0 | 0 | 0 | 0 | 0 | 392.44 | 91165.16 | 27.01 | 12.6947 | 0 | 0 | 4.73 | 0 | 180.12 | 17.08 | 0 | 0 | 67.2716 | 0 | 0 | 0 | 0 | 0 | 0 | 17.0765 | 0 | 0 | 365.4372 | 17.0765 | 0
2572 | 0 | 0 | 0.5 | 0 | 0 | 0 | 0 | 0 | 55.083 | 224.56 | 0 | 0 | 0 | 0 | 0 | 392.44 | 90772.72 | 27.01 | 12.6947 | 0 | 0 | 3.8 | 0 | 162.41 | 17.08 | 0 | 0 | 68.2757 | 0 | 0 | 0 | 0 | 0 | 0 | 17.0765 | 0 | 0 | 365.4372 | 17.0765 | 0
2573 | 0 | 0 | 0.53 | 0 | 0 | 0 | 0 | 0 | 58.0617 | 164.33 | 0 | 0 | 0 | 0 | 0 | 392.44 | 90380.27 | 27.01 | 12.6947 | 0 | 0 | 2.89 | 0 | 145.19 | 17.08 | 0 | 0 | 71.2878 | 0 | 0 | 0 | 0 | 0 | 0 | 17.0765 | 0 | 0 | 365.4372 | 17.0765 | 0
2574 | 0 | 0 | 0.56 | 0 | 0 | 0 | 0 | 0 | 76.6958 | 84.77 | 0 | 0 | 0 | 0 | 0 | 365.44 | 90014.84 | 0 | 0 | 0 | 0 | 1.96 | 0 | 127.54 | 17.08 | 0 | 0 | 76.3081 | 0.95311 | 0 | 0 | 0 | 0 | 0 | 17.0765 | 0 | 0 | 365.4372 | 17.0765 | 0
2575 | 0 | 0 | 0.51 | 0 | 0 | 0 | 0 | 0 | 81.7183 | 0 | 0 | 0 | 0 | 0 | 0 | 365.44 | 89649.4 | 0 | 0 | 0 | 1.0165 | 0 | 0 | 110.49 | 17.08 | 0 | 0 | 81.3284 | 1.9062 | 0 | 0 | 0 | 0 | 0 | 17.0765 | 0 | 0 | 365.4372 | 17.0765 | 0
2576 | 7.91 | 385.71 | 0.41 | 0 | 0 | 0 | 0 | 157.14 | 0 | 151.48 | 0 | 0 | 0 | 146.48 | 0 | 262.9 | 89386.5 | 0 | 0 | 1.26 | 0 | 0.37 | 0 | 94.87 | 17.08 | 0 | 0 | 85.3446 | 3.8124 | 0 | 0 | 0 | 0 | 0 | 17.0765 | 0 | 0 | 365.4372 | 17.0765 | 0
2577 | 22.88 | 969.68 | 0.34 | 0 | 0 | 0 | 0 | 157.14 | 0 | 302.96 | 0 | 0 | 0 | 739.46 | 152.19 | 0 | 89538.68 | 0 | 0 | 1.22 | 0 | 0.99 | 0 | 84.47 | 17.08 | 0 | 0 | 89.3608 | 5.7186 | 0 | 0 | 0 | 0 | 0 | 17.0765 | 0 | 0 | 365.4372 | 17.0765 | 0
2578 | 34.25 | 1320.66 | 0.3 | 0 | 0 | 0 | 0 | 0 | 0 | 302.96 | 0 | 0 | 0 | 1218.66 | 487.63 | 0 | 90026.31 | 0 | 0 | 1.2 | 0 | 1.7 | 40.17 | 114.55 | 17.08 | 0 | 0 | 91.3689 | 3.8124 | 0 | 0 | 0 | 0 | 0 | 17.0765 | 0 | 0 | 365.4372 | 17.0765 | 0
2579 | 41.92 | 1523.72 | 0.24 | 0 | 0 | 0 | 0 | 91.56 | 0 | 391.22 | 0 | 0 | 0 | 1377.96 | 599.13 | 0 | 90625.44 | 0 | 0 | 1.18 | 0 | 2.47 | 0 | 107.87 | 17.08 | 0 | 0 | 91.3689 | 3.8124 | 0 | 0 | 0 | 0 | 0 | 17.0765 | 0 | 0 | 365.4372 | 17.0765 | 0
2580 | 43.38 | 1559.66 | 0.2 | 0 | 0 | 0 | 0 | 157.14 | 0 | 542.7 | 0 | 0 | 0 | 1350.75 | 580.09 | 0 | 91205.53 | 0 | 0 | 1.19 | 0 | 3.42 | 0 | 104.44 | 17.08 | 0 | 0 | 90.3649 | 3.8124 | 0 | 0 | 0 | 0 | 0 | 17.0765 | 0 | 0 | 365.4372 | 17.0765 | 0
2581 | 43.29 | 1557.54 | 0.2 | 0 | 0 | 0 | 0 | 87.44 | 0 | 626.99 | 0 | 0 | 0 | 1377.96 | 599.13 | 0 | 91804.66 | 0 | 0 | 1.2 | 0 | 4.47 | 40.31 | 140.91 | 17.08 | 0 | 0 | 89.3608 | 4.7655 | 0 | 0 | 0 | 0 | 0 | 17.0765 | 0 | 0 | 365.4372 | 17.0765 | 0
2582 | 42.17 | 1529.93 | 0.23 | 0 | 0 | 0 | 0 | 59.59 | 0 | 684.44 | 0 | 0 | 0 | 1377.96 | 599.13 | 0 | 92403.8 | 0 | 0 | 1.18 | 0 | 5.52 | 39.49 | 177.26 | 17.08 | 0 | 0 | 89.3608 | 4.7655 | 0 | 0 | 0 | 0 | 0 | 17.0765 | 0 | 0 | 365.4372 | 17.0765 | 0
2583 | 36.5 | 1382.61 | 0.33 | 0 | 0 | 0 | 0 | 115.93 | 0 | 796.19 | 0 | 0 | 0 | 1209.25 | 481.04 | 0 | 92884.83 | 0 | 0 | 1.13 | 0 | 6.53 | 0 | 175.98 | 17.08 | 0 | 0 | 88.3568 | 4.7655 | 0 | 0 | 0 | 0 | 0 | 17.0765 | 0 | 0 | 365.4372 | 17.0765 | 0
2584 | 29.68 | 1187.36 | 0.44 | 0 | 0 | 0 | 0 | 0 | 0 | 796.19 | 0 | 0 | 0 | 1122.23 | 420.13 | 0 | 93304.96 | 0 | 0 | 1.12 | 0 | 7.55 | 0 | 175.09 | 17.08 | 0 | 0 | 89.3608 | 4.7655 | 0 | 0 | 0 | 0 | 0 | 17.0765 | 0 | 0 | 365.4372 | 17.0765 | 0
2585 | 21.88 | 935.56 | 0.58 | 0 | 0 | 0 | 0 | 157.14 | 0 | 947.67 | 0 | 0 | 0 | 665.9 | 100.69 | 0 | 93405.65 | 0 | 0 | 1.13 | 0 | 8.59 | 37.78 | 210.33 | 17.08 | 0 | 0 | 90.3649 | 5.7186 | 0 | 0 | 0 | 0 | 0 | 17.0765 | 0 | 0 | 365.4372 | 17.0765 | 0
2586 | 22.71 | 963.81 | 0.68 | 0 | 0 | 0 | 0 | 0 | 0 | 947.67 | 0 | 0 | 0 | 849.48 | 229.2 | 0 | 93634.85 | 0 | 0 | 1.12 | 0 | 9.49 | 37.55 | 242.92 | 17.08 | 0 | 0 | 92.373 | 6.6717 | 0 | 0 | 0 | 0 | 0 | 17.0765 | 0 | 0 | 365.4372 | 17.0765 | 0
2587 | 7.94 | 386.9 | 0.69 | 0 | 0 | 0 | 0 | 0 | 0 | 947.67 | 0 | 0 | 0 | 291.34 | 0 | 161.5 | 93473.35 | 0 | 0 | 1.13 | 0 | 10.18 | 0 | 235.53 | 17.08 | 0 | 0 | 96.3892 | 6.6717 | 0 | 0 | 0 | 0 | 0 | 17.0765 | 0 | 0 | 365.4372 | 17.0765 | 0
2588 | 0 | 0 | 0.61 | 0 | 0 | 0 | 0 | 0 | 93.8261 | 850.34 | 0 | 0 | 0 | 0 | 0 | 392.44 | 93080.9 | 27.01 | 12.6947 | 0 | 0 | 9.7 | 0 | 226.5 | 17.08 | 0 | 0 | 101.4095 | 5.7186 | 0 | 0 | 0 | 0 | 0 | 17.0765 | 0 | 0 | 365.4372 | 17.0765 | 0
2589 | 0 | 0 | 0.48 | 0 | 0 | 0 | 0 | 0 | 106.6955 | 739.66 | 0 | 0 | 0 | 0 | 0 | 365.44 | 92715.47 | 0 | 0 | 0 | 0 | 9.11 | 0 | 215.31 | 17.08 | 0 | 0 | 102.4135 | 4.7655 | 0 | 0 | 0 | 0 | 0 | 17.0765 | 0 | 0 | 365.4372 | 17.0765 | 0
2590 | 0 | 0 | 0.41 | 0 | 0 | 0 | 0 | 0 | 86.0948 | 650.35 | 0 | 0 | 0 | 0 | 0 | 392.44 | 92323.02 | 27.01 | 12.6947 | 0 | 0 | 8.44 | 0 | 202.61 | 17.08 | 0 | 0 | 95.3851 | 3.8124 | 0 | 0 | 0 | 0 | 0 | 17.0765 | 0 | 0 | 365.4372 | 17.0765 | 0
2591 | 0 | 0 | 0.45 | 0 | 0 | 0 | 0 | 0 | 86.7504 | 560.36 | 0 | 0 | 0 | 0 | 0 | 365.44 | 91957.59 | 0 | 0 | 0 | 0 | 7.72 | 0 | 188.87 | 17.08 | 0 | 0 | 84.3406 | 2.8593 | 0 | 0 | 0 | 0 | 0 | 17.0765 | 0 | 0 | 365.4372 | 17.0765 | 0
2592 | 0 | 0 | 0.58 | 0 | 0 | 0 | 0 | 0 | 76.6284 | 480.87 | 0 | 0 | 0 | 0 | 0 | 365.44 | 91592.15 | 0 | 0 | 0 | 0 | 7 | 0 | 175.27 | 17.08 | 0 | 0 | 75.3041 | 1.9062 | 0 | 0 | 0 | 0 | 0 | 17.0765 | 0 | 0 | 365.4372 | 17.0765 | 0
2593 | 0 | 0 | 0.77 | 0 | 0 | 0 | 0 | 0 | 70.4684 | 407.77 | 0 | 0 | 0 | 0 | 0 | 365.44 | 91226.71 | 0 | 0 | 0 | 0 | 6.35 | 0 | 162.83 | 17.08 | 0 | 0 | 70.2838 | 0.95311 | 0 | 0 | 0 | 0 | 0 | 17.0765 | 0 | 0 | 365.4372 | 17.0765 | 0
2594 | 0 | 0 | 1.03 | 0 | 0 | 0 | 0 | 0 | 65.5616 | 339.76 | 0 | 0 | 0 | 0 | 0 | 366.88 | 90859.84 | 1.44 | 0.6768 | 0 | 0 | 5.61 | 0 | 148.83 | 17.08 | 0 | 0 | 67.2716 | 0 | 0 | 0 | 0 | 0 | 0 | 17.0765 | 0 | 0 | 365.4372 | 17.0765 | 0
2595 | 0 | 0 | 1.3 | 0 | 0 | 0 | 0 | 0 | 64.964 | 272.37 | 0 | 0 | 0 | 0 | 0 | 365.44 | 90494.4 | 0 | 0 | 0 | 0 | 4.73 | 0 | 132.05 | 17.08 | 0 | 0 | 66.2676 | 0 | 0 | 0 | 0 | 0 | 0 | 17.0765 | 0 | 0 | 365.4372 | 17.0765 | 0
2596 | 0 | 0 | 1.59 | 0 | 0 | 0 | 0 | 0 | 52.9814 | 217.4 | 0 | 0 | 0 | 0 | 0 | 392.44 | 90101.96 | 27.01 | 12.6947 | 0 | 0 | 3.8 | 0 | 114.34 | 17.08 | 0 | 0 | 67.2716 | 0 | 0 | 0 | 0 | 0 | 0 | 17.0765 | 0 | 0 | 365.4372 | 17.0765 | 0
2597 | 0 | 0 | 1.8 | 0 | 0 | 0 | 0 | 0 | 68.4826 | 146.37 | 0 | 0 | 0 | 0 | 0 | 365.44 | 89736.52 | 0 | 0 | 0 | 0 | 2.89 | 0 | 97.12 | 17.08 | 0 | 0 | 70.2838 | 0 | 0 | 0 | 0 | 0 | 0 | 17.0765 | 0 | 0 | 365.4372 | 17.0765 | 0
2598 | 0 | 0 | 1.89 | 0 | 0 | 0 | 0 | 0 | 74.3726 | 69.22 | 0 | 0 | 0 | 0 | 0 | 365.44 | 89371.08 | 0 | 0 | 0 | 0 | 1.96 | 0 | 79.47 | 17.08 | 0 | 0 | 75.3041 | 0.95311 | 0 | 0 | 0 | 0 | 0 | 17.0765 | 0 | 0 | 365.4372 | 17.0765 | 0
2599 | 0 | 0 | 1.8 | 0 | 0 | 0 | 0 | 0 | 66.7281 | 0 | 0 | 0 | 0 | 0 | 0 | 392.44 | 88978.64 | 27.01 | 12.6947 | 0 | 1.0165 | 0 | 0 | 62.42 | 17.08 | 0 | 0 | 80.3243 | 1.9062 | 0 | 0 | 0 | 0 | 0 | 17.0765 | 0 | 0 | 365.4372 | 17.0765 | 0
2600 | 4.79 | 240.83 | 1.58 | 0 | 0 | 0 | 0 | 114.66 | 0 | 110.53 | 0 | 0 | 0 | 0 | 0 | 365.44 | 88613.2 | 0 | 0 | 1.26 | 0 | 0.37 | 42.12 | 86.81 | 17.08 | 0 | 0 | 85.3446 | 3.8124 | 0 | 0 | 0 | 0 | 0 | 17.0765 | 0 | 0 | 365.4372 | 17.0765 | 0
2601 | 17.14 | 764.77 | 1.39 | 0 | 0 | 0 | 0 | 157.14 | 0 | 262.01 | 0 | 0 | 0 | 530.87 | 6.17 | 0 | 88619.37 | 0 | 0 | 1.22 | 0 | 0.99 | 0 | 76.41 | 17.08 | 0 | 0 | 88.3568 | 5.7186 | 0 | 0 | 0 | 0 | 0 | 17.0765 | 0 | 0 | 365.4372 | 17.0765 | 0
2602 | 26.82 | 1098.86 | 1.07 | 0 | 0 | 0 | 0 | 0 | 0 | 262.01 | 0 | 0 | 0 | 1031.38 | 356.53 | 0 | 88975.9 | 0 | 0 | 1.2 | 0 | 1.7 | 0 | 68.34 | 17.08 | 0 | 0 | 90.3649 | 3.8124 | 0 | 0 | 0 | 0 | 0 | 17.0765 | 0 | 0 | 365.4372 | 17.0765 | 0
2603 | 32.8 | 1279.36 | 0.91 | 0 | 0 | 0 | 0 | 0 | 0 | 262.01 | 0 | 0 | 0 | 1216.7 | 486.26 | 0 | 89462.16 | 0 | 0 | 1.18 | 0 | 2.47 | 0 | 61.65 | 17.08 | 0 | 0 | 91.3689 | 3.8124 | 0 | 0 | 0 | 0 | 0 | 17.0765 | 0 | 0 | 365.4372 | 17.0765 | 0
2604 | 37.57 | 1411.39 | 0.92 | 0 | 0 | 0 | 0 | 9.18 | 0 | 270.86 | 0 | 0 | 0 | 1305.65 | 548.51 | 0 | 90010.67 | 0 | 0 | 1.19 | 0 | 3.42 | 39.7 | 95.93 | 17.08 | 0 | 0 | 90.3649 | 3.8124 | 0 | 0 | 0 | 0 | 0 | 17.0765 | 0 | 0 | 365.4372 | 17.0765 | 0
2605 | 40.45 | 1486.65 | 1.08 | 0 | 0 | 0 | 0 | 54.9 | 0 | 323.79 | 0 | 0 | 0 | 1377.96 | 599.13 | 0 | 90609.8 | 0 | 0 | 1.2 | 0 | 4.47 | 0 | 94.11 | 17.08 | 0 | 0 | 89.3608 | 4.7655 | 0 | 0 | 0 | 0 | 0 | 17.0765 | 0 | 0 | 365.4372 | 17.0765 | 0
2606 | 42.1 | 1528.01 | 1.4 | 0 | 0 | 0 | 0 | 59.77 | 0 | 381.41 | 0 | 0 | 0 | 1377.96 | 599.13 | 0 | 91208.94 | 0 | 0 | 1.18 | 0 | 5.52 | 39.49 | 130.46 | 17.08 | 0 | 0 | 88.3568 | 4.7655 | 0 | 0 | 0 | 0 | 0 | 17.0765 | 0 | 0 | 365.4372 | 17.0765 | 0
2607 | 42.88 | 1547.48 | 1.81 | 0 | 0 | 0 | 0 | 119.95 | 0 | 497.04 | 0 | 0 | 0 | 1377.96 | 599.13 | 0 | 91808.07 | 0 | 0 | 1.13 | 0 | 6.53 | 0 | 129.18 | 17.08 | 0 | 0 | 88.3568 | 4.7655 | 0 | 0 | 0 | 0 | 0 | 17.0765 | 0 | 0 | 365.4372 | 17.0765 | 0
2608 | 44.22 | 1580 | 2.17 | 0 | 0 | 0 | 0 | 153.18 | 0 | 644.71 | 0 | 0 | 0 | 1377.96 | 599.13 | 0 | 92407.2 | 0 | 0 | 1.12 | 0 | 7.55 | 0 | 128.29 | 17.08 | 0 | 0 | 89.3608 | 4.7655 | 0 | 0 | 0 | 0 | 0 | 17.0765 | 0 | 0 | 365.4372 | 17.0765 | 0
2609 | 46.37 | 1631.03 | 2.3 | 0 | 0 | 0 | 0 | 157.14 | 0 | 796.19 | 0 | 0 | 0 | 1377.96 | 599.13 | 0 | 93006.34 | 0 | 0 | 1.13 | 0 | 8.59 | 37.78 | 163.53 | 17.08 | 9.62 | 0 | 90.3649 | 5.7186 | 0 | 0 | 0 | 0 | 0 | 17.0765 | 0 | 0 | 365.4372 | 17.0765 | 0
2610 | 52.07 | 1758.92 | 2.14 | 0 | 0 | 0 | 0 | 157.14 | 0 | 947.67 | 0 | 0 | 0 | 1377.96 | 599.13 | 0 | 93605.47 | 0 | 0 | 1.12 | 0 | 9.49 | 37.55 | 196.12 | 17.08 | 140.32 | 0 | 92.373 | 6.6717 | 0 | 0 | 0 | 0 | 0 | 17.0765 | 0 | 0 | 365.4372 | 17.0765 | 0
2611 | 28.66 | 1156.34 | 1.78 | 0 | 0 | 0 | 0 | 0 | 0 | 947.67 | 0 | 0 | 0 | 1083.59 | 393.08 | 0 | 93998.55 | 0 | 0 | 1.13 | 0 | 10.18 | 0 | 188.73 | 17.08 | 0 | 0 | 95.3851 | 6.6717 | 0 | 0 | 0 | 0 | 0 | 17.0765 | 0 | 0 | 365.4372 | 17.0765 | 0
2612 | 0 | 0 | 1.36 | 0 | 0 | 0 | 0 | 0 | 92.062 | 852.17 | 0 | 0 | 0 | 0 | 0 | 392.44 | 93606.1 | 27.01 | 12.6947 | 0 | 1.0165 | 8.64 | 0 | 179.7 | 17.08 | 0 | 0 | 101.4095 | 5.7186 | 0 | 0 | 0 | 0 | 0 | 17.0765 | 0 | 0 | 365.4372 | 17.0765 | 0
2613 | 0 | 0 | 0.98 | 0 | 0 | 0 | 0 | 0 | 93.508 | 755.17 | 0 | 0 | 0 | 0 | 0 | 392.44 | 93213.66 | 27.01 | 12.6947 | 0 | 0 | 8.05 | 0 | 168.51 | 17.08 | 0 | 0 | 102.4135 | 4.7655 | 0 | 0 | 0 | 0 | 0 | 17.0765 | 0 | 0 | 365.4372 | 17.0765 | 0
2614 | 0 | 0 | 0.75 | 0 | 0 | 0 | 0 | 0 | 98.4437 | 653.04 | 0 | 0 | 0 | 0 | 0 | 365.44 | 92848.22 | 0 | 0 | 0 | 0 | 7.38 | 0 | 155.81 | 17.08 | 0 | 0 | 95.3851 | 3.8124 | 0 | 0 | 0 | 0 | 0 | 17.0765 | 0 | 0 | 365.4372 | 17.0765 | 0
2615 | 0 | 0 | 0.66 | 0 | 0 | 0 | 0 | 0 | 86.5383 | 563.27 | 0 | 0 | 0 | 0 | 0 | 365.44 | 92482.79 | 0 | 0 | 0 | 0 | 6.66 | 0 | 142.07 | 17.08 | 0 | 0 | 84.3406 | 2.8593 | 0 | 0 | 0 | 0 | 0 | 17.0765 | 0 | 0 | 365.4372 | 17.0765 | 0
2616 | 0 | 0 | 0.71 | 0 | 0 | 0 | 0 | 0 | 76.503 | 483.91 | 0 | 0 | 0 | 0 | 0 | 365.44 | 92117.35 | 0 | 0 | 0 | 0 | 5.94 | 0 | 128.47 | 17.08 | 0 | 0 | 75.3041 | 1.9062 | 0 | 0 | 0 | 0 | 0 | 17.0765 | 0 | 0 | 365.4372 | 17.0765 | 0
2617 | 0 | 0 | 0.91 | 0 | 0 | 0 | 0 | 0 | 71.3264 | 409.92 | 0 | 0 | 0 | 0 | 0 | 365.44 | 91751.91 | 0 | 0 | 0 | 0 | 5.28 | 0 | 116.03 | 17.08 | 0 | 0 | 71.2878 | 0.95311 | 0 | 0 | 0 | 0 | 0 | 17.0765 | 0 | 0 | 365.4372 | 17.0765 | 0
2618 | 0 | 0 | 1.22 | 0 | 0 | 0 | 0 | 0 | 67.0558 | 340.36 | 0 | 0 | 0 | 0 | 0 | 365.44 | 91386.47 | 0 | 0 | 0 | 0 | 4.55 | 0 | 102.03 | 17.08 | 0 | 0 | 68.2757 | 0 | 0 | 0 | 0 | 0 | 0 | 17.0765 | 0 | 0 | 365.4372 | 17.0765 | 0
2619 | 0 | 0 | 1.47 | 0 | 0 | 0 | 0 | 0 | 55.1504 | 283.15 | 0 | 0 | 0 | 0 | 0 | 385.95 | 91000.52 | 20.52 | 9.6444 | 0 | 0 | 3.66 | 0 | 85.25 | 17.08 | 0 | 0 | 66.2676 | 0 | 0 | 0 | 0 | 0 | 0 | 17.0765 | 0 | 0 | 365.4372 | 17.0765 | 0
2620 | 0 | 0 | 1.65 | 0 | 0 | 0 | 0 | 0 | 64.6169 | 216.11 | 0 | 0 | 0 | 0 | 0 | 365.44 | 90635.08 | 0 | 0 | 0 | 0 | 2.73 | 0 | 67.54 | 17.08 | 0 | 0 | 66.2676 | 0 | 0 | 0 | 0 | 0 | 0 | 17.0765 | 0 | 0 | 365.4372 | 17.0765 | 0
2621 | 0 | 0 | 1.68 | 0 | 0 | 0 | 0 | 0 | 67.6053 | 145.99 | 0 | 0 | 0 | 0 | 0 | 365.44 | 90269.65 | 0 | 0 | 0 | 0 | 1.83 | 0 | 50.32 | 17.08 | 0 | 0 | 69.2797 | 0 | 0 | 0 | 0 | 0 | 0 | 17.0765 | 0 | 0 | 365.4372 | 17.0765 | 0
2622 | 0 | 0 | 1.62 | 0 | 0 | 0 | 0 | 0 | 60.9441 | 82.77 | 0 | 0 | 0 | 0 | 0 | 392.44 | 89877.2 | 27.01 | 12.6947 | 0 | 0 | 0.9 | 0 | 32.67 | 17.08 | 0 | 0 | 74.3 | 0.95311 | 0 | 0 | 0 | 0 | 0 | 17.0765 | 0 | 0 | 365.4372 | 17.0765 | 0
2623 | 0 | 0 | 1.44 | 0 | 0 | 0 | 0 | 0 | 79.7903 | 0 | 0 | 0 | 0 | 0 | 0 | 365.44 | 89511.77 | 0 | 0 | 0 | 0 | 0 | 0 | 15.62 | 17.08 | 0 | 0 | 79.3203 | 1.9062 | 0 | 0 | 0 | 0 | 0 | 17.0765 | 0 | 0 | 365.4372 | 17.0765 | 0
2624 | 19.65 | 857.09 | 1.24 | 0 | 0 | 0 | 0 | 1.02 | 0 | 0.99 | 0 | 0 | 0 | 788.55 | 186.55 | 0 | 89698.32 | 0 | 0 | 1.26 | 0 | 0.37 | 0 | 0 | 17.08 | 0 | 0 | 83.3365 | 3.8124 | 0 | 0 | 0 | 0 | 0 | 17.0765 | 0 | 0 | 365.4372 | 17.0765 | 0
2625 | 31.05 | 1228.52 | 1.15 | 0 | 0 | 0 | 0 | 0 | 0 | 0.99 | 0 | 0 | 0 | 1156.49 | 444.1 | 0 | 90142.42 | 0 | 0 | 1.22 | 0 | 0.99 | 10.95 | 0 | 17.08 | 0 | 0 | 86.3487 | 5.7186 | 0 | 0 | 0 | 0 | 0 | 17.0765 | 0 | 0 | 365.4372 | 17.0765 | 0
2626 | 37.12 | 1399.38 | 1.23 | 0 | 0 | 0 | 0 | 0.74 | 0 | 1.7 | 0 | 0 | 0 | 1335.13 | 569.15 | 0 | 90711.57 | 0 | 0 | 1.2 | 0 | 1.7 | 8.5 | 0 | 17.08 | 0 | 0 | 88.3568 | 3.8124 | 0 | 0 | 0 | 0 | 0 | 17.0765 | 0 | 0 | 365.4372 | 17.0765 | 0
2627 | 42.73 | 1543.76 | 1.44 | 0 | 0 | 0 | 0 | 76.99 | 0 | 75.92 | 0 | 0 | 0 | 1377.96 | 599.13 | 0 | 91310.71 | 0 | 0 | 1.18 | 0 | 2.47 | 39.62 | 30.96 | 17.08 | 0 | 0 | 88.3568 | 3.8124 | 0 | 0 | 0 | 0 | 0 | 17.0765 | 0 | 0 | 365.4372 | 17.0765 | 0
2628 | 45.58 | 1612.38 | 1.66 | 0 | 0 | 0 | 0 | 0 | 0 | 75.92 | 0 | 0 | 0 | 1377.96 | 599.13 | 0 | 91909.84 | 0 | 0 | 1.19 | 0 | 3.42 | 39.7 | 65.24 | 17.08 | 149.61 | 0 | 87.3527 | 3.8124 | 0 | 0 | 0 | 0 | 0 | 17.0765 | 0 | 0 | 365.4372 | 17.0765 | 0
2629 | 47.56 | 1658.67 | 1.99 | 0 | 0 | 0 | 0 | 124.99 | 0 | 196.41 | 0 | 0 | 0 | 1377.96 | 599.13 | 0 | 92508.97 | 0 | 0 | 1.2 | 0 | 4.47 | 40.31 | 101.72 | 17.08 | 73.65 | 0 | 85.3446 | 4.7655 | 0 | 0 | 0 | 0 | 0 | 17.0765 | 0 | 0 | 365.4372 | 17.0765 | 0
2630 | 49.09 | 1693.4 | 2.4 | 0 | 0 | 0 | 0 | 157.14 | 0 | 347.89 | 0 | 0 | 0 | 1377.96 | 599.13 | 0 | 93108.1 | 0 | 0 | 1.18 | 0 | 5.52 | 39.49 | 138.06 | 17.08 | 80.02 | 0 | 84.3406 | 4.7655 | 0 | 0 | 0 | 0 | 0 | 17.0765 | 0 | 0 | 365.4372 | 17.0765 | 0
2631 | 47.92 | 1666.88 | 2.84 | 0 | 0 | 0 | 0 | 157.14 | 0 | 499.37 | 0 | 0 | 0 | 1377.96 | 599.13 | 0 | 93707.24 | 0 | 0 | 1.13 | 0 | 6.53 | 38.02 | 172.9 | 17.08 | 55.3 | 0 | 83.3365 | 4.7655 | 0 | 0 | 0 | 0 | 0 | 17.0765 | 0 | 0 | 365.4372 | 17.0765 | 0
2632 | 46.79 | 1640.83 | 2.82 | 0 | 0 | 0 | 0 | 157.14 | 0 | 650.85 | 0 | 0 | 0 | 1377.96 | 599.13 | 0 | 94306.37 | 0 | 0 | 1.12 | 0 | 7.55 | 37.52 | 207.66 | 17.08 | 27.59 | 0 | 84.3406 | 4.7655 | 0 | 0 | 0 | 0 | 0 | 17.0765 | 0 | 0 | 365.4372 | 17.0765 | 0
2633 | 45.54 | 1611.53 | 2.63 | 0 | 0 | 0 | 0 | 150.77 | 0 | 796.19 | 0 | 0 | 0 | 1377.96 | 599.13 | 0 | 94905.5 | 0 | 0 | 1.13 | 0 | 8.59 | 37.78 | 242.89 | 17.08 | 0 | 0 | 86.3487 | 5.7186 | 0 | 0 | 0 | 0 | 0 | 17.0765 | 0 | 0 | 365.4372 | 17.0765 | 0
2634 | 50.95 | 1734.6 | 2.37 | 0 | 0 | 0 | 0 | 157.14 | 0 | 947.67 | 0 | 0 | 0 | 1377.96 | 599.13 | 0 | 95504.64 | 0 | 0 | 1.12 | 0 | 9.49 | 37.55 | 275.49 | 17.08 | 119.12 | 0 | 88.3568 | 6.6717 | 0 | 0 | 0 | 0 | 0 | 17.0765 | 0 | 0 | 365.4372 | 17.0765 | 0
2635 | 26.17 | 1078.33 | 1.99 | 0 | 0 | 0 | 0 | 0 | 0 | 947.67 | 0 | 0 | 0 | 1005.31 | 338.28 | 0 | 95842.92 | 0 | 0 | 1.13 | 0 | 10.18 | 0 | 268.09 | 17.08 | 0 | 0 | 93.377 | 6.6717 | 0 | 0 | 0 | 0 | 0 | 17.0765 | 0 | 0 | 365.4372 | 17.0765 | 0
2636 | 0 | 0 | 1.54 | 0 | 0 | 0 | 0 | 0 | 103.5818 | 840.23 | 0 | 0 | 0 | 0 | 0 | 365.44 | 95477.48 | 0 | 0 | 0 | 0 | 9.7 | 0 | 259.07 | 17.08 | 0 | 0 | 99.4014 | 5.7186 | 0 | 0 | 0 | 0 | 0 | 17.0765 | 0 | 0 | 365.4372 | 17.0765 | 0
2637 | 0 | 0 | 1.09 | 0 | 0 | 0 | 0 | 0 | 104.0831 | 732.26 | 0 | 0 | 0 | 0 | 0 | 365.44 | 95112.04 | 0 | 0 | 0 | 0 | 9.11 | 0 | 247.87 | 17.08 | 0 | 0 | 100.4054 | 4.7655 | 0 | 0 | 0 | 0 | 0 | 17.0765 | 0 | 0 | 365.4372 | 17.0765 | 0
2638 | 0 | 0 | 1.09 | 0 | 0 | 0 | 0 | 0 | 96.1012 | 632.57 | 0 | 0 | 0 | 0 | 0 | 365.44 | 94746.61 | 0 | 0 | 0 | 0 | 8.44 | 0 | 235.17 | 17.08 | 0 | 0 | 93.377 | 3.8124 | 0 | 0 | 0 | 0 | 0 | 17.0765 | 0 | 0 | 365.4372 | 17.0765 | 0
2639 | 0 | 0 | 1.37 | 0 | 0 | 0 | 0 | 0 | 83.8198 | 545.62 | 0 | 0 | 0 | 0 | 0 | 365.44 | 94381.17 | 0 | 0 | 0 | 0 | 7.72 | 0 | 221.43 | 17.08 | 0 | 0 | 82.3324 | 2.8593 | 0 | 0 | 0 | 0 | 0 | 17.0765 | 0 | 0 | 365.4372 | 17.0765 | 0
2640 | 0 | 0 | 1.7 | 0 | 0 | 0 | 0 | 0 | 61.8117 | 481.5 | 0 | 0 | 0 | 0 | 0 | 392.44 | 93988.73 | 27.01 | 12.6947 | 0 | 0 | 7 | 0 | 207.83 | 17.08 | 0 | 0 | 74.3 | 1.9062 | 0 | 0 | 0 | 0 | 0 | 17.0765 | 0 | 0 | 365.4372 | 17.0765 | 0
2641 | 0 | 0 | 2.08 | 0 | 0 | 0 | 0 | 0 | 68.1548 | 410.8 | 0 | 0 | 0 | 0 | 0 | 365.44 | 93623.29 | 0 | 0 | 0 | 0 | 6.35 | 0 | 195.39 | 17.08 | 0 | 0 | 69.2797 | 0.95311 | 0 | 0 | 0 | 0 | 0 | 17.0765 | 0 | 0 | 365.4372 | 17.0765 | 0
2642 | 0 | 0 | 2.59 | 0 | 0 | 0 | 0 | 0 | 63.6818 | 344.74 | 0 | 0 | 0 | 0 | 0 | 365.44 | 93257.85 | 0 | 0 | 0 | 0 | 5.61 | 0 | 181.39 | 17.08 | 0 | 0 | 66.2676 | 0 | 0 | 0 | 0 | 0 | 0 | 17.0765 | 0 | 0 | 365.4372 | 17.0765 | 0
2643 | 0 | 0 | 3.15 | 0 | 0 | 0 | 0 | 0 | 62.1202 | 280.31 | 0 | 0 | 0 | 0 | 0 | 365.44 | 92892.41 | 0 | 0 | 0 | 0 | 4.73 | 0 | 164.62 | 17.08 | 0 | 0 | 65.2635 | 0 | 0 | 0 | 0 | 0 | 0 | 17.0765 | 0 | 0 | 365.4372 | 17.0765 | 0
2644 | 0 | 0 | 3.29 | 0 | 0 | 0 | 0 | 0 | 54.3118 | 223.96 | 0 | 0 | 0 | 0 | 0 | 383.87 | 92508.54 | 18.43 | 8.6621 | 0 | 0 | 3.8 | 0 | 146.9 | 17.08 | 0 | 0 | 66.2676 | 0 | 0 | 0 | 0 | 0 | 0 | 17.0765 | 0 | 0 | 365.4372 | 17.0765 | 0
2645 | 0 | 0 | 3.16 | 0 | 0 | 0 | 0 | 0 | 66.1208 | 155.37 | 0 | 0 | 0 | 0 | 0 | 365.44 | 92143.11 | 0 | 0 | 0 | 0 | 2.89 | 0 | 129.68 | 17.08 | 0 | 0 | 69.2797 | 0 | 0 | 0 | 0 | 0 | 0 | 17.0765 | 0 | 0 | 365.4372 | 17.0765 | 0
2646 | 0 | 0 | 2.99 | 0 | 0 | 0 | 0 | 0 | 72.2614 | 80.41 | 0 | 0 | 0 | 0 | 0 | 365.44 | 91777.67 | 0 | 0 | 0 | 0 | 1.96 | 0 | 112.03 | 17.08 | 0 | 0 | 74.3 | 0.95311 | 0 | 0 | 0 | 0 | 0 | 17.0765 | 0 | 0 | 365.4372 | 17.0765 | 0
2647 | 0 | 0 | 2.7 | 0 | 0 | 0 | 0 | 0 | 77.5152 | 0 | 0 | 0 | 0 | 0 | 0 | 365.44 | 91412.23 | 0 | 0 | 0 | 1.0165 | 0 | 0 | 94.98 | 17.08 | 0 | 0 | 79.3203 | 1.9062 | 0 | 0 | 0 | 0 | 0 | 17.0765 | 0 | 0 | 365.4372 | 17.0765 | 0
2648 | 20.98 | 903.98 | 2.15 | 0 | 0 | 0 | 0 | 1.02 | 0 | 0.99 | 0 | 0 | 0 | 837.67 | 220.93 | 0 | 91633.16 | 0 | 0 | 1.26 | 0 | 0.37 | 0 | 79.36 | 17.08 | 0 | 0 | 83.3365 | 3.8124 | 0 | 0 | 0 | 0 | 0 | 17.0765 | 0 | 0 | 365.4372 | 17.0765 | 0
2649 | 33.39 | 1296.19 | 1.61 | 0 | 0 | 0 | 0 | 0 | 0 | 0.99 | 0 | 0 | 0 | 1237.89 | 501.09 | 0 | 92134.25 | 0 | 0 | 1.22 | 0 | 0.99 | 0 | 68.96 | 17.08 | 0 | 0 | 86.3487 | 5.7186 | 0 | 0 | 0 | 0 | 0 | 17.0765 | 0 | 0 | 365.4372 | 17.0765 | 0
2650 | 37.81 | 1417.93 | 1.23 | 0 | 0 | 0 | 0 | 0.74 | 0 | 1.7 | 0 | 0 | 0 | 1362.86 | 588.56 | 0 | 92722.82 | 0 | 0 | 1.2 | 0 | 1.7 | 0 | 60.89 | 17.08 | 0 | 0 | 88.3568 | 3.8124 | 0 | 0 | 0 | 0 | 0 | 17.0765 | 0 | 0 | 365.4372 | 17.0765 | 0
2651 | 43.32 | 1558.15 | 1 | 0 | 0 | 0 | 0 | 91.54 | 0 | 89.94 | 0 | 0 | 0 | 1377.96 | 599.13 | 0 | 93321.95 | 0 | 0 | 1.18 | 0 | 2.47 | 39.62 | 91.85 | 17.08 | 0 | 0 | 88.3568 | 3.8124 | 0 | 0 | 0 | 0 | 0 | 17.0765 | 0 | 0 | 365.4372 | 17.0765 | 0
2652 | 45.49 | 1610.26 | 0.94 | 0 | 0 | 0 | 0 | 146.68 | 0 | 231.34 | 0 | 0 | 0 | 1377.96 | 599.13 | 0 | 93921.08 | 0 | 0 | 1.19 | 0 | 3.42 | 39.7 | 126.12 | 17.08 | 0 | 0 | 87.3527 | 3.8124 | 0 | 0 | 0 | 0 | 0 | 17.0765 | 0 | 0 | 365.4372 | 17.0765 | 0
2653 | 46.73 | 1639.5 | 1.04 | 0 | 0 | 0 | 0 | 157.14 | 0 | 382.82 | 0 | 0 | 0 | 1377.96 | 599.13 | 0 | 94520.22 | 0 | 0 | 1.2 | 0 | 4.47 | 40.31 | 162.6 | 17.08 | 20.56 | 0 | 85.3446 | 4.7655 | 0 | 0 | 0 | 0 | 0 | 17.0765 | 0 | 0 | 365.4372 | 17.0765 | 0
2654 | 47.47 | 1656.62 | 1.26 | 0 | 0 | 0 | 0 | 0 | 0 | 382.82 | 0 | 0 | 0 | 1377.96 | 599.13 | 0 | 95119.35 | 0 | 0 | 1.18 | 0 | 5.52 | 39.49 | 198.95 | 17.08 | 197.62 | 0 | 84.3406 | 4.7655 | 0 | 0 | 0 | 0 | 0 | 17.0765 | 0 | 0 | 365.4372 | 17.0765 | 0
2655 | 46.58 | 1635.91 | 1.45 | 0 | 0 | 0 | 0 | 157.14 | 0 | 534.3 | 0 | 0 | 0 | 1377.96 | 599.13 | 0 | 95718.48 | 0 | 0 | 1.13 | 0 | 6.53 | 0 | 197.67 | 17.08 | 58.61 | 0 | 84.3406 | 4.7655 | 0 | 0 | 0 | 0 | 0 | 17.0765 | 0 | 0 | 365.4372 | 17.0765 | 0
2656 | 45.9 | 1620.14 | 1.46 | 0 | 0 | 0 | 0 | 157.14 | 0 | 685.78 | 0 | 0 | 0 | 1377.96 | 599.13 | 0 | 96317.61 | 0 | 0 | 1.12 | 0 | 7.55 | 37.52 | 232.43 | 17.08 | 4.67 | 0 | 84.3406 | 4.7655 | 0 | 0 | 0 | 0 | 0 | 17.0765 | 0 | 0 | 365.4372 | 17.0765 | 0
2657 | 45.28 | 1605.46 | 1.37 | 0 | 0 | 0 | 0 | 143.19 | 0 | 823.82 | 0 | 0 | 0 | 1377.96 | 599.13 | 0 | 96916.75 | 0 | 0 | 1.13 | 0 | 8.59 | 37.78 | 267.66 | 17.08 | 0 | 0 | 86.3487 | 5.7186 | 0 | 0 | 0 | 0 | 0 | 17.0765 | 0 | 0 | 365.4372 | 17.0765 | 0
2658 | 50.69 | 1728.89 | 1.17 | 0 | 0 | 0 | 0 | 128.48 | 0 | 947.67 | 0 | 0 | 0 | 1377.96 | 599.13 | 0 | 97515.88 | 0 | 0 | 1.12 | 0 | 9.49 | 28.86 | 292 | 17.08 | 149.3 | 0 | 88.3568 | 6.6717 | 0 | 0 | 0 | 0 | 0 | 17.0765 | 0 | 0 | 365.4372 | 17.0765 | 0
2659 | 25.14 | 1044.96 | 0.91 | 0 | 0 | 0 | 0 | 0 | 0 | 947.67 | 0 | 0 | 0 | 969.83 | 313.45 | 0 | 97829.33 | 0 | 0 | 1.13 | 0 | 10.18 | 0 | 284.61 | 17.08 | 0 | 0 | 93.377 | 6.6717 | 0 | 0 | 0 | 0 | 0 | 17.0765 | 0 | 0 | 365.4372 | 17.0765 | 0
2660 | 0 | 0 | 0.69 | 0 | 0 | 0 | 0 | 0 | 104.4301 | 839.34 | 0 | 0 | 0 | 0 | 0 | 365.44 | 97463.89 | 0 | 0 | 0 | 0 | 9.7 | 0 | 275.58 | 17.08 | 0 | 0 | 99.4014 | 5.7186 | 0 | 0 | 0 | 0 | 0 | 17.0765 | 0 | 0 | 365.4372 | 17.0765 | 0
2661 | 0 | 0 | 0.48 | 0 | 0 | 0 | 0 | 0 | 104.6904 | 730.74 | 0 | 0 | 0 | 0 | 0 | 365.44 | 97098.45 | 0 | 0 | 0 | 0 | 9.11 | 0 | 264.39 | 17.08 | 0 | 0 | 100.4054 | 4.7655 | 0 | 0 | 0 | 0 | 0 | 17.0765 | 0 | 0 | 365.4372 | 17.0765 | 0
2662 | 0 | 0 | 0.27 | 0 | 0 | 0 | 0 | 0 | 96.9206 | 630.2 | 0 | 0 | 0 | 0 | 0 | 365.44 | 96733.01 | 0 | 0 | 0 | 0 | 8.44 | 0 | 251.68 | 17.08 | 0 | 0 | 93.377 | 3.8124 | 0 | 0 | 0 | 0 | 0 | 17.0765 | 0 | 0 | 365.4372 | 17.0765 | 0
2663 | 0 | 0 | 0.15 | 0 | 0 | 0 | 0 | 0 | 72.3482 | 555.15 | 0 | 0 | 0 | 0 | 0 | 392.44 | 96340.57 | 27.01 | 12.6947 | 0 | 0 | 7.72 | 0 | 237.94 | 17.08 | 0 | 0 | 82.3324 | 2.8593 | 0 | 0 | 0 | 0 | 0 | 17.0765 | 0 | 0 | 365.4372 | 17.0765 | 0
2664 | 0 | 0 | 0.13 | 0 | 0 | 0 | 0 | 0 | 75.192 | 477.15 | 0 | 0 | 0 | 0 | 0 | 367.3 | 95973.27 | 1.86 | 0.8742 | 0 | 0 | 7 | 0 | 224.34 | 17.08 | 0 | 0 | 74.3 | 1.9062 | 0 | 0 | 0 | 0 | 0 | 17.0765 | 0 | 0 | 365.4372 | 17.0765 | 0
2665 | 0 | 0 | 0.13 | 0 | 0 | 0 | 0 | 0 | 57.4062 | 417.59 | 0 | 0 | 0 | 0 | 0 | 392.44 | 95580.83 | 27.01 | 12.6947 | 0 | 0 | 6.35 | 0 | 211.91 | 17.08 | 0 | 0 | 69.2797 | 0.95311 | 0 | 0 | 0 | 0 | 0 | 17.0765 | 0 | 0 | 365.4372 | 17.0765 | 0
2666 | 0 | 0 | 0.13 | 0 | 0 | 0 | 0 | 0 | 53.4538 | 362.15 | 0 | 0 | 0 | 0 | 0 | 392.44 | 95188.38 | 27.01 | 12.6947 | 0 | 0 | 5.61 | 0 | 197.91 | 17.08 | 0 | 0 | 66.2676 | 0 | 0 | 0 | 0 | 0 | 0 | 17.0765 | 0 | 0 | 365.4372 | 17.0765 | 0
2667 | 0 | 0 | 0.14 | 0 | 0 | 0 | 0 | 0 | 65.1278 | 294.59 | 0 | 0 | 0 | 0 | 0 | 365.44 | 94822.95 | 0 | 0 | 0 | 0 | 4.73 | 0 | 181.13 | 17.08 | 0 | 0 | 65.2635 | 0 | 0 | 0 | 0 | 0 | 0 | 17.0765 | 0 | 0 | 365.4372 | 17.0765 | 0
2668 | 0 | 0 | 0.12 | 0 | 0 | 0 | 0 | 0 | 66.1497 | 225.97 | 0 | 0 | 0 | 0 | 0 | 365.44 | 94457.51 | 0 | 0 | 0 | 0 | 3.8 | 0 | 163.42 | 17.08 | 0 | 0 | 66.2676 | 0 | 0 | 0 | 0 | 0 | 0 | 17.0765 | 0 | 0 | 365.4372 | 17.0765 | 0
2669 | 0 | 0 | 0.09 | 0 | 0 | 0 | 0 | 0 | 58.5052 | 165.28 | 0 | 0 | 0 | 0 | 0 | 392.44 | 94065.07 | 27.01 | 12.6947 | 0 | 0 | 2.89 | 0 | 146.2 | 17.08 | 0 | 0 | 71.2878 | 0 | 0 | 0 | 0 | 0 | 0 | 17.0765 | 0 | 0 | 365.4372 | 17.0765 | 0
2670 | 0 | 0 | 0.08 | 0 | 0 | 0 | 0 | 0 | 77.1875 | 85.21 | 0 | 0 | 0 | 0 | 0 | 365.44 | 93699.63 | 0 | 0 | 0 | 0 | 1.96 | 0 | 128.55 | 17.08 | 0 | 0 | 76.3081 | 0.95311 | 0 | 0 | 0 | 0 | 0 | 17.0765 | 0 | 0 | 365.4372 | 17.0765 | 0
2671 | 0 | 0 | 0.08 | 0 | 0 | 0 | 0 | 0 | 82.1424 | 0 | 0 | 0 | 0 | 0 | 0 | 365.44 | 93334.19 | 0 | 0 | 0 | 1.0165 | 0 | 0 | 111.5 | 17.08 | 0 | 0 | 81.3284 | 1.9062 | 0 | 0 | 0 | 0 | 0 | 17.0765 | 0 | 0 | 365.4372 | 17.0765 | 0
2672 | 18.83 | 827.09 | 0.08 | 0 | 0 | 0 | 0 | 1.02 | 0 | 0.99 | 0 | 0 | 0 | 753.55 | 162.05 | 0 | 93496.24 | 0 | 0 | 1.26 | 0 | 0.37 | 0 | 95.88 | 17.08 | 0 | 0 | 86.3487 | 3.8124 | 0 | 0 | 0 | 0 | 0 | 17.0765 | 0 | 0 | 365.4372 | 17.0765 | 0
2673 | 30.77 | 1220.16 | 0.08 | 0 | 0 | 0 | 0 | 0 | 0 | 0.99 | 0 | 0 | 0 | 1154.71 | 442.86 | 0 | 93939.1 | 0 | 0 | 1.22 | 0 | 0.99 | 0 | 85.48 | 17.08 | 0 | 0 | 89.3608 | 5.7186 | 0 | 0 | 0 | 0 | 0 | 17.0765 | 0 | 0 | 365.4372 | 17.0765 | 0
2674 | 35.9 | 1366.38 | 0.11 | 0 | 0 | 0 | 0 | 0.74 | 0 | 1.7 | 0 | 0 | 0 | 1305.27 | 548.25 | 0 | 94487.35 | 0 | 0 | 1.2 | 0 | 1.7 | 0 | 77.4 | 17.08 | 0 | 0 | 91.3689 | 3.8124 | 0 | 0 | 0 | 0 | 0 | 17.0765 | 0 | 0 | 365.4372 | 17.0765 | 0
2675 | 41.1 | 1503.03 | 0.35 | 0 | 0 | 0 | 0 | 69.16 | 0 | 68.37 | 0 | 0 | 0 | 1377.96 | 599.13 | 0 | 95086.48 | 0 | 0 | 1.18 | 0 | 2.47 | 0 | 70.72 | 17.08 | 0 | 0 | 92.373 | 3.8124 | 0 | 0 | 0 | 0 | 0 | 17.0765 | 0 | 0 | 365.4372 | 17.0765 | 0
2676 | 43.74 | 1568.37 | 0.96 | 0 | 0 | 0 | 0 | 112.3 | 0 | 176.63 | 0 | 0 | 0 | 1377.96 | 599.13 | 0 | 95685.61 | 0 | 0 | 1.19 | 0 | 3.42 | 26.44 | 92.4 | 17.08 | 0 | 0 | 91.3689 | 3.8124 | 0 | 0 | 0 | 0 | 0 | 17.0765 | 0 | 0 | 365.4372 | 17.0765 | 0
2677 | 45.35 | 1607.12 | 1.91 | 0 | 0 | 0 | 0 | 139.78 | 0 | 311.38 | 0 | 0 | 0 | 1377.96 | 599.13 | 0 | 96284.75 | 0 | 0 | 1.2 | 0 | 4.47 | 40.31 | 128.88 | 17.08 | 0 | 0 | 90.3649 | 4.7655 | 0 | 0 | 0 | 0 | 0 | 17.0765 | 0 | 0 | 365.4372 | 17.0765 | 0
2678 | 46.64 | 1637.3 | 3.31 | 0 | 0 | 0 | 0 | 153.44 | 0 | 459.3 | 0 | 0 | 0 | 1377.96 | 599.13 | 0 | 96883.88 | 0 | 0 | 1.18 | 0 | 5.52 | 39.49 | 165.23 | 17.08 | 21.05 | 0 | 89.3608 | 4.7655 | 0 | 0 | 0 | 0 | 0 | 17.0765 | 0 | 0 | 365.4372 | 17.0765 | 0
2679 | 45.46 | 1609.68 | 5.44 | 0 | 0 | 0 | 0 | 149.34 | 0 | 603.26 | 0 | 0 | 0 | 1377.96 | 599.13 | 0 | 97483.01 | 0 | 0 | 1.13 | 0 | 6.53 | 38.02 | 200.06 | 17.08 | 0 | 0 | 89.3608 | 4.7655 | 0 | 0 | 0 | 0 | 0 | 17.0765 | 0 | 0 | 365.4372 | 17.0765 | 0
2680 | 43.68 | 1566.95 | 6.92 | 0 | 0 | 0 | 0 | 157.14 | 13.7852 | 740.44 | 0 | 0 | 0 | 1377.96 | 599.13 | 0 | 98082.15 | 0 | 0 | 1.12 | 0 | 7.55 | 0 | 199.18 | 17.08 | 0 | 0 | 90.3649 | 4.7655 | 0 | 0 | 0 | 0 | 0 | 17.0765 | 0 | 0 | 365.4372 | 17.0765 | 0
2681 | 40.93 | 1498.63 | 7.41 | 0 | 0 | 0 | 0 | 70.79 | 0 | 808.68 | 0 | 0 | 0 | 1377.96 | 599.13 | 0 | 98681.28 | 0 | 0 | 1.13 | 0 | 8.59 | 0 | 198.52 | 17.08 | 0 | 0 | 91.3689 | 5.7186 | 0 | 0 | 0 | 0 | 0 | 17.0765 | 0 | 0 | 365.4372 | 17.0765 | 0
2682 | 45.39 | 1608.04 | 7.42 | 0 | 0 | 0 | 0 | 144.18 | 0 | 947.67 | 0 | 0 | 0 | 1377.96 | 599.13 | 0 | 99280.41 | 0 | 0 | 1.12 | 0 | 9.49 | 37.55 | 231.11 | 17.08 | 0 | 0 | 93.377 | 6.6717 | 0 | 0 | 0 | 0 | 0 | 17.0765 | 0 | 0 | 365.4372 | 17.0765 | 0
2683 | 19.1 | 837.12 | 6.71 | 0 | 0 | 0 | 0 | 0 | 0 | 947.67 | 0 | 0 | 0 | 757.74 | 164.98 | 0 | 99445.39 | 0 | 0 | 1.13 | 0 | 10.18 | 0 | 223.72 | 17.08 | 0 | 0 | 97.3933 | 6.6717 | 0 | 0 | 0 | 0 | 0 | 17.0765 | 0 | 0 | 365.4372 | 17.0765 | 0
2684 | 0 | 0 | 5.64 | 0 | 0 | 0 | 0 | 0 | 102.4925 | 841.35 | 0 | 0 | 0 | 0 | 0 | 365.44 | 99079.95 | 0 | 0 | 0 | 0 | 9.7 | 0 | 214.69 | 17.08 | 0 | 0 | 102.4135 | 5.7186 | 0 | 0 | 0 | 0 | 0 | 17.0765 | 0 | 0 | 365.4372 | 17.0765 | 0
2685 | 0 | 0 | 4.65 | 0 | 0 | 0 | 0 | 0 | 103.5336 | 733.95 | 0 | 0 | 0 | 0 | 0 | 365.44 | 98714.52 | 0 | 0 | 0 | 0 | 9.11 | 0 | 203.5 | 17.08 | 0 | 0 | 103.4176 | 4.7655 | 0 | 0 | 0 | 0 | 0 | 17.0765 | 0 | 0 | 365.4372 | 17.0765 | 0
2686 | 0 | 0 | 4.41 | 0 | 0 | 0 | 0 | 0 | 95.7927 | 634.58 | 0 | 0 | 0 | 0 | 0 | 365.44 | 98349.08 | 0 | 0 | 0 | 0 | 8.44 | 0 | 190.8 | 17.08 | 0 | 0 | 96.3892 | 3.8124 | 0 | 0 | 0 | 0 | 0 | 17.0765 | 0 | 0 | 365.4372 | 17.0765 | 0
2687 | 0 | 0 | 4.66 | 0 | 0 | 0 | 0 | 0 | 83.5499 | 547.91 | 0 | 0 | 0 | 0 | 0 | 365.44 | 97983.64 | 0 | 0 | 0 | 0 | 7.72 | 0 | 177.06 | 17.08 | 0 | 0 | 85.3446 | 2.8593 | 0 | 0 | 0 | 0 | 0 | 17.0765 | 0 | 0 | 365.4372 | 17.0765 | 0
2688 | 0 | 0 | 4.96 | 0 | 0 | 0 | 0 | 0 | 61.5707 | 484.04 | 0 | 0 | 0 | 0 | 0 | 392.44 | 97591.2 | 27.01 | 12.6947 | 0 | 0 | 7 | 0 | 163.46 | 17.08 | 0 | 0 | 77.3122 | 1.9062 | 0 | 0 | 0 | 0 | 0 | 17.0765 | 0 | 0 | 365.4372 | 17.0765 | 0
2689 | 0 | 0 | 5.08 | 0 | 0 | 0 | 0 | 0 | 61.2911 | 420.46 | 0 | 0 | 0 | 0 | 0 | 380.06 | 97211.14 | 14.62 | 6.8714 | 0 | 0 | 6.35 | 0 | 151.02 | 17.08 | 0 | 0 | 72.2919 | 0.95311 | 0 | 0 | 0 | 0 | 0 | 17.0765 | 0 | 0 | 365.4372 | 17.0765 | 0
2690 | 0 | 0 | 5.02 | 0 | 0 | 0 | 0 | 0 | 64.2602 | 353.8 | 0 | 0 | 0 | 0 | 0 | 365.44 | 96845.7 | 0 | 0 | 0 | 0 | 5.61 | 0 | 137.02 | 17.08 | 0 | 0 | 69.2797 | 0 | 0 | 0 | 0 | 0 | 0 | 17.0765 | 0 | 0 | 365.4372 | 17.0765 | 0
2691 | 0 | 0 | 4.92 | 0 | 0 | 0 | 0 | 0 | 63.3541 | 288.08 | 0 | 0 | 0 | 0 | 0 | 365.44 | 96480.26 | 0 | 0 | 0 | 0 | 4.73 | 0 | 120.25 | 17.08 | 0 | 0 | 68.2757 | 0 | 0 | 0 | 0 | 0 | 0 | 17.0765 | 0 | 0 | 365.4372 | 17.0765 | 0
2692 | 0 | 0 | 4.25 | 0 | 0 | 0 | 0 | 0 | 52.3452 | 233.79 | 0 | 0 | 0 | 0 | 0 | 392.44 | 96087.82 | 27.01 | 12.6947 | 0 | 0 | 3.8 | 0 | 102.53 | 17.08 | 0 | 0 | 69.2797 | 0 | 0 | 0 | 0 | 0 | 0 | 17.0765 | 0 | 0 | 365.4372 | 17.0765 | 0
2693 | 0 | 0 | 3.43 | 0 | 0 | 0 | 0 | 0 | 68.8682 | 162.35 | 0 | 0 | 0 | 0 | 0 | 365.44 | 95722.38 | 0 | 0 | 0 | 0 | 2.89 | 0 | 85.31 | 17.08 | 0 | 0 | 72.2919 | 0 | 0 | 0 | 0 | 0 | 0 | 17.0765 | 0 | 0 | 365.4372 | 17.0765 | 0
2694 | 0 | 0 | 2.74 | 0 | 0 | 0 | 0 | 0 | 75.5294 | 84 | 0 | 0 | 0 | 0 | 0 | 365.44 | 95356.95 | 0 | 0 | 0 | 0 | 1.96 | 0 | 67.66 | 17.08 | 0 | 0 | 77.3122 | 0.95311 | 0 | 0 | 0 | 0 | 0 | 17.0765 | 0 | 0 | 365.4372 | 17.0765 | 0
2695 | 0 | 0 | 2.25 | 0 | 0 | 0 | 0 | 0 | 80.976 | 0 | 0 | 0 | 0 | 0 | 0 | 365.44 | 94991.51 | 0 | 0 | 0 | 1.0165 | 0 | 0 | 50.61 | 17.08 | 0 | 0 | 82.3324 | 1.9062 | 0 | 0 | 0 | 0 | 0 | 17.0765 | 0 | 0 | 365.4372 | 17.0765 | 0
2696 | 20.89 | 900.91 | 1.89 | 0 | 0 | 0 | 0 | 1.02 | 0 | 0.99 | 0 | 0 | 0 | 830.24 | 215.73 | 0 | 95207.24 | 0 | 0 | 1.26 | 0 | 0.37 | 0 | 34.99 | 17.08 | 0 | 0 | 87.3527 | 3.8124 | 0 | 0 | 0 | 0 | 0 | 17.0765 | 0 | 0 | 365.4372 | 17.0765 | 0
2697 | 30.6 | 1214.93 | 1.6 | 0 | 0 | 0 | 0 | 0 | 0 | 0.99 | 0 | 0 | 0 | 1149.83 | 439.44 | 0 | 95646.68 | 0 | 0 | 1.22 | 0 | 0.99 | 0 | 24.59 | 17.08 | 0 | 0 | 90.3649 | 5.7186 | 0 | 0 | 0 | 0 | 0 | 17.0765 | 0 | 0 | 365.4372 | 17.0765 | 0
2698 | 37.31 | 1404.61 | 1.38 | 0 | 0 | 0 | 0 | 0.74 | 0 | 1.7 | 0 | 0 | 0 | 1345.18 | 576.19 | 0 | 96222.87 | 0 | 0 | 1.2 | 0 | 1.7 | 0 | 16.51 | 17.08 | 0 | 0 | 92.373 | 3.8124 | 0 | 0 | 0 | 0 | 0 | 17.0765 | 0 | 0 | 365.4372 | 17.0765 | 0
2699 | 43.19 | 1555.11 | 1.19 | 0 | 0 | 0 | 0 | 69.67 | 0 | 68.86 | 0 | 0 | 0 | 1377.96 | 599.13 | 0 | 96822 | 0 | 0 | 1.18 | 0 | 2.47 | 39.62 | 47.48 | 17.08 | 13.87 | 0 | 93.377 | 3.8124 | 0 | 0 | 0 | 0 | 0 | 17.0765 | 0 | 0 | 365.4372 | 17.0765 | 0
2700 | 46.39 | 1631.56 | 1.02 | 0 | 0 | 0 | 0 | 157.14 | 0 | 220.34 | 0 | 0 | 0 | 1377.96 | 599.13 | 0 | 97421.13 | 0 | 0 | 1.19 | 0 | 3.42 | 39.7 | 81.75 | 17.08 | 6.82 | 0 | 92.373 | 3.8124 | 0 | 0 | 0 | 0 | 0 | 17.0765 | 0 | 0 | 365.4372 | 17.0765 | 0
2701 | 48.54 | 1680.99 | 0.92 | 0 | 0 | 0 | 0 | 157.14 | 0 | 371.82 | 0 | 0 | 0 | 1377.96 | 599.13 | 0 | 98020.27 | 0 | 0 | 1.2 | 0 | 4.47 | 40.31 | 118.23 | 17.08 | 57.7 | 0 | 91.3689 | 4.7655 | 0 | 0 | 0 | 0 | 0 | 17.0765 | 0 | 0 | 365.4372 | 17.0765 | 0
2702 | 50.03 | 1714.36 | 0.88 | 0 | 0 | 0 | 0 | 157.14 | 0 | 523.3 | 0 | 0 | 0 | 1377.96 | 599.13 | 0 | 98619.4 | 0 | 0 | 1.18 | 0 | 5.52 | 39.49 | 154.58 | 17.08 | 94.38 | 0 | 90.3649 | 4.7655 | 0 | 0 | 0 | 0 | 0 | 17.0765 | 0 | 0 | 365.4372 | 17.0765 | 0
2703 | 48.33 | 1676.29 | 0.9 | 0 | 0 | 0 | 0 | 157.14 | 0 | 674.78 | 0 | 0 | 0 | 1377.96 | 599.13 | 0 | 99218.53 | 0 | 0 | 1.13 | 0 | 6.53 | 38.02 | 189.41 | 17.08 | 56.14 | 0 | 90.3649 | 4.7655 | 0 | 0 | 0 | 0 | 0 | 17.0765 | 0 | 0 | 365.4372 | 17.0765 | 0
2704 | 46.69 | 1638.48 | 0.9 | 0 | 0 | 0 | 0 | 0 | 0 | 674.78 | 0 | 0 | 0 | 1377.96 | 599.13 | 0 | 99817.66 | 0 | 0 | 1.12 | 0 | 7.55 | 37.52 | 224.17 | 17.08 | 173.34 | 0 | 91.3689 | 4.7655 | 0 | 0 | 0 | 0 | 0 | 17.0765 | 0 | 0 | 365.4372 | 17.0765 | 0
2705 | 44.85 | 1595.09 | 0.96 | 0 | 0 | 0 | 0 | 125.94 | 0 | 796.19 | 0 | 0 | 0 | 1377.96 | 599.13 | 0 | 100416.8 | 0 | 0 | 1.13 | 0 | 8.59 | 37.78 | 259.41 | 17.08 | 0 | 0 | 92.373 | 5.7186 | 0 | 0 | 0 | 0 | 0 | 17.0765 | 0 | 0 | 365.4372 | 17.0765 | 0
2706 | 49.85 | 1710.38 | 1.03 | 0 | 0 | 0 | 0 | 157.14 | 0 | 947.67 | 0 | 0 | 0 | 1377.96 | 599.13 | 0 | 101015.93 | 0 | 0 | 1.12 | 0 | 9.49 | 37.55 | 292 | 17.08 | 86.44 | 0 | 94.3811 | 6.6717 | 0 | 0 | 0 | 0 | 0 | 17.0765 | 0 | 0 | 365.4372 | 17.0765 | 0
2707 | 22.52 | 957.37 | 1.1 | 0 | 0 | 0 | 0 | 0 | 0 | 947.67 | 0 | 0 | 0 | 874.79 | 246.92 | 0 | 101262.85 | 0 | 0 | 1.13 | 0 | 10.18 | 0 | 284.61 | 17.08 | 0 | 0 | 98.3973 | 6.6717 | 0 | 0 | 0 | 0 | 0 | 17.0765 | 0 | 0 | 365.4372 | 17.0765 | 0
2708 | 0 | 0 | 1.12 | 0 | 0 | 0 | 0 | 0 | 108.0162 | 835.62 | 0 | 0 | 0 | 0 | 0 | 365.44 | 100897.41 | 0 | 0 | 0 | 0 | 9.7 | 0 | 275.58 | 17.08 | 0 | 0 | 103.4176 | 5.7186 | 0 | 0 | 0 | 0 | 0 | 17.0765 | 0 | 0 | 365.4372 | 17.0765 | 0
2709 | 0 | 0 | 1.09 | 0 | 0 | 0 | 0 | 0 | 95.4071 | 736.66 | 0 | 0 | 0 | 0 | 0 | 392.44 | 100504.97 | 27.01 | 12.6947 | 0 | 0 | 9.11 | 0 | 264.39 | 17.08 | 0 | 0 | 104.4216 | 4.7655 | 0 | 0 | 0 | 0 | 0 | 17.0765 | 0 | 0 | 365.4372 | 17.0765 | 0
2710 | 0 | 0 | 0.97 | 0 | 0 | 0 | 0 | 0 | 100.2367 | 632.68 | 0 | 0 | 0 | 0 | 0 | 365.44 | 100139.53 | 0 | 0 | 0 | 0 | 8.44 | 0 | 251.68 | 17.08 | 0 | 0 | 97.3933 | 3.8124 | 0 | 0 | 0 | 0 | 0 | 17.0765 | 0 | 0 | 365.4372 | 17.0765 | 0
2711 | 0 | 0 | 0.76 | 0 | 0 | 0 | 0 | 0 | 75.7608 | 554.09 | 0 | 0 | 0 | 0 | 0 | 392.44 | 99747.09 | 27.01 | 12.6947 | 0 | 0 | 7.72 | 0 | 237.94 | 17.08 | 0 | 0 | 86.3487 | 2.8593 | 0 | 0 | 0 | 0 | 0 | 17.0765 | 0 | 0 | 365.4372 | 17.0765 | 0
2712 | 0 | 0 | 0.61 | 0 | 0 | 0 | 0 | 0 | 65.9183 | 485.71 | 0 | 0 | 0 | 0 | 0 | 392.44 | 99354.64 | 27.01 | 12.6947 | 0 | 0 | 7 | 0 | 224.34 | 17.08 | 0 | 0 | 77.3122 | 1.9062 | 0 | 0 | 0 | 0 | 0 | 17.0765 | 0 | 0 | 365.4372 | 17.0765 | 0
2713 | 0 | 0 | 0.56 | 0 | 0 | 0 | 0 | 0 | 61.0019 | 422.43 | 0 | 0 | 0 | 0 | 0 | 392.44 | 98962.2 | 27.01 | 12.6947 | 0 | 0 | 6.35 | 0 | 211.91 | 17.08 | 0 | 0 | 73.296 | 0.95311 | 0 | 0 | 0 | 0 | 0 | 17.0765 | 0 | 0 | 365.4372 | 17.0765 | 0
2714 | 0 | 0 | 0.59 | 0 | 0 | 0 | 0 | 0 | 65.2242 | 354.77 | 0 | 0 | 0 | 0 | 0 | 372.8 | 98589.4 | 7.36 | 3.4592 | 0 | 0 | 5.61 | 0 | 197.91 | 17.08 | 0 | 0 | 69.2797 | 0 | 0 | 0 | 0 | 0 | 0 | 17.0765 | 0 | 0 | 365.4372 | 17.0765 | 0
2715 | 0 | 0 | 0.67 | 0 | 0 | 0 | 0 | 0 | 67.6053 | 284.64 | 0 | 0 | 0 | 0 | 0 | 365.44 | 98223.96 | 0 | 0 | 0 | 0 | 4.73 | 0 | 181.13 | 17.08 | 0 | 0 | 68.2757 | 0 | 0 | 0 | 0 | 0 | 0 | 17.0765 | 0 | 0 | 365.4372 | 17.0765 | 0
2716 | 0 | 0 | 0.82 | 0 | 0 | 0 | 0 | 0 | 68.4633 | 213.62 | 0 | 0 | 0 | 0 | 0 | 365.44 | 97858.52 | 0 | 0 | 0 | 0 | 3.8 | 0 | 163.42 | 17.08 | 0 | 0 | 69.2797 | 0 | 0 | 0 | 0 | 0 | 0 | 17.0765 | 0 | 0 | 365.4372 | 17.0765 | 0
2717 | 0 | 0 | 1.04 | 0 | 0 | 0 | 0 | 0 | 59.5656 | 151.83 | 0 | 0 | 0 | 0 | 0 | 392.44 | 97466.08 | 27.01 | 12.6947 | 0 | 0 | 2.89 | 0 | 146.2 | 17.08 | 0 | 0 | 73.296 | 0 | 0 | 0 | 0 | 0 | 0 | 17.0765 | 0 | 0 | 365.4372 | 17.0765 | 0
2718 | 0 | 0 | 1.2 | 0 | 0 | 0 | 0 | 0 | 77.0622 | 71.89 | 0 | 0 | 0 | 0 | 0 | 365.44 | 97100.64 | 0 | 0 | 0 | 0 | 1.96 | 0 | 128.55 | 17.08 | 0 | 0 | 77.3122 | 0.95311 | 0 | 0 | 0 | 0 | 0 | 17.0765 | 0 | 0 | 365.4372 | 17.0765 | 0
2719 | 0 | 0 | 1.23 | 0 | 0 | 0 | 0 | 0 | 69.302 | 0 | 0 | 0 | 0 | 0 | 0 | 392.44 | 96708.2 | 27.01 | 12.6947 | 0 | 1.0165 | 0 | 0 | 111.5 | 17.08 | 0 | 0 | 82.3324 | 1.9062 | 0 | 0 | 0 | 0 | 0 | 17.0765 | 0 | 0 | 365.4372 | 17.0765 | 0
2720 | 20.22 | 877.23 | 1.22 | 0 | 0 | 0 | 0 | 1.02 | 0 | 0.99 | 0 | 0 | 0 | 805.22 | 198.22 | 0 | 96906.42 | 0 | 0 | 1.26 | 0 | 0.37 | 0 | 95.88 | 17.08 | 0 | 0 | 87.3527 | 3.8124 | 0 | 0 | 0 | 0 | 0 | 17.0765 | 0 | 0 | 365.4372 | 17.0765 | 0
2721 | 32.69 | 1276.31 | 1.25 | 0 | 0 | 0 | 0 | 0 | 0 | 0.99 | 0 | 0 | 0 | 1212.94 | 483.62 | 0 | 97390.04 | 0 | 0 | 1.22 | 0 | 0.99 | 0 | 85.48 | 17.08 | 0 | 0 | 90.3649 | 5.7186 | 0 | 0 | 0 | 0 | 0 | 17.0765 | 0 | 0 | 365.4372 | 17.0765 | 0
2722 | 36.91 | 1393.81 | 1.19 | 0 | 0 | 0 | 0 | 0.74 | 0 | 1.7 | 0 | 0 | 0 | 1333.78 | 568.21 | 0 | 97958.26 | 0 | 0 | 1.2 | 0 | 1.7 | 0 | 77.4 | 17.08 | 0 | 0 | 92.373 | 3.8124 | 0 | 0 | 0 | 0 | 0 | 17.0765 | 0 | 0 | 365.4372 | 17.0765 | 0
2723 | 42.36 | 1534.58 | 1.04 | 0 | 0 | 0 | 0 | 88.11 | 0 | 86.64 | 0 | 0 | 0 | 1377.96 | 599.13 | 0 | 98557.39 | 0 | 0 | 1.18 | 0 | 2.47 | 13.55 | 83.59 | 17.08 | 0 | 0 | 93.377 | 3.8124 | 0 | 0 | 0 | 0 | 0 | 17.0765 | 0 | 0 | 365.4372 | 17.0765 | 0
2724 | 44.85 | 1595.11 | 0.98 | 0 | 0 | 0 | 0 | 58.23 | 0 | 142.77 | 0 | 0 | 0 | 1377.96 | 599.13 | 0 | 99156.52 | 0 | 0 | 1.19 | 0 | 3.42 | 39.7 | 117.87 | 17.08 | 67.68 | 0 | 92.373 | 3.8124 | 0 | 0 | 0 | 0 | 0 | 17.0765 | 0 | 0 | 365.4372 | 17.0765 | 0
2725 | 46.24 | 1628.1 | 1 | 0 | 0 | 0 | 0 | 157.14 | 0 | 294.25 | 0 | 0 | 0 | 1377.96 | 599.13 | 0 | 99755.66 | 0 | 0 | 1.2 | 0 | 4.47 | 40.31 | 154.35 | 17.08 | 2.6 | 0 | 91.3689 | 4.7655 | 0 | 0 | 0 | 0 | 0 | 17.0765 | 0 | 0 | 365.4372 | 17.0765 | 0
2726 | 46.84 | 1642.07 | 1.05 | 0 | 0 | 0 | 0 | 157.14 | 0 | 445.73 | 0 | 0 | 0 | 1377.96 | 599.13 | 0 | 100354.79 | 0 | 0 | 1.18 | 0 | 5.52 | 39.49 | 190.69 | 17.08 | 19.07 | 0 | 90.3649 | 4.7655 | 0 | 0 | 0 | 0 | 0 | 17.0765 | 0 | 0 | 365.4372 | 17.0765 | 0
2727 | 45.61 | 1613.11 | 1.05 | 0 | 0 | 0 | 0 | 157.14 | 0 | 597.21 | 0 | 0 | 0 | 1377.96 | 599.13 | 0 | 100953.92 | 0 | 0 | 1.13 | 0 | 6.53 | 0 | 189.41 | 17.08 | 28.41 | 0 | 90.3649 | 4.7655 | 0 | 0 | 0 | 0 | 0 | 17.0765 | 0 | 0 | 365.4372 | 17.0765 | 0
2728 | 44.5 | 1586.76 | 0.78 | 0 | 0 | 0 | 0 | 119.31 | 0 | 712.23 | 0 | 0 | 0 | 1377.96 | 599.13 | 0 | 101553.05 | 0 | 0 | 1.12 | 0 | 7.55 | 37.52 | 224.17 | 17.08 | 0 | 0 | 91.3689 | 4.7655 | 0 | 0 | 0 | 0 | 0 | 17.0765 | 0 | 0 | 365.4372 | 17.0765 | 0
2729 | 43.33 | 1558.31 | 0.43 | 0 | 0 | 0 | 0 | 87.1 | 0 | 796.19 | 0 | 0 | 0 | 1377.96 | 599.13 | 0 | 102152.19 | 0 | 0 | 1.13 | 0 | 8.59 | 37.78 | 259.41 | 17.08 | 0 | 0 | 92.373 | 5.7186 | 0 | 0 | 0 | 0 | 0 | 17.0765 | 0 | 0 | 365.4372 | 17.0765 | 0
2730 | 48.02 | 1669.15 | 0.25 | 0 | 0 | 0 | 0 | 157.14 | 0 | 947.67 | 0 | 0 | 0 | 1377.96 | 599.13 | 0 | 102751.32 | 0 | 0 | 1.12 | 0 | 9.49 | 37.55 | 292 | 17.08 | 43.61 | 0 | 93.377 | 6.6717 | 0 | 0 | 0 | 0 | 0 | 17.0765 | 0 | 0 | 365.4372 | 17.0765 | 0
2731 | 20.5 | 887.27 | 0.19 | 0 | 0 | 0 | 0 | 0 | 0 | 947.67 | 0 | 0 | 0 | 793.97 | 190.34 | 0 | 102941.66 | 0 | 0 | 1.13 | 0 | 10.18 | 7.78 | 292 | 17.08 | 0 | 0 | 98.3973 | 6.6717 | 0 | 0 | 0 | 0 | 0 | 17.0765 | 0 | 0 | 365.4372 | 17.0765 | 0
2732 | 0 | 0 | 0.17 | 0 | 0 | 0 | 0 | 0 | 107.9584 | 835.68 | 0 | 0 | 0 | 0 | 0 | 365.44 | 102576.23 | 0 | 0 | 0 | 1.0165 | 8.64 | 0 | 282.97 | 17.08 | 0 | 0 | 103.4176 | 5.7186 | 0 | 0 | 0 | 0 | 0 | 17.0765 | 0 | 0 | 365.4372 | 17.0765 | 0
2733 | 0 | 0 | 0.15 | 0 | 0 | 0 | 0 | 0 | 95.3396 | 736.79 | 0 | 0 | 0 | 0 | 0 | 392.44 | 102183.78 | 27.01 | 12.6947 | 0 | 0 | 8.05 | 0 | 271.78 | 17.08 | 0 | 0 | 103.4176 | 4.7655 | 0 | 0 | 0 | 0 | 0 | 17.0765 | 0 | 0 | 365.4372 | 17.0765 | 0
2734 | 0 | 0 | 0.12 | 0 | 0 | 0 | 0 | 0 | 98.945 | 634.15 | 0 | 0 | 0 | 0 | 0 | 367.86 | 101815.92 | 2.42 | 1.1374 | 0 | 0 | 7.38 | 0 | 259.08 | 17.08 | 0 | 0 | 96.3892 | 3.8124 | 0 | 0 | 0 | 0 | 0 | 17.0765 | 0 | 0 | 365.4372 | 17.0765 | 0
2735 | 0 | 0 | 0.07 | 0 | 0 | 0 | 0 | 0 | 75.4426 | 555.89 | 0 | 0 | 0 | 0 | 0 | 392.44 | 101423.48 | 27.01 | 12.6947 | 0 | 0 | 6.66 | 0 | 245.34 | 17.08 | 0 | 0 | 85.3446 | 2.8593 | 0 | 0 | 0 | 0 | 0 | 17.0765 | 0 | 0 | 365.4372 | 17.0765 | 0
2736 | 0 | 0 | 0.04 | 0 | 0 | 0 | 0 | 0 | 65.4749 | 487.97 | 0 | 0 | 0 | 0 | 0 | 392.44 | 101031.04 | 27.01 | 12.6947 | 0 | 0 | 5.94 | 0 | 231.74 | 17.08 | 0 | 0 | 76.3081 | 1.9062 | 0 | 0 | 0 | 0 | 0 | 17.0765 | 0 | 0 | 365.4372 | 17.0765 | 0
2737 | 0 | 0 | 0.04 | 0 | 0 | 0 | 0 | 0 | 73.2062 | 412.02 | 0 | 0 | 0 | 0 | 0 | 365.44 | 100665.6 | 0 | 0 | 0 | 0 | 5.28 | 0 | 219.3 | 17.08 | 0 | 0 | 72.2919 | 0.95311 | 0 | 0 | 0 | 0 | 0 | 17.0765 | 0 | 0 | 365.4372 | 17.0765 | 0
2738 | 0 | 0 | 0.04 | 0 | 0 | 0 | 0 | 0 | 68.2319 | 341.24 | 0 | 0 | 0 | 0 | 0 | 365.44 | 100300.16 | 0 | 0 | 0 | 0 | 4.55 | 0 | 205.3 | 17.08 | 0 | 0 | 68.2757 | 0 | 0 | 0 | 0 | 0 | 0 | 17.0765 | 0 | 0 | 365.4372 | 17.0765 | 0
2739 | 0 | 0 | 0.06 | 0 | 0 | 0 | 0 | 0 | 54.5238 | 284.68 | 0 | 0 | 0 | 0 | 0 | 392.44 | 99907.72 | 27.01 | 12.6947 | 0 | 0 | 3.66 | 0 | 188.53 | 17.08 | 0 | 0 | 67.2716 | 0 | 0 | 0 | 0 | 0 | 0 | 17.0765 | 0 | 0 | 365.4372 | 17.0765 | 0
2740 | 0 | 0 | 0.06 | 0 | 0 | 0 | 0 | 0 | 55.5168 | 227.09 | 0 | 0 | 0 | 0 | 0 | 392.44 | 99515.27 | 27.01 | 12.6947 | 0 | 0 | 2.73 | 0 | 170.81 | 17.08 | 0 | 0 | 68.2757 | 0 | 0 | 0 | 0 | 0 | 0 | 17.0765 | 0 | 0 | 365.4372 | 17.0765 | 0
2741 | 0 | 0 | 0.07 | 0 | 0 | 0 | 0 | 0 | 71.2203 | 153.21 | 0 | 0 | 0 | 0 | 0 | 365.44 | 99149.84 | 0 | 0 | 0 | 0 | 1.83 | 0 | 153.59 | 17.08 | 0 | 0 | 71.2878 | 0 | 0 | 0 | 0 | 0 | 0 | 17.0765 | 0 | 0 | 365.4372 | 17.0765 | 0
2742 | 0 | 0 | 0.06 | 0 | 0 | 0 | 0 | 0 | 77.1971 | 73.13 | 0 | 0 | 0 | 0 | 0 | 365.44 | 98784.4 | 0 | 0 | 0 | 0 | 0.9 | 0 | 135.94 | 17.08 | 0 | 0 | 76.3081 | 0.95311 | 0 | 0 | 0 | 0 | 0 | 17.0765 | 0 | 0 | 365.4372 | 17.0765 | 0
2743 | 0 | 0 | 0.05 | 0 | 0 | 0 | 0 | 0 | 70.4973 | 0 | 0 | 0 | 0 | 0 | 0 | 392.44 | 98391.96 | 27.01 | 12.6947 | 0 | 0 | 0 | 0 | 118.89 | 17.08 | 0 | 0 | 81.3284 | 1.9062 | 0 | 0 | 0 | 0 | 0 | 17.0765 | 0 | 0 | 365.4372 | 17.0765 | 0
2744 | 10.49 | 498.39 | 0.04 | 0 | 0 | 0 | 0 | 94.13 | 0 | 90.74 | 0 | 0 | 0 | 302.37 | 0 | 153.78 | 98238.18 | 0 | 0 | 1.26 | 0 | 0.37 | 21 | 123.22 | 17.08 | 0 | 0 | 86.3487 | 3.8124 | 0 | 0 | 0 | 0 | 0 | 17.0765 | 0 | 0 | 365.4372 | 17.0765 | 0
2745 | 24.22 | 1014.75 | 0.05 | 0 | 0 | 0 | 0 | 157.14 | 0 | 242.22 | 0 | 0 | 0 | 785.59 | 184.47 | 0 | 98422.65 | 0 | 0 | 1.22 | 0 | 0.99 | 0 | 112.82 | 17.08 | 0 | 0 | 89.3608 | 5.7186 | 0 | 0 | 0 | 0 | 0 | 17.0765 | 0 | 0 | 365.4372 | 17.0765 | 0
2746 | 34.35 | 1323.48 | 0.08 | 0 | 0 | 0 | 0 | 157.14 | 0 | 393.7 | 0 | 0 | 0 | 1104.39 | 407.64 | 0 | 98830.29 | 0 | 0 | 1.2 | 0 | 1.7 | 0 | 104.74 | 17.08 | 0 | 0 | 91.3689 | 3.8124 | 0 | 0 | 0 | 0 | 0 | 17.0765 | 0 | 0 | 365.4372 | 17.0765 | 0
2747 | 40.31 | 1482.99 | 0.1 | 0 | 0 | 0 | 0 | 9.46 | 0 | 402.83 | 0 | 0 | 0 | 1377.96 | 599.13 | 0 | 99429.42 | 0 | 0 | 1.18 | 0 | 2.47 | 39.62 | 135.7 | 17.08 | 0 | 0 | 91.3689 | 3.8124 | 0 | 0 | 0 | 0 | 0 | 17.0765 | 0 | 0 | 365.4372 | 17.0765 | 0
2748 | 41.01 | 1500.83 | 0.12 | 0 | 0 | 0 | 0 | 157.14 | 0 | 554.31 | 0 | 0 | 0 | 1288.45 | 536.48 | 0 | 99965.9 | 0 | 0 | 1.19 | 0 | 3.42 | 0 | 132.27 | 17.08 | 0 | 0 | 91.3689 | 3.8124 | 0 | 0 | 0 | 0 | 0 | 17.0765 | 0 | 0 | 365.4372 | 17.0765 | 0
2749 | 40.65 | 1491.72 | 0.11 | 0 | 0 | 0 | 0 | 58.19 | 0 | 610.4 | 0 | 0 | 0 | 1377.96 | 599.13 | 0 | 100565.04 | 0 | 0 | 1.2 | 0 | 4.47 | 0 | 130.45 | 17.08 | 0 | 0 | 90.3649 | 4.7655 | 0 | 0 | 0 | 0 | 0 | 17.0765 | 0 | 0 | 365.4372 | 17.0765 | 0
2750 | 39.25 | 1455.54 | 0.09 | 0 | 0 | 0 | 0 | 21.62 | 0 | 631.24 | 0 | 0 | 0 | 1377.96 | 599.13 | 0 | 101164.17 | 0 | 0 | 1.18 | 0 | 5.52 | 0 | 129.28 | 17.08 | 0 | 0 | 89.3608 | 4.7655 | 0 | 0 | 0 | 0 | 0 | 17.0765 | 0 | 0 | 365.4372 | 17.0765 | 0
2751 | 38.15 | 1426.84 | 0.07 | 0 | 0 | 0 | 0 | 0 | 0 | 631.24 | 0 | 0 | 0 | 1331.79 | 566.81 | 0 | 101730.98 | 0 | 0 | 1.13 | 0 | 6.53 | 38.02 | 164.11 | 17.08 | 0 | 0 | 89.3608 | 4.7655 | 0 | 0 | 0 | 0 | 0 | 17.0765 | 0 | 0 | 365.4372 | 17.0765 | 0
2752 | 39.09 | 1451.36 | 0.04 | 0 | 0 | 0 | 0 | 157.14 | 0 | 782.72 | 0 | 0 | 0 | 1200.58 | 474.97 | 0 | 102205.95 | 0 | 0 | 1.12 | 0 | 7.55 | 37.52 | 198.87 | 17.08 | 0 | 0 | 89.3608 | 4.7655 | 0 | 0 | 0 | 0 | 0 | 17.0765 | 0 | 0 | 365.4372 | 17.0765 | 0
2753 | 39.85 | 1471.22 | 0.02 | 0 | 0 | 0 | 0 | 35.92 | 0 | 817.35 | 0 | 0 | 0 | 1377.96 | 599.13 | 0 | 102805.08 | 0 | 0 | 1.13 | 0 | 8.59 | 0 | 198.22 | 17.08 | 0 | 0 | 90.3649 | 5.7186 | 0 | 0 | 0 | 0 | 0 | 17.0765 | 0 | 0 | 365.4372 | 17.0765 | 0
2754 | 43.79 | 1569.51 | 0.02 | 0 | 0 | 0 | 0 | 135.19 | 0 | 947.67 | 0 | 0 | 0 | 1377.96 | 599.13 | 0 | 103404.22 | 0 | 0 | 1.12 | 0 | 9.49 | 0 | 195.14 | 17.08 | 0 | 0 | 92.373 | 6.6717 | 0 | 0 | 0 | 0 | 0 | 17.0765 | 0 | 0 | 365.4372 | 17.0765 | 0
2755 | 19.47 | 850.47 | 0.04 | 0 | 0 | 0 | 0 | 0 | 0 | 947.67 | 0 | 0 | 0 | 727.92 | 144.11 | 0 | 103548.32 | 0 | 0 | 1.13 | 0 | 10.18 | 37.87 | 223.72 | 17.08 | 0 | 0 | 96.3892 | 6.6717 | 0 | 0 | 0 | 0 | 0 | 17.0765 | 0 | 0 | 365.4372 | 17.0765 | 0
2756 | 0 | 0 | 0.09 | 0 | 0 | 0 | 0 | 0 | 107.0426 | 836.63 | 0 | 0 | 0 | 0 | 0 | 365.44 | 103182.89 | 0 | 0 | 0 | 0 | 9.7 | 0 | 214.69 | 17.08 | 0 | 0 | 101.4095 | 5.7186 | 0 | 0 | 0 | 0 | 0 | 17.0765 | 0 | 0 | 365.4372 | 17.0765 | 0
2757 | 0 | 0 | 0.14 | 0 | 0 | 0 | 0 | 0 | 94.3467 | 738.77 | 0 | 0 | 0 | 0 | 0 | 392.44 | 102790.44 | 27.01 | 12.6947 | 0 | 0 | 9.11 | 0 | 203.5 | 17.08 | 0 | 0 | 102.4135 | 4.7655 | 0 | 0 | 0 | 0 | 0 | 17.0765 | 0 | 0 | 365.4372 | 17.0765 | 0
2758 | 0 | 0 | 0.18 | 0 | 0 | 0 | 0 | 0 | 99.0221 | 636.05 | 0 | 0 | 0 | 0 | 0 | 365.44 | 102425.01 | 0 | 0 | 0 | 0 | 8.44 | 0 | 190.8 | 17.08 | 0 | 0 | 95.3851 | 3.8124 | 0 | 0 | 0 | 0 | 0 | 17.0765 | 0 | 0 | 365.4372 | 17.0765 | 0
2759 | 0 | 0 | 0.19 | 0 | 0 | 0 | 0 | 0 | 74.3148 | 558.96 | 0 | 0 | 0 | 0 | 0 | 392.44 | 102032.56 | 27.01 | 12.6947 | 0 | 0 | 7.72 | 0 | 177.06 | 17.08 | 0 | 0 | 84.3406 | 2.8593 | 0 | 0 | 0 | 0 | 0 | 17.0765 | 0 | 0 | 365.4372 | 17.0765 | 0
2760 | 0 | 0 | 0.23 | 0 | 0 | 0 | 0 | 0 | 76.985 | 479.11 | 0 | 0 | 0 | 0 | 0 | 365.44 | 101667.13 | 0 | 0 | 0 | 0 | 7 | 0 | 163.46 | 17.08 | 0 | 0 | 75.3041 | 1.9062 | 0 | 0 | 0 | 0 | 0 | 17.0765 | 0 | 0 | 365.4372 | 17.0765 | 0
2761 | 0 | 0 | 0.34 | 0 | 0 | 0 | 0 | 0 | 70.9022 | 405.56 | 0 | 0 | 0 | 0 | 0 | 365.44 | 101301.69 | 0 | 0 | 0 | 0 | 6.35 | 0 | 151.02 | 17.08 | 0 | 0 | 70.2838 | 0.95311 | 0 | 0 | 0 | 0 | 0 | 17.0765 | 0 | 0 | 365.4372 | 17.0765 | 0
2762 | 0 | 0 | 0.44 | 0 | 0 | 0 | 0 | 0 | 54.1382 | 349.39 | 0 | 0 | 0 | 0 | 0 | 392.44 | 100909.25 | 27.01 | 12.6947 | 0 | 0 | 5.61 | 0 | 137.02 | 17.08 | 0 | 0 | 67.2716 | 0 | 0 | 0 | 0 | 0 | 0 | 17.0765 | 0 | 0 | 365.4372 | 17.0765 | 0
2763 | 0 | 0 | 0.53 | 0 | 0 | 0 | 0 | 0 | 65.7352 | 281.2 | 0 | 0 | 0 | 0 | 0 | 365.44 | 100543.81 | 0 | 0 | 0 | 0 | 4.73 | 0 | 120.25 | 17.08 | 0 | 0 | 66.2676 | 0 | 0 | 0 | 0 | 0 | 0 | 17.0765 | 0 | 0 | 365.4372 | 17.0765 | 0
2764 | 0 | 0 | 0.48 | 0 | 0 | 0 | 0 | 0 | 56.876 | 222.2 | 0 | 0 | 0 | 0 | 0 | 386.53 | 100157.28 | 21.09 | 9.9123 | 0 | 0 | 3.8 | 0 | 102.53 | 17.08 | 0 | 0 | 67.2716 | 0 | 0 | 0 | 0 | 0 | 0 | 17.0765 | 0 | 0 | 365.4372 | 17.0765 | 0
2765 | 0 | 0 | 0.38 | 0 | 0 | 0 | 0 | 0 | 69.8996 | 149.69 | 0 | 0 | 0 | 0 | 0 | 365.44 | 99791.84 | 0 | 0 | 0 | 0 | 2.89 | 0 | 85.31 | 17.08 | 0 | 0 | 70.2838 | 0 | 0 | 0 | 0 | 0 | 0 | 17.0765 | 0 | 0 | 365.4372 | 17.0765 | 0
2766 | 0 | 0 | 0.29 | 0 | 0 | 0 | 0 | 0 | 63.277 | 84.05 | 0 | 0 | 0 | 0 | 0 | 392.44 | 99399.4 | 27.01 | 12.6947 | 0 | 0 | 1.96 | 0 | 67.66 | 17.08 | 0 | 0 | 75.3041 | 0.95311 | 0 | 0 | 0 | 0 | 0 | 17.0765 | 0 | 0 | 365.4372 | 17.0765 | 0
2767 | 0 | 0 | 0.19 | 0 | 0 | 0 | 0 | 0 | 81.0242 | 0 | 0 | 0 | 0 | 0 | 0 | 365.44 | 99033.96 | 0 | 0 | 0 | 1.0165 | 0 | 0 | 50.61 | 17.08 | 0 | 0 | 80.3243 | 1.9062 | 0 | 0 | 0 | 0 | 0 | 17.0765 | 0 | 0 | 365.4372 | 17.0765 | 0
2768 | 9.59 | 459.52 | 0.11 | 0 | 0 | 0 | 0 | 1.02 | 0 | 0.99 | 0 | 0 | 0 | 377.78 | 0 | 100.99 | 98932.97 | 0 | 0 | 1.26 | 0 | 0.37 | 0 | 34.99 | 17.08 | 0 | 0 | 85.3446 | 3.8124 | 0 | 0 | 0 | 0 | 0 | 17.0765 | 0 | 0 | 365.4372 | 17.0765 | 0
2769 | 23.98 | 1006.5 | 0.08 | 0 | 0 | 0 | 0 | 0 | 0 | 0.99 | 0 | 0 | 0 | 935.26 | 289.25 | 0 | 99222.21 | 0 | 0 | 1.22 | 0 | 0.99 | 0 | 24.59 | 17.08 | 0 | 0 | 88.3568 | 5.7186 | 0 | 0 | 0 | 0 | 0 | 17.0765 | 0 | 0 | 365.4372 | 17.0765 | 0
2770 | 34.73 | 1334.12 | 0.12 | 0 | 0 | 0 | 0 | 0.74 | 0 | 1.7 | 0 | 0 | 0 | 1272.86 | 525.56 | 0 | 99747.78 | 0 | 0 | 1.2 | 0 | 1.7 | 0 | 16.51 | 17.08 | 0 | 0 | 90.3649 | 3.8124 | 0 | 0 | 0 | 0 | 0 | 17.0765 | 0 | 0 | 365.4372 | 17.0765 | 0
2771 | 41.25 | 1506.89 | 0.22 | 0 | 0 | 0 | 0 | 34.42 | 0 | 34.89 | 0 | 0 | 0 | 1377.96 | 599.13 | 0 | 100346.91 | 0 | 0 | 1.18 | 0 | 2.47 | 39.62 | 47.48 | 17.08 | 0 | 0 | 91.3689 | 3.8124 | 0 | 0 | 0 | 0 | 0 | 17.0765 | 0 | 0 | 365.4372 | 17.0765 | 0
2772 | 43.97 | 1573.97 | 0.37 | 0 | 0 | 0 | 0 | 105.29 | 0 | 136.38 | 0 | 0 | 0 | 1377.96 | 599.13 | 0 | 100946.04 | 0 | 0 | 1.19 | 0 | 3.42 | 39.7 | 81.75 | 17.08 | 0 | 0 | 90.3649 | 3.8124 | 0 | 0 | 0 | 0 | 0 | 17.0765 | 0 | 0 | 365.4372 | 17.0765 | 0
2773 | 45.92 | 1620.41 | 0.59 | 0 | 0 | 0 | 0 | 153.31 | 0 | 284.18 | 0 | 0 | 0 | 1377.96 | 599.13 | 0 | 101545.17 | 0 | 0 | 1.2 | 0 | 4.47 | 40.31 | 118.23 | 17.08 | 0 | 0 | 89.3608 | 4.7655 | 0 | 0 | 0 | 0 | 0 | 17.0765 | 0 | 0 | 365.4372 | 17.0765 | 0
2774 | 47.55 | 1658.5 | 0.97 | 0 | 0 | 0 | 0 | 139.96 | 0 | 419.1 | 0 | 0 | 0 | 1377.96 | 599.13 | 0 | 102144.31 | 0 | 0 | 1.18 | 0 | 5.52 | 39.49 | 154.58 | 17.08 | 55.32 | 0 | 88.3568 | 4.7655 | 0 | 0 | 0 | 0 | 0 | 17.0765 | 0 | 0 | 365.4372 | 17.0765 | 0
2775 | 46.29 | 1629.11 | 1.51 | 0 | 0 | 0 | 0 | 157.14 | 0 | 570.58 | 0 | 0 | 0 | 1377.96 | 599.13 | 0 | 102743.44 | 0 | 0 | 1.13 | 0 | 6.53 | 38.02 | 189.41 | 17.08 | 9.54 | 0 | 88.3568 | 4.7655 | 0 | 0 | 0 | 0 | 0 | 17.0765 | 0 | 0 | 365.4372 | 17.0765 | 0
2776 | 45.03 | 1599.48 | 1.99 | 0 | 0 | 0 | 0 | 135.78 | 0 | 701.47 | 0 | 0 | 0 | 1377.96 | 599.13 | 0 | 103342.57 | 0 | 0 | 1.12 | 0 | 7.55 | 37.52 | 224.17 | 17.08 | 0 | 0 | 89.3608 | 4.7655 | 0 | 0 | 0 | 0 | 0 | 17.0765 | 0 | 0 | 365.4372 | 17.0765 | 0
2777 | 43.6 | 1565.05 | 2.55 | 0 | 0 | 0 | 0 | 98.25 | 0 | 796.19 | 0 | 0 | 0 | 1377.96 | 599.13 | 0 | 103941.71 | 0 | 0 | 1.13 | 0 | 8.59 | 37.78 | 259.41 | 17.08 | 0 | 0 | 90.3649 | 5.7186 | 0 | 0 | 0 | 0 | 0 | 17.0765 | 0 | 0 | 365.4372 | 17.0765 | 0
2778 | 48.66 | 1683.76 | 3.06 | 0 | 0 | 0 | 0 | 157.14 | 0 | 947.67 | 0 | 0 | 0 | 1377.96 | 599.13 | 0 | 104540.84 | 0 | 0 | 1.12 | 0 | 9.49 | 37.55 | 292 | 17.08 | 62.68 | 0 | 92.373 | 6.6717 | 0 | 0 | 0 | 0 | 0 | 17.0765 | 0 | 0 | 365.4372 | 17.0765 | 0
2779 | 19.45 | 849.61 | 3.39 | 0 | 0 | 0 | 0 | 0 | 0 | 947.67 | 0 | 0 | 0 | 760.47 | 166.89 | 0 | 104707.73 | 0 | 0 | 1.13 | 0 | 10.18 | 7.78 | 292 | 17.08 | 0 | 0 | 96.3892 | 6.6717 | 0 | 0 | 0 | 0 | 0 | 17.0765 | 0 | 0 | 365.4372 | 17.0765 | 0
2780 | 0 | 0 | 3.46 | 0 | 0 | 0 | 0 | 0 | 103.6686 | 840.13 | 0 | 0 | 0 | 0 | 0 | 365.44 | 104342.3 | 0 | 0 | 0 | 0 | 9.7 | 0 | 282.97 | 17.08 | 0 | 0 | 101.4095 | 5.7186 | 0 | 0 | 0 | 0 | 0 | 17.0765 | 0 | 0 | 365.4372 | 17.0765 | 0
2781 | 0 | 0 | 3.35 | 0 | 0 | 0 | 0 | 0 | 103.8324 | 732.43 | 0 | 0 | 0 | 0 | 0 | 365.44 | 103976.86 | 0 | 0 | 0 | 0 | 9.11 | 0 | 271.78 | 17.08 | 0 | 0 | 102.4135 | 4.7655 | 0 | 0 | 0 | 0 | 0 | 17.0765 | 0 | 0 | 365.4372 | 17.0765 | 0
2782 | 0 | 0 | 3.1 | 0 | 0 | 0 | 0 | 0 | 96.1012 | 632.74 | 0 | 0 | 0 | 0 | 0 | 365.44 | 103611.42 | 0 | 0 | 0 | 0 | 8.44 | 0 | 259.08 | 17.08 | 0 | 0 | 95.3851 | 3.8124 | 0 | 0 | 0 | 0 | 0 | 17.0765 | 0 | 0 | 365.4372 | 17.0765 | 0
2783 | 0 | 0 | 2.85 | 0 | 0 | 0 | 0 | 0 | 84.35 | 545.23 | 0 | 0 | 0 | 0 | 0 | 365.44 | 103245.99 | 0 | 0 | 0 | 0 | 7.72 | 0 | 245.34 | 17.08 | 0 | 0 | 84.3406 | 2.8593 | 0 | 0 | 0 | 0 | 0 | 17.0765 | 0 | 0 | 365.4372 | 17.0765 | 0
2784 | 0 | 0 | 2.79 | 0 | 0 | 0 | 0 | 0 | 74.4208 | 468.04 | 0 | 0 | 0 | 0 | 0 | 365.44 | 102880.55 | 0 | 0 | 0 | 0 | 7 | 0 | 231.74 | 17.08 | 0 | 0 | 75.3041 | 1.9062 | 0 | 0 | 0 | 0 | 0 | 17.0765 | 0 | 0 | 365.4372 | 17.0765 | 0
2785 | 0 | 0 | 2.85 | 0 | 0 | 0 | 0 | 0 | 69.3887 | 396.06 | 0 | 0 | 0 | 0 | 0 | 365.44 | 102515.11 | 0 | 0 | 0 | 0 | 6.35 | 0 | 219.3 | 17.08 | 0 | 0 | 71.2878 | 0.95311 | 0 | 0 | 0 | 0 | 0 | 17.0765 | 0 | 0 | 365.4372 | 17.0765 | 0
2786 | 0 | 0 | 3.07 | 0 | 0 | 0 | 0 | 0 | 64.2024 | 329.46 | 0 | 0 | 0 | 0 | 0 | 365.44 | 102149.67 | 0 | 0 | 0 | 0 | 5.61 | 0 | 205.3 | 17.08 | 0 | 0 | 67.2716 | 0 | 0 | 0 | 0 | 0 | 0 | 17.0765 | 0 | 0 | 365.4372 | 17.0765 | 0
2787 | 0 | 0 | 3.38 | 0 | 0 | 0 | 0 | 0 | 62.8817 | 264.23 | 0 | 0 | 0 | 0 | 0 | 365.44 | 101784.24 | 0 | 0 | 0 | 0 | 4.73 | 0 | 188.53 | 17.08 | 0 | 0 | 66.2676 | 0 | 0 | 0 | 0 | 0 | 0 | 17.0765 | 0 | 0 | 365.4372 | 17.0765 | 0
2788 | 0 | 0 | 3.8 | 0 | 0 | 0 | 0 | 0 | 49.7713 | 212.59 | 0 | 0 | 0 | 0 | 0 | 392.44 | 101391.79 | 27.01 | 12.6947 | 0 | 0 | 3.8 | 0 | 170.81 | 17.08 | 0 | 0 | 66.2676 | 0 | 0 | 0 | 0 | 0 | 0 | 17.0765 | 0 | 0 | 365.4372 | 17.0765 | 0
2789 | 0 | 0 | 4.34 | 0 | 0 | 0 | 0 | 0 | 60.2211 | 150.12 | 0 | 0 | 0 | 0 | 0 | 375.47 | 101016.33 | 10.03 | 4.7141 | 0 | 0 | 2.89 | 0 | 153.59 | 17.08 | 0 | 0 | 69.2797 | 0 | 0 | 0 | 0 | 0 | 0 | 17.0765 | 0 | 0 | 365.4372 | 17.0765 | 0
2790 | 0 | 0 | 5.02 | 0 | 0 | 0 | 0 | 0 | 69.2248 | 78.32 | 0 | 0 | 0 | 0 | 0 | 365.44 | 100650.89 | 0 | 0 | 0 | 1.0165 | 0.9 | 0 | 135.94 | 17.08 | 0 | 0 | 74.3 | 0.95311 | 0 | 0 | 0 | 0 | 0 | 17.0765 | 0 | 0 | 365.4372 | 17.0765 | 0
2791 | 0 | 0 | 5.73 | 0 | 0 | 0 | 0 | 0 | 75.5005 | 0 | 0 | 0 | 0 | 0 | 0 | 365.44 | 100285.45 | 0 | 0 | 0 | 0 | 0 | 0 | 118.89 | 17.08 | 0 | 0 | 79.3203 | 1.9062 | 0 | 0 | 0 | 0 | 0 | 17.0765 | 0 | 0 | 365.4372 | 17.0765 | 0
2792 | 20.77 | 896.64 | 6.23 | 0 | 0 | 0 | 0 | 16.59 | 0 | 16 | 0 | 0 | 0 | 818.64 | 207.61 | 0 | 100493.06 | 0 | 0 | 1.26 | 0 | 0.37 | 0 | 103.27 | 17.08 | 0 | 0 | 83.3365 | 3.8124 | 0 | 0 | 0 | 0 | 0 | 17.0765 | 0 | 0 | 365.4372 | 17.0765 | 0
2793 | 29.09 | 1169.63 | 6.48 | 0 | 0 | 0 | 0 | 0 | 0 | 16 | 0 | 0 | 0 | 1111.91 | 412.9 | 0 | 100905.96 | 0 | 0 | 1.22 | 0 | 0.99 | 0 | 92.87 | 17.08 | 0 | 0 | 86.3487 | 5.7186 | 0 | 0 | 0 | 0 | 0 | 17.0765 | 0 | 0 | 365.4372 | 17.0765 | 0
2794 | 36.36 | 1378.9 | 6.48 | 0 | 0 | 0 | 0 | 0 | 0 | 16 | 0 | 0 | 0 | 1328.37 | 564.42 | 0 | 101470.39 | 0 | 0 | 1.2 | 0 | 1.7 | 0 | 84.79 | 17.08 | 0 | 0 | 88.3568 | 3.8124 | 0 | 0 | 0 | 0 | 0 | 17.0765 | 0 | 0 | 365.4372 | 17.0765 | 0
2795 | 42.29 | 1532.7 | 6.64 | 0 | 0 | 0 | 0 | 110.32 | 0 | 122.34 | 0 | 0 | 0 | 1377.96 | 599.13 | 0 | 102069.52 | 0 | 0 | 1.18 | 0 | 2.47 | 0 | 78.11 | 17.08 | 0 | 0 | 88.3568 | 3.8124 | 0 | 0 | 0 | 0 | 0 | 17.0765 | 0 | 0 | 365.4372 | 17.0765 | 0
2796 | 44.18 | 1579.13 | 6.78 | 0 | 0 | 0 | 0 | 121.09 | 0 | 239.07 | 0 | 0 | 0 | 1377.96 | 599.13 | 0 | 102668.65 | 0 | 0 | 1.19 | 0 | 3.42 | 39.7 | 112.39 | 17.08 | 0 | 0 | 86.3487 | 3.8124 | 0 | 0 | 0 | 0 | 0 | 17.0765 | 0 | 0 | 365.4372 | 17.0765 | 0
2797 | 44.94 | 1597.27 | 6.99 | 0 | 0 | 0 | 0 | 139.61 | 0 | 373.66 | 0 | 0 | 0 | 1377.96 | 599.13 | 0 | 103267.79 | 0 | 0 | 1.2 | 0 | 4.47 | 40.31 | 148.87 | 17.08 | 0 | 0 | 85.3446 | 4.7655 | 0 | 0 | 0 | 0 | 0 | 17.0765 | 0 | 0 | 365.4372 | 17.0765 | 0
2798 | 44.75 | 1592.69 | 7.44 | 0 | 0 | 0 | 0 | 157.14 | 0 | 525.14 | 0 | 0 | 0 | 1377.96 | 599.13 | 0 | 103866.92 | 0 | 0 | 1.18 | 0 | 5.52 | 19.5 | 166.23 | 17.08 | 0 | 0 | 84.3406 | 4.7655 | 0 | 0 | 0 | 0 | 0 | 17.0765 | 0 | 0 | 365.4372 | 17.0765 | 0
2799 | 43.64 | 1565.92 | 8.17 | 0 | 0 | 0 | 0 | 119.72 | 0 | 640.55 | 0 | 0 | 0 | 1377.96 | 599.13 | 0 | 104466.05 | 0 | 0 | 1.13 | 0 | 6.53 | 30.81 | 194.22 | 17.08 | 0 | 0 | 83.3365 | 4.7655 | 0 | 0 | 0 | 0 | 0 | 17.0765 | 0 | 0 | 365.4372 | 17.0765 | 0
2800 | 42.49 | 1537.74 | 9.17 | 0 | 0 | 0 | 0 | 83.69 | 0 | 721.22 | 0 | 0 | 0 | 1377.96 | 599.13 | 0 | 105065.18 | 0 | 0 | 1.12 | 0 | 7.55 | 37.52 | 228.98 | 17.08 | 0 | 0 | 84.3406 | 4.7655 | 0 | 0 | 0 | 0 | 0 | 17.0765 | 0 | 0 | 365.4372 | 17.0765 | 0
2801 | 41.15 | 1504.41 | 10.24 | 0 | 0 | 0 | 0 | 84.65 | 0 | 802.83 | 0 | 0 | 0 | 1377.96 | 599.13 | 0 | 105664.32 | 0 | 0 | 1.13 | 0 | 8.59 | 0 | 228.32 | 17.08 | 0 | 0 | 86.3487 | 5.7186 | 0 | 0 | 0 | 0 | 0 | 17.0765 | 0 | 0 | 365.4372 | 17.0765 | 0
2802 | 45.29 | 1605.63 | 11 | 0 | 0 | 0 | 0 | 150.25 | 0 | 947.67 | 0 | 0 | 0 | 1377.96 | 599.13 | 0 | 106263.45 | 0 | 0 | 1.12 | 0 | 9.49 | 37.55 | 260.92 | 17.08 | 0 | 0 | 88.3568 | 6.6717 | 0 | 0 | 0 | 0 | 0 | 17.0765 | 0 | 0 | 365.4372 | 17.0765 | 0
2803 | 15.56 | 704.4 | 11.36 | 0 | 0 | 0 | 0 | 0 | 0 | 947.67 | 0 | 0 | 0 | 630.14 | 75.66 | 0 | 106339.11 | 0 | 0 | 1.13 | 0 | 10.18 | 0 | 253.52 | 17.08 | 0 | 0 | 93.377 | 6.6717 | 0 | 0 | 0 | 0 | 0 | 17.0765 | 0 | 0 | 365.4372 | 17.0765 | 0
2804 | 0 | 0 | 11.15 | 0 | 0 | 0 | 0 | 0 | 93.9707 | 850.19 | 0 | 0 | 0 | 0 | 0 | 365.44 | 105973.67 | 0 | 0 | 0 | 0 | 9.7 | 0 | 244.49 | 17.08 | 0 | 0 | 99.4014 | 5.7186 | 0 | 0 | 0 | 0 | 0 | 17.0765 | 0 | 0 | 365.4372 | 17.0765 | 0
2805 | 0 | 0 | 10.58 | 0 | 0 | 0 | 0 | 0 | 94.5877 | 752.07 | 0 | 0 | 0 | 0 | 0 | 365.44 | 105608.23 | 0 | 0 | 0 | 0 | 9.11 | 0 | 233.3 | 17.08 | 0 | 0 | 100.4054 | 4.7655 | 0 | 0 | 0 | 0 | 0 | 17.0765 | 0 | 0 | 365.4372 | 17.0765 | 0
2806 | 0 | 0 | 10.3 | 0 | 0 | 0 | 0 | 0 | 86.8853 | 661.93 | 0 | 0 | 0 | 0 | 0 | 365.44 | 105242.8 | 0 | 0 | 0 | 0 | 8.44 | 0 | 220.6 | 17.08 | 0 | 0 | 93.377 | 3.8124 | 0 | 0 | 0 | 0 | 0 | 17.0765 | 0 | 0 | 365.4372 | 17.0765 | 0
2807 | 0 | 0 | 10.08 | 0 | 0 | 0 | 0 | 0 | 75.1052 | 584.02 | 0 | 0 | 0 | 0 | 0 | 365.44 | 104877.36 | 0 | 0 | 0 | 0 | 7.72 | 0 | 206.86 | 17.08 | 0 | 0 | 82.3324 | 2.8593 | 0 | 0 | 0 | 0 | 0 | 17.0765 | 0 | 0 | 365.4372 | 17.0765 | 0
2808 | 0 | 0 | 9.94 | 0 | 0 | 0 | 0 | 0 | 66.275 | 515.28 | 0 | 0 | 0 | 0 | 0 | 365.44 | 104511.92 | 0 | 0 | 0 | 0 | 7 | 0 | 193.26 | 17.08 | 0 | 0 | 74.3 | 1.9062 | 0 | 0 | 0 | 0 | 0 | 17.0765 | 0 | 0 | 365.4372 | 17.0765 | 0
2809 | 0 | 0 | 9.76 | 0 | 0 | 0 | 0 | 0 | 60.4717 | 452.55 | 0 | 0 | 0 | 0 | 0 | 365.44 | 104146.49 | 0 | 0 | 0 | 0 | 6.35 | 0 | 180.82 | 17.08 | 0 | 0 | 69.2797 | 0.95311 | 0 | 0 | 0 | 0 | 0 | 17.0765 | 0 | 0 | 365.4372 | 17.0765 | 0
2810 | 0 | 0 | 9.57 | 0 | 0 | 0 | 0 | 0 | 56.6928 | 393.74 | 0 | 0 | 0 | 0 | 0 | 365.44 | 103781.05 | 0 | 0 | 0 | 0 | 5.61 | 0 | 166.82 | 17.08 | 0 | 0 | 66.2676 | 0 | 0 | 0 | 0 | 0 | 0 | 17.0765 | 0 | 0 | 365.4372 | 17.0765 | 0
2811 | 0 | 0 | 9.38 | 0 | 0 | 0 | 0 | 0 | 55.8831 | 335.77 | 0 | 0 | 0 | 0 | 0 | 365.44 | 103415.61 | 0 | 0 | 0 | 0 | 4.73 | 0 | 150.05 | 17.08 | 0 | 0 | 65.2635 | 0 | 0 | 0 | 0 | 0 | 0 | 17.0765 | 0 | 0 | 365.4372 | 17.0765 | 0
2812 | 0 | 0 | 8.57 | 0 | 0 | 0 | 0 | 0 | 59.0836 | 274.48 | 0 | 0 | 0 | 0 | 0 | 365.44 | 103050.17 | 0 | 0 | 1.39 | 0 | 5.11 | 0 | 132.33 | 17.08 | 0 | 0 | 66.2676 | 0 | 0 | 0 | 0 | 0 | 0 | 17.0765 | 0 | 0 | 365.4372 | 17.0765 | 0
2813 | 0 | 0 | 7.35 | 0 | 0 | 0 | 0 | 0 | 61.9274 | 210.23 | 0 | 0 | 0 | 0 | 0 | 365.44 | 102684.74 | 0 | 0 | 0 | 0 | 4.21 | 0 | 115.11 | 17.08 | 0 | 0 | 69.2797 | 0 | 0 | 0 | 0 | 0 | 0 | 17.0765 | 0 | 0 | 365.4372 | 17.0765 | 0
2814 | 0 | 0 | 6.05 | 0 | 0 | 0 | 0 | 0 | 69.2056 | 138.44 | 0 | 0 | 0 | 0 | 0 | 365.44 | 102319.3 | 0 | 0 | 0 | 0 | 3.28 | 0 | 97.46 | 17.08 | 0 | 0 | 74.3 | 0.95311 | 0 | 0 | 0 | 0 | 0 | 17.0765 | 0 | 0 | 365.4372 | 17.0765 | 0
2815 | 0 | 0 | 4.88 | 0 | 0 | 0 | 0 | 0 | 76.3488 | 59.24 | 0 | 0 | 0 | 0 | 0 | 365.44 | 101953.86 | 0 | 0 | 0 | 0 | 2.38 | 0 | 80.41 | 17.08 | 0 | 0 | 79.3203 | 1.9062 | 0 | 0 | 0 | 0 | 0 | 17.0765 | 0 | 0 | 365.4372 | 17.0765 | 0
2816 | 5.63 | 281.03 | 3.86 | 0 | 0 | 0 | 0 | 157.14 | 0 | 210.72 | 0 | 0 | 0 | 2.86 | 0 | 363.43 | 101590.43 | 0 | 0 | 1.26 | 0 | 2.75 | 42.12 | 104.81 | 17.08 | 0 | 0 | 83.3365 | 3.8124 | 0 | 0 | 0 | 0 | 0 | 17.0765 | 0 | 0 | 365.4372 | 17.0765 | 0
2817 | 17.82 | 790.26 | 3.1 | 0 | 0 | 0 | 0 | 0 | 0 | 210.72 | 0 | 0 | 0 | 676.92 | 108.41 | 0 | 101698.84 | 0 | 0 | 1.22 | 0 | 3.37 | 40.97 | 133.33 | 17.08 | 0 | 0 | 86.3487 | 5.7186 | 0 | 0 | 0 | 0 | 0 | 17.0765 | 0 | 0 | 365.4372 | 17.0765 | 0
2818 | 27.11 | 1108.14 | 2.31 | 0 | 0 | 0 | 0 | 157.14 | 0 | 362.2 | 0 | 0 | 0 | 887.06 | 255.5 | 0 | 101954.34 | 0 | 0 | 1.2 | 0 | 4.08 | 0 | 125.25 | 17.08 | 0 | 0 | 88.3568 | 3.8124 | 0 | 0 | 0 | 0 | 0 | 17.0765 | 0 | 0 | 365.4372 | 17.0765 | 0
2819 | 32.83 | 1280.4 | 1.93 | 0 | 0 | 0 | 0 | 0 | 0 | 362.2 | 0 | 0 | 0 | 1182.19 | 462.1 | 0 | 102416.44 | 0 | 0 | 1.18 | 0 | 4.85 | 39.62 | 156.21 | 17.08 | 0 | 0 | 88.3568 | 3.8124 | 0 | 0 | 0 | 0 | 0 | 17.0765 | 0 | 0 | 365.4372 | 17.0765 | 0
2820 | 34.48 | 1327.17 | 1.94 | 0 | 0 | 0 | 0 | 157.14 | 0 | 513.68 | 0 | 0 | 0 | 1115.11 | 415.14 | 0 | 102831.58 | 0 | 0 | 1.19 | 0 | 5.8 | 0 | 152.78 | 17.08 | 0 | 0 | 86.3487 | 3.8124 | 0 | 0 | 0 | 0 | 0 | 17.0765 | 0 | 0 | 365.4372 | 17.0765 | 0
2821 | 34.37 | 1324.07 | 2.19 | 0 | 0 | 0 | 0 | 157.14 | 0 | 665.16 | 0 | 0 | 0 | 1112.19 | 413.09 | 0 | 103244.67 | 0 | 0 | 1.2 | 0 | 6.85 | 0 | 150.96 | 17.08 | 0 | 0 | 85.3446 | 4.7655 | 0 | 0 | 0 | 0 | 0 | 17.0765 | 0 | 0 | 365.4372 | 17.0765 | 0
2822 | 32.7 | 1276.51 | 2.69 | 0 | 0 | 0 | 0 | 0 | 0 | 665.16 | 0 | 0 | 0 | 1182.13 | 462.05 | 0 | 103706.73 | 0 | 0 | 1.18 | 0 | 7.91 | 39.49 | 187.31 | 17.08 | 0 | 0 | 84.3406 | 4.7655 | 0 | 0 | 0 | 0 | 0 | 17.0765 | 0 | 0 | 365.4372 | 17.0765 | 0
2823 | 28.38 | 1147.59 | 3.32 | 0 | 0 | 0 | 0 | 0 | 0 | 665.16 | 0 | 0 | 0 | 1090.05 | 397.6 | 0 | 104104.32 | 0 | 0 | 1.13 | 0 | 8.92 | 0 | 186.02 | 17.08 | 0 | 0 | 83.3365 | 4.7655 | 0 | 0 | 0 | 0 | 0 | 17.0765 | 0 | 0 | 365.4372 | 17.0765 | 0
2824 | 22.89 | 969.86 | 4.27 | 0 | 0 | 0 | 0 | 92.8 | 0 | 754.62 | 0 | 0 | 0 | 813.99 | 204.36 | 0 | 104308.68 | 0 | 0 | 1.12 | 0 | 9.93 | 0 | 185.14 | 17.08 | 0 | 0 | 84.3406 | 4.7655 | 0 | 0 | 0 | 0 | 0 | 17.0765 | 0 | 0 | 365.4372 | 17.0765 | 0
2825 | 16.74 | 749.78 | 5.4 | 0 | 0 | 0 | 0 | 157.14 | 0 | 906.1 | 0 | 0 | 0 | 483.81 | 0 | 26.77 | 104281.91 | 0 | 0 | 1.13 | 0 | 10.97 | 37.78 | 220.38 | 17.08 | 0 | 0 | 86.3487 | 5.7186 | 0 | 0 | 0 | 0 | 0 | 17.0765 | 0 | 0 | 365.4372 | 17.0765 | 0
2826 | 16.79 | 751.44 | 6.29 | 0 | 0 | 0 | 0 | 0 | 0 | 906.1 | 0 | 0 | 0 | 640.82 | 83.13 | 0 | 104365.05 | 0 | 0 | 1.12 | 0 | 11.87 | 37.55 | 252.97 | 17.08 | 0 | 0 | 88.3568 | 6.6717 | 0 | 0 | 0 | 0 | 0 | 17.0765 | 0 | 0 | 365.4372 | 17.0765 | 0
2827 | 5.2 | 260.43 | 6.64 | 0 | 0 | 0 | 0 | 0 | 0 | 906.1 | 0 | 0 | 0 | 171.09 | 0 | 245.67 | 104119.37 | 0 | 0 | 1.13 | 0 | 12.56 | 0 | 245.57 | 17.08 | 0 | 0 | 93.377 | 6.6717 | 0 | 0 | 0 | 0 | 0 | 17.0765 | 0 | 0 | 365.4372 | 17.0765 | 0
2828 | 0 | 0 | 6.5 | 0 | 0 | 0 | 0 | 0 | 98.6268 | 803.79 | 0 | 0 | 0 | 0 | 0 | 365.44 | 103753.93 | 0 | 0 | 0 | 0 | 12.08 | 0 | 236.55 | 17.08 | 0 | 0 | 99.4014 | 5.7186 | 0 | 0 | 0 | 0 | 0 | 17.0765 | 0 | 0 | 365.4372 | 17.0765 | 0
2829 | 0 | 0 | 6.33 | 0 | 0 | 0 | 0 | 0 | 98.8389 | 701.26 | 0 | 0 | 0 | 0 | 0 | 365.44 | 103388.5 | 0 | 0 | 0 | 0 | 11.49 | 0 | 225.36 | 17.08 | 0 | 0 | 100.4054 | 4.7655 | 0 | 0 | 0 | 0 | 0 | 17.0765 | 0 | 0 | 365.4372 | 17.0765 | 0
2830 | 0 | 0 | 6.57 | 0 | 0 | 0 | 0 | 0 | 90.616 | 607.26 | 0 | 0 | 0 | 0 | 0 | 365.44 | 103023.06 | 0 | 0 | 0 | 0 | 10.83 | 0 | 212.65 | 17.08 | 0 | 0 | 93.377 | 3.8124 | 0 | 0 | 0 | 0 | 0 | 17.0765 | 0 | 0 | 365.4372 | 17.0765 | 0
2831 | 0 | 0 | 7.29 | 0 | 0 | 0 | 0 | 0 | 77.9008 | 526.45 | 0 | 0 | 0 | 0 | 0 | 365.44 | 102657.62 | 0 | 0 | 0 | 0 | 10.1 | 0 | 198.91 | 17.08 | 0 | 0 | 82.3324 | 2.8593 | 0 | 0 | 0 | 0 | 0 | 17.0765 | 0 | 0 | 365.4372 | 17.0765 | 0
2832 | 0 | 0 | 8.25 | 0 | 0 | 0 | 0 | 0 | 67.962 | 455.96 | 0 | 0 | 0 | 0 | 0 | 365.44 | 102292.19 | 0 | 0 | 0 | 0 | 9.39 | 0 | 185.31 | 17.08 | 0 | 0 | 74.3 | 1.9062 | 0 | 0 | 0 | 0 | 0 | 17.0765 | 0 | 0 | 365.4372 | 17.0765 | 0
2833 | 0 | 0 | 9.09 | 0 | 0 | 0 | 0 | 0 | 61.1465 | 392.53 | 0 | 0 | 0 | 0 | 0 | 365.44 | 101926.75 | 0 | 0 | 0 | 0 | 8.73 | 0 | 172.87 | 17.08 | 0 | 0 | 69.2797 | 0.95311 | 0 | 0 | 0 | 0 | 0 | 17.0765 | 0 | 0 | 365.4372 | 17.0765 | 0
2834 | 0 | 0 | 9.51 | 0 | 0 | 0 | 0 | 0 | 56.7603 | 333.65 | 0 | 0 | 0 | 0 | 0 | 365.44 | 101561.31 | 0 | 0 | 0 | 0 | 8 | 0 | 158.88 | 17.08 | 0 | 0 | 66.2676 | 0 | 0 | 0 | 0 | 0 | 0 | 17.0765 | 0 | 0 | 365.4372 | 17.0765 | 0
2835 | 0 | 0 | 9.83 | 0 | 0 | 0 | 0 | 0 | 55.43 | 276.15 | 0 | 0 | 0 | 0 | 0 | 365.44 | 101195.87 | 0 | 0 | 0 | 0 | 7.11 | 0 | 142.1 | 17.08 | 0 | 0 | 65.2635 | 0 | 0 | 0 | 0 | 0 | 0 | 17.0765 | 0 | 0 | 365.4372 | 17.0765 | 0
2836 | 0 | 0 | 9.64 | 0 | 0 | 0 | 0 | 0 | 56.635 | 217.4 | 0 | 0 | 0 | 0 | 0 | 365.44 | 100830.44 | 0 | 0 | 0 | 0 | 6.18 | 0 | 124.39 | 17.08 | 0 | 0 | 66.2676 | 0 | 0 | 0 | 0 | 0 | 0 | 17.0765 | 0 | 0 | 365.4372 | 17.0765 | 0
2837 | 0 | 0 | 9.18 | 0 | 0 | 0 | 0 | 0 | 62.1105 | 152.97 | 0 | 0 | 0 | 0 | 0 | 365.44 | 100465 | 0 | 0 | 0 | 0 | 5.27 | 0 | 107.17 | 17.08 | 0 | 0 | 71.2878 | 0 | 0 | 0 | 0 | 0 | 0 | 17.0765 | 0 | 0 | 365.4372 | 17.0765 | 0
2838 | 0 | 0 | 8.51 | 0 | 0 | 0 | 0 | 0 | 68.7525 | 81.66 | 0 | 0 | 0 | 0 | 0 | 365.44 | 100099.56 | 0 | 0 | 0 | 0 | 4.34 | 0 | 89.52 | 17.08 | 0 | 0 | 76.3081 | 0.95311 | 0 | 0 | 0 | 0 | 0 | 17.0765 | 0 | 0 | 365.4372 | 17.0765 | 0
2839 | 0 | 0 | 7.84 | 0 | 0 | 0 | 0 | 0 | 75.3944 | 3.45 | 0 | 0 | 0 | 0 | 0 | 365.44 | 99734.13 | 0 | 0 | 0 | 0 | 3.45 | 0 | 72.47 | 17.08 | 0 | 0 | 81.3284 | 1.9062 | 0 | 0 | 0 | 0 | 0 | 17.0765 | 0 | 0 | 365.4372 | 17.0765 | 0
2840 | 20.28 | 879.45 | 7.34 | 0 | 0 | 0 | 0 | 0.39 | 0 | 3.82 | 0 | 0 | 0 | 774.15 | 176.47 | 0 | 99910.59 | 0 | 0 | 1.26 | 0 | 3.82 | 42.12 | 96.86 | 17.08 | 0 | 0 | 85.3446 | 3.8124 | 0 | 0 | 0 | 0 | 0 | 17.0765 | 0 | 0 | 365.4372 | 17.0765 | 0
2841 | 26.92 | 1102.1 | 6.76 | 0 | 0 | 0 | 0 | 157.14 | 0 | 155.3 | 0 | 0 | 0 | 882.34 | 252.2 | 0 | 100162.79 | 0 | 0 | 1.22 | 0 | 4.43 | 0 | 86.46 | 17.08 | 0 | 0 | 89.3608 | 5.7186 | 0 | 0 | 0 | 0 | 0 | 17.0765 | 0 | 0 | 365.4372 | 17.0765 | 0
2842 | 30.09 | 1199.77 | 7.09 | 0 | 0 | 0 | 0 | 157.14 | 0 | 306.78 | 0 | 0 | 0 | 943.26 | 294.84 | 0 | 100457.64 | 0 | 0 | 1.2 | 0 | 5.15 | 40.17 | 116.55 | 17.08 | 0 | 0 | 91.3689 | 3.8124 | 0 | 0 | 0 | 0 | 0 | 17.0765 | 0 | 0 | 365.4372 | 17.0765 | 0
2843 | 32.04 | 1257.32 | 8.86 | 0 | 0 | 0 | 0 | 157.14 | 0 | 458.26 | 0 | 0 | 0 | 1044.72 | 365.87 | 0 | 100823.5 | 0 | 0 | 1.18 | 0 | 5.92 | 0 | 109.86 | 17.08 | 0 | 0 | 91.3689 | 3.8124 | 0 | 0 | 0 | 0 | 0 | 17.0765 | 0 | 0 | 365.4372 | 17.0765 | 0
2844 | 34.19 | 1318.94 | 11.93 | 0 | 0 | 0 | 0 | 0 | 0 | 458.26 | 0 | 0 | 0 | 1229 | 494.86 | 0 | 101318.37 | 0 | 0 | 1.19 | 0 | 6.87 | 39.7 | 144.14 | 17.08 | 0 | 0 | 91.3689 | 3.8124 | 0 | 0 | 0 | 0 | 0 | 17.0765 | 0 | 0 | 365.4372 | 17.0765 | 0
2845 | 34.55 | 1328.89 | 15.86 | 0 | 0 | 0 | 0 | 0 | 0 | 458.26 | 0 | 0 | 0 | 1282.96 | 532.64 | 0 | 101851 | 0 | 0 | 1.2 | 0 | 7.91 | 0 | 142.32 | 17.08 | 0 | 0 | 90.3649 | 4.7655 | 0 | 0 | 0 | 0 | 0 | 17.0765 | 0 | 0 | 365.4372 | 17.0765 | 0
2846 | 33.37 | 1295.84 | 19.5 | 0 | 0 | 0 | 0 | 157.14 | 0 | 609.74 | 0 | 0 | 0 | 1056.78 | 374.31 | 0 | 102225.31 | 0 | 0 | 1.18 | 0 | 8.97 | 39.49 | 178.67 | 17.08 | 0 | 0 | 89.3608 | 4.7655 | 0 | 0 | 0 | 0 | 0 | 17.0765 | 0 | 0 | 365.4372 | 17.0765 | 0
2847 | 23.16 | 979.08 | 22.43 | 0 | 0 | 0 | 0 | 157.14 | 0 | 761.22 | 0 | 0 | 0 | 734.25 | 148.54 | 0 | 102373.85 | 0 | 0 | 1.13 | 0 | 9.98 | 38.02 | 213.5 | 17.08 | 0 | 0 | 89.3608 | 4.7655 | 0 | 0 | 0 | 0 | 0 | 17.0765 | 0 | 0 | 365.4372 | 17.0765 | 0
2848 | 12.49 | 582.07 | 23.93 | 0 | 0 | 0 | 0 | 0 | 0 | 761.22 | 0 | 0 | 0 | 522.24 | 0.13 | 0 | 102373.98 | 0 | 0 | 1.12 | 0 | 11 | 0 | 212.62 | 17.08 | 0 | 0 | 90.3649 | 4.7655 | 0 | 0 | 0 | 0 | 0 | 17.0765 | 0 | 0 | 365.4372 | 17.0765 | 0
2849 | 4.66 | 234.77 | 24.56 | 0 | 0 | 0 | 0 | 105.7 | 0 | 863.12 | 0 | 0 | 0 | 22.29 | 0 | 349.83 | 102024.15 | 0 | 0 | 1.13 | 0 | 12.04 | 37.78 | 247.85 | 17.08 | 0 | 0 | 91.3689 | 5.7186 | 0 | 0 | 0 | 0 | 0 | 17.0765 | 0 | 0 | 365.4372 | 17.0765 | 0
2850 | 5.64 | 281.47 | 24.39 | 0 | 0 | 0 | 0 | 0 | 0 | 863.12 | 0 | 0 | 0 | 211.33 | 0 | 217.5 | 101806.65 | 0 | 0 | 1.12 | 0 | 12.94 | 0 | 244.77 | 17.08 | 0 | 0 | 92.373 | 6.6717 | 0 | 0 | 0 | 0 | 0 | 17.0765 | 0 | 0 | 365.4372 | 17.0765 | 0
2851 | 3.23 | 165.26 | 23.41 | 0 | 0 | 0 | 0 | 87.71 | 0 | 947.67 | 0 | 0 | 0 | 0 | 0 | 365.44 | 101441.21 | 0 | 0 | 1.13 | 0 | 13.62 | 0 | 237.38 | 17.08 | 0 | 0 | 96.3892 | 6.6717 | 0 | 0 | 0 | 0 | 0 | 17.0765 | 0 | 0 | 365.4372 | 17.0765 | 0
2852 | 0 | 0 | 22.08 | 0 | 0 | 0 | 0 | 0 | 86.0563 | 858.4 | 0 | 0 | 0 | 0 | 0 | 365.44 | 101075.77 | 0 | 0 | 0 | 0 | 13.15 | 0 | 228.35 | 17.08 | 0 | 0 | 102.4135 | 5.7186 | 0 | 0 | 0 | 0 | 0 | 17.0765 | 0 | 0 | 365.4372 | 17.0765 | 0
2853 | 0 | 0 | 20.73 | 0 | 0 | 0 | 0 | 0 | 87.4541 | 767.68 | 0 | 0 | 0 | 0 | 0 | 365.44 | 100710.33 | 0 | 0 | 0 | 0 | 12.56 | 0 | 217.16 | 17.08 | 0 | 0 | 103.4176 | 4.7655 | 0 | 0 | 0 | 0 | 0 | 17.0765 | 0 | 0 | 365.4372 | 17.0765 | 0
2854 | 0 | 0 | 21.16 | 0 | 0 | 0 | 0 | 0 | 79.048 | 685.68 | 0 | 0 | 0 | 0 | 0 | 365.44 | 100344.9 | 0 | 0 | 0 | 0 | 11.89 | 0 | 204.45 | 17.08 | 0 | 0 | 96.3892 | 3.8124 | 0 | 0 | 0 | 0 | 0 | 17.0765 | 0 | 0 | 365.4372 | 17.0765 | 0
2855 | 0 | 0 | 22.22 | 0 | 0 | 0 | 0 | 0 | 67.2776 | 615.9 | 0 | 0 | 0 | 0 | 0 | 365.44 | 99979.46 | 0 | 0 | 1.29 | 0 | 12.4 | 0 | 190.71 | 17.08 | 0 | 0 | 85.3446 | 2.8593 | 0 | 0 | 0 | 0 | 0 | 17.0765 | 0 | 0 | 365.4372 | 17.0765 | 0
2856 | 0 | 0 | 22.71 | 0 | 0 | 0 | 0 | 0 | 56.5097 | 557.28 | 0 | 0 | 0 | 0 | 0 | 365.44 | 99614.02 | 0 | 0 | 0 | 0 | 11.68 | 0 | 177.12 | 17.08 | 0 | 0 | 77.3122 | 1.9062 | 0 | 0 | 0 | 0 | 0 | 17.0765 | 0 | 0 | 365.4372 | 17.0765 | 0
2857 | 0 | 0 | 22.26 | 0 | 0 | 0 | 0 | 0 | 50.986 | 504.39 | 0 | 0 | 0 | 0 | 0 | 365.44 | 99248.59 | 0 | 0 | 0 | 0 | 11.03 | 0 | 164.68 | 17.08 | 0 | 0 | 72.2919 | 0.95311 | 0 | 0 | 0 | 0 | 0 | 17.0765 | 0 | 0 | 365.4372 | 17.0765 | 0
2858 | 0 | 0 | 20.78 | 0 | 0 | 0 | 0 | 0 | 48.4988 | 454.08 | 0 | 0 | 0 | 0 | 0 | 365.44 | 98883.15 | 0 | 0 | 0 | 0 | 10.29 | 0 | 150.68 | 17.08 | 0 | 0 | 69.2797 | 0 | 0 | 0 | 0 | 0 | 0 | 17.0765 | 0 | 0 | 365.4372 | 17.0765 | 0
2859 | 0 | 0 | 18.64 | 0 | 0 | 0 | 0 | 0 | 49.7135 | 402.5 | 0 | 0 | 0 | 0 | 0 | 365.44 | 98517.71 | 0 | 0 | 0.09 | 0 | 9.49 | 0 | 133.9 | 17.08 | 0 | 0 | 68.2757 | 0 | 0 | 0 | 0 | 0 | 0 | 17.0765 | 0 | 0 | 365.4372 | 17.0765 | 0
2860 | 0 | 0 | 15.52 | 0 | 0 | 0 | 0 | 0 | 53.7623 | 346.73 | 0 | 0 | 0 | 0 | 0 | 365.44 | 98152.27 | 0 | 0 | 0 | 0 | 8.56 | 0 | 116.19 | 17.08 | 0 | 0 | 69.2797 | 0 | 0 | 0 | 0 | 0 | 0 | 17.0765 | 0 | 0 | 365.4372 | 17.0765 | 0
2861 | 0 | 0 | 12.03 | 0 | 0 | 0 | 0 | 0 | 60.2693 | 284.22 | 0 | 0 | 0 | 0 | 0 | 365.44 | 97786.84 | 0 | 0 | 0 | 0 | 7.65 | 0 | 98.97 | 17.08 | 0 | 0 | 72.2919 | 0 | 0 | 0 | 0 | 0 | 0 | 17.0765 | 0 | 0 | 365.4372 | 17.0765 | 0
2862 | 0 | 0 | 9.02 | 0 | 0 | 0 | 0 | 0 | 69.2441 | 212.38 | 0 | 0 | 0 | 0 | 0 | 365.44 | 97421.4 | 0 | 0 | 0 | 0 | 6.72 | 0 | 81.32 | 17.08 | 0 | 0 | 77.3122 | 0.95311 | 0 | 0 | 0 | 0 | 0 | 17.0765 | 0 | 0 | 365.4372 | 17.0765 | 0
2863 | 0 | 0 | 6.9 | 0 | 0 | 0 | 0 | 0 | 77.3417 | 132.15 | 0 | 0 | 0 | 0 | 0 | 365.44 | 97055.96 | 0 | 0 | 0 | 0 | 5.82 | 0 | 64.27 | 17.08 | 0 | 0 | 82.3324 | 1.9062 | 0 | 0 | 0 | 0 | 0 | 17.0765 | 0 | 0 | 365.4372 | 17.0765 | 0
2864 | 1.81 | 93.92 | 6.04 | 0 | 0 | 0 | 0 | 0 | 0 | 132.15 | 0 | 0 | 0 | 0 | 0 | 365.44 | 96690.52 | 0 | 0 | 1.26 | 0 | 6.2 | 9.34 | 57.52 | 17.08 | 0 | 0 | 87.3527 | 3.8124 | 0 | 0 | 0 | 0 | 0 | 17.0765 | 0 | 0 | 365.4372 | 17.0765 | 0
2865 | 8.55 | 414.24 | 6 | 0 | 0 | 0 | 0 | 157.14 | 0 | 283.63 | 0 | 0 | 0 | 174.35 | 0 | 243.39 | 96447.13 | 0 | 0 | 1.22 | 0 | 6.81 | 0 | 47.12 | 17.08 | 0 | 0 | 90.3649 | 5.7186 | 0 | 0 | 0 | 0 | 0 | 17.0765 | 0 | 0 | 365.4372 | 17.0765 | 0
2866 | 14.28 | 654.22 | 5.66 | 0 | 0 | 0 | 0 | 157.14 | 0 | 435.11 | 0 | 0 | 0 | 379.46 | 0 | 99.82 | 96347.32 | 0 | 0 | 1.2 | 0 | 7.52 | 40.17 | 77.21 | 17.08 | 0 | 0 | 92.373 | 3.8124 | 0 | 0 | 0 | 0 | 0 | 17.0765 | 0 | 0 | 365.4372 | 17.0765 | 0
2867 | 16.54 | 741.92 | 5.29 | 0 | 0 | 0 | 0 | 0 | 0 | 435.11 | 0 | 0 | 0 | 625.76 | 72.59 | 0 | 96419.91 | 0 | 0 | 1.18 | 0 | 8.3 | 39.62 | 108.17 | 17.08 | 0 | 0 | 93.377 | 3.8124 | 0 | 0 | 0 | 0 | 0 | 17.0765 | 0 | 0 | 365.4372 | 17.0765 | 0
2868 | 21.17 | 910.81 | 4.85 | 0 | 0 | 0 | 0 | 0 | 0 | 435.11 | 0 | 0 | 0 | 839.45 | 222.18 | 0 | 96642.09 | 0 | 0 | 1.19 | 0 | 9.24 | 0 | 104.73 | 17.08 | 0 | 0 | 92.373 | 3.8124 | 0 | 0 | 0 | 0 | 0 | 17.0765 | 0 | 0 | 365.4372 | 17.0765 | 0
2869 | 24.2 | 1013.93 | 4.13 | 0 | 0 | 0 | 0 | 60.29 | 0 | 493.23 | 0 | 0 | 0 | 844.33 | 225.59 | 0 | 96867.68 | 0 | 0 | 1.2 | 0 | 10.29 | 40.31 | 141.21 | 17.08 | 0 | 0 | 91.3689 | 4.7655 | 0 | 0 | 0 | 0 | 0 | 17.0765 | 0 | 0 | 365.4372 | 17.0765 | 0
2870 | 25.69 | 1062.77 | 3.29 | 0 | 0 | 0 | 0 | 157.14 | 0 | 644.71 | 0 | 0 | 0 | 838.31 | 221.38 | 0 | 97089.06 | 0 | 0 | 1.18 | 0 | 11.35 | 0 | 140.05 | 17.08 | 0 | 0 | 90.3649 | 4.7655 | 0 | 0 | 0 | 0 | 0 | 17.0765 | 0 | 0 | 365.4372 | 17.0765 | 0
2871 | 25.16 | 1045.4 | 2.43 | 0 | 0 | 0 | 0 | 0 | 0 | 644.71 | 0 | 0 | 0 | 938.7 | 291.66 | 0 | 97380.72 | 0 | 0 | 1.13 | 0 | 12.36 | 38.02 | 174.88 | 17.08 | 0 | 0 | 90.3649 | 4.7655 | 0 | 0 | 0 | 0 | 0 | 17.0765 | 0 | 0 | 365.4372 | 17.0765 | 0
2872 | 24.19 | 1013.62 | 2.29 | 0 | 0 | 0 | 0 | 0 | 0 | 644.71 | 0 | 0 | 0 | 942.85 | 294.56 | 0 | 97675.27 | 0 | 0 | 1.12 | 0 | 13.38 | 0 | 173.99 | 17.08 | 0 | 0 | 91.3689 | 4.7655 | 0 | 0 | 0 | 0 | 0 | 17.0765 | 0 | 0 | 365.4372 | 17.0765 | 0
2873 | 23.24 | 981.9 | 2.5 | 0 | 0 | 0 | 0 | 157.14 | 0 | 796.19 | 0 | 0 | 0 | 713.51 | 134.02 | 0 | 97809.29 | 0 | 0 | 1.13 | 0 | 14.41 | 37.78 | 209.23 | 17.08 | 0 | 0 | 92.373 | 5.7186 | 0 | 0 | 0 | 0 | 0 | 17.0765 | 0 | 0 | 365.4372 | 17.0765 | 0
2874 | 23.85 | 1002.36 | 2.87 | 0 | 0 | 0 | 0 | 0 | 0 | 796.19 | 0 | 0 | 0 | 889.35 | 257.11 | 0 | 98066.4 | 0 | 0 | 1.12 | 0 | 15.32 | 37.55 | 241.82 | 17.08 | 0 | 0 | 94.3811 | 6.6717 | 0 | 0 | 0 | 0 | 0 | 17.0765 | 0 | 0 | 365.4372 | 17.0765 | 0
2875 | 6.06 | 301.21 | 3.39 | 0 | 0 | 0 | 0 | 157.14 | 0 | 947.67 | 0 | 0 | 0 | 47.32 | 0 | 332.31 | 97734.09 | 0 | 0 | 1.13 | 0 | 16 | 0 | 234.43 | 17.08 | 0 | 0 | 98.3973 | 6.6717 | 0 | 0 | 0 | 0 | 0 | 17.0765 | 0 | 0 | 365.4372 | 17.0765 | 0
2876 | 0 | 0 | 4.1 | 0 | 0 | 0 | 0 | 0 | 105.7894 | 837.93 | 0 | 0 | 0 | 0 | 0 | 365.44 | 97368.66 | 0 | 0 | 0 | 0.247 | 15.27 | 0 | 225.4 | 17.08 | 0 | 0 | 104.4216 | 5.7186 | 0 | 0 | 0 | 0 | 0 | 17.0765 | 0 | 0 | 365.4372 | 17.0765 | 0
2877 | 0 | 0 | 5 | 0 | 0 | 0 | 0 | 0 | 103.013 | 731.07 | 0 | 0 | 0 | 0 | 0 | 365.44 | 97003.22 | 0 | 0 | 0 | 1.178 | 13.44 | 0 | 214.21 | 17.08 | 0 | 0 | 104.4216 | 4.7655 | 0 | 0 | 0 | 0 | 0 | 17.0765 | 0 | 0 | 365.4372 | 17.0765 | 0
2878 | 0 | 0 | 4.26 | 0 | 0 | 0 | 0 | 0 | 96.9495 | 630.5 | 0 | 0 | 0 | 0 | 0 | 365.44 | 96637.78 | 0 | 0 | 0 | 0 | 12.78 | 0 | 201.51 | 17.08 | 0 | 0 | 97.3933 | 3.8124 | 0 | 0 | 0 | 0 | 0 | 17.0765 | 0 | 0 | 365.4372 | 17.0765 | 0
2879 | 0 | 0 | 3.09 | 0 | 0 | 0 | 0 | 0 | 73.4182 | 554.34 | 0 | 0 | 0 | 0 | 0 | 392.44 | 96245.34 | 27.01 | 12.6947 | 0 | 0 | 12.05 | 0 | 187.77 | 17.08 | 0 | 0 | 86.3487 | 2.8593 | 0 | 0 | 0 | 0 | 0 | 17.0765 | 0 | 0 | 365.4372 | 17.0765 | 0
2880 | 0 | 0 | 2.18 | 0 | 0 | 0 | 0 | 0 | 75.7608 | 475.75 | 0 | 0 | 0 | 0 | 0 | 365.44 | 95879.9 | 0 | 0 | 0 | 1.2825 | 9.99 | 0 | 174.17 | 17.08 | 0 | 0 | 77.3122 | 1.9062 | 0 | 0 | 0 | 0 | 0 | 17.0765 | 0 | 0 | 365.4372 | 17.0765 | 0
2881 | 0 | 0 | 1.57 | 0 | 0 | 0 | 0 | 0 | 72.676 | 400.35 | 0 | 0 | 0 | 0 | 0 | 365.44 | 95514.46 | 0 | 0 | 0 | 0 | 9.34 | 0 | 161.73 | 17.08 | 0 | 0 | 73.296 | 0.95311 | 0 | 0 | 0 | 0 | 0 | 17.0765 | 0 | 0 | 365.4372 | 17.0765 | 0
2882 | 0 | 0 | 1.19 | 0 | 0 | 0 | 0 | 0 | 55.3914 | 342.89 | 0 | 0 | 0 | 0 | 0 | 392.44 | 95122.02 | 27.01 | 12.6947 | 0 | 0 | 8.6 | 0 | 147.73 | 17.08 | 0 | 0 | 69.2797 | 0 | 0 | 0 | 0 | 0 | 0 | 17.0765 | 0 | 0 | 365.4372 | 17.0765 | 0
2883 | 0 | 0 | 0.94 | 0 | 0 | 0 | 0 | 0 | 53.3285 | 287.57 | 0 | 0 | 0 | 0 | 0 | 392.44 | 94729.58 | 27.01 | 12.6947 | 0 | 1.311 | 6.34 | 0 | 130.96 | 17.08 | 0 | 0 | 68.2757 | 0 | 0 | 0 | 0 | 0 | 0 | 17.0765 | 0 | 0 | 365.4372 | 17.0765 | 0
2884 | 0 | 0 | 1.01 | 0 | 0 | 0 | 0 | 0 | 62.5443 | 222.68 | 0 | 0 | 0 | 0 | 0 | 377.62 | 94351.96 | 12.18 | 5.7246 | 0 | 0 | 5.41 | 0 | 113.24 | 17.08 | 0 | 0 | 69.2797 | 0 | 0 | 0 | 0 | 0 | 0 | 17.0765 | 0 | 0 | 365.4372 | 17.0765 | 0
2885 | 0 | 0 | 1.27 | 0 | 0 | 0 | 0 | 0 | 69.7068 | 150.38 | 0 | 0 | 0 | 0 | 0 | 365.44 | 93986.52 | 0 | 0 | 0 | 1.3205 | 3.11 | 0 | 96.02 | 17.08 | 0 | 0 | 72.2919 | 0 | 0 | 0 | 0 | 0 | 0 | 17.0765 | 0 | 0 | 365.4372 | 17.0765 | 0
2886 | 0 | 0 | 1.63 | 0 | 0 | 0 | 0 | 0 | 63.9421 | 84.05 | 0 | 0 | 0 | 0 | 0 | 392.44 | 93594.08 | 27.01 | 12.6947 | 0 | 0 | 2.18 | 0 | 78.37 | 17.08 | 0 | 0 | 77.3122 | 0.95311 | 0 | 0 | 0 | 0 | 0 | 17.0765 | 0 | 0 | 365.4372 | 17.0765 | 0
2887 | 0 | 0 | 1.99 | 0 | 0 | 0 | 0 | 0 | 81.0242 | 0 | 0 | 0 | 0 | 0 | 0 | 365.44 | 93228.64 | 0 | 0 | 0 | 1.216 | 0 | 0 | 61.32 | 17.08 | 0 | 0 | 82.3324 | 1.9062 | 0 | 0 | 0 | 0 | 0 | 17.0765 | 0 | 0 | 365.4372 | 17.0765 | 0
2888 | 2.14 | 110.9 | 2.18 | 0 | 0 | 0 | 0 | 0.39 | 0 | 0.37 | 0 | 0 | 0 | 22.41 | 0 | 349.75 | 92878.89 | 0 | 0 | 1.26 | 0 | 0.37 | 0 | 45.7 | 17.08 | 0 | 0 | 87.3527 | 3.8124 | 0 | 0 | 0 | 0 | 0 | 17.0765 | 0 | 0 | 365.4372 | 17.0765 | 0
2889 | 9.48 | 454.97 | 2.25 | 0 | 0 | 0 | 0 | 39.85 | 0 | 38.79 | 0 | 0 | 0 | 288.57 | 0 | 163.44 | 92715.46 | 0 | 0 | 1.22 | 0 | 0.99 | 40.97 | 74.22 | 17.08 | 0 | 0 | 90.3649 | 5.7186 | 0 | 0 | 0 | 0 | 0 | 17.0765 | 0 | 0 | 365.4372 | 17.0765 | 0
2890 | 15.69 | 709.44 | 2.08 | 0 | 0 | 0 | 0 | 157.14 | 0 | 190.27 | 0 | 0 | 0 | 432.52 | 0 | 62.67 | 92652.78 | 0 | 0 | 1.2 | 0 | 1.7 | 40.17 | 104.31 | 17.08 | 0 | 0 | 92.373 | 3.8124 | 0 | 0 | 0 | 0 | 0 | 17.0765 | 0 | 0 | 365.4372 | 17.0765 | 0
2891 | 18.55 | 817.02 | 1.96 | 0 | 0 | 0 | 0 | 157.14 | 0 | 341.75 | 0 | 0 | 0 | 582.02 | 41.98 | 0 | 92694.76 | 0 | 0 | 1.18 | 0 | 2.47 | 0 | 97.63 | 17.08 | 0 | 0 | 93.377 | 3.8124 | 0 | 0 | 0 | 0 | 0 | 17.0765 | 0 | 0 | 365.4372 | 17.0765 | 0
2892 | 25.31 | 1050.36 | 1.9 | 0 | 0 | 0 | 0 | 0 | 0 | 341.75 | 0 | 0 | 0 | 980.2 | 320.7 | 0 | 93015.46 | 0 | 0 | 1.19 | 0 | 3.42 | 0 | 94.19 | 17.08 | 0 | 0 | 92.373 | 3.8124 | 0 | 0 | 0 | 0 | 0 | 17.0765 | 0 | 0 | 365.4372 | 17.0765 | 0
2893 | 30.6 | 1215.19 | 1.83 | 0 | 0 | 0 | 0 | 157.14 | 0 | 493.23 | 0 | 0 | 0 | 952.84 | 301.55 | 0 | 93317.01 | 0 | 0 | 1.2 | 0 | 4.47 | 40.31 | 130.67 | 17.08 | 0 | 0 | 91.3689 | 4.7655 | 0 | 0 | 0 | 0 | 0 | 17.0765 | 0 | 0 | 365.4372 | 17.0765 | 0
2894 | 34.79 | 1335.69 | 1.78 | 0 | 0 | 0 | 0 | 157.14 | 0 | 644.71 | 0 | 0 | 0 | 1118.81 | 417.73 | 0 | 93734.74 | 0 | 0 | 1.18 | 0 | 5.52 | 0 | 129.51 | 17.08 | 0 | 0 | 90.3649 | 4.7655 | 0 | 0 | 0 | 0 | 0 | 17.0765 | 0 | 0 | 365.4372 | 17.0765 | 0
2895 | 33.53 | 1300.33 | 1.66 | 0 | 0 | 0 | 0 | 157.14 | 0 | 796.19 | 0 | 0 | 0 | 1082.12 | 392.05 | 0 | 94126.79 | 0 | 0 | 1.13 | 0 | 6.53 | 0 | 128.22 | 17.08 | 0 | 0 | 90.3649 | 4.7655 | 0 | 0 | 0 | 0 | 0 | 17.0765 | 0 | 0 | 365.4372 | 17.0765 | 0
2896 | 32.04 | 1257.34 | 1.28 | 0 | 0 | 0 | 0 | 0 | 0 | 796.19 | 0 | 0 | 0 | 1156.89 | 444.38 | 0 | 94571.17 | 0 | 0 | 1.12 | 0 | 7.55 | 37.52 | 162.98 | 17.08 | 0 | 0 | 90.3649 | 4.7655 | 0 | 0 | 0 | 0 | 0 | 17.0765 | 0 | 0 | 365.4372 | 17.0765 | 0
2897 | 30.42 | 1209.58 | 0.82 | 0 | 0 | 0 | 0 | 157.14 | 0 | 947.67 | 0 | 0 | 0 | 946.68 | 297.24 | 0 | 94868.41 | 0 | 0 | 1.13 | 0 | 8.59 | 37.78 | 198.22 | 17.08 | 0 | 0 | 92.373 | 5.7186 | 0 | 0 | 0 | 0 | 0 | 17.0765 | 0 | 0 | 365.4372 | 17.0765 | 0
2898 | 32.26 | 1263.93 | 0.51 | 0 | 0 | 0 | 0 | 0 | 0 | 947.67 | 0 | 0 | 0 | 1195.53 | 471.44 | 0 | 95339.85 | 0 | 0 | 1.12 | 0 | 9.49 | 0 | 195.14 | 17.08 | 0 | 0 | 93.377 | 6.6717 | 0 | 0 | 0 | 0 | 0 | 17.0765 | 0 | 0 | 365.4372 | 17.0765 | 0
2899 | 7.54 | 368.74 | 0.43 | 0 | 0 | 0 | 0 | 0 | 0 | 947.67 | 0 | 0 | 0 | 233.64 | 0 | 201.89 | 95137.96 | 0 | 0 | 1.13 | 0 | 10.18 | 37.87 | 223.72 | 17.08 | 0 | 0 | 97.3933 | 6.6717 | 0 | 0 | 0 | 0 | 0 | 17.0765 | 0 | 0 | 365.4372 | 17.0765 | 0
2900 | 0 | 0 | 0.59 | 0 | 0 | 0 | 0 | 0 | 108.5464 | 835.07 | 0 | 0 | 0 | 0 | 0 | 365.44 | 94772.52 | 0 | 0 | 0 | 0 | 9.7 | 0 | 214.69 | 17.08 | 0 | 0 | 103.4176 | 5.7186 | 0 | 0 | 0 | 0 | 0 | 17.0765 | 0 | 0 | 365.4372 | 17.0765 | 0
2901 | 0 | 0 | 0.97 | 0 | 0 | 0 | 0 | 0 | 107.2064 | 723.86 | 0 | 0 | 0 | 0 | 0 | 365.44 | 94407.09 | 0 | 0 | 0 | 0 | 9.11 | 0 | 203.5 | 17.08 | 0 | 0 | 103.4176 | 4.7655 | 0 | 0 | 0 | 0 | 0 | 17.0765 | 0 | 0 | 365.4372 | 17.0765 | 0
2902 | 0 | 0 | 1.26 | 0 | 0 | 0 | 0 | 0 | 98.945 | 621.23 | 0 | 0 | 0 | 0 | 0 | 365.44 | 94041.65 | 0 | 0 | 0 | 0 | 8.44 | 0 | 190.8 | 17.08 | 0 | 0 | 96.3892 | 3.8124 | 0 | 0 | 0 | 0 | 0 | 17.0765 | 0 | 0 | 365.4372 | 17.0765 | 0
2903 | 0 | 0 | 1.43 | 0 | 0 | 0 | 0 | 0 | 86.7696 | 531.21 | 0 | 0 | 0 | 0 | 0 | 365.44 | 93676.21 | 0 | 0 | 0 | 0 | 7.72 | 0 | 177.06 | 17.08 | 0 | 0 | 85.3446 | 2.8593 | 0 | 0 | 0 | 0 | 0 | 17.0765 | 0 | 0 | 365.4372 | 17.0765 | 0
2904 | 0 | 0 | 1.51 | 0 | 0 | 0 | 0 | 0 | 73.1772 | 455.31 | 0 | 0 | 0 | 0 | 0 | 372.95 | 93303.26 | 7.52 | 3.5344 | 0 | 0 | 7 | 0 | 163.46 | 17.08 | 0 | 0 | 76.3081 | 1.9062 | 0 | 0 | 0 | 0 | 0 | 17.0765 | 0 | 0 | 365.4372 | 17.0765 | 0
2905 | 0 | 0 | 1.53 | 0 | 0 | 0 | 0 | 0 | 59.0161 | 394.08 | 0 | 0 | 0 | 0 | 0 | 392.44 | 92910.81 | 27.01 | 12.6947 | 0 | 0 | 6.35 | 0 | 151.02 | 17.08 | 0 | 0 | 72.2919 | 0.95311 | 0 | 0 | 0 | 0 | 0 | 17.0765 | 0 | 0 | 365.4372 | 17.0765 | 0
2906 | 0 | 0 | 1.63 | 0 | 0 | 0 | 0 | 0 | 53.9551 | 338.12 | 0 | 0 | 0 | 0 | 0 | 392.44 | 92518.37 | 27.01 | 12.6947 | 0 | 0 | 5.61 | 0 | 137.02 | 17.08 | 0 | 0 | 68.2757 | 0 | 0 | 0 | 0 | 0 | 0 | 17.0765 | 0 | 0 | 365.4372 | 17.0765 | 0
2907 | 0 | 0 | 1.98 | 0 | 0 | 0 | 0 | 0 | 65.2917 | 270.39 | 0 | 0 | 0 | 0 | 0 | 365.44 | 92152.93 | 0 | 0 | 0 | 0 | 4.73 | 0 | 120.25 | 17.08 | 0 | 0 | 67.2716 | 0 | 0 | 0 | 0 | 0 | 0 | 17.0765 | 0 | 0 | 365.4372 | 17.0765 | 0
2908 | 0 | 0 | 2.57 | 0 | 0 | 0 | 0 | 0 | 53.0104 | 215.4 | 0 | 0 | 0 | 0 | 0 | 392.44 | 91760.49 | 27.01 | 12.6947 | 0 | 0 | 3.8 | 0 | 102.53 | 17.08 | 0 | 0 | 68.2757 | 0 | 0 | 0 | 0 | 0 | 0 | 17.0765 | 0 | 0 | 365.4372 | 17.0765 | 0
2909 | 0 | 0 | 3.09 | 0 | 0 | 0 | 0 | 0 | 55.5071 | 157.82 | 0 | 0 | 0 | 0 | 0 | 392.44 | 91368.05 | 27.01 | 12.6947 | 0 | 0 | 2.89 | 0 | 85.31 | 17.08 | 0 | 0 | 71.2878 | 0 | 0 | 0 | 0 | 0 | 0 | 17.0765 | 0 | 0 | 365.4372 | 17.0765 | 0
2910 | 0 | 0 | 3.54 | 0 | 0 | 0 | 0 | 0 | 73.7267 | 81.34 | 0 | 0 | 0 | 0 | 0 | 365.44 | 91002.61 | 0 | 0 | 0 | 0 | 1.96 | 0 | 67.66 | 17.08 | 0 | 0 | 76.3081 | 0.95311 | 0 | 0 | 0 | 0 | 0 | 17.0765 | 0 | 0 | 365.4372 | 17.0765 | 0
2911 | 0 | 0 | 3.81 | 0 | 0 | 0 | 0 | 0 | 78.4118 | 0 | 0 | 0 | 0 | 0 | 0 | 365.44 | 90637.17 | 0 | 0 | 0 | 1.0165 | 0 | 0 | 50.61 | 17.08 | 0 | 0 | 81.3284 | 1.9062 | 0 | 0 | 0 | 0 | 0 | 17.0765 | 0 | 0 | 365.4372 | 17.0765 | 0
2912 | 11.78 | 552.87 | 3.69 | 0 | 0 | 0 | 0 | 0.39 | 0 | 0.37 | 0 | 0 | 0 | 477.54 | 0 | 31.16 | 90606.01 | 0 | 0 | 1.26 | 0 | 0.37 | 0 | 34.99 | 17.08 | 0 | 0 | 85.3446 | 3.8124 | 0 | 0 | 0 | 0 | 0 | 17.0765 | 0 | 0 | 365.4372 | 17.0765 | 0
2913 | 24.13 | 1011.61 | 3.26 | 0 | 0 | 0 | 0 | 0.64 | 0 | 0.99 | 0 | 0 | 0 | 942.07 | 294.01 | 0 | 90900.02 | 0 | 0 | 1.22 | 0 | 0.99 | 0 | 24.59 | 17.08 | 0 | 0 | 89.3608 | 5.7186 | 0 | 0 | 0 | 0 | 0 | 17.0765 | 0 | 0 | 365.4372 | 17.0765 | 0
2914 | 33.78 | 1307.43 | 3.28 | 0 | 0 | 0 | 0 | 0.75 | 0 | 1.71 | 0 | 0 | 0 | 1247.37 | 507.72 | 0 | 91407.74 | 0 | 0 | 1.2 | 0 | 1.7 | 0 | 16.51 | 17.08 | 0 | 0 | 91.3689 | 3.8124 | 0 | 0 | 0 | 0 | 0 | 17.0765 | 0 | 0 | 365.4372 | 17.0765 | 0
2915 | 40.42 | 1485.79 | 3.41 | 0 | 0 | 0 | 0 | 15.67 | 0 | 16.82 | 0 | 0 | 0 | 1377.96 | 599.13 | 0 | 92006.88 | 0 | 0 | 1.18 | 0 | 2.47 | 39.62 | 47.48 | 17.08 | 0 | 0 | 91.3689 | 3.8124 | 0 | 0 | 0 | 0 | 0 | 17.0765 | 0 | 0 | 365.4372 | 17.0765 | 0
2916 | 44.36 | 1583.33 | 3.23 | 0 | 0 | 0 | 0 | 157.14 | 0 | 168.3 | 0 | 0 | 0 | 1337.72 | 570.97 | 0 | 92577.84 | 0 | 0 | 1.19 | 0 | 3.42 | 39.7 | 81.75 | 17.08 | 0 | 0 | 91.3689 | 3.8124 | 0 | 0 | 0 | 0 | 0 | 17.0765 | 0 | 0 | 365.4372 | 17.0765 | 0
2917 | 46.69 | 1638.5 | 2.91 | 0 | 0 | 0 | 0 | 157.14 | 0 | 319.78 | 0 | 0 | 0 | 1377.96 | 599.13 | 0 | 93176.98 | 0 | 0 | 1.2 | 0 | 4.47 | 40.31 | 118.23 | 17.08 | 17.36 | 0 | 89.3608 | 4.7655 | 0 | 0 | 0 | 0 | 0 | 17.0765 | 0 | 0 | 365.4372 | 17.0765 | 0
2918 | 48.3 | 1675.54 | 2.65 | 0 | 0 | 0 | 0 | 157.14 | 0 | 471.26 | 0 | 0 | 0 | 1377.96 | 599.13 | 0 | 93776.11 | 0 | 0 | 1.18 | 0 | 5.52 | 39.49 | 154.58 | 17.08 | 56.61 | 0 | 89.3608 | 4.7655 | 0 | 0 | 0 | 0 | 0 | 17.0765 | 0 | 0 | 365.4372 | 17.0765 | 0
2919 | 46.39 | 1631.44 | 2.62 | 0 | 0 | 0 | 0 | 157.14 | 0 | 622.74 | 0 | 0 | 0 | 1377.96 | 599.13 | 0 | 94375.24 | 0 | 0 | 1.13 | 0 | 6.53 | 38.02 | 189.41 | 17.08 | 13.08 | 0 | 88.3568 | 4.7655 | 0 | 0 | 0 | 0 | 0 | 17.0765 | 0 | 0 | 365.4372 | 17.0765 | 0
2920 | 44.4 | 1584.32 | 2.56 | 0 | 0 | 0 | 0 | 120.55 | 0 | 738.95 | 0 | 0 | 0 | 1377.96 | 599.13 | 0 | 94974.38 | 0 | 0 | 1.12 | 0 | 7.55 | 37.52 | 224.17 | 17.08 | 0 | 0 | 89.3608 | 4.7655 | 0 | 0 | 0 | 0 | 0 | 17.0765 | 0 | 0 | 365.4372 | 17.0765 | 0
2921 | 42.08 | 1527.64 | 2.6 | 0 | 0 | 0 | 0 | 59.38 | 0 | 796.19 | 0 | 0 | 0 | 1377.96 | 599.13 | 0 | 95573.51 | 0 | 0 | 1.13 | 0 | 8.59 | 37.78 | 259.41 | 17.08 | 0 | 0 | 90.3649 | 5.7186 | 0 | 0 | 0 | 0 | 0 | 17.0765 | 0 | 0 | 365.4372 | 17.0765 | 0
2922 | 46.24 | 1628.12 | 2.93 | 0 | 0 | 0 | 0 | 157.14 | 0 | 947.67 | 0 | 0 | 0 | 1377.96 | 599.13 | 0 | 96172.64 | 0 | 0 | 1.12 | 0 | 9.49 | 37.55 | 292 | 17.08 | 4.48 | 0 | 92.373 | 6.6717 | 0 | 0 | 0 | 0 | 0 | 17.0765 | 0 | 0 | 365.4372 | 17.0765 | 0
2923 | 11.32 | 533.55 | 3.47 | 0 | 0 | 0 | 0 | 0 | 0 | 947.67 | 0 | 0 | 0 | 436.36 | 0 | 59.98 | 96112.66 | 0 | 0 | 1.13 | 0 | 10.18 | 7.78 | 292 | 17.08 | 0 | 0 | 96.3892 | 6.6717 | 0 | 0 | 0 | 0 | 0 | 17.0765 | 0 | 0 | 365.4372 | 17.0765 | 0
2924 | 0 | 0 | 4.2 | 0 | 0 | 0 | 0 | 0 | 102.9359 | 840.89 | 0 | 0 | 0 | 0 | 0 | 365.44 | 95747.22 | 0 | 0 | 0 | 0 | 9.7 | 0 | 282.97 | 17.08 | 0 | 0 | 101.4095 | 5.7186 | 0 | 0 | 0 | 0 | 0 | 17.0765 | 0 | 0 | 365.4372 | 17.0765 | 0
2925 | 0 | 0 | 5.27 | 0 | 0 | 0 | 0 | 0 | 101.9141 | 735.18 | 0 | 0 | 0 | 0 | 0 | 365.44 | 95381.78 | 0 | 0 | 0 | 0 | 9.11 | 0 | 271.78 | 17.08 | 0 | 0 | 102.4135 | 4.7655 | 0 | 0 | 0 | 0 | 0 | 17.0765 | 0 | 0 | 365.4372 | 17.0765 | 0
2926 | 0 | 0 | 5.87 | 0 | 0 | 0 | 0 | 0 | 93.3248 | 638.36 | 0 | 0 | 0 | 0 | 0 | 365.44 | 95016.35 | 0 | 0 | 0 | 0 | 8.44 | 0 | 259.08 | 17.08 | 0 | 0 | 95.3851 | 3.8124 | 0 | 0 | 0 | 0 | 0 | 17.0765 | 0 | 0 | 365.4372 | 17.0765 | 0
2927 | 0 | 0 | 6.59 | 0 | 0 | 0 | 0 | 0 | 80.6097 | 554.74 | 0 | 0 | 0 | 0 | 0 | 365.44 | 94650.91 | 0 | 0 | 0 | 0 | 7.72 | 0 | 245.34 | 17.08 | 0 | 0 | 84.3406 | 2.8593 | 0 | 0 | 0 | 0 | 0 | 17.0765 | 0 | 0 | 365.4372 | 17.0765 | 0
2928 | 0 | 0 | 7.44 | 0 | 0 | 0 | 0 | 0 | 69.7743 | 482.37 | 0 | 0 | 0 | 0 | 0 | 365.44 | 94285.47 | 0 | 0 | 0 | 0 | 7 | 0 | 231.74 | 17.08 | 0 | 0 | 75.3041 | 1.9062 | 0 | 0 | 0 | 0 | 0 | 17.0765 | 0 | 0 | 365.4372 | 17.0765 | 0
2929 | 0 | 0 | 8.3 | 0 | 0 | 0 | 0 | 0 | 62.9299 | 417.08 | 0 | 0 | 0 | 0 | 0 | 365.44 | 93920.03 | 0 | 0 | 0 | 0 | 6.35 | 0 | 219.3 | 17.08 | 0 | 0 | 70.2838 | 0.95311 | 0 | 0 | 0 | 0 | 0 | 17.0765 | 0 | 0 | 365.4372 | 17.0765 | 0
2930 | 0 | 0 | 9.14 | 0 | 0 | 0 | 0 | 0 | 58.1292 | 356.78 | 0 | 0 | 0 | 0 | 0 | 365.44 | 93554.6 | 0 | 0 | 0 | 0 | 5.61 | 0 | 205.3 | 17.08 | 0 | 0 | 67.2716 | 0 | 0 | 0 | 0 | 0 | 0 | 17.0765 | 0 | 0 | 365.4372 | 17.0765 | 0
2931 | 0 | 0 | 10.1 | 0 | 0 | 0 | 0 | 0 | 56.1626 | 298.52 | 0 | 0 | 0 | 0 | 0 | 365.44 | 93189.16 | 0 | 0 | 0 | 0 | 4.73 | 0 | 188.53 | 17.08 | 0 | 0 | 66.2676 | 0 | 0 | 0 | 0 | 0 | 0 | 17.0765 | 0 | 0 | 365.4372 | 17.0765 | 0
2932 | 0 | 0 | 11.97 | 0 | 0 | 0 | 0 | 0 | 55.3047 | 241.15 | 0 | 0 | 0 | 0 | 0 | 365.44 | 92823.72 | 0 | 0 | 0 | 0 | 3.8 | 0 | 170.81 | 17.08 | 0 | 0 | 67.2716 | 0 | 0 | 0 | 0 | 0 | 0 | 17.0765 | 0 | 0 | 365.4372 | 17.0765 | 0
2933 | 0 | 0 | 13.16 | 0 | 0 | 0 | 0 | 0 | 57.1266 | 181.9 | 0 | 0 | 0 | 0 | 0 | 365.44 | 92458.29 | 0 | 0 | 0 | 0 | 2.89 | 0 | 153.59 | 17.08 | 0 | 0 | 70.2838 | 0 | 0 | 0 | 0 | 0 | 0 | 17.0765 | 0 | 0 | 365.4372 | 17.0765 | 0
2934 | 0 | 0 | 13.42 | 0 | 0 | 0 | 0 | 0 | 62.8335 | 116.71 | 0 | 0 | 0 | 0 | 0 | 365.44 | 92092.85 | 0 | 0 | 0 | 0 | 1.96 | 0 | 135.94 | 17.08 | 0 | 0 | 75.3041 | 0.95311 | 0 | 0 | 0 | 0 | 0 | 17.0765 | 0 | 0 | 365.4372 | 17.0765 | 0
2935 | 0 | 0 | 12.94 | 0 | 0 | 0 | 0 | 0 | 69.2923 | 44.83 | 0 | 0 | 0 | 0 | 0 | 365.44 | 91727.41 | 0 | 0 | 0 | 0 | 1.07 | 0 | 118.89 | 17.08 | 0 | 0 | 80.3243 | 1.9062 | 0 | 0 | 0 | 0 | 0 | 17.0765 | 0 | 0 | 365.4372 | 17.0765 | 0
2936 | 5.56 | 277.77 | 11.67 | 0 | 0 | 0 | 0 | 157.14 | 0 | 196.31 | 0 | 0 | 0 | 47.46 | 0 | 332.22 | 91395.19 | 0 | 0 | 1.26 | 0 | 1.44 | 0 | 103.27 | 17.08 | 0 | 0 | 85.3446 | 3.8124 | 0 | 0 | 0 | 0 | 0 | 17.0765 | 0 | 0 | 365.4372 | 17.0765 | 0
2937 | 17.56 | 780.33 | 10.18 | 0 | 0 | 0 | 0 | 157.14 | 0 | 347.79 | 0 | 0 | 0 | 555.64 | 23.51 | 0 | 91418.7 | 0 | 0 | 1.22 | 0 | 2.05 | 0 | 92.87 | 17.08 | 0 | 0 | 88.3568 | 5.7186 | 0 | 0 | 0 | 0 | 0 | 17.0765 | 0 | 0 | 365.4372 | 17.0765 | 0
2938 | 26.7 | 1095.06 | 8.25 | 0 | 0 | 0 | 0 | 0 | 0 | 347.79 | 0 | 0 | 0 | 994.46 | 330.69 | 0 | 91749.39 | 0 | 0 | 1.2 | 0 | 2.77 | 40.17 | 122.96 | 17.08 | 0 | 0 | 90.3649 | 3.8124 | 0 | 0 | 0 | 0 | 0 | 17.0765 | 0 | 0 | 365.4372 | 17.0765 | 0
2939 | 32.4 | 1267.74 | 6.86 | 0 | 0 | 0 | 0 | 12.08 | 0 | 359.44 | 0 | 0 | 0 | 1198.54 | 473.54 | 0 | 92222.93 | 0 | 0 | 1.18 | 0 | 3.54 | 0 | 116.27 | 17.08 | 0 | 0 | 91.3689 | 3.8124 | 0 | 0 | 0 | 0 | 0 | 17.0765 | 0 | 0 | 365.4372 | 17.0765 | 0
2940 | 32.73 | 1277.43 | 6.12 | 0 | 0 | 0 | 0 | 0 | 0 | 359.44 | 0 | 0 | 0 | 1181.22 | 461.42 | 0 | 92684.35 | 0 | 0 | 1.19 | 0 | 4.48 | 39.7 | 150.55 | 17.08 | 0 | 0 | 90.3649 | 3.8124 | 0 | 0 | 0 | 0 | 0 | 17.0765 | 0 | 0 | 365.4372 | 17.0765 | 0
2941 | 31.36 | 1237.45 | 5.77 | 0 | 0 | 0 | 0 | 157.14 | 0 | 510.92 | 0 | 0 | 0 | 1022.11 | 350.04 | 0 | 93034.39 | 0 | 0 | 1.2 | 0 | 5.53 | 0 | 148.73 | 17.08 | 0 | 0 | 89.3608 | 4.7655 | 0 | 0 | 0 | 0 | 0 | 17.0765 | 0 | 0 | 365.4372 | 17.0765 | 0
2942 | 28.33 | 1146.16 | 5.71 | 0 | 0 | 0 | 0 | 157.14 | 0 | 662.4 | 0 | 0 | 0 | 929.94 | 285.52 | 0 | 93319.91 | 0 | 0 | 0 | 0 | 5.47 | 0 | 147.57 | 17.08 | 0 | 0 | 88.3568 | 4.7655 | 0 | 0 | 0 | 0 | 0 | 17.0765 | 0 | 0 | 365.4372 | 17.0765 | 0
2943 | 25.78 | 1065.58 | 5.72 | 0 | 0 | 0 | 0 | 157.14 | 0 | 813.88 | 0 | 0 | 0 | 845.68 | 226.54 | 0 | 93546.45 | 0 | 0 | 1.13 | 0 | 6.48 | 0 | 146.28 | 17.08 | 0 | 0 | 88.3568 | 4.7655 | 0 | 0 | 0 | 0 | 0 | 17.0765 | 0 | 0 | 365.4372 | 17.0765 | 0
2944 | 22.36 | 951.91 | 5.76 | 0 | 0 | 0 | 0 | 0 | 0 | 813.88 | 0 | 0 | 0 | 847.26 | 227.65 | 0 | 93774.1 | 0 | 0 | 1.12 | 0 | 7.5 | 37.52 | 181.04 | 17.08 | 0 | 0 | 89.3608 | 4.7655 | 0 | 0 | 0 | 0 | 0 | 17.0765 | 0 | 0 | 365.4372 | 17.0765 | 0
2945 | 18.46 | 813.82 | 5.97 | 0 | 0 | 0 | 0 | 0 | 0 | 813.88 | 0 | 0 | 0 | 741.05 | 153.29 | 0 | 93927.39 | 0 | 0 | 1.13 | 0 | 8.53 | 0 | 180.39 | 17.08 | 0 | 0 | 90.3649 | 5.7186 | 0 | 0 | 0 | 0 | 0 | 17.0765 | 0 | 0 | 365.4372 | 17.0765 | 0
2946 | 18.47 | 814.21 | 6.09 | 0 | 0 | 0 | 0 | 0 | 0 | 813.88 | 0 | 0 | 0 | 701.05 | 125.3 | 0 | 94052.69 | 0 | 0 | 1.12 | 0 | 9.44 | 37.55 | 212.98 | 17.08 | 0 | 0 | 92.373 | 6.6717 | 0 | 0 | 0 | 0 | 0 | 17.0765 | 0 | 0 | 365.4372 | 17.0765 | 0
2947 | 5.38 | 269.25 | 6.22 | 0 | 0 | 0 | 0 | 138.79 | 0 | 947.67 | 0 | 0 | 0 | 0 | 0 | 365.44 | 93687.25 | 0 | 0 | 1.13 | 0 | 10.12 | 37.87 | 241.57 | 17.08 | 0 | 0 | 96.3892 | 6.6717 | 0 | 0 | 0 | 0 | 0 | 17.0765 | 0 | 0 | 365.4372 | 17.0765 | 0
2948 | 0 | 0 | 6.5 | 0 | 0 | 0 | 0 | 0 | 101.6249 | 842.25 | 0 | 0 | 0 | 0 | 0 | 365.44 | 93321.82 | 0 | 0 | 0 | 0 | 9.65 | 0 | 232.54 | 17.08 | 0 | 0 | 102.4135 | 5.7186 | 0 | 0 | 0 | 0 | 0 | 17.0765 | 0 | 0 | 365.4372 | 17.0765 | 0
2949 | 0 | 0 | 7.16 | 0 | 0 | 0 | 0 | 0 | 100.015 | 738.49 | 0 | 0 | 0 | 0 | 0 | 365.44 | 92956.38 | 0 | 0 | 0 | 0 | 9.06 | 0 | 221.35 | 17.08 | 0 | 0 | 102.4135 | 4.7655 | 0 | 0 | 0 | 0 | 0 | 17.0765 | 0 | 0 | 365.4372 | 17.0765 | 0
2950 | 0 | 0 | 8.89 | 0 | 0 | 0 | 0 | 0 | 90.2979 | 644.82 | 0 | 0 | 0 | 0 | 0 | 365.44 | 92590.94 | 0 | 0 | 0 | 0 | 8.39 | 0 | 208.64 | 17.08 | 0 | 0 | 95.3851 | 3.8124 | 0 | 0 | 0 | 0 | 0 | 17.0765 | 0 | 0 | 365.4372 | 17.0765 | 0
2951 | 0 | 0 | 11.09 | 0 | 0 | 0 | 0 | 0 | 76.1078 | 565.87 | 0 | 0 | 0 | 0 | 0 | 365.44 | 92225.51 | 0 | 0 | 0 | 0 | 7.67 | 0 | 194.91 | 17.08 | 0 | 0 | 84.3406 | 2.8593 | 0 | 0 | 0 | 0 | 0 | 17.0765 | 0 | 0 | 365.4372 | 17.0765 | 0
2952 | 0 | 0 | 13.33 | 0 | 0 | 0 | 0 | 0 | 63.8746 | 499.6 | 0 | 0 | 0 | 0 | 0 | 365.44 | 91860.07 | 0 | 0 | 0 | 0 | 6.95 | 0 | 181.31 | 17.08 | 0 | 0 | 75.3041 | 1.9062 | 0 | 0 | 0 | 0 | 0 | 17.0765 | 0 | 0 | 365.4372 | 17.0765 | 0
2953 | 0 | 0 | 15.23 | 0 | 0 | 0 | 0 | 0 | 57.011 | 440.46 | 0 | 0 | 0 | 0 | 0 | 365.44 | 91494.63 | 0 | 0 | 0 | 0 | 6.3 | 0 | 168.87 | 17.08 | 0 | 0 | 71.2878 | 0.95311 | 0 | 0 | 0 | 0 | 0 | 17.0765 | 0 | 0 | 365.4372 | 17.0765 | 0
2954 | 0 | 0 | 16.49 | 0 | 0 | 0 | 0 | 0 | 50.7835 | 387.78 | 0 | 0 | 0 | 0 | 0 | 365.44 | 91129.19 | 0 | 0 | 0 | 0 | 5.56 | 0 | 154.87 | 17.08 | 0 | 0 | 67.2716 | 0 | 0 | 0 | 0 | 0 | 0 | 17.0765 | 0 | 0 | 365.4372 | 17.0765 | 0
2955 | 0 | 0 | 17.21 | 0 | 0 | 0 | 0 | 0 | 49.058 | 336.9 | 0 | 0 | 0 | 0 | 0 | 365.44 | 90763.76 | 0 | 0 | 0 | 0 | 4.68 | 0 | 138.09 | 17.08 | 0 | 0 | 66.2676 | 0 | 0 | 0 | 0 | 0 | 0 | 17.0765 | 0 | 0 | 365.4372 | 17.0765 | 0
2956 | 0 | 0 | 16.62 | 0 | 0 | 0 | 0 | 0 | 48.6434 | 286.44 | 0 | 0 | 0 | 0 | 0 | 365.44 | 90398.32 | 0 | 0 | 0 | 0 | 3.74 | 0 | 120.38 | 17.08 | 0 | 0 | 65.2635 | 0 | 0 | 0 | 0 | 0 | 0 | 17.0765 | 0 | 0 | 365.4372 | 17.0765 | 0
2957 | 0 | 0 | 15.09 | 0 | 0 | 0 | 0 | 0 | 54.1961 | 230.23 | 0 | 0 | 0 | 0 | 0 | 365.44 | 90032.88 | 0 | 0 | 0 | 0 | 2.84 | 0 | 103.16 | 17.08 | 0 | 0 | 69.2797 | 0 | 0 | 0 | 0 | 0 | 0 | 17.0765 | 0 | 0 | 365.4372 | 17.0765 | 0
2958 | 0 | 0 | 13.59 | 0 | 0 | 0 | 0 | 0 | 61.6671 | 166.26 | 0 | 0 | 0 | 0 | 0 | 365.44 | 89667.45 | 0 | 0 | 0 | 0 | 1.91 | 0 | 85.51 | 17.08 | 0 | 0 | 74.3 | 0.95311 | 0 | 0 | 0 | 0 | 0 | 17.0765 | 0 | 0 | 365.4372 | 17.0765 | 0
2959 | 0 | 0 | 12.42 | 0 | 0 | 0 | 0 | 0 | 68.8103 | 94.88 | 0 | 0 | 0 | 0 | 0 | 365.44 | 89302.01 | 0 | 0 | 0 | 0 | 1.01 | 0 | 68.46 | 17.08 | 0 | 0 | 79.3203 | 1.9062 | 0 | 0 | 0 | 0 | 0 | 17.0765 | 0 | 0 | 365.4372 | 17.0765 | 0
2960 | 14.74 | 672.32 | 11.21 | 0 | 0 | 0 | 0 | 0 | 0 | 94.88 | 0 | 0 | 0 | 609.86 | 61.47 | 0 | 89363.48 | 0 | 0 | 1.26 | 0 | 1.38 | 0 | 52.84 | 17.08 | 0 | 0 | 83.3365 | 3.8124 | 0 | 0 | 0 | 0 | 0 | 17.0765 | 0 | 0 | 365.4372 | 17.0765 | 0
2961 | 27.26 | 1112.67 | 10.08 | 0 | 0 | 0 | 0 | 157.14 | 0 | 246.36 | 0 | 0 | 0 | 899.58 | 264.27 | 0 | 89627.74 | 0 | 0 | 1.22 | 0 | 2 | 0 | 42.44 | 17.08 | 0 | 0 | 86.3487 | 5.7186 | 0 | 0 | 0 | 0 | 0 | 17.0765 | 0 | 0 | 365.4372 | 17.0765 | 0
2962 | 35.95 | 1367.62 | 9.78 | 0 | 0 | 0 | 0 | 157.14 | 0 | 397.84 | 0 | 0 | 0 | 1122.67 | 420.43 | 0 | 90048.18 | 0 | 0 | 1.2 | 0 | 2.71 | 40.17 | 72.52 | 17.08 | 0 | 0 | 88.3568 | 3.8124 | 0 | 0 | 0 | 0 | 0 | 17.0765 | 0 | 0 | 365.4372 | 17.0765 | 0
2963 | 41.9 | 1523.09 | 10.3 | 0 | 0 | 0 | 0 | 103.98 | 0 | 498.07 | 0 | 0 | 0 | 1377.96 | 599.13 | 0 | 90647.31 | 0 | 0 | 1.18 | 0 | 3.48 | 0 | 65.84 | 17.08 | 0 | 0 | 88.3568 | 3.8124 | 0 | 0 | 0 | 0 | 0 | 17.0765 | 0 | 0 | 365.4372 | 17.0765 | 0
2964 | 42.9 | 1547.89 | 11.16 | 0 | 0 | 0 | 0 | 92.94 | 0 | 587.67 | 0 | 0 | 0 | 1377.96 | 599.13 | 0 | 91246.44 | 0 | 0 | 1.19 | 0 | 4.43 | 39.7 | 100.12 | 17.08 | 0 | 0 | 86.3487 | 3.8124 | 0 | 0 | 0 | 0 | 0 | 17.0765 | 0 | 0 | 365.4372 | 17.0765 | 0
2965 | 42.93 | 1548.51 | 12.17 | 0 | 0 | 0 | 0 | 120.09 | 0 | 703.44 | 0 | 0 | 0 | 1377.96 | 599.13 | 0 | 91845.58 | 0 | 0 | 0.15 | 0 | 4.47 | 15.3 | 112.84 | 17.08 | 0 | 0 | 85.3446 | 4.7655 | 0 | 0 | 0 | 0 | 0 | 17.0765 | 0 | 0 | 365.4372 | 17.0765 | 0
2966 | 42.18 | 1529.98 | 13.16 | 0 | 0 | 0 | 0 | 77.58 | 0 | 778.23 | 0 | 0 | 0 | 1377.96 | 599.13 | 0 | 92444.71 | 0 | 0 | 1.18 | 0 | 5.53 | 39.49 | 149.18 | 17.08 | 0 | 0 | 84.3406 | 4.7655 | 0 | 0 | 0 | 0 | 0 | 17.0765 | 0 | 0 | 365.4372 | 17.0765 | 0
2967 | 36.73 | 1389.02 | 14.18 | 0 | 0 | 0 | 0 | 0 | 0 | 778.23 | 0 | 0 | 0 | 1350.7 | 580.05 | 0 | 93024.76 | 0 | 0 | 1.13 | 0 | 6.54 | 0 | 147.9 | 17.08 | 0 | 0 | 83.3365 | 4.7655 | 0 | 0 | 0 | 0 | 0 | 17.0765 | 0 | 0 | 365.4372 | 17.0765 | 0
2968 | 30.1 | 1200.21 | 14.35 | 0 | 0 | 0 | 0 | 91.84 | 0 | 866.77 | 0 | 0 | 0 | 1025.08 | 352.12 | 0 | 93376.87 | 0 | 0 | 1.12 | 0 | 7.56 | 37.52 | 182.66 | 17.08 | 0 | 0 | 84.3406 | 4.7655 | 0 | 0 | 0 | 0 | 0 | 17.0765 | 0 | 0 | 365.4372 | 17.0765 | 0
2969 | 22.35 | 951.74 | 13.81 | 0 | 0 | 0 | 0 | 0 | 0 | 866.77 | 0 | 0 | 0 | 895.84 | 261.65 | 0 | 93638.52 | 0 | 0 | 0 | 0 | 7.52 | 0 | 182.01 | 17.08 | 0 | 0 | 86.3487 | 5.7186 | 0 | 0 | 0 | 0 | 0 | 17.0765 | 0 | 0 | 365.4372 | 17.0765 | 0
2970 | 22.78 | 966.35 | 12.63 | 0 | 0 | 0 | 0 | 0 | 0 | 866.77 | 0 | 0 | 0 | 868.06 | 242.2 | 0 | 93880.73 | 0 | 0 | 1.12 | 0 | 8.43 | 37.55 | 214.6 | 17.08 | 0 | 0 | 88.3568 | 6.6717 | 0 | 0 | 0 | 0 | 0 | 17.0765 | 0 | 0 | 365.4372 | 17.0765 | 0
2971 | 5.9 | 293.68 | 11.15 | 0 | 0 | 0 | 0 | 0 | 0 | 866.77 | 0 | 0 | 0 | 209.55 | 0 | 218.75 | 93661.98 | 0 | 0 | 1.13 | 0 | 9.11 | 0 | 207.21 | 17.08 | 0 | 0 | 93.377 | 6.6717 | 0 | 0 | 0 | 0 | 0 | 17.0765 | 0 | 0 | 365.4372 | 17.0765 | 0
2972 | 0 | 0 | 9.63 | 0 | 0 | 0 | 0 | 0 | 95.4938 | 767.71 | 0 | 0 | 0 | 0 | 0 | 365.44 | 93296.54 | 0 | 0 | 0 | 0 | 8.64 | 0 | 198.18 | 17.08 | 0 | 0 | 99.4014 | 5.7186 | 0 | 0 | 0 | 0 | 0 | 17.0765 | 0 | 0 | 365.4372 | 17.0765 | 0
2973 | 0 | 0 | 8.42 | 0 | 0 | 0 | 0 | 0 | 96.747 | 667.35 | 0 | 0 | 0 | 0 | 0 | 365.44 | 92931.1 | 0 | 0 | 0 | 0 | 8.05 | 0 | 186.99 | 17.08 | 0 | 0 | 100.4054 | 4.7655 | 0 | 0 | 0 | 0 | 0 | 17.0765 | 0 | 0 | 365.4372 | 17.0765 | 0
2974 | 0 | 0 | 8.69 | 0 | 0 | 0 | 0 | 0 | 88.4952 | 575.55 | 0 | 0 | 0 | 0 | 0 | 365.44 | 92565.67 | 0 | 0 | 0 | 0 | 7.38 | 0 | 174.28 | 17.08 | 0 | 0 | 93.377 | 3.8124 | 0 | 0 | 0 | 0 | 0 | 17.0765 | 0 | 0 | 365.4372 | 17.0765 | 0
2975 | 0 | 0 | 10.22 | 0 | 0 | 0 | 0 | 0 | 74.9703 | 497.78 | 0 | 0 | 0 | 0 | 0 | 365.44 | 92200.23 | 0 | 0 | 0 | 0 | 6.66 | 0 | 160.54 | 17.08 | 0 | 0 | 82.3324 | 2.8593 | 0 | 0 | 0 | 0 | 0 | 17.0765 | 0 | 0 | 365.4372 | 17.0765 | 0
2976 | 0 | 0 | 12.09 | 0 | 0 | 0 | 0 | 0 | 64.1156 | 431.27 | 0 | 0 | 0 | 0 | 0 | 365.44 | 91834.79 | 0 | 0 | 0 | 0 | 5.94 | 0 | 146.95 | 17.08 | 0 | 0 | 74.3 | 1.9062 | 0 | 0 | 0 | 0 | 0 | 17.0765 | 0 | 0 | 365.4372 | 17.0765 | 0
2977 | 0 | 0 | 13.21 | 0 | 0 | 0 | 0 | 0 | 57.0206 | 372.12 | 0 | 0 | 0 | 0 | 0 | 365.44 | 91469.35 | 0 | 0 | 0 | 0 | 5.28 | 0 | 134.51 | 17.08 | 0 | 0 | 69.2797 | 0.95311 | 0 | 0 | 0 | 0 | 0 | 17.0765 | 0 | 0 | 365.4372 | 17.0765 | 0
2978 | 0 | 0 | 13.69 | 0 | 0 | 0 | 0 | 0 | 52.5766 | 317.57 | 0 | 0 | 0 | 0 | 0 | 365.44 | 91103.92 | 0 | 0 | 0 | 0 | 4.55 | 0 | 120.51 | 17.08 | 0 | 0 | 66.2676 | 0 | 0 | 0 | 0 | 0 | 0 | 17.0765 | 0 | 0 | 365.4372 | 17.0765 | 0
2979 | 0 | 0 | 13.74 | 0 | 0 | 0 | 0 | 0 | 51.5258 | 264.12 | 0 | 0 | 0 | 0 | 0 | 365.44 | 90738.48 | 0 | 0 | 0 | 0 | 3.66 | 0 | 103.73 | 17.08 | 0 | 0 | 65.2635 | 0 | 0 | 0 | 0 | 0 | 0 | 17.0765 | 0 | 0 | 365.4372 | 17.0765 | 0
2980 | 0 | 0 | 12.29 | 0 | 0 | 0 | 0 | 0 | 53.984 | 208.12 | 0 | 0 | 0 | 0 | 0 | 365.44 | 90373.04 | 0 | 0 | 0 | 0 | 2.73 | 0 | 86.02 | 17.08 | 0 | 0 | 66.2676 | 0 | 0 | 0 | 0 | 0 | 0 | 17.0765 | 0 | 0 | 365.4372 | 17.0765 | 0
2981 | 0 | 0 | 10.01 | 0 | 0 | 0 | 0 | 0 | 59.2667 | 146.64 | 0 | 0 | 0 | 0 | 0 | 365.44 | 90007.61 | 0 | 0 | 0 | 0 | 1.83 | 0 | 68.8 | 17.08 | 0 | 0 | 69.2797 | 0 | 0 | 0 | 0 | 0 | 0 | 17.0765 | 0 | 0 | 365.4372 | 17.0765 | 0
2982 | 0 | 0 | 8.04 | 0 | 0 | 0 | 0 | 0 | 67.2197 | 76.91 | 0 | 0 | 0 | 0 | 0 | 365.44 | 89642.17 | 0 | 0 | 0 | 0 | 0.9 | 0 | 51.15 | 17.08 | 0 | 0 | 74.3 | 0.95311 | 0 | 0 | 0 | 0 | 0 | 17.0765 | 0 | 0 | 365.4372 | 17.0765 | 0
2983 | 0 | 0 | 7.08 | 0 | 0 | 0 | 0 | 0 | 74.1412 | 0 | 0 | 0 | 0 | 0 | 0 | 365.44 | 89276.73 | 0 | 0 | 0 | 0 | 0 | 0 | 34.1 | 17.08 | 0 | 0 | 79.3203 | 1.9062 | 0 | 0 | 0 | 0 | 0 | 17.0765 | 0 | 0 | 365.4372 | 17.0765 | 0
2984 | 20.26 | 878.7 | 6.76 | 0 | 0 | 0 | 0 | 0 | 0 | 0 | 0 | 0 | 0 | 817.71 | 206.96 | 0 | 89483.69 | 0 | 0 | 0.87 | 0 | 0 | 0 | 18.48 | 17.08 | 0 | 0 | 83.3365 | 3.8124 | 0 | 0 | 0 | 0 | 0 | 17.0765 | 0 | 0 | 365.4372 | 17.0765 | 0
2985 | 31.78 | 1249.82 | 7 | 0 | 0 | 0 | 0 | 0 | 0 | 0 | 0 | 0 | 0 | 1195.96 | 471.74 | 0 | 89955.43 | 0 | 0 | 0.58 | 0 | 0 | 0 | 8.08 | 17.08 | 0 | 0 | 86.3487 | 5.7186 | 0 | 0 | 0 | 0 | 0 | 17.0765 | 0 | 0 | 365.4372 | 17.0765 | 0
2986 | 36.57 | 1384.58 | 8.07 | 0 | 0 | 0 | 0 | 0 | 0 | 0 | 0 | 0 | 0 | 1336.61 | 570.19 | 0 | 90525.61 | 0 | 0 | 0.45 | 0 | 0 | 0 | 0 | 17.08 | 0 | 0 | 88.3568 | 3.8124 | 0 | 0 | 0 | 0 | 0 | 17.0765 | 0 | 0 | 365.4372 | 17.0765 | 0
2987 | 41.9 | 1523.11 | 9.76 | 0 | 0 | 0 | 0 | 63.84 | 0 | 61.54 | 0 | 0 | 0 | 1377.96 | 599.13 | 0 | 91124.75 | 0 | 0 | 1.18 | 0 | 0.77 | 39.62 | 30.96 | 17.08 | 0 | 0 | 88.3568 | 3.8124 | 0 | 0 | 0 | 0 | 0 | 17.0765 | 0 | 0 | 365.4372 | 17.0765 | 0
2988 | 44.24 | 1580.41 | 12.12 | 0 | 0 | 0 | 0 | 126.77 | 0 | 183.74 | 0 | 0 | 0 | 1377.96 | 599.13 | 0 | 91723.88 | 0 | 0 | 1.19 | 0 | 1.72 | 39.7 | 65.24 | 17.08 | 0 | 0 | 87.3527 | 3.8124 | 0 | 0 | 0 | 0 | 0 | 17.0765 | 0 | 0 | 365.4372 | 17.0765 | 0
2989 | 45.75 | 1616.54 | 14.45 | 0 | 0 | 0 | 0 | 6.77 | 0 | 190.27 | 0 | 0 | 0 | 1377.96 | 599.13 | 0 | 92323.01 | 0 | 0 | 1.2 | 0 | 2.76 | 40.31 | 101.72 | 17.08 | 160.38 | 0 | 85.3446 | 4.7655 | 0 | 0 | 0 | 0 | 0 | 17.0765 | 0 | 0 | 365.4372 | 17.0765 | 0
2990 | 46.79 | 1640.75 | 16.59 | 0 | 0 | 0 | 0 | 157.14 | 0 | 341.75 | 0 | 0 | 0 | 1377.96 | 599.13 | 0 | 92922.15 | 0 | 0 | 1.18 | 0 | 3.82 | 39.49 | 138.06 | 17.08 | 39.25 | 0 | 84.3406 | 4.7655 | 0 | 0 | 0 | 0 | 0 | 17.0765 | 0 | 0 | 365.4372 | 17.0765 | 0
2991 | 46.21 | 1627.4 | 18.07 | 0 | 0 | 0 | 0 | 157.14 | 0 | 493.23 | 0 | 0 | 0 | 1377.96 | 599.13 | 0 | 93521.28 | 0 | 0 | 1.13 | 0 | 4.83 | 38.02 | 172.9 | 17.08 | 29.34 | 0 | 83.3365 | 4.7655 | 0 | 0 | 0 | 0 | 0 | 17.0765 | 0 | 0 | 365.4372 | 17.0765 | 0
2992 | 45.85 | 1618.79 | 17.96 | 0 | 0 | 0 | 0 | 157.14 | 0 | 644.71 | 0 | 0 | 0 | 1377.96 | 599.13 | 0 | 94120.41 | 0 | 0 | 1.12 | 0 | 5.85 | 37.52 | 207.66 | 17.08 | 19.75 | 0 | 84.3406 | 4.7655 | 0 | 0 | 0 | 0 | 0 | 17.0765 | 0 | 0 | 365.4372 | 17.0765 | 0
2993 | 45.47 | 1609.83 | 17.22 | 0 | 0 | 0 | 0 | 157.14 | 0 | 796.19 | 0 | 0 | 0 | 1377.96 | 599.13 | 0 | 94719.55 | 0 | 0 | 1.13 | 0 | 6.89 | 37.78 | 242.89 | 17.08 | 6.45 | 0 | 86.3487 | 5.7186 | 0 | 0 | 0 | 0 | 0 | 17.0765 | 0 | 0 | 365.4372 | 17.0765 | 0
2994 | 50.76 | 1730.44 | 16.9 | 0 | 0 | 0 | 0 | 157.14 | 0 | 947.67 | 0 | 0 | 0 | 1377.96 | 599.13 | 0 | 95318.68 | 0 | 0 | 1.12 | 0 | 7.79 | 37.55 | 275.49 | 17.08 | 129.3 | 0 | 88.3568 | 6.6717 | 0 | 0 | 0 | 0 | 0 | 17.0765 | 0 | 0 | 365.4372 | 17.0765 | 0
2995 | 11.66 | 547.92 | 17.38 | 0 | 0 | 0 | 0 | 0 | 0 | 947.67 | 0 | 0 | 0 | 476.79 | 0 | 31.69 | 95286.99 | 0 | 0 | 1.13 | 0 | 8.48 | 0 | 268.09 | 17.08 | 0 | 0 | 92.373 | 6.6717 | 0 | 0 | 0 | 0 | 0 | 17.0765 | 0 | 0 | 365.4372 | 17.0765 | 0
2996 | 0 | 0 | 18.56 | 0 | 0 | 0 | 0 | 0 | 86.5576 | 857.88 | 0 | 0 | 0 | 0 | 0 | 365.44 | 94921.55 | 0 | 0 | 0 | 0 | 8 | 0 | 259.07 | 17.08 | 0 | 0 | 99.4014 | 5.7186 | 0 | 0 | 0 | 0 | 0 | 17.0765 | 0 | 0 | 365.4372 | 17.0765 | 0
2997 | 0 | 0 | 20.45 | 0 | 0 | 0 | 0 | 0 | 84.7163 | 770 | 0 | 0 | 0 | 0 | 0 | 365.44 | 94556.12 | 0 | 0 | 0 | 0 | 7.41 | 0 | 247.87 | 17.08 | 0 | 0 | 100.4054 | 4.7655 | 0 | 0 | 0 | 0 | 0 | 17.0765 | 0 | 0 | 365.4372 | 17.0765 | 0
2998 | 0 | 0 | 25.66 | 0 | 0 | 0 | 0 | 0 | 71.5288 | 695.8 | 0 | 0 | 0 | 0 | 0 | 365.44 | 94190.68 | 0 | 0 | 0 | 0 | 6.74 | 0 | 235.17 | 17.08 | 0 | 0 | 93.377 | 3.8124 | 0 | 0 | 0 | 0 | 0 | 17.0765 | 0 | 0 | 365.4372 | 17.0765 | 0
2999 | 0 | 0 | 32.92 | 0 | 0 | 0 | 0 | 0 | 52.2777 | 641.58 | 0 | 0 | 0 | 0 | 0 | 365.44 | 93825.24 | 0 | 0 | 0 | 0 | 6.02 | 0 | 221.43 | 17.08 | 0 | 0 | 82.3324 | 2.8593 | 0 | 0 | 0 | 0 | 0 | 17.0765 | 0 | 0 | 365.4372 | 17.0765 | 0
3000 | 0 | 0 | 39.2 | 0 | 0 | 0 | 0 | 0 | 37.008 | 603.19 | 0 | 0 | 0 | 0 | 0 | 365.44 | 93459.81 | 0 | 0 | 0 | 0 | 5.3 | 0 | 207.83 | 17.08 | 0 | 0 | 74.3 | 1.9062 | 0 | 0 | 0 | 0 | 0 | 17.0765 | 0 | 0 | 365.4372 | 17.0765 | 0
3001 | 0 | 0 | 43.01 | 0 | 0 | 0 | 0 | 0 | 27.2234 | 574.95 | 0 | 0 | 0 | 0 | 0 | 365.44 | 93094.37 | 0 | 0 | 0 | 0 | 4.65 | 0 | 195.39 | 17.08 | 0 | 0 | 69.2797 | 0.95311 | 0 | 0 | 0 | 0 | 0 | 17.0765 | 0 | 0 | 365.4372 | 17.0765 | 0
3002 | 0 | 0 | 44.49 | 0 | 0 | 0 | 0 | 0 | 21.7768 | 552.36 | 0 | 0 | 0 | 0 | 0 | 365.44 | 92728.93 | 0 | 0 | 0 | 0 | 3.91 | 0 | 181.39 | 17.08 | 0 | 0 | 66.2676 | 0 | 0 | 0 | 0 | 0 | 0 | 17.0765 | 0 | 0 | 365.4372 | 17.0765 | 0
3003 | 0 | 0 | 44.82 | 0 | 0 | 0 | 0 | 0 | 20.4464 | 531.16 | 0 | 0 | 0 | 0 | 0 | 365.44 | 92363.49 | 0 | 0 | 0 | 0 | 3.03 | 0 | 164.62 | 17.08 | 0 | 0 | 65.2635 | 0 | 0 | 0 | 0 | 0 | 0 | 17.0765 | 0 | 0 | 365.4372 | 17.0765 | 0
3004 | 0 | 0 | 40.54 | 0 | 0 | 0 | 0 | 0 | 25.7292 | 504.47 | 0 | 0 | 0 | 0 | 0 | 365.44 | 91998.06 | 0 | 0 | 0 | 0 | 2.1 | 0 | 146.9 | 17.08 | 0 | 0 | 66.2676 | 0 | 0 | 0 | 0 | 0 | 0 | 17.0765 | 0 | 0 | 365.4372 | 17.0765 | 0
3005 | 0 | 0 | 34.75 | 0 | 0 | 0 | 0 | 0 | 36.5356 | 466.57 | 0 | 0 | 0 | 0 | 0 | 365.44 | 91632.62 | 0 | 0 | 0 | 0 | 1.19 | 0 | 129.68 | 17.08 | 0 | 0 | 71.2878 | 0 | 0 | 0 | 0 | 0 | 0 | 17.0765 | 0 | 0 | 365.4372 | 17.0765 | 0
3006 | 0 | 0 | 29.68 | 0 | 0 | 0 | 0 | 0 | 48.2482 | 416.52 | 0 | 0 | 0 | 0 | 0 | 365.44 | 91267.18 | 0 | 0 | 0.67 | 0 | 0.9 | 0 | 112.03 | 17.08 | 0 | 0 | 76.3081 | 0.95311 | 0 | 0 | 0 | 0 | 0 | 17.0765 | 0 | 0 | 365.4372 | 17.0765 | 0
3007 | 0 | 0 | 25.56 | 0 | 0 | 0 | 0 | 0 | 57.6761 | 356.69 | 0 | 0 | 0 | 0 | 0 | 365.44 | 90901.74 | 0 | 0 | 0 | 0 | 0 | 0 | 94.98 | 17.08 | 0 | 0 | 81.3284 | 1.9062 | 0 | 0 | 0 | 0 | 0 | 17.0765 | 0 | 0 | 365.4372 | 17.0765 | 0
3008 | 6.3 | 312.35 | 21.48 | 0 | 0 | 0 | 0 | 0 | 0 | 356.69 | 0 | 0 | 0 | 206.6 | 0 | 220.82 | 90680.93 | 0 | 0 | 1.26 | 0 | 0.37 | 42.12 | 119.38 | 17.08 | 0 | 0 | 86.3487 | 3.8124 | 0 | 0 | 0 | 0 | 0 | 17.0765 | 0 | 0 | 365.4372 | 17.0765 | 0
3009 | 19.02 | 834.32 | 17.66 | 0 | 0 | 0 | 0 | 24.23 | 0 | 380.05 | 0 | 0 | 0 | 750.46 | 159.89 | 0 | 90840.81 | 0 | 0 | 1.22 | 0 | 0.99 | 0 | 108.98 | 17.08 | 0 | 0 | 89.3608 | 5.7186 | 0 | 0 | 0 | 0 | 0 | 17.0765 | 0 | 0 | 365.4372 | 17.0765 | 0
3010 | 28.46 | 1150.08 | 16.57 | 0 | 0 | 0 | 0 | 157.14 | 0 | 531.53 | 0 | 0 | 0 | 941.59 | 293.67 | 0 | 91134.49 | 0 | 0 | 1.2 | 0 | 1.7 | 0 | 100.9 | 17.08 | 0 | 0 | 91.3689 | 3.8124 | 0 | 0 | 0 | 0 | 0 | 17.0765 | 0 | 0 | 365.4372 | 17.0765 | 0
3011 | 34.37 | 1324.02 | 16.43 | 0 | 0 | 0 | 0 | 157.14 | 0 | 683.01 | 0 | 0 | 0 | 1120.32 | 418.79 | 0 | 91553.27 | 0 | 0 | 1.18 | 0 | 2.47 | 0 | 94.22 | 17.08 | 0 | 0 | 92.373 | 3.8124 | 0 | 0 | 0 | 0 | 0 | 17.0765 | 0 | 0 | 365.4372 | 17.0765 | 0
3012 | 37.96 | 1421.79 | 15.91 | 0 | 0 | 0 | 0 | 0 | 0 | 683.01 | 0 | 0 | 0 | 1339.59 | 572.28 | 0 | 92125.55 | 0 | 0 | 1.19 | 0 | 3.42 | 39.7 | 128.49 | 17.08 | 0 | 0 | 91.3689 | 3.8124 | 0 | 0 | 0 | 0 | 0 | 17.0765 | 0 | 0 | 365.4372 | 17.0765 | 0
3013 | 39.76 | 1468.86 | 15.32 | 0 | 0 | 0 | 0 | 49.64 | 0 | 730.86 | 0 | 0 | 0 | 1377.96 | 599.13 | 0 | 92724.68 | 0 | 0 | 1.2 | 0 | 4.47 | 0 | 126.68 | 17.08 | 0 | 0 | 90.3649 | 4.7655 | 0 | 0 | 0 | 0 | 0 | 17.0765 | 0 | 0 | 365.4372 | 17.0765 | 0
3014 | 40.44 | 1486.23 | 15.14 | 0 | 0 | 0 | 0 | 29.06 | 0 | 758.88 | 0 | 0 | 0 | 1377.96 | 599.13 | 0 | 93323.82 | 0 | 0 | 1.18 | 0 | 5.52 | 39.49 | 163.02 | 17.08 | 0 | 0 | 89.3608 | 4.7655 | 0 | 0 | 0 | 0 | 0 | 17.0765 | 0 | 0 | 365.4372 | 17.0765 | 0
3015 | 39.32 | 1457.58 | 15.02 | 0 | 0 | 0 | 0 | 38.71 | 0 | 796.19 | 0 | 0 | 0 | 1377.96 | 599.13 | 0 | 93922.95 | 0 | 0 | 1.13 | 0 | 6.53 | 0 | 161.74 | 17.08 | 0 | 0 | 89.3608 | 4.7655 | 0 | 0 | 0 | 0 | 0 | 17.0765 | 0 | 0 | 365.4372 | 17.0765 | 0
3016 | 38.1 | 1425.54 | 14.91 | 0 | 0 | 0 | 0 | 0 | 0 | 796.19 | 0 | 0 | 0 | 1345.91 | 576.7 | 0 | 94499.65 | 0 | 0 | 0 | 0 | 6.49 | 37.52 | 196.5 | 17.08 | 0 | 0 | 90.3649 | 4.7655 | 0 | 0 | 0 | 0 | 0 | 17.0765 | 0 | 0 | 365.4372 | 17.0765 | 0
3017 | 36.74 | 1389.15 | 14.71 | 0 | 0 | 0 | 0 | 0 | 0 | 796.19 | 0 | 0 | 0 | 1342.38 | 574.23 | 0 | 95073.88 | 0 | 0 | 1.13 | 0 | 7.52 | 0 | 195.85 | 17.08 | 0 | 0 | 91.3689 | 5.7186 | 0 | 0 | 0 | 0 | 0 | 17.0765 | 0 | 0 | 365.4372 | 17.0765 | 0
3018 | 39.84 | 1470.85 | 14.58 | 0 | 0 | 0 | 0 | 157.14 | 0 | 947.67 | 0 | 0 | 0 | 1266.96 | 521.43 | 0 | 95595.31 | 0 | 0 | 1.12 | 0 | 8.43 | 0 | 192.76 | 17.08 | 0 | 0 | 93.377 | 6.6717 | 0 | 0 | 0 | 0 | 0 | 17.0765 | 0 | 0 | 365.4372 | 17.0765 | 0
3019 | 8.5 | 412.03 | 14.26 | 0 | 0 | 0 | 0 | 0 | 0 | 947.67 | 0 | 0 | 0 | 291.73 | 0 | 161.22 | 95434.09 | 0 | 0 | 1.13 | 0 | 9.11 | 37.87 | 221.35 | 17.08 | 0 | 0 | 97.3933 | 6.6717 | 0 | 0 | 0 | 0 | 0 | 17.0765 | 0 | 0 | 365.4372 | 17.0765 | 0
3020 | 0 | 0 | 13.51 | 0 | 0 | 0 | 0 | 0 | 95.6192 | 848.48 | 0 | 0 | 0 | 0 | 0 | 365.44 | 95068.65 | 0 | 0 | 0 | 0 | 8.64 | 0 | 212.32 | 17.08 | 0 | 0 | 103.4176 | 5.7186 | 0 | 0 | 0 | 0 | 0 | 17.0765 | 0 | 0 | 365.4372 | 17.0765 | 0
3021 | 0 | 0 | 12.83 | 0 | 0 | 0 | 0 | 0 | 95.3589 | 749.56 | 0 | 0 | 0 | 0 | 0 | 365.44 | 94703.21 | 0 | 0 | 0 | 0 | 8.05 | 0 | 201.13 | 17.08 | 0 | 0 | 103.4176 | 4.7655 | 0 | 0 | 0 | 0 | 0 | 17.0765 | 0 | 0 | 365.4372 | 17.0765 | 0
3022 | 0 | 0 | 12.28 | 0 | 0 | 0 | 0 | 0 | 87.9168 | 658.36 | 0 | 0 | 0 | 0 | 0 | 365.44 | 94337.78 | 0 | 0 | 0 | 0 | 7.38 | 0 | 188.42 | 17.08 | 0 | 0 | 96.3892 | 3.8124 | 0 | 0 | 0 | 0 | 0 | 17.0765 | 0 | 0 | 365.4372 | 17.0765 | 0
3023 | 0 | 0 | 12.68 | 0 | 0 | 0 | 0 | 0 | 75.5294 | 580.01 | 0 | 0 | 0 | 0 | 0 | 365.44 | 93972.34 | 0 | 0 | 0 | 0 | 6.66 | 0 | 174.68 | 17.08 | 0 | 0 | 85.3446 | 2.8593 | 0 | 0 | 0 | 0 | 0 | 17.0765 | 0 | 0 | 365.4372 | 17.0765 | 0
3024 | 0 | 0 | 13.51 | 0 | 0 | 0 | 0 | 0 | 65.7062 | 511.85 | 0 | 0 | 0 | 0 | 0 | 365.44 | 93606.9 | 0 | 0 | 0 | 0 | 5.94 | 0 | 161.09 | 17.08 | 0 | 0 | 77.3122 | 1.9062 | 0 | 0 | 0 | 0 | 0 | 17.0765 | 0 | 0 | 365.4372 | 17.0765 | 0
3025 | 0 | 0 | 14.17 | 0 | 0 | 0 | 0 | 0 | 59.0739 | 450.57 | 0 | 0 | 0 | 0 | 0 | 365.44 | 93241.46 | 0 | 0 | 0 | 0 | 5.29 | 0 | 148.65 | 17.08 | 0 | 0 | 72.2919 | 0.95311 | 0 | 0 | 0 | 0 | 0 | 17.0765 | 0 | 0 | 365.4372 | 17.0765 | 0
3026 | 0 | 0 | 14.14 | 0 | 0 | 0 | 0 | 0 | 55.1408 | 393.37 | 0 | 0 | 0 | 0 | 0 | 365.44 | 92876.03 | 0 | 0 | 0 | 0 | 4.55 | 0 | 134.65 | 17.08 | 0 | 0 | 69.2797 | 0 | 0 | 0 | 0 | 0 | 0 | 17.0765 | 0 | 0 | 365.4372 | 17.0765 | 0
3027 | 0 | 0 | 13.88 | 0 | 0 | 0 | 0 | 0 | 54.3889 | 336.95 | 0 | 0 | 0 | 0 | 0 | 365.44 | 92510.59 | 0 | 0 | 0 | 0 | 3.67 | 0 | 117.87 | 17.08 | 0 | 0 | 68.2757 | 0 | 0 | 0 | 0 | 0 | 0 | 17.0765 | 0 | 0 | 365.4372 | 17.0765 | 0
3028 | 0 | 0 | 13.02 | 0 | 0 | 0 | 0 | 0 | 56.259 | 278.59 | 0 | 0 | 0 | 0 | 0 | 365.44 | 92145.15 | 0 | 0 | 0 | 0 | 2.73 | 0 | 100.16 | 17.08 | 0 | 0 | 69.2797 | 0 | 0 | 0 | 0 | 0 | 0 | 17.0765 | 0 | 0 | 365.4372 | 17.0765 | 0
3029 | 0 | 0 | 11.41 | 0 | 0 | 0 | 0 | 0 | 60.8862 | 215.43 | 0 | 0 | 0 | 0 | 0 | 365.44 | 91779.72 | 0 | 0 | 0 | 0 | 1.83 | 0 | 82.94 | 17.08 | 0 | 0 | 72.2919 | 0 | 0 | 0 | 0 | 0 | 0 | 17.0765 | 0 | 0 | 365.4372 | 17.0765 | 0
3030 | 0 | 0 | 10.05 | 0 | 0 | 0 | 0 | 0 | 68.2126 | 144.67 | 0 | 0 | 0 | 0 | 0 | 365.44 | 91414.28 | 0 | 0 | 0 | 0 | 0.9 | 0 | 65.29 | 17.08 | 0 | 0 | 77.3122 | 0.95311 | 0 | 0 | 0 | 0 | 0 | 17.0765 | 0 | 0 | 365.4372 | 17.0765 | 0
3031 | 0 | 0 | 9.29 | 0 | 0 | 0 | 0 | 0 | 74.951 | 66.92 | 0 | 0 | 0 | 0 | 0 | 365.44 | 91048.84 | 0 | 0 | 0 | 0 | 0 | 0 | 48.24 | 17.08 | 0 | 0 | 82.3324 | 1.9062 | 0 | 0 | 0 | 0 | 0 | 17.0765 | 0 | 0 | 365.4372 | 17.0765 | 0
3032 | 8.28 | 402.34 | 8.81 | 0 | 0 | 0 | 0 | 157.14 | 0 | 218.4 | 0 | 0 | 0 | 127.76 | 0 | 276.01 | 90772.83 | 0 | 0 | 1.26 | 0 | 0.37 | 42.12 | 72.63 | 17.08 | 0 | 0 | 87.3527 | 3.8124 | 0 | 0 | 0 | 0 | 0 | 17.0765 | 0 | 0 | 365.4372 | 17.0765 | 0
3033 | 20.81 | 898.02 | 8.09 | 0 | 0 | 0 | 0 | 0 | 0 | 218.4 | 0 | 0 | 0 | 829.62 | 215.29 | 0 | 90988.13 | 0 | 0 | 1.22 | 0 | 0.99 | 0 | 62.23 | 17.08 | 0 | 0 | 90.3649 | 5.7186 | 0 | 0 | 0 | 0 | 0 | 17.0765 | 0 | 0 | 365.4372 | 17.0765 | 0
3034 | 29.73 | 1188.88 | 7.49 | 0 | 0 | 0 | 0 | 0 | 0 | 218.4 | 0 | 0 | 0 | 1088.54 | 396.54 | 0 | 91384.67 | 0 | 0 | 1.2 | 0 | 1.7 | 40.17 | 92.32 | 17.08 | 0 | 0 | 92.373 | 3.8124 | 0 | 0 | 0 | 0 | 0 | 17.0765 | 0 | 0 | 365.4372 | 17.0765 | 0
3035 | 35.38 | 1352.08 | 7.41 | 0 | 0 | 0 | 0 | 0 | 0 | 218.4 | 0 | 0 | 0 | 1296.49 | 542.11 | 0 | 91926.78 | 0 | 0 | 1.18 | 0 | 2.47 | 0 | 85.64 | 17.08 | 0 | 0 | 93.377 | 3.8124 | 0 | 0 | 0 | 0 | 0 | 17.0765 | 0 | 0 | 365.4372 | 17.0765 | 0
3036 | 36.57 | 1384.53 | 7.53 | 0 | 0 | 0 | 0 | 157.14 | 0 | 369.88 | 0 | 0 | 0 | 1174.12 | 456.45 | 0 | 92383.23 | 0 | 0 | 1.19 | 0 | 3.42 | 0 | 82.2 | 17.08 | 0 | 0 | 92.373 | 3.8124 | 0 | 0 | 0 | 0 | 0 | 17.0765 | 0 | 0 | 365.4372 | 17.0765 | 0
3037 | 36.11 | 1372.08 | 7.52 | 0 | 0 | 0 | 0 | 157.14 | 0 | 521.36 | 0 | 0 | 0 | 1120.92 | 419.21 | 0 | 92802.44 | 0 | 0 | 1.2 | 0 | 4.47 | 40.31 | 118.68 | 17.08 | 0 | 0 | 91.3689 | 4.7655 | 0 | 0 | 0 | 0 | 0 | 17.0765 | 0 | 0 | 365.4372 | 17.0765 | 0
3038 | 34.28 | 1321.42 | 7.33 | 0 | 0 | 0 | 0 | 157.14 | 0 | 672.84 | 0 | 0 | 0 | 1109.58 | 411.27 | 0 | 93213.7 | 0 | 0 | 1.18 | 0 | 5.52 | 0 | 117.51 | 17.08 | 0 | 0 | 90.3649 | 4.7655 | 0 | 0 | 0 | 0 | 0 | 17.0765 | 0 | 0 | 365.4372 | 17.0765 | 0
3039 | 32.61 | 1273.99 | 7.15 | 0 | 0 | 0 | 0 | 127.96 | 0 | 796.19 | 0 | 0 | 0 | 1051.52 | 370.62 | 0 | 93584.33 | 0 | 0 | 1.13 | 0 | 6.54 | 38.02 | 152.34 | 17.08 | 0 | 0 | 90.3649 | 4.7655 | 0 | 0 | 0 | 0 | 0 | 17.0765 | 0 | 0 | 365.4372 | 17.0765 | 0
3040 | 30.45 | 1210.43 | 6.6 | 0 | 0 | 0 | 0 | 0 | 0 | 796.19 | 0 | 0 | 0 | 1150.22 | 439.72 | 0 | 94024.04 | 0 | 0 | 1.12 | 0 | 7.55 | 0 | 151.46 | 17.08 | 0 | 0 | 91.3689 | 4.7655 | 0 | 0 | 0 | 0 | 0 | 17.0765 | 0 | 0 | 365.4372 | 17.0765 | 0
3041 | 27.88 | 1132.09 | 6 | 0 | 0 | 0 | 0 | 0 | 0 | 796.19 | 0 | 0 | 0 | 1028.97 | 354.84 | 0 | 94378.88 | 0 | 0 | 1.13 | 0 | 8.59 | 37.78 | 186.7 | 17.08 | 0 | 0 | 92.373 | 5.7186 | 0 | 0 | 0 | 0 | 0 | 17.0765 | 0 | 0 | 365.4372 | 17.0765 | 0
3042 | 29.17 | 1172.01 | 5.48 | 0 | 0 | 0 | 0 | 157.14 | 0 | 947.67 | 0 | 0 | 0 | 909.8 | 271.43 | 0 | 94650.31 | 0 | 0 | 1.12 | 0 | 9.49 | 37.55 | 219.29 | 17.08 | 0 | 0 | 94.3811 | 6.6717 | 0 | 0 | 0 | 0 | 0 | 17.0765 | 0 | 0 | 365.4372 | 17.0765 | 0
3043 | 6.76 | 333.34 | 5.28 | 0 | 0 | 0 | 0 | 0 | 0 | 947.67 | 0 | 0 | 0 | 239.17 | 0 | 198.02 | 94452.29 | 0 | 0 | 1.13 | 0 | 10.18 | 0 | 211.9 | 17.08 | 0 | 0 | 98.3973 | 6.6717 | 0 | 0 | 0 | 0 | 0 | 17.0765 | 0 | 0 | 365.4372 | 17.0765 | 0
3044 | 0 | 0 | 5.44 | 0 | 0 | 0 | 0 | 0 | 104.7 | 839.06 | 0 | 0 | 0 | 0 | 0 | 365.44 | 94086.86 | 0 | 0 | 0 | 0 | 9.7 | 0 | 202.87 | 17.08 | 0 | 0 | 104.4216 | 5.7186 | 0 | 0 | 0 | 0 | 0 | 17.0765 | 0 | 0 | 365.4372 | 17.0765 | 0
3045 | 0 | 0 | 6.32 | 0 | 0 | 0 | 0 | 0 | 102.8684 | 732.36 | 0 | 0 | 0 | 0 | 0 | 365.44 | 93721.42 | 0 | 0 | 0 | 0 | 9.11 | 0 | 191.68 | 17.08 | 0 | 0 | 104.4216 | 4.7655 | 0 | 0 | 0 | 0 | 0 | 17.0765 | 0 | 0 | 365.4372 | 17.0765 | 0
3046 | 0 | 0 | 7.86 | 0 | 0 | 0 | 0 | 0 | 93.3538 | 635.52 | 0 | 0 | 0 | 0 | 0 | 365.44 | 93355.98 | 0 | 0 | 0 | 0 | 8.44 | 0 | 178.97 | 17.08 | 0 | 0 | 97.3933 | 3.8124 | 0 | 0 | 0 | 0 | 0 | 17.0765 | 0 | 0 | 365.4372 | 17.0765 | 0
3047 | 0 | 0 | 9.82 | 0 | 0 | 0 | 0 | 0 | 79.3854 | 553.17 | 0 | 0 | 0 | 0 | 0 | 365.44 | 92990.55 | 0 | 0 | 0 | 0 | 7.72 | 0 | 165.23 | 17.08 | 0 | 0 | 86.3487 | 2.8593 | 0 | 0 | 0 | 0 | 0 | 17.0765 | 0 | 0 | 365.4372 | 17.0765 | 0
3048 | 0 | 0 | 11.64 | 0 | 0 | 0 | 0 | 0 | 67.5764 | 483.07 | 0 | 0 | 0 | 0 | 0 | 365.44 | 92625.11 | 0 | 0 | 0 | 0 | 7.01 | 0 | 151.63 | 17.08 | 0 | 0 | 77.3122 | 1.9062 | 0 | 0 | 0 | 0 | 0 | 17.0765 | 0 | 0 | 365.4372 | 17.0765 | 0
3049 | 0 | 0 | 12.84 | 0 | 0 | 0 | 0 | 0 | 61.4068 | 419.37 | 0 | 0 | 0 | 0 | 0 | 365.44 | 92259.67 | 0 | 0 | 0 | 0 | 6.35 | 0 | 139.2 | 17.08 | 0 | 0 | 73.296 | 0.95311 | 0 | 0 | 0 | 0 | 0 | 17.0765 | 0 | 0 | 365.4372 | 17.0765 | 0
3050 | 0 | 0 | 12.95 | 0 | 0 | 0 | 0 | 0 | 56.3265 | 360.94 | 0 | 0 | 0 | 0 | 0 | 365.44 | 91894.23 | 0 | 0 | 0 | 0 | 5.61 | 0 | 125.2 | 17.08 | 0 | 0 | 69.2797 | 0 | 0 | 0 | 0 | 0 | 0 | 17.0765 | 0 | 0 | 365.4372 | 17.0765 | 0
3051 | 0 | 0 | 12.1 | 0 | 0 | 0 | 0 | 0 | 56.1819 | 302.66 | 0 | 0 | 0 | 0 | 0 | 365.44 | 91528.8 | 0 | 0 | 0 | 0 | 4.73 | 0 | 108.42 | 17.08 | 0 | 0 | 68.2757 | 0 | 0 | 0 | 0 | 0 | 0 | 17.0765 | 0 | 0 | 365.4372 | 17.0765 | 0
3052 | 0 | 0 | 11.24 | 0 | 0 | 0 | 0 | 0 | 58.0424 | 242.46 | 0 | 0 | 0 | 0 | 0 | 365.44 | 91163.36 | 0 | 0 | 0 | 0 | 3.8 | 0 | 90.71 | 17.08 | 0 | 0 | 69.2797 | 0 | 0 | 0 | 0 | 0 | 0 | 17.0765 | 0 | 0 | 365.4372 | 17.0765 | 0
3053 | 0 | 0 | 10.33 | 0 | 0 | 0 | 0 | 0 | 62.9685 | 177.14 | 0 | 0 | 0 | 0 | 0 | 365.44 | 90797.92 | 0 | 0 | 0 | 0 | 2.89 | 0 | 73.49 | 17.08 | 0 | 0 | 73.296 | 0 | 0 | 0 | 0 | 0 | 0 | 17.0765 | 0 | 0 | 365.4372 | 17.0765 | 0
3054 | 0 | 0 | 9.64 | 0 | 0 | 0 | 0 | 0 | 68.6272 | 105.95 | 0 | 0 | 0 | 0 | 0 | 365.44 | 90432.49 | 0 | 0 | 0 | 0 | 1.96 | 0 | 55.84 | 17.08 | 0 | 0 | 77.3122 | 0.95311 | 0 | 0 | 0 | 0 | 0 | 17.0765 | 0 | 0 | 365.4372 | 17.0765 | 0
3055 | 0 | 0 | 9.38 | 0 | 0 | 0 | 0 | 0 | 74.8642 | 28.29 | 0 | 0 | 0 | 0 | 0 | 365.44 | 90067.05 | 0 | 0 | 0 | 0 | 1.07 | 0 | 38.79 | 17.08 | 0 | 0 | 82.3324 | 1.9062 | 0 | 0 | 0 | 0 | 0 | 17.0765 | 0 | 0 | 365.4372 | 17.0765 | 0
3056 | 20.01 | 869.72 | 9.06 | 0 | 0 | 0 | 0 | 157.14 | 0 | 179.77 | 0 | 0 | 0 | 650.48 | 89.9 | 0 | 90156.95 | 0 | 0 | 0 | 0 | 0.24 | 0 | 23.17 | 17.08 | 0 | 0 | 87.3527 | 3.8124 | 0 | 0 | 0 | 0 | 0 | 17.0765 | 0 | 0 | 365.4372 | 17.0765 | 0
3057 | 31.78 | 1249.95 | 8.82 | 0 | 0 | 0 | 0 | 157.14 | 0 | 331.25 | 0 | 0 | 0 | 995.14 | 331.16 | 0 | 90488.11 | 0 | 0 | 1.22 | 0 | 0.86 | 40.97 | 51.69 | 17.08 | 0 | 0 | 90.3649 | 5.7186 | 0 | 0 | 0 | 0 | 0 | 17.0765 | 0 | 0 | 365.4372 | 17.0765 | 0
3058 | 36.02 | 1369.72 | 8.81 | 0 | 0 | 0 | 0 | 0 | 0 | 331.25 | 0 | 0 | 0 | 1317.17 | 556.58 | 0 | 91044.69 | 0 | 0 | 1.2 | 0 | 1.57 | 0 | 43.61 | 17.08 | 0 | 0 | 92.373 | 3.8124 | 0 | 0 | 0 | 0 | 0 | 17.0765 | 0 | 0 | 365.4372 | 17.0765 | 0
3059 | 41.39 | 1510.23 | 8.72 | 0 | 0 | 0 | 0 | 71.7 | 0 | 400.38 | 0 | 0 | 0 | 1350.64 | 580.01 | 0 | 91624.7 | 0 | 0 | 1.18 | 0 | 2.34 | 39.62 | 74.57 | 17.08 | 0 | 0 | 93.377 | 3.8124 | 0 | 0 | 0 | 0 | 0 | 17.0765 | 0 | 0 | 365.4372 | 17.0765 | 0
3060 | 43.06 | 1551.86 | 8.56 | 0 | 0 | 0 | 0 | 128.15 | 0 | 523.91 | 0 | 0 | 0 | 1377.96 | 599.13 | 0 | 92223.83 | 0 | 0 | 1.19 | 0 | 3.29 | 0 | 71.14 | 17.08 | 0 | 0 | 92.373 | 3.8124 | 0 | 0 | 0 | 0 | 0 | 17.0765 | 0 | 0 | 365.4372 | 17.0765 | 0
3061 | 43.58 | 1564.52 | 8.29 | 0 | 0 | 0 | 0 | 157.14 | 0 | 675.39 | 0 | 0 | 0 | 1321.6 | 559.68 | 0 | 92783.52 | 0 | 0 | 1.2 | 0 | 4.34 | 40.31 | 107.62 | 17.08 | 0 | 0 | 91.3689 | 4.7655 | 0 | 0 | 0 | 0 | 0 | 17.0765 | 0 | 0 | 365.4372 | 17.0765 | 0
3062 | 43.15 | 1554.07 | 8.24 | 0 | 0 | 0 | 0 | 91.71 | 0 | 763.8 | 0 | 0 | 0 | 1377.96 | 599.13 | 0 | 93382.65 | 0 | 0 | 1.18 | 0 | 5.4 | 39.49 | 143.96 | 17.08 | 0 | 0 | 90.3649 | 4.7655 | 0 | 0 | 0 | 0 | 0 | 17.0765 | 0 | 0 | 365.4372 | 17.0765 | 0
3063 | 39.42 | 1459.94 | 8.47 | 0 | 0 | 0 | 0 | 33.6 | 0 | 796.19 | 0 | 0 | 0 | 1377.96 | 599.13 | 0 | 93981.78 | 0 | 0 | 1.13 | 0 | 6.41 | 0 | 142.68 | 17.08 | 0 | 0 | 90.3649 | 4.7655 | 0 | 0 | 0 | 0 | 0 | 17.0765 | 0 | 0 | 365.4372 | 17.0765 | 0
3064 | 34.94 | 1339.75 | 8.8 | 0 | 0 | 0 | 0 | 0 | 0 | 796.19 | 0 | 0 | 0 | 1248.71 | 508.66 | 0 | 94490.44 | 0 | 0 | 1.12 | 0 | 7.42 | 37.52 | 177.44 | 17.08 | 0 | 0 | 91.3689 | 4.7655 | 0 | 0 | 0 | 0 | 0 | 17.0765 | 0 | 0 | 365.4372 | 17.0765 | 0
3065 | 29.54 | 1183.15 | 9.31 | 0 | 0 | 0 | 0 | 0 | 0 | 796.19 | 0 | 0 | 0 | 1122.78 | 420.51 | 0 | 94910.95 | 0 | 0 | 1.13 | 0 | 8.46 | 0 | 176.79 | 17.08 | 0 | 0 | 92.373 | 5.7186 | 0 | 0 | 0 | 0 | 0 | 17.0765 | 0 | 0 | 365.4372 | 17.0765 | 0
3066 | 31.06 | 1228.72 | 9.61 | 0 | 0 | 0 | 0 | 0 | 0 | 796.19 | 0 | 0 | 0 | 1168.22 | 452.32 | 0 | 95363.27 | 0 | 0 | 1.12 | 0 | 9.36 | 0 | 173.7 | 17.08 | 0 | 0 | 93.377 | 6.6717 | 0 | 0 | 0 | 0 | 0 | 17.0765 | 0 | 0 | 365.4372 | 17.0765 | 0
3067 | 7.01 | 344.88 | 9.56 | 0 | 0 | 0 | 0 | 157.14 | 0 | 947.67 | 0 | 0 | 0 | 61.25 | 0 | 322.56 | 95040.7 | 0 | 0 | 1.13 | 0 | 10.05 | 37.87 | 202.29 | 17.08 | 0 | 0 | 97.3933 | 6.6717 | 0 | 0 | 0 | 0 | 0 | 17.0765 | 0 | 0 | 365.4372 | 17.0765 | 0
3068 | 0 | 0 | 9.43 | 0 | 0 | 0 | 0 | 0 | 99.7065 | 844.24 | 0 | 0 | 0 | 0 | 0 | 365.44 | 94675.27 | 0 | 0 | 0 | 0 | 9.57 | 0 | 193.26 | 17.08 | 0 | 0 | 103.4176 | 5.7186 | 0 | 0 | 0 | 0 | 0 | 17.0765 | 0 | 0 | 365.4372 | 17.0765 | 0
3069 | 0 | 0 | 9.43 | 0 | 0 | 0 | 0 | 0 | 98.7522 | 741.8 | 0 | 0 | 0 | 0 | 0 | 365.44 | 94309.83 | 0 | 0 | 0 | 0 | 8.98 | 0 | 182.07 | 17.08 | 0 | 0 | 103.4176 | 4.7655 | 0 | 0 | 0 | 0 | 0 | 17.0765 | 0 | 0 | 365.4372 | 17.0765 | 0
3070 | 0 | 0 | 9.49 | 0 | 0 | 0 | 0 | 0 | 90.7124 | 647.7 | 0 | 0 | 0 | 0 | 0 | 365.44 | 93944.39 | 0 | 0 | 0 | 0 | 8.32 | 0 | 169.36 | 17.08 | 0 | 0 | 96.3892 | 3.8124 | 0 | 0 | 0 | 0 | 0 | 17.0765 | 0 | 0 | 365.4372 | 17.0765 | 0
3071 | 0 | 0 | 10.13 | 0 | 0 | 0 | 0 | 0 | 78.0647 | 566.72 | 0 | 0 | 0 | 0 | 0 | 365.44 | 93578.96 | 0 | 0 | 0 | 0 | 7.59 | 0 | 155.63 | 17.08 | 0 | 0 | 85.3446 | 2.8593 | 0 | 0 | 0 | 0 | 0 | 17.0765 | 0 | 0 | 365.4372 | 17.0765 | 0
3072 | 0 | 0 | 11.01 | 0 | 0 | 0 | 0 | 0 | 67.2101 | 497 | 0 | 0 | 0 | 0 | 0 | 365.44 | 93213.52 | 0 | 0 | 0 | 0 | 6.88 | 0 | 142.03 | 17.08 | 0 | 0 | 76.3081 | 1.9062 | 0 | 0 | 0 | 0 | 0 | 17.0765 | 0 | 0 | 365.4372 | 17.0765 | 0
3073 | 0 | 0 | 11.57 | 0 | 0 | 0 | 0 | 0 | 61.6767 | 433.02 | 0 | 0 | 0 | 0 | 0 | 365.44 | 92848.08 | 0 | 0 | 0 | 0 | 6.22 | 0 | 129.59 | 17.08 | 0 | 0 | 72.2919 | 0.95311 | 0 | 0 | 0 | 0 | 0 | 17.0765 | 0 | 0 | 365.4372 | 17.0765 | 0
3074 | 0 | 0 | 11.64 | 0 | 0 | 0 | 0 | 0 | 56.635 | 374.27 | 0 | 0 | 0 | 0 | 0 | 365.44 | 92482.64 | 0 | 0 | 0 | 0 | 5.49 | 0 | 115.59 | 17.08 | 0 | 0 | 68.2757 | 0 | 0 | 0 | 0 | 0 | 0 | 17.0765 | 0 | 0 | 365.4372 | 17.0765 | 0
3075 | 0 | 0 | 11.56 | 0 | 0 | 0 | 0 | 0 | 55.7096 | 316.48 | 0 | 0 | 0 | 0 | 0 | 365.44 | 92117.21 | 0 | 0 | 0 | 0 | 4.6 | 0 | 98.81 | 17.08 | 0 | 0 | 67.2716 | 0 | 0 | 0 | 0 | 0 | 0 | 17.0765 | 0 | 0 | 365.4372 | 17.0765 | 0
3076 | 0 | 0 | 10.92 | 0 | 0 | 0 | 0 | 0 | 57.3484 | 256.98 | 0 | 0 | 0 | 0 | 0 | 365.44 | 91751.77 | 0 | 0 | 0 | 0 | 3.67 | 0 | 81.1 | 17.08 | 0 | 0 | 68.2757 | 0 | 0 | 0 | 0 | 0 | 0 | 17.0765 | 0 | 0 | 365.4372 | 17.0765 | 0
3077 | 0 | 0 | 9.84 | 0 | 0 | 0 | 0 | 0 | 61.4454 | 193.24 | 0 | 0 | 0 | 0 | 0 | 365.44 | 91386.33 | 0 | 0 | 0 | 0 | 2.76 | 0 | 63.88 | 17.08 | 0 | 0 | 71.2878 | 0 | 0 | 0 | 0 | 0 | 0 | 17.0765 | 0 | 0 | 365.4372 | 17.0765 | 0
3078 | 0 | 0 | 8.61 | 0 | 0 | 0 | 0 | 0 | 68.6464 | 122.03 | 0 | 0 | 0 | 0 | 0 | 365.44 | 91020.9 | 0 | 0 | 0 | 0 | 1.83 | 0 | 46.23 | 17.08 | 0 | 0 | 76.3081 | 0.95311 | 0 | 0 | 0 | 0 | 0 | 17.0765 | 0 | 0 | 365.4372 | 17.0765 | 0
3079 | 0 | 0 | 7.49 | 0 | 0 | 0 | 0 | 0 | 75.7415 | 43.46 | 0 | 0 | 0 | 0 | 0 | 365.44 | 90655.46 | 0 | 0 | 0 | 0 | 0.94 | 0 | 29.18 | 17.08 | 0 | 0 | 81.3284 | 1.9062 | 0 | 0 | 0 | 0 | 0 | 17.0765 | 0 | 0 | 365.4372 | 17.0765 | 0
3080 | 5.69 | 283.46 | 6.3 | 0 | 0 | 0 | 0 | 0 | 0 | 43.46 | 0 | 0 | 0 | 162.91 | 0 | 251.4 | 90404.06 | 0 | 0 | 1.26 | 0 | 1.31 | 42.12 | 53.57 | 17.08 | 0 | 0 | 85.3446 | 3.8124 | 0 | 0 | 0 | 0 | 0 | 17.0765 | 0 | 0 | 365.4372 | 17.0765 | 0
3081 | 17.69 | 785.37 | 5.07 | 0 | 0 | 0 | 0 | 157.14 | 0 | 194.94 | 0 | 0 | 0 | 555.91 | 23.7 | 0 | 90427.76 | 0 | 0 | 0 | 0 | 0.76 | 0 | 43.17 | 17.08 | 0 | 0 | 89.3608 | 5.7186 | 0 | 0 | 0 | 0 | 0 | 17.0765 | 0 | 0 | 365.4372 | 17.0765 | 0
3082 | 26.66 | 1093.96 | 4.15 | 0 | 0 | 0 | 0 | 117.44 | 0 | 308.15 | 0 | 0 | 0 | 910.96 | 272.24 | 0 | 90700 | 0 | 0 | 1.2 | 0 | 1.48 | 0 | 35.1 | 17.08 | 0 | 0 | 91.3689 | 3.8124 | 0 | 0 | 0 | 0 | 0 | 17.0765 | 0 | 0 | 365.4372 | 17.0765 | 0
3083 | 32.15 | 1260.54 | 3.39 | 0 | 0 | 0 | 0 | 0 | 0 | 308.15 | 0 | 0 | 0 | 1199.72 | 474.36 | 0 | 91174.36 | 0 | 0 | 1.18 | 0 | 2.25 | 0 | 28.41 | 17.08 | 0 | 0 | 91.3689 | 3.8124 | 0 | 0 | 0 | 0 | 0 | 17.0765 | 0 | 0 | 365.4372 | 17.0765 | 0
3084 | 37.22 | 1402.16 | 2.89 | 0 | 0 | 0 | 0 | 0 | 0 | 308.15 | 0 | 0 | 0 | 1307.21 | 549.61 | 0 | 91723.97 | 0 | 0 | 1.19 | 0 | 3.19 | 39.7 | 62.69 | 17.08 | 0 | 0 | 90.3649 | 3.8124 | 0 | 0 | 0 | 0 | 0 | 17.0765 | 0 | 0 | 365.4372 | 17.0765 | 0
3085 | 40.59 | 1490.06 | 2.69 | 0 | 0 | 0 | 0 | 60.05 | 0 | 366.04 | 0 | 0 | 0 | 1377.96 | 599.13 | 0 | 92323.11 | 0 | 0 | 1.2 | 0 | 4.24 | 0 | 60.87 | 17.08 | 0 | 0 | 89.3608 | 4.7655 | 0 | 0 | 0 | 0 | 0 | 17.0765 | 0 | 0 | 365.4372 | 17.0765 | 0
3086 | 43.08 | 1552.4 | 2.75 | 0 | 0 | 0 | 0 | 86.49 | 0 | 449.41 | 0 | 0 | 0 | 1377.96 | 599.13 | 0 | 92922.24 | 0 | 0 | 1.18 | 0 | 5.3 | 39.49 | 97.22 | 17.08 | 0 | 0 | 88.3568 | 4.7655 | 0 | 0 | 0 | 0 | 0 | 17.0765 | 0 | 0 | 365.4372 | 17.0765 | 0
3087 | 42.95 | 1549.21 | 2.99 | 0 | 0 | 0 | 0 | 122.94 | 0 | 567.93 | 0 | 0 | 0 | 1377.96 | 599.13 | 0 | 93521.37 | 0 | 0 | 1.13 | 0 | 6.31 | 0 | 95.94 | 17.08 | 0 | 0 | 88.3568 | 4.7655 | 0 | 0 | 0 | 0 | 0 | 17.0765 | 0 | 0 | 365.4372 | 17.0765 | 0
3088 | 43.1 | 1552.79 | 3.44 | 0 | 0 | 0 | 0 | 88.61 | 0 | 653.34 | 0 | 0 | 0 | 1377.96 | 599.13 | 0 | 94120.51 | 0 | 0 | 1.12 | 0 | 7.33 | 37.52 | 130.7 | 17.08 | 0 | 0 | 89.3608 | 4.7655 | 0 | 0 | 0 | 0 | 0 | 17.0765 | 0 | 0 | 365.4372 | 17.0765 | 0
3089 | 43.57 | 1564.38 | 3.93 | 0 | 0 | 0 | 0 | 119.88 | 0 | 768.91 | 0 | 0 | 0 | 1377.96 | 599.13 | 0 | 94719.64 | 0 | 0 | 1.13 | 0 | 8.36 | 16.83 | 146.03 | 17.08 | 0 | 0 | 90.3649 | 5.7186 | 0 | 0 | 0 | 0 | 0 | 17.0765 | 0 | 0 | 365.4372 | 17.0765 | 0
3090 | 48.29 | 1675.35 | 4.34 | 0 | 0 | 0 | 0 | 157.14 | 0 | 920.39 | 0 | 0 | 0 | 1377.96 | 599.13 | 0 | 95318.77 | 0 | 0 | 1.12 | 0 | 9.27 | 37.55 | 178.62 | 17.08 | 55.17 | 0 | 92.373 | 6.6717 | 0 | 0 | 0 | 0 | 0 | 17.0765 | 0 | 0 | 365.4372 | 17.0765 | 0
3091 | 10.23 | 487.47 | 4.68 | 0 | 0 | 0 | 0 | 0 | 0 | 920.39 | 0 | 0 | 0 | 361.21 | 0 | 112.59 | 95206.18 | 0 | 0 | 0.25 | 0 | 9.11 | 37.87 | 207.21 | 17.08 | 0 | 0 | 96.3892 | 6.6717 | 0 | 0 | 0 | 0 | 0 | 17.0765 | 0 | 0 | 365.4372 | 17.0765 | 0
3092 | 0 | 0 | 4.98 | 0 | 0 | 0 | 0 | 0 | 102.1454 | 814.43 | 0 | 0 | 0 | 0 | 0 | 365.44 | 94840.74 | 0 | 0 | 0 | 0 | 8.64 | 0 | 198.18 | 17.08 | 0 | 0 | 101.4095 | 5.7186 | 0 | 0 | 0 | 0 | 0 | 17.0765 | 0 | 0 | 365.4372 | 17.0765 | 0
3093 | 0 | 0 | 5.42 | 0 | 0 | 0 | 0 | 0 | 101.7502 | 708.88 | 0 | 0 | 0 | 0 | 0 | 365.44 | 94475.3 | 0 | 0 | 0 | 0 | 8.05 | 0 | 186.99 | 17.08 | 0 | 0 | 102.4135 | 4.7655 | 0 | 0 | 0 | 0 | 0 | 17.0765 | 0 | 0 | 365.4372 | 17.0765 | 0
3094 | 0 | 0 | 6.42 | 0 | 0 | 0 | 0 | 0 | 92.7754 | 612.64 | 0 | 0 | 0 | 0 | 0 | 365.44 | 94109.87 | 0 | 0 | 0 | 0 | 7.38 | 0 | 174.28 | 17.08 | 0 | 0 | 95.3851 | 3.8124 | 0 | 0 | 0 | 0 | 0 | 17.0765 | 0 | 0 | 365.4372 | 17.0765 | 0
3095 | 0 | 0 | 7.65 | 0 | 0 | 0 | 0 | 0 | 79.5493 | 530.12 | 0 | 0 | 0 | 0 | 0 | 365.44 | 93744.43 | 0 | 0 | 0 | 0 | 6.66 | 0 | 160.54 | 17.08 | 0 | 0 | 84.3406 | 2.8593 | 0 | 0 | 0 | 0 | 0 | 17.0765 | 0 | 0 | 365.4372 | 17.0765 | 0
3096 | 0 | 0 | 8.73 | 0 | 0 | 0 | 0 | 0 | 68.4826 | 459.08 | 0 | 0 | 0 | 0 | 0 | 365.44 | 93378.99 | 0 | 0 | 0 | 0 | 5.94 | 0 | 146.95 | 17.08 | 0 | 0 | 75.3041 | 1.9062 | 0 | 0 | 0 | 0 | 0 | 17.0765 | 0 | 0 | 365.4372 | 17.0765 | 0
3097 | 0 | 0 | 9.64 | 0 | 0 | 0 | 0 | 0 | 61.59 | 395.19 | 0 | 0 | 0 | 0 | 0 | 365.44 | 93013.56 | 0 | 0 | 0 | 0 | 5.28 | 0 | 134.51 | 17.08 | 0 | 0 | 70.2838 | 0.95311 | 0 | 0 | 0 | 0 | 0 | 17.0765 | 0 | 0 | 365.4372 | 17.0765 | 0
3098 | 0 | 0 | 10.09 | 0 | 0 | 0 | 0 | 0 | 57.1845 | 335.87 | 0 | 0 | 0 | 0 | 0 | 365.44 | 92648.12 | 0 | 0 | 0 | 0 | 4.55 | 0 | 120.51 | 17.08 | 0 | 0 | 67.2716 | 0 | 0 | 0 | 0 | 0 | 0 | 17.0765 | 0 | 0 | 365.4372 | 17.0765 | 0
3099 | 0 | 0 | 9.98 | 0 | 0 | 0 | 0 | 0 | 56.288 | 277.48 | 0 | 0 | 0 | 0 | 0 | 365.44 | 92282.68 | 0 | 0 | 0 | 0 | 3.66 | 0 | 103.73 | 17.08 | 0 | 0 | 66.2676 | 0 | 0 | 0 | 0 | 0 | 0 | 17.0765 | 0 | 0 | 365.4372 | 17.0765 | 0
3100 | 0 | 0 | 9.26 | 0 | 0 | 0 | 0 | 0 | 58.0135 | 217.3 | 0 | 0 | 0 | 0 | 0 | 365.44 | 91917.24 | 0 | 0 | 0 | 0 | 2.73 | 0 | 86.02 | 17.08 | 0 | 0 | 67.2716 | 0 | 0 | 0 | 0 | 0 | 0 | 17.0765 | 0 | 0 | 365.4372 | 17.0765 | 0
3101 | 0 | 0 | 7.87 | 0 | 0 | 0 | 0 | 0 | 62.4094 | 152.56 | 0 | 0 | 0 | 0 | 0 | 365.44 | 91551.81 | 0 | 0 | 0 | 0 | 1.83 | 0 | 68.8 | 17.08 | 0 | 0 | 70.2838 | 0 | 0 | 0 | 0 | 0 | 0 | 17.0765 | 0 | 0 | 365.4372 | 17.0765 | 0
3102 | 0 | 0 | 6.38 | 0 | 0 | 0 | 0 | 0 | 69.8804 | 80.07 | 0 | 0 | 0 | 0 | 0 | 365.44 | 91186.37 | 0 | 0 | 0 | 0 | 0.9 | 0 | 51.15 | 17.08 | 0 | 0 | 75.3041 | 0.95311 | 0 | 0 | 0 | 0 | 0 | 17.0765 | 0 | 0 | 365.4372 | 17.0765 | 0
3103 | 0 | 0 | 5.04 | 0 | 0 | 0 | 0 | 0 | 77.1875 | 0 | 0 | 0 | 0 | 0 | 0 | 365.44 | 90820.93 | 0 | 0 | 0 | 0 | 0 | 0 | 34.1 | 17.08 | 0 | 0 | 80.3243 | 1.9062 | 0 | 0 | 0 | 0 | 0 | 17.0765 | 0 | 0 | 365.4372 | 17.0765 | 0
3104 | 19.41 | 848.13 | 3.95 | 0 | 0 | 0 | 0 | 0 | 0 | 0 | 0 | 0 | 0 | 781.47 | 181.59 | 0 | 91002.52 | 0 | 0 | 0.87 | 0 | 0 | 0 | 18.48 | 17.08 | 0 | 0 | 85.3446 | 3.8124 | 0 | 0 | 0 | 0 | 0 | 17.0765 | 0 | 0 | 365.4372 | 17.0765 | 0
3105 | 31.91 | 1253.72 | 3.23 | 0 | 0 | 0 | 0 | 0 | 0 | 0 | 0 | 0 | 0 | 1194.21 | 470.51 | 0 | 91473.03 | 0 | 0 | 0.58 | 0 | 0 | 0 | 8.08 | 17.08 | 0 | 0 | 88.3568 | 5.7186 | 0 | 0 | 0 | 0 | 0 | 17.0765 | 0 | 0 | 365.4372 | 17.0765 | 0
3106 | 36.13 | 1372.6 | 3.15 | 0 | 0 | 0 | 0 | 0 | 0 | 0 | 0 | 0 | 0 | 1317.26 | 556.64 | 0 | 92029.67 | 0 | 0 | 0.45 | 0 | 0 | 0 | 0 | 17.08 | 0 | 0 | 90.3649 | 3.8124 | 0 | 0 | 0 | 0 | 0 | 17.0765 | 0 | 0 | 365.4372 | 17.0765 | 0
3107 | 41.34 | 1509.2 | 3.58 | 0 | 0 | 0 | 0 | 40.18 | 0 | 38.73 | 0 | 0 | 0 | 1377.96 | 599.13 | 0 | 92628.81 | 0 | 0 | 1.18 | 0 | 0.77 | 39.62 | 30.96 | 17.08 | 0 | 0 | 91.3689 | 3.8124 | 0 | 0 | 0 | 0 | 0 | 17.0765 | 0 | 0 | 365.4372 | 17.0765 | 0
3108 | 44.43 | 1585.16 | 4.53 | 0 | 0 | 0 | 0 | 121.11 | 0 | 155.48 | 0 | 0 | 0 | 1377.96 | 599.13 | 0 | 93227.94 | 0 | 0 | 1.19 | 0 | 1.72 | 39.7 | 65.24 | 17.08 | 0 | 0 | 90.3649 | 3.8124 | 0 | 0 | 0 | 0 | 0 | 17.0765 | 0 | 0 | 365.4372 | 17.0765 | 0
3109 | 46.62 | 1636.89 | 6.14 | 0 | 0 | 0 | 0 | 76.96 | 0 | 229.66 | 0 | 0 | 0 | 1377.96 | 599.13 | 0 | 93827.07 | 0 | 0 | 1.2 | 0 | 2.76 | 40.31 | 101.72 | 17.08 | 99.09 | 0 | 89.3608 | 4.7655 | 0 | 0 | 0 | 0 | 0 | 17.0765 | 0 | 0 | 365.4372 | 17.0765 | 0
3110 | 48.41 | 1677.96 | 7.98 | 0 | 0 | 0 | 0 | 157.14 | 0 | 381.14 | 0 | 0 | 0 | 1377.96 | 599.13 | 0 | 94426.21 | 0 | 0 | 1.18 | 0 | 3.82 | 39.49 | 138.06 | 17.08 | 65.46 | 0 | 88.3568 | 4.7655 | 0 | 0 | 0 | 0 | 0 | 17.0765 | 0 | 0 | 365.4372 | 17.0765 | 0
3111 | 46.92 | 1643.87 | 9.69 | 0 | 0 | 0 | 0 | 157.14 | 0 | 532.62 | 0 | 0 | 0 | 1377.96 | 599.13 | 0 | 95025.34 | 0 | 0 | 1.13 | 0 | 4.83 | 38.02 | 172.9 | 17.08 | 33.11 | 0 | 88.3568 | 4.7655 | 0 | 0 | 0 | 0 | 0 | 17.0765 | 0 | 0 | 365.4372 | 17.0765 | 0
3112 | 45.56 | 1611.93 | 10.21 | 0 | 0 | 0 | 0 | 156.98 | 0 | 683.95 | 0 | 0 | 0 | 1377.96 | 599.13 | 0 | 95624.47 | 0 | 0 | 1.12 | 0 | 5.85 | 37.52 | 207.66 | 17.08 | 0 | 0 | 89.3608 | 4.7655 | 0 | 0 | 0 | 0 | 0 | 17.0765 | 0 | 0 | 365.4372 | 17.0765 | 0
3113 | 44.03 | 1575.48 | 9.87 | 0 | 0 | 0 | 0 | 116.43 | 0 | 796.19 | 0 | 0 | 0 | 1377.96 | 599.13 | 0 | 96223.6 | 0 | 0 | 1.13 | 0 | 6.89 | 37.78 | 242.89 | 17.08 | 0 | 0 | 90.3649 | 5.7186 | 0 | 0 | 0 | 0 | 0 | 17.0765 | 0 | 0 | 365.4372 | 17.0765 | 0
3114 | 49.04 | 1692.18 | 9.1 | 0 | 0 | 0 | 0 | 157.14 | 0 | 947.67 | 0 | 0 | 0 | 1377.96 | 599.13 | 0 | 96822.74 | 0 | 0 | 1.12 | 0 | 7.79 | 37.55 | 275.49 | 17.08 | 77.51 | 0 | 92.373 | 6.6717 | 0 | 0 | 0 | 0 | 0 | 17.0765 | 0 | 0 | 365.4372 | 17.0765 | 0
3115 | 10.1 | 481.78 | 8.12 | 0 | 0 | 0 | 0 | 0 | 0 | 947.67 | 0 | 0 | 0 | 391.67 | 0 | 91.27 | 96731.47 | 0 | 0 | 1.13 | 0 | 8.48 | 4.14 | 272.02 | 17.08 | 0 | 0 | 96.3892 | 6.6717 | 0 | 0 | 0 | 0 | 0 | 17.0765 | 0 | 0 | 365.4372 | 17.0765 | 0
3116 | 0 | 0 | 7.42 | 0 | 0 | 0 | 0 | 0 | 100.7091 | 843.2 | 0 | 0 | 0 | 0 | 0 | 365.44 | 96366.03 | 0 | 0 | 0 | 0 | 8 | 0 | 262.99 | 17.08 | 0 | 0 | 102.4135 | 5.7186 | 0 | 0 | 0 | 0 | 0 | 17.0765 | 0 | 0 | 365.4372 | 17.0765 | 0
3117 | 0 | 0 | 7.16 | 0 | 0 | 0 | 0 | 0 | 101.2586 | 738.16 | 0 | 0 | 0 | 0 | 0 | 365.44 | 96000.6 | 0 | 0 | 1.24 | 0 | 8.58 | 0 | 251.8 | 17.08 | 0 | 0 | 102.4135 | 4.7655 | 0 | 0 | 0 | 0 | 0 | 17.0765 | 0 | 0 | 365.4372 | 17.0765 | 0
3118 | 0 | 0 | 7.96 | 0 | 0 | 0 | 0 | 0 | 92.5054 | 642.2 | 0 | 0 | 0 | 0 | 0 | 365.44 | 95635.16 | 0 | 0 | 1.27 | 0 | 9.12 | 0 | 239.1 | 17.08 | 0 | 0 | 95.3851 | 3.8124 | 0 | 0 | 0 | 0 | 0 | 17.0765 | 0 | 0 | 365.4372 | 17.0765 | 0
3119 | 0 | 0 | 9.75 | 0 | 0 | 0 | 0 | 0 | 77.4478 | 561.86 | 0 | 0 | 0 | 0 | 0 | 365.44 | 95269.72 | 0 | 0 | 0 | 0 | 8.4 | 0 | 225.36 | 17.08 | 0 | 0 | 84.3406 | 2.8593 | 0 | 0 | 0 | 0 | 0 | 17.0765 | 0 | 0 | 365.4372 | 17.0765 | 0
3120 | 0 | 0 | 11.65 | 0 | 0 | 0 | 0 | 0 | 65.5616 | 493.85 | 0 | 0 | 0 | 0 | 0 | 365.44 | 94904.28 | 0 | 0 | 0 | 0 | 7.69 | 0 | 211.76 | 17.08 | 0 | 0 | 75.3041 | 1.9062 | 0 | 0 | 0 | 0 | 0 | 17.0765 | 0 | 0 | 365.4372 | 17.0765 | 0
3121 | 0 | 0 | 13.72 | 0 | 0 | 0 | 0 | 0 | 59.8933 | 431.72 | 0 | 0 | 0 | 0 | 0 | 365.44 | 94538.85 | 0 | 0 | 1.37 | 0 | 8.33 | 0 | 199.32 | 17.08 | 0 | 0 | 71.2878 | 0.95311 | 0 | 0 | 0 | 0 | 0 | 17.0765 | 0 | 0 | 365.4372 | 17.0765 | 0
3122 | 0 | 0 | 15.64 | 0 | 0 | 0 | 0 | 0 | 51.6318 | 378.16 | 0 | 0 | 0 | 0 | 0 | 365.44 | 94173.41 | 0 | 0 | 0 | 0 | 7.6 | 0 | 185.32 | 17.08 | 0 | 0 | 67.2716 | 0 | 0 | 0 | 0 | 0 | 0 | 17.0765 | 0 | 0 | 365.4372 | 17.0765 | 0
3123 | 0 | 0 | 17.3 | 0 | 0 | 0 | 0 | 0 | 48.9712 | 327.37 | 0 | 0 | 0 | 0 | 0 | 365.44 | 93807.97 | 0 | 0 | 0 | 0 | 6.71 | 0 | 168.55 | 17.08 | 0 | 0 | 66.2676 | 0 | 0 | 0 | 0 | 0 | 0 | 17.0765 | 0 | 0 | 365.4372 | 17.0765 | 0
3124 | 0 | 0 | 17.09 | 0 | 0 | 0 | 0 | 0 | 48.3542 | 277.21 | 0 | 0 | 0 | 0 | 0 | 365.44 | 93442.54 | 0 | 0 | 0.18 | 0 | 5.95 | 0 | 150.83 | 17.08 | 0 | 0 | 65.2635 | 0 | 0 | 0 | 0 | 0 | 0 | 17.0765 | 0 | 0 | 365.4372 | 17.0765 | 0
3125 | 0 | 0 | 15.41 | 0 | 0 | 0 | 0 | 0 | 55.2565 | 219.89 | 0 | 0 | 0 | 0 | 0 | 365.44 | 93077.1 | 0 | 0 | 1.39 | 0 | 6.37 | 0 | 133.61 | 17.08 | 0 | 0 | 69.2797 | 0 | 0 | 0 | 0 | 0 | 0 | 17.0765 | 0 | 0 | 365.4372 | 17.0765 | 0
3126 | 0 | 0 | 13.53 | 0 | 0 | 0 | 0 | 0 | 62.072 | 155.5 | 0 | 0 | 0 | 0 | 0 | 365.44 | 92711.66 | 0 | 0 | 1.35 | 0 | 6.72 | 0 | 115.96 | 17.08 | 0 | 0 | 73.296 | 0.95311 | 0 | 0 | 0 | 0 | 0 | 17.0765 | 0 | 0 | 365.4372 | 17.0765 | 0
3127 | 0 | 0 | 11.89 | 0 | 0 | 0 | 0 | 0 | 69.3309 | 83.57 | 0 | 0 | 0 | 0 | 0 | 365.44 | 92346.22 | 0 | 0 | 0 | 0 | 5.82 | 0 | 98.91 | 17.08 | 0 | 0 | 79.3203 | 1.9062 | 0 | 0 | 0 | 0 | 0 | 17.0765 | 0 | 0 | 365.4372 | 17.0765 | 0
3128 | 20.69 | 893.97 | 10.71 | 0 | 0 | 0 | 0 | 0 | 0 | 83.57 | 0 | 0 | 0 | 836.96 | 220.44 | 0 | 92566.66 | 0 | 0 | 1.26 | 0 | 6.2 | 0 | 83.29 | 17.08 | 0 | 0 | 83.3365 | 3.8124 | 0 | 0 | 0 | 0 | 0 | 17.0765 | 0 | 0 | 365.4372 | 17.0765 | 0
3129 | 30.57 | 1214.09 | 9.9 | 0 | 0 | 0 | 0 | 0 | 0 | 83.57 | 0 | 0 | 0 | 1161.27 | 447.45 | 0 | 93014.11 | 0 | 0 | 1.22 | 0 | 6.81 | 0 | 72.89 | 17.08 | 0 | 0 | 86.3487 | 5.7186 | 0 | 0 | 0 | 0 | 0 | 17.0765 | 0 | 0 | 365.4372 | 17.0765 | 0
3130 | 36.18 | 1374 | 10.27 | 0 | 0 | 0 | 0 | 0 | 0 | 83.57 | 0 | 0 | 0 | 1327.08 | 563.52 | 0 | 93577.63 | 0 | 0 | 1.2 | 0 | 7.52 | 0 | 64.81 | 17.08 | 0 | 0 | 88.3568 | 3.8124 | 0 | 0 | 0 | 0 | 0 | 17.0765 | 0 | 0 | 365.4372 | 17.0765 | 0
3131 | 41.73 | 1518.79 | 11 | 0 | 0 | 0 | 0 | 100.22 | 0 | 180.18 | 0 | 0 | 0 | 1377.96 | 599.13 | 0 | 94176.77 | 0 | 0 | 1.18 | 0 | 8.3 | 0 | 58.13 | 17.08 | 0 | 0 | 88.3568 | 3.8124 | 0 | 0 | 0 | 0 | 0 | 17.0765 | 0 | 0 | 365.4372 | 17.0765 | 0
3132 | 43.93 | 1573.12 | 11.42 | 0 | 0 | 0 | 0 | 119.48 | 0 | 295.36 | 0 | 0 | 0 | 1377.96 | 599.13 | 0 | 94775.9 | 0 | 0 | 1.19 | 0 | 9.24 | 39.7 | 92.41 | 17.08 | 0 | 0 | 86.3487 | 3.8124 | 0 | 0 | 0 | 0 | 0 | 17.0765 | 0 | 0 | 365.4372 | 17.0765 | 0
3133 | 45.16 | 1602.48 | 11.55 | 0 | 0 | 0 | 0 | 149.61 | 0 | 439.58 | 0 | 0 | 0 | 1377.96 | 599.13 | 0 | 95375.03 | 0 | 0 | 1.2 | 0 | 10.29 | 40.31 | 128.89 | 17.08 | 0 | 0 | 85.3446 | 4.7655 | 0 | 0 | 0 | 0 | 0 | 17.0765 | 0 | 0 | 365.4372 | 17.0765 | 0
3134 | 45.73 | 1616.12 | 11.31 | 0 | 0 | 0 | 0 | 157.14 | 0 | 591.06 | 0 | 0 | 0 | 1377.96 | 599.13 | 0 | 95974.17 | 0 | 0 | 1.18 | 0 | 11.35 | 39.49 | 165.24 | 17.08 | 9.29 | 0 | 83.3365 | 4.7655 | 0 | 0 | 0 | 0 | 0 | 17.0765 | 0 | 0 | 365.4372 | 17.0765 | 0
3135 | 44.13 | 1577.91 | 10.78 | 0 | 0 | 0 | 0 | 127.62 | 0 | 714.08 | 0 | 0 | 0 | 1377.96 | 599.13 | 0 | 96573.3 | 0 | 0 | 1.13 | 0 | 12.36 | 38.02 | 200.07 | 17.08 | 0 | 0 | 83.3365 | 4.7655 | 0 | 0 | 0 | 0 | 0 | 17.0765 | 0 | 0 | 365.4372 | 17.0765 | 0
3136 | 42.43 | 1536.28 | 9.96 | 0 | 0 | 0 | 0 | 82.97 | 0 | 794.06 | 0 | 0 | 0 | 1377.96 | 599.13 | 0 | 97172.43 | 0 | 0 | 1.12 | 0 | 13.38 | 37.52 | 234.83 | 17.08 | 0 | 0 | 84.3406 | 4.7655 | 0 | 0 | 0 | 0 | 0 | 17.0765 | 0 | 0 | 365.4372 | 17.0765 | 0
3137 | 40.46 | 1486.66 | 8.91 | 0 | 0 | 0 | 0 | 38.31 | 0 | 830.99 | 0 | 0 | 0 | 1377.96 | 599.13 | 0 | 97771.56 | 0 | 0 | 1.13 | 0 | 14.41 | 26.56 | 259.41 | 17.08 | 0 | 0 | 86.3487 | 5.7186 | 0 | 0 | 0 | 0 | 0 | 17.0765 | 0 | 0 | 365.4372 | 17.0765 | 0
3138 | 44.25 | 1580.64 | 7.8 | 0 | 0 | 0 | 0 | 121.03 | 0 | 947.67 | 0 | 0 | 0 | 1377.96 | 599.13 | 0 | 98370.7 | 0 | 0 | 1.12 | 0 | 15.32 | 37.55 | 292 | 17.08 | 0 | 0 | 88.3568 | 6.6717 | 0 | 0 | 0 | 0 | 0 | 17.0765 | 0 | 0 | 365.4372 | 17.0765 | 0
3139 | 8.97 | 432.49 | 6.74 | 0 | 0 | 0 | 0 | 0 | 0 | 947.67 | 0 | 0 | 0 | 339.23 | 0 | 127.97 | 98242.72 | 0 | 0 | 1.13 | 0 | 16 | 7.78 | 292 | 17.08 | 0 | 0 | 93.377 | 6.6717 | 0 | 0 | 0 | 0 | 0 | 17.0765 | 0 | 0 | 365.4372 | 17.0765 | 0
3140 | 0 | 0 | 5.73 | 0 | 0 | 0 | 0 | 0 | 98.2894 | 845.71 | 0 | 0 | 0 | 0 | 0 | 365.44 | 97877.29 | 0 | 0 | 0 | 1.0925 | 14.37 | 0 | 282.97 | 17.08 | 0 | 0 | 99.4014 | 5.7186 | 0 | 0 | 0 | 0 | 0 | 17.0765 | 0 | 0 | 365.4372 | 17.0765 | 0
3141 | 0 | 0 | 4.87 | 0 | 0 | 0 | 0 | 0 | 100.2946 | 741.67 | 0 | 0 | 0 | 0 | 0 | 365.44 | 97511.85 | 0 | 0 | 0 | 0 | 13.78 | 0 | 271.78 | 17.08 | 0 | 0 | 100.4054 | 4.7655 | 0 | 0 | 0 | 0 | 0 | 17.0765 | 0 | 0 | 365.4372 | 17.0765 | 0
3142 | 0 | 0 | 4.12 | 0 | 0 | 0 | 0 | 0 | 91.8596 | 646.38 | 0 | 0 | 0 | 0 | 0 | 365.44 | 97146.41 | 0 | 0 | 0 | 1.2065 | 11.84 | 0 | 259.08 | 17.08 | 0 | 0 | 93.377 | 3.8124 | 0 | 0 | 0 | 0 | 0 | 17.0765 | 0 | 0 | 365.4372 | 17.0765 | 0
3143 | 0 | 0 | 3.61 | 0 | 0 | 0 | 0 | 0 | 74.816 | 568.77 | 0 | 0 | 0 | 0 | 0 | 379.84 | 96766.57 | 14.4 | 6.768 | 0 | 0 | 11.12 | 0 | 245.34 | 17.08 | 0 | 0 | 82.3324 | 2.8593 | 0 | 0 | 0 | 0 | 0 | 17.0765 | 0 | 0 | 365.4372 | 17.0765 | 0
3144 | 0 | 0 | 3.29 | 0 | 0 | 0 | 0 | 0 | 71.6445 | 494.46 | 0 | 0 | 0 | 0 | 0 | 365.44 | 96401.14 | 0 | 0 | 0 | 1.2825 | 9.06 | 0 | 231.74 | 17.08 | 0 | 0 | 74.3 | 1.9062 | 0 | 0 | 0 | 0 | 0 | 17.0765 | 0 | 0 | 365.4372 | 17.0765 | 0
3145 | 0 | 0 | 2.98 | 0 | 0 | 0 | 0 | 0 | 67.2583 | 424.69 | 0 | 0 | 0 | 0 | 0 | 365.44 | 96035.7 | 0 | 0 | 0 | 0 | 8.4 | 0 | 219.3 | 17.08 | 0 | 0 | 69.2797 | 0.95311 | 0 | 0 | 0 | 0 | 0 | 17.0765 | 0 | 0 | 365.4372 | 17.0765 | 0
3146 | 0 | 0 | 2.65 | 0 | 0 | 0 | 0 | 0 | 63.1902 | 359.14 | 0 | 0 | 0 | 0 | 0 | 365.44 | 95670.26 | 0 | 0 | 0 | 0.4275 | 7.22 | 0 | 205.3 | 17.08 | 0 | 0 | 66.2676 | 0 | 0 | 0 | 0 | 0 | 0 | 17.0765 | 0 | 0 | 365.4372 | 17.0765 | 0
3147 | 0 | 0 | 2.37 | 0 | 0 | 0 | 0 | 0 | 62.8914 | 293.89 | 0 | 0 | 0 | 0 | 0 | 365.44 | 95304.83 | 0 | 0 | 0 | 0 | 6.34 | 0 | 188.53 | 17.08 | 0 | 0 | 65.2635 | 0 | 0 | 0 | 0 | 0 | 0 | 17.0765 | 0 | 0 | 365.4372 | 17.0765 | 0
3148 | 0 | 0 | 2.06 | 0 | 0 | 0 | 0 | 0 | 64.2024 | 227.29 | 0 | 0 | 0 | 0 | 0 | 365.44 | 94939.39 | 0 | 0 | 0 | 0 | 5.41 | 0 | 170.81 | 17.08 | 0 | 0 | 66.2676 | 0 | 0 | 0 | 0 | 0 | 0 | 17.0765 | 0 | 0 | 365.4372 | 17.0765 | 0
3149 | 0 | 0 | 1.68 | 0 | 0 | 0 | 0 | 0 | 66.275 | 158.54 | 0 | 0 | 0 | 0 | 0 | 365.44 | 94573.95 | 0 | 0 | 0 | 1.3205 | 3.11 | 0 | 153.59 | 17.08 | 0 | 0 | 69.2797 | 0 | 0 | 0 | 0 | 0 | 0 | 17.0765 | 0 | 0 | 365.4372 | 17.0765 | 0
3150 | 0 | 0 | 1.35 | 0 | 0 | 0 | 0 | 0 | 73.9002 | 81.88 | 0 | 0 | 0 | 0 | 0 | 365.44 | 94208.51 | 0 | 0 | 0 | 0 | 2.18 | 0 | 135.94 | 17.08 | 0 | 0 | 74.3 | 0.95311 | 0 | 0 | 0 | 0 | 0 | 17.0765 | 0 | 0 | 365.4372 | 17.0765 | 0
3151 | 0 | 0 | 1.08 | 0 | 0 | 0 | 0 | 0 | 78.9323 | 0 | 0 | 0 | 0 | 0 | 0 | 365.44 | 93843.08 | 0 | 0 | 0 | 1.216 | 0 | 0 | 118.89 | 17.08 | 0 | 0 | 79.3203 | 1.9062 | 0 | 0 | 0 | 0 | 0 | 17.0765 | 0 | 0 | 365.4372 | 17.0765 | 0
3152 | 20.18 | 875.85 | 0.85 | 0 | 0 | 0 | 0 | 0.39 | 0 | 0.37 | 0 | 0 | 0 | 808.09 | 200.22 | 0 | 94043.3 | 0 | 0 | 1.26 | 0 | 0.37 | 0 | 103.27 | 17.08 | 0 | 0 | 83.3365 | 3.8124 | 0 | 0 | 0 | 0 | 0 | 17.0765 | 0 | 0 | 365.4372 | 17.0765 | 0
3153 | 31.44 | 1239.82 | 0.68 | 0 | 0 | 0 | 0 | 0.64 | 0 | 0.99 | 0 | 0 | 0 | 1178.01 | 459.17 | 0 | 94502.47 | 0 | 0 | 1.22 | 0 | 0.99 | 0 | 92.87 | 17.08 | 0 | 0 | 86.3487 | 5.7186 | 0 | 0 | 0 | 0 | 0 | 17.0765 | 0 | 0 | 365.4372 | 17.0765 | 0
3154 | 35.53 | 1356.22 | 0.6 | 0 | 0 | 0 | 0 | 0.74 | 0 | 1.7 | 0 | 0 | 0 | 1298.24 | 543.33 | 0 | 95045.81 | 0 | 0 | 1.2 | 0 | 1.7 | 0 | 84.79 | 17.08 | 0 | 0 | 88.3568 | 3.8124 | 0 | 0 | 0 | 0 | 0 | 17.0765 | 0 | 0 | 365.4372 | 17.0765 | 0
3155 | 40.6 | 1490.45 | 0.6 | 0 | 0 | 0 | 0 | 60.34 | 0 | 59.87 | 0 | 0 | 0 | 1377.96 | 599.13 | 0 | 95644.94 | 0 | 0 | 1.18 | 0 | 2.47 | 0 | 78.11 | 17.08 | 0 | 0 | 88.3568 | 3.8124 | 0 | 0 | 0 | 0 | 0 | 17.0765 | 0 | 0 | 365.4372 | 17.0765 | 0
3156 | 42.98 | 1549.88 | 0.64 | 0 | 0 | 0 | 0 | 125.12 | 0 | 180.49 | 0 | 0 | 0 | 1337.34 | 570.7 | 0 | 96215.64 | 0 | 0 | 1.19 | 0 | 3.42 | 39.7 | 112.39 | 17.08 | 0 | 0 | 86.3487 | 3.8124 | 0 | 0 | 0 | 0 | 0 | 17.0765 | 0 | 0 | 365.4372 | 17.0765 | 0
3157 | 44.53 | 1587.59 | 0.74 | 0 | 0 | 0 | 0 | 123.28 | 0 | 299.33 | 0 | 0 | 0 | 1377.96 | 599.13 | 0 | 96814.77 | 0 | 0 | 1.2 | 0 | 4.47 | 40.31 | 148.87 | 17.08 | 0 | 0 | 85.3446 | 4.7655 | 0 | 0 | 0 | 0 | 0 | 17.0765 | 0 | 0 | 365.4372 | 17.0765 | 0
3158 | 45.58 | 1612.54 | 0.86 | 0 | 0 | 0 | 0 | 151.25 | 0 | 445.13 | 0 | 0 | 0 | 1377.96 | 599.13 | 0 | 97413.91 | 0 | 0 | 1.18 | 0 | 5.52 | 39.49 | 185.21 | 17.08 | 0 | 0 | 84.3406 | 4.7655 | 0 | 0 | 0 | 0 | 0 | 17.0765 | 0 | 0 | 365.4372 | 17.0765 | 0
3159 | 44.37 | 1583.69 | 0.93 | 0 | 0 | 0 | 0 | 143.64 | 0 | 583.6 | 0 | 0 | 0 | 1377.96 | 599.13 | 0 | 98013.04 | 0 | 0 | 1.13 | 0 | 6.53 | 18.15 | 201.18 | 17.08 | 0 | 0 | 83.3365 | 4.7655 | 0 | 0 | 0 | 0 | 0 | 17.0765 | 0 | 0 | 365.4372 | 17.0765 | 0
3160 | 43.3 | 1557.61 | 0.92 | 0 | 0 | 0 | 0 | 157.14 | 0 | 735.08 | 0 | 0 | 0 | 1354.46 | 582.69 | 0 | 98595.73 | 0 | 0 | 1.12 | 0 | 7.55 | 0 | 200.29 | 17.08 | 0 | 0 | 84.3406 | 4.7655 | 0 | 0 | 0 | 0 | 0 | 17.0765 | 0 | 0 | 365.4372 | 17.0765 | 0
3161 | 42.15 | 1529.22 | 0.96 | 0 | 0 | 0 | 0 | 63.39 | 0 | 796.19 | 0 | 0 | 0 | 1377.96 | 599.13 | 0 | 99194.86 | 0 | 0 | 1.13 | 0 | 8.59 | 37.78 | 235.53 | 17.08 | 0 | 0 | 86.3487 | 5.7186 | 0 | 0 | 0 | 0 | 0 | 17.0765 | 0 | 0 | 365.4372 | 17.0765 | 0
3162 | 46.5 | 1634.16 | 1.1 | 0 | 0 | 0 | 0 | 157.14 | 0 | 947.67 | 0 | 0 | 0 | 1377.96 | 599.13 | 0 | 99793.99 | 0 | 0 | 1.12 | 0 | 9.49 | 37.55 | 268.12 | 17.08 | 12.96 | 0 | 88.3568 | 6.6717 | 0 | 0 | 0 | 0 | 0 | 17.0765 | 0 | 0 | 365.4372 | 17.0765 | 0
3163 | 9.57 | 458.83 | 1.32 | 0 | 0 | 0 | 0 | 0 | 0 | 947.67 | 0 | 0 | 0 | 368.54 | 0 | 107.46 | 99686.53 | 0 | 0 | 1.13 | 0 | 10.18 | 0 | 260.73 | 17.08 | 0 | 0 | 93.377 | 6.6717 | 0 | 0 | 0 | 0 | 0 | 17.0765 | 0 | 0 | 365.4372 | 17.0765 | 0
3164 | 0 | 0 | 1.66 | 0 | 0 | 0 | 0 | 0 | 103.4565 | 840.35 | 0 | 0 | 0 | 0 | 0 | 365.44 | 99321.1 | 0 | 0 | 0 | 0 | 9.7 | 0 | 251.7 | 17.08 | 0 | 0 | 99.4014 | 5.7186 | 0 | 0 | 0 | 0 | 0 | 17.0765 | 0 | 0 | 365.4372 | 17.0765 | 0
3165 | 0 | 0 | 2.05 | 0 | 0 | 0 | 0 | 0 | 103.1191 | 733.38 | 0 | 0 | 0 | 0 | 0 | 365.44 | 98955.66 | 0 | 0 | 0 | 0 | 9.11 | 0 | 240.51 | 17.08 | 0 | 0 | 100.4054 | 4.7655 | 0 | 0 | 0 | 0 | 0 | 17.0765 | 0 | 0 | 365.4372 | 17.0765 | 0
3166 | 0 | 0 | 2.15 | 0 | 0 | 0 | 0 | 0 | 95.0408 | 634.79 | 0 | 0 | 0 | 0 | 0 | 365.44 | 98590.22 | 0 | 0 | 0 | 0 | 8.44 | 0 | 227.8 | 17.08 | 0 | 0 | 93.377 | 3.8124 | 0 | 0 | 0 | 0 | 0 | 17.0765 | 0 | 0 | 365.4372 | 17.0765 | 0
3167 | 0 | 0 | 2.19 | 0 | 0 | 0 | 0 | 0 | 83.0004 | 548.7 | 0 | 0 | 0 | 0 | 0 | 365.44 | 98224.79 | 0 | 0 | 0 | 0 | 7.72 | 0 | 214.07 | 17.08 | 0 | 0 | 82.3324 | 2.8593 | 0 | 0 | 0 | 0 | 0 | 17.0765 | 0 | 0 | 365.4372 | 17.0765 | 0
3168 | 0 | 0 | 2.28 | 0 | 0 | 0 | 0 | 0 | 73.9195 | 472.01 | 0 | 0 | 0 | 0 | 0 | 365.44 | 97859.35 | 0 | 0 | 0 | 0 | 7 | 0 | 200.47 | 17.08 | 0 | 0 | 74.3 | 1.9062 | 0 | 0 | 0 | 0 | 0 | 17.0765 | 0 | 0 | 365.4372 | 17.0765 | 0
3169 | 0 | 0 | 2.44 | 0 | 0 | 0 | 0 | 0 | 67.7981 | 401.69 | 0 | 0 | 0 | 0 | 0 | 365.44 | 97493.91 | 0 | 0 | 0 | 0 | 6.35 | 0 | 188.03 | 17.08 | 0 | 0 | 69.2797 | 0.95311 | 0 | 0 | 0 | 0 | 0 | 17.0765 | 0 | 0 | 365.4372 | 17.0765 | 0
3170 | 0 | 0 | 2.63 | 0 | 0 | 0 | 0 | 0 | 63.6433 | 335.67 | 0 | 0 | 0 | 0 | 0 | 365.44 | 97128.47 | 0 | 0 | 0 | 0 | 5.61 | 0 | 174.03 | 17.08 | 0 | 0 | 66.2676 | 0 | 0 | 0 | 0 | 0 | 0 | 17.0765 | 0 | 0 | 365.4372 | 17.0765 | 0
3171 | 0 | 0 | 2.8 | 0 | 0 | 0 | 0 | 0 | 62.4672 | 270.87 | 0 | 0 | 0 | 0 | 0 | 365.44 | 96763.04 | 0 | 0 | 0 | 0 | 4.73 | 0 | 157.25 | 17.08 | 0 | 0 | 65.2635 | 0 | 0 | 0 | 0 | 0 | 0 | 17.0765 | 0 | 0 | 365.4372 | 17.0765 | 0
3172 | 0 | 0 | 3.04 | 0 | 0 | 0 | 0 | 0 | 62.2166 | 206.33 | 0 | 0 | 0 | 0 | 0 | 365.44 | 96397.6 | 0 | 0 | 0 | 1.0165 | 2.73 | 0 | 139.54 | 17.08 | 0 | 0 | 66.2676 | 0 | 0 | 0 | 0 | 0 | 0 | 17.0765 | 0 | 0 | 365.4372 | 17.0765 | 0
3173 | 0 | 0 | 3.4 | 0 | 0 | 0 | 0 | 0 | 55.1986 | 149.07 | 0 | 0 | 0 | 0 | 0 | 392.44 | 96005.16 | 27.01 | 12.6947 | 0 | 0 | 1.83 | 0 | 122.32 | 17.08 | 0 | 0 | 71.2878 | 0 | 0 | 0 | 0 | 0 | 0 | 17.0765 | 0 | 0 | 365.4372 | 17.0765 | 0
3174 | 0 | 0 | 3.78 | 0 | 0 | 0 | 0 | 0 | 64.7712 | 81.88 | 0 | 0 | 0 | 0 | 0 | 383.96 | 95621.19 | 18.52 | 8.7044 | 0 | 0 | 0.9 | 0 | 104.67 | 17.08 | 0 | 0 | 76.3081 | 0.95311 | 0 | 0 | 0 | 0 | 0 | 17.0765 | 0 | 0 | 365.4372 | 17.0765 | 0
3175 | 0 | 0 | 4.3 | 0 | 0 | 0 | 0 | 0 | 78.9323 | 0 | 0 | 0 | 0 | 0 | 0 | 365.44 | 95255.76 | 0 | 0 | 0 | 0 | 0 | 0 | 87.62 | 17.08 | 0 | 0 | 81.3284 | 1.9062 | 0 | 0 | 0 | 0 | 0 | 17.0765 | 0 | 0 | 365.4372 | 17.0765 | 0
3176 | 18.56 | 817.25 | 4.97 | 0 | 0 | 0 | 0 | 157.14 | 0 | 151.48 | 0 | 0 | 0 | 592.22 | 49.12 | 0 | 95304.88 | 0 | 0 | 1.26 | 0 | 0.37 | 0 | 72 | 17.08 | 0 | 0 | 86.3487 | 3.8124 | 0 | 0 | 0 | 0 | 0 | 17.0765 | 0 | 0 | 365.4372 | 17.0765 | 0
3177 | 31.34 | 1236.91 | 5.96 | 0 | 0 | 0 | 0 | 157.14 | 0 | 302.96 | 0 | 0 | 0 | 979.79 | 320.42 | 0 | 95625.29 | 0 | 0 | 1.22 | 0 | 0.99 | 40.97 | 100.52 | 17.08 | 0 | 0 | 89.3608 | 5.7186 | 0 | 0 | 0 | 0 | 0 | 17.0765 | 0 | 0 | 365.4372 | 17.0765 | 0
3178 | 34.84 | 1337.2 | 7.21 | 0 | 0 | 0 | 0 | 0 | 0 | 302.96 | 0 | 0 | 0 | 1282.87 | 532.57 | 0 | 96157.87 | 0 | 0 | 1.2 | 0 | 1.7 | 0 | 92.45 | 17.08 | 0 | 0 | 91.3689 | 3.8124 | 0 | 0 | 0 | 0 | 0 | 17.0765 | 0 | 0 | 365.4372 | 17.0765 | 0
3179 | 39.56 | 1463.68 | 8.48 | 0 | 0 | 0 | 0 | 64.37 | 0 | 365.02 | 0 | 0 | 0 | 1349.98 | 579.55 | 0 | 96737.41 | 0 | 0 | 1.18 | 0 | 2.47 | 0 | 85.76 | 17.08 | 0 | 0 | 92.373 | 3.8124 | 0 | 0 | 0 | 0 | 0 | 17.0765 | 0 | 0 | 365.4372 | 17.0765 | 0
3180 | 40.97 | 1499.62 | 9.54 | 0 | 0 | 0 | 0 | 157.14 | 0 | 516.5 | 0 | 0 | 0 | 1296.63 | 542.2 | 0 | 97279.61 | 0 | 0 | 1.19 | 0 | 3.42 | 0 | 82.33 | 17.08 | 0 | 0 | 91.3689 | 3.8124 | 0 | 0 | 0 | 0 | 0 | 17.0765 | 0 | 0 | 365.4372 | 17.0765 | 0
3181 | 41.06 | 1501.99 | 10.45 | 0 | 0 | 0 | 0 | 38.89 | 0 | 553.99 | 0 | 0 | 0 | 1377.96 | 599.13 | 0 | 97878.75 | 0 | 0 | 1.2 | 0 | 4.47 | 40.31 | 118.81 | 17.08 | 0 | 0 | 90.3649 | 4.7655 | 0 | 0 | 0 | 0 | 0 | 17.0765 | 0 | 0 | 365.4372 | 17.0765 | 0
3182 | 40 | 1475 | 11.13 | 0 | 0 | 0 | 0 | 13.39 | 0 | 566.89 | 0 | 0 | 0 | 1377.96 | 599.13 | 0 | 98477.88 | 0 | 0 | 1.18 | 0 | 5.52 | 39.49 | 155.15 | 17.08 | 0 | 0 | 89.3608 | 4.7655 | 0 | 0 | 0 | 0 | 0 | 17.0765 | 0 | 0 | 365.4372 | 17.0765 | 0
3183 | 38.38 | 1432.97 | 11.61 | 0 | 0 | 0 | 0 | 157.14 | 0 | 718.37 | 0 | 0 | 0 | 1230.56 | 495.96 | 0 | 98973.84 | 0 | 0 | 1.13 | 0 | 6.53 | 0 | 153.87 | 17.08 | 0 | 0 | 89.3608 | 4.7655 | 0 | 0 | 0 | 0 | 0 | 17.0765 | 0 | 0 | 365.4372 | 17.0765 | 0
3184 | 38.19 | 1427.75 | 11.91 | 0 | 0 | 0 | 0 | 3.64 | 0 | 721.88 | 0 | 0 | 0 | 1377.96 | 599.13 | 0 | 99572.97 | 0 | 0 | 1.12 | 0 | 7.55 | 0 | 152.99 | 17.08 | 0 | 0 | 90.3649 | 4.7655 | 0 | 0 | 0 | 0 | 0 | 17.0765 | 0 | 0 | 365.4372 | 17.0765 | 0
3185 | 37.42 | 1407.33 | 12.4 | 0 | 0 | 0 | 0 | 157.14 | 0 | 873.36 | 0 | 0 | 0 | 1164.02 | 449.37 | 0 | 100022.34 | 0 | 0 | 1.13 | 0 | 8.59 | 37.78 | 188.22 | 17.08 | 0 | 0 | 91.3689 | 5.7186 | 0 | 0 | 0 | 0 | 0 | 17.0765 | 0 | 0 | 365.4372 | 17.0765 | 0
3186 | 41.06 | 1502.09 | 13.06 | 0 | 0 | 0 | 0 | 77.08 | 0 | 947.67 | 0 | 0 | 0 | 1377.96 | 599.13 | 0 | 100621.48 | 0 | 0 | 1.12 | 0 | 9.49 | 0 | 185.14 | 17.08 | 0 | 0 | 93.377 | 6.6717 | 0 | 0 | 0 | 0 | 0 | 17.0765 | 0 | 0 | 365.4372 | 17.0765 | 0
3187 | 8.6 | 416.32 | 13.75 | 0 | 0 | 0 | 0 | 0 | 0 | 947.67 | 0 | 0 | 0 | 295.6 | 0 | 158.52 | 100462.96 | 0 | 0 | 1.13 | 0 | 10.18 | 37.87 | 213.72 | 17.08 | 0 | 0 | 97.3933 | 6.6717 | 0 | 0 | 0 | 0 | 0 | 17.0765 | 0 | 0 | 365.4372 | 17.0765 | 0
3188 | 0 | 0 | 14.36 | 0 | 0 | 0 | 0 | 0 | 94.7708 | 849.36 | 0 | 0 | 0 | 0 | 0 | 365.44 | 100097.52 | 0 | 0 | 0 | 0 | 9.7 | 0 | 204.7 | 17.08 | 0 | 0 | 103.4176 | 5.7186 | 0 | 0 | 0 | 0 | 0 | 17.0765 | 0 | 0 | 365.4372 | 17.0765 | 0
3189 | 0 | 0 | 14.78 | 0 | 0 | 0 | 0 | 0 | 94.3563 | 751.47 | 0 | 0 | 0 | 0 | 0 | 365.44 | 99732.08 | 0 | 0 | 0.95 | 0 | 10.02 | 0 | 193.5 | 17.08 | 0 | 0 | 103.4176 | 4.7655 | 0 | 0 | 0 | 0 | 0 | 17.0765 | 0 | 0 | 365.4372 | 17.0765 | 0
3190 | 0 | 0 | 13.23 | 0 | 0 | 0 | 0 | 0 | 86.9721 | 661.25 | 0 | 0 | 0 | 0 | 0 | 365.44 | 99366.65 | 0 | 0 | 0 | 0 | 9.35 | 0 | 180.8 | 17.08 | 0 | 0 | 96.3892 | 3.8124 | 0 | 0 | 0 | 0 | 0 | 17.0765 | 0 | 0 | 365.4372 | 17.0765 | 0
3191 | 0 | 0 | 11.21 | 0 | 0 | 0 | 0 | 0 | 78.2864 | 580.04 | 0 | 0 | 0 | 0 | 0 | 365.44 | 99001.21 | 0 | 0 | 1.29 | 0 | 9.86 | 0 | 167.06 | 17.08 | 0 | 0 | 85.3446 | 2.8593 | 0 | 0 | 0 | 0 | 0 | 17.0765 | 0 | 0 | 365.4372 | 17.0765 | 0
3192 | 0 | 0 | 9.5 | 0 | 0 | 0 | 0 | 0 | 69.7165 | 507.72 | 0 | 0 | 0 | 0 | 0 | 365.44 | 98635.77 | 0 | 0 | 0 | 0 | 9.14 | 0 | 153.46 | 17.08 | 0 | 0 | 77.3122 | 1.9062 | 0 | 0 | 0 | 0 | 0 | 17.0765 | 0 | 0 | 365.4372 | 17.0765 | 0
3193 | 0 | 0 | 8 | 0 | 0 | 0 | 0 | 0 | 66.6124 | 438.62 | 0 | 0 | 0 | 0 | 0 | 365.44 | 98270.33 | 0 | 0 | 1.37 | 0 | 9.79 | 0 | 141.02 | 17.08 | 0 | 0 | 72.2919 | 0.95311 | 0 | 0 | 0 | 0 | 0 | 17.0765 | 0 | 0 | 365.4372 | 17.0765 | 0
3194 | 0 | 0 | 6.94 | 0 | 0 | 0 | 0 | 0 | 62.3322 | 373.95 | 0 | 0 | 0 | 0 | 0 | 365.44 | 97904.9 | 0 | 0 | 0 | 0 | 9.05 | 0 | 127.03 | 17.08 | 0 | 0 | 69.2797 | 0 | 0 | 0 | 0 | 0 | 0 | 17.0765 | 0 | 0 | 365.4372 | 17.0765 | 0
3195 | 0 | 0 | 6.18 | 0 | 0 | 0 | 0 | 0 | 62.1009 | 309.53 | 0 | 0 | 0 | 0 | 0 | 365.44 | 97539.46 | 0 | 0 | 0 | 0 | 8.17 | 0 | 110.25 | 17.08 | 0 | 0 | 68.2757 | 0 | 0 | 0 | 0 | 0 | 0 | 17.0765 | 0 | 0 | 365.4372 | 17.0765 | 0
3196 | 0 | 0 | 6.43 | 0 | 0 | 0 | 0 | 0 | 62.8528 | 244.33 | 0 | 0 | 0 | 0 | 0 | 365.44 | 97174.02 | 0 | 0 | 0 | 0 | 7.24 | 0 | 92.54 | 17.08 | 0 | 0 | 69.2797 | 0 | 0 | 0 | 0 | 0 | 0 | 17.0765 | 0 | 0 | 365.4372 | 17.0765 | 0
3197 | 0 | 0 | 7.23 | 0 | 0 | 0 | 0 | 0 | 66.4582 | 175.39 | 0 | 0 | 0 | 0 | 0 | 365.44 | 96808.59 | 0 | 0 | 1.39 | 0 | 7.65 | 0 | 75.32 | 17.08 | 0 | 0 | 72.2919 | 0 | 0 | 0 | 0 | 0 | 0 | 17.0765 | 0 | 0 | 365.4372 | 17.0765 | 0
3198 | 0 | 0 | 8.22 | 0 | 0 | 0 | 0 | 0 | 70.0442 | 102.73 | 0 | 0 | 0 | 0 | 0 | 365.44 | 96443.15 | 0 | 0 | 0 | 0 | 6.72 | 0 | 57.67 | 17.08 | 0 | 0 | 77.3122 | 0.95311 | 0 | 0 | 0 | 0 | 0 | 17.0765 | 0 | 0 | 365.4372 | 17.0765 | 0
3199 | 0 | 0 | 9.46 | 0 | 0 | 0 | 0 | 0 | 74.7871 | 25.16 | 0 | 0 | 0 | 0 | 0 | 365.44 | 96077.71 | 0 | 0 | 0 | 0 | 5.82 | 0 | 40.62 | 17.08 | 0 | 0 | 82.3324 | 1.9062 | 0 | 0 | 0 | 0 | 0 | 17.0765 | 0 | 0 | 365.4372 | 17.0765 | 0
3200 | 9.51 | 456.35 | 11.12 | 0 | 0 | 0 | 0 | 0 | 0 | 25.16 | 0 | 0 | 0 | 384.56 | 0 | 96.24 | 95981.47 | 0 | 0 | 1.26 | 0 | 6.2 | 0 | 25 | 17.08 | 0 | 0 | 87.3527 | 3.8124 | 0 | 0 | 0 | 0 | 0 | 17.0765 | 0 | 0 | 365.4372 | 17.0765 | 0
3201 | 23.51 | 990.87 | 13.27 | 0 | 0 | 0 | 0 | 0 | 0 | 25.16 | 0 | 0 | 0 | 930.35 | 285.81 | 0 | 96267.27 | 0 | 0 | 1.22 | 0 | 6.81 | 0 | 14.59 | 17.08 | 0 | 0 | 90.3649 | 5.7186 | 0 | 0 | 0 | 0 | 0 | 17.0765 | 0 | 0 | 365.4372 | 17.0765 | 0
3202 | 33.67 | 1304.14 | 13.96 | 0 | 0 | 0 | 0 | 0 | 0 | 25.16 | 0 | 0 | 0 | 1254.38 | 512.63 | 0 | 96779.9 | 0 | 0 | 1.2 | 0 | 7.52 | 0 | 6.52 | 17.08 | 0 | 0 | 92.373 | 3.8124 | 0 | 0 | 0 | 0 | 0 | 17.0765 | 0 | 0 | 365.4372 | 17.0765 | 0
3203 | 40.18 | 1479.72 | 13.54 | 0 | 0 | 0 | 0 | 37.84 | 0 | 61.63 | 0 | 0 | 0 | 1357.6 | 584.88 | 0 | 97364.78 | 0 | 0 | 1.18 | 0 | 8.3 | 39.62 | 37.48 | 17.08 | 0 | 0 | 93.377 | 3.8124 | 0 | 0 | 0 | 0 | 0 | 17.0765 | 0 | 0 | 365.4372 | 17.0765 | 0
3204 | 43.19 | 1554.98 | 13.12 | 0 | 0 | 0 | 0 | 96.26 | 0 | 154.43 | 0 | 0 | 0 | 1377.96 | 599.13 | 0 | 97963.92 | 0 | 0 | 1.19 | 0 | 9.24 | 39.7 | 71.76 | 17.08 | 0 | 0 | 92.373 | 3.8124 | 0 | 0 | 0 | 0 | 0 | 17.0765 | 0 | 0 | 365.4372 | 17.0765 | 0
3205 | 45.39 | 1608.09 | 12.54 | 0 | 0 | 0 | 0 | 150.41 | 0 | 299.43 | 0 | 0 | 0 | 1377.96 | 599.13 | 0 | 98563.05 | 0 | 0 | 1.2 | 0 | 10.29 | 40.31 | 108.23 | 17.08 | 0 | 0 | 91.3689 | 4.7655 | 0 | 0 | 0 | 0 | 0 | 17.0765 | 0 | 0 | 365.4372 | 17.0765 | 0
3206 | 46.83 | 1641.84 | 11.63 | 0 | 0 | 0 | 0 | 157.14 | 0 | 450.91 | 0 | 0 | 0 | 1377.96 | 599.13 | 0 | 99162.18 | 0 | 0 | 1.18 | 0 | 11.35 | 39.49 | 144.58 | 17.08 | 29.41 | 0 | 90.3649 | 4.7655 | 0 | 0 | 0 | 0 | 0 | 17.0765 | 0 | 0 | 365.4372 | 17.0765 | 0
3207 | 45.49 | 1610.45 | 10.41 | 0 | 0 | 0 | 0 | 154.11 | 0 | 599.47 | 0 | 0 | 0 | 1377.96 | 599.13 | 0 | 99761.31 | 0 | 0 | 1.13 | 0 | 12.36 | 38.02 | 179.41 | 17.08 | 0 | 0 | 90.3649 | 4.7655 | 0 | 0 | 0 | 0 | 0 | 17.0765 | 0 | 0 | 365.4372 | 17.0765 | 0
3208 | 44.22 | 1580.05 | 9.23 | 0 | 0 | 0 | 0 | 120.76 | 0 | 715.89 | 0 | 0 | 0 | 1377.96 | 599.13 | 0 | 100360.45 | 0 | 0 | 1.12 | 0 | 13.38 | 37.52 | 214.17 | 17.08 | 0 | 0 | 91.3689 | 4.7655 | 0 | 0 | 0 | 0 | 0 | 17.0765 | 0 | 0 | 365.4372 | 17.0765 | 0
3209 | 42.87 | 1547.16 | 8.22 | 0 | 0 | 0 | 0 | 83.3 | 0 | 796.19 | 0 | 0 | 0 | 1377.96 | 599.13 | 0 | 100959.58 | 0 | 0 | 1.13 | 0 | 14.41 | 37.78 | 249.41 | 17.08 | 0 | 0 | 92.373 | 5.7186 | 0 | 0 | 0 | 0 | 0 | 17.0765 | 0 | 0 | 365.4372 | 17.0765 | 0
3210 | 47.26 | 1651.69 | 7.48 | 0 | 0 | 0 | 0 | 157.14 | 0 | 947.67 | 0 | 0 | 0 | 1377.96 | 599.13 | 0 | 101558.71 | 0 | 0 | 1.12 | 0 | 15.32 | 37.55 | 282 | 17.08 | 31.61 | 0 | 94.3811 | 6.6717 | 0 | 0 | 0 | 0 | 0 | 17.0765 | 0 | 0 | 365.4372 | 17.0765 | 0
3211 | 9.51 | 456.06 | 7 | 0 | 0 | 0 | 0 | 0 | 0 | 947.67 | 0 | 0 | 0 | 366.37 | 0 | 108.98 | 101449.74 | 0 | 0 | 1.13 | 0 | 16 | 0 | 274.61 | 17.08 | 0 | 0 | 98.3973 | 6.6717 | 0 | 0 | 0 | 0 | 0 | 17.0765 | 0 | 0 | 365.4372 | 17.0765 | 0
3212 | 0 | 0 | 6.84 | 0 | 0 | 0 | 0 | 0 | 103.3022 | 840.51 | 0 | 0 | 0 | 0 | 0 | 365.44 | 101084.3 | 0 | 0 | 0 | 0 | 15.52 | 0 | 265.58 | 17.08 | 0 | 0 | 104.4216 | 5.7186 | 0 | 0 | 0 | 0 | 0 | 17.0765 | 0 | 0 | 365.4372 | 17.0765 | 0
3213 | 0 | 0 | 6.77 | 0 | 0 | 0 | 0 | 0 | 97.0844 | 739.8 | 0 | 0 | 0 | 0 | 0 | 376.79 | 100707.5 | 11.36 | 5.3392 | 0 | 0 | 14.94 | 0 | 254.39 | 17.08 | 0 | 0 | 104.4216 | 4.7655 | 0 | 0 | 0 | 0 | 0 | 17.0765 | 0 | 0 | 365.4372 | 17.0765 | 0
3214 | 0 | 0 | 6.02 | 0 | 0 | 0 | 0 | 0 | 93.9707 | 642.32 | 0 | 0 | 0 | 0 | 0 | 365.44 | 100342.07 | 0 | 0 | 0 | 1.2065 | 12.99 | 0 | 241.69 | 17.08 | 0 | 0 | 97.3933 | 3.8124 | 0 | 0 | 0 | 0 | 0 | 17.0765 | 0 | 0 | 365.4372 | 17.0765 | 0
3215 | 0 | 0 | 5.07 | 0 | 0 | 0 | 0 | 0 | 82.904 | 556.32 | 0 | 0 | 0 | 0 | 0 | 365.44 | 99976.63 | 0 | 0 | 0 | 1.2255 | 10.98 | 0 | 227.95 | 17.08 | 0 | 0 | 86.3487 | 2.8593 | 0 | 0 | 0 | 0 | 0 | 17.0765 | 0 | 0 | 365.4372 | 17.0765 | 0
3216 | 0 | 0 | 4.48 | 0 | 0 | 0 | 0 | 0 | 74.7389 | 478.79 | 0 | 0 | 0 | 0 | 0 | 365.44 | 99611.19 | 0 | 0 | 0 | 0 | 10.26 | 0 | 214.35 | 17.08 | 0 | 0 | 77.3122 | 1.9062 | 0 | 0 | 0 | 0 | 0 | 17.0765 | 0 | 0 | 365.4372 | 17.0765 | 0
3217 | 0 | 0 | 4.3 | 0 | 0 | 0 | 0 | 0 | 69.6586 | 406.53 | 0 | 0 | 0 | 0 | 0 | 365.44 | 99245.76 | 0 | 0 | 0 | 0.2945 | 9.3 | 0 | 201.91 | 17.08 | 0 | 0 | 73.296 | 0.95311 | 0 | 0 | 0 | 0 | 0 | 17.0765 | 0 | 0 | 365.4372 | 17.0765 | 0
3218 | 0 | 0 | 4.46 | 0 | 0 | 0 | 0 | 0 | 64.8194 | 339.28 | 0 | 0 | 0 | 0 | 0 | 365.44 | 98880.32 | 0 | 0 | 0 | 0 | 8.56 | 0 | 187.91 | 17.08 | 0 | 0 | 69.2797 | 0 | 0 | 0 | 0 | 0 | 0 | 17.0765 | 0 | 0 | 365.4372 | 17.0765 | 0
3219 | 0 | 0 | 5.02 | 0 | 0 | 0 | 0 | 0 | 61.9466 | 275.02 | 0 | 0 | 0 | 0 | 0 | 365.44 | 98514.88 | 0 | 0 | 0 | 1.311 | 6.3 | 0 | 171.14 | 17.08 | 0 | 0 | 68.2757 | 0 | 0 | 0 | 0 | 0 | 0 | 17.0765 | 0 | 0 | 365.4372 | 17.0765 | 0
3220 | 0 | 0 | 6.56 | 0 | 0 | 0 | 0 | 0 | 62.7178 | 209.96 | 0 | 0 | 0 | 0 | 0 | 365.44 | 98149.44 | 0 | 0 | 0 | 0 | 5.37 | 0 | 153.42 | 17.08 | 0 | 0 | 69.2797 | 0 | 0 | 0 | 0 | 0 | 0 | 17.0765 | 0 | 0 | 365.4372 | 17.0765 | 0
3221 | 0 | 0 | 8.61 | 0 | 0 | 0 | 0 | 0 | 63.6818 | 143.89 | 0 | 0 | 0 | 0 | 0 | 365.44 | 97784.01 | 0 | 0 | 0 | 0 | 4.46 | 0 | 136.2 | 17.08 | 0 | 0 | 72.2919 | 0 | 0 | 0 | 0 | 0 | 0 | 17.0765 | 0 | 0 | 365.4372 | 17.0765 | 0
3222 | 0 | 0 | 10.21 | 0 | 0 | 0 | 0 | 0 | 66.7763 | 74.63 | 0 | 0 | 0 | 0 | 0 | 365.44 | 97418.57 | 0 | 0 | 0 | 1.2825 | 2.18 | 0 | 118.55 | 17.08 | 0 | 0 | 77.3122 | 0.95311 | 0 | 0 | 0 | 0 | 0 | 17.0765 | 0 | 0 | 365.4372 | 17.0765 | 0
3223 | 0 | 0 | 11.08 | 0 | 0 | 0 | 0 | 0 | 71.9433 | 0 | 0 | 0 | 0 | 0 | 0 | 365.44 | 97053.13 | 0 | 0 | 0 | 1.216 | 0 | 0 | 101.5 | 17.08 | 0 | 0 | 82.3324 | 1.9062 | 0 | 0 | 0 | 0 | 0 | 17.0765 | 0 | 0 | 365.4372 | 17.0765 | 0
3224 | 18.56 | 817.41 | 11.4 | 0 | 0 | 0 | 0 | 1.76 | 0 | 1.7 | 0 | 0 | 0 | 753.19 | 161.8 | 0 | 97214.93 | 0 | 0 | 1.26 | 0 | 0.37 | 0 | 85.88 | 17.08 | 0 | 0 | 87.3527 | 3.8124 | 0 | 0 | 0 | 0 | 0 | 17.0765 | 0 | 0 | 365.4372 | 17.0765 | 0
3225 | 32 | 1256.26 | 11.37 | 0 | 0 | 0 | 0 | 0 | 0 | 1.7 | 0 | 0 | 0 | 1202.32 | 476.19 | 0 | 97691.12 | 0 | 0 | 1.22 | 0 | 0.99 | 0 | 75.48 | 17.08 | 0 | 0 | 90.3649 | 5.7186 | 0 | 0 | 0 | 0 | 0 | 17.0765 | 0 | 0 | 365.4372 | 17.0765 | 0
3226 | 36.02 | 1369.73 | 11.33 | 0 | 0 | 0 | 0 | 0 | 0 | 1.7 | 0 | 0 | 0 | 1319.7 | 558.35 | 0 | 98249.47 | 0 | 0 | 1.2 | 0 | 1.7 | 0 | 67.4 | 17.08 | 0 | 0 | 92.373 | 3.8124 | 0 | 0 | 0 | 0 | 0 | 17.0765 | 0 | 0 | 365.4372 | 17.0765 | 0
3227 | 41.36 | 1509.56 | 11.51 | 0 | 0 | 0 | 0 | 86.1 | 0 | 84.7 | 0 | 0 | 0 | 1377.96 | 599.13 | 0 | 98848.6 | 0 | 0 | 1.18 | 0 | 2.47 | 0 | 60.72 | 17.08 | 0 | 0 | 93.377 | 3.8124 | 0 | 0 | 0 | 0 | 0 | 17.0765 | 0 | 0 | 365.4372 | 17.0765 | 0
3228 | 43.41 | 1560.3 | 11.76 | 0 | 0 | 0 | 0 | 114.38 | 0 | 194.97 | 0 | 0 | 0 | 1377.96 | 599.13 | 0 | 99447.73 | 0 | 0 | 1.19 | 0 | 3.42 | 25.76 | 81.75 | 17.08 | 0 | 0 | 92.373 | 3.8124 | 0 | 0 | 0 | 0 | 0 | 17.0765 | 0 | 0 | 365.4372 | 17.0765 | 0
3229 | 44.59 | 1588.97 | 12.06 | 0 | 0 | 0 | 0 | 130.02 | 0 | 320.31 | 0 | 0 | 0 | 1377.96 | 599.13 | 0 | 100046.87 | 0 | 0 | 1.2 | 0 | 4.47 | 40.31 | 118.23 | 17.08 | 0 | 0 | 91.3689 | 4.7655 | 0 | 0 | 0 | 0 | 0 | 17.0765 | 0 | 0 | 365.4372 | 17.0765 | 0
3230 | 45.1 | 1601.22 | 12.18 | 0 | 0 | 0 | 0 | 144.75 | 0 | 459.85 | 0 | 0 | 0 | 1377.96 | 599.13 | 0 | 100646 | 0 | 0 | 1.18 | 0 | 5.52 | 39.49 | 154.58 | 17.08 | 0 | 0 | 90.3649 | 4.7655 | 0 | 0 | 0 | 0 | 0 | 17.0765 | 0 | 0 | 365.4372 | 17.0765 | 0
3231 | 44.1 | 1577.13 | 12 | 0 | 0 | 0 | 0 | 157.14 | 0 | 611.33 | 0 | 0 | 0 | 1341.82 | 573.83 | 0 | 101219.83 | 0 | 0 | 1.13 | 0 | 6.53 | 38.02 | 189.41 | 17.08 | 0 | 0 | 90.3649 | 4.7655 | 0 | 0 | 0 | 0 | 0 | 17.0765 | 0 | 0 | 365.4372 | 17.0765 | 0
3232 | 43.19 | 1555 | 11.39 | 0 | 0 | 0 | 0 | 97.85 | 0 | 705.66 | 0 | 0 | 0 | 1377.96 | 599.13 | 0 | 101818.97 | 0 | 0 | 1.12 | 0 | 7.55 | 37.52 | 224.17 | 17.08 | 0 | 0 | 90.3649 | 4.7655 | 0 | 0 | 0 | 0 | 0 | 17.0765 | 0 | 0 | 365.4372 | 17.0765 | 0
3233 | 42.29 | 1532.78 | 10.27 | 0 | 0 | 0 | 0 | 70.39 | 0 | 773.52 | 0 | 0 | 0 | 1377.96 | 599.13 | 0 | 102418.1 | 0 | 0 | 1.13 | 0 | 8.59 | 37.78 | 259.41 | 17.08 | 0 | 0 | 92.373 | 5.7186 | 0 | 0 | 0 | 0 | 0 | 17.0765 | 0 | 0 | 365.4372 | 17.0765 | 0
3234 | 46.62 | 1636.96 | 8.87 | 0 | 0 | 0 | 0 | 157.14 | 0 | 925 | 0 | 0 | 0 | 1377.96 | 599.13 | 0 | 103017.23 | 0 | 0 | 1.12 | 0 | 9.49 | 37.55 | 292 | 17.08 | 18.64 | 0 | 93.377 | 6.6717 | 0 | 0 | 0 | 0 | 0 | 17.0765 | 0 | 0 | 365.4372 | 17.0765 | 0
3235 | 9.24 | 444.58 | 7.51 | 0 | 0 | 0 | 0 | 0 | 0 | 925 | 0 | 0 | 0 | 348.35 | 0 | 121.59 | 102895.64 | 0 | 0 | 1.13 | 0 | 10.18 | 7.78 | 292 | 17.08 | 0 | 0 | 97.3933 | 6.6717 | 0 | 0 | 0 | 0 | 0 | 17.0765 | 0 | 0 | 365.4372 | 17.0765 | 0
3236 | 0 | 0 | 6.46 | 0 | 0 | 0 | 0 | 0 | 102.6756 | 818.48 | 0 | 0 | 0 | 0 | 0 | 365.44 | 102530.21 | 0 | 0 | 0 | 0 | 9.7 | 0 | 282.97 | 17.08 | 0 | 0 | 103.4176 | 5.7186 | 0 | 0 | 0 | 0 | 0 | 17.0765 | 0 | 0 | 365.4372 | 17.0765 | 0
3237 | 0 | 0 | 5.82 | 0 | 0 | 0 | 0 | 0 | 102.3575 | 712.3 | 0 | 0 | 0 | 0 | 0 | 365.44 | 102164.77 | 0 | 0 | 0 | 0 | 9.11 | 0 | 271.78 | 17.08 | 0 | 0 | 103.4176 | 4.7655 | 0 | 0 | 0 | 0 | 0 | 17.0765 | 0 | 0 | 365.4372 | 17.0765 | 0
3238 | 0 | 0 | 5.39 | 0 | 0 | 0 | 0 | 0 | 94.8094 | 613.95 | 0 | 0 | 0 | 0 | 0 | 365.44 | 101799.33 | 0 | 0 | 0 | 0 | 8.44 | 0 | 259.08 | 17.08 | 0 | 0 | 96.3892 | 3.8124 | 0 | 0 | 0 | 0 | 0 | 17.0765 | 0 | 0 | 365.4372 | 17.0765 | 0
3239 | 0 | 0 | 5.32 | 0 | 0 | 0 | 0 | 0 | 82.8847 | 527.97 | 0 | 0 | 0 | 0 | 0 | 365.44 | 101433.89 | 0 | 0 | 0 | 0 | 7.72 | 0 | 245.34 | 17.08 | 0 | 0 | 85.3446 | 2.8593 | 0 | 0 | 0 | 0 | 0 | 17.0765 | 0 | 0 | 365.4372 | 17.0765 | 0
3240 | 0 | 0 | 5.81 | 0 | 0 | 0 | 0 | 0 | 72.406 | 452.86 | 0 | 0 | 0 | 0 | 0 | 365.44 | 101068.46 | 0 | 0 | 0 | 0 | 7 | 0 | 231.74 | 17.08 | 0 | 0 | 76.3081 | 1.9062 | 0 | 0 | 0 | 0 | 0 | 17.0765 | 0 | 0 | 365.4372 | 17.0765 | 0
3241 | 0 | 0 | 6.52 | 0 | 0 | 0 | 0 | 0 | 66.7281 | 383.64 | 0 | 0 | 0 | 0 | 0 | 365.44 | 100703.02 | 0 | 0 | 0 | 0 | 6.35 | 0 | 219.3 | 17.08 | 0 | 0 | 72.2919 | 0.95311 | 0 | 0 | 0 | 0 | 0 | 17.0765 | 0 | 0 | 365.4372 | 17.0765 | 0
3242 | 0 | 0 | 7.39 | 0 | 0 | 0 | 0 | 0 | 60.8862 | 320.48 | 0 | 0 | 0 | 0 | 0 | 365.44 | 100337.58 | 0 | 0 | 0 | 0 | 5.61 | 0 | 205.3 | 17.08 | 0 | 0 | 68.2757 | 0 | 0 | 0 | 0 | 0 | 0 | 17.0765 | 0 | 0 | 365.4372 | 17.0765 | 0
3243 | 0 | 0 | 8.27 | 0 | 0 | 0 | 0 | 0 | 59.0064 | 259.28 | 0 | 0 | 0 | 0 | 0 | 365.44 | 99972.15 | 0 | 0 | 0 | 0 | 4.73 | 0 | 188.53 | 17.08 | 0 | 0 | 67.2716 | 0 | 0 | 0 | 0 | 0 | 0 | 17.0765 | 0 | 0 | 365.4372 | 17.0765 | 0
3244 | 0 | 0 | 9.94 | 0 | 0 | 0 | 0 | 0 | 58.3316 | 198.77 | 0 | 0 | 0 | 0 | 0 | 365.44 | 99606.71 | 0 | 0 | 0 | 0 | 3.8 | 0 | 170.81 | 17.08 | 0 | 0 | 68.2757 | 0 | 0 | 0 | 0 | 0 | 0 | 17.0765 | 0 | 0 | 365.4372 | 17.0765 | 0
3245 | 0 | 0 | 12.01 | 0 | 0 | 0 | 0 | 0 | 59.286 | 137.27 | 0 | 0 | 0 | 0 | 0 | 365.44 | 99241.27 | 0 | 0 | 0 | 0 | 2.89 | 0 | 153.59 | 17.08 | 0 | 0 | 71.2878 | 0 | 0 | 0 | 0 | 0 | 0 | 17.0765 | 0 | 0 | 365.4372 | 17.0765 | 0
3246 | 0 | 0 | 13.89 | 0 | 0 | 0 | 0 | 0 | 63.3637 | 71.54 | 0 | 0 | 0 | 0 | 0 | 365.44 | 98875.83 | 0 | 0 | 0 | 0 | 1.96 | 0 | 135.94 | 17.08 | 0 | 0 | 76.3081 | 0.95311 | 0 | 0 | 0 | 0 | 0 | 17.0765 | 0 | 0 | 365.4372 | 17.0765 | 0
3247 | 0 | 0 | 15.66 | 0 | 0 | 0 | 0 | 0 | 67.5764 | 1.44 | 0 | 0 | 0 | 0 | 0 | 365.44 | 98510.4 | 0 | 0 | 0 | 0 | 1.07 | 0 | 118.89 | 17.08 | 0 | 0 | 81.3284 | 1.9062 | 0 | 0 | 0 | 0 | 0 | 17.0765 | 0 | 0 | 365.4372 | 17.0765 | 0
3248 | 14.46 | 661.34 | 17.64 | 0 | 0 | 0 | 0 | 0 | 0 | 1.44 | 0 | 0 | 0 | 560.9 | 27.19 | 0 | 98537.59 | 0 | 0 | 1.26 | 0 | 1.44 | 42.12 | 143.28 | 17.08 | 0 | 0 | 85.3446 | 3.8124 | 0 | 0 | 0 | 0 | 0 | 17.0765 | 0 | 0 | 365.4372 | 17.0765 | 0
3249 | 24.48 | 1023.29 | 20.43 | 0 | 0 | 0 | 0 | 27.5 | 0 | 27.95 | 0 | 0 | 0 | 944.4 | 295.65 | 0 | 98833.23 | 0 | 0 | 1.22 | 0 | 2.05 | 0 | 132.88 | 17.08 | 0 | 0 | 89.3608 | 5.7186 | 0 | 0 | 0 | 0 | 0 | 17.0765 | 0 | 0 | 365.4372 | 17.0765 | 0
3250 | 31.76 | 1249.33 | 21.53 | 0 | 0 | 0 | 0 | 157.14 | 0 | 179.43 | 0 | 0 | 0 | 1008.92 | 340.81 | 0 | 99174.04 | 0 | 0 | 1.2 | 0 | 2.77 | 40.17 | 162.97 | 17.08 | 0 | 0 | 91.3689 | 3.8124 | 0 | 0 | 0 | 0 | 0 | 17.0765 | 0 | 0 | 365.4372 | 17.0765 | 0
3251 | 36.29 | 1377.05 | 22.11 | 0 | 0 | 0 | 0 | 157.14 | 0 | 330.91 | 0 | 0 | 0 | 1181.95 | 461.93 | 0 | 99635.97 | 0 | 0 | 1.18 | 0 | 3.54 | 0 | 156.29 | 17.08 | 0 | 0 | 91.3689 | 3.8124 | 0 | 0 | 0 | 0 | 0 | 17.0765 | 0 | 0 | 365.4372 | 17.0765 | 0
3252 | 37.07 | 1397.94 | 23.35 | 0 | 0 | 0 | 0 | 0 | 0 | 330.91 | 0 | 0 | 0 | 1362.99 | 588.66 | 0 | 100224.63 | 0 | 0 | 1.19 | 0 | 4.48 | 0 | 152.85 | 17.08 | 0 | 0 | 90.3649 | 3.8124 | 0 | 0 | 0 | 0 | 0 | 17.0765 | 0 | 0 | 365.4372 | 17.0765 | 0
3253 | 36.25 | 1375.78 | 25 | 0 | 0 | 0 | 0 | 157.14 | 0 | 482.39 | 0 | 0 | 0 | 1184.56 | 463.76 | 0 | 100688.39 | 0 | 0 | 1.2 | 0 | 5.53 | 0 | 151.03 | 17.08 | 0 | 0 | 89.3608 | 4.7655 | 0 | 0 | 0 | 0 | 0 | 17.0765 | 0 | 0 | 365.4372 | 17.0765 | 0
3254 | 33.96 | 1312.45 | 27.07 | 0 | 0 | 0 | 0 | 0 | 0 | 482.39 | 0 | 0 | 0 | 1239.69 | 502.34 | 0 | 101190.73 | 0 | 0 | 1.18 | 0 | 6.59 | 39.49 | 187.38 | 17.08 | 0 | 0 | 88.3568 | 4.7655 | 0 | 0 | 0 | 0 | 0 | 17.0765 | 0 | 0 | 365.4372 | 17.0765 | 0
3255 | 28.52 | 1152.19 | 28.74 | 0 | 0 | 0 | 0 | 157.14 | 0 | 633.87 | 0 | 0 | 0 | 958.06 | 305.21 | 0 | 101495.94 | 0 | 0 | 1.13 | 0 | 7.6 | 0 | 186.1 | 17.08 | 0 | 0 | 88.3568 | 4.7655 | 0 | 0 | 0 | 0 | 0 | 17.0765 | 0 | 0 | 365.4372 | 17.0765 | 0
3256 | 21.8 | 932.8 | 27.88 | 0 | 0 | 0 | 0 | 0 | 0 | 633.87 | 0 | 0 | 0 | 849.72 | 229.36 | 0 | 101725.3 | 0 | 0 | 1.12 | 0 | 8.62 | 37.52 | 220.86 | 17.08 | 0 | 0 | 89.3608 | 4.7655 | 0 | 0 | 0 | 0 | 0 | 17.0765 | 0 | 0 | 365.4372 | 17.0765 | 0
3257 | 14.51 | 663.47 | 25.66 | 0 | 0 | 0 | 0 | 0 | 0 | 633.87 | 0 | 0 | 0 | 568.64 | 32.61 | 0 | 101757.92 | 0 | 0 | 1.13 | 0 | 9.65 | 37.78 | 256.09 | 17.08 | 0 | 0 | 90.3649 | 5.7186 | 0 | 0 | 0 | 0 | 0 | 17.0765 | 0 | 0 | 365.4372 | 17.0765 | 0
3258 | 14.2 | 651.23 | 23.96 | 0 | 0 | 0 | 0 | 0 | 0 | 633.87 | 0 | 0 | 0 | 589.24 | 47.03 | 0 | 101804.94 | 0 | 0 | 1.12 | 0 | 10.56 | 0 | 253.01 | 17.08 | 0 | 0 | 92.373 | 6.6717 | 0 | 0 | 0 | 0 | 0 | 17.0765 | 0 | 0 | 365.4372 | 17.0765 | 0
3259 | 5.28 | 264.34 | 22.91 | 0 | 0 | 0 | 0 | 150.46 | 0 | 778.91 | 0 | 0 | 0 | 0 | 0 | 365.44 | 101439.51 | 0 | 0 | 1.13 | 0 | 11.24 | 37.87 | 281.6 | 17.08 | 0 | 0 | 96.3892 | 6.6717 | 0 | 0 | 0 | 0 | 0 | 17.0765 | 0 | 0 | 365.4372 | 17.0765 | 0
3260 | 0 | 0 | 22.14 | 0 | 0 | 0 | 0 | 0 | 85.9984 | 689.71 | 0 | 0 | 0 | 0 | 0 | 365.44 | 101074.07 | 0 | 0 | 0 | 0 | 10.77 | 0 | 272.57 | 17.08 | 0 | 0 | 102.4135 | 5.7186 | 0 | 0 | 0 | 0 | 0 | 17.0765 | 0 | 0 | 365.4372 | 17.0765 | 0
3261 | 0 | 0 | 21.67 | 0 | 0 | 0 | 0 | 0 | 85.5068 | 601 | 0 | 0 | 0 | 0 | 0 | 365.44 | 100708.63 | 0 | 0 | 0 | 0 | 10.18 | 0 | 261.38 | 17.08 | 0 | 0 | 102.4135 | 4.7655 | 0 | 0 | 0 | 0 | 0 | 17.0765 | 0 | 0 | 365.4372 | 17.0765 | 0
3262 | 0 | 0 | 21.1 | 0 | 0 | 0 | 0 | 0 | 78.0936 | 520 | 0 | 0 | 0 | 0 | 0 | 365.44 | 100343.19 | 0 | 0 | 0 | 0 | 9.51 | 0 | 248.67 | 17.08 | 0 | 0 | 95.3851 | 3.8124 | 0 | 0 | 0 | 0 | 0 | 17.0765 | 0 | 0 | 365.4372 | 17.0765 | 0
3263 | 0 | 0 | 20.5 | 0 | 0 | 0 | 0 | 0 | 67.8367 | 449.63 | 0 | 0 | 0 | 0 | 0 | 365.44 | 99977.76 | 0 | 0 | 1.14 | 0 | 9.87 | 0 | 234.93 | 17.08 | 0 | 0 | 84.3406 | 2.8593 | 0 | 0 | 0 | 0 | 0 | 17.0765 | 0 | 0 | 365.4372 | 17.0765 | 0
3264 | 0 | 0 | 19.98 | 0 | 0 | 0 | 0 | 0 | 57.223 | 390.26 | 0 | 0 | 0 | 0 | 0 | 365.44 | 99612.32 | 0 | 0 | 0 | 0 | 9.15 | 0 | 221.33 | 17.08 | 0 | 0 | 75.3041 | 1.9062 | 0 | 0 | 0 | 0 | 0 | 17.0765 | 0 | 0 | 365.4372 | 17.0765 | 0
3265 | 0 | 0 | 19.29 | 0 | 0 | 0 | 0 | 0 | 53.3188 | 334.96 | 0 | 0 | 0 | 0 | 0 | 365.44 | 99246.88 | 0 | 0 | 1.37 | 0 | 9.8 | 0 | 208.9 | 17.08 | 0 | 0 | 70.2838 | 0.95311 | 0 | 0 | 0 | 0 | 0 | 17.0765 | 0 | 0 | 365.4372 | 17.0765 | 0
3266 | 0 | 0 | 18.77 | 0 | 0 | 0 | 0 | 0 | 48.4988 | 284.65 | 0 | 0 | 0 | 0 | 0 | 365.44 | 98881.45 | 0 | 0 | 0 | 0 | 9.06 | 0 | 194.9 | 17.08 | 0 | 0 | 67.2716 | 0 | 0 | 0 | 0 | 0 | 0 | 17.0765 | 0 | 0 | 365.4372 | 17.0765 | 0
3267 | 0 | 0 | 18.2 | 0 | 0 | 0 | 0 | 0 | 49.4436 | 233.36 | 0 | 0 | 0 | 0 | 0 | 365.44 | 98516.01 | 0 | 0 | 1.38 | 0 | 9.49 | 0 | 178.12 | 17.08 | 0 | 0 | 66.2676 | 0 | 0 | 0 | 0 | 0 | 0 | 17.0765 | 0 | 0 | 365.4372 | 17.0765 | 0
3268 | 0 | 0 | 18.69 | 0 | 0 | 0 | 0 | 0 | 48.576 | 182.96 | 0 | 0 | 0 | 0 | 0 | 365.44 | 98150.57 | 0 | 0 | 0 | 0 | 8.56 | 0 | 160.41 | 17.08 | 0 | 0 | 67.2716 | 0 | 0 | 0 | 0 | 0 | 0 | 17.0765 | 0 | 0 | 365.4372 | 17.0765 | 0
3269 | 0 | 0 | 19.47 | 0 | 0 | 0 | 0 | 0 | 50.8124 | 130.25 | 0 | 0 | 0 | 0 | 0 | 365.44 | 97785.13 | 0 | 0 | 0 | 0 | 7.65 | 0 | 143.19 | 17.08 | 0 | 0 | 70.2838 | 0 | 0 | 0 | 0 | 0 | 0 | 17.0765 | 0 | 0 | 365.4372 | 17.0765 | 0
3270 | 0 | 0 | 19.52 | 0 | 0 | 0 | 0 | 0 | 56.7314 | 71.4 | 0 | 0 | 0 | 0 | 0 | 365.44 | 97419.7 | 0 | 0 | 0 | 0 | 6.72 | 0 | 125.54 | 17.08 | 0 | 0 | 75.3041 | 0.95311 | 0 | 0 | 0 | 0 | 0 | 17.0765 | 0 | 0 | 365.4372 | 17.0765 | 0
3271 | 0 | 0 | 19.02 | 0 | 0 | 0 | 0 | 0 | 63.2095 | 5.82 | 0 | 0 | 0 | 0 | 0 | 365.44 | 97054.26 | 0 | 0 | 0 | 0 | 5.82 | 0 | 108.49 | 17.08 | 0 | 0 | 80.3243 | 1.9062 | 0 | 0 | 0 | 0 | 0 | 17.0765 | 0 | 0 | 365.4372 | 17.0765 | 0
3272 | 18.75 | 824.27 | 18.18 | 0 | 0 | 0 | 0 | 157.14 | 0 | 157.3 | 0 | 0 | 0 | 613.65 | 64.11 | 0 | 97118.37 | 0 | 0 | 1.26 | 0 | 6.2 | 0 | 92.87 | 17.08 | 0 | 0 | 85.3446 | 3.8124 | 0 | 0 | 0 | 0 | 0 | 17.0765 | 0 | 0 | 365.4372 | 17.0765 | 0
3273 | 27.93 | 1133.9 | 17.07 | 0 | 0 | 0 | 0 | 157.14 | 0 | 308.78 | 0 | 0 | 0 | 885.5 | 254.41 | 0 | 97372.79 | 0 | 0 | 1.22 | 0 | 6.81 | 40.97 | 121.39 | 17.08 | 0 | 0 | 88.3568 | 5.7186 | 0 | 0 | 0 | 0 | 0 | 17.0765 | 0 | 0 | 365.4372 | 17.0765 | 0
3274 | 34.92 | 1339.24 | 17.5 | 0 | 0 | 0 | 0 | 85.26 | 0 | 390.98 | 0 | 0 | 0 | 1211.02 | 482.28 | 0 | 97855.06 | 0 | 0 | 1.2 | 0 | 7.52 | 0 | 113.31 | 17.08 | 0 | 0 | 90.3649 | 3.8124 | 0 | 0 | 0 | 0 | 0 | 17.0765 | 0 | 0 | 365.4372 | 17.0765 | 0
3275 | 40.57 | 1489.52 | 18.22 | 0 | 0 | 0 | 0 | 73.99 | 0 | 462.3 | 0 | 0 | 0 | 1377.96 | 599.13 | 0 | 98454.19 | 0 | 0 | 1.18 | 0 | 8.3 | 0 | 106.63 | 17.08 | 0 | 0 | 91.3689 | 3.8124 | 0 | 0 | 0 | 0 | 0 | 17.0765 | 0 | 0 | 365.4372 | 17.0765 | 0
3276 | 41.97 | 1524.87 | 18.44 | 0 | 0 | 0 | 0 | 157.14 | 0 | 613.78 | 0 | 0 | 0 | 1332.79 | 567.51 | 0 | 99021.71 | 0 | 0 | 1.19 | 0 | 9.24 | 0 | 103.2 | 17.08 | 0 | 0 | 90.3649 | 3.8124 | 0 | 0 | 0 | 0 | 0 | 17.0765 | 0 | 0 | 365.4372 | 17.0765 | 0
3277 | 42.22 | 1531.14 | 17.94 | 0 | 0 | 0 | 0 | 77.71 | 0 | 688.69 | 0 | 0 | 0 | 1377.96 | 599.13 | 0 | 99620.84 | 0 | 0 | 1.2 | 0 | 10.29 | 40.31 | 139.67 | 17.08 | 0 | 0 | 89.3608 | 4.7655 | 0 | 0 | 0 | 0 | 0 | 17.0765 | 0 | 0 | 365.4372 | 17.0765 | 0
3278 | 41.61 | 1515.83 | 17.01 | 0 | 0 | 0 | 0 | 102.19 | 0 | 787.2 | 0 | 0 | 0 | 1377.96 | 599.13 | 0 | 100219.97 | 0 | 0 | 1.18 | 0 | 11.35 | 0 | 138.51 | 17.08 | 0 | 0 | 88.3568 | 4.7655 | 0 | 0 | 0 | 0 | 0 | 17.0765 | 0 | 0 | 365.4372 | 17.0765 | 0
3279 | 39.56 | 1463.76 | 16.23 | 0 | 0 | 0 | 0 | 9.32 | 0 | 796.19 | 0 | 0 | 0 | 1377.96 | 599.13 | 0 | 100819.11 | 0 | 0 | 1.13 | 0 | 12.36 | 38.02 | 173.34 | 17.08 | 0 | 0 | 88.3568 | 4.7655 | 0 | 0 | 0 | 0 | 0 | 17.0765 | 0 | 0 | 365.4372 | 17.0765 | 0
3280 | 37.13 | 1399.67 | 15.61 | 0 | 0 | 0 | 0 | 0 | 0 | 796.19 | 0 | 0 | 0 | 1319.64 | 558.31 | 0 | 101377.42 | 0 | 0 | 1.12 | 0 | 13.38 | 37.52 | 208.1 | 17.08 | 0 | 0 | 89.3608 | 4.7655 | 0 | 0 | 0 | 0 | 0 | 17.0765 | 0 | 0 | 365.4372 | 17.0765 | 0
3281 | 34.2 | 1319.16 | 14.74 | 0 | 0 | 0 | 0 | 0 | 0 | 796.19 | 0 | 0 | 0 | 1233.11 | 497.74 | 0 | 101875.16 | 0 | 0 | 1.13 | 0 | 14.41 | 37.78 | 243.34 | 17.08 | 0 | 0 | 90.3649 | 5.7186 | 0 | 0 | 0 | 0 | 0 | 17.0765 | 0 | 0 | 365.4372 | 17.0765 | 0
3282 | 36.51 | 1382.92 | 13.98 | 0 | 0 | 0 | 0 | 157.14 | 0 | 947.67 | 0 | 0 | 0 | 1176.11 | 457.84 | 0 | 102333 | 0 | 0 | 1.12 | 0 | 15.32 | 0 | 240.25 | 17.08 | 0 | 0 | 92.373 | 6.6717 | 0 | 0 | 0 | 0 | 0 | 17.0765 | 0 | 0 | 365.4372 | 17.0765 | 0
3283 | 7.76 | 378.98 | 13.66 | 0 | 0 | 0 | 0 | 0 | 0 | 947.67 | 0 | 0 | 0 | 258.34 | 0 | 184.6 | 102148.4 | 0 | 0 | 1.13 | 0 | 16 | 37.87 | 268.84 | 17.08 | 0 | 0 | 96.3892 | 6.6717 | 0 | 0 | 0 | 0 | 0 | 17.0765 | 0 | 0 | 365.4372 | 17.0765 | 0
3284 | 0 | 0 | 13.52 | 0 | 0 | 0 | 0 | 0 | 93.5176 | 850.66 | 0 | 0 | 0 | 0 | 0 | 365.44 | 101782.97 | 0 | 0 | 0 | 1.0925 | 14.37 | 0 | 259.81 | 17.08 | 0 | 0 | 102.4135 | 5.7186 | 0 | 0 | 0 | 0 | 0 | 17.0765 | 0 | 0 | 365.4372 | 17.0765 | 0
3285 | 0 | 0 | 13.32 | 0 | 0 | 0 | 0 | 0 | 93.855 | 753.29 | 0 | 0 | 0 | 0 | 0 | 365.44 | 101417.53 | 0 | 0 | 0 | 0 | 13.78 | 0 | 248.62 | 17.08 | 0 | 0 | 102.4135 | 4.7655 | 0 | 0 | 0 | 0 | 0 | 17.0765 | 0 | 0 | 365.4372 | 17.0765 | 0
3286 | 0 | 0 | 11.04 | 0 | 0 | 0 | 0 | 0 | 88.1578 | 661.84 | 0 | 0 | 0 | 0 | 0 | 365.44 | 101052.09 | 0 | 0 | 0 | 0 | 13.11 | 0 | 235.91 | 17.08 | 0 | 0 | 95.3851 | 3.8124 | 0 | 0 | 0 | 0 | 0 | 17.0765 | 0 | 0 | 365.4372 | 17.0765 | 0
3287 | 0 | 0 | 8.69 | 0 | 0 | 0 | 0 | 0 | 78.5082 | 580.4 | 0 | 0 | 0 | 0 | 0 | 365.44 | 100686.66 | 0 | 0 | 0 | 0 | 12.39 | 0 | 222.18 | 17.08 | 0 | 0 | 84.3406 | 2.8593 | 0 | 0 | 0 | 0 | 0 | 17.0765 | 0 | 0 | 365.4372 | 17.0765 | 0
3288 | 0 | 0 | 7.2 | 0 | 0 | 0 | 0 | 0 | 70.0057 | 507.78 | 0 | 0 | 0 | 0 | 0 | 365.44 | 100321.22 | 0 | 0 | 0 | 0 | 11.68 | 0 | 208.58 | 17.08 | 0 | 0 | 75.3041 | 1.9062 | 0 | 0 | 0 | 0 | 0 | 17.0765 | 0 | 0 | 365.4372 | 17.0765 | 0
3289 | 0 | 0 | 6.3 | 0 | 0 | 0 | 0 | 0 | 65.1182 | 440.23 | 0 | 0 | 0 | 0 | 0 | 365.44 | 99955.78 | 0 | 0 | 0 | 0.817 | 10.16 | 0 | 196.14 | 17.08 | 0 | 0 | 71.2878 | 0.95311 | 0 | 0 | 0 | 0 | 0 | 17.0765 | 0 | 0 | 365.4372 | 17.0765 | 0
3290 | 0 | 0 | 5.98 | 0 | 0 | 0 | 0 | 0 | 61.2911 | 376.65 | 0 | 0 | 0 | 0 | 0 | 365.44 | 99590.34 | 0 | 0 | 0 | 0 | 9.42 | 0 | 182.14 | 17.08 | 0 | 0 | 67.2716 | 0 | 0 | 0 | 0 | 0 | 0 | 17.0765 | 0 | 0 | 365.4372 | 17.0765 | 0
3291 | 0 | 0 | 5.99 | 0 | 0 | 0 | 0 | 0 | 58.9679 | 315.48 | 0 | 0 | 0 | 0 | 0 | 365.44 | 99224.91 | 0 | 0 | 0 | 1.311 | 7.16 | 0 | 165.36 | 17.08 | 0 | 0 | 66.2676 | 0 | 0 | 0 | 0 | 0 | 0 | 17.0765 | 0 | 0 | 365.4372 | 17.0765 | 0
3292 | 0 | 0 | 6.81 | 0 | 0 | 0 | 0 | 0 | 58.4473 | 254.84 | 0 | 0 | 0 | 0 | 0 | 365.44 | 98859.47 | 0 | 0 | 0 | 0 | 6.23 | 0 | 147.65 | 17.08 | 0 | 0 | 65.2635 | 0 | 0 | 0 | 0 | 0 | 0 | 17.0765 | 0 | 0 | 365.4372 | 17.0765 | 0
3293 | 0 | 0 | 8.03 | 0 | 0 | 0 | 0 | 0 | 59.9319 | 192.68 | 0 | 0 | 0 | 0 | 0 | 365.44 | 98494.03 | 0 | 0 | 0 | 1.3205 | 3.93 | 0 | 130.43 | 17.08 | 0 | 0 | 69.2797 | 0 | 0 | 0 | 0 | 0 | 0 | 17.0765 | 0 | 0 | 365.4372 | 17.0765 | 0
3294 | 0 | 0 | 8.64 | 0 | 0 | 0 | 0 | 0 | 62.9396 | 127.39 | 0 | 0 | 0 | 0 | 0 | 373.27 | 98120.77 | 7.83 | 3.6801 | 0 | 0 | 3 | 0 | 112.78 | 17.08 | 0 | 0 | 74.3 | 0.95311 | 0 | 0 | 0 | 0 | 0 | 17.0765 | 0 | 0 | 365.4372 | 17.0765 | 0
3295 | 0 | 0 | 8.49 | 0 | 0 | 0 | 0 | 0 | 71.5192 | 53.2 | 0 | 0 | 0 | 0 | 0 | 365.44 | 97755.33 | 0 | 0 | 0 | 1.216 | 0.82 | 0 | 95.73 | 17.08 | 0 | 0 | 79.3203 | 1.9062 | 0 | 0 | 0 | 0 | 0 | 17.0765 | 0 | 0 | 365.4372 | 17.0765 | 0
3296 | 0.52 | 27.51 | 7.83 | 0 | 0 | 0 | 0 | 0 | 51.2848 | 0 | 0 | 0 | 0 | 0 | 0 | 365.44 | 97389.89 | 0 | 0 | 0 | 0 | 0 | 0 | 80.11 | 17.08 | 0 | 0 | 83.3365 | 3.8124 | 0 | 0 | 0 | 0 | 0 | 17.0765 | 0 | 0 | 365.4372 | 17.0765 | 0
3297 | 3.65 | 185.81 | 6.96 | 0 | 0 | 0 | 0 | 103.13 | 0 | 99.42 | 0 | 0 | 0 | 0 | 0 | 365.44 | 97024.45 | 0 | 0 | 1.22 | 0 | 0.61 | 0 | 69.71 | 17.08 | 0 | 0 | 86.3487 | 5.7186 | 0 | 0 | 0 | 0 | 0 | 17.0765 | 0 | 0 | 365.4372 | 17.0765 | 0
3298 | 5.65 | 281.59 | 5.28 | 0 | 0 | 0 | 0 | 0 | 0 | 99.42 | 0 | 0 | 0 | 158.97 | 0 | 254.16 | 96770.3 | 0 | 0 | 1.2 | 0 | 1.33 | 40.17 | 99.79 | 17.08 | 0 | 0 | 88.3568 | 3.8124 | 0 | 0 | 0 | 0 | 0 | 17.0765 | 0 | 0 | 365.4372 | 17.0765 | 0
3299 | 4.46 | 225.15 | 3.89 | 0 | 0 | 0 | 0 | 0 | 0 | 99.42 | 0 | 0 | 0 | 100.52 | 0 | 295.07 | 96475.22 | 0 | 0 | 1.18 | 0 | 2.1 | 39.62 | 130.76 | 17.08 | 0 | 0 | 88.3568 | 3.8124 | 0 | 0 | 0 | 0 | 0 | 17.0765 | 0 | 0 | 365.4372 | 17.0765 | 0
3300 | 10.32 | 491.23 | 3.14 | 0 | 0 | 0 | 0 | 157.14 | 0 | 250.9 | 0 | 0 | 0 | 256.21 | 0 | 186.09 | 96289.13 | 0 | 0 | 1.19 | 0 | 3.05 | 0 | 127.32 | 17.08 | 0 | 0 | 86.3487 | 3.8124 | 0 | 0 | 0 | 0 | 0 | 17.0765 | 0 | 0 | 365.4372 | 17.0765 | 0
3301 | 17.41 | 774.67 | 2.69 | 0 | 0 | 0 | 0 | 157.14 | 0 | 402.38 | 0 | 0 | 0 | 506 | 0 | 11.24 | 96277.9 | 0 | 0 | 1.2 | 0 | 4.09 | 40.31 | 163.8 | 17.08 | 0 | 0 | 85.3446 | 4.7655 | 0 | 0 | 0 | 0 | 0 | 17.0765 | 0 | 0 | 365.4372 | 17.0765 | 0
3302 | 24.65 | 1028.8 | 2.46 | 0 | 0 | 0 | 0 | 157.14 | 0 | 553.86 | 0 | 0 | 0 | 808.49 | 200.5 | 0 | 96478.4 | 0 | 0 | 1.18 | 0 | 5.15 | 0 | 162.63 | 17.08 | 0 | 0 | 84.3406 | 4.7655 | 0 | 0 | 0 | 0 | 0 | 17.0765 | 0 | 0 | 365.4372 | 17.0765 | 0
3303 | 23.92 | 1004.5 | 2.31 | 0 | 0 | 0 | 0 | 157.14 | 0 | 705.34 | 0 | 0 | 0 | 746.33 | 157 | 0 | 96635.4 | 0 | 0 | 1.13 | 0 | 6.16 | 38.02 | 197.46 | 17.08 | 0 | 0 | 83.3365 | 4.7655 | 0 | 0 | 0 | 0 | 0 | 17.0765 | 0 | 0 | 365.4372 | 17.0765 | 0
3304 | 22.69 | 963.36 | 2.37 | 0 | 0 | 0 | 0 | 94.25 | 0 | 796.19 | 0 | 0 | 0 | 803.95 | 197.33 | 0 | 96832.72 | 0 | 0 | 1.12 | 0 | 7.18 | 0 | 196.58 | 17.08 | 0 | 0 | 84.3406 | 4.7655 | 0 | 0 | 0 | 0 | 0 | 17.0765 | 0 | 0 | 365.4372 | 17.0765 | 0
3305 | 21.41 | 919.02 | 2.51 | 0 | 0 | 0 | 0 | 0 | 0 | 796.19 | 0 | 0 | 0 | 811.96 | 202.94 | 0 | 97035.66 | 0 | 0 | 1.13 | 0 | 8.22 | 37.78 | 231.82 | 17.08 | 0 | 0 | 86.3487 | 5.7186 | 0 | 0 | 0 | 0 | 0 | 17.0765 | 0 | 0 | 365.4372 | 17.0765 | 0
3306 | 21.52 | 922.98 | 2.62 | 0 | 0 | 0 | 0 | 0 | 0 | 796.19 | 0 | 0 | 0 | 850.97 | 230.24 | 0 | 97265.9 | 0 | 0 | 1.12 | 0 | 9.12 | 0 | 228.74 | 17.08 | 0 | 0 | 88.3568 | 6.6717 | 0 | 0 | 0 | 0 | 0 | 17.0765 | 0 | 0 | 365.4372 | 17.0765 | 0
3307 | 6.18 | 306.61 | 2.84 | 0 | 0 | 0 | 0 | 157.14 | 0 | 947.67 | 0 | 0 | 0 | 19.44 | 0 | 351.83 | 96914.07 | 0 | 0 | 1.13 | 0 | 9.8 | 37.87 | 257.32 | 17.08 | 0 | 0 | 93.377 | 6.6717 | 0 | 0 | 0 | 0 | 0 | 17.0765 | 0 | 0 | 365.4372 | 17.0765 | 0
3308 | 0 | 0 | 3.11 | 0 | 0 | 0 | 0 | 0 | 102.0105 | 841.85 | 0 | 0 | 0 | 0 | 0 | 365.44 | 96548.63 | 0 | 0 | 0 | 0 | 9.33 | 0 | 248.29 | 17.08 | 0 | 0 | 99.4014 | 5.7186 | 0 | 0 | 0 | 0 | 0 | 17.0765 | 0 | 0 | 365.4372 | 17.0765 | 0
3309 | 0 | 0 | 3.43 | 0 | 0 | 0 | 0 | 0 | 101.8755 | 736.17 | 0 | 0 | 0 | 0 | 0 | 365.44 | 96183.19 | 0 | 0 | 0.14 | 0 | 8.87 | 0 | 237.1 | 17.08 | 0 | 0 | 100.4054 | 4.7655 | 0 | 0 | 0 | 0 | 0 | 17.0765 | 0 | 0 | 365.4372 | 17.0765 | 0
3310 | 0 | 0 | 3.47 | 0 | 0 | 0 | 0 | 0 | 81.0338 | 652.12 | 0 | 0 | 0 | 0 | 0 | 392.44 | 95790.75 | 27.01 | 12.6947 | 0 | 0 | 8.2 | 0 | 224.39 | 17.08 | 0 | 0 | 93.377 | 3.8124 | 0 | 0 | 0 | 0 | 0 | 17.0765 | 0 | 0 | 365.4372 | 17.0765 | 0
3311 | 0 | 0 | 3.46 | 0 | 0 | 0 | 0 | 0 | 81.7279 | 567.33 | 0 | 0 | 0 | 0 | 0 | 365.44 | 95425.31 | 0 | 0 | 0 | 0 | 7.48 | 0 | 210.66 | 17.08 | 0 | 0 | 82.3324 | 2.8593 | 0 | 0 | 0 | 0 | 0 | 17.0765 | 0 | 0 | 365.4372 | 17.0765 | 0
3312 | 0 | 0 | 3.44 | 0 | 0 | 0 | 0 | 0 | 72.7627 | 491.86 | 0 | 0 | 0 | 0 | 0 | 365.44 | 95059.88 | 0 | 0 | 0 | 0 | 6.76 | 0 | 197.06 | 17.08 | 0 | 0 | 74.3 | 1.9062 | 0 | 0 | 0 | 0 | 0 | 17.0765 | 0 | 0 | 365.4372 | 17.0765 | 0
3313 | 0 | 0 | 3.37 | 0 | 0 | 0 | 0 | 0 | 66.863 | 422.49 | 0 | 0 | 0 | 0 | 0 | 365.44 | 94694.44 | 0 | 0 | 0 | 0 | 6.11 | 0 | 184.62 | 17.08 | 0 | 0 | 69.2797 | 0.95311 | 0 | 0 | 0 | 0 | 0 | 17.0765 | 0 | 0 | 365.4372 | 17.0765 | 0
3314 | 0 | 0 | 3.27 | 0 | 0 | 0 | 0 | 0 | 50.3015 | 370.31 | 0 | 0 | 0 | 0 | 0 | 392.44 | 94302 | 27.01 | 12.6947 | 0 | 0 | 5.37 | 0 | 170.62 | 17.08 | 0 | 0 | 66.2676 | 0 | 0 | 0 | 0 | 0 | 0 | 17.0765 | 0 | 0 | 365.4372 | 17.0765 | 0
3315 | 0 | 0 | 3.25 | 0 | 0 | 0 | 0 | 0 | 62.0045 | 305.99 | 0 | 0 | 0 | 0 | 0 | 365.44 | 93936.56 | 0 | 0 | 0 | 0 | 4.49 | 0 | 153.84 | 17.08 | 0 | 0 | 65.2635 | 0 | 0 | 0 | 0 | 0 | 0 | 17.0765 | 0 | 0 | 365.4372 | 17.0765 | 0
3316 | 0 | 0 | 3.44 | 0 | 0 | 0 | 0 | 0 | 62.8239 | 240.82 | 0 | 0 | 0 | 0 | 0 | 365.44 | 93571.12 | 0 | 0 | 0 | 0 | 3.55 | 0 | 136.13 | 17.08 | 0 | 0 | 66.2676 | 0 | 0 | 0 | 0 | 0 | 0 | 17.0765 | 0 | 0 | 365.4372 | 17.0765 | 0
3317 | 0 | 0 | 3.66 | 0 | 0 | 0 | 0 | 0 | 65.6195 | 172.75 | 0 | 0 | 0 | 0 | 0 | 365.44 | 93205.69 | 0 | 0 | 0 | 0 | 2.65 | 0 | 118.91 | 17.08 | 0 | 0 | 69.2797 | 0 | 0 | 0 | 0 | 0 | 0 | 17.0765 | 0 | 0 | 365.4372 | 17.0765 | 0
3318 | 0 | 0 | 3.93 | 0 | 0 | 0 | 0 | 0 | 71.3264 | 98.76 | 0 | 0 | 0 | 0 | 0 | 365.44 | 92840.25 | 0 | 0 | 0 | 0 | 1.72 | 0 | 101.26 | 17.08 | 0 | 0 | 74.3 | 0.95311 | 0 | 0 | 0 | 0 | 0 | 17.0765 | 0 | 0 | 365.4372 | 17.0765 | 0
3319 | 0 | 0 | 4.23 | 0 | 0 | 0 | 0 | 0 | 70.507 | 25.62 | 0 | 0 | 0 | 0 | 0 | 379.24 | 92461.01 | 13.8 | 6.486 | 0 | 0 | 0.82 | 0 | 84.21 | 17.08 | 0 | 0 | 79.3203 | 1.9062 | 0 | 0 | 0 | 0 | 0 | 17.0765 | 0 | 0 | 365.4372 | 17.0765 | 0
3320 | 0.85 | 44.49 | 4.43 | 0 | 0 | 0 | 0 | 0 | 24.6977 | 0 | 0 | 0 | 0 | 0 | 0 | 392.44 | 92068.57 | 27.01 | 12.6947 | 0 | 0 | 0 | 0 | 68.59 | 17.08 | 0 | 0 | 83.3365 | 3.8124 | 0 | 0 | 0 | 0 | 0 | 17.0765 | 0 | 0 | 365.4372 | 17.0765 | 0
3321 | 5.34 | 267.42 | 4.44 | 0 | 0 | 0 | 0 | 142.94 | 0 | 137.79 | 0 | 0 | 0 | 0 | 0 | 365.44 | 91703.13 | 0 | 0 | 1.22 | 0 | 0.61 | 40.97 | 97.11 | 17.08 | 0 | 0 | 86.3487 | 5.7186 | 0 | 0 | 0 | 0 | 0 | 17.0765 | 0 | 0 | 365.4372 | 17.0765 | 0
3322 | 8.52 | 412.82 | 3.76 | 0 | 0 | 0 | 0 | 0 | 0 | 137.79 | 0 | 0 | 0 | 291.56 | 0 | 161.35 | 91541.78 | 0 | 0 | 1.2 | 0 | 1.33 | 40.17 | 127.2 | 17.08 | 0 | 0 | 88.3568 | 3.8124 | 0 | 0 | 0 | 0 | 0 | 17.0765 | 0 | 0 | 365.4372 | 17.0765 | 0
3323 | 7.64 | 373.37 | 2.79 | 0 | 0 | 0 | 0 | 0 | 0 | 137.79 | 0 | 0 | 0 | 290.45 | 0 | 162.13 | 91379.66 | 0 | 0 | 1.18 | 0 | 2.1 | 0 | 120.52 | 17.08 | 0 | 0 | 88.3568 | 3.8124 | 0 | 0 | 0 | 0 | 0 | 17.0765 | 0 | 0 | 365.4372 | 17.0765 | 0
3324 | 16.44 | 738.08 | 1.99 | 0 | 0 | 0 | 0 | 54.44 | 0 | 190.27 | 0 | 0 | 0 | 571.02 | 34.28 | 0 | 91413.93 | 0 | 0 | 1.19 | 0 | 3.05 | 39.7 | 154.79 | 17.08 | 0 | 0 | 86.3487 | 3.8124 | 0 | 0 | 0 | 0 | 0 | 17.0765 | 0 | 0 | 365.4372 | 17.0765 | 0
3325 | 26.65 | 1093.38 | 1.33 | 0 | 0 | 0 | 0 | 157.14 | 0 | 341.75 | 0 | 0 | 0 | 872.91 | 245.6 | 0 | 91659.53 | 0 | 0 | 1.2 | 0 | 4.09 | 0 | 152.98 | 17.08 | 0 | 0 | 85.3446 | 4.7655 | 0 | 0 | 0 | 0 | 0 | 17.0765 | 0 | 0 | 365.4372 | 17.0765 | 0
3326 | 37.78 | 1417.13 | 0.89 | 0 | 0 | 0 | 0 | 157.14 | 0 | 493.23 | 0 | 0 | 0 | 1208.38 | 480.43 | 0 | 92139.96 | 0 | 0 | 1.18 | 0 | 5.15 | 0 | 151.81 | 17.08 | 0 | 0 | 84.3406 | 4.7655 | 0 | 0 | 0 | 0 | 0 | 17.0765 | 0 | 0 | 365.4372 | 17.0765 | 0
3327 | 36.97 | 1395.27 | 0.57 | 0 | 0 | 0 | 0 | 157.14 | 0 | 644.71 | 0 | 0 | 0 | 1186.44 | 465.07 | 0 | 92605.03 | 0 | 0 | 1.13 | 0 | 6.16 | 0 | 150.53 | 17.08 | 0 | 0 | 83.3365 | 4.7655 | 0 | 0 | 0 | 0 | 0 | 17.0765 | 0 | 0 | 365.4372 | 17.0765 | 0
3328 | 36.02 | 1369.59 | 0.53 | 0 | 0 | 0 | 0 | 157.14 | 0 | 796.19 | 0 | 0 | 0 | 1121.26 | 419.44 | 0 | 93024.47 | 0 | 0 | 1.12 | 0 | 7.18 | 37.52 | 185.29 | 17.08 | 0 | 0 | 84.3406 | 4.7655 | 0 | 0 | 0 | 0 | 0 | 17.0765 | 0 | 0 | 365.4372 | 17.0765 | 0
3329 | 34.89 | 1338.54 | 0.63 | 0 | 0 | 0 | 0 | 0 | 0 | 796.19 | 0 | 0 | 0 | 1280.87 | 531.17 | 0 | 93555.64 | 0 | 0 | 1.13 | 0 | 8.22 | 0 | 184.63 | 17.08 | 0 | 0 | 86.3487 | 5.7186 | 0 | 0 | 0 | 0 | 0 | 17.0765 | 0 | 0 | 365.4372 | 17.0765 | 0
3330 | 36.86 | 1392.35 | 0.75 | 0 | 0 | 0 | 0 | 157.14 | 0 | 947.67 | 0 | 0 | 0 | 1139.12 | 431.95 | 0 | 93987.59 | 0 | 0 | 1.12 | 0 | 9.12 | 37.55 | 217.23 | 17.08 | 0 | 0 | 88.3568 | 6.6717 | 0 | 0 | 0 | 0 | 0 | 17.0765 | 0 | 0 | 365.4372 | 17.0765 | 0
3331 | 8.02 | 390.71 | 0.89 | 0 | 0 | 0 | 0 | 0 | 0 | 947.67 | 0 | 0 | 0 | 260.57 | 0 | 183.04 | 93804.55 | 0 | 0 | 1.13 | 0 | 9.8 | 37.87 | 245.81 | 17.08 | 0 | 0 | 93.377 | 6.6717 | 0 | 0 | 0 | 0 | 0 | 17.0765 | 0 | 0 | 365.4372 | 17.0765 | 0
3332 | 0 | 0 | 1.09 | 0 | 0 | 0 | 0 | 0 | 104.0349 | 839.75 | 0 | 0 | 0 | 0 | 0 | 365.44 | 93439.11 | 0 | 0 | 0 | 0 | 9.33 | 0 | 236.78 | 17.08 | 0 | 0 | 99.4014 | 5.7186 | 0 | 0 | 0 | 0 | 0 | 17.0765 | 0 | 0 | 365.4372 | 17.0765 | 0
3333 | 0 | 0 | 1.44 | 0 | 0 | 0 | 0 | 0 | 103.736 | 732.15 | 0 | 0 | 0 | 0 | 0 | 365.44 | 93073.68 | 0 | 0 | 0 | 0 | 8.74 | 0 | 225.59 | 17.08 | 0 | 0 | 100.4054 | 4.7655 | 0 | 0 | 0 | 0 | 0 | 17.0765 | 0 | 0 | 365.4372 | 17.0765 | 0
3334 | 0 | 0 | 1.38 | 0 | 0 | 0 | 0 | 0 | 95.0215 | 633.58 | 0 | 0 | 0 | 0 | 0 | 367.12 | 92706.56 | 1.68 | 0.7896 | 0 | 0 | 8.07 | 0 | 212.89 | 17.08 | 0 | 0 | 93.377 | 3.8124 | 0 | 0 | 0 | 0 | 0 | 17.0765 | 0 | 0 | 365.4372 | 17.0765 | 0
3335 | 0 | 0 | 1.24 | 0 | 0 | 0 | 0 | 0 | 83.9548 | 546.49 | 0 | 0 | 0 | 0 | 0 | 365.44 | 92341.12 | 0 | 0 | 0 | 0 | 7.35 | 0 | 199.15 | 17.08 | 0 | 0 | 82.3324 | 2.8593 | 0 | 0 | 0 | 0 | 0 | 17.0765 | 0 | 0 | 365.4372 | 17.0765 | 0
3336 | 0 | 0 | 1.23 | 0 | 0 | 0 | 0 | 0 | 74.9799 | 468.71 | 0 | 0 | 0 | 0 | 0 | 365.44 | 91975.69 | 0 | 0 | 0 | 0 | 6.63 | 0 | 185.55 | 17.08 | 0 | 0 | 74.3 | 1.9062 | 0 | 0 | 0 | 0 | 0 | 17.0765 | 0 | 0 | 365.4372 | 17.0765 | 0
3337 | 0 | 0 | 1.35 | 0 | 0 | 0 | 0 | 0 | 68.8778 | 397.26 | 0 | 0 | 0 | 0 | 0 | 365.44 | 91610.25 | 0 | 0 | 0 | 0 | 5.98 | 0 | 173.11 | 17.08 | 0 | 0 | 69.2797 | 0.95311 | 0 | 0 | 0 | 0 | 0 | 17.0765 | 0 | 0 | 365.4372 | 17.0765 | 0
3338 | 0 | 0 | 1.54 | 0 | 0 | 0 | 0 | 0 | 64.7326 | 330.11 | 0 | 0 | 0 | 0 | 0 | 365.44 | 91244.81 | 0 | 0 | 0 | 0 | 5.24 | 0 | 159.11 | 17.08 | 0 | 0 | 66.2676 | 0 | 0 | 0 | 0 | 0 | 0 | 17.0765 | 0 | 0 | 365.4372 | 17.0765 | 0
3339 | 0 | 0 | 1.69 | 0 | 0 | 0 | 0 | 0 | 50.8799 | 277.32 | 0 | 0 | 0 | 0 | 0 | 392.44 | 90852.37 | 27.01 | 12.6947 | 0 | 0 | 4.36 | 0 | 142.34 | 17.08 | 0 | 0 | 65.2635 | 0 | 0 | 0 | 0 | 0 | 0 | 17.0765 | 0 | 0 | 365.4372 | 17.0765 | 0
3340 | 0 | 0 | 1.56 | 0 | 0 | 0 | 0 | 0 | 52.0174 | 223.36 | 0 | 0 | 0 | 0 | 0 | 392.44 | 90459.93 | 27.01 | 12.6947 | 0 | 0 | 3.43 | 0 | 124.62 | 17.08 | 0 | 0 | 66.2676 | 0 | 0 | 0 | 0 | 0 | 0 | 17.0765 | 0 | 0 | 365.4372 | 17.0765 | 0
3341 | 0 | 0 | 1.3 | 0 | 0 | 0 | 0 | 0 | 69.9864 | 150.76 | 0 | 0 | 0 | 0 | 0 | 365.44 | 90094.49 | 0 | 0 | 0 | 0 | 2.52 | 0 | 107.4 | 17.08 | 0 | 0 | 71.2878 | 0 | 0 | 0 | 0 | 0 | 0 | 17.0765 | 0 | 0 | 365.4372 | 17.0765 | 0
3342 | 0 | 0 | 1.04 | 0 | 0 | 0 | 0 | 0 | 76.2235 | 71.69 | 0 | 0 | 0 | 0 | 0 | 365.44 | 89729.05 | 0 | 0 | 0 | 0 | 1.59 | 0 | 89.75 | 17.08 | 0 | 0 | 76.3081 | 0.95311 | 0 | 0 | 0 | 0 | 0 | 17.0765 | 0 | 0 | 365.4372 | 17.0765 | 0
3343 | 0 | 0 | 0.78 | 0 | 0 | 0 | 0 | 0 | 69.1092 | 0 | 0 | 0 | 0 | 0 | 0 | 392.44 | 89336.61 | 27.01 | 12.6947 | 0 | 0.6555 | 0 | 0 | 72.7 | 17.08 | 0 | 0 | 81.3284 | 1.9062 | 0 | 0 | 0 | 0 | 0 | 17.0765 | 0 | 0 | 365.4372 | 17.0765 | 0
3344 | 8.35 | 405.36 | 0.58 | 0 | 0 | 0 | 0 | 3.57 | 0 | 3.44 | 0 | 0 | 0 | 277.18 | 0 | 171.41 | 89165.2 | 0 | 0 | 1.26 | 0 | 0.37 | 42.12 | 97.09 | 17.08 | 0 | 0 | 86.3487 | 3.8124 | 0 | 0 | 0 | 0 | 0 | 17.0765 | 0 | 0 | 365.4372 | 17.0765 | 0
3345 | 20.54 | 888.77 | 0.4 | 0 | 0 | 0 | 0 | 157.14 | 0 | 154.92 | 0 | 0 | 0 | 656.27 | 93.95 | 0 | 89259.15 | 0 | 0 | 1.22 | 0 | 0.99 | 0 | 86.69 | 17.08 | 0 | 0 | 89.3608 | 5.7186 | 0 | 0 | 0 | 0 | 0 | 17.0765 | 0 | 0 | 365.4372 | 17.0765 | 0
3346 | 28.88 | 1163 | 0.34 | 0 | 0 | 0 | 0 | 0 | 0 | 154.92 | 0 | 0 | 0 | 1055.67 | 373.53 | 0 | 89632.68 | 0 | 0 | 1.2 | 0 | 1.7 | 40.17 | 116.78 | 17.08 | 0 | 0 | 91.3689 | 3.8124 | 0 | 0 | 0 | 0 | 0 | 17.0765 | 0 | 0 | 365.4372 | 17.0765 | 0
3347 | 34.27 | 1321.27 | 0.36 | 0 | 0 | 0 | 0 | 157.14 | 0 | 306.4 | 0 | 0 | 0 | 1102.39 | 406.24 | 0 | 90038.92 | 0 | 0 | 1.18 | 0 | 2.47 | 0 | 110.1 | 17.08 | 0 | 0 | 91.3689 | 3.8124 | 0 | 0 | 0 | 0 | 0 | 17.0765 | 0 | 0 | 365.4372 | 17.0765 | 0
3348 | 38.38 | 1432.81 | 0.43 | 0 | 0 | 0 | 0 | 0 | 0 | 306.4 | 0 | 0 | 0 | 1335.56 | 569.45 | 0 | 90608.37 | 0 | 0 | 1.19 | 0 | 3.42 | 39.7 | 144.38 | 17.08 | 0 | 0 | 91.3689 | 3.8124 | 0 | 0 | 0 | 0 | 0 | 17.0765 | 0 | 0 | 365.4372 | 17.0765 | 0
3349 | 40.93 | 1498.84 | 0.63 | 0 | 0 | 0 | 0 | 157.14 | 0 | 457.88 | 0 | 0 | 0 | 1286.94 | 535.42 | 0 | 91143.79 | 0 | 0 | 1.2 | 0 | 4.47 | 0 | 142.56 | 17.08 | 0 | 0 | 90.3649 | 4.7655 | 0 | 0 | 0 | 0 | 0 | 17.0765 | 0 | 0 | 365.4372 | 17.0765 | 0
3350 | 43.08 | 1552.4 | 0.96 | 0 | 0 | 0 | 0 | 83.7 | 0 | 538.57 | 0 | 0 | 0 | 1377.96 | 599.13 | 0 | 91742.93 | 0 | 0 | 1.18 | 0 | 5.52 | 39.49 | 178.9 | 17.08 | 0 | 0 | 89.3608 | 4.7655 | 0 | 0 | 0 | 0 | 0 | 17.0765 | 0 | 0 | 365.4372 | 17.0765 | 0
3351 | 42.05 | 1526.86 | 1.4 | 0 | 0 | 0 | 0 | 97.1 | 0 | 632.17 | 0 | 0 | 0 | 1377.96 | 599.13 | 0 | 92342.06 | 0 | 0 | 1.13 | 0 | 6.53 | 0 | 177.62 | 17.08 | 0 | 0 | 89.3608 | 4.7655 | 0 | 0 | 0 | 0 | 0 | 17.0765 | 0 | 0 | 365.4372 | 17.0765 | 0
3352 | 41.03 | 1501.34 | 2.05 | 0 | 0 | 0 | 0 | 32.7 | 0 | 663.69 | 0 | 0 | 0 | 1377.96 | 599.13 | 0 | 92941.19 | 0 | 0 | 1.12 | 0 | 7.55 | 37.52 | 212.38 | 17.08 | 0 | 0 | 90.3649 | 4.7655 | 0 | 0 | 0 | 0 | 0 | 17.0765 | 0 | 0 | 365.4372 | 17.0765 | 0
3353 | 39.87 | 1471.59 | 2.68 | 0 | 0 | 0 | 0 | 37.96 | 0 | 700.28 | 0 | 0 | 0 | 1377.96 | 599.13 | 0 | 93540.32 | 0 | 0 | 1.13 | 0 | 8.59 | 0 | 211.73 | 17.08 | 0 | 0 | 91.3689 | 5.7186 | 0 | 0 | 0 | 0 | 0 | 17.0765 | 0 | 0 | 365.4372 | 17.0765 | 0
3354 | 43.78 | 1569.29 | 3.11 | 0 | 0 | 0 | 0 | 99.49 | 0 | 796.19 | 0 | 0 | 0 | 1377.96 | 599.13 | 0 | 94139.46 | 0 | 0 | 1.12 | 0 | 9.49 | 37.55 | 244.32 | 17.08 | 0 | 0 | 93.377 | 6.6717 | 0 | 0 | 0 | 0 | 0 | 17.0765 | 0 | 0 | 365.4372 | 17.0765 | 0
3355 | 8.87 | 428.44 | 3.22 | 0 | 0 | 0 | 0 | 157.14 | 0 | 947.67 | 0 | 0 | 0 | 178.21 | 0 | 240.69 | 93898.76 | 0 | 0 | 1.13 | 0 | 10.18 | 0 | 236.93 | 17.08 | 0 | 0 | 97.3933 | 6.6717 | 0 | 0 | 0 | 0 | 0 | 17.0765 | 0 | 0 | 365.4372 | 17.0765 | 0
3356 | 0 | 0 | 3.19 | 0 | 0 | 0 | 0 | 0 | 105.9532 | 837.76 | 0 | 0 | 0 | 0 | 0 | 365.44 | 93533.33 | 0 | 0 | 0 | 0 | 9.7 | 0 | 227.9 | 17.08 | 0 | 0 | 103.4176 | 5.7186 | 0 | 0 | 0 | 0 | 0 | 17.0765 | 0 | 0 | 365.4372 | 17.0765 | 0
3357 | 0 | 0 | 3.14 | 0 | 0 | 0 | 0 | 0 | 92.3416 | 741.97 | 0 | 0 | 0 | 0 | 0 | 392.44 | 93140.88 | 27.01 | 12.6947 | 0 | 0 | 9.11 | 0 | 216.71 | 17.08 | 0 | 0 | 103.4176 | 4.7655 | 0 | 0 | 0 | 0 | 0 | 17.0765 | 0 | 0 | 365.4372 | 17.0765 | 0
3358 | 0 | 0 | 2.48 | 0 | 0 | 0 | 0 | 0 | 85.0248 | 653.77 | 0 | 0 | 0 | 0 | 0 | 392.44 | 92748.44 | 27.01 | 12.6947 | 0 | 0 | 8.44 | 0 | 204 | 17.08 | 0 | 0 | 96.3892 | 3.8124 | 0 | 0 | 0 | 0 | 0 | 17.0765 | 0 | 0 | 365.4372 | 17.0765 | 0
3359 | 0 | 0 | 1.92 | 0 | 0 | 0 | 0 | 0 | 83.5499 | 567.1 | 0 | 0 | 0 | 0 | 0 | 371.25 | 92377.19 | 5.82 | 2.7354 | 0 | 0 | 7.72 | 0 | 190.26 | 17.08 | 0 | 0 | 85.3446 | 2.8593 | 0 | 0 | 0 | 0 | 0 | 17.0765 | 0 | 0 | 365.4372 | 17.0765 | 0
3360 | 0 | 0 | 1.61 | 0 | 0 | 0 | 0 | 0 | 77.6116 | 486.59 | 0 | 0 | 0 | 0 | 0 | 365.44 | 92011.75 | 0 | 0 | 0 | 0 | 7 | 0 | 176.67 | 17.08 | 0 | 0 | 77.3122 | 1.9062 | 0 | 0 | 0 | 0 | 0 | 17.0765 | 0 | 0 | 365.4372 | 17.0765 | 0
3361 | 0 | 0 | 1.34 | 0 | 0 | 0 | 0 | 0 | 71.9048 | 412.01 | 0 | 0 | 0 | 0 | 0 | 365.44 | 91646.31 | 0 | 0 | 0 | 0 | 6.35 | 0 | 164.23 | 17.08 | 0 | 0 | 72.2919 | 0.95311 | 0 | 0 | 0 | 0 | 0 | 17.0765 | 0 | 0 | 365.4372 | 17.0765 | 0
3362 | 0 | 0 | 1.05 | 0 | 0 | 0 | 0 | 0 | 68.2319 | 341.23 | 0 | 0 | 0 | 0 | 0 | 365.44 | 91280.88 | 0 | 0 | 0 | 0 | 5.61 | 0 | 150.23 | 17.08 | 0 | 0 | 69.2797 | 0 | 0 | 0 | 0 | 0 | 0 | 17.0765 | 0 | 0 | 365.4372 | 17.0765 | 0
3363 | 0 | 0 | 0.81 | 0 | 0 | 0 | 0 | 0 | 66.4678 | 272.28 | 0 | 0 | 0 | 0 | 0 | 365.44 | 90915.44 | 0 | 0 | 0 | 0 | 4.73 | 0 | 133.45 | 17.08 | 0 | 0 | 67.2716 | 0 | 0 | 0 | 0 | 0 | 0 | 17.0765 | 0 | 0 | 365.4372 | 17.0765 | 0
3364 | 0 | 0 | 0.73 | 0 | 0 | 0 | 0 | 0 | 55.8542 | 214.34 | 0 | 0 | 0 | 0 | 0 | 392.44 | 90523 | 27.01 | 12.6947 | 0 | 0 | 3.8 | 0 | 115.74 | 17.08 | 0 | 0 | 69.2797 | 0 | 0 | 0 | 0 | 0 | 0 | 17.0765 | 0 | 0 | 365.4372 | 17.0765 | 0
3365 | 0 | 0 | 0.68 | 0 | 0 | 0 | 0 | 0 | 58.9197 | 153.21 | 0 | 0 | 0 | 0 | 0 | 392.44 | 90130.55 | 27.01 | 12.6947 | 0 | 0 | 2.89 | 0 | 98.52 | 17.08 | 0 | 0 | 72.2919 | 0 | 0 | 0 | 0 | 0 | 0 | 17.0765 | 0 | 0 | 365.4372 | 17.0765 | 0
3366 | 0 | 0 | 0.59 | 0 | 0 | 0 | 0 | 0 | 64.9832 | 85.8 | 0 | 0 | 0 | 0 | 0 | 392.44 | 89738.11 | 27.01 | 12.6947 | 0 | 0 | 1.96 | 0 | 80.87 | 17.08 | 0 | 0 | 77.3122 | 0.95311 | 0 | 0 | 0 | 0 | 0 | 17.0765 | 0 | 0 | 365.4372 | 17.0765 | 0
3367 | 0 | 0 | 0.51 | 0 | 0 | 0 | 0 | 0 | 82.7112 | 0 | 0 | 0 | 0 | 0 | 0 | 365.44 | 89372.67 | 0 | 0 | 0 | 1.0165 | 0 | 0 | 63.82 | 17.08 | 0 | 0 | 82.3324 | 1.9062 | 0 | 0 | 0 | 0 | 0 | 17.0765 | 0 | 0 | 365.4372 | 17.0765 | 0
3368 | 16.82 | 752.64 | 0.42 | 0 | 0 | 0 | 0 | 0.39 | 0 | 0.37 | 0 | 0 | 0 | 634.95 | 79.03 | 0 | 89451.7 | 0 | 0 | 1.26 | 0 | 0.37 | 42.12 | 88.21 | 17.08 | 0 | 0 | 87.3527 | 3.8124 | 0 | 0 | 0 | 0 | 0 | 17.0765 | 0 | 0 | 365.4372 | 17.0765 | 0
3369 | 28.38 | 1147.87 | 0.29 | 0 | 0 | 0 | 0 | 0.64 | 0 | 0.99 | 0 | 0 | 0 | 1037.63 | 360.91 | 0 | 89812.61 | 0 | 0 | 1.22 | 0 | 0.99 | 40.97 | 116.73 | 17.08 | 0 | 0 | 90.3649 | 5.7186 | 0 | 0 | 0 | 0 | 0 | 17.0765 | 0 | 0 | 365.4372 | 17.0765 | 0
3370 | 33.02 | 1285.78 | 0.19 | 0 | 0 | 0 | 0 | 157.14 | 0 | 152.47 | 0 | 0 | 0 | 1064.46 | 379.69 | 0 | 90192.3 | 0 | 0 | 1.2 | 0 | 1.7 | 0 | 108.66 | 17.08 | 0 | 0 | 92.373 | 3.8124 | 0 | 0 | 0 | 0 | 0 | 17.0765 | 0 | 0 | 365.4372 | 17.0765 | 0
3371 | 37.87 | 1419.29 | 0.2 | 0 | 0 | 0 | 0 | 157.14 | 0 | 303.95 | 0 | 0 | 0 | 1201.85 | 475.86 | 0 | 90668.15 | 0 | 0 | 1.18 | 0 | 2.47 | 0 | 101.98 | 17.08 | 0 | 0 | 93.377 | 3.8124 | 0 | 0 | 0 | 0 | 0 | 17.0765 | 0 | 0 | 365.4372 | 17.0765 | 0
3372 | 40.89 | 1497.81 | 0.37 | 0 | 0 | 0 | 0 | 63.75 | 0 | 365.4 | 0 | 0 | 0 | 1377.96 | 599.13 | 0 | 91267.28 | 0 | 0 | 1.19 | 0 | 3.42 | 0 | 98.54 | 17.08 | 0 | 0 | 92.373 | 3.8124 | 0 | 0 | 0 | 0 | 0 | 17.0765 | 0 | 0 | 365.4372 | 17.0765 | 0
3373 | 42.72 | 1543.46 | 0.67 | 0 | 0 | 0 | 0 | 157.14 | 0 | 516.88 | 0 | 0 | 0 | 1292.06 | 539.01 | 0 | 91806.29 | 0 | 0 | 1.2 | 0 | 4.47 | 40.31 | 135.02 | 17.08 | 0 | 0 | 91.3689 | 4.7655 | 0 | 0 | 0 | 0 | 0 | 17.0765 | 0 | 0 | 365.4372 | 17.0765 | 0
3374 | 43.76 | 1568.89 | 1.24 | 0 | 0 | 0 | 0 | 139.62 | 0 | 651.47 | 0 | 0 | 0 | 1377.96 | 599.13 | 0 | 92405.42 | 0 | 0 | 1.18 | 0 | 5.52 | 0 | 133.85 | 17.08 | 0 | 0 | 90.3649 | 4.7655 | 0 | 0 | 0 | 0 | 0 | 17.0765 | 0 | 0 | 365.4372 | 17.0765 | 0
3375 | 42.09 | 1527.96 | 2.05 | 0 | 0 | 0 | 0 | 97.88 | 0 | 745.82 | 0 | 0 | 0 | 1377.96 | 599.13 | 0 | 93004.56 | 0 | 0 | 1.13 | 0 | 6.53 | 0 | 132.57 | 17.08 | 0 | 0 | 90.3649 | 4.7655 | 0 | 0 | 0 | 0 | 0 | 17.0765 | 0 | 0 | 365.4372 | 17.0765 | 0
3376 | 40.64 | 1491.34 | 2.78 | 0 | 0 | 0 | 0 | 22.02 | 0 | 767.05 | 0 | 0 | 0 | 1377.96 | 599.13 | 0 | 93603.69 | 0 | 0 | 1.12 | 0 | 7.55 | 37.52 | 167.33 | 17.08 | 0 | 0 | 91.3689 | 4.7655 | 0 | 0 | 0 | 0 | 0 | 17.0765 | 0 | 0 | 365.4372 | 17.0765 | 0
3377 | 39.17 | 1453.63 | 3.44 | 0 | 0 | 0 | 0 | 0 | 0 | 767.05 | 0 | 0 | 0 | 1359.25 | 586.04 | 0 | 94189.73 | 0 | 0 | 1.13 | 0 | 8.59 | 37.78 | 202.57 | 17.08 | 0 | 0 | 92.373 | 5.7186 | 0 | 0 | 0 | 0 | 0 | 17.0765 | 0 | 0 | 365.4372 | 17.0765 | 0
3378 | 42.95 | 1549.21 | 4.31 | 0 | 0 | 0 | 0 | 116.34 | 0 | 879.2 | 0 | 0 | 0 | 1377.96 | 599.13 | 0 | 94788.86 | 0 | 0 | 1.12 | 0 | 9.49 | 0 | 199.48 | 17.08 | 0 | 0 | 94.3811 | 6.6717 | 0 | 0 | 0 | 0 | 0 | 17.0765 | 0 | 0 | 365.4372 | 17.0765 | 0
3379 | 8.75 | 422.77 | 5.11 | 0 | 0 | 0 | 0 | 71.03 | 0 | 947.67 | 0 | 0 | 0 | 221.53 | 0 | 210.37 | 94578.49 | 0 | 0 | 1.13 | 0 | 10.18 | 37.87 | 228.07 | 17.08 | 0 | 0 | 98.3973 | 6.6717 | 0 | 0 | 0 | 0 | 0 | 17.0765 | 0 | 0 | 365.4372 | 17.0765 | 0
3380 | 0 | 0 | 5.64 | 0 | 0 | 0 | 0 | 0 | 103.495 | 840.31 | 0 | 0 | 0 | 0 | 0 | 365.44 | 94213.06 | 0 | 0 | 0 | 0 | 9.7 | 0 | 219.04 | 17.08 | 0 | 0 | 103.4176 | 5.7186 | 0 | 0 | 0 | 0 | 0 | 17.0765 | 0 | 0 | 365.4372 | 17.0765 | 0
3381 | 0 | 0 | 5.93 | 0 | 0 | 0 | 0 | 0 | 103.2637 | 733.19 | 0 | 0 | 0 | 0 | 0 | 365.44 | 93847.62 | 0 | 0 | 0 | 0 | 9.11 | 0 | 207.85 | 17.08 | 0 | 0 | 104.4216 | 4.7655 | 0 | 0 | 0 | 0 | 0 | 17.0765 | 0 | 0 | 365.4372 | 17.0765 | 0
3382 | 0 | 0 | 6.33 | 0 | 0 | 0 | 0 | 0 | 96.1494 | 633.45 | 0 | 0 | 0 | 0 | 0 | 365.44 | 93482.18 | 0 | 0 | 1.27 | 0 | 9.65 | 0 | 195.14 | 17.08 | 0 | 0 | 97.3933 | 3.8124 | 0 | 0 | 0 | 0 | 0 | 17.0765 | 0 | 0 | 365.4372 | 17.0765 | 0
3383 | 0 | 0 | 7.02 | 0 | 0 | 0 | 0 | 0 | 83.1836 | 547.16 | 0 | 0 | 0 | 0 | 0 | 365.44 | 93116.75 | 0 | 0 | 1 | 0 | 9.88 | 0 | 181.41 | 17.08 | 0 | 0 | 86.3487 | 2.8593 | 0 | 0 | 0 | 0 | 0 | 17.0765 | 0 | 0 | 365.4372 | 17.0765 | 0
3384 | 0 | 0 | 8.04 | 0 | 0 | 0 | 0 | 0 | 71.1818 | 473.32 | 0 | 0 | 0 | 0 | 0 | 365.44 | 92751.31 | 0 | 0 | 0 | 0 | 9.17 | 0 | 167.81 | 17.08 | 0 | 0 | 77.3122 | 1.9062 | 0 | 0 | 0 | 0 | 0 | 17.0765 | 0 | 0 | 365.4372 | 17.0765 | 0
3385 | 0 | 0 | 9.16 | 0 | 0 | 0 | 0 | 0 | 65.0893 | 405.8 | 0 | 0 | 0 | 0 | 0 | 365.44 | 92385.87 | 0 | 0 | 0 | 0 | 8.51 | 0 | 155.37 | 17.08 | 0 | 0 | 73.296 | 0.95311 | 0 | 0 | 0 | 0 | 0 | 17.0765 | 0 | 0 | 365.4372 | 17.0765 | 0
3386 | 0 | 0 | 10.32 | 0 | 0 | 0 | 0 | 0 | 60.3368 | 343.21 | 0 | 0 | 0 | 0 | 0 | 365.44 | 92020.43 | 0 | 0 | 1.38 | 0 | 9.09 | 0 | 141.37 | 17.08 | 0 | 0 | 69.2797 | 0 | 0 | 0 | 0 | 0 | 0 | 17.0765 | 0 | 0 | 365.4372 | 17.0765 | 0
3387 | 0 | 0 | 11.48 | 0 | 0 | 0 | 0 | 0 | 56.7989 | 284.29 | 0 | 0 | 0 | 0 | 0 | 365.44 | 91655 | 0 | 0 | 0 | 0 | 8.21 | 0 | 124.59 | 17.08 | 0 | 0 | 68.2757 | 0 | 0 | 0 | 0 | 0 | 0 | 17.0765 | 0 | 0 | 365.4372 | 17.0765 | 0
3388 | 0 | 0 | 11.95 | 0 | 0 | 0 | 0 | 0 | 57.3291 | 224.82 | 0 | 0 | 0 | 0 | 0 | 365.44 | 91289.56 | 0 | 0 | 0 | 0 | 7.27 | 0 | 106.88 | 17.08 | 0 | 0 | 69.2797 | 0 | 0 | 0 | 0 | 0 | 0 | 17.0765 | 0 | 0 | 365.4372 | 17.0765 | 0
3389 | 0 | 0 | 11.84 | 0 | 0 | 0 | 0 | 0 | 60.4524 | 162.12 | 0 | 0 | 0 | 0 | 0 | 365.44 | 90924.12 | 0 | 0 | 0 | 0 | 6.37 | 0 | 89.66 | 17.08 | 0 | 0 | 72.2919 | 0 | 0 | 0 | 0 | 0 | 0 | 17.0765 | 0 | 0 | 365.4372 | 17.0765 | 0
3390 | 0 | 0 | 11.23 | 0 | 0 | 0 | 0 | 0 | 68.3958 | 91.17 | 0 | 0 | 0 | 0 | 0 | 365.44 | 90558.68 | 0 | 0 | 1.35 | 0 | 6.72 | 0 | 72.01 | 17.08 | 0 | 0 | 77.3122 | 0.95311 | 0 | 0 | 0 | 0 | 0 | 17.0765 | 0 | 0 | 365.4372 | 17.0765 | 0
3391 | 0 | 0 | 10.19 | 0 | 0 | 0 | 0 | 0 | 74.0448 | 14.36 | 0 | 0 | 0 | 0 | 0 | 365.44 | 90193.25 | 0 | 0 | 0 | 0 | 5.82 | 0 | 54.96 | 17.08 | 0 | 0 | 82.3324 | 1.9062 | 0 | 0 | 0 | 0 | 0 | 17.0765 | 0 | 0 | 365.4372 | 17.0765 | 0
3392 | 18.07 | 799.36 | 9.06 | 0 | 0 | 0 | 0 | 41.46 | 0 | 54.33 | 0 | 0 | 0 | 692.6 | 119.39 | 0 | 90312.63 | 0 | 0 | 1.26 | 0 | 6.2 | 0 | 39.34 | 17.08 | 0 | 0 | 87.3527 | 3.8124 | 0 | 0 | 0 | 0 | 0 | 17.0765 | 0 | 0 | 365.4372 | 17.0765 | 0
3393 | 29.71 | 1188.3 | 7.87 | 0 | 0 | 0 | 0 | 0 | 0 | 54.33 | 0 | 0 | 0 | 1087.6 | 395.88 | 0 | 90708.52 | 0 | 0 | 1.22 | 0 | 6.81 | 40.97 | 67.86 | 17.08 | 0 | 0 | 90.3649 | 5.7186 | 0 | 0 | 0 | 0 | 0 | 17.0765 | 0 | 0 | 365.4372 | 17.0765 | 0
3394 | 34.71 | 1333.37 | 6.44 | 0 | 0 | 0 | 0 | 0 | 0 | 54.33 | 0 | 0 | 0 | 1277.12 | 528.55 | 0 | 91237.07 | 0 | 0 | 1.2 | 0 | 7.52 | 0 | 59.78 | 17.08 | 0 | 0 | 92.373 | 3.8124 | 0 | 0 | 0 | 0 | 0 | 17.0765 | 0 | 0 | 365.4372 | 17.0765 | 0
3395 | 39.95 | 1473.72 | 5.22 | 0 | 0 | 0 | 0 | 42.56 | 0 | 95.36 | 0 | 0 | 0 | 1377.96 | 599.13 | 0 | 91836.2 | 0 | 0 | 1.18 | 0 | 8.3 | 0 | 53.1 | 17.08 | 0 | 0 | 93.377 | 3.8124 | 0 | 0 | 0 | 0 | 0 | 17.0765 | 0 | 0 | 365.4372 | 17.0765 | 0
3396 | 42.82 | 1545.96 | 4.5 | 0 | 0 | 0 | 0 | 117.95 | 0 | 209.06 | 0 | 0 | 0 | 1377.96 | 599.13 | 0 | 92435.33 | 0 | 0 | 1.19 | 0 | 9.24 | 0 | 49.67 | 17.08 | 0 | 0 | 92.373 | 3.8124 | 0 | 0 | 0 | 0 | 0 | 17.0765 | 0 | 0 | 365.4372 | 17.0765 | 0
3397 | 44.85 | 1595.07 | 4.2 | 0 | 0 | 0 | 0 | 128.51 | 0 | 332.94 | 0 | 0 | 0 | 1377.96 | 599.13 | 0 | 93034.46 | 0 | 0 | 1.2 | 0 | 10.29 | 40.31 | 86.14 | 17.08 | 0 | 0 | 91.3689 | 4.7655 | 0 | 0 | 0 | 0 | 0 | 17.0765 | 0 | 0 | 365.4372 | 17.0765 | 0
3398 | 46.29 | 1629.18 | 4.22 | 0 | 0 | 0 | 0 | 157.14 | 0 | 484.42 | 0 | 0 | 0 | 1377.96 | 599.13 | 0 | 93633.6 | 0 | 0 | 1.18 | 0 | 11.35 | 39.49 | 122.49 | 17.08 | 8.8 | 0 | 90.3649 | 4.7655 | 0 | 0 | 0 | 0 | 0 | 17.0765 | 0 | 0 | 365.4372 | 17.0765 | 0
3399 | 45.03 | 1599.33 | 4.43 | 0 | 0 | 0 | 0 | 136.55 | 0 | 616.05 | 0 | 0 | 0 | 1377.96 | 599.13 | 0 | 94232.73 | 0 | 0 | 1.13 | 0 | 12.36 | 38.02 | 157.32 | 17.08 | 0 | 0 | 90.3649 | 4.7655 | 0 | 0 | 0 | 0 | 0 | 17.0765 | 0 | 0 | 365.4372 | 17.0765 | 0
3400 | 43.89 | 1572.1 | 5.14 | 0 | 0 | 0 | 0 | 109.39 | 0 | 721.51 | 0 | 0 | 0 | 1377.96 | 599.13 | 0 | 94831.86 | 0 | 0 | 1.12 | 0 | 13.38 | 37.52 | 192.08 | 17.08 | 0 | 0 | 90.3649 | 4.7655 | 0 | 0 | 0 | 0 | 0 | 17.0765 | 0 | 0 | 365.4372 | 17.0765 | 0
3401 | 42.73 | 1543.79 | 5.9 | 0 | 0 | 0 | 0 | 77.47 | 0 | 796.19 | 0 | 0 | 0 | 1377.96 | 599.13 | 0 | 95431 | 0 | 0 | 1.13 | 0 | 14.41 | 37.78 | 227.32 | 17.08 | 0 | 0 | 92.373 | 5.7186 | 0 | 0 | 0 | 0 | 0 | 17.0765 | 0 | 0 | 365.4372 | 17.0765 | 0
3402 | 46.9 | 1643.39 | 6.29 | 0 | 0 | 0 | 0 | 157.14 | 0 | 947.67 | 0 | 0 | 0 | 1377.96 | 599.13 | 0 | 96030.13 | 0 | 0 | 1.12 | 0 | 15.32 | 37.55 | 259.91 | 17.08 | 22.76 | 0 | 93.377 | 6.6717 | 0 | 0 | 0 | 0 | 0 | 17.0765 | 0 | 0 | 365.4372 | 17.0765 | 0
3403 | 9.15 | 440.63 | 6.32 | 0 | 0 | 0 | 0 | 0 | 0 | 947.67 | 0 | 0 | 0 | 350.9 | 0 | 119.8 | 95910.33 | 0 | 0 | 1.13 | 0 | 16 | 0 | 252.52 | 17.08 | 0 | 0 | 97.3933 | 6.6717 | 0 | 0 | 0 | 0 | 0 | 17.0765 | 0 | 0 | 365.4372 | 17.0765 | 0
3404 | 0 | 0 | 6.17 | 0 | 0 | 0 | 0 | 0 | 102.7238 | 841.11 | 0 | 0 | 0 | 0 | 0 | 365.44 | 95544.89 | 0 | 0 | 0 | 0.247 | 15.27 | 0 | 243.49 | 17.08 | 0 | 0 | 103.4176 | 5.7186 | 0 | 0 | 0 | 0 | 0 | 17.0765 | 0 | 0 | 365.4372 | 17.0765 | 0
3405 | 0 | 0 | 5.95 | 0 | 0 | 0 | 0 | 0 | 102.2322 | 735.06 | 0 | 0 | 0 | 0 | 0 | 365.44 | 95179.45 | 0 | 0 | 0 | 0 | 14.68 | 0 | 232.3 | 17.08 | 0 | 0 | 103.4176 | 4.7655 | 0 | 0 | 0 | 0 | 0 | 17.0765 | 0 | 0 | 365.4372 | 17.0765 | 0
3406 | 0 | 0 | 5.29 | 0 | 0 | 0 | 0 | 0 | 93.7008 | 637.87 | 0 | 0 | 0 | 0 | 0 | 365.44 | 94814.01 | 0 | 0 | 0 | 1.2065 | 12.74 | 0 | 219.6 | 17.08 | 0 | 0 | 96.3892 | 3.8124 | 0 | 0 | 0 | 0 | 0 | 17.0765 | 0 | 0 | 365.4372 | 17.0765 | 0
3407 | 0 | 0 | 4.74 | 0 | 0 | 0 | 0 | 0 | 83.4728 | 551.28 | 0 | 0 | 0 | 0 | 0 | 365.44 | 94448.58 | 0 | 0 | 0 | 0 | 12.01 | 0 | 205.86 | 17.08 | 0 | 0 | 85.3446 | 2.8593 | 0 | 0 | 0 | 0 | 0 | 17.0765 | 0 | 0 | 365.4372 | 17.0765 | 0
3408 | 0 | 0 | 4.5 | 0 | 0 | 0 | 0 | 0 | 72.435 | 476.14 | 0 | 0 | 0 | 0 | 0 | 365.44 | 94083.14 | 0 | 0 | 0 | 1.2825 | 9.95 | 0 | 192.26 | 17.08 | 0 | 0 | 76.3081 | 1.9062 | 0 | 0 | 0 | 0 | 0 | 17.0765 | 0 | 0 | 365.4372 | 17.0765 | 0
3409 | 0 | 0 | 4.32 | 0 | 0 | 0 | 0 | 0 | 55.2276 | 418.84 | 0 | 0 | 0 | 0 | 0 | 392.44 | 93690.7 | 27.01 | 12.6947 | 0 | 0 | 9.3 | 0 | 179.82 | 17.08 | 0 | 0 | 71.2878 | 0.95311 | 0 | 0 | 0 | 0 | 0 | 17.0765 | 0 | 0 | 365.4372 | 17.0765 | 0
3410 | 0 | 0 | 4.12 | 0 | 0 | 0 | 0 | 0 | 64.1542 | 352.29 | 0 | 0 | 0 | 0 | 0 | 365.44 | 93325.26 | 0 | 0 | 0 | 0 | 8.56 | 0 | 165.82 | 17.08 | 0 | 0 | 68.2757 | 0 | 0 | 0 | 0 | 0 | 0 | 17.0765 | 0 | 0 | 365.4372 | 17.0765 | 0
3411 | 0 | 0 | 3.84 | 0 | 0 | 0 | 0 | 0 | 62.1202 | 287.85 | 0 | 0 | 0 | 0 | 0 | 365.44 | 92959.82 | 0 | 0 | 0 | 1.311 | 6.3 | 0 | 149.05 | 17.08 | 0 | 0 | 67.2716 | 0 | 0 | 0 | 0 | 0 | 0 | 17.0765 | 0 | 0 | 365.4372 | 17.0765 | 0
3412 | 0 | 0 | 4.26 | 0 | 0 | 0 | 0 | 0 | 64.0192 | 221.44 | 0 | 0 | 0 | 0 | 0 | 365.44 | 92594.38 | 0 | 0 | 0 | 0 | 5.37 | 0 | 131.33 | 17.08 | 0 | 0 | 68.2757 | 0 | 0 | 0 | 0 | 0 | 0 | 17.0765 | 0 | 0 | 365.4372 | 17.0765 | 0
3413 | 0 | 0 | 4.9 | 0 | 0 | 0 | 0 | 0 | 66.3907 | 152.57 | 0 | 0 | 0 | 0 | 0 | 365.44 | 92228.95 | 0 | 0 | 0 | 0 | 4.46 | 0 | 114.11 | 17.08 | 0 | 0 | 71.2878 | 0 | 0 | 0 | 0 | 0 | 0 | 17.0765 | 0 | 0 | 365.4372 | 17.0765 | 0
3414 | 0 | 0 | 5.03 | 0 | 0 | 0 | 0 | 0 | 70.0346 | 79.92 | 0 | 0 | 0 | 0 | 0 | 367.38 | 91861.57 | 1.94 | 0.9118 | 0 | 1.2825 | 2.18 | 0 | 96.46 | 17.08 | 0 | 0 | 76.3081 | 0.95311 | 0 | 0 | 0 | 0 | 0 | 17.0765 | 0 | 0 | 365.4372 | 17.0765 | 0
3415 | 0 | 0 | 4.98 | 0 | 0 | 0 | 0 | 0 | 77.0429 | 0 | 0 | 0 | 0 | 0 | 0 | 365.44 | 91496.13 | 0 | 0 | 0 | 1.216 | 0 | 0 | 79.41 | 17.08 | 0 | 0 | 81.3284 | 1.9062 | 0 | 0 | 0 | 0 | 0 | 17.0765 | 0 | 0 | 365.4372 | 17.0765 | 0
3416 | 12.05 | 563.87 | 5 | 0 | 0 | 0 | 0 | 157.14 | 0 | 151.48 | 0 | 0 | 0 | 333.36 | 0 | 132.08 | 91364.05 | 0 | 0 | 1.26 | 0 | 0.37 | 0 | 63.79 | 17.08 | 0 | 0 | 85.3446 | 3.8124 | 0 | 0 | 0 | 0 | 0 | 17.0765 | 0 | 0 | 365.4372 | 17.0765 | 0
3417 | 22.94 | 971.71 | 5.14 | 0 | 0 | 0 | 0 | 0 | 0 | 151.48 | 0 | 0 | 0 | 862.52 | 238.32 | 0 | 91602.38 | 0 | 0 | 1.22 | 0 | 0.99 | 40.97 | 92.31 | 17.08 | 0 | 0 | 89.3608 | 5.7186 | 0 | 0 | 0 | 0 | 0 | 17.0765 | 0 | 0 | 365.4372 | 17.0765 | 0
3418 | 30.53 | 1213.05 | 4.36 | 0 | 0 | 0 | 0 | 0 | 0 | 151.48 | 0 | 0 | 0 | 1151.56 | 440.65 | 0 | 92043.03 | 0 | 0 | 1.2 | 0 | 1.7 | 0 | 84.24 | 17.08 | 0 | 0 | 91.3689 | 3.8124 | 0 | 0 | 0 | 0 | 0 | 17.0765 | 0 | 0 | 365.4372 | 17.0765 | 0
3419 | 35.39 | 1352.21 | 3.73 | 0 | 0 | 0 | 0 | 40.24 | 0 | 190.27 | 0 | 0 | 0 | 1215.09 | 485.13 | 0 | 92528.16 | 0 | 0 | 1.18 | 0 | 2.47 | 39.62 | 115.2 | 17.08 | 0 | 0 | 91.3689 | 3.8124 | 0 | 0 | 0 | 0 | 0 | 17.0765 | 0 | 0 | 365.4372 | 17.0765 | 0
3420 | 38.29 | 1430.53 | 3.68 | 0 | 0 | 0 | 0 | 157.14 | 0 | 341.75 | 0 | 0 | 0 | 1220 | 488.56 | 0 | 93016.72 | 0 | 0 | 1.19 | 0 | 3.42 | 0 | 111.76 | 17.08 | 0 | 0 | 90.3649 | 3.8124 | 0 | 0 | 0 | 0 | 0 | 17.0765 | 0 | 0 | 365.4372 | 17.0765 | 0
3421 | 39.59 | 1464.39 | 3.98 | 0 | 0 | 0 | 0 | 157.14 | 0 | 493.23 | 0 | 0 | 0 | 1215.18 | 485.19 | 0 | 93501.91 | 0 | 0 | 1.2 | 0 | 4.47 | 40.31 | 148.24 | 17.08 | 0 | 0 | 89.3608 | 4.7655 | 0 | 0 | 0 | 0 | 0 | 17.0765 | 0 | 0 | 365.4372 | 17.0765 | 0
3422 | 39.72 | 1467.69 | 4.49 | 0 | 0 | 0 | 0 | 157.14 | 0 | 644.71 | 0 | 0 | 0 | 1260.45 | 516.88 | 0 | 94018.79 | 0 | 0 | 1.18 | 0 | 5.52 | 0 | 147.08 | 17.08 | 0 | 0 | 88.3568 | 4.7655 | 0 | 0 | 0 | 0 | 0 | 17.0765 | 0 | 0 | 365.4372 | 17.0765 | 0
3423 | 37.34 | 1405.35 | 5.28 | 0 | 0 | 0 | 0 | 157.14 | 0 | 796.19 | 0 | 0 | 0 | 1158.57 | 445.56 | 0 | 94464.35 | 0 | 0 | 1.13 | 0 | 6.53 | 38.02 | 181.91 | 17.08 | 0 | 0 | 88.3568 | 4.7655 | 0 | 0 | 0 | 0 | 0 | 17.0765 | 0 | 0 | 365.4372 | 17.0765 | 0
3424 | 34.58 | 1329.88 | 6.15 | 0 | 0 | 0 | 0 | 0 | 0 | 796.19 | 0 | 0 | 0 | 1275.37 | 527.32 | 0 | 94991.67 | 0 | 0 | 1.12 | 0 | 7.55 | 0 | 181.02 | 17.08 | 0 | 0 | 89.3608 | 4.7655 | 0 | 0 | 0 | 0 | 0 | 17.0765 | 0 | 0 | 365.4372 | 17.0765 | 0
3425 | 31.26 | 1234.68 | 6.54 | 0 | 0 | 0 | 0 | 0 | 0 | 796.19 | 0 | 0 | 0 | 1137.5 | 430.81 | 0 | 95422.48 | 0 | 0 | 1.13 | 0 | 8.59 | 37.78 | 216.26 | 17.08 | 0 | 0 | 90.3649 | 5.7186 | 0 | 0 | 0 | 0 | 0 | 17.0765 | 0 | 0 | 365.4372 | 17.0765 | 0
3426 | 32.91 | 1282.65 | 6.39 | 0 | 0 | 0 | 0 | 0 | 0 | 796.19 | 0 | 0 | 0 | 1185.24 | 464.23 | 0 | 95886.72 | 0 | 0 | 1.12 | 0 | 9.49 | 37.55 | 248.85 | 17.08 | 0 | 0 | 91.3689 | 6.6717 | 0 | 0 | 0 | 0 | 0 | 17.0765 | 0 | 0 | 365.4372 | 17.0765 | 0
3427 | 7.36 | 360.53 | 5.89 | 0 | 0 | 0 | 0 | 157.14 | 0 | 947.67 | 0 | 0 | 0 | 112.45 | 0 | 286.72 | 95599.99 | 0 | 0 | 1.13 | 0 | 10.18 | 0 | 241.46 | 17.08 | 0 | 0 | 96.3892 | 6.6717 | 0 | 0 | 0 | 0 | 0 | 17.0765 | 0 | 0 | 365.4372 | 17.0765 | 0
3428 | 0 | 0 | 5.17 | 0 | 0 | 0 | 0 | 0 | 102.9552 | 840.87 | 0 | 0 | 0 | 0 | 0 | 365.44 | 95234.56 | 0 | 0 | 0 | 0 | 9.7 | 0 | 232.43 | 17.08 | 0 | 0 | 102.4135 | 5.7186 | 0 | 0 | 0 | 0 | 0 | 17.0765 | 0 | 0 | 365.4372 | 17.0765 | 0
3429 | 0 | 0 | 4.43 | 0 | 0 | 0 | 0 | 0 | 102.7528 | 734.28 | 0 | 0 | 0 | 0 | 0 | 365.44 | 94869.12 | 0 | 0 | 0 | 0 | 9.11 | 0 | 221.24 | 17.08 | 0 | 0 | 102.4135 | 4.7655 | 0 | 0 | 0 | 0 | 0 | 17.0765 | 0 | 0 | 365.4372 | 17.0765 | 0
3430 | 0 | 0 | 3.69 | 0 | 0 | 0 | 0 | 0 | 82.8172 | 648.37 | 0 | 0 | 0 | 0 | 0 | 392.44 | 94476.68 | 27.01 | 12.6947 | 0 | 0 | 8.44 | 0 | 208.54 | 17.08 | 0 | 0 | 95.3851 | 3.8124 | 0 | 0 | 0 | 0 | 0 | 17.0765 | 0 | 0 | 365.4372 | 17.0765 | 0
3431 | 0 | 0 | 3.16 | 0 | 0 | 0 | 0 | 0 | 83.039 | 562.23 | 0 | 0 | 0 | 0 | 0 | 365.44 | 94111.24 | 0 | 0 | 0 | 0 | 7.72 | 0 | 194.8 | 17.08 | 0 | 0 | 83.3365 | 2.8593 | 0 | 0 | 0 | 0 | 0 | 17.0765 | 0 | 0 | 365.4372 | 17.0765 | 0
3432 | 0 | 0 | 2.86 | 0 | 0 | 0 | 0 | 0 | 74.3437 | 485.11 | 0 | 0 | 0 | 0 | 0 | 365.44 | 93745.8 | 0 | 0 | 0 | 0 | 7 | 0 | 181.2 | 17.08 | 0 | 0 | 75.3041 | 1.9062 | 0 | 0 | 0 | 0 | 0 | 17.0765 | 0 | 0 | 365.4372 | 17.0765 | 0
3433 | 0 | 0 | 2.68 | 0 | 0 | 0 | 0 | 0 | 68.55 | 414 | 0 | 0 | 0 | 0 | 0 | 365.44 | 93380.37 | 0 | 0 | 0 | 0 | 6.35 | 0 | 168.76 | 17.08 | 0 | 0 | 70.2838 | 0.95311 | 0 | 0 | 0 | 0 | 0 | 17.0765 | 0 | 0 | 365.4372 | 17.0765 | 0
3434 | 0 | 0 | 2.6 | 0 | 0 | 0 | 0 | 0 | 51.9789 | 360.08 | 0 | 0 | 0 | 0 | 0 | 392.44 | 92987.92 | 27.01 | 12.6947 | 0 | 0 | 5.61 | 0 | 154.76 | 17.08 | 0 | 0 | 67.2716 | 0 | 0 | 0 | 0 | 0 | 0 | 17.0765 | 0 | 0 | 365.4372 | 17.0765 | 0
3435 | 0 | 0 | 2.54 | 0 | 0 | 0 | 0 | 0 | 63.73 | 293.97 | 0 | 0 | 0 | 0 | 0 | 365.44 | 92622.49 | 0 | 0 | 0 | 0 | 4.73 | 0 | 137.98 | 17.08 | 0 | 0 | 66.2676 | 0 | 0 | 0 | 0 | 0 | 0 | 17.0765 | 0 | 0 | 365.4372 | 17.0765 | 0
3436 | 0 | 0 | 2.52 | 0 | 0 | 0 | 0 | 0 | 64.7519 | 226.8 | 0 | 0 | 0 | 0 | 0 | 365.44 | 92257.05 | 0 | 0 | 0 | 0 | 3.8 | 0 | 120.27 | 17.08 | 0 | 0 | 67.2716 | 0 | 0 | 0 | 0 | 0 | 0 | 17.0765 | 0 | 0 | 365.4372 | 17.0765 | 0
3437 | 0 | 0 | 2.49 | 0 | 0 | 0 | 0 | 0 | 67.7885 | 156.48 | 0 | 0 | 0 | 0 | 0 | 365.44 | 91891.61 | 0 | 0 | 0 | 0 | 2.89 | 0 | 103.05 | 17.08 | 0 | 0 | 70.2838 | 0 | 0 | 0 | 0 | 0 | 0 | 17.0765 | 0 | 0 | 365.4372 | 17.0765 | 0
3438 | 0 | 0 | 2.31 | 0 | 0 | 0 | 0 | 0 | 73.9484 | 79.78 | 0 | 0 | 0 | 0 | 0 | 365.44 | 91526.17 | 0 | 0 | 0 | 0 | 1.96 | 0 | 85.4 | 17.08 | 0 | 0 | 75.3041 | 0.95311 | 0 | 0 | 0 | 0 | 0 | 17.0765 | 0 | 0 | 365.4372 | 17.0765 | 0
3439 | 0 | 0 | 2 | 0 | 0 | 0 | 0 | 0 | 76.9079 | 0 | 0 | 0 | 0 | 0 | 0 | 370.36 | 91155.81 | 4.93 | 2.3171 | 0 | 1.0165 | 0 | 0 | 68.35 | 17.08 | 0 | 0 | 80.3243 | 1.9062 | 0 | 0 | 0 | 0 | 0 | 17.0765 | 0 | 0 | 365.4372 | 17.0765 | 0
3440 | 8.63 | 417.86 | 1.68 | 0 | 0 | 0 | 0 | 157.14 | 0 | 151.48 | 0 | 0 | 0 | 138.5 | 0 | 268.49 | 90887.32 | 0 | 0 | 1.26 | 0 | 0.37 | 42.12 | 92.74 | 17.08 | 0 | 0 | 85.3446 | 3.8124 | 0 | 0 | 0 | 0 | 0 | 17.0765 | 0 | 0 | 365.4372 | 17.0765 | 0
3441 | 22.67 | 962.49 | 1.43 | 0 | 0 | 0 | 0 | 157.14 | 0 | 302.96 | 0 | 0 | 0 | 693.18 | 119.79 | 0 | 91007.11 | 0 | 0 | 1.22 | 0 | 0.99 | 40.97 | 121.27 | 17.08 | 0 | 0 | 88.3568 | 5.7186 | 0 | 0 | 0 | 0 | 0 | 17.0765 | 0 | 0 | 365.4372 | 17.0765 | 0
3442 | 32.84 | 1280.56 | 1.18 | 0 | 0 | 0 | 0 | 0 | 0 | 302.96 | 0 | 0 | 0 | 1219.21 | 488.01 | 0 | 91495.12 | 0 | 0 | 1.2 | 0 | 1.7 | 0 | 113.19 | 17.08 | 0 | 0 | 90.3649 | 3.8124 | 0 | 0 | 0 | 0 | 0 | 17.0765 | 0 | 0 | 365.4372 | 17.0765 | 0
3443 | 39.14 | 1452.73 | 0.95 | 0 | 0 | 0 | 0 | 157.14 | 0 | 454.44 | 0 | 0 | 0 | 1200.69 | 475.04 | 0 | 91970.16 | 0 | 0 | 1.18 | 0 | 2.47 | 39.62 | 144.15 | 17.08 | 0 | 0 | 90.3649 | 3.8124 | 0 | 0 | 0 | 0 | 0 | 17.0765 | 0 | 0 | 365.4372 | 17.0765 | 0
3444 | 40.72 | 1493.39 | 0.81 | 0 | 0 | 0 | 0 | 61.6 | 0 | 513.82 | 0 | 0 | 0 | 1377.96 | 599.13 | 0 | 92569.29 | 0 | 0 | 1.19 | 0 | 3.42 | 0 | 140.72 | 17.08 | 0 | 0 | 90.3649 | 3.8124 | 0 | 0 | 0 | 0 | 0 | 17.0765 | 0 | 0 | 365.4372 | 17.0765 | 0
3445 | 41.39 | 1510.42 | 0.79 | 0 | 0 | 0 | 0 | 79.32 | 0 | 590.28 | 0 | 0 | 0 | 1377.96 | 599.13 | 0 | 93168.43 | 0 | 0 | 1.2 | 0 | 4.47 | 0 | 138.9 | 17.08 | 0 | 0 | 89.3608 | 4.7655 | 0 | 0 | 0 | 0 | 0 | 17.0765 | 0 | 0 | 365.4372 | 17.0765 | 0
3446 | 41.27 | 1507.39 | 0.82 | 0 | 0 | 0 | 0 | 157.14 | 0 | 741.77 | 0 | 0 | 0 | 1298.05 | 543.19 | 0 | 93711.62 | 0 | 0 | 1.18 | 0 | 5.52 | 0 | 137.73 | 17.08 | 0 | 0 | 88.3568 | 4.7655 | 0 | 0 | 0 | 0 | 0 | 17.0765 | 0 | 0 | 365.4372 | 17.0765 | 0
3447 | 38.99 | 1448.87 | 0.93 | 0 | 0 | 0 | 0 | 157.14 | 0 | 893.25 | 0 | 0 | 0 | 1199.38 | 474.13 | 0 | 94185.75 | 0 | 0 | 1.13 | 0 | 6.53 | 38.02 | 172.56 | 17.08 | 0 | 0 | 88.3568 | 4.7655 | 0 | 0 | 0 | 0 | 0 | 17.0765 | 0 | 0 | 365.4372 | 17.0765 | 0
3448 | 36.42 | 1380.54 | 1.13 | 0 | 0 | 0 | 0 | 0 | 0 | 893.25 | 0 | 0 | 0 | 1323.85 | 561.26 | 0 | 94747.01 | 0 | 0 | 1.12 | 0 | 7.55 | 0 | 171.68 | 17.08 | 0 | 0 | 88.3568 | 4.7655 | 0 | 0 | 0 | 0 | 0 | 17.0765 | 0 | 0 | 365.4372 | 17.0765 | 0
3449 | 33.36 | 1295.52 | 1.37 | 0 | 0 | 0 | 0 | 56.46 | 0 | 947.67 | 0 | 0 | 0 | 1138.8 | 431.72 | 0 | 95178.73 | 0 | 0 | 1.13 | 0 | 8.59 | 37.78 | 206.92 | 17.08 | 0 | 0 | 90.3649 | 5.7186 | 0 | 0 | 0 | 0 | 0 | 17.0765 | 0 | 0 | 365.4372 | 17.0765 | 0
3450 | 35.48 | 1354.76 | 1.43 | 0 | 0 | 0 | 0 | 0 | 0 | 947.67 | 0 | 0 | 0 | 1292.5 | 539.31 | 0 | 95718.04 | 0 | 0 | 1.12 | 0 | 9.49 | 0 | 203.83 | 17.08 | 0 | 0 | 91.3689 | 6.6717 | 0 | 0 | 0 | 0 | 0 | 17.0765 | 0 | 0 | 365.4372 | 17.0765 | 0
3451 | 7.68 | 375.16 | 1.25 | 0 | 0 | 0 | 0 | 0 | 0 | 947.67 | 0 | 0 | 0 | 243.04 | 0 | 195.31 | 95522.73 | 0 | 0 | 1.13 | 0 | 10.18 | 37.87 | 232.42 | 17.08 | 0 | 0 | 95.3851 | 6.6717 | 0 | 0 | 0 | 0 | 0 | 17.0765 | 0 | 0 | 365.4372 | 17.0765 | 0
3452 | 0 | 0 | 1.01 | 0 | 0 | 0 | 0 | 0 | 106.1268 | 837.58 | 0 | 0 | 0 | 0 | 0 | 365.44 | 95157.29 | 0 | 0 | 0 | 0 | 9.7 | 0 | 223.39 | 17.08 | 0 | 0 | 101.4095 | 5.7186 | 0 | 0 | 0 | 0 | 0 | 17.0765 | 0 | 0 | 365.4372 | 17.0765 | 0
3453 | 0 | 0 | 0.79 | 0 | 0 | 0 | 0 | 0 | 106.387 | 727.22 | 0 | 0 | 0 | 0 | 0 | 365.44 | 94791.86 | 0 | 0 | 0 | 0 | 9.11 | 0 | 212.2 | 17.08 | 0 | 0 | 102.4135 | 4.7655 | 0 | 0 | 0 | 0 | 0 | 17.0765 | 0 | 0 | 365.4372 | 17.0765 | 0
3454 | 0 | 0 | 0.74 | 0 | 0 | 0 | 0 | 0 | 96.1397 | 627.49 | 0 | 0 | 0 | 0 | 0 | 370.37 | 94421.49 | 4.93 | 2.3171 | 0 | 0 | 8.44 | 0 | 199.49 | 17.08 | 0 | 0 | 95.3851 | 3.8124 | 0 | 0 | 0 | 0 | 0 | 17.0765 | 0 | 0 | 365.4372 | 17.0765 | 0
3455 | 0 | 0 | 0.85 | 0 | 0 | 0 | 0 | 0 | 73.6592 | 551.08 | 0 | 0 | 0 | 0 | 0 | 392.44 | 94029.05 | 27.01 | 12.6947 | 0 | 0 | 7.72 | 0 | 185.76 | 17.08 | 0 | 0 | 84.3406 | 2.8593 | 0 | 0 | 0 | 0 | 0 | 17.0765 | 0 | 0 | 365.4372 | 17.0765 | 0
3456 | 0 | 0 | 1.15 | 0 | 0 | 0 | 0 | 0 | 76.0596 | 472.18 | 0 | 0 | 0 | 0 | 0 | 365.44 | 93663.61 | 0 | 0 | 0 | 0 | 7 | 0 | 172.16 | 17.08 | 0 | 0 | 75.3041 | 1.9062 | 0 | 0 | 0 | 0 | 0 | 17.0765 | 0 | 0 | 365.4372 | 17.0765 | 0
3457 | 0 | 0 | 1.7 | 0 | 0 | 0 | 0 | 0 | 70.5455 | 399 | 0 | 0 | 0 | 0 | 0 | 365.44 | 93298.17 | 0 | 0 | 0 | 0 | 6.35 | 0 | 159.72 | 17.08 | 0 | 0 | 71.2878 | 0.95311 | 0 | 0 | 0 | 0 | 0 | 17.0765 | 0 | 0 | 365.4372 | 17.0765 | 0
3458 | 0 | 0 | 2.42 | 0 | 0 | 0 | 0 | 0 | 64.8483 | 331.73 | 0 | 0 | 0 | 0 | 0 | 365.44 | 92932.74 | 0 | 0 | 0 | 0 | 5.61 | 0 | 145.72 | 17.08 | 0 | 0 | 67.2716 | 0 | 0 | 0 | 0 | 0 | 0 | 17.0765 | 0 | 0 | 365.4372 | 17.0765 | 0
3459 | 0 | 0 | 3.27 | 0 | 0 | 0 | 0 | 0 | 50.3015 | 279.55 | 0 | 0 | 0 | 0 | 0 | 392.44 | 92540.29 | 27.01 | 12.6947 | 0 | 0 | 4.73 | 0 | 128.94 | 17.08 | 0 | 0 | 66.2676 | 0 | 0 | 0 | 0 | 0 | 0 | 17.0765 | 0 | 0 | 365.4372 | 17.0765 | 0
3460 | 0 | 0 | 4.08 | 0 | 0 | 0 | 0 | 0 | 61.1851 | 216.08 | 0 | 0 | 0 | 0 | 0 | 365.44 | 92174.86 | 0 | 0 | 0 | 0 | 3.8 | 0 | 111.23 | 17.08 | 0 | 0 | 65.2635 | 0 | 0 | 0 | 0 | 0 | 0 | 17.0765 | 0 | 0 | 365.4372 | 17.0765 | 0
3461 | 0 | 0 | 4.79 | 0 | 0 | 0 | 0 | 0 | 64.4916 | 149.18 | 0 | 0 | 0 | 0 | 0 | 365.44 | 91809.42 | 0 | 0 | 0 | 0 | 2.89 | 0 | 94.01 | 17.08 | 0 | 0 | 69.2797 | 0 | 0 | 0 | 0 | 0 | 0 | 17.0765 | 0 | 0 | 365.4372 | 17.0765 | 0
3462 | 0 | 0 | 5.22 | 0 | 0 | 0 | 0 | 0 | 69.032 | 77.56 | 0 | 0 | 0 | 0 | 0 | 365.44 | 91443.98 | 0 | 0 | 0 | 0 | 1.96 | 0 | 76.36 | 17.08 | 0 | 0 | 73.296 | 0.95311 | 0 | 0 | 0 | 0 | 0 | 17.0765 | 0 | 0 | 365.4372 | 17.0765 | 0
3463 | 0 | 0 | 5.44 | 0 | 0 | 0 | 0 | 0 | 74.7678 | 0 | 0 | 0 | 0 | 0 | 0 | 365.44 | 91078.54 | 0 | 0 | 0 | 1.0165 | 0 | 0 | 59.31 | 17.08 | 0 | 0 | 79.3203 | 1.9062 | 0 | 0 | 0 | 0 | 0 | 17.0765 | 0 | 0 | 365.4372 | 17.0765 | 0
3464 | 17.79 | 788.88 | 5.45 | 0 | 0 | 0 | 0 | 1.02 | 0 | 0.99 | 0 | 0 | 0 | 680.57 | 110.96 | 0 | 91189.51 | 0 | 0 | 1.26 | 0 | 0.37 | 42.12 | 83.7 | 17.08 | 0 | 0 | 83.3365 | 3.8124 | 0 | 0 | 0 | 0 | 0 | 17.0765 | 0 | 0 | 365.4372 | 17.0765 | 0
3465 | 28.33 | 1146.22 | 5.19 | 0 | 0 | 0 | 0 | 0 | 0 | 0.99 | 0 | 0 | 0 | 1086.45 | 395.08 | 0 | 91584.59 | 0 | 0 | 1.22 | 0 | 0.99 | 0 | 73.3 | 17.08 | 0 | 0 | 86.3487 | 5.7186 | 0 | 0 | 0 | 0 | 0 | 17.0765 | 0 | 0 | 365.4372 | 17.0765 | 0
3466 | 34.16 | 1318.09 | 4.71 | 0 | 0 | 0 | 0 | 157.14 | 0 | 152.47 | 0 | 0 | 0 | 1106.46 | 409.08 | 0 | 91993.67 | 0 | 0 | 1.2 | 0 | 1.7 | 0 | 65.22 | 17.08 | 0 | 0 | 88.3568 | 3.8124 | 0 | 0 | 0 | 0 | 0 | 17.0765 | 0 | 0 | 365.4372 | 17.0765 | 0
3467 | 39.49 | 1461.95 | 4.27 | 0 | 0 | 0 | 0 | 0 | 0 | 152.47 | 0 | 0 | 0 | 1372.74 | 595.48 | 0 | 92589.15 | 0 | 0 | 1.18 | 0 | 2.47 | 39.62 | 96.19 | 17.08 | 0 | 0 | 88.3568 | 3.8124 | 0 | 0 | 0 | 0 | 0 | 17.0765 | 0 | 0 | 365.4372 | 17.0765 | 0
3468 | 42.3 | 1533.08 | 4.08 | 0 | 0 | 0 | 0 | 110.16 | 0 | 258.66 | 0 | 0 | 0 | 1377.96 | 599.13 | 0 | 93188.28 | 0 | 0 | 1.19 | 0 | 3.42 | 0 | 92.75 | 17.08 | 0 | 0 | 86.3487 | 3.8124 | 0 | 0 | 0 | 0 | 0 | 17.0765 | 0 | 0 | 365.4372 | 17.0765 | 0
3469 | 44.12 | 1577.68 | 4.02 | 0 | 0 | 0 | 0 | 141.74 | 0 | 395.3 | 0 | 0 | 0 | 1377.96 | 599.13 | 0 | 93787.42 | 0 | 0 | 1.2 | 0 | 4.47 | 14.81 | 105 | 17.08 | 0 | 0 | 85.3446 | 4.7655 | 0 | 0 | 0 | 0 | 0 | 17.0765 | 0 | 0 | 365.4372 | 17.0765 | 0
3470 | 45.3 | 1605.76 | 4.06 | 0 | 0 | 0 | 0 | 157.14 | 0 | 546.78 | 0 | 0 | 0 | 1369.22 | 593.02 | 0 | 94380.43 | 0 | 0 | 1.18 | 0 | 5.52 | 39.49 | 141.35 | 17.08 | 0 | 0 | 83.3365 | 4.7655 | 0 | 0 | 0 | 0 | 0 | 17.0765 | 0 | 0 | 365.4372 | 17.0765 | 0
3471 | 43.69 | 1567.25 | 4.26 | 0 | 0 | 0 | 0 | 110 | 0 | 652.82 | 0 | 0 | 0 | 1377.96 | 599.13 | 0 | 94979.57 | 0 | 0 | 1.13 | 0 | 6.53 | 38.02 | 176.18 | 17.08 | 0 | 0 | 83.3365 | 4.7655 | 0 | 0 | 0 | 0 | 0 | 17.0765 | 0 | 0 | 365.4372 | 17.0765 | 0
3472 | 42.06 | 1527.19 | 4.63 | 0 | 0 | 0 | 0 | 68.18 | 0 | 718.55 | 0 | 0 | 0 | 1377.96 | 599.13 | 0 | 95578.7 | 0 | 0 | 1.12 | 0 | 7.55 | 37.52 | 210.94 | 17.08 | 0 | 0 | 84.3406 | 4.7655 | 0 | 0 | 0 | 0 | 0 | 17.0765 | 0 | 0 | 365.4372 | 17.0765 | 0
3473 | 40.3 | 1482.8 | 5 | 0 | 0 | 0 | 0 | 56.95 | 0 | 773.45 | 0 | 0 | 0 | 1377.96 | 599.13 | 0 | 96177.83 | 0 | 0 | 1.13 | 0 | 8.59 | 0 | 210.29 | 17.08 | 0 | 0 | 86.3487 | 5.7186 | 0 | 0 | 0 | 0 | 0 | 17.0765 | 0 | 0 | 365.4372 | 17.0765 | 0
3474 | 43.88 | 1571.81 | 5.39 | 0 | 0 | 0 | 0 | 157.14 | 0 | 924.93 | 0 | 0 | 0 | 1330.24 | 565.73 | 0 | 96743.56 | 0 | 0 | 1.12 | 0 | 9.49 | 37.55 | 242.88 | 17.08 | 0 | 0 | 88.3568 | 6.6717 | 0 | 0 | 0 | 0 | 0 | 17.0765 | 0 | 0 | 365.4372 | 17.0765 | 0
3475 | 8.7 | 420.7 | 5.79 | 0 | 0 | 0 | 0 | 0 | 0 | 924.93 | 0 | 0 | 0 | 334.01 | 0 | 131.63 | 96611.93 | 0 | 0 | 1.13 | 0 | 10.18 | 0 | 235.49 | 17.08 | 0 | 0 | 93.377 | 6.6717 | 0 | 0 | 0 | 0 | 0 | 17.0765 | 0 | 0 | 365.4372 | 17.0765 | 0
3476 | 0 | 0 | 6.2 | 0 | 0 | 0 | 0 | 0 | 98.916 | 822.32 | 0 | 0 | 0 | 0 | 0 | 365.44 | 96246.5 | 0 | 0 | 0 | 0 | 9.7 | 0 | 226.46 | 17.08 | 0 | 0 | 99.4014 | 5.7186 | 0 | 0 | 0 | 0 | 0 | 17.0765 | 0 | 0 | 365.4372 | 17.0765 | 0
3477 | 0 | 0 | 6.65 | 0 | 0 | 0 | 0 | 0 | 98.5208 | 720.12 | 0 | 0 | 0 | 0 | 0 | 365.44 | 95881.06 | 0 | 0 | 0 | 0 | 9.11 | 0 | 215.27 | 17.08 | 0 | 0 | 100.4054 | 4.7655 | 0 | 0 | 0 | 0 | 0 | 17.0765 | 0 | 0 | 365.4372 | 17.0765 | 0
3478 | 0 | 0 | 6.35 | 0 | 0 | 0 | 0 | 0 | 90.8474 | 625.89 | 0 | 0 | 0 | 0 | 0 | 365.44 | 95515.62 | 0 | 0 | 0 | 0 | 8.44 | 0 | 202.56 | 17.08 | 0 | 0 | 93.377 | 3.8124 | 0 | 0 | 0 | 0 | 0 | 17.0765 | 0 | 0 | 365.4372 | 17.0765 | 0
3479 | 0 | 0 | 6 | 0 | 0 | 0 | 0 | 0 | 79.183 | 543.74 | 0 | 0 | 0 | 0 | 0 | 365.44 | 95150.18 | 0 | 0 | 0 | 0 | 7.72 | 0 | 188.82 | 17.08 | 0 | 0 | 82.3324 | 2.8593 | 0 | 0 | 0 | 0 | 0 | 17.0765 | 0 | 0 | 365.4372 | 17.0765 | 0
3480 | 0 | 0 | 5.96 | 0 | 0 | 0 | 0 | 0 | 70.2467 | 470.87 | 0 | 0 | 0 | 0 | 0 | 365.44 | 94784.75 | 0 | 0 | 0 | 0 | 7 | 0 | 175.22 | 17.08 | 0 | 0 | 74.3 | 1.9062 | 0 | 0 | 0 | 0 | 0 | 17.0765 | 0 | 0 | 365.4372 | 17.0765 | 0
3481 | 0 | 0 | 6.07 | 0 | 0 | 0 | 0 | 0 | 64.1542 | 404.32 | 0 | 0 | 0 | 0 | 0 | 365.44 | 94419.31 | 0 | 0 | 0 | 0 | 6.35 | 0 | 162.79 | 17.08 | 0 | 0 | 69.2797 | 0.95311 | 0 | 0 | 0 | 0 | 0 | 17.0765 | 0 | 0 | 365.4372 | 17.0765 | 0
3482 | 0 | 0 | 6.23 | 0 | 0 | 0 | 0 | 0 | 60.0379 | 342.04 | 0 | 0 | 0 | 0 | 0 | 365.44 | 94053.87 | 0 | 0 | 0 | 0 | 5.61 | 0 | 148.79 | 17.08 | 0 | 0 | 66.2676 | 0 | 0 | 0 | 0 | 0 | 0 | 17.0765 | 0 | 0 | 365.4372 | 17.0765 | 0
3483 | 0 | 0 | 6.39 | 0 | 0 | 0 | 0 | 0 | 58.8811 | 280.96 | 0 | 0 | 0 | 0 | 0 | 365.44 | 93688.43 | 0 | 0 | 0 | 0 | 4.73 | 0 | 132.01 | 17.08 | 0 | 0 | 65.2635 | 0 | 0 | 0 | 0 | 0 | 0 | 17.0765 | 0 | 0 | 365.4372 | 17.0765 | 0
3484 | 0 | 0 | 6.58 | 0 | 0 | 0 | 0 | 0 | 59.6909 | 219.04 | 0 | 0 | 0 | 0 | 0 | 365.44 | 93323 | 0 | 0 | 0 | 0 | 3.8 | 0 | 114.3 | 17.08 | 0 | 0 | 66.2676 | 0 | 0 | 0 | 0 | 0 | 0 | 17.0765 | 0 | 0 | 365.4372 | 17.0765 | 0
3485 | 0 | 0 | 6.59 | 0 | 0 | 0 | 0 | 0 | 62.6889 | 154.01 | 0 | 0 | 0 | 0 | 0 | 365.44 | 92957.56 | 0 | 0 | 0 | 0 | 2.89 | 0 | 97.08 | 17.08 | 0 | 0 | 69.2797 | 0 | 0 | 0 | 0 | 0 | 0 | 17.0765 | 0 | 0 | 365.4372 | 17.0765 | 0
3486 | 0 | 0 | 6.15 | 0 | 0 | 0 | 0 | 0 | 70.4588 | 80.92 | 0 | 0 | 0 | 0 | 0 | 365.44 | 92592.12 | 0 | 0 | 1.35 | 0 | 3.25 | 0 | 79.43 | 17.08 | 0 | 0 | 74.3 | 0.95311 | 0 | 0 | 0 | 0 | 0 | 17.0765 | 0 | 0 | 365.4372 | 17.0765 | 0
3487 | 0 | 0 | 5.48 | 0 | 0 | 0 | 0 | 0 | 75.7415 | 2.35 | 0 | 0 | 0 | 0 | 0 | 365.44 | 92226.69 | 0 | 0 | 0 | 0 | 2.35 | 0 | 62.38 | 17.08 | 0 | 0 | 79.3203 | 1.9062 | 0 | 0 | 0 | 0 | 0 | 17.0765 | 0 | 0 | 365.4372 | 17.0765 | 0
3488 | 17.69 | 785.16 | 4.9 | 0 | 0 | 0 | 0 | 157.14 | 0 | 153.83 | 0 | 0 | 0 | 520.08 | 0 | 1.38 | 92225.31 | 0 | 0 | 1.26 | 0 | 2.72 | 42.12 | 86.77 | 17.08 | 0 | 0 | 83.3365 | 3.8124 | 0 | 0 | 0 | 0 | 0 | 17.0765 | 0 | 0 | 365.4372 | 17.0765 | 0
3489 | 25.07 | 1042.59 | 4.45 | 0 | 0 | 0 | 0 | 0 | 0 | 153.83 | 0 | 0 | 0 | 978.82 | 319.74 | 0 | 92545.04 | 0 | 0 | 1.22 | 0 | 3.34 | 0 | 76.37 | 17.08 | 0 | 0 | 86.3487 | 5.7186 | 0 | 0 | 0 | 0 | 0 | 17.0765 | 0 | 0 | 365.4372 | 17.0765 | 0
3490 | 33.14 | 1289.29 | 3.93 | 0 | 0 | 0 | 0 | 157.14 | 0 | 305.31 | 0 | 0 | 0 | 1035.69 | 359.54 | 0 | 92904.59 | 0 | 0 | 1.2 | 0 | 4.05 | 40.17 | 106.46 | 17.08 | 0 | 0 | 88.3568 | 3.8124 | 0 | 0 | 0 | 0 | 0 | 17.0765 | 0 | 0 | 365.4372 | 17.0765 | 0
3491 | 38.74 | 1442.39 | 3.24 | 0 | 0 | 0 | 0 | 157.14 | 0 | 456.79 | 0 | 0 | 0 | 1233.88 | 498.28 | 0 | 93402.87 | 0 | 0 | 1.18 | 0 | 4.82 | 0 | 99.77 | 17.08 | 0 | 0 | 88.3568 | 3.8124 | 0 | 0 | 0 | 0 | 0 | 17.0765 | 0 | 0 | 365.4372 | 17.0765 | 0
3492 | 40.18 | 1479.57 | 2.71 | 0 | 0 | 0 | 0 | 53.15 | 0 | 508.03 | 0 | 0 | 0 | 1377.96 | 599.13 | 0 | 94002 | 0 | 0 | 1.19 | 0 | 5.77 | 0 | 96.34 | 17.08 | 0 | 0 | 86.3487 | 3.8124 | 0 | 0 | 0 | 0 | 0 | 17.0765 | 0 | 0 | 365.4372 | 17.0765 | 0
3493 | 40.36 | 1484.22 | 2.2 | 0 | 0 | 0 | 0 | 17.2 | 0 | 524.61 | 0 | 0 | 0 | 1377.96 | 599.13 | 0 | 94601.13 | 0 | 0 | 1.2 | 0 | 6.81 | 40.31 | 132.82 | 17.08 | 0 | 0 | 85.3446 | 4.7655 | 0 | 0 | 0 | 0 | 0 | 17.0765 | 0 | 0 | 365.4372 | 17.0765 | 0
3494 | 39.52 | 1462.71 | 1.83 | 0 | 0 | 0 | 0 | 35.82 | 0 | 559.14 | 0 | 0 | 0 | 1377.96 | 599.13 | 0 | 95200.26 | 0 | 0 | 1.18 | 0 | 7.87 | 0 | 131.65 | 17.08 | 0 | 0 | 84.3406 | 4.7655 | 0 | 0 | 0 | 0 | 0 | 17.0765 | 0 | 0 | 365.4372 | 17.0765 | 0
3495 | 38.24 | 1429.25 | 1.52 | 0 | 0 | 0 | 0 | 157.14 | 0 | 710.62 | 0 | 0 | 0 | 1184.62 | 463.8 | 0 | 95664.06 | 0 | 0 | 1.13 | 0 | 8.88 | 38.02 | 166.48 | 17.08 | 0 | 0 | 83.3365 | 4.7655 | 0 | 0 | 0 | 0 | 0 | 17.0765 | 0 | 0 | 365.4372 | 17.0765 | 0
3496 | 36.82 | 1391.3 | 1.64 | 0 | 0 | 0 | 0 | 0 | 0 | 710.62 | 0 | 0 | 0 | 1302.01 | 545.97 | 0 | 96210.03 | 0 | 0 | 1.12 | 0 | 9.9 | 37.52 | 201.24 | 17.08 | 0 | 0 | 84.3406 | 4.7655 | 0 | 0 | 0 | 0 | 0 | 17.0765 | 0 | 0 | 365.4372 | 17.0765 | 0
3497 | 35.21 | 1347.24 | 2.16 | 0 | 0 | 0 | 0 | 0 | 0 | 710.62 | 0 | 0 | 0 | 1291.4 | 538.54 | 0 | 96748.58 | 0 | 0 | 1.13 | 0 | 10.94 | 0 | 200.59 | 17.08 | 0 | 0 | 86.3487 | 5.7186 | 0 | 0 | 0 | 0 | 0 | 17.0765 | 0 | 0 | 365.4372 | 17.0765 | 0
3498 | 37.58 | 1411.69 | 2.84 | 0 | 0 | 0 | 0 | 157.14 | 0 | 862.1 | 0 | 0 | 0 | 1161.26 | 447.45 | 0 | 97196.02 | 0 | 0 | 1.12 | 0 | 11.84 | 37.55 | 233.18 | 17.08 | 0 | 0 | 88.3568 | 6.6717 | 0 | 0 | 0 | 0 | 0 | 17.0765 | 0 | 0 | 365.4372 | 17.0765 | 0
3499 | 7.85 | 382.99 | 3.67 | 0 | 0 | 0 | 0 | 0 | 0 | 862.1 | 0 | 0 | 0 | 293.33 | 0 | 160.1 | 97035.92 | 0 | 0 | 1.13 | 0 | 12.53 | 0 | 225.79 | 17.08 | 0 | 0 | 93.377 | 6.6717 | 0 | 0 | 0 | 0 | 0 | 17.0765 | 0 | 0 | 365.4372 | 17.0765 | 0
3500 | 0 | 0 | 4.64 | 0 | 0 | 0 | 0 | 0 | 100.4874 | 757.87 | 0 | 0 | 0 | 0 | 0 | 365.44 | 96670.48 | 0 | 0 | 0 | 0 | 12.05 | 0 | 216.76 | 17.08 | 0 | 0 | 99.4014 | 5.7186 | 0 | 0 | 0 | 0 | 0 | 17.0765 | 0 | 0 | 365.4372 | 17.0765 | 0
3501 | 0 | 0 | 5.54 | 0 | 0 | 0 | 0 | 0 | 99.6294 | 654.51 | 0 | 0 | 0 | 0 | 0 | 365.44 | 96305.05 | 0 | 0 | 0 | 0 | 11.46 | 0 | 205.57 | 17.08 | 0 | 0 | 100.4054 | 4.7655 | 0 | 0 | 0 | 0 | 0 | 17.0765 | 0 | 0 | 365.4372 | 17.0765 | 0
3502 | 0 | 0 | 6.95 | 0 | 0 | 0 | 0 | 0 | 91.5125 | 559.59 | 0 | 0 | 0 | 0 | 0 | 365.44 | 95939.61 | 0 | 0 | 1.27 | 0 | 12 | 0 | 192.86 | 17.08 | 0 | 0 | 93.377 | 3.8124 | 0 | 0 | 0 | 0 | 0 | 17.0765 | 0 | 0 | 365.4372 | 17.0765 | 0
3503 | 0 | 0 | 8.87 | 0 | 0 | 0 | 0 | 0 | 76.3199 | 480.42 | 0 | 0 | 0 | 0 | 0 | 365.44 | 95574.17 | 0 | 0 | 0 | 0 | 11.28 | 0 | 179.13 | 17.08 | 0 | 0 | 82.3324 | 2.8593 | 0 | 0 | 0 | 0 | 0 | 17.0765 | 0 | 0 | 365.4372 | 17.0765 | 0
3504 | 0 | 0 | 11.28 | 0 | 0 | 0 | 0 | 0 | 64.9254 | 413.06 | 0 | 0 | 0 | 0 | 0 | 365.44 | 95208.73 | 0 | 0 | 0 | 0 | 10.56 | 0 | 165.53 | 17.08 | 0 | 0 | 74.3 | 1.9062 | 0 | 0 | 0 | 0 | 0 | 17.0765 | 0 | 0 | 365.4372 | 17.0765 | 0
3505 | 0 | 0 | 13.6 | 0 | 0 | 0 | 0 | 0 | 56.635 | 354.31 | 0 | 0 | 0 | 0 | 0 | 365.44 | 94843.3 | 0 | 0 | 0 | 0 | 9.91 | 0 | 153.09 | 17.08 | 0 | 0 | 69.2797 | 0.95311 | 0 | 0 | 0 | 0 | 0 | 17.0765 | 0 | 0 | 365.4372 | 17.0765 | 0
3506 | 0 | 0 | 15.86 | 0 | 0 | 0 | 0 | 0 | 50.4076 | 302.02 | 0 | 0 | 0 | 0 | 0 | 365.44 | 94477.86 | 0 | 0 | 0 | 0 | 9.17 | 0 | 139.09 | 17.08 | 0 | 0 | 66.2676 | 0 | 0 | 0 | 0 | 0 | 0 | 17.0765 | 0 | 0 | 365.4372 | 17.0765 | 0
3507 | 0 | 0 | 17.76 | 0 | 0 | 0 | 0 | 0 | 47.5059 | 252.74 | 0 | 0 | 0 | 0 | 0 | 365.44 | 94112.42 | 0 | 0 | 0 | 0 | 8.29 | 0 | 122.31 | 17.08 | 0 | 0 | 65.2635 | 0 | 0 | 0 | 0 | 0 | 0 | 17.0765 | 0 | 0 | 365.4372 | 17.0765 | 0
3508 | 0 | 0 | 17.59 | 0 | 0 | 0 | 0 | 0 | 48.682 | 202.24 | 0 | 0 | 0 | 0 | 0 | 365.44 | 93746.99 | 0 | 0 | 0 | 0 | 7.36 | 0 | 104.6 | 17.08 | 0 | 0 | 66.2676 | 0 | 0 | 0 | 0 | 0 | 0 | 17.0765 | 0 | 0 | 365.4372 | 17.0765 | 0
3509 | 0 | 0 | 16.13 | 0 | 0 | 0 | 0 | 0 | 55.1601 | 145.02 | 0 | 0 | 0 | 0 | 0 | 365.44 | 93381.55 | 0 | 0 | 0 | 0 | 6.45 | 0 | 87.38 | 17.08 | 0 | 0 | 71.2878 | 0 | 0 | 0 | 0 | 0 | 0 | 17.0765 | 0 | 0 | 365.4372 | 17.0765 | 0
3510 | 0 | 0 | 14.28 | 0 | 0 | 0 | 0 | 0 | 62.9781 | 79.69 | 0 | 0 | 0 | 0 | 0 | 365.44 | 93016.11 | 0 | 0 | 0 | 0 | 5.52 | 0 | 69.73 | 17.08 | 0 | 0 | 76.3081 | 0.95311 | 0 | 0 | 0 | 0 | 0 | 17.0765 | 0 | 0 | 365.4372 | 17.0765 | 0
3511 | 0 | 0 | 12.59 | 0 | 0 | 0 | 0 | 0 | 70.6419 | 6.41 | 0 | 0 | 0 | 0 | 0 | 365.44 | 92650.67 | 0 | 0 | 0 | 0 | 4.62 | 0 | 52.68 | 17.08 | 0 | 0 | 81.3284 | 1.9062 | 0 | 0 | 0 | 0 | 0 | 17.0765 | 0 | 0 | 365.4372 | 17.0765 | 0
3512 | 4.77 | 240.07 | 11.17 | 0 | 0 | 0 | 0 | 123.48 | 0 | 125.45 | 0 | 0 | 0 | 0 | 0 | 365.44 | 92285.24 | 0 | 0 | 1.26 | 0 | 5 | 42.12 | 77.07 | 17.08 | 0 | 0 | 85.3446 | 3.8124 | 0 | 0 | 0 | 0 | 0 | 17.0765 | 0 | 0 | 365.4372 | 17.0765 | 0
3513 | 15.88 | 716.96 | 10.02 | 0 | 0 | 0 | 0 | 157.14 | 0 | 276.93 | 0 | 0 | 0 | 489.42 | 0 | 22.84 | 92262.4 | 0 | 0 | 1.22 | 0 | 5.61 | 0 | 66.67 | 17.08 | 0 | 0 | 89.3608 | 5.7186 | 0 | 0 | 0 | 0 | 0 | 17.0765 | 0 | 0 | 365.4372 | 17.0765 | 0
3514 | 23.83 | 1001.58 | 9.38 | 0 | 0 | 0 | 0 | 62.54 | 0 | 337.21 | 0 | 0 | 0 | 835.69 | 219.55 | 0 | 92481.95 | 0 | 0 | 1.2 | 0 | 6.32 | 40.17 | 96.76 | 17.08 | 0 | 0 | 91.3689 | 3.8124 | 0 | 0 | 0 | 0 | 0 | 17.0765 | 0 | 0 | 365.4372 | 17.0765 | 0
3515 | 28.55 | 1152.94 | 9.79 | 0 | 0 | 0 | 0 | 157.14 | 0 | 488.69 | 0 | 0 | 0 | 898.16 | 263.27 | 0 | 92745.22 | 0 | 0 | 1.18 | 0 | 7.1 | 39.62 | 127.72 | 17.08 | 0 | 0 | 91.3689 | 3.8124 | 0 | 0 | 0 | 0 | 0 | 17.0765 | 0 | 0 | 365.4372 | 17.0765 | 0
3516 | 30.1 | 1200.07 | 10.89 | 0 | 0 | 0 | 0 | 157.14 | 0 | 640.17 | 0 | 0 | 0 | 987.55 | 325.85 | 0 | 93071.07 | 0 | 0 | 1.19 | 0 | 8.04 | 0 | 124.29 | 17.08 | 0 | 0 | 91.3689 | 3.8124 | 0 | 0 | 0 | 0 | 0 | 17.0765 | 0 | 0 | 365.4372 | 17.0765 | 0
3517 | 29.93 | 1195.01 | 12.23 | 0 | 0 | 0 | 0 | 0 | 0 | 640.17 | 0 | 0 | 0 | 1140.83 | 433.14 | 0 | 93504.21 | 0 | 0 | 1.2 | 0 | 9.09 | 0 | 122.47 | 17.08 | 0 | 0 | 90.3649 | 4.7655 | 0 | 0 | 0 | 0 | 0 | 17.0765 | 0 | 0 | 365.4372 | 17.0765 | 0
3518 | 28.21 | 1142.59 | 13.37 | 0 | 0 | 0 | 0 | 0 | 0 | 640.17 | 0 | 0 | 0 | 1088.87 | 396.77 | 0 | 93900.99 | 0 | 0 | 1.18 | 0 | 10.15 | 0 | 121.3 | 17.08 | 0 | 0 | 89.3608 | 4.7655 | 0 | 0 | 0 | 0 | 0 | 17.0765 | 0 | 0 | 365.4372 | 17.0765 | 0
3519 | 30.31 | 1206.37 | 14.04 | 0 | 0 | 0 | 0 | 0 | 0 | 640.17 | 0 | 0 | 0 | 1117.44 | 416.77 | 0 | 94317.76 | 0 | 0 | 1.13 | 0 | 11.16 | 38.02 | 156.13 | 17.08 | 0 | 0 | 89.3608 | 4.7655 | 0 | 0 | 0 | 0 | 0 | 17.0765 | 0 | 0 | 365.4372 | 17.0765 | 0
3520 | 33.18 | 1290.19 | 13.74 | 0 | 0 | 0 | 0 | 0 | 0 | 640.17 | 0 | 0 | 0 | 1240.86 | 503.16 | 0 | 94820.92 | 0 | 0 | 1.12 | 0 | 12.17 | 0 | 155.25 | 17.08 | 0 | 0 | 90.3649 | 4.7655 | 0 | 0 | 0 | 0 | 0 | 17.0765 | 0 | 0 | 365.4372 | 17.0765 | 0
3521 | 37.35 | 1405.61 | 12.34 | 0 | 0 | 0 | 0 | 0 | 0 | 640.17 | 0 | 0 | 0 | 1319.31 | 558.08 | 0 | 95379 | 0 | 0 | 1.13 | 0 | 13.21 | 37.78 | 190.49 | 17.08 | 0 | 0 | 91.3689 | 5.7186 | 0 | 0 | 0 | 0 | 0 | 17.0765 | 0 | 0 | 365.4372 | 17.0765 | 0
3522 | 40.26 | 1481.75 | 10.66 | 0 | 0 | 0 | 0 | 157.14 | 0 | 791.65 | 0 | 0 | 0 | 1237.82 | 501.04 | 0 | 95880.04 | 0 | 0 | 1.12 | 0 | 14.11 | 37.55 | 223.08 | 17.08 | 0 | 0 | 92.373 | 6.6717 | 0 | 0 | 0 | 0 | 0 | 17.0765 | 0 | 0 | 365.4372 | 17.0765 | 0
3523 | 8.08 | 393.15 | 9.25 | 0 | 0 | 0 | 0 | 157.14 | 0 | 943.13 | 0 | 0 | 0 | 110.28 | 0 | 288.24 | 95591.8 | 0 | 0 | 1.13 | 0 | 14.8 | 37.87 | 251.66 | 17.08 | 0 | 0 | 97.3933 | 6.6717 | 0 | 0 | 0 | 0 | 0 | 17.0765 | 0 | 0 | 365.4372 | 17.0765 | 0
3524 | 0 | 0 | 8.29 | 0 | 0 | 0 | 0 | 0 | 99.9861 | 839.42 | 0 | 0 | 0 | 0 | 0 | 365.44 | 95226.36 | 0 | 0 | 0.14 | 0 | 14.46 | 0 | 242.64 | 17.08 | 0 | 0 | 102.4135 | 5.7186 | 0 | 0 | 0 | 0 | 0 | 17.0765 | 0 | 0 | 365.4372 | 17.0765 | 0
3525 | 0 | 0 | 7.95 | 0 | 0 | 0 | 0 | 0 | 100.2271 | 735.44 | 0 | 0 | 0 | 0 | 0 | 365.44 | 94860.92 | 0 | 0 | 0 | 0 | 13.87 | 0 | 231.44 | 17.08 | 0 | 0 | 103.4176 | 4.7655 | 0 | 0 | 0 | 0 | 0 | 17.0765 | 0 | 0 | 365.4372 | 17.0765 | 0
3526 | 0 | 0 | 7.93 | 0 | 0 | 0 | 0 | 0 | 92.2741 | 639.72 | 0 | 0 | 0 | 0 | 0 | 365.44 | 94495.48 | 0 | 0 | 0 | 0 | 13.2 | 0 | 218.74 | 17.08 | 0 | 0 | 96.3892 | 3.8124 | 0 | 0 | 0 | 0 | 0 | 17.0765 | 0 | 0 | 365.4372 | 17.0765 | 0
3527 | 0 | 0 | 8.21 | 0 | 0 | 0 | 0 | 0 | 79.9927 | 556.74 | 0 | 0 | 0 | 0 | 0 | 365.44 | 94130.05 | 0 | 0 | 0 | 0 | 12.48 | 0 | 205 | 17.08 | 0 | 0 | 85.3446 | 2.8593 | 0 | 0 | 0 | 0 | 0 | 17.0765 | 0 | 0 | 365.4372 | 17.0765 | 0
3528 | 0 | 0 | 8.6 | 0 | 0 | 0 | 0 | 0 | 70.613 | 483.49 | 0 | 0 | 0 | 0 | 0 | 365.44 | 93764.61 | 0 | 0 | 0 | 0 | 11.76 | 0 | 191.4 | 17.08 | 0 | 0 | 77.3122 | 1.9062 | 0 | 0 | 0 | 0 | 0 | 17.0765 | 0 | 0 | 365.4372 | 17.0765 | 0
3529 | 0 | 0 | 8.82 | 0 | 0 | 0 | 0 | 0 | 64.4241 | 416.66 | 0 | 0 | 0 | 0 | 0 | 365.44 | 93399.17 | 0 | 0 | 0 | 0 | 11.11 | 0 | 178.96 | 17.08 | 0 | 0 | 72.2919 | 0.95311 | 0 | 0 | 0 | 0 | 0 | 17.0765 | 0 | 0 | 365.4372 | 17.0765 | 0
3530 | 0 | 0 | 8.82 | 0 | 0 | 0 | 0 | 0 | 60.4621 | 353.94 | 0 | 0 | 0 | 0 | 0 | 365.44 | 93033.74 | 0 | 0 | 0 | 0 | 10.37 | 0 | 164.96 | 17.08 | 0 | 0 | 69.2797 | 0 | 0 | 0 | 0 | 0 | 0 | 17.0765 | 0 | 0 | 365.4372 | 17.0765 | 0
3531 | 0 | 0 | 8.65 | 0 | 0 | 0 | 0 | 0 | 58.6208 | 293.13 | 0 | 0 | 0 | 0 | 0 | 365.44 | 92668.3 | 0 | 0 | 0 | 0 | 9.49 | 0 | 148.19 | 17.08 | 0 | 0 | 67.2716 | 0 | 0 | 0 | 0 | 0 | 0 | 17.0765 | 0 | 0 | 365.4372 | 17.0765 | 0
3532 | 0 | 0 | 8.14 | 0 | 0 | 0 | 0 | 0 | 61.1369 | 229.71 | 0 | 0 | 0 | 0 | 0 | 365.44 | 92302.86 | 0 | 0 | 0 | 0 | 8.56 | 0 | 130.48 | 17.08 | 0 | 0 | 69.2797 | 0 | 0 | 0 | 0 | 0 | 0 | 17.0765 | 0 | 0 | 365.4372 | 17.0765 | 0
3533 | 0 | 0 | 7.29 | 0 | 0 | 0 | 0 | 0 | 65.0025 | 162.28 | 0 | 0 | 0 | 0 | 0 | 365.44 | 91937.42 | 0 | 0 | 0 | 0 | 7.65 | 0 | 113.25 | 17.08 | 0 | 0 | 72.2919 | 0 | 0 | 0 | 0 | 0 | 0 | 17.0765 | 0 | 0 | 365.4372 | 17.0765 | 0
3534 | 0 | 0 | 6.32 | 0 | 0 | 0 | 0 | 0 | 71.9433 | 87.65 | 0 | 0 | 0 | 0 | 0 | 365.44 | 91571.99 | 0 | 0 | 0 | 0 | 6.72 | 0 | 95.6 | 17.08 | 0 | 0 | 77.3122 | 0.95311 | 0 | 0 | 0 | 0 | 0 | 17.0765 | 0 | 0 | 365.4372 | 17.0765 | 0
3535 | 0 | 0 | 5.36 | 0 | 0 | 0 | 0 | 0 | 78.8745 | 5.82 | 0 | 0 | 0 | 0 | 0 | 365.44 | 91206.55 | 0 | 0 | 0 | 0 | 5.82 | 0 | 78.55 | 17.08 | 0 | 0 | 82.3324 | 1.9062 | 0 | 0 | 0 | 0 | 0 | 17.0765 | 0 | 0 | 365.4372 | 17.0765 | 0
3536 | 16.16 | 727.57 | 4.48 | 0 | 0 | 0 | 0 | 157.14 | 0 | 157.3 | 0 | 0 | 0 | 499.66 | 0 | 15.68 | 91190.87 | 0 | 0 | 1.26 | 0 | 6.2 | 0 | 62.93 | 17.08 | 0 | 0 | 86.3487 | 3.8124 | 0 | 0 | 0 | 0 | 0 | 17.0765 | 0 | 0 | 365.4372 | 17.0765 | 0
3537 | 28.29 | 1144.98 | 3.73 | 0 | 0 | 0 | 0 | 157.14 | 0 | 308.78 | 0 | 0 | 0 | 922.56 | 280.36 | 0 | 91471.23 | 0 | 0 | 1.22 | 0 | 6.81 | 0 | 52.53 | 17.08 | 0 | 0 | 90.3649 | 5.7186 | 0 | 0 | 0 | 0 | 0 | 17.0765 | 0 | 0 | 365.4372 | 17.0765 | 0
3538 | 33.56 | 1301.08 | 3.17 | 0 | 0 | 0 | 0 | 157.14 | 0 | 460.26 | 0 | 0 | 0 | 1043.11 | 364.74 | 0 | 91835.97 | 0 | 0 | 1.2 | 0 | 7.52 | 40.17 | 82.62 | 17.08 | 0 | 0 | 92.373 | 3.8124 | 0 | 0 | 0 | 0 | 0 | 17.0765 | 0 | 0 | 365.4372 | 17.0765 | 0
3539 | 38.68 | 1440.8 | 2.83 | 0 | 0 | 0 | 0 | 6.98 | 0 | 466.99 | 0 | 0 | 0 | 1377.96 | 599.13 | 0 | 92435.1 | 0 | 0 | 1.18 | 0 | 8.3 | 0 | 75.94 | 17.08 | 0 | 0 | 92.373 | 3.8124 | 0 | 0 | 0 | 0 | 0 | 17.0765 | 0 | 0 | 365.4372 | 17.0765 | 0
3540 | 40.14 | 1478.51 | 2.73 | 0 | 0 | 0 | 0 | 6.36 | 0 | 473.12 | 0 | 0 | 0 | 1377.96 | 599.13 | 0 | 93034.24 | 0 | 0 | 1.19 | 0 | 9.24 | 39.7 | 110.21 | 17.08 | 0 | 0 | 92.373 | 3.8124 | 0 | 0 | 0 | 0 | 0 | 17.0765 | 0 | 0 | 365.4372 | 17.0765 | 0
3541 | 40.38 | 1484.63 | 2.79 | 0 | 0 | 0 | 0 | 157.14 | 0 | 624.6 | 0 | 0 | 0 | 1233.01 | 497.67 | 0 | 93531.91 | 0 | 0 | 1.2 | 0 | 10.29 | 40.31 | 146.69 | 17.08 | 0 | 0 | 91.3689 | 4.7655 | 0 | 0 | 0 | 0 | 0 | 17.0765 | 0 | 0 | 365.4372 | 17.0765 | 0
3542 | 39.69 | 1467.07 | 2.97 | 0 | 0 | 0 | 0 | 35.46 | 0 | 658.78 | 0 | 0 | 0 | 1377.96 | 599.13 | 0 | 94131.04 | 0 | 0 | 1.18 | 0 | 11.35 | 0 | 145.53 | 17.08 | 0 | 0 | 90.3649 | 4.7655 | 0 | 0 | 0 | 0 | 0 | 17.0765 | 0 | 0 | 365.4372 | 17.0765 | 0
3543 | 37.96 | 1421.8 | 3.28 | 0 | 0 | 0 | 0 | 0 | 0 | 658.78 | 0 | 0 | 0 | 1328.77 | 564.7 | 0 | 94695.74 | 0 | 0 | 1.13 | 0 | 12.36 | 38.02 | 180.36 | 17.08 | 0 | 0 | 90.3649 | 4.7655 | 0 | 0 | 0 | 0 | 0 | 17.0765 | 0 | 0 | 365.4372 | 17.0765 | 0
3544 | 35.97 | 1368.23 | 4.02 | 0 | 0 | 0 | 0 | 142.54 | 0 | 796.19 | 0 | 0 | 0 | 1168.43 | 452.46 | 0 | 95148.2 | 0 | 0 | 1.12 | 0 | 13.38 | 0 | 179.48 | 17.08 | 0 | 0 | 91.3689 | 4.7655 | 0 | 0 | 0 | 0 | 0 | 17.0765 | 0 | 0 | 365.4372 | 17.0765 | 0
3545 | 33.59 | 1301.93 | 5.03 | 0 | 0 | 0 | 0 | 157.14 | 0 | 947.67 | 0 | 0 | 0 | 1046.41 | 367.05 | 0 | 95515.25 | 0 | 0 | 1.13 | 0 | 14.41 | 37.78 | 214.71 | 17.08 | 0 | 0 | 92.373 | 5.7186 | 0 | 0 | 0 | 0 | 0 | 17.0765 | 0 | 0 | 365.4372 | 17.0765 | 0
3546 | 35.75 | 1362.24 | 5.99 | 0 | 0 | 0 | 0 | 0 | 0 | 947.67 | 0 | 0 | 0 | 1302.81 | 546.53 | 0 | 96061.78 | 0 | 0 | 1.12 | 0 | 15.32 | 0 | 211.63 | 17.08 | 0 | 0 | 93.377 | 6.6717 | 0 | 0 | 0 | 0 | 0 | 17.0765 | 0 | 0 | 365.4372 | 17.0765 | 0
3547 | 7.57 | 370.47 | 6.67 | 0 | 0 | 0 | 0 | 0 | 0 | 947.67 | 0 | 0 | 0 | 240.65 | 0 | 196.98 | 95864.8 | 0 | 0 | 1.13 | 0 | 16 | 37.87 | 240.21 | 17.08 | 0 | 0 | 98.3973 | 6.6717 | 0 | 0 | 0 | 0 | 0 | 17.0765 | 0 | 0 | 365.4372 | 17.0765 | 0
3548 | 0 | 0 | 7.28 | 0 | 0 | 0 | 0 | 0 | 89.17 | 855.17 | 0 | 0 | 0 | 0 | 0 | 392.44 | 95472.35 | 27.01 | 12.6947 | 0 | 0 | 15.52 | 0 | 231.19 | 17.08 | 0 | 0 | 103.4176 | 5.7186 | 0 | 0 | 0 | 0 | 0 | 17.0765 | 0 | 0 | 365.4372 | 17.0765 | 0
3549 | 0 | 0 | 7.73 | 0 | 0 | 0 | 0 | 0 | 100.7091 | 750.7 | 0 | 0 | 0 | 0 | 0 | 365.44 | 95106.92 | 0 | 0 | 0 | 0.741 | 14.15 | 0 | 219.99 | 17.08 | 0 | 0 | 104.4216 | 4.7655 | 0 | 0 | 0 | 0 | 0 | 17.0765 | 0 | 0 | 365.4372 | 17.0765 | 0
3550 | 0 | 0 | 7.2 | 0 | 0 | 0 | 0 | 0 | 81.3134 | 666.35 | 0 | 0 | 0 | 0 | 0 | 392.44 | 94714.47 | 27.01 | 12.6947 | 0 | 0 | 13.48 | 0 | 207.29 | 17.08 | 0 | 0 | 97.3933 | 3.8124 | 0 | 0 | 0 | 0 | 0 | 17.0765 | 0 | 0 | 365.4372 | 17.0765 | 0
3551 | 0 | 0 | 6.34 | 0 | 0 | 0 | 0 | 0 | 81.6412 | 581.66 | 0 | 0 | 0 | 0 | 0 | 365.44 | 94349.04 | 0 | 0 | 0 | 1.2255 | 11.47 | 0 | 193.55 | 17.08 | 0 | 0 | 86.3487 | 2.8593 | 0 | 0 | 0 | 0 | 0 | 17.0765 | 0 | 0 | 365.4372 | 17.0765 | 0
3552 | 0 | 0 | 5.8 | 0 | 0 | 0 | 0 | 0 | 73.4182 | 505.51 | 0 | 0 | 0 | 0 | 0 | 365.44 | 93983.6 | 0 | 0 | 0 | 0 | 10.75 | 0 | 179.95 | 17.08 | 0 | 0 | 77.3122 | 1.9062 | 0 | 0 | 0 | 0 | 0 | 17.0765 | 0 | 0 | 365.4372 | 17.0765 | 0
3553 | 0 | 0 | 5.6 | 0 | 0 | 0 | 0 | 0 | 68.6464 | 434.29 | 0 | 0 | 0 | 0 | 0 | 365.44 | 93618.16 | 0 | 0 | 0 | 0 | 10.1 | 0 | 167.51 | 17.08 | 0 | 0 | 73.296 | 0.95311 | 0 | 0 | 0 | 0 | 0 | 17.0765 | 0 | 0 | 365.4372 | 17.0765 | 0
3554 | 0 | 0 | 5.68 | 0 | 0 | 0 | 0 | 0 | 53.8105 | 378.47 | 0 | 0 | 0 | 0 | 0 | 386.26 | 93231.9 | 20.82 | 9.7854 | 0 | 0 | 9.36 | 0 | 153.51 | 17.08 | 0 | 0 | 69.2797 | 0 | 0 | 0 | 0 | 0 | 0 | 17.0765 | 0 | 0 | 365.4372 | 17.0765 | 0
3555 | 0 | 0 | 5.62 | 0 | 0 | 0 | 0 | 0 | 61.3393 | 314.84 | 0 | 0 | 0 | 0 | 0 | 365.44 | 92866.46 | 0 | 0 | 0 | 1.311 | 7.1 | 0 | 136.74 | 17.08 | 0 | 0 | 68.2757 | 0 | 0 | 0 | 0 | 0 | 0 | 17.0765 | 0 | 0 | 365.4372 | 17.0765 | 0
3556 | 0 | 0 | 6.82 | 0 | 0 | 0 | 0 | 0 | 62.4576 | 250.05 | 0 | 0 | 0 | 0 | 0 | 365.44 | 92501.03 | 0 | 0 | 0 | 0 | 6.16 | 0 | 119.03 | 17.08 | 0 | 0 | 69.2797 | 0 | 0 | 0 | 0 | 0 | 0 | 17.0765 | 0 | 0 | 365.4372 | 17.0765 | 0
3557 | 0 | 0 | 8.59 | 0 | 0 | 0 | 0 | 0 | 63.7011 | 183.97 | 0 | 0 | 0 | 0 | 0 | 365.44 | 92135.59 | 0 | 0 | 0 | 0 | 5.26 | 0 | 101.8 | 17.08 | 0 | 0 | 72.2919 | 0 | 0 | 0 | 0 | 0 | 0 | 17.0765 | 0 | 0 | 365.4372 | 17.0765 | 0
3558 | 0 | 0 | 10.03 | 0 | 0 | 0 | 0 | 0 | 66.9498 | 114.52 | 0 | 0 | 0 | 0 | 0 | 365.44 | 91770.15 | 0 | 0 | 0 | 1.2825 | 2.98 | 0 | 84.15 | 17.08 | 0 | 0 | 77.3122 | 0.95311 | 0 | 0 | 0 | 0 | 0 | 17.0765 | 0 | 0 | 365.4372 | 17.0765 | 0
3559 | 0 | 0 | 11.12 | 0 | 0 | 0 | 0 | 0 | 73.1194 | 38.67 | 0 | 0 | 0 | 0 | 0 | 365.44 | 91404.71 | 0 | 0 | 0 | 0 | 2.08 | 0 | 67.11 | 17.08 | 0 | 0 | 82.3324 | 1.9062 | 0 | 0 | 0 | 0 | 0 | 17.0765 | 0 | 0 | 365.4372 | 17.0765 | 0
3560 | 0.52 | 27.35 | 12.13 | 0 | 0 | 0 | 0 | 0 | 37.2779 | 0 | 0 | 0 | 0 | 0 | 0 | 392.44 | 91012.27 | 27.01 | 12.6947 | 0 | 1.197 | 0 | 0 | 51.48 | 17.08 | 0 | 0 | 87.3527 | 3.8124 | 0 | 0 | 0 | 0 | 0 | 17.0765 | 0 | 0 | 365.4372 | 17.0765 | 0
3561 | 3.78 | 192.13 | 13.06 | 0 | 0 | 0 | 0 | 0.64 | 0 | 0.61 | 0 | 0 | 0 | 70.04 | 0 | 316.41 | 90695.86 | 0 | 0 | 1.22 | 0 | 0.61 | 40.97 | 80.01 | 17.08 | 0 | 0 | 90.3649 | 5.7186 | 0 | 0 | 0 | 0 | 0 | 17.0765 | 0 | 0 | 365.4372 | 17.0765 | 0
3562 | 5.88 | 292.6 | 11.44 | 0 | 0 | 0 | 0 | 157.14 | 0 | 152.09 | 0 | 0 | 0 | 15.23 | 0 | 354.78 | 90341.09 | 0 | 0 | 1.2 | 0 | 1.33 | 40.17 | 110.09 | 17.08 | 0 | 0 | 92.373 | 3.8124 | 0 | 0 | 0 | 0 | 0 | 17.0765 | 0 | 0 | 365.4372 | 17.0765 | 0
3563 | 4.5 | 227.15 | 9.34 | 0 | 0 | 0 | 0 | 143.62 | 0 | 290.55 | 0 | 0 | 0 | 0 | 0 | 365.44 | 89975.65 | 0 | 0 | 1.18 | 0 | 2.1 | 0 | 103.41 | 17.08 | 0 | 0 | 92.373 | 3.8124 | 0 | 0 | 0 | 0 | 0 | 17.0765 | 0 | 0 | 365.4372 | 17.0765 | 0
3564 | 9.87 | 471.79 | 8.05 | 0 | 0 | 0 | 0 | 40.85 | 0 | 329.92 | 0 | 0 | 0 | 311.8 | 0 | 147.18 | 89828.47 | 0 | 0 | 1.19 | 0 | 3.05 | 39.7 | 137.69 | 17.08 | 0 | 0 | 92.373 | 3.8124 | 0 | 0 | 0 | 0 | 0 | 17.0765 | 0 | 0 | 365.4372 | 17.0765 | 0
3565 | 16.23 | 730.31 | 7.3 | 0 | 0 | 0 | 0 | 157.14 | 0 | 481.4 | 0 | 0 | 0 | 499.36 | 0 | 15.88 | 89812.59 | 0 | 0 | 1.2 | 0 | 4.09 | 0 | 135.87 | 17.08 | 0 | 0 | 91.3689 | 4.7655 | 0 | 0 | 0 | 0 | 0 | 17.0765 | 0 | 0 | 365.4372 | 17.0765 | 0
3566 | 22.57 | 959.3 | 6.99 | 0 | 0 | 0 | 0 | 157.14 | 0 | 632.88 | 0 | 0 | 0 | 735.42 | 149.36 | 0 | 89961.95 | 0 | 0 | 1.18 | 0 | 5.15 | 0 | 134.71 | 17.08 | 0 | 0 | 90.3649 | 4.7655 | 0 | 0 | 0 | 0 | 0 | 17.0765 | 0 | 0 | 365.4372 | 17.0765 | 0
3567 | 15.23 | 691.79 | 7.16 | 0 | 0 | 0 | 0 | 0 | 0 | 632.88 | 0 | 0 | 0 | 619.66 | 68.32 | 0 | 90030.27 | 0 | 0 | 0.41 | 0 | 5.47 | 0 | 133.42 | 17.08 | 0 | 0 | 89.3608 | 4.7655 | 0 | 0 | 0 | 0 | 0 | 17.0765 | 0 | 0 | 365.4372 | 17.0765 | 0
3568 | 8.05 | 391.71 | 9.44 | 0 | 0 | 0 | 0 | 157.14 | 0 | 784.36 | 0 | 0 | 0 | 118.29 | 0 | 282.63 | 89747.64 | 0 | 0 | 1.12 | 0 | 6.49 | 37.52 | 168.18 | 17.08 | 0 | 0 | 90.3649 | 4.7655 | 0 | 0 | 0 | 0 | 0 | 17.0765 | 0 | 0 | 365.4372 | 17.0765 | 0
3569 | 2.91 | 149.11 | 13.39 | 0 | 0 | 0 | 0 | 67.19 | 0 | 849.14 | 0 | 0 | 0 | 0 | 0 | 365.44 | 89382.2 | 0 | 0 | 1.13 | 0 | 7.52 | 0 | 167.53 | 17.08 | 0 | 0 | 91.3689 | 5.7186 | 0 | 0 | 0 | 0 | 0 | 17.0765 | 0 | 0 | 365.4372 | 17.0765 | 0
3570 | 4.33 | 218.72 | 17.89 | 0 | 0 | 0 | 0 | 102.22 | 0 | 947.67 | 0 | 0 | 0 | 0 | 0 | 365.44 | 89016.76 | 0 | 0 | 1.12 | 0 | 8.43 | 37.55 | 200.12 | 17.08 | 0 | 0 | 93.377 | 6.6717 | 0 | 0 | 0 | 0 | 0 | 17.0765 | 0 | 0 | 365.4372 | 17.0765 | 0
3571 | 2.62 | 134.89 | 22.52 | 0 | 0 | 0 | 0 | 0 | 0 | 947.67 | 0 | 0 | 0 | 16.96 | 0 | 353.56 | 88663.2 | 0 | 0 | 1.13 | 0 | 9.11 | 37.87 | 228.7 | 17.08 | 0 | 0 | 97.3933 | 6.6717 | 0 | 0 | 0 | 0 | 0 | 17.0765 | 0 | 0 | 365.4372 | 17.0765 | 0
3572 | 0 | 0 | 27.12 | 0 | 0 | 0 | 0 | 0 | 82.0171 | 862.59 | 0 | 0 | 0 | 0 | 0 | 365.44 | 88297.76 | 0 | 0 | 0 | 0 | 8.64 | 0 | 219.68 | 17.08 | 0 | 0 | 103.4176 | 5.7186 | 0 | 0 | 0 | 0 | 0 | 17.0765 | 0 | 0 | 365.4372 | 17.0765 | 0
3573 | 0 | 0 | 31.26 | 0 | 0 | 0 | 0 | 0 | 76.9272 | 782.79 | 0 | 0 | 0 | 0 | 0 | 365.44 | 87932.32 | 0 | 0 | 0 | 0 | 8.05 | 0 | 208.49 | 17.08 | 0 | 0 | 103.4176 | 4.7655 | 0 | 0 | 0 | 0 | 0 | 17.0765 | 0 | 0 | 365.4372 | 17.0765 | 0
3574 | 0 | 0 | 30.77 | 0 | 0 | 0 | 0 | 0 | 69.4273 | 710.77 | 0 | 0 | 0 | 0 | 0 | 365.44 | 87566.89 | 0 | 0 | 0 | 0 | 7.38 | 0 | 195.78 | 17.08 | 0 | 0 | 96.3892 | 3.8124 | 0 | 0 | 0 | 0 | 0 | 17.0765 | 0 | 0 | 365.4372 | 17.0765 | 0
3575 | 0 | 0 | 29.65 | 0 | 0 | 0 | 0 | 0 | 58.5534 | 650.03 | 0 | 0 | 0 | 0 | 0 | 365.44 | 87201.45 | 0 | 0 | 0 | 0 | 6.66 | 0 | 182.04 | 17.08 | 0 | 0 | 85.3446 | 2.8593 | 0 | 0 | 0 | 0 | 0 | 17.0765 | 0 | 0 | 365.4372 | 17.0765 | 0
3576 | 0 | 0 | 29.85 | 0 | 0 | 0 | 0 | 0 | 48.3639 | 599.86 | 0 | 0 | 0 | 0 | 0 | 365.44 | 86836.01 | 0 | 0 | 0 | 0 | 5.94 | 0 | 168.44 | 17.08 | 0 | 0 | 76.3081 | 1.9062 | 0 | 0 | 0 | 0 | 0 | 17.0765 | 0 | 0 | 365.4372 | 17.0765 | 0
3577 | 0 | 0 | 30.48 | 0 | 0 | 0 | 0 | 0 | 41.7605 | 556.54 | 0 | 0 | 0 | 0 | 0 | 365.44 | 86470.57 | 0 | 0 | 0 | 0 | 5.28 | 0 | 156 | 17.08 | 0 | 0 | 71.2878 | 0.95311 | 0 | 0 | 0 | 0 | 0 | 17.0765 | 0 | 0 | 365.4372 | 17.0765 | 0
3578 | 0 | 0 | 30.59 | 0 | 0 | 0 | 0 | 0 | 37.6828 | 517.44 | 0 | 0 | 0 | 0 | 0 | 365.44 | 86105.14 | 0 | 0 | 0 | 0 | 4.55 | 0 | 142.01 | 17.08 | 0 | 0 | 68.2757 | 0 | 0 | 0 | 0 | 0 | 0 | 17.0765 | 0 | 0 | 365.4372 | 17.0765 | 0
3579 | 0 | 0 | 30.1 | 0 | 0 | 0 | 0 | 0 | 37.1718 | 478.89 | 0 | 0 | 0 | 0 | 0 | 365.44 | 85739.7 | 0 | 0 | 0 | 0 | 3.66 | 0 | 125.23 | 17.08 | 0 | 0 | 67.2716 | 0 | 0 | 0 | 0 | 0 | 0 | 17.0765 | 0 | 0 | 365.4372 | 17.0765 | 0
3580 | 0 | 0 | 29.9 | 0 | 0 | 0 | 0 | 0 | 38.3768 | 439.08 | 0 | 0 | 0 | 0 | 0 | 365.44 | 85374.26 | 0 | 0 | 0 | 0 | 2.73 | 0 | 107.52 | 17.08 | 0 | 0 | 68.2757 | 0 | 0 | 0 | 0 | 0 | 0 | 17.0765 | 0 | 0 | 365.4372 | 17.0765 | 0
3581 | 0 | 0 | 28.6 | 0 | 0 | 0 | 0 | 0 | 42.6859 | 394.79 | 0 | 0 | 0 | 0 | 0 | 365.44 | 85008.83 | 0 | 0 | 0 | 0 | 1.83 | 0 | 90.3 | 17.08 | 0 | 0 | 71.2878 | 0 | 0 | 0 | 0 | 0 | 0 | 17.0765 | 0 | 0 | 365.4372 | 17.0765 | 0
3582 | 0 | 0 | 25.89 | 0 | 0 | 0 | 0 | 0 | 51.3716 | 341.51 | 0 | 0 | 0 | 0 | 0 | 365.44 | 84643.39 | 0 | 0 | 0 | 0 | 0.9 | 0 | 72.65 | 17.08 | 0 | 0 | 76.3081 | 0.95311 | 0 | 0 | 0 | 0 | 0 | 17.0765 | 0 | 0 | 365.4372 | 17.0765 | 0
3583 | 0 | 0 | 22.71 | 0 | 0 | 0 | 0 | 0 | 60.5296 | 278.72 | 0 | 0 | 0 | 0 | 0 | 365.44 | 84277.95 | 0 | 0 | 0 | 0 | 0 | 0 | 55.6 | 17.08 | 0 | 0 | 81.3284 | 1.9062 | 0 | 0 | 0 | 0 | 0 | 17.0765 | 0 | 0 | 365.4372 | 17.0765 | 0
3584 | 16.99 | 758.87 | 19.74 | 0 | 0 | 0 | 0 | 23.67 | 0 | 301.54 | 0 | 0 | 0 | 639.38 | 82.13 | 0 | 84360.08 | 0 | 0 | 1.26 | 0 | 0.37 | 42.12 | 79.99 | 17.08 | 0 | 0 | 85.3446 | 3.8124 | 0 | 0 | 0 | 0 | 0 | 17.0765 | 0 | 0 | 365.4372 | 17.0765 | 0
3585 | 23.36 | 985.87 | 17.11 | 0 | 0 | 0 | 0 | 0 | 0 | 301.54 | 0 | 0 | 0 | 930.04 | 285.59 | 0 | 84645.67 | 0 | 0 | 1.22 | 0 | 0.99 | 0 | 69.59 | 17.08 | 0 | 0 | 89.3608 | 5.7186 | 0 | 0 | 0 | 0 | 0 | 17.0765 | 0 | 0 | 365.4372 | 17.0765 | 0
3586 | 32.18 | 1261.57 | 16.8 | 0 | 0 | 0 | 0 | 157.14 | 0 | 453.03 | 0 | 0 | 0 | 1057.04 | 374.49 | 0 | 85020.16 | 0 | 0 | 1.2 | 0 | 1.7 | 0 | 61.51 | 17.08 | 0 | 0 | 91.3689 | 3.8124 | 0 | 0 | 0 | 0 | 0 | 17.0765 | 0 | 0 | 365.4372 | 17.0765 | 0
3587 | 38.15 | 1426.71 | 18.3 | 0 | 0 | 0 | 0 | 157.14 | 0 | 604.51 | 0 | 0 | 0 | 1190.03 | 467.58 | 0 | 85487.75 | 0 | 0 | 1.18 | 0 | 2.47 | 39.62 | 92.47 | 17.08 | 0 | 0 | 91.3689 | 3.8124 | 0 | 0 | 0 | 0 | 0 | 17.0765 | 0 | 0 | 365.4372 | 17.0765 | 0
3588 | 39.23 | 1455.07 | 20.73 | 0 | 0 | 0 | 0 | 41.71 | 0 | 644.71 | 0 | 0 | 0 | 1377.96 | 599.13 | 0 | 86086.88 | 0 | 0 | 1.19 | 0 | 3.42 | 0 | 89.04 | 17.08 | 0 | 0 | 90.3649 | 3.8124 | 0 | 0 | 0 | 0 | 0 | 17.0765 | 0 | 0 | 365.4372 | 17.0765 | 0
3589 | 38.78 | 1443.36 | 23.47 | 0 | 0 | 0 | 0 | 0 | 0 | 644.71 | 0 | 0 | 0 | 1371.09 | 594.33 | 0 | 86681.21 | 0 | 0 | 0.08 | 0 | 3.4 | 40.31 | 125.52 | 17.08 | 0 | 0 | 89.3608 | 4.7655 | 0 | 0 | 0 | 0 | 0 | 17.0765 | 0 | 0 | 365.4372 | 17.0765 | 0
3590 | 37.2 | 1401.43 | 26.36 | 0 | 0 | 0 | 0 | 0 | 0 | 644.71 | 0 | 0 | 0 | 1370.69 | 594.04 | 0 | 87275.25 | 0 | 0 | 1.18 | 0 | 4.46 | 0 | 124.35 | 17.08 | 0 | 0 | 88.3568 | 4.7655 | 0 | 0 | 0 | 0 | 0 | 17.0765 | 0 | 0 | 365.4372 | 17.0765 | 0
3591 | 33.48 | 1298.8 | 29.1 | 0 | 0 | 0 | 0 | 0 | 0 | 644.71 | 0 | 0 | 0 | 1229.1 | 494.94 | 0 | 87770.19 | 0 | 0 | 1.13 | 0 | 5.47 | 38.02 | 159.18 | 17.08 | 0 | 0 | 88.3568 | 4.7655 | 0 | 0 | 0 | 0 | 0 | 17.0765 | 0 | 0 | 365.4372 | 17.0765 | 0
3592 | 28.81 | 1161.05 | 30 | 0 | 0 | 0 | 0 | 157.14 | 0 | 796.19 | 0 | 0 | 0 | 929.96 | 285.53 | 0 | 88055.72 | 0 | 0 | 1.12 | 0 | 6.49 | 37.52 | 193.94 | 17.08 | 0 | 0 | 89.3608 | 4.7655 | 0 | 0 | 0 | 0 | 0 | 17.0765 | 0 | 0 | 365.4372 | 17.0765 | 0
3593 | 23.22 | 981.17 | 30.01 | 0 | 0 | 0 | 0 | 0 | 0 | 796.19 | 0 | 0 | 0 | 937.19 | 290.59 | 0 | 88346.32 | 0 | 0 | 1.13 | 0 | 7.52 | 0 | 193.29 | 17.08 | 0 | 0 | 90.3649 | 5.7186 | 0 | 0 | 0 | 0 | 0 | 17.0765 | 0 | 0 | 365.4372 | 17.0765 | 0
3594 | 23.47 | 989.62 | 29.79 | 0 | 0 | 0 | 0 | 157.14 | 0 | 947.67 | 0 | 0 | 0 | 749.03 | 158.88 | 0 | 88505.2 | 0 | 0 | 1.12 | 0 | 8.43 | 37.55 | 225.88 | 17.08 | 0 | 0 | 91.3689 | 6.6717 | 0 | 0 | 0 | 0 | 0 | 17.0765 | 0 | 0 | 365.4372 | 17.0765 | 0
3595 | 6.17 | 306.05 | 29.71 | 0 | 0 | 0 | 0 | 0 | 0 | 947.67 | 0 | 0 | 0 | 237.75 | 0 | 199.02 | 88306.18 | 0 | 0 | 1.13 | 0 | 9.11 | 0 | 218.49 | 17.08 | 0 | 0 | 96.3892 | 6.6717 | 0 | 0 | 0 | 0 | 0 | 17.0765 | 0 | 0 | 365.4372 | 17.0765 | 0
3596 | 0 | 0 | 29.42 | 0 | 0 | 0 | 0 | 0 | 77.708 | 867.06 | 0 | 0 | 0 | 0 | 0 | 365.44 | 87940.75 | 0 | 0 | 0 | 0 | 8.64 | 0 | 209.46 | 17.08 | 0 | 0 | 101.4095 | 5.7186 | 0 | 0 | 0 | 0 | 0 | 17.0765 | 0 | 0 | 365.4372 | 17.0765 | 0
3597 | 0 | 0 | 29.19 | 0 | 0 | 0 | 0 | 0 | 77.9876 | 786.16 | 0 | 0 | 0 | 0 | 0 | 365.44 | 87575.31 | 0 | 0 | 0 | 0 | 8.05 | 0 | 198.27 | 17.08 | 0 | 0 | 102.4135 | 4.7655 | 0 | 0 | 0 | 0 | 0 | 17.0765 | 0 | 0 | 365.4372 | 17.0765 | 0
3598 | 0 | 0 | 27.01 | 0 | 0 | 0 | 0 | 0 | 72.194 | 711.27 | 0 | 0 | 0 | 0 | 0 | 365.44 | 87209.87 | 0 | 0 | 0 | 0 | 7.38 | 0 | 185.56 | 17.08 | 0 | 0 | 95.3851 | 3.8124 | 0 | 0 | 0 | 0 | 0 | 17.0765 | 0 | 0 | 365.4372 | 17.0765 | 0
3599 | 0 | 0 | 24.3 | 0 | 0 | 0 | 0 | 0 | 61.8888 | 647.07 | 0 | 0 | 0 | 0 | 0 | 365.44 | 86844.44 | 0 | 0 | 0 | 0 | 6.66 | 0 | 171.83 | 17.08 | 0 | 0 | 83.3365 | 2.8593 | 0 | 0 | 0 | 0 | 0 | 17.0765 | 0 | 0 | 365.4372 | 17.0765 | 0
3600 | 0 | 0 | 22.3 | 0 | 0 | 0 | 0 | 0 | 54.9094 | 590.11 | 0 | 0 | 0 | 0 | 0 | 365.44 | 86479 | 0 | 0 | 0 | 0 | 5.94 | 0 | 158.23 | 17.08 | 0 | 0 | 75.3041 | 1.9062 | 0 | 0 | 0 | 0 | 0 | 17.0765 | 0 | 0 | 365.4372 | 17.0765 | 0
3601 | 0 | 0 | 20.64 | 0 | 0 | 0 | 0 | 0 | 50.6004 | 537.63 | 0 | 0 | 0 | 0 | 0 | 365.44 | 86113.56 | 0 | 0 | 0 | 0 | 5.28 | 0 | 145.79 | 17.08 | 0 | 0 | 70.2838 | 0.95311 | 0 | 0 | 0 | 0 | 0 | 17.0765 | 0 | 0 | 365.4372 | 17.0765 | 0
3602 | 0 | 0 | 19.28 | 0 | 0 | 0 | 0 | 0 | 47.9976 | 487.84 | 0 | 0 | 0 | 0 | 0 | 365.44 | 85748.12 | 0 | 0 | 0 | 0 | 4.55 | 0 | 131.79 | 17.08 | 0 | 0 | 67.2716 | 0 | 0 | 0 | 0 | 0 | 0 | 17.0765 | 0 | 0 | 365.4372 | 17.0765 | 0
3603 | 0 | 0 | 18.05 | 0 | 0 | 0 | 0 | 0 | 48.2096 | 437.83 | 0 | 0 | 0 | 0 | 0 | 365.44 | 85382.69 | 0 | 0 | 0 | 0 | 3.66 | 0 | 115.01 | 17.08 | 0 | 0 | 66.2676 | 0 | 0 | 0 | 0 | 0 | 0 | 17.0765 | 0 | 0 | 365.4372 | 17.0765 | 0
3604 | 0 | 0 | 20.34 | 0 | 0 | 0 | 0 | 0 | 46.9275 | 389.14 | 0 | 0 | 0 | 0 | 0 | 365.44 | 85017.25 | 0 | 0 | 0 | 0 | 2.73 | 0 | 97.3 | 17.08 | 0 | 0 | 67.2716 | 0 | 0 | 0 | 0 | 0 | 0 | 17.0765 | 0 | 0 | 365.4372 | 17.0765 | 0
3605 | 0 | 0 | 23.89 | 0 | 0 | 0 | 0 | 0 | 46.3973 | 341.01 | 0 | 0 | 0 | 0 | 0 | 365.44 | 84651.81 | 0 | 0 | 0 | 0 | 1.83 | 0 | 80.08 | 17.08 | 0 | 0 | 70.2838 | 0 | 0 | 0 | 0 | 0 | 0 | 17.0765 | 0 | 0 | 365.4372 | 17.0765 | 0
3606 | 0 | 0 | 26.71 | 0 | 0 | 0 | 0 | 0 | 49.5496 | 289.62 | 0 | 0 | 0 | 0 | 0 | 365.44 | 84286.38 | 0 | 0 | 0 | 0 | 0.9 | 0 | 62.43 | 17.08 | 0 | 0 | 75.3041 | 0.95311 | 0 | 0 | 0 | 0 | 0 | 17.0765 | 0 | 0 | 365.4372 | 17.0765 | 0
3607 | 0 | 0 | 29.2 | 0 | 0 | 0 | 0 | 0 | 53.0296 | 234.6 | 0 | 0 | 0 | 0 | 0 | 365.44 | 83920.94 | 0 | 0 | 0 | 0 | 0 | 0 | 45.38 | 17.08 | 0 | 0 | 80.3243 | 1.9062 | 0 | 0 | 0 | 0 | 0 | 17.0765 | 0 | 0 | 365.4372 | 17.0765 | 0
3608 | 3.09 | 158.05 | 31.63 | 0 | 0 | 0 | 0 | 0 | 0 | 234.6 | 0 | 0 | 0 | 61.24 | 0 | 322.57 | 83598.37 | 0 | 0 | 1.26 | 0 | 0.37 | 42.12 | 69.77 | 17.08 | 0 | 0 | 84.3406 | 3.8124 | 0 | 0 | 0 | 0 | 0 | 17.0765 | 0 | 0 | 365.4372 | 17.0765 | 0
3609 | 11.95 | 559.9 | 34 | 0 | 0 | 0 | 0 | 0 | 0 | 234.6 | 0 | 0 | 0 | 510.55 | 0 | 8.05 | 83590.32 | 0 | 0 | 1.22 | 0 | 0.99 | 0 | 59.37 | 17.08 | 0 | 0 | 88.3568 | 5.7186 | 0 | 0 | 0 | 0 | 0 | 17.0765 | 0 | 0 | 365.4372 | 17.0765 | 0
3610 | 18.66 | 821.13 | 34.43 | 0 | 0 | 0 | 0 | 0 | 0 | 234.6 | 0 | 0 | 0 | 738.67 | 151.63 | 0 | 83741.95 | 0 | 0 | 1.2 | 0 | 1.7 | 40.17 | 89.46 | 17.08 | 0 | 0 | 90.3649 | 3.8124 | 0 | 0 | 0 | 0 | 0 | 17.0765 | 0 | 0 | 365.4372 | 17.0765 | 0
3611 | 22.25 | 948.2 | 33.69 | 0 | 0 | 0 | 0 | 157.14 | 0 | 386.08 | 0 | 0 | 0 | 751.65 | 160.72 | 0 | 83902.67 | 0 | 0 | 1.18 | 0 | 2.47 | 0 | 82.78 | 17.08 | 0 | 0 | 90.3649 | 3.8124 | 0 | 0 | 0 | 0 | 0 | 17.0765 | 0 | 0 | 365.4372 | 17.0765 | 0
3612 | 24.88 | 1036.43 | 33.69 | 0 | 0 | 0 | 0 | 157.14 | 0 | 537.56 | 0 | 0 | 0 | 802.8 | 196.52 | 0 | 84099.19 | 0 | 0 | 1.19 | 0 | 3.42 | 39.7 | 117.05 | 17.08 | 0 | 0 | 90.3649 | 3.8124 | 0 | 0 | 0 | 0 | 0 | 17.0765 | 0 | 0 | 365.4372 | 17.0765 | 0
3613 | 25.73 | 1063.98 | 34.61 | 0 | 0 | 0 | 0 | 0 | 0 | 537.56 | 0 | 0 | 0 | 1028.99 | 354.85 | 0 | 84454.04 | 0 | 0 | 1.2 | 0 | 4.47 | 0 | 115.23 | 17.08 | 0 | 0 | 89.3608 | 4.7655 | 0 | 0 | 0 | 0 | 0 | 17.0765 | 0 | 0 | 365.4372 | 17.0765 | 0
3614 | 24.9 | 1036.91 | 35.98 | 0 | 0 | 0 | 0 | 0 | 0 | 537.56 | 0 | 0 | 0 | 1003.48 | 337 | 0 | 84791.04 | 0 | 0 | 1.18 | 0 | 5.52 | 0 | 114.07 | 17.08 | 0 | 0 | 88.3568 | 4.7655 | 0 | 0 | 0 | 0 | 0 | 17.0765 | 0 | 0 | 365.4372 | 17.0765 | 0
3615 | 22.99 | 973.54 | 37.89 | 0 | 0 | 0 | 0 | 0 | 0 | 537.56 | 0 | 0 | 0 | 902.15 | 266.07 | 0 | 85057.11 | 0 | 0 | 1.13 | 0 | 6.53 | 38.02 | 148.9 | 17.08 | 0 | 0 | 88.3568 | 4.7655 | 0 | 0 | 0 | 0 | 0 | 17.0765 | 0 | 0 | 365.4372 | 17.0765 | 0
3616 | 20.24 | 878.1 | 40.11 | 0 | 0 | 0 | 0 | 0 | 0 | 537.56 | 0 | 0 | 0 | 806.68 | 199.24 | 0 | 85256.35 | 0 | 0 | 1.12 | 0 | 7.55 | 37.52 | 183.66 | 17.08 | 0 | 0 | 88.3568 | 4.7655 | 0 | 0 | 0 | 0 | 0 | 17.0765 | 0 | 0 | 365.4372 | 17.0765 | 0
3617 | 17.05 | 761.39 | 42.49 | 0 | 0 | 0 | 0 | 0 | 0 | 537.56 | 0 | 0 | 0 | 723.72 | 141.17 | 0 | 85397.52 | 0 | 0 | 1.13 | 0 | 8.59 | 0 | 183.01 | 17.08 | 0 | 0 | 90.3649 | 5.7186 | 0 | 0 | 0 | 0 | 0 | 17.0765 | 0 | 0 | 365.4372 | 17.0765 | 0
3618 | 16.71 | 748.34 | 43.79 | 0 | 0 | 0 | 0 | 157.14 | 0 | 689.04 | 0 | 0 | 0 | 514.98 | 0 | 4.95 | 85392.57 | 0 | 0 | 1.12 | 0 | 9.49 | 37.55 | 215.6 | 17.08 | 0 | 0 | 91.3689 | 6.6717 | 0 | 0 | 0 | 0 | 0 | 17.0765 | 0 | 0 | 365.4372 | 17.0765 | 0
3619 | 5.41 | 270.63 | 43.77 | 0 | 0 | 0 | 0 | 82.09 | 0 | 768.18 | 0 | 0 | 0 | 134.53 | 0 | 271.26 | 85121.31 | 0 | 0 | 1.13 | 0 | 10.18 | 0 | 208.21 | 17.08 | 0 | 0 | 95.3851 | 6.6717 | 0 | 0 | 0 | 0 | 0 | 17.0765 | 0 | 0 | 365.4372 | 17.0765 | 0
3620 | 0 | 0 | 42.86 | 0 | 0 | 0 | 0 | 0 | 64.2699 | 701.51 | 0 | 0 | 0 | 0 | 0 | 365.44 | 84755.87 | 0 | 0 | 0 | 0 | 9.7 | 0 | 199.18 | 17.08 | 0 | 0 | 101.4095 | 5.7186 | 0 | 0 | 0 | 0 | 0 | 17.0765 | 0 | 0 | 365.4372 | 17.0765 | 0
3621 | 0 | 0 | 42.23 | 0 | 0 | 0 | 0 | 0 | 64.9543 | 634.13 | 0 | 0 | 0 | 0 | 0 | 365.44 | 84390.43 | 0 | 0 | 0 | 0 | 9.11 | 0 | 187.99 | 17.08 | 0 | 0 | 102.4135 | 4.7655 | 0 | 0 | 0 | 0 | 0 | 17.0765 | 0 | 0 | 365.4372 | 17.0765 | 0
3622 | 0 | 0 | 43.17 | 0 | 0 | 0 | 0 | 0 | 56.0277 | 576.01 | 0 | 0 | 0 | 0 | 0 | 365.44 | 84024.99 | 0 | 0 | 0 | 0 | 8.44 | 0 | 175.28 | 17.08 | 0 | 0 | 95.3851 | 3.8124 | 0 | 0 | 0 | 0 | 0 | 17.0765 | 0 | 0 | 365.4372 | 17.0765 | 0
3623 | 0 | 0 | 45.69 | 0 | 0 | 0 | 0 | 0 | 41.5098 | 532.95 | 0 | 0 | 0 | 0 | 0 | 365.44 | 83659.56 | 0 | 0 | 0 | 0 | 7.72 | 0 | 161.54 | 17.08 | 0 | 0 | 84.3406 | 2.8593 | 0 | 0 | 0 | 0 | 0 | 17.0765 | 0 | 0 | 365.4372 | 17.0765 | 0
3624 | 0 | 0 | 47.99 | 0 | 0 | 0 | 0 | 0 | 29.2188 | 502.63 | 0 | 0 | 0 | 0 | 0 | 365.44 | 83294.12 | 0 | 0 | 0 | 0 | 7 | 0 | 147.94 | 17.08 | 0 | 0 | 75.3041 | 1.9062 | 0 | 0 | 0 | 0 | 0 | 17.0765 | 0 | 0 | 365.4372 | 17.0765 | 0
3625 | 0 | 0 | 49.44 | 0 | 0 | 0 | 0 | 0 | 22.7986 | 478.98 | 0 | 0 | 0 | 0 | 0 | 365.44 | 82928.68 | 0 | 0 | 0 | 0 | 6.35 | 0 | 135.51 | 17.08 | 0 | 0 | 71.2878 | 0.95311 | 0 | 0 | 0 | 0 | 0 | 17.0765 | 0 | 0 | 365.4372 | 17.0765 | 0
3626 | 0 | 0 | 50.2 | 0 | 0 | 0 | 0 | 0 | 17.0724 | 461.28 | 0 | 0 | 0 | 0 | 0 | 365.44 | 82563.25 | 0 | 0 | 0 | 0 | 5.61 | 0 | 121.51 | 17.08 | 0 | 0 | 67.2716 | 0 | 0 | 0 | 0 | 0 | 0 | 17.0765 | 0 | 0 | 365.4372 | 17.0765 | 0
3627 | 0 | 0 | 50.48 | 0 | 0 | 0 | 0 | 0 | 15.7903 | 444.9 | 0 | 0 | 0 | 0 | 0 | 365.44 | 82197.81 | 0 | 0 | 0 | 0 | 4.73 | 0 | 104.73 | 17.08 | 0 | 0 | 66.2676 | 0 | 0 | 0 | 0 | 0 | 0 | 17.0765 | 0 | 0 | 365.4372 | 17.0765 | 0
3628 | 0 | 0 | 49.41 | 0 | 0 | 0 | 0 | 0 | 15.8482 | 428.45 | 0 | 0 | 0 | 0 | 0 | 365.44 | 81832.37 | 0 | 0 | 0 | 0 | 3.8 | 0 | 87.02 | 17.08 | 0 | 0 | 65.2635 | 0 | 0 | 0 | 0 | 0 | 0 | 17.0765 | 0 | 0 | 365.4372 | 17.0765 | 0
3629 | 0 | 0 | 47.3 | 0 | 0 | 0 | 0 | 0 | 21.9792 | 405.66 | 0 | 0 | 0 | 0 | 0 | 365.44 | 81466.93 | 0 | 0 | 0 | 0 | 2.89 | 0 | 69.8 | 17.08 | 0 | 0 | 69.2797 | 0 | 0 | 0 | 0 | 0 | 0 | 17.0765 | 0 | 0 | 365.4372 | 17.0765 | 0
3630 | 0 | 0 | 44.19 | 0 | 0 | 0 | 0 | 0 | 30.0575 | 374.48 | 0 | 0 | 0 | 0 | 0 | 365.44 | 81101.5 | 0 | 0 | 0 | 0 | 1.96 | 0 | 52.15 | 17.08 | 0 | 0 | 73.296 | 0.95311 | 0 | 0 | 0 | 0 | 0 | 17.0765 | 0 | 0 | 365.4372 | 17.0765 | 0
3631 | 0 | 0 | 40.74 | 0 | 0 | 0 | 0 | 0 | 40.488 | 332.48 | 0 | 0 | 0 | 0 | 0 | 365.44 | 80736.06 | 0 | 0 | 0 | 0 | 1.07 | 0 | 35.1 | 17.08 | 0 | 0 | 79.3203 | 1.9062 | 0 | 0 | 0 | 0 | 0 | 17.0765 | 0 | 0 | 365.4372 | 17.0765 | 0
3632 | 5.12 | 256.57 | 37.32 | 0 | 0 | 0 | 0 | 0 | 0 | 332.48 | 0 | 0 | 0 | 168.47 | 0 | 247.51 | 80488.55 | 0 | 0 | 1.26 | 0 | 1.44 | 42.12 | 59.49 | 17.08 | 0 | 0 | 83.3365 | 3.8124 | 0 | 0 | 0 | 0 | 0 | 17.0765 | 0 | 0 | 365.4372 | 17.0765 | 0
3633 | 17.81 | 789.74 | 34.54 | 0 | 0 | 0 | 0 | 0 | 0 | 332.48 | 0 | 0 | 0 | 707.83 | 130.04 | 0 | 80618.6 | 0 | 0 | 1.22 | 0 | 2.05 | 40.97 | 88.01 | 17.08 | 0 | 0 | 86.3487 | 5.7186 | 0 | 0 | 0 | 0 | 0 | 17.0765 | 0 | 0 | 365.4372 | 17.0765 | 0
3634 | 27.63 | 1124.33 | 34.43 | 0 | 0 | 0 | 0 | 0 | 0 | 332.48 | 0 | 0 | 0 | 1093.02 | 399.68 | 0 | 81018.27 | 0 | 0 | 1.2 | 0 | 2.77 | 0 | 79.94 | 17.08 | 0 | 0 | 88.3568 | 3.8124 | 0 | 0 | 0 | 0 | 0 | 17.0765 | 0 | 0 | 365.4372 | 17.0765 | 0
3635 | 34.13 | 1317.14 | 35.01 | 0 | 0 | 0 | 0 | 157.14 | 0 | 483.96 | 0 | 0 | 0 | 1097.16 | 402.58 | 0 | 81420.85 | 0 | 0 | 1.18 | 0 | 3.54 | 39.62 | 110.9 | 17.08 | 0 | 0 | 87.3527 | 3.8124 | 0 | 0 | 0 | 0 | 0 | 17.0765 | 0 | 0 | 365.4372 | 17.0765 | 0
3636 | 37.27 | 1403.47 | 35.74 | 0 | 0 | 0 | 0 | 7.17 | 0 | 490.87 | 0 | 0 | 0 | 1377.96 | 599.13 | 0 | 82019.98 | 0 | 0 | 1.19 | 0 | 4.48 | 0 | 107.46 | 17.08 | 0 | 0 | 86.3487 | 3.8124 | 0 | 0 | 0 | 0 | 0 | 17.0765 | 0 | 0 | 365.4372 | 17.0765 | 0
3637 | 38.74 | 1442.31 | 37.07 | 0 | 0 | 0 | 0 | 48.85 | 0 | 537.96 | 0 | 0 | 0 | 1377.96 | 599.13 | 0 | 82619.12 | 0 | 0 | 1.2 | 0 | 5.53 | 0 | 105.64 | 17.08 | 0 | 0 | 85.3446 | 4.7655 | 0 | 0 | 0 | 0 | 0 | 17.0765 | 0 | 0 | 365.4372 | 17.0765 | 0
3638 | 39.1 | 1451.75 | 38.29 | 0 | 0 | 0 | 0 | 22.42 | 0 | 559.58 | 0 | 0 | 0 | 1377.96 | 599.13 | 0 | 83218.25 | 0 | 0 | 1.18 | 0 | 6.59 | 39.49 | 141.99 | 17.08 | 0 | 0 | 83.3365 | 4.7655 | 0 | 0 | 0 | 0 | 0 | 17.0765 | 0 | 0 | 365.4372 | 17.0765 | 0
3639 | 35.14 | 1345.44 | 39.43 | 0 | 0 | 0 | 0 | 0 | 0 | 559.58 | 0 | 0 | 0 | 1330.78 | 566.11 | 0 | 83784.36 | 0 | 0 | 1.13 | 0 | 7.6 | 0 | 140.71 | 17.08 | 0 | 0 | 83.3365 | 4.7655 | 0 | 0 | 0 | 0 | 0 | 17.0765 | 0 | 0 | 365.4372 | 17.0765 | 0
3640 | 30.25 | 1204.52 | 40.18 | 0 | 0 | 0 | 0 | 0 | 0 | 559.58 | 0 | 0 | 0 | 1147.2 | 437.6 | 0 | 84221.96 | 0 | 0 | 1.12 | 0 | 8.62 | 37.52 | 175.47 | 17.08 | 0 | 0 | 84.3406 | 4.7655 | 0 | 0 | 0 | 0 | 0 | 17.0765 | 0 | 0 | 365.4372 | 17.0765 | 0
3641 | 24.38 | 1019.88 | 40.8 | 0 | 0 | 0 | 0 | 0 | 0 | 559.58 | 0 | 0 | 0 | 955.09 | 303.12 | 0 | 84525.08 | 0 | 0 | 1.13 | 0 | 9.65 | 37.78 | 210.7 | 17.08 | 0 | 0 | 85.3446 | 5.7186 | 0 | 0 | 0 | 0 | 0 | 17.0765 | 0 | 0 | 365.4372 | 17.0765 | 0
3642 | 24.68 | 1029.65 | 41.55 | 0 | 0 | 0 | 0 | 0 | 0 | 559.58 | 0 | 0 | 0 | 999.73 | 334.37 | 0 | 84859.45 | 0 | 0 | 1.12 | 0 | 10.56 | 0 | 207.62 | 17.08 | 0 | 0 | 88.3568 | 6.6717 | 0 | 0 | 0 | 0 | 0 | 17.0765 | 0 | 0 | 365.4372 | 17.0765 | 0
3643 | 6.15 | 305.07 | 42.02 | 0 | 0 | 0 | 0 | 157.14 | 0 | 711.06 | 0 | 0 | 0 | 57.64 | 0 | 325.09 | 84534.36 | 0 | 0 | 0.53 | 0 | 10.67 | 37.87 | 236.21 | 17.08 | 0 | 0 | 93.377 | 6.6717 | 0 | 0 | 0 | 0 | 0 | 17.0765 | 0 | 0 | 365.4372 | 17.0765 | 0
3644 | 0 | 0 | 42.38 | 0 | 0 | 0 | 0 | 0 | 62.7371 | 645.98 | 0 | 0 | 0 | 0 | 0 | 365.44 | 84168.93 | 0 | 0 | 0 | 0 | 10.2 | 0 | 227.18 | 17.08 | 0 | 0 | 99.4014 | 5.7186 | 0 | 0 | 0 | 0 | 0 | 17.0765 | 0 | 0 | 365.4372 | 17.0765 | 0
3645 | 0 | 0 | 42.98 | 0 | 0 | 0 | 0 | 0 | 62.1973 | 581.46 | 0 | 0 | 0 | 0 | 0 | 365.44 | 83803.49 | 0 | 0 | 0 | 0 | 9.61 | 0 | 215.99 | 17.08 | 0 | 0 | 100.4054 | 4.7655 | 0 | 0 | 0 | 0 | 0 | 17.0765 | 0 | 0 | 365.4372 | 17.0765 | 0
3646 | 0 | 0 | 44.42 | 0 | 0 | 0 | 0 | 0 | 52.7694 | 526.71 | 0 | 0 | 0 | 0 | 0 | 365.44 | 83438.05 | 0 | 0 | 0 | 0 | 8.94 | 0 | 203.28 | 17.08 | 0 | 0 | 93.377 | 3.8124 | 0 | 0 | 0 | 0 | 0 | 17.0765 | 0 | 0 | 365.4372 | 17.0765 | 0
3647 | 0 | 0 | 45.6 | 0 | 0 | 0 | 0 | 0 | 39.5915 | 485.64 | 0 | 0 | 0 | 0 | 0 | 365.44 | 83072.62 | 0 | 0 | 0 | 0 | 8.22 | 0 | 189.54 | 17.08 | 0 | 0 | 82.3324 | 2.8593 | 0 | 0 | 0 | 0 | 0 | 17.0765 | 0 | 0 | 365.4372 | 17.0765 | 0
3648 | 0 | 0 | 45.9 | 0 | 0 | 0 | 0 | 0 | 30.3082 | 454.2 | 0 | 0 | 0 | 0 | 0 | 365.44 | 82707.18 | 0 | 0 | 0 | 0 | 7.5 | 0 | 175.94 | 17.08 | 0 | 0 | 74.3 | 1.9062 | 0 | 0 | 0 | 0 | 0 | 17.0765 | 0 | 0 | 365.4372 | 17.0765 | 0
3649 | 0 | 0 | 45.27 | 0 | 0 | 0 | 0 | 0 | 24.958 | 428.31 | 0 | 0 | 0 | 0 | 0 | 365.44 | 82341.74 | 0 | 0 | 0 | 0 | 6.85 | 0 | 163.51 | 17.08 | 0 | 0 | 69.2797 | 0.95311 | 0 | 0 | 0 | 0 | 0 | 17.0765 | 0 | 0 | 365.4372 | 17.0765 | 0
3650 | 0 | 0 | 44.14 | 0 | 0 | 0 | 0 | 0 | 22.1238 | 405.36 | 0 | 0 | 0 | 0 | 0 | 365.44 | 81976.3 | 0 | 0 | 0 | 0 | 6.11 | 0 | 149.51 | 17.08 | 0 | 0 | 66.2676 | 0 | 0 | 0 | 0 | 0 | 0 | 17.0765 | 0 | 0 | 365.4372 | 17.0765 | 0
3651 | 0 | 0 | 43.38 | 0 | 0 | 0 | 0 | 0 | 20.8802 | 383.7 | 0 | 0 | 0 | 0 | 0 | 365.44 | 81610.87 | 0 | 0 | 0 | 0 | 5.23 | 0 | 132.73 | 17.08 | 0 | 0 | 64.2595 | 0 | 0 | 0 | 0 | 0 | 0 | 17.0765 | 0 | 0 | 365.4372 | 17.0765 | 0
3652 | 0 | 0 | 41.15 | 0 | 0 | 0 | 0 | 0 | 25.1122 | 357.65 | 0 | 0 | 0 | 0 | 0 | 365.44 | 81245.43 | 0 | 0 | 0 | 0 | 4.3 | 0 | 115.02 | 17.08 | 0 | 0 | 66.2676 | 0 | 0 | 0 | 0 | 0 | 0 | 17.0765 | 0 | 0 | 365.4372 | 17.0765 | 0
3653 | 0 | 0 | 39.43 | 0 | 0 | 0 | 0 | 0 | 29.8551 | 326.68 | 0 | 0 | 0 | 0 | 0 | 365.44 | 80879.99 | 0 | 0 | 0 | 0 | 3.39 | 0 | 97.8 | 17.08 | 0 | 0 | 69.2797 | 0 | 0 | 0 | 0 | 0 | 0 | 17.0765 | 0 | 0 | 365.4372 | 17.0765 | 0
3654 | 0 | 0 | 37.71 | 0 | 0 | 0 | 0 | 0 | 37.5382 | 287.74 | 0 | 0 | 0 | 0 | 0 | 365.44 | 80514.56 | 0 | 0 | 0 | 0 | 2.46 | 0 | 80.15 | 17.08 | 0 | 0 | 74.3 | 0.95311 | 0 | 0 | 0 | 0 | 0 | 17.0765 | 0 | 0 | 365.4372 | 17.0765 | 0
3655 | 0 | 0 | 35.53 | 0 | 0 | 0 | 0 | 0 | 45.6936 | 240.34 | 0 | 0 | 0 | 0 | 0 | 365.44 | 80149.12 | 0 | 0 | 0 | 0 | 1.56 | 0 | 63.1 | 17.08 | 0 | 0 | 79.3203 | 1.9062 | 0 | 0 | 0 | 0 | 0 | 17.0765 | 0 | 0 | 365.4372 | 17.0765 | 0
3656 | 7.54 | 369.12 | 33 | 0 | 0 | 0 | 0 | 157.14 | 0 | 391.82 | 0 | 0 | 0 | 164.12 | 0 | 250.56 | 79898.56 | 0 | 0 | 1.26 | 0 | 1.94 | 0 | 47.48 | 17.08 | 0 | 0 | 83.3365 | 3.8124 | 0 | 0 | 0 | 0 | 0 | 17.0765 | 0 | 0 | 365.4372 | 17.0765 | 0
3657 | 19.82 | 862.86 | 30.57 | 0 | 0 | 0 | 0 | 0 | 0 | 391.82 | 0 | 0 | 0 | 819.96 | 208.53 | 0 | 80107.1 | 0 | 0 | 1.22 | 0 | 2.55 | 0 | 37.08 | 17.08 | 0 | 0 | 86.3487 | 5.7186 | 0 | 0 | 0 | 0 | 0 | 17.0765 | 0 | 0 | 365.4372 | 17.0765 | 0
3658 | 28.3 | 1145.29 | 28.77 | 0 | 0 | 0 | 0 | 0 | 0 | 391.82 | 0 | 0 | 0 | 1068.82 | 382.74 | 0 | 80489.84 | 0 | 0 | 1.2 | 0 | 3.26 | 40.17 | 67.16 | 17.08 | 0 | 0 | 88.3568 | 3.8124 | 0 | 0 | 0 | 0 | 0 | 17.0765 | 0 | 0 | 365.4372 | 17.0765 | 0
3659 | 33.8 | 1307.91 | 27.59 | 0 | 0 | 0 | 0 | 0 | 0 | 391.82 | 0 | 0 | 0 | 1275.95 | 527.73 | 0 | 81017.57 | 0 | 0 | 1.18 | 0 | 4.04 | 0 | 60.48 | 17.08 | 0 | 0 | 88.3568 | 3.8124 | 0 | 0 | 0 | 0 | 0 | 17.0765 | 0 | 0 | 365.4372 | 17.0765 | 0
3660 | 36.04 | 1370.2 | 26.82 | 0 | 0 | 0 | 0 | 157.14 | 0 | 543.3 | 0 | 0 | 0 | 1144.88 | 435.98 | 0 | 81453.54 | 0 | 0 | 1.19 | 0 | 4.98 | 39.7 | 94.76 | 17.08 | 0 | 0 | 86.3487 | 3.8124 | 0 | 0 | 0 | 0 | 0 | 17.0765 | 0 | 0 | 365.4372 | 17.0765 | 0
3661 | 36.6 | 1385.5 | 26.16 | 0 | 0 | 0 | 0 | 0 | 0 | 543.3 | 0 | 0 | 0 | 1316.64 | 556.21 | 0 | 82009.75 | 0 | 0 | 1.2 | 0 | 6.03 | 40.31 | 131.24 | 17.08 | 0 | 0 | 85.3446 | 4.7655 | 0 | 0 | 0 | 0 | 0 | 17.0765 | 0 | 0 | 365.4372 | 17.0765 | 0
3662 | 35.89 | 1365.97 | 25.68 | 0 | 0 | 0 | 0 | 0 | 0 | 543.3 | 0 | 0 | 0 | 1338.26 | 571.34 | 0 | 82581.1 | 0 | 0 | 1.18 | 0 | 7.09 | 0 | 130.07 | 17.08 | 0 | 0 | 83.3365 | 4.7655 | 0 | 0 | 0 | 0 | 0 | 17.0765 | 0 | 0 | 365.4372 | 17.0765 | 0
3663 | 34.68 | 1332.7 | 25.49 | 0 | 0 | 0 | 0 | 0 | 0 | 543.3 | 0 | 0 | 0 | 1265.62 | 520.5 | 0 | 83101.59 | 0 | 0 | 1.13 | 0 | 8.1 | 38.02 | 164.9 | 17.08 | 0 | 0 | 83.3365 | 4.7655 | 0 | 0 | 0 | 0 | 0 | 17.0765 | 0 | 0 | 365.4372 | 17.0765 | 0
3664 | 33.18 | 1290.33 | 26.91 | 0 | 0 | 0 | 0 | 157.14 | 0 | 694.78 | 0 | 0 | 0 | 1103.06 | 406.7 | 0 | 83508.3 | 0 | 0 | 1.12 | 0 | 9.11 | 0 | 164.02 | 17.08 | 0 | 0 | 84.3406 | 4.7655 | 0 | 0 | 0 | 0 | 0 | 17.0765 | 0 | 0 | 365.4372 | 17.0765 | 0
3665 | 31.4 | 1238.84 | 27.98 | 0 | 0 | 0 | 0 | 0 | 0 | 694.78 | 0 | 0 | 0 | 1167.25 | 451.64 | 0 | 83959.93 | 0 | 0 | 1.13 | 0 | 10.15 | 37.78 | 199.26 | 17.08 | 0 | 0 | 86.3487 | 5.7186 | 0 | 0 | 0 | 0 | 0 | 17.0765 | 0 | 0 | 365.4372 | 17.0765 | 0
3666 | 32.86 | 1281 | 27.82 | 0 | 0 | 0 | 0 | 0 | 0 | 694.78 | 0 | 0 | 0 | 1245.52 | 506.43 | 0 | 84466.36 | 0 | 0 | 1.12 | 0 | 11.05 | 0 | 196.17 | 17.08 | 0 | 0 | 88.3568 | 6.6717 | 0 | 0 | 0 | 0 | 0 | 17.0765 | 0 | 0 | 365.4372 | 17.0765 | 0
3667 | 6.93 | 341.28 | 27.14 | 0 | 0 | 0 | 0 | 0 | 0 | 694.78 | 0 | 0 | 0 | 274.18 | 0 | 173.51 | 84292.85 | 0 | 0 | 1.13 | 0 | 11.74 | 0 | 188.78 | 17.08 | 0 | 0 | 93.377 | 6.6717 | 0 | 0 | 0 | 0 | 0 | 17.0765 | 0 | 0 | 365.4372 | 17.0765 | 0
3668 | 0 | 0 | 26.13 | 0 | 0 | 0 | 0 | 0 | 78.9902 | 612.84 | 0 | 0 | 0 | 0 | 0 | 365.44 | 83927.41 | 0 | 0 | 0 | 0 | 11.26 | 0 | 179.75 | 17.08 | 0 | 0 | 99.4014 | 5.7186 | 0 | 0 | 0 | 0 | 0 | 17.0765 | 0 | 0 | 365.4372 | 17.0765 | 0
3669 | 0 | 0 | 25.01 | 0 | 0 | 0 | 0 | 0 | 80.1566 | 529.69 | 0 | 0 | 0 | 0 | 0 | 365.44 | 83561.97 | 0 | 0 | 0 | 0 | 10.67 | 0 | 168.56 | 17.08 | 0 | 0 | 100.4054 | 4.7655 | 0 | 0 | 0 | 0 | 0 | 17.0765 | 0 | 0 | 365.4372 | 17.0765 | 0
3670 | 0 | 0 | 23.97 | 0 | 0 | 0 | 0 | 0 | 73.2254 | 453.73 | 0 | 0 | 0 | 0 | 0 | 365.44 | 83196.54 | 0 | 0 | 0 | 0 | 10.01 | 0 | 155.85 | 17.08 | 0 | 0 | 93.377 | 3.8124 | 0 | 0 | 0 | 0 | 0 | 17.0765 | 0 | 0 | 365.4372 | 17.0765 | 0
3671 | 0 | 0 | 23.9 | 0 | 0 | 0 | 0 | 0 | 61.2911 | 390.15 | 0 | 0 | 0 | 0 | 0 | 365.44 | 82831.1 | 0 | 0 | 0 | 0 | 9.28 | 0 | 142.12 | 17.08 | 0 | 0 | 82.3324 | 2.8593 | 0 | 0 | 0 | 0 | 0 | 17.0765 | 0 | 0 | 365.4372 | 17.0765 | 0
3672 | 0 | 0 | 24.6 | 0 | 0 | 0 | 0 | 0 | 51.6029 | 336.62 | 0 | 0 | 0 | 0 | 0 | 365.44 | 82465.66 | 0 | 0 | 0 | 0 | 8.57 | 0 | 128.52 | 17.08 | 0 | 0 | 74.3 | 1.9062 | 0 | 0 | 0 | 0 | 0 | 17.0765 | 0 | 0 | 365.4372 | 17.0765 | 0
3673 | 0 | 0 | 25.41 | 0 | 0 | 0 | 0 | 0 | 44.826 | 290.12 | 0 | 0 | 0 | 0 | 0 | 365.44 | 82100.22 | 0 | 0 | 0 | 0 | 7.91 | 0 | 116.08 | 17.08 | 0 | 0 | 69.2797 | 0.95311 | 0 | 0 | 0 | 0 | 0 | 17.0765 | 0 | 0 | 365.4372 | 17.0765 | 0
3674 | 0 | 0 | 26.1 | 0 | 0 | 0 | 0 | 0 | 40.1699 | 248.45 | 0 | 0 | 0 | 0 | 0 | 365.44 | 81734.79 | 0 | 0 | 0 | 0 | 7.18 | 0 | 102.08 | 17.08 | 0 | 0 | 66.2676 | 0 | 0 | 0 | 0 | 0 | 0 | 17.0765 | 0 | 0 | 365.4372 | 17.0765 | 0
3675 | 0 | 0 | 26.42 | 0 | 0 | 0 | 0 | 0 | 38.8492 | 208.16 | 0 | 0 | 0 | 0 | 0 | 365.44 | 81369.35 | 0 | 0 | 0 | 0 | 6.29 | 0 | 85.3 | 17.08 | 0 | 0 | 65.2635 | 0 | 0 | 0 | 0 | 0 | 0 | 17.0765 | 0 | 0 | 365.4372 | 17.0765 | 0
3676 | 0 | 0 | 26.53 | 0 | 0 | 0 | 0 | 0 | 39.7361 | 166.93 | 0 | 0 | 0 | 0 | 0 | 365.44 | 81003.91 | 0 | 0 | 0 | 0 | 5.36 | 0 | 67.59 | 17.08 | 0 | 0 | 66.2676 | 0 | 0 | 0 | 0 | 0 | 0 | 17.0765 | 0 | 0 | 365.4372 | 17.0765 | 0
3677 | 0 | 0 | 25.77 | 0 | 0 | 0 | 0 | 0 | 45.5104 | 119.72 | 0 | 0 | 0 | 0 | 0 | 365.44 | 80638.47 | 0 | 0 | 0 | 0 | 4.45 | 0 | 50.37 | 17.08 | 0 | 0 | 71.2878 | 0 | 0 | 0 | 0 | 0 | 0 | 17.0765 | 0 | 0 | 365.4372 | 17.0765 | 0
3678 | 0 | 0 | 24.54 | 0 | 0 | 0 | 0 | 0 | 52.7212 | 65.03 | 0 | 0 | 0 | 0 | 0 | 365.44 | 80273.04 | 0 | 0 | 0 | 0 | 3.53 | 0 | 32.72 | 17.08 | 0 | 0 | 76.3081 | 0.95311 | 0 | 0 | 0 | 0 | 0 | 17.0765 | 0 | 0 | 365.4372 | 17.0765 | 0
3679 | 0 | 0 | 23.08 | 0 | 0 | 0 | 0 | 0 | 60.1536 | 2.63 | 0 | 0 | 0 | 0 | 0 | 365.44 | 79907.6 | 0 | 0 | 0 | 0 | 2.63 | 0 | 15.67 | 17.08 | 0 | 0 | 81.3284 | 1.9062 | 0 | 0 | 0 | 0 | 0 | 17.0765 | 0 | 0 | 365.4372 | 17.0765 | 0
3680 | 16.37 | 735.66 | 21.67 | 0 | 0 | 0 | 0 | 157.14 | 0 | 154.11 | 0 | 0 | 0 | 483.03 | 0 | 27.32 | 79880.28 | 0 | 0 | 1.26 | 0 | 3 | 42.12 | 40.06 | 17.08 | 0 | 0 | 86.3487 | 3.8124 | 0 | 0 | 0 | 0 | 0 | 17.0765 | 0 | 0 | 365.4372 | 17.0765 | 0
3681 | 27.31 | 1114.29 | 20.5 | 0 | 0 | 0 | 0 | 0 | 0 | 154.11 | 0 | 0 | 0 | 1065.8 | 380.62 | 0 | 80260.9 | 0 | 0 | 1.22 | 0 | 3.61 | 0 | 29.66 | 17.08 | 0 | 0 | 89.3608 | 5.7186 | 0 | 0 | 0 | 0 | 0 | 17.0765 | 0 | 0 | 365.4372 | 17.0765 | 0
3682 | 33.55 | 1300.8 | 18.35 | 0 | 0 | 0 | 0 | 0 | 0 | 154.11 | 0 | 0 | 0 | 1216.15 | 485.87 | 0 | 80746.77 | 0 | 0 | 1.2 | 0 | 4.33 | 40.17 | 59.75 | 17.08 | 0 | 0 | 91.3689 | 3.8124 | 0 | 0 | 0 | 0 | 0 | 17.0765 | 0 | 0 | 365.4372 | 17.0765 | 0
3683 | 38.99 | 1448.81 | 16.39 | 0 | 0 | 0 | 0 | 29.86 | 0 | 182.89 | 0 | 0 | 0 | 1377.96 | 599.13 | 0 | 81345.9 | 0 | 0 | 1.18 | 0 | 5.1 | 0 | 53.07 | 17.08 | 0 | 0 | 91.3689 | 3.8124 | 0 | 0 | 0 | 0 | 0 | 17.0765 | 0 | 0 | 365.4372 | 17.0765 | 0
3684 | 42.31 | 1533.43 | 15.07 | 0 | 0 | 0 | 0 | 82.89 | 0 | 262.8 | 0 | 0 | 0 | 1377.96 | 599.13 | 0 | 81945.03 | 0 | 0 | 1.19 | 0 | 6.05 | 33.6 | 81.55 | 17.08 | 0 | 0 | 91.3689 | 3.8124 | 0 | 0 | 0 | 0 | 0 | 17.0765 | 0 | 0 | 365.4372 | 17.0765 | 0
3685 | 44.67 | 1590.72 | 14.19 | 0 | 0 | 0 | 0 | 157.14 | 0 | 414.28 | 0 | 0 | 0 | 1377.96 | 599.13 | 0 | 82544.17 | 0 | 0 | 1.2 | 0 | 7.09 | 18.15 | 96.98 | 17.08 | 0 | 0 | 90.3649 | 4.7655 | 0 | 0 | 0 | 0 | 0 | 17.0765 | 0 | 0 | 365.4372 | 17.0765 | 0
3686 | 46.43 | 1632.58 | 13.4 | 0 | 0 | 0 | 0 | 157.14 | 0 | 565.76 | 0 | 0 | 0 | 1377.96 | 599.13 | 0 | 83143.3 | 0 | 0 | 1.18 | 0 | 8.15 | 39.49 | 133.33 | 17.08 | 22.53 | 0 | 89.3608 | 4.7655 | 0 | 0 | 0 | 0 | 0 | 17.0765 | 0 | 0 | 365.4372 | 17.0765 | 0
3687 | 44.56 | 1588.18 | 12.67 | 0 | 0 | 0 | 0 | 134.18 | 0 | 695.11 | 0 | 0 | 0 | 1377.96 | 599.13 | 0 | 83742.43 | 0 | 0 | 1.13 | 0 | 9.16 | 38.02 | 168.16 | 17.08 | 0 | 0 | 89.3608 | 4.7655 | 0 | 0 | 0 | 0 | 0 | 17.0765 | 0 | 0 | 365.4372 | 17.0765 | 0
3688 | 42.64 | 1541.57 | 12.66 | 0 | 0 | 0 | 0 | 85.15 | 0 | 777.19 | 0 | 0 | 0 | 1377.96 | 599.13 | 0 | 84341.57 | 0 | 0 | 1.12 | 0 | 10.18 | 37.52 | 202.92 | 17.08 | 0 | 0 | 90.3649 | 4.7655 | 0 | 0 | 0 | 0 | 0 | 17.0765 | 0 | 0 | 365.4372 | 17.0765 | 0
3689 | 40.46 | 1486.88 | 12.66 | 0 | 0 | 0 | 0 | 63.83 | 0 | 838.72 | 0 | 0 | 0 | 1377.96 | 599.13 | 0 | 84940.7 | 0 | 0 | 1.13 | 0 | 11.22 | 0 | 202.26 | 17.08 | 0 | 0 | 91.3689 | 5.7186 | 0 | 0 | 0 | 0 | 0 | 17.0765 | 0 | 0 | 365.4372 | 17.0765 | 0
3690 | 43.9 | 1572.3 | 12.5 | 0 | 0 | 0 | 0 | 113.02 | 0 | 947.67 | 0 | 0 | 0 | 1377.96 | 599.13 | 0 | 85539.83 | 0 | 0 | 1.12 | 0 | 12.12 | 37.55 | 234.86 | 17.08 | 0 | 0 | 92.373 | 6.6717 | 0 | 0 | 0 | 0 | 0 | 17.0765 | 0 | 0 | 365.4372 | 17.0765 | 0
3691 | 8.3 | 402.85 | 12.96 | 0 | 0 | 0 | 0 | 0 | 0 | 947.67 | 0 | 0 | 0 | 281.04 | 0 | 168.71 | 85371.12 | 0 | 0 | 1.13 | 0 | 12.8 | 37.87 | 263.44 | 17.08 | 0 | 0 | 97.3933 | 6.6717 | 0 | 0 | 0 | 0 | 0 | 17.0765 | 0 | 0 | 365.4372 | 17.0765 | 0
3692 | 0 | 0 | 14.49 | 0 | 0 | 0 | 0 | 0 | 93.643 | 850.53 | 0 | 0 | 0 | 0 | 0 | 365.44 | 85005.69 | 0 | 0 | 0 | 0 | 12.33 | 0 | 254.41 | 17.08 | 0 | 0 | 102.4135 | 5.7186 | 0 | 0 | 0 | 0 | 0 | 17.0765 | 0 | 0 | 365.4372 | 17.0765 | 0
3693 | 0 | 0 | 17.19 | 0 | 0 | 0 | 0 | 0 | 90.992 | 756.14 | 0 | 0 | 0 | 0 | 0 | 365.44 | 84640.25 | 0 | 0 | 0 | 0 | 11.74 | 0 | 243.22 | 17.08 | 0 | 0 | 103.4176 | 4.7655 | 0 | 0 | 0 | 0 | 0 | 17.0765 | 0 | 0 | 365.4372 | 17.0765 | 0
3694 | 0 | 0 | 20.12 | 0 | 0 | 0 | 0 | 0 | 80.0795 | 673.07 | 0 | 0 | 0 | 0 | 0 | 365.44 | 84274.81 | 0 | 0 | 0 | 0 | 11.07 | 0 | 230.52 | 17.08 | 0 | 0 | 96.3892 | 3.8124 | 0 | 0 | 0 | 0 | 0 | 17.0765 | 0 | 0 | 365.4372 | 17.0765 | 0
3695 | 0 | 0 | 22.93 | 0 | 0 | 0 | 0 | 0 | 65.2724 | 605.36 | 0 | 0 | 0 | 0 | 0 | 365.44 | 83909.37 | 0 | 0 | 0 | 0 | 10.35 | 0 | 216.78 | 17.08 | 0 | 0 | 85.3446 | 2.8593 | 0 | 0 | 0 | 0 | 0 | 17.0765 | 0 | 0 | 365.4372 | 17.0765 | 0
3696 | 0 | 0 | 25.1 | 0 | 0 | 0 | 0 | 0 | 54.119 | 549.22 | 0 | 0 | 0 | 0 | 0 | 365.44 | 83543.94 | 0 | 0 | 0 | 0 | 9.63 | 0 | 203.18 | 17.08 | 0 | 0 | 77.3122 | 1.9062 | 0 | 0 | 0 | 0 | 0 | 17.0765 | 0 | 0 | 365.4372 | 17.0765 | 0
3697 | 0 | 0 | 26.16 | 0 | 0 | 0 | 0 | 0 | 47.0914 | 500.38 | 0 | 0 | 0 | 0 | 0 | 365.44 | 83178.5 | 0 | 0 | 0 | 0 | 8.98 | 0 | 190.74 | 17.08 | 0 | 0 | 72.2919 | 0.95311 | 0 | 0 | 0 | 0 | 0 | 17.0765 | 0 | 0 | 365.4372 | 17.0765 | 0
3698 | 0 | 0 | 26.25 | 0 | 0 | 0 | 0 | 0 | 43.033 | 455.74 | 0 | 0 | 0 | 0 | 0 | 365.44 | 82813.06 | 0 | 0 | 0 | 0 | 8.24 | 0 | 176.74 | 17.08 | 0 | 0 | 69.2797 | 0 | 0 | 0 | 0 | 0 | 0 | 17.0765 | 0 | 0 | 365.4372 | 17.0765 | 0
3699 | 0 | 0 | 25.69 | 0 | 0 | 0 | 0 | 0 | 41.5773 | 412.61 | 0 | 0 | 0 | 0 | 0 | 365.44 | 82447.63 | 0 | 0 | 0 | 0 | 7.36 | 0 | 159.97 | 17.08 | 0 | 0 | 67.2716 | 0 | 0 | 0 | 0 | 0 | 0 | 17.0765 | 0 | 0 | 365.4372 | 17.0765 | 0
3700 | 0 | 0 | 24.84 | 0 | 0 | 0 | 0 | 0 | 44.4308 | 366.51 | 0 | 0 | 0 | 0 | 0 | 365.44 | 82082.19 | 0 | 0 | 0 | 0 | 6.43 | 0 | 142.25 | 17.08 | 0 | 0 | 69.2797 | 0 | 0 | 0 | 0 | 0 | 0 | 17.0765 | 0 | 0 | 365.4372 | 17.0765 | 0
3701 | 0 | 0 | 23.94 | 0 | 0 | 0 | 0 | 0 | 48.3542 | 316.36 | 0 | 0 | 0 | 0 | 0 | 365.44 | 81716.75 | 0 | 0 | 0 | 0 | 5.52 | 0 | 125.03 | 17.08 | 0 | 0 | 72.2919 | 0 | 0 | 0 | 0 | 0 | 0 | 17.0765 | 0 | 0 | 365.4372 | 17.0765 | 0
3702 | 0 | 0 | 23.45 | 0 | 0 | 0 | 0 | 0 | 54.8227 | 259.49 | 0 | 0 | 0 | 0 | 0 | 365.44 | 81351.31 | 0 | 0 | 0 | 0 | 4.59 | 0 | 107.38 | 17.08 | 0 | 0 | 77.3122 | 0.95311 | 0 | 0 | 0 | 0 | 0 | 17.0765 | 0 | 0 | 365.4372 | 17.0765 | 0
3703 | 0 | 0 | 23.52 | 0 | 0 | 0 | 0 | 0 | 60.7224 | 196.5 | 0 | 0 | 0 | 0 | 0 | 365.44 | 80985.88 | 0 | 0 | 0 | 0 | 3.69 | 0 | 90.33 | 17.08 | 0 | 0 | 82.3324 | 1.9062 | 0 | 0 | 0 | 0 | 0 | 17.0765 | 0 | 0 | 365.4372 | 17.0765 | 0
3704 | 15.36 | 696.6 | 24.14 | 0 | 0 | 0 | 0 | 0 | 0 | 196.5 | 0 | 0 | 0 | 644.68 | 85.84 | 0 | 81071.72 | 0 | 0 | 1.26 | 0 | 4.07 | 0 | 74.71 | 17.08 | 0 | 0 | 86.3487 | 3.8124 | 0 | 0 | 0 | 0 | 0 | 17.0765 | 0 | 0 | 365.4372 | 17.0765 | 0
3705 | 24.06 | 1009.15 | 24.99 | 0 | 0 | 0 | 0 | 0 | 0 | 196.5 | 0 | 0 | 0 | 919.91 | 278.5 | 0 | 81350.22 | 0 | 0 | 1.22 | 0 | 4.68 | 40.97 | 103.23 | 17.08 | 0 | 0 | 90.3649 | 5.7186 | 0 | 0 | 0 | 0 | 0 | 17.0765 | 0 | 0 | 365.4372 | 17.0765 | 0
3706 | 28.42 | 1149 | 26.1 | 0 | 0 | 0 | 0 | 157.14 | 0 | 347.98 | 0 | 0 | 0 | 949.01 | 298.87 | 0 | 81649.08 | 0 | 0 | 1.2 | 0 | 5.39 | 0 | 95.16 | 17.08 | 0 | 0 | 92.373 | 3.8124 | 0 | 0 | 0 | 0 | 0 | 17.0765 | 0 | 0 | 365.4372 | 17.0765 | 0
3707 | 31.1 | 1229.91 | 27.11 | 0 | 0 | 0 | 0 | 0 | 0 | 347.98 | 0 | 0 | 0 | 1190.75 | 468.09 | 0 | 82117.17 | 0 | 0 | 1.18 | 0 | 6.17 | 0 | 88.48 | 17.08 | 0 | 0 | 92.373 | 3.8124 | 0 | 0 | 0 | 0 | 0 | 17.0765 | 0 | 0 | 365.4372 | 17.0765 | 0
3708 | 33.35 | 1295.15 | 28.05 | 0 | 0 | 0 | 0 | 157.14 | 0 | 499.46 | 0 | 0 | 0 | 1062.35 | 378.21 | 0 | 82495.38 | 0 | 0 | 1.19 | 0 | 7.11 | 39.7 | 122.75 | 17.08 | 0 | 0 | 92.373 | 3.8124 | 0 | 0 | 0 | 0 | 0 | 17.0765 | 0 | 0 | 365.4372 | 17.0765 | 0
3709 | 33.89 | 1310.38 | 28.98 | 0 | 0 | 0 | 0 | 0 | 0 | 499.46 | 0 | 0 | 0 | 1275.91 | 527.7 | 0 | 83023.08 | 0 | 0 | 1.2 | 0 | 8.16 | 0 | 120.93 | 17.08 | 0 | 0 | 91.3689 | 4.7655 | 0 | 0 | 0 | 0 | 0 | 17.0765 | 0 | 0 | 365.4372 | 17.0765 | 0
3710 | 33.01 | 1285.36 | 29.76 | 0 | 0 | 0 | 0 | 157.14 | 0 | 650.94 | 0 | 0 | 0 | 1094.68 | 400.84 | 0 | 83423.92 | 0 | 0 | 1.18 | 0 | 9.22 | 0 | 119.77 | 17.08 | 0 | 0 | 90.3649 | 4.7655 | 0 | 0 | 0 | 0 | 0 | 17.0765 | 0 | 0 | 365.4372 | 17.0765 | 0
3711 | 33.52 | 1300 | 30.3 | 0 | 0 | 0 | 0 | 0 | 0 | 650.94 | 0 | 0 | 0 | 1229.54 | 495.24 | 0 | 83919.16 | 0 | 0 | 1.13 | 0 | 10.23 | 38.02 | 154.6 | 17.08 | 0 | 0 | 90.3649 | 4.7655 | 0 | 0 | 0 | 0 | 0 | 17.0765 | 0 | 0 | 365.4372 | 17.0765 | 0
3712 | 34.21 | 1319.59 | 30.31 | 0 | 0 | 0 | 0 | 0 | 0 | 650.94 | 0 | 0 | 0 | 1249.34 | 509.1 | 0 | 84428.26 | 0 | 0 | 1.12 | 0 | 11.25 | 37.52 | 189.36 | 17.08 | 0 | 0 | 91.3689 | 4.7655 | 0 | 0 | 0 | 0 | 0 | 17.0765 | 0 | 0 | 365.4372 | 17.0765 | 0
3713 | 35.34 | 1350.81 | 29.85 | 0 | 0 | 0 | 0 | 0 | 0 | 650.94 | 0 | 0 | 0 | 1316.78 | 556.31 | 0 | 84984.57 | 0 | 0 | 1.13 | 0 | 12.28 | 0 | 188.71 | 17.08 | 0 | 0 | 92.373 | 5.7186 | 0 | 0 | 0 | 0 | 0 | 17.0765 | 0 | 0 | 365.4372 | 17.0765 | 0
3714 | 37.67 | 1414.18 | 28.73 | 0 | 0 | 0 | 0 | 122.8 | 0 | 769.32 | 0 | 0 | 0 | 1219.06 | 487.9 | 0 | 85472.47 | 0 | 0 | 1.12 | 0 | 13.18 | 37.55 | 221.3 | 17.08 | 0 | 0 | 93.377 | 6.6717 | 0 | 0 | 0 | 0 | 0 | 17.0765 | 0 | 0 | 365.4372 | 17.0765 | 0
3715 | 7.4 | 362.48 | 27.05 | 0 | 0 | 0 | 0 | 0 | 0 | 769.32 | 0 | 0 | 0 | 290.73 | 0 | 161.93 | 85310.55 | 0 | 0 | 1.13 | 0 | 13.87 | 0 | 213.91 | 17.08 | 0 | 0 | 98.3973 | 6.6717 | 0 | 0 | 0 | 0 | 0 | 17.0765 | 0 | 0 | 365.4372 | 17.0765 | 0
3716 | 0 | 0 | 25.23 | 0 | 0 | 0 | 0 | 0 | 84.9188 | 681.24 | 0 | 0 | 0 | 0 | 0 | 365.44 | 84945.11 | 0 | 0 | 0 | 0 | 13.39 | 0 | 204.88 | 17.08 | 0 | 0 | 104.4216 | 5.7186 | 0 | 0 | 0 | 0 | 0 | 17.0765 | 0 | 0 | 365.4372 | 17.0765 | 0
3717 | 0 | 0 | 23.48 | 0 | 0 | 0 | 0 | 0 | 85.7092 | 592.33 | 0 | 0 | 0 | 0 | 0 | 365.44 | 84579.67 | 0 | 0 | 0 | 0 | 12.81 | 0 | 193.69 | 17.08 | 0 | 0 | 104.4216 | 4.7655 | 0 | 0 | 0 | 0 | 0 | 17.0765 | 0 | 0 | 365.4372 | 17.0765 | 0
3718 | 0 | 0 | 23.08 | 0 | 0 | 0 | 0 | 0 | 78.1322 | 511.28 | 0 | 0 | 0 | 0 | 0 | 365.44 | 84214.23 | 0 | 0 | 0 | 0 | 12.14 | 0 | 180.98 | 17.08 | 0 | 0 | 97.3933 | 3.8124 | 0 | 0 | 0 | 0 | 0 | 17.0765 | 0 | 0 | 365.4372 | 17.0765 | 0
3719 | 0 | 0 | 23.02 | 0 | 0 | 0 | 0 | 0 | 66.1882 | 442.63 | 0 | 0 | 0 | 0 | 0 | 365.44 | 83848.8 | 0 | 0 | 0 | 0 | 11.41 | 0 | 167.24 | 17.08 | 0 | 0 | 86.3487 | 2.8593 | 0 | 0 | 0 | 0 | 0 | 17.0765 | 0 | 0 | 365.4372 | 17.0765 | 0
3720 | 0 | 0 | 22.44 | 0 | 0 | 0 | 0 | 0 | 56.7796 | 383.73 | 0 | 0 | 0 | 0 | 0 | 365.44 | 83483.36 | 0 | 0 | 0 | 0 | 10.7 | 0 | 153.64 | 17.08 | 0 | 0 | 77.3122 | 1.9062 | 0 | 0 | 0 | 0 | 0 | 17.0765 | 0 | 0 | 365.4372 | 17.0765 | 0
3721 | 0 | 0 | 21.84 | 0 | 0 | 0 | 0 | 0 | 52.4127 | 329.36 | 0 | 0 | 0 | 0 | 0 | 365.44 | 83117.92 | 0 | 0 | 0 | 0 | 10.04 | 0 | 141.21 | 17.08 | 0 | 0 | 73.296 | 0.95311 | 0 | 0 | 0 | 0 | 0 | 17.0765 | 0 | 0 | 365.4372 | 17.0765 | 0
3722 | 0 | 0 | 21.43 | 0 | 0 | 0 | 0 | 0 | 47.8433 | 279.73 | 0 | 0 | 0 | 0 | 0 | 365.44 | 82752.49 | 0 | 0 | 0 | 0 | 9.31 | 0 | 127.21 | 17.08 | 0 | 0 | 69.2797 | 0 | 0 | 0 | 0 | 0 | 0 | 17.0765 | 0 | 0 | 365.4372 | 17.0765 | 0
3723 | 0 | 0 | 21.54 | 0 | 0 | 0 | 0 | 0 | 46.7444 | 231.24 | 0 | 0 | 0 | 0 | 0 | 365.44 | 82387.05 | 0 | 0 | 0 | 0 | 8.42 | 0 | 110.43 | 17.08 | 0 | 0 | 68.2757 | 0 | 0 | 0 | 0 | 0 | 0 | 17.0765 | 0 | 0 | 365.4372 | 17.0765 | 0
3724 | 0 | 0 | 21.38 | 0 | 0 | 0 | 0 | 0 | 47.9012 | 181.55 | 0 | 0 | 0 | 0 | 0 | 365.44 | 82021.61 | 0 | 0 | 0 | 0 | 7.49 | 0 | 92.72 | 17.08 | 0 | 0 | 69.2797 | 0 | 0 | 0 | 0 | 0 | 0 | 17.0765 | 0 | 0 | 365.4372 | 17.0765 | 0
3725 | 0 | 0 | 21.29 | 0 | 0 | 0 | 0 | 0 | 50.9956 | 128.65 | 0 | 0 | 0 | 0 | 0 | 365.44 | 81656.17 | 0 | 0 | 0 | 0 | 6.58 | 0 | 75.5 | 17.08 | 0 | 0 | 72.2919 | 0 | 0 | 0 | 0 | 0 | 0 | 17.0765 | 0 | 0 | 365.4372 | 17.0765 | 0
3726 | 0 | 0 | 21.49 | 0 | 0 | 0 | 0 | 0 | 56.7796 | 69.76 | 0 | 0 | 0 | 0 | 0 | 365.44 | 81290.74 | 0 | 0 | 0 | 0 | 5.66 | 0 | 57.85 | 17.08 | 0 | 0 | 77.3122 | 0.95311 | 0 | 0 | 0 | 0 | 0 | 17.0765 | 0 | 0 | 365.4372 | 17.0765 | 0
3727 | 0 | 0 | 21.58 | 0 | 0 | 0 | 0 | 0 | 62.66 | 4.76 | 0 | 0 | 0 | 0 | 0 | 365.44 | 80925.3 | 0 | 0 | 0 | 0 | 4.76 | 0 | 40.8 | 17.08 | 0 | 0 | 82.3324 | 1.9062 | 0 | 0 | 0 | 0 | 0 | 17.0765 | 0 | 0 | 365.4372 | 17.0765 | 0
3728 | 16.13 | 726.29 | 21.79 | 0 | 0 | 0 | 0 | 0.39 | 0 | 5.13 | 0 | 0 | 0 | 629.28 | 75.06 | 0 | 81000.36 | 0 | 0 | 1.26 | 0 | 5.13 | 42.12 | 65.19 | 17.08 | 0 | 0 | 87.3527 | 3.8124 | 0 | 0 | 0 | 0 | 0 | 17.0765 | 0 | 0 | 365.4372 | 17.0765 | 0
3729 | 24.96 | 1038.98 | 22.13 | 0 | 0 | 0 | 0 | 1.38 | 0 | 6.46 | 0 | 0 | 0 | 987.38 | 325.73 | 0 | 81326.09 | 0 | 0 | 1.22 | 0 | 5.75 | 0 | 54.79 | 17.08 | 0 | 0 | 90.3649 | 5.7186 | 0 | 0 | 0 | 0 | 0 | 17.0765 | 0 | 0 | 365.4372 | 17.0765 | 0
3730 | 32.88 | 1281.65 | 20.3 | 0 | 0 | 0 | 0 | 0 | 0 | 6.46 | 0 | 0 | 0 | 1197.28 | 472.66 | 0 | 81798.74 | 0 | 0 | 1.2 | 0 | 6.46 | 40.17 | 84.88 | 17.08 | 0 | 0 | 92.373 | 3.8124 | 0 | 0 | 0 | 0 | 0 | 17.0765 | 0 | 0 | 365.4372 | 17.0765 | 0
3731 | 38.58 | 1438.08 | 18.14 | 0 | 0 | 0 | 0 | 157.14 | 0 | 157.94 | 0 | 0 | 0 | 1240.29 | 502.77 | 0 | 82301.51 | 0 | 0 | 1.18 | 0 | 7.23 | 0 | 78.19 | 17.08 | 0 | 0 | 92.373 | 3.8124 | 0 | 0 | 0 | 0 | 0 | 17.0765 | 0 | 0 | 365.4372 | 17.0765 | 0
3732 | 41.61 | 1515.88 | 16.73 | 0 | 0 | 0 | 0 | 98.9 | 0 | 253.28 | 0 | 0 | 0 | 1377.96 | 599.13 | 0 | 82900.65 | 0 | 0 | 1.19 | 0 | 8.18 | 0 | 74.76 | 17.08 | 0 | 0 | 92.373 | 3.8124 | 0 | 0 | 0 | 0 | 0 | 17.0765 | 0 | 0 | 365.4372 | 17.0765 | 0
3733 | 43.44 | 1561.05 | 15.8 | 0 | 0 | 0 | 0 | 104.68 | 0 | 354.19 | 0 | 0 | 0 | 1377.96 | 599.13 | 0 | 83499.78 | 0 | 0 | 1.2 | 0 | 9.22 | 40.31 | 111.24 | 17.08 | 0 | 0 | 91.3689 | 4.7655 | 0 | 0 | 0 | 0 | 0 | 17.0765 | 0 | 0 | 365.4372 | 17.0765 | 0
3734 | 44.45 | 1585.67 | 14.87 | 0 | 0 | 0 | 0 | 148.47 | 0 | 497.31 | 0 | 0 | 0 | 1377.96 | 599.13 | 0 | 84098.91 | 0 | 0 | 1.18 | 0 | 10.28 | 22.25 | 131.21 | 17.08 | 0 | 0 | 90.3649 | 4.7655 | 0 | 0 | 0 | 0 | 0 | 17.0765 | 0 | 0 | 365.4372 | 17.0765 | 0
3735 | 43.51 | 1562.81 | 13.71 | 0 | 0 | 0 | 0 | 146.81 | 0 | 638.84 | 0 | 0 | 0 | 1377.96 | 599.13 | 0 | 84698.04 | 0 | 0 | 1.13 | 0 | 11.29 | 0 | 129.93 | 17.08 | 0 | 0 | 89.3608 | 4.7655 | 0 | 0 | 0 | 0 | 0 | 17.0765 | 0 | 0 | 365.4372 | 17.0765 | 0
3736 | 42.7 | 1543.01 | 13.65 | 0 | 0 | 0 | 0 | 87.63 | 0 | 723.31 | 0 | 0 | 0 | 1377.96 | 599.13 | 0 | 85297.18 | 0 | 0 | 1.12 | 0 | 12.31 | 37.52 | 164.69 | 17.08 | 0 | 0 | 90.3649 | 4.7655 | 0 | 0 | 0 | 0 | 0 | 17.0765 | 0 | 0 | 365.4372 | 17.0765 | 0
3737 | 41.91 | 1523.26 | 13.78 | 0 | 0 | 0 | 0 | 65 | 0 | 785.97 | 0 | 0 | 0 | 1377.96 | 599.13 | 0 | 85896.31 | 0 | 0 | 1.13 | 0 | 13.35 | 37.78 | 199.92 | 17.08 | 0 | 0 | 91.3689 | 5.7186 | 0 | 0 | 0 | 0 | 0 | 17.0765 | 0 | 0 | 365.4372 | 17.0765 | 0
3738 | 45.73 | 1615.92 | 13.67 | 0 | 0 | 0 | 0 | 157.14 | 0 | 937.45 | 0 | 0 | 0 | 1377.96 | 599.13 | 0 | 86495.44 | 0 | 0 | 1.12 | 0 | 14.25 | 37.55 | 232.52 | 17.08 | 1.5 | 0 | 93.377 | 6.6717 | 0 | 0 | 0 | 0 | 0 | 17.0765 | 0 | 0 | 365.4372 | 17.0765 | 0
3739 | 8.62 | 417.33 | 13.26 | 0 | 0 | 0 | 0 | 10.6 | 0 | 947.67 | 0 | 0 | 0 | 285.54 | 0 | 165.56 | 86329.88 | 0 | 0 | 1.13 | 0 | 14.93 | 37.87 | 261.1 | 17.08 | 0 | 0 | 97.3933 | 6.6717 | 0 | 0 | 0 | 0 | 0 | 17.0765 | 0 | 0 | 365.4372 | 17.0765 | 0
3740 | 0 | 0 | 12.82 | 0 | 0 | 0 | 0 | 0 | 96.3132 | 847.76 | 0 | 0 | 0 | 0 | 0 | 365.44 | 85964.45 | 0 | 0 | 0 | 0 | 14.46 | 0 | 252.08 | 17.08 | 0 | 0 | 103.4176 | 5.7186 | 0 | 0 | 0 | 0 | 0 | 17.0765 | 0 | 0 | 365.4372 | 17.0765 | 0
3741 | 0 | 0 | 12.57 | 0 | 0 | 0 | 0 | 0 | 95.6095 | 748.58 | 0 | 0 | 0 | 0 | 0 | 365.44 | 85599.01 | 0 | 0 | 0 | 0 | 13.87 | 0 | 240.88 | 17.08 | 0 | 0 | 103.4176 | 4.7655 | 0 | 0 | 0 | 0 | 0 | 17.0765 | 0 | 0 | 365.4372 | 17.0765 | 0
3742 | 0 | 0 | 12.95 | 0 | 0 | 0 | 0 | 0 | 87.2516 | 658.06 | 0 | 0 | 0 | 0 | 0 | 365.44 | 85233.57 | 0 | 0 | 0 | 0 | 13.2 | 0 | 228.18 | 17.08 | 0 | 0 | 96.3892 | 3.8124 | 0 | 0 | 0 | 0 | 0 | 17.0765 | 0 | 0 | 365.4372 | 17.0765 | 0
3743 | 0 | 0 | 13.33 | 0 | 0 | 0 | 0 | 0 | 74.8739 | 580.4 | 0 | 0 | 0 | 0 | 0 | 365.44 | 84868.13 | 0 | 0 | 0 | 0 | 12.48 | 0 | 214.44 | 17.08 | 0 | 0 | 85.3446 | 2.8593 | 0 | 0 | 0 | 0 | 0 | 17.0765 | 0 | 0 | 365.4372 | 17.0765 | 0
3744 | 0 | 0 | 13.19 | 0 | 0 | 0 | 0 | 0 | 65.0314 | 512.94 | 0 | 0 | 0 | 0 | 0 | 365.44 | 84502.7 | 0 | 0 | 0 | 0 | 11.76 | 0 | 200.84 | 17.08 | 0 | 0 | 76.3081 | 1.9062 | 0 | 0 | 0 | 0 | 0 | 17.0765 | 0 | 0 | 365.4372 | 17.0765 | 0
3745 | 0 | 0 | 13.01 | 0 | 0 | 0 | 0 | 0 | 59.2282 | 451.5 | 0 | 0 | 0 | 0 | 0 | 365.44 | 84137.26 | 0 | 0 | 0 | 0 | 11.11 | 0 | 188.4 | 17.08 | 0 | 0 | 71.2878 | 0.95311 | 0 | 0 | 0 | 0 | 0 | 17.0765 | 0 | 0 | 365.4372 | 17.0765 | 0
3746 | 0 | 0 | 13.22 | 0 | 0 | 0 | 0 | 0 | 55.0637 | 394.38 | 0 | 0 | 0 | 0 | 0 | 365.44 | 83771.82 | 0 | 0 | 0 | 0 | 10.37 | 0 | 174.4 | 17.08 | 0 | 0 | 68.2757 | 0 | 0 | 0 | 0 | 0 | 0 | 17.0765 | 0 | 0 | 365.4372 | 17.0765 | 0
3747 | 0 | 0 | 14.06 | 0 | 0 | 0 | 0 | 0 | 53.2128 | 339.18 | 0 | 0 | 0 | 0 | 0 | 365.44 | 83406.39 | 0 | 0 | 0 | 0 | 9.49 | 0 | 157.63 | 17.08 | 0 | 0 | 67.2716 | 0 | 0 | 0 | 0 | 0 | 0 | 17.0765 | 0 | 0 | 365.4372 | 17.0765 | 0
3748 | 0 | 0 | 14.22 | 0 | 0 | 0 | 0 | 0 | 54.0611 | 283.1 | 0 | 0 | 0 | 0 | 0 | 365.44 | 83040.95 | 0 | 0 | 0 | 0 | 8.56 | 0 | 139.91 | 17.08 | 0 | 0 | 68.2757 | 0 | 0 | 0 | 0 | 0 | 0 | 17.0765 | 0 | 0 | 365.4372 | 17.0765 | 0
3749 | 0 | 0 | 14.23 | 0 | 0 | 0 | 0 | 0 | 57.0592 | 223.91 | 0 | 0 | 0 | 0 | 0 | 365.44 | 82675.51 | 0 | 0 | 0 | 0 | 7.65 | 0 | 122.69 | 17.08 | 0 | 0 | 71.2878 | 0 | 0 | 0 | 0 | 0 | 0 | 17.0765 | 0 | 0 | 365.4372 | 17.0765 | 0
3750 | 0 | 0 | 14.51 | 0 | 0 | 0 | 0 | 0 | 62.7564 | 158.82 | 0 | 0 | 0 | 0 | 0 | 365.44 | 82310.07 | 0 | 0 | 0 | 0 | 6.72 | 0 | 105.04 | 17.08 | 0 | 0 | 76.3081 | 0.95311 | 0 | 0 | 0 | 0 | 0 | 17.0765 | 0 | 0 | 365.4372 | 17.0765 | 0
3751 | 0 | 0 | 14.69 | 0 | 0 | 0 | 0 | 0 | 68.5404 | 87.72 | 0 | 0 | 0 | 0 | 0 | 365.44 | 81944.64 | 0 | 0 | 0 | 0 | 5.82 | 0 | 87.99 | 17.08 | 0 | 0 | 81.3284 | 1.9062 | 0 | 0 | 0 | 0 | 0 | 17.0765 | 0 | 0 | 365.4372 | 17.0765 | 0
3752 | 4.74 | 238.74 | 14.77 | 0 | 0 | 0 | 0 | 157.14 | 0 | 239.2 | 0 | 0 | 0 | 10.7 | 0 | 357.95 | 81586.69 | 0 | 0 | 1.26 | 0 | 6.2 | 0 | 72.37 | 17.08 | 0 | 0 | 85.3446 | 3.8124 | 0 | 0 | 0 | 0 | 0 | 17.0765 | 0 | 0 | 365.4372 | 17.0765 | 0
3753 | 13.04 | 604.53 | 14.95 | 0 | 0 | 0 | 0 | 157.14 | 0 | 390.68 | 0 | 0 | 0 | 338.1 | 0 | 128.77 | 81457.92 | 0 | 0 | 1.22 | 0 | 6.81 | 40.97 | 100.9 | 17.08 | 0 | 0 | 89.3608 | 5.7186 | 0 | 0 | 0 | 0 | 0 | 17.0765 | 0 | 0 | 365.4372 | 17.0765 | 0
3754 | 17.07 | 761.98 | 17.4 | 0 | 0 | 0 | 0 | 0 | 0 | 390.68 | 0 | 0 | 0 | 700.07 | 124.61 | 0 | 81582.53 | 0 | 0 | 1.2 | 0 | 7.52 | 0 | 92.82 | 17.08 | 0 | 0 | 91.3689 | 3.8124 | 0 | 0 | 0 | 0 | 0 | 17.0765 | 0 | 0 | 365.4372 | 17.0765 | 0
3755 | 18.56 | 817.34 | 21.61 | 0 | 0 | 0 | 0 | 0 | 0 | 390.68 | 0 | 0 | 0 | 721.52 | 139.63 | 0 | 81722.16 | 0 | 0 | 1.18 | 0 | 8.3 | 39.62 | 123.78 | 17.08 | 0 | 0 | 91.3689 | 3.8124 | 0 | 0 | 0 | 0 | 0 | 17.0765 | 0 | 0 | 365.4372 | 17.0765 | 0
3756 | 21.8 | 932.7 | 26.51 | 0 | 0 | 0 | 0 | 157.14 | 0 | 542.16 | 0 | 0 | 0 | 728.51 | 144.52 | 0 | 81866.68 | 0 | 0 | 1.19 | 0 | 9.24 | 0 | 120.34 | 17.08 | 0 | 0 | 90.3649 | 3.8124 | 0 | 0 | 0 | 0 | 0 | 17.0765 | 0 | 0 | 365.4372 | 17.0765 | 0
3757 | 23.29 | 983.51 | 31.35 | 0 | 0 | 0 | 0 | 0 | 0 | 542.16 | 0 | 0 | 0 | 942.82 | 294.54 | 0 | 82161.21 | 0 | 0 | 1.2 | 0 | 10.29 | 0 | 118.53 | 17.08 | 0 | 0 | 89.3608 | 4.7655 | 0 | 0 | 0 | 0 | 0 | 17.0765 | 0 | 0 | 365.4372 | 17.0765 | 0
3758 | 23.16 | 979.09 | 35.46 | 0 | 0 | 0 | 0 | 0 | 0 | 542.16 | 0 | 0 | 0 | 903.92 | 267.31 | 0 | 82428.52 | 0 | 0 | 1.18 | 0 | 11.35 | 39.49 | 154.87 | 17.08 | 0 | 0 | 88.3568 | 4.7655 | 0 | 0 | 0 | 0 | 0 | 17.0765 | 0 | 0 | 365.4372 | 17.0765 | 0
3759 | 18.98 | 832.84 | 38.88 | 0 | 0 | 0 | 0 | 81.09 | 0 | 620.32 | 0 | 0 | 0 | 715.36 | 135.32 | 0 | 82563.84 | 0 | 0 | 1.13 | 0 | 12.36 | 0 | 153.59 | 17.08 | 0 | 0 | 88.3568 | 4.7655 | 0 | 0 | 0 | 0 | 0 | 17.0765 | 0 | 0 | 365.4372 | 17.0765 | 0
3760 | 13.77 | 633.95 | 40.38 | 0 | 0 | 0 | 0 | 157.14 | 0 | 771.8 | 0 | 0 | 0 | 398.2 | 0 | 86.7 | 82477.14 | 0 | 0 | 1.12 | 0 | 13.38 | 37.52 | 188.35 | 17.08 | 0 | 0 | 89.3608 | 4.7655 | 0 | 0 | 0 | 0 | 0 | 17.0765 | 0 | 0 | 365.4372 | 17.0765 | 0
3761 | 8.52 | 412.97 | 40.48 | 0 | 0 | 0 | 0 | 0 | 0 | 771.8 | 0 | 0 | 0 | 326.99 | 0 | 136.55 | 82340.59 | 0 | 0 | 1.13 | 0 | 14.41 | 37.78 | 223.59 | 17.08 | 0 | 0 | 90.3649 | 5.7186 | 0 | 0 | 0 | 0 | 0 | 17.0765 | 0 | 0 | 365.4372 | 17.0765 | 0
3762 | 8.33 | 404.53 | 39.44 | 0 | 0 | 0 | 0 | 0 | 0 | 771.8 | 0 | 0 | 0 | 353.14 | 0 | 118.24 | 82222.36 | 0 | 0 | 1.12 | 0 | 15.32 | 0 | 220.5 | 17.08 | 0 | 0 | 91.3689 | 6.6717 | 0 | 0 | 0 | 0 | 0 | 17.0765 | 0 | 0 | 365.4372 | 17.0765 | 0
3763 | 3.94 | 200.25 | 37.46 | 0 | 0 | 0 | 0 | 100.59 | 0 | 868.78 | 0 | 0 | 0 | 0 | 0 | 365.44 | 81856.92 | 0 | 0 | 1.13 | 0 | 16 | 37.87 | 249.09 | 17.08 | 0 | 0 | 95.3851 | 6.6717 | 0 | 0 | 0 | 0 | 0 | 17.0765 | 0 | 0 | 365.4372 | 17.0765 | 0
3764 | 0 | 0 | 35.22 | 0 | 0 | 0 | 0 | 0 | 72.4157 | 793.66 | 0 | 0 | 0 | 0 | 0 | 365.44 | 81491.48 | 0 | 0 | 0.5 | 0 | 16 | 0 | 240.06 | 17.08 | 0 | 0 | 101.4095 | 5.7186 | 0 | 0 | 0 | 0 | 0 | 17.0765 | 0 | 0 | 365.4372 | 17.0765 | 0
3765 | 0 | 0 | 33 | 0 | 0 | 0 | 0 | 0 | 74.1798 | 716.71 | 0 | 0 | 0 | 0 | 0 | 365.44 | 81126.05 | 0 | 0 | 0 | 0 | 15.41 | 0 | 228.87 | 17.08 | 0 | 0 | 102.4135 | 4.7655 | 0 | 0 | 0 | 0 | 0 | 17.0765 | 0 | 0 | 365.4372 | 17.0765 | 0
3766 | 0 | 0 | 30.91 | 0 | 0 | 0 | 0 | 0 | 68.2898 | 645.87 | 0 | 0 | 0 | 0 | 0 | 365.44 | 80760.61 | 0 | 0 | 0 | 0 | 14.74 | 0 | 216.16 | 17.08 | 0 | 0 | 95.3851 | 3.8124 | 0 | 0 | 0 | 0 | 0 | 17.0765 | 0 | 0 | 365.4372 | 17.0765 | 0
3767 | 0 | 0 | 29.99 | 0 | 0 | 0 | 0 | 0 | 56.2012 | 587.57 | 0 | 0 | 0 | 0 | 0 | 365.44 | 80395.17 | 0 | 0 | 0 | 0 | 14.02 | 0 | 202.43 | 17.08 | 0 | 0 | 83.3365 | 2.8593 | 0 | 0 | 0 | 0 | 0 | 17.0765 | 0 | 0 | 365.4372 | 17.0765 | 0
3768 | 0 | 0 | 30.47 | 0 | 0 | 0 | 0 | 0 | 46.7347 | 539.08 | 0 | 0 | 0 | 0 | 0 | 365.44 | 80029.73 | 0 | 0 | 0 | 0 | 13.3 | 0 | 188.83 | 17.08 | 0 | 0 | 75.3041 | 1.9062 | 0 | 0 | 0 | 0 | 0 | 17.0765 | 0 | 0 | 365.4372 | 17.0765 | 0
3769 | 0 | 0 | 31.63 | 0 | 0 | 0 | 0 | 0 | 39.6011 | 498 | 0 | 0 | 0 | 0 | 0 | 365.44 | 79664.3 | 0 | 0 | 0 | 0 | 12.65 | 0 | 176.39 | 17.08 | 0 | 0 | 70.2838 | 0.95311 | 0 | 0 | 0 | 0 | 0 | 17.0765 | 0 | 0 | 365.4372 | 17.0765 | 0
3770 | 0 | 0 | 32.33 | 0 | 0 | 0 | 0 | 0 | 34.9354 | 461.76 | 0 | 0 | 0 | 0 | 0 | 365.44 | 79298.86 | 0 | 0 | 0 | 0 | 11.91 | 0 | 162.39 | 17.08 | 0 | 0 | 67.2716 | 0 | 0 | 0 | 0 | 0 | 0 | 17.0765 | 0 | 0 | 365.4372 | 17.0765 | 0
3771 | 0 | 0 | 32.53 | 0 | 0 | 0 | 0 | 0 | 33.74 | 426.77 | 0 | 0 | 0 | 0 | 0 | 365.44 | 78933.42 | 0 | 0 | 0 | 0 | 11.03 | 0 | 145.61 | 17.08 | 0 | 0 | 66.2676 | 0 | 0 | 0 | 0 | 0 | 0 | 17.0765 | 0 | 0 | 365.4372 | 17.0765 | 0
3772 | 0 | 0 | 33.13 | 0 | 0 | 0 | 0 | 0 | 34.1352 | 391.35 | 0 | 0 | 0 | 0 | 0 | 365.44 | 78567.99 | 0 | 0 | 0 | 0 | 10.1 | 0 | 127.9 | 17.08 | 0 | 0 | 67.2716 | 0 | 0 | 0 | 0 | 0 | 0 | 17.0765 | 0 | 0 | 365.4372 | 17.0765 | 0
3773 | 0 | 0 | 32.87 | 0 | 0 | 0 | 0 | 0 | 37.4225 | 352.53 | 0 | 0 | 0 | 0 | 0 | 365.44 | 78202.55 | 0 | 0 | 0 | 0 | 9.19 | 0 | 110.68 | 17.08 | 0 | 0 | 70.2838 | 0 | 0 | 0 | 0 | 0 | 0 | 17.0765 | 0 | 0 | 365.4372 | 17.0765 | 0
3774 | 0 | 0 | 31.92 | 0 | 0 | 0 | 0 | 0 | 44.3344 | 306.54 | 0 | 0 | 0 | 0 | 0 | 365.44 | 77837.11 | 0 | 0 | 0 | 0 | 8.26 | 0 | 93.03 | 17.08 | 0 | 0 | 75.3041 | 0.95311 | 0 | 0 | 0 | 0 | 0 | 17.0765 | 0 | 0 | 365.4372 | 17.0765 | 0
3775 | 0 | 0 | 30.39 | 0 | 0 | 0 | 0 | 0 | 51.8439 | 252.76 | 0 | 0 | 0 | 0 | 0 | 365.44 | 77471.67 | 0 | 0 | 0 | 0 | 7.36 | 0 | 75.98 | 17.08 | 0 | 0 | 80.3243 | 1.9062 | 0 | 0 | 0 | 0 | 0 | 17.0765 | 0 | 0 | 365.4372 | 17.0765 | 0
3776 | 0.3 | 15.69 | 28.91 | 0 | 0 | 0 | 0 | 0 | 44.2572 | 206.85 | 0 | 0 | 0 | 0 | 0 | 365.44 | 77106.24 | 0 | 0 | 0 | 0 | 6.54 | 0 | 60.36 | 17.08 | 0 | 0 | 85.3446 | 3.8124 | 0 | 0 | 0 | 0 | 0 | 17.0765 | 0 | 0 | 365.4372 | 17.0765 | 0
3777 | 2.82 | 145.01 | 27.7 | 0 | 0 | 0 | 0 | 0 | 0 | 206.85 | 0 | 0 | 0 | 39.26 | 0 | 337.95 | 76768.28 | 0 | 0 | 1.22 | 0 | 7.16 | 40.97 | 88.88 | 17.08 | 0 | 0 | 88.3568 | 5.7186 | 0 | 0 | 0 | 0 | 0 | 17.0765 | 0 | 0 | 365.4372 | 17.0765 | 0
3778 | 4.31 | 217.88 | 26.71 | 0 | 0 | 0 | 0 | 153.53 | 0 | 354.85 | 0 | 0 | 0 | 0 | 0 | 365.44 | 76402.85 | 0 | 0 | 1.2 | 0 | 7.87 | 0 | 80.8 | 17.08 | 0 | 0 | 90.3649 | 3.8124 | 0 | 0 | 0 | 0 | 0 | 17.0765 | 0 | 0 | 365.4372 | 17.0765 | 0
3779 | 2.8 | 144.08 | 27.12 | 0 | 0 | 0 | 0 | 0 | 0 | 354.85 | 0 | 0 | 0 | 39.01 | 0 | 338.13 | 76064.72 | 0 | 0 | 1.18 | 0 | 8.64 | 39.62 | 111.77 | 17.08 | 0 | 0 | 90.3649 | 3.8124 | 0 | 0 | 0 | 0 | 0 | 17.0765 | 0 | 0 | 365.4372 | 17.0765 | 0
3780 | 2.64 | 136.11 | 29.52 | 0 | 0 | 0 | 0 | 72.91 | 0 | 425.14 | 0 | 0 | 0 | 0 | 0 | 365.44 | 75699.28 | 0 | 0 | 1.19 | 0 | 9.59 | 0 | 108.33 | 17.08 | 0 | 0 | 90.3649 | 3.8124 | 0 | 0 | 0 | 0 | 0 | 17.0765 | 0 | 0 | 365.4372 | 17.0765 | 0
3781 | 1.89 | 97.92 | 33.23 | 0 | 0 | 0 | 0 | 37.71 | 0 | 461.49 | 0 | 0 | 0 | 0 | 0 | 365.44 | 75333.85 | 0 | 0 | 1.2 | 0 | 10.63 | 0 | 106.51 | 17.08 | 0 | 0 | 89.3608 | 4.7655 | 0 | 0 | 0 | 0 | 0 | 17.0765 | 0 | 0 | 365.4372 | 17.0765 | 0
3782 | 0.84 | 44.25 | 37.59 | 0 | 0 | 0 | 0 | 0 | 10.4401 | 450.67 | 0 | 0 | 0 | 0 | 0 | 365.44 | 74968.41 | 0 | 0 | 0 | 0 | 10.57 | 0 | 105.35 | 17.08 | 0 | 0 | 88.3568 | 4.7655 | 0 | 0 | 0 | 0 | 0 | 17.0765 | 0 | 0 | 365.4372 | 17.0765 | 0
3783 | 2.37 | 122.47 | 41.76 | 0 | 0 | 0 | 0 | 0 | 0 | 450.67 | 0 | 0 | 0 | 34.33 | 0 | 341.4 | 74627.01 | 0 | 0 | 1.13 | 0 | 11.58 | 38.02 | 140.18 | 17.08 | 0 | 0 | 88.3568 | 4.7655 | 0 | 0 | 0 | 0 | 0 | 17.0765 | 0 | 0 | 365.4372 | 17.0765 | 0
3784 | 3.36 | 171.67 | 44.04 | 0 | 0 | 0 | 0 | 0 | 0 | 450.67 | 0 | 0 | 0 | 87.32 | 0 | 304.32 | 74322.69 | 0 | 0 | 1.12 | 0 | 12.6 | 37.52 | 174.94 | 17.08 | 0 | 0 | 88.3568 | 4.7655 | 0 | 0 | 0 | 0 | 0 | 17.0765 | 0 | 0 | 365.4372 | 17.0765 | 0
3785 | 3.47 | 177.27 | 45.54 | 0 | 0 | 0 | 0 | 0 | 0 | 450.67 | 0 | 0 | 0 | 129.08 | 0 | 275.08 | 74047.61 | 0 | 0 | 1.13 | 0 | 13.64 | 0 | 174.28 | 17.08 | 0 | 0 | 90.3649 | 5.7186 | 0 | 0 | 0 | 0 | 0 | 17.0765 | 0 | 0 | 365.4372 | 17.0765 | 0
3786 | 4.64 | 233.8 | 46.15 | 0 | 0 | 0 | 0 | 147.88 | 0 | 593.22 | 0 | 0 | 0 | 0 | 0 | 365.44 | 73682.17 | 0 | 0 | 1.12 | 0 | 14.54 | 37.55 | 206.88 | 17.08 | 0 | 0 | 91.3689 | 6.6717 | 0 | 0 | 0 | 0 | 0 | 17.0765 | 0 | 0 | 365.4372 | 17.0765 | 0
3787 | 2.7 | 138.74 | 46.43 | 0 | 0 | 0 | 0 | 45.8 | 0 | 637.38 | 0 | 0 | 0 | 0 | 0 | 365.44 | 73316.73 | 0 | 0 | 1.13 | 0 | 15.23 | 37.87 | 235.46 | 17.08 | 0 | 0 | 96.3892 | 6.6717 | 0 | 0 | 0 | 0 | 0 | 17.0765 | 0 | 0 | 365.4372 | 17.0765 | 0
3788 | 0 | 0 | 46.53 | 0 | 0 | 0 | 0 | 0 | 60.597 | 574.51 | 0 | 0 | 0 | 0 | 0 | 365.44 | 72951.29 | 0 | 0 | 0 | 0 | 14.75 | 0 | 226.43 | 17.08 | 0 | 0 | 101.4095 | 5.7186 | 0 | 0 | 0 | 0 | 0 | 17.0765 | 0 | 0 | 365.4372 | 17.0765 | 0
3789 | 0 | 0 | 46.62 | 0 | 0 | 0 | 0 | 0 | 60.5585 | 511.69 | 0 | 0 | 0 | 0 | 0 | 365.44 | 72585.86 | 0 | 0 | 0 | 0 | 14.16 | 0 | 215.24 | 17.08 | 0 | 0 | 102.4135 | 4.7655 | 0 | 0 | 0 | 0 | 0 | 17.0765 | 0 | 0 | 365.4372 | 17.0765 | 0
3790 | 0 | 0 | 46.84 | 0 | 0 | 0 | 0 | 0 | 52.3645 | 457.37 | 0 | 0 | 0 | 0 | 0 | 365.44 | 72220.42 | 0 | 0 | 0 | 0 | 13.49 | 0 | 202.54 | 17.08 | 0 | 0 | 95.3851 | 3.8124 | 0 | 0 | 0 | 0 | 0 | 17.0765 | 0 | 0 | 365.4372 | 17.0765 | 0
3791 | 0 | 0 | 47.4 | 0 | 0 | 0 | 0 | 0 | 39.8036 | 416.09 | 0 | 0 | 0 | 0 | 0 | 365.44 | 71854.98 | 0 | 0 | 0 | 0 | 12.77 | 0 | 188.8 | 17.08 | 0 | 0 | 84.3406 | 2.8593 | 0 | 0 | 0 | 0 | 0 | 17.0765 | 0 | 0 | 365.4372 | 17.0765 | 0
3792 | 0 | 0 | 48.17 | 0 | 0 | 0 | 0 | 0 | 29.0357 | 385.97 | 0 | 0 | 0 | 0 | 0 | 365.44 | 71489.55 | 0 | 0 | 0 | 0 | 12.05 | 0 | 175.2 | 17.08 | 0 | 0 | 75.3041 | 1.9062 | 0 | 0 | 0 | 0 | 0 | 17.0765 | 0 | 0 | 365.4372 | 17.0765 | 0
3793 | 0 | 0 | 49 | 0 | 0 | 0 | 0 | 0 | 22.2298 | 362.9 | 0 | 0 | 0 | 0 | 0 | 365.44 | 71124.11 | 0 | 0 | 0 | 0 | 11.4 | 0 | 162.76 | 17.08 | 0 | 0 | 70.2838 | 0.95311 | 0 | 0 | 0 | 0 | 0 | 17.0765 | 0 | 0 | 365.4372 | 17.0765 | 0
3794 | 0 | 0 | 49.73 | 0 | 0 | 0 | 0 | 0 | 17.5352 | 344.71 | 0 | 0 | 0 | 0 | 0 | 365.44 | 70758.67 | 0 | 0 | 0 | 0 | 10.66 | 0 | 148.76 | 17.08 | 0 | 0 | 67.2716 | 0 | 0 | 0 | 0 | 0 | 0 | 17.0765 | 0 | 0 | 365.4372 | 17.0765 | 0
3795 | 0 | 0 | 50.32 | 0 | 0 | 0 | 0 | 0 | 15.9446 | 328.17 | 0 | 0 | 0 | 0 | 0 | 365.44 | 70393.23 | 0 | 0 | 0 | 0 | 9.78 | 0 | 131.99 | 17.08 | 0 | 0 | 66.2676 | 0 | 0 | 0 | 0 | 0 | 0 | 17.0765 | 0 | 0 | 365.4372 | 17.0765 | 0
3796 | 0 | 0 | 50.63 | 0 | 0 | 0 | 0 | 0 | 14.6335 | 312.99 | 0 | 0 | 0 | 0 | 0 | 365.44 | 70027.8 | 0 | 0 | 0 | 0 | 8.85 | 0 | 114.27 | 17.08 | 0 | 0 | 65.2635 | 0 | 0 | 0 | 0 | 0 | 0 | 17.0765 | 0 | 0 | 365.4372 | 17.0765 | 0
3797 | 0 | 0 | 50.46 | 0 | 0 | 0 | 0 | 0 | 18.8173 | 293.47 | 0 | 0 | 0 | 0 | 0 | 365.44 | 69662.36 | 0 | 0 | 0 | 0 | 7.94 | 0 | 97.05 | 17.08 | 0 | 0 | 69.2797 | 0 | 0 | 0 | 0 | 0 | 0 | 17.0765 | 0 | 0 | 365.4372 | 17.0765 | 0
3798 | 0 | 0 | 50.13 | 0 | 0 | 0 | 0 | 0 | 24.1193 | 268.45 | 0 | 0 | 0 | 0 | 0 | 365.44 | 69296.92 | 0 | 0 | 0 | 0 | 7.01 | 0 | 79.4 | 17.08 | 0 | 0 | 73.296 | 0.95311 | 0 | 0 | 0 | 0 | 0 | 17.0765 | 0 | 0 | 365.4372 | 17.0765 | 0
3799 | 0 | 0 | 49.77 | 0 | 0 | 0 | 0 | 0 | 30.4528 | 236.86 | 0 | 0 | 0 | 0 | 0 | 365.44 | 68931.49 | 0 | 0 | 0 | 0 | 6.12 | 0 | 62.35 | 17.08 | 0 | 0 | 78.3162 | 1.9062 | 0 | 0 | 0 | 0 | 0 | 17.0765 | 0 | 0 | 365.4372 | 17.0765 | 0
3800 | 1.08 | 56.4 | 49.25 | 0 | 0 | 0 | 0 | 0 | 0 | 236.86 | 0 | 0 | 0 | 0 | 0 | 365.44 | 68566.05 | 0 | 0 | 1.26 | 0 | 6.49 | 18.32 | 64.14 | 17.08 | 0 | 0 | 83.3365 | 3.8124 | 0 | 0 | 0 | 0 | 0 | 17.0765 | 0 | 0 | 365.4372 | 17.0765 | 0
3801 | 6.39 | 316.22 | 48.42 | 0 | 0 | 0 | 0 | 157.14 | 0 | 388.34 | 0 | 0 | 0 | 120.6 | 0 | 281.01 | 68285.03 | 0 | 0 | 1.22 | 0 | 7.1 | 0 | 53.74 | 17.08 | 0 | 0 | 86.3487 | 5.7186 | 0 | 0 | 0 | 0 | 0 | 17.0765 | 0 | 0 | 365.4372 | 17.0765 | 0
3802 | 10.85 | 513.61 | 45.84 | 0 | 0 | 0 | 0 | 157.14 | 0 | 539.82 | 0 | 0 | 0 | 320.79 | 0 | 140.88 | 68144.15 | 0 | 0 | 1.2 | 0 | 7.82 | 0 | 45.66 | 17.08 | 0 | 0 | 87.3527 | 3.8124 | 0 | 0 | 0 | 0 | 0 | 17.0765 | 0 | 0 | 365.4372 | 17.0765 | 0
3803 | 12.03 | 563.34 | 42.3 | 0 | 0 | 0 | 0 | 157.14 | 0 | 691.3 | 0 | 0 | 0 | 328.57 | 0 | 135.44 | 68008.71 | 0 | 0 | 1.18 | 0 | 8.59 | 39.62 | 76.62 | 17.08 | 0 | 0 | 87.3527 | 3.8124 | 0 | 0 | 0 | 0 | 0 | 17.0765 | 0 | 0 | 365.4372 | 17.0765 | 0
3804 | 11.48 | 540.2 | 39.81 | 0 | 0 | 0 | 0 | 157.14 | 0 | 842.78 | 0 | 0 | 0 | 303.31 | 0 | 153.12 | 67855.59 | 0 | 0 | 1.19 | 0 | 9.53 | 39.7 | 110.9 | 17.08 | 0 | 0 | 86.3487 | 3.8124 | 0 | 0 | 0 | 0 | 0 | 17.0765 | 0 | 0 | 365.4372 | 17.0765 | 0
3805 | 9.03 | 435.13 | 38.61 | 0 | 0 | 0 | 0 | 0 | 0 | 842.78 | 0 | 0 | 0 | 392.46 | 0 | 90.71 | 67764.88 | 0 | 0 | 1.2 | 0 | 10.58 | 0 | 109.08 | 17.08 | 0 | 0 | 84.3406 | 4.7655 | 0 | 0 | 0 | 0 | 0 | 17.0765 | 0 | 0 | 365.4372 | 17.0765 | 0
3806 | 5.44 | 271.91 | 38.53 | 0 | 0 | 0 | 0 | 0 | 0 | 842.78 | 0 | 0 | 0 | 187.11 | 0 | 234.46 | 67530.42 | 0 | 0 | 1.18 | 0 | 11.64 | 39.49 | 145.43 | 17.08 | 0 | 0 | 83.3365 | 4.7655 | 0 | 0 | 0 | 0 | 0 | 17.0765 | 0 | 0 | 365.4372 | 17.0765 | 0
3807 | 3.8 | 193.17 | 39.09 | 0 | 0 | 0 | 0 | 108.81 | 0 | 947.67 | 0 | 0 | 0 | 0 | 0 | 365.44 | 67164.98 | 0 | 0 | 1.13 | 0 | 12.65 | 38.02 | 180.26 | 17.08 | 0 | 0 | 83.3365 | 4.7655 | 0 | 0 | 0 | 0 | 0 | 17.0765 | 0 | 0 | 365.4372 | 17.0765 | 0
3808 | 2.12 | 109.92 | 41.45 | 0 | 0 | 0 | 0 | 0 | 0 | 947.67 | 0 | 0 | 0 | 25.75 | 0 | 347.41 | 66817.56 | 0 | 0 | 1.12 | 0 | 13.67 | 37.52 | 215.02 | 17.08 | 0 | 0 | 84.3406 | 4.7655 | 0 | 0 | 0 | 0 | 0 | 17.0765 | 0 | 0 | 365.4372 | 17.0765 | 0
3809 | 0.81 | 42.66 | 43.81 | 0 | 0 | 0 | 0 | 0 | 3.7789 | 943.75 | 0 | 0 | 0 | 0 | 0 | 365.44 | 66452.13 | 0 | 0 | 0 | 0 | 13.63 | 0 | 214.37 | 17.08 | 0 | 0 | 85.3446 | 5.7186 | 0 | 0 | 0 | 0 | 0 | 17.0765 | 0 | 0 | 365.4372 | 17.0765 | 0
3810 | 3.2 | 163.71 | 45.18 | 0 | 0 | 0 | 0 | 0 | 0 | 943.75 | 0 | 0 | 0 | 116.95 | 0 | 283.58 | 66168.55 | 0 | 0 | 1.12 | 0 | 14.54 | 0 | 211.29 | 17.08 | 0 | 0 | 87.3527 | 6.6717 | 0 | 0 | 0 | 0 | 0 | 17.0765 | 0 | 0 | 365.4372 | 17.0765 | 0
3811 | 1.79 | 92.8 | 45.9 | 0 | 0 | 0 | 0 | 0 | 0 | 943.75 | 0 | 0 | 0 | 1.44 | 0 | 364.43 | 65804.13 | 0 | 0 | 1.13 | 0 | 15.22 | 37.87 | 239.87 | 17.08 | 0 | 0 | 93.377 | 6.6717 | 0 | 0 | 0 | 0 | 0 | 17.0765 | 0 | 0 | 365.4372 | 17.0765 | 0
3812 | 0 | 0 | 46.44 | 0 | 0 | 0 | 0 | 0 | 58.6787 | 882.88 | 0 | 0 | 0 | 0 | 0 | 365.44 | 65438.69 | 0 | 0 | 0 | 0 | 14.74 | 0 | 230.84 | 17.08 | 0 | 0 | 99.4014 | 5.7186 | 0 | 0 | 0 | 0 | 0 | 17.0765 | 0 | 0 | 365.4372 | 17.0765 | 0
3813 | 0 | 0 | 46.9 | 0 | 0 | 0 | 0 | 0 | 58.2738 | 822.43 | 0 | 0 | 0 | 0 | 0 | 365.44 | 65073.25 | 0 | 0 | 0 | 0 | 14.16 | 0 | 219.65 | 17.08 | 0 | 0 | 100.4054 | 4.7655 | 0 | 0 | 0 | 0 | 0 | 17.0765 | 0 | 0 | 365.4372 | 17.0765 | 0
3814 | 0 | 0 | 47.81 | 0 | 0 | 0 | 0 | 0 | 50.0605 | 770.5 | 0 | 0 | 0 | 0 | 0 | 365.44 | 64707.81 | 0 | 0 | 0.68 | 0 | 14.13 | 0 | 206.94 | 17.08 | 0 | 0 | 93.377 | 3.8124 | 0 | 0 | 0 | 0 | 0 | 17.0765 | 0 | 0 | 365.4372 | 17.0765 | 0
3815 | 0 | 0 | 48.87 | 0 | 0 | 0 | 0 | 0 | 36.3235 | 732.82 | 0 | 0 | 0 | 0 | 0 | 365.44 | 64342.38 | 0 | 0 | 0 | 0 | 13.41 | 0 | 193.21 | 17.08 | 0 | 0 | 82.3324 | 2.8593 | 0 | 0 | 0 | 0 | 0 | 17.0765 | 0 | 0 | 365.4372 | 17.0765 | 0
3816 | 0 | 0 | 49.68 | 0 | 0 | 0 | 0 | 0 | 27.8692 | 703.92 | 0 | 0 | 0 | 0 | 0 | 365.44 | 63976.94 | 0 | 0 | 1.35 | 0 | 13.97 | 0 | 179.61 | 17.08 | 0 | 0 | 74.3 | 1.9062 | 0 | 0 | 0 | 0 | 0 | 17.0765 | 0 | 0 | 365.4372 | 17.0765 | 0
3817 | 0 | 0 | 50.23 | 0 | 0 | 0 | 0 | 0 | 20.003 | 683.17 | 0 | 0 | 0 | 0 | 0 | 365.44 | 63611.5 | 0 | 0 | 0 | 0 | 13.32 | 0 | 167.17 | 17.08 | 0 | 0 | 69.2797 | 0.95311 | 0 | 0 | 0 | 0 | 0 | 17.0765 | 0 | 0 | 365.4372 | 17.0765 | 0
3818 | 0 | 0 | 50.46 | 0 | 0 | 0 | 0 | 0 | 15.8096 | 666.77 | 0 | 0 | 0 | 0 | 0 | 365.44 | 63246.07 | 0 | 0 | 0 | 0 | 12.58 | 0 | 153.17 | 17.08 | 0 | 0 | 66.2676 | 0 | 0 | 0 | 0 | 0 | 0 | 17.0765 | 0 | 0 | 365.4372 | 17.0765 | 0
3819 | 0 | 0 | 50.44 | 0 | 0 | 0 | 0 | 0 | 13.8238 | 652.44 | 0 | 0 | 0 | 0 | 0 | 365.44 | 62880.63 | 0 | 0 | 0 | 0 | 11.7 | 0 | 136.39 | 17.08 | 0 | 0 | 64.2595 | 0 | 0 | 0 | 0 | 0 | 0 | 17.0765 | 0 | 0 | 365.4372 | 17.0765 | 0
3820 | 0 | 0 | 50.68 | 0 | 0 | 0 | 0 | 0 | 15.5879 | 636.27 | 0 | 0 | 0 | 0 | 0 | 365.44 | 62515.19 | 0 | 0 | 0 | 0 | 10.76 | 0 | 118.68 | 17.08 | 0 | 0 | 66.2676 | 0 | 0 | 0 | 0 | 0 | 0 | 17.0765 | 0 | 0 | 365.4372 | 17.0765 | 0
3821 | 0 | 0 | 50.95 | 0 | 0 | 0 | 0 | 0 | 18.3256 | 617.26 | 0 | 0 | 0 | 0 | 0 | 365.44 | 62149.75 | 0 | 0 | 0 | 0 | 9.86 | 0 | 101.46 | 17.08 | 0 | 0 | 69.2797 | 0 | 0 | 0 | 0 | 0 | 0 | 17.0765 | 0 | 0 | 365.4372 | 17.0765 | 0
3822 | 0 | 0 | 51 | 0 | 0 | 0 | 0 | 0 | 24.2542 | 592.1 | 0 | 0 | 0 | 0 | 0 | 365.44 | 61784.32 | 0 | 0 | 0 | 0 | 8.93 | 0 | 83.81 | 17.08 | 0 | 0 | 74.3 | 0.95311 | 0 | 0 | 0 | 0 | 0 | 17.0765 | 0 | 0 | 365.4372 | 17.0765 | 0
3823 | 0 | 0 | 50.98 | 0 | 0 | 0 | 0 | 0 | 30.2407 | 560.73 | 0 | 0 | 0 | 0 | 0 | 365.44 | 61418.88 | 0 | 0 | 0 | 0 | 8.03 | 0 | 66.76 | 17.08 | 0 | 0 | 79.3203 | 1.9062 | 0 | 0 | 0 | 0 | 0 | 17.0765 | 0 | 0 | 365.4372 | 17.0765 | 0
3824 | 0.05 | 2.41 | 50.82 | 0 | 0 | 0 | 0 | 0 | 33.875 | 525.58 | 0 | 0 | 0 | 0 | 0 | 365.44 | 61053.44 | 0 | 0 | 0 | 0 | 7.21 | 0 | 51.14 | 17.08 | 0 | 0 | 83.3365 | 3.8124 | 0 | 0 | 0 | 0 | 0 | 17.0765 | 0 | 0 | 365.4372 | 17.0765 | 0
3825 | 0.53 | 27.66 | 50.64 | 0 | 0 | 0 | 0 | 0 | 13.2454 | 511.84 | 0 | 0 | 0 | 0 | 0 | 365.44 | 60688.01 | 0 | 0 | 0 | 0 | 6.66 | 0 | 40.74 | 17.08 | 0 | 0 | 86.3487 | 5.7186 | 0 | 0 | 0 | 0 | 0 | 17.0765 | 0 | 0 | 365.4372 | 17.0765 | 0
3826 | 0.84 | 43.86 | 49.85 | 0 | 0 | 0 | 0 | 1.18 | 0 | 512.98 | 0 | 0 | 0 | 0 | 0 | 365.44 | 60322.57 | 0 | 0 | 1.2 | 0 | 7.38 | 0 | 32.66 | 17.08 | 0 | 0 | 88.3568 | 3.8124 | 0 | 0 | 0 | 0 | 0 | 17.0765 | 0 | 0 | 365.4372 | 17.0765 | 0
3827 | 0.46 | 24.24 | 49.26 | 0 | 0 | 0 | 0 | 0 | 17.2074 | 495.13 | 0 | 0 | 0 | 0 | 0 | 365.44 | 59957.13 | 0 | 0 | 0 | 0 | 7.02 | 0 | 25.98 | 17.08 | 0 | 0 | 87.3527 | 3.8124 | 0 | 0 | 0 | 0 | 0 | 17.0765 | 0 | 0 | 365.4372 | 17.0765 | 0
3828 | 2.11 | 109.07 | 49.1 | 0 | 0 | 0 | 0 | 0 | 0 | 495.13 | 0 | 0 | 0 | 29.23 | 0 | 344.98 | 59612.15 | 0 | 0 | 1.19 | 0 | 7.97 | 39.7 | 60.26 | 17.08 | 0 | 0 | 86.3487 | 3.8124 | 0 | 0 | 0 | 0 | 0 | 17.0765 | 0 | 0 | 365.4372 | 17.0765 | 0
3829 | 4.22 | 213.83 | 49.14 | 0 | 0 | 0 | 0 | 23.76 | 0 | 518.03 | 0 | 0 | 0 | 112.81 | 0 | 286.47 | 59325.69 | 0 | 0 | 1.2 | 0 | 9.02 | 40.31 | 96.74 | 17.08 | 0 | 0 | 84.3406 | 4.7655 | 0 | 0 | 0 | 0 | 0 | 17.0765 | 0 | 0 | 365.4372 | 17.0765 | 0
3830 | 6.32 | 313.07 | 49.48 | 0 | 0 | 0 | 0 | 157.14 | 0 | 669.51 | 0 | 0 | 0 | 82.97 | 0 | 307.36 | 59018.33 | 0 | 0 | 1.18 | 0 | 10.08 | 39.49 | 133.08 | 17.08 | 0 | 0 | 83.3365 | 4.7655 | 0 | 0 | 0 | 0 | 0 | 17.0765 | 0 | 0 | 365.4372 | 17.0765 | 0
3831 | 3.96 | 200.84 | 49.98 | 0 | 0 | 0 | 0 | 127.52 | 0 | 792.44 | 0 | 0 | 0 | 0 | 0 | 365.44 | 58652.89 | 0 | 0 | 1.13 | 0 | 11.09 | 38.02 | 167.91 | 17.08 | 0 | 0 | 83.3365 | 4.7655 | 0 | 0 | 0 | 0 | 0 | 17.0765 | 0 | 0 | 365.4372 | 17.0765 | 0
3832 | 1.76 | 91.46 | 51.25 | 0 | 0 | 0 | 0 | 0 | 0 | 792.44 | 0 | 0 | 0 | 54.25 | 0 | 327.46 | 58325.43 | 0 | 0 | 1.12 | 0 | 12.1 | 0 | 167.03 | 17.08 | 0 | 0 | 84.3406 | 4.7655 | 0 | 0 | 0 | 0 | 0 | 17.0765 | 0 | 0 | 365.4372 | 17.0765 | 0
3833 | 0.26 | 13.76 | 52.38 | 0 | 0 | 0 | 0 | 0 | 24.6591 | 766.86 | 0 | 0 | 0 | 0 | 0 | 365.44 | 57959.99 | 0 | 0 | 0 | 0 | 12.07 | 0 | 166.38 | 17.08 | 0 | 0 | 85.3446 | 5.7186 | 0 | 0 | 0 | 0 | 0 | 17.0765 | 0 | 0 | 365.4372 | 17.0765 | 0
3834 | 2.9 | 148.66 | 53.18 | 0 | 0 | 0 | 0 | 72.04 | 0 | 836.31 | 0 | 0 | 0 | 0 | 0 | 365.44 | 57594.55 | 0 | 0 | 1.12 | 0 | 12.97 | 37.55 | 198.97 | 17.08 | 0 | 0 | 87.3527 | 6.6717 | 0 | 0 | 0 | 0 | 0 | 17.0765 | 0 | 0 | 365.4372 | 17.0765 | 0
3835 | 1.59 | 82.91 | 53.69 | 0 | 0 | 0 | 0 | 0.14 | 0 | 836.45 | 0 | 0 | 0 | 0 | 0 | 365.44 | 57229.12 | 0 | 0 | 1.13 | 0 | 13.66 | 37.87 | 227.55 | 17.08 | 0 | 0 | 92.373 | 6.6717 | 0 | 0 | 0 | 0 | 0 | 17.0765 | 0 | 0 | 365.4372 | 17.0765 | 0
3836 | 0 | 0 | 54.09 | 0 | 0 | 0 | 0 | 0 | 50.0316 | 784.55 | 0 | 0 | 0 | 0 | 0 | 365.44 | 56863.68 | 0 | 0 | 0 | 0 | 13.18 | 0 | 218.53 | 17.08 | 0 | 0 | 98.3973 | 5.7186 | 0 | 0 | 0 | 0 | 0 | 17.0765 | 0 | 0 | 365.4372 | 17.0765 | 0
3837 | 0 | 0 | 54.46 | 0 | 0 | 0 | 0 | 0 | 49.7038 | 732.98 | 0 | 0 | 0 | 0 | 0 | 365.44 | 56498.24 | 0 | 0 | 0 | 0 | 12.59 | 0 | 207.33 | 17.08 | 0 | 0 | 99.4014 | 4.7655 | 0 | 0 | 0 | 0 | 0 | 17.0765 | 0 | 0 | 365.4372 | 17.0765 | 0
3838 | 0 | 0 | 54.43 | 0 | 0 | 0 | 0 | 0 | 42.7534 | 688.63 | 0 | 0 | 0 | 0 | 0 | 365.44 | 56132.8 | 0 | 0 | 0 | 0 | 11.92 | 0 | 194.63 | 17.08 | 0 | 0 | 93.377 | 3.8124 | 0 | 0 | 0 | 0 | 0 | 17.0765 | 0 | 0 | 365.4372 | 17.0765 | 0
3839 | 0 | 0 | 54.33 | 0 | 0 | 0 | 0 | 0 | 30.8576 | 656.62 | 0 | 0 | 0 | 0 | 0 | 365.44 | 55767.37 | 0 | 0 | 0 | 0 | 11.2 | 0 | 180.89 | 17.08 | 0 | 0 | 82.3324 | 2.8593 | 0 | 0 | 0 | 0 | 0 | 17.0765 | 0 | 0 | 365.4372 | 17.0765 | 0
3840 | 0 | 0 | 54.26 | 0 | 0 | 0 | 0 | 0 | 23.2902 | 632.46 | 0 | 0 | 0 | 0 | 0 | 365.44 | 55401.93 | 0 | 0 | 1.35 | 0 | 11.76 | 0 | 167.29 | 17.08 | 0 | 0 | 74.3 | 1.9062 | 0 | 0 | 0 | 0 | 0 | 17.0765 | 0 | 0 | 365.4372 | 17.0765 | 0
3841 | 0 | 0 | 54.14 | 0 | 0 | 0 | 0 | 0 | 16.0988 | 615.76 | 0 | 0 | 0 | 0 | 0 | 365.44 | 55036.49 | 0 | 0 | 0 | 0 | 11.11 | 0 | 154.85 | 17.08 | 0 | 0 | 69.2797 | 0.95311 | 0 | 0 | 0 | 0 | 0 | 17.0765 | 0 | 0 | 365.4372 | 17.0765 | 0
3842 | 0 | 0 | 53.9 | 0 | 0 | 0 | 0 | 0 | 12.3681 | 602.93 | 0 | 0 | 0 | 0 | 0 | 365.44 | 54671.06 | 0 | 0 | 0 | 0 | 10.37 | 0 | 140.86 | 17.08 | 0 | 0 | 66.2676 | 0 | 0 | 0 | 0 | 0 | 0 | 17.0765 | 0 | 0 | 365.4372 | 17.0765 | 0
3843 | 0 | 0 | 53.51 | 0 | 0 | 0 | 0 | 0 | 10.7486 | 591.78 | 0 | 0 | 0 | 0 | 0 | 365.44 | 54305.62 | 0 | 0 | 0 | 0 | 9.49 | 0 | 124.08 | 17.08 | 0 | 0 | 64.2595 | 0 | 0 | 0 | 0 | 0 | 0 | 17.0765 | 0 | 0 | 365.4372 | 17.0765 | 0
3844 | 0 | 0 | 53.26 | 0 | 0 | 0 | 0 | 0 | 13.0044 | 578.29 | 0 | 0 | 0 | 0 | 0 | 365.44 | 53940.18 | 0 | 0 | 0 | 0 | 8.56 | 0 | 106.37 | 17.08 | 0 | 0 | 66.2676 | 0 | 0 | 0 | 0 | 0 | 0 | 17.0765 | 0 | 0 | 365.4372 | 17.0765 | 0
3845 | 0 | 0 | 52.99 | 0 | 0 | 0 | 0 | 0 | 18.2967 | 559.3 | 0 | 0 | 0 | 0 | 0 | 365.44 | 53574.74 | 0 | 0 | 0 | 0 | 7.65 | 0 | 89.14 | 17.08 | 0 | 0 | 71.2878 | 0 | 0 | 0 | 0 | 0 | 0 | 17.0765 | 0 | 0 | 365.4372 | 17.0765 | 0
3846 | 0 | 0 | 52.63 | 0 | 0 | 0 | 0 | 0 | 23.6276 | 534.8 | 0 | 0 | 0 | 0 | 0 | 365.44 | 53209.31 | 0 | 0 | 0 | 0 | 6.72 | 0 | 71.5 | 17.08 | 0 | 0 | 75.3041 | 0.95311 | 0 | 0 | 0 | 0 | 0 | 17.0765 | 0 | 0 | 365.4372 | 17.0765 | 0
3847 | 0 | 0 | 51.88 | 0 | 0 | 0 | 0 | 0 | 31.3589 | 502.27 | 0 | 0 | 0 | 0 | 0 | 365.44 | 52843.87 | 0 | 0 | 0 | 0 | 5.82 | 0 | 54.45 | 17.08 | 0 | 0 | 81.3284 | 1.9062 | 0 | 0 | 0 | 0 | 0 | 17.0765 | 0 | 0 | 365.4372 | 17.0765 | 0
3848 | 0.57 | 30.13 | 51 | 0 | 0 | 0 | 0 | 0 | 8.7146 | 493.23 | 0 | 0 | 0 | 0 | 0 | 365.44 | 52478.43 | 0 | 0 | 1.26 | 0 | 6.2 | 0 | 38.82 | 17.08 | 0 | 0 | 85.3446 | 3.8124 | 0 | 0 | 0 | 0 | 0 | 17.0765 | 0 | 0 | 365.4372 | 17.0765 | 0
3849 | 4.57 | 230.61 | 50.17 | 0 | 0 | 0 | 0 | 0 | 0 | 493.23 | 0 | 0 | 0 | 148.08 | 0 | 261.78 | 52216.65 | 0 | 0 | 1.22 | 0 | 6.81 | 40.97 | 67.35 | 17.08 | 0 | 0 | 89.3608 | 5.7186 | 0 | 0 | 0 | 0 | 0 | 17.0765 | 0 | 0 | 365.4372 | 17.0765 | 0
3850 | 7.39 | 361.99 | 49.23 | 0 | 0 | 0 | 0 | 0 | 0 | 493.23 | 0 | 0 | 0 | 282.05 | 0 | 168 | 52048.65 | 0 | 0 | 1.2 | 0 | 7.52 | 40.17 | 97.43 | 17.08 | 0 | 0 | 91.3689 | 3.8124 | 0 | 0 | 0 | 0 | 0 | 17.0765 | 0 | 0 | 365.4372 | 17.0765 | 0
3851 | 6.04 | 300.22 | 48.08 | 0 | 0 | 0 | 0 | 0 | 0 | 493.23 | 0 | 0 | 0 | 218.35 | 0 | 212.59 | 51836.06 | 0 | 0 | 1.18 | 0 | 8.3 | 39.62 | 128.4 | 17.08 | 0 | 0 | 91.3689 | 3.8124 | 0 | 0 | 0 | 0 | 0 | 17.0765 | 0 | 0 | 365.4372 | 17.0765 | 0
3852 | 11 | 520.2 | 47.21 | 0 | 0 | 0 | 0 | 157.14 | 0 | 644.71 | 0 | 0 | 0 | 325.91 | 0 | 137.3 | 51698.77 | 0 | 0 | 1.19 | 0 | 9.24 | 0 | 124.96 | 17.08 | 0 | 0 | 90.3649 | 3.8124 | 0 | 0 | 0 | 0 | 0 | 17.0765 | 0 | 0 | 365.4372 | 17.0765 | 0
3853 | 16.32 | 733.59 | 46.67 | 0 | 0 | 0 | 0 | 0 | 0 | 644.71 | 0 | 0 | 0 | 660.93 | 97.22 | 0 | 51795.98 | 0 | 0 | 1.2 | 0 | 10.29 | 40.31 | 161.44 | 17.08 | 0 | 0 | 89.3608 | 4.7655 | 0 | 0 | 0 | 0 | 0 | 17.0765 | 0 | 0 | 365.4372 | 17.0765 | 0
3854 | 21.17 | 910.92 | 46.42 | 0 | 0 | 0 | 0 | 0 | 0 | 644.71 | 0 | 0 | 0 | 843.73 | 225.17 | 0 | 52021.15 | 0 | 0 | 1.18 | 0 | 11.35 | 39.49 | 197.79 | 17.08 | 0 | 0 | 89.3608 | 4.7655 | 0 | 0 | 0 | 0 | 0 | 17.0765 | 0 | 0 | 365.4372 | 17.0765 | 0
3855 | 21.46 | 920.87 | 46.64 | 0 | 0 | 0 | 0 | 0 | 0 | 644.71 | 0 | 0 | 0 | 894.72 | 260.86 | 0 | 52282.02 | 0 | 0 | 1.13 | 0 | 12.36 | 0 | 196.5 | 17.08 | 0 | 0 | 88.3568 | 4.7655 | 0 | 0 | 0 | 0 | 0 | 17.0765 | 0 | 0 | 365.4372 | 17.0765 | 0
3856 | 21.39 | 918.44 | 48.08 | 0 | 0 | 0 | 0 | 0 | 0 | 644.71 | 0 | 0 | 0 | 855.14 | 233.16 | 0 | 52515.18 | 0 | 0 | 1.12 | 0 | 13.38 | 37.52 | 231.26 | 17.08 | 0 | 0 | 89.3608 | 4.7655 | 0 | 0 | 0 | 0 | 0 | 17.0765 | 0 | 0 | 365.4372 | 17.0765 | 0
3857 | 21.55 | 923.92 | 49.51 | 0 | 0 | 0 | 0 | 0 | 0 | 644.71 | 0 | 0 | 0 | 858.98 | 235.85 | 0 | 52751.03 | 0 | 0 | 1.13 | 0 | 14.41 | 37.78 | 266.5 | 17.08 | 0 | 0 | 91.3689 | 5.7186 | 0 | 0 | 0 | 0 | 0 | 17.0765 | 0 | 0 | 365.4372 | 17.0765 | 0
3858 | 21.5 | 922.36 | 49.96 | 0 | 0 | 0 | 0 | 157.14 | 0 | 796.19 | 0 | 0 | 0 | 736.52 | 150.12 | 0 | 52901.15 | 0 | 0 | 1.12 | 0 | 15.32 | 0 | 263.42 | 17.08 | 0 | 0 | 92.373 | 6.6717 | 0 | 0 | 0 | 0 | 0 | 17.0765 | 0 | 0 | 365.4372 | 17.0765 | 0
3859 | 5.45 | 272.24 | 49.96 | 0 | 0 | 0 | 0 | 157.14 | 0 | 947.67 | 0 | 0 | 0 | 28.45 | 0 | 345.52 | 52555.63 | 0 | 0 | 1.13 | 0 | 16 | 37.87 | 292 | 17.08 | 0 | 0 | 96.3892 | 6.6717 | 0 | 0 | 0 | 0 | 0 | 17.0765 | 0 | 0 | 365.4372 | 17.0765 | 0
3860 | 0 | 0 | 50.06 | 0 | 0 | 0 | 0 | 0 | 45.3755 | 900.6 | 0 | 0 | 0 | 0 | 0 | 392.44 | 52163.19 | 27.01 | 12.6947 | 0 | 0 | 15.52 | 0 | 282.97 | 17.08 | 0 | 0 | 102.4135 | 5.7186 | 0 | 0 | 0 | 0 | 0 | 17.0765 | 0 | 0 | 365.4372 | 17.0765 | 0
3861 | 0 | 0 | 50.27 | 0 | 0 | 0 | 0 | 0 | 79.1926 | 818.45 | 0 | 0 | 0 | 0 | 0 | 365.44 | 51797.75 | 0 | 0 | 0 | 0 | 14.94 | 21.28 | 292 | 17.08 | 0 | 0 | 103.4176 | 4.7655 | 0 | 0 | 0 | 0 | 0 | 17.0765 | 0 | 0 | 365.4372 | 17.0765 | 0
3862 | 0 | 0 | 50.98 | 0 | 0 | 0 | 0 | 0 | 49.2218 | 767.39 | 0 | 0 | 0 | 0 | 0 | 365.44 | 51432.31 | 0 | 0 | 0 | 0 | 14.27 | 0 | 279.3 | 17.08 | 0 | 0 | 96.3892 | 3.8124 | 0 | 0 | 0 | 0 | 0 | 17.0765 | 0 | 0 | 365.4372 | 17.0765 | 0
3863 | 0 | 0 | 51.91 | 0 | 0 | 0 | 0 | 0 | 23.5987 | 742.91 | 0 | 0 | 0 | 0 | 0 | 392.44 | 51039.87 | 27.01 | 12.6947 | 0 | 0 | 13.54 | 0 | 265.56 | 17.08 | 0 | 0 | 85.3446 | 2.8593 | 0 | 0 | 0 | 0 | 0 | 17.0765 | 0 | 0 | 365.4372 | 17.0765 | 0
3864 | 0 | 0 | 52.83 | 0 | 0 | 0 | 0 | 0 | 12.6959 | 729.74 | 0 | 0 | 0 | 0 | 0 | 392.44 | 50647.42 | 27.01 | 12.6947 | 0 | 0 | 12.83 | 0 | 251.96 | 17.08 | 0 | 0 | 76.3081 | 1.9062 | 0 | 0 | 0 | 0 | 0 | 17.0765 | 0 | 0 | 365.4372 | 17.0765 | 0
3865 | 0 | 0 | 53.67 | 0 | 0 | 0 | 0 | 0 | 6.883 | 722.6 | 0 | 0 | 0 | 0 | 0 | 392.44 | 50254.98 | 27.01 | 12.6947 | 0 | 0 | 12.17 | 0 | 239.52 | 17.08 | 0 | 0 | 72.2919 | 0.95311 | 0 | 0 | 0 | 0 | 0 | 17.0765 | 0 | 0 | 365.4372 | 17.0765 | 0
3866 | 0 | 0 | 54.26 | 0 | 0 | 0 | 0 | 0 | 1.3303 | 721.22 | 0 | 0 | 0 | 0 | 0 | 392.44 | 49862.54 | 27.01 | 12.6947 | 0 | 0 | 11.44 | 0 | 225.52 | 17.08 | 0 | 0 | 68.2757 | 0 | 0 | 0 | 0 | 0 | 0 | 17.0765 | 0 | 0 | 365.4372 | 17.0765 | 0
3867 | 0 | 0 | 54.59 | 0 | 0 | 0 | 0 | 0 | 12.6862 | 708.06 | 0 | 0 | 0 | 0 | 0 | 365.44 | 49497.1 | 0 | 0 | 0 | 0 | 10.55 | 0 | 208.74 | 17.08 | 0 | 0 | 67.2716 | 0 | 0 | 0 | 0 | 0 | 0 | 17.0765 | 0 | 0 | 365.4372 | 17.0765 | 0
3868 | 0 | 0 | 54.83 | 0 | 0 | 0 | 0 | 0 | 14.4504 | 693.07 | 0 | 0 | 0 | 0 | 0 | 365.44 | 49131.66 | 0 | 0 | 0 | 0 | 9.62 | 0 | 191.03 | 17.08 | 0 | 0 | 69.2797 | 0 | 0 | 0 | 0 | 0 | 0 | 17.0765 | 0 | 0 | 365.4372 | 17.0765 | 0
3869 | 0 | 0 | 54.93 | 0 | 0 | 0 | 0 | 0 | 4.6754 | 688.23 | 0 | 0 | 0 | 0 | 0 | 392.44 | 48739.22 | 27.01 | 12.6947 | 0 | 0 | 8.72 | 0 | 173.81 | 17.08 | 0 | 0 | 72.2919 | 0 | 0 | 0 | 0 | 0 | 0 | 17.0765 | 0 | 0 | 365.4372 | 17.0765 | 0
3870 | 0 | 0 | 55.07 | 0 | 0 | 0 | 0 | 0 | 23.1938 | 664.17 | 0 | 0 | 0 | 0 | 0 | 365.44 | 48373.78 | 0 | 0 | 0 | 0 | 7.79 | 0 | 156.16 | 17.08 | 0 | 0 | 77.3122 | 0.95311 | 0 | 0 | 0 | 0 | 0 | 17.0765 | 0 | 0 | 365.4372 | 17.0765 | 0
3871 | 0 | 0 | 55.17 | 0 | 0 | 0 | 0 | 0 | 29.0646 | 634.02 | 0 | 0 | 0 | 0 | 0 | 365.44 | 48008.35 | 0 | 0 | 0 | 0 | 6.89 | 0 | 139.11 | 17.08 | 0 | 0 | 82.3324 | 1.9062 | 0 | 0 | 0 | 0 | 0 | 17.0765 | 0 | 0 | 365.4372 | 17.0765 | 0
3872 | 0.02 | 1.18 | 55.14 | 0 | 0 | 0 | 0 | 0 | 21.1309 | 612.1 | 0 | 0 | 0 | 0 | 0 | 392.44 | 47615.9 | 27.01 | 12.6947 | 0 | 0 | 6.07 | 0 | 123.49 | 17.08 | 0 | 0 | 86.3487 | 3.8124 | 0 | 0 | 0 | 0 | 0 | 17.0765 | 0 | 0 | 365.4372 | 17.0765 | 0
3873 | 0.26 | 13.9 | 54.79 | 0 | 0 | 0 | 0 | 0 | 15.6554 | 595.86 | 0 | 0 | 0 | 0 | 0 | 392.44 | 47223.46 | 27.01 | 12.6947 | 1.22 | 0 | 6.68 | 0 | 113.09 | 17.08 | 0 | 0 | 90.3649 | 5.7186 | 0 | 0 | 0 | 0 | 0 | 17.0765 | 0 | 0 | 365.4372 | 17.0765 | 0
3874 | 0.53 | 27.7 | 53.97 | 0 | 0 | 0 | 0 | 0 | 13.9876 | 581.35 | 0 | 0 | 0 | 0 | 0 | 365.44 | 46858.02 | 0 | 0 | 0 | 0 | 6.26 | 0 | 105.01 | 17.08 | 0 | 0 | 92.373 | 3.8124 | 0 | 0 | 0 | 0 | 0 | 17.0765 | 0 | 0 | 365.4372 | 17.0765 | 0
3875 | 0.46 | 24.07 | 52.99 | 0 | 0 | 0 | 0 | 0 | 18.6727 | 561.98 | 0 | 0 | 0 | 0 | 0 | 365.44 | 46492.59 | 0 | 0 | 0 | 0 | 5.9 | 0 | 98.33 | 17.08 | 0 | 0 | 92.373 | 3.8124 | 0 | 0 | 0 | 0 | 0 | 17.0765 | 0 | 0 | 365.4372 | 17.0765 | 0
3876 | 0.54 | 28.28 | 52.11 | 0 | 0 | 0 | 0 | 0 | 16.4362 | 544.92 | 0 | 0 | 0 | 0 | 0 | 365.44 | 46127.15 | 0 | 0 | 1.19 | 0 | 6.85 | 0 | 94.9 | 17.08 | 0 | 0 | 92.373 | 3.8124 | 0 | 0 | 0 | 0 | 0 | 17.0765 | 0 | 0 | 365.4372 | 17.0765 | 0
3877 | 0.52 | 27.44 | 51.22 | 0 | 0 | 0 | 0 | 0 | 16.9471 | 527.34 | 0 | 0 | 0 | 0 | 0 | 365.44 | 45761.71 | 0 | 0 | 0 | 0 | 6.75 | 0 | 93.08 | 17.08 | 0 | 0 | 91.3689 | 4.7655 | 0 | 0 | 0 | 0 | 0 | 17.0765 | 0 | 0 | 365.4372 | 17.0765 | 0
3878 | 0.43 | 22.73 | 50.34 | 0 | 0 | 0 | 0 | 0 | 21.6322 | 504.9 | 0 | 0 | 0 | 0 | 0 | 365.44 | 45396.27 | 0 | 0 | 0 | 0 | 6.69 | 0 | 91.91 | 17.08 | 0 | 0 | 90.3649 | 4.7655 | 0 | 0 | 0 | 0 | 0 | 17.0765 | 0 | 0 | 365.4372 | 17.0765 | 0
3879 | 0.44 | 23.43 | 49.63 | 0 | 0 | 0 | 0 | 0 | 21.6322 | 482.47 | 0 | 0 | 0 | 0 | 0 | 365.44 | 45030.84 | 0 | 0 | 0 | 0 | 6.62 | 0 | 90.63 | 17.08 | 0 | 0 | 90.3649 | 4.7655 | 0 | 0 | 0 | 0 | 0 | 17.0765 | 0 | 0 | 365.4372 | 17.0765 | 0
3880 | 0.39 | 20.5 | 48.88 | 0 | 0 | 0 | 0 | 0 | 13.7852 | 468.16 | 0 | 0 | 0 | 0 | 0 | 392.44 | 44638.39 | 27.01 | 12.6947 | 1.12 | 0 | 7.64 | 0 | 89.74 | 17.08 | 0 | 0 | 90.3649 | 4.7655 | 0 | 0 | 0 | 0 | 0 | 17.0765 | 0 | 0 | 365.4372 | 17.0765 | 0
3881 | 0.27 | 14.44 | 48.09 | 0 | 0 | 0 | 0 | 0 | 22.5962 | 444.73 | 0 | 0 | 0 | 0 | 0 | 392.44 | 44245.95 | 27.01 | 12.6947 | 0 | 0 | 7.61 | 0 | 89.09 | 17.08 | 0 | 0 | 92.373 | 5.7186 | 0 | 0 | 0 | 0 | 0 | 17.0765 | 0 | 0 | 365.4372 | 17.0765 | 0
3882 | 2.94 | 150.74 | 47.3 | 0 | 0 | 0 | 0 | 62.25 | 0 | 504.73 | 0 | 0 | 0 | 0 | 0 | 365.44 | 43880.51 | 0 | 0 | 1.12 | 0 | 8.51 | 37.55 | 121.68 | 17.08 | 0 | 0 | 93.377 | 6.6717 | 0 | 0 | 0 | 0 | 0 | 17.0765 | 0 | 0 | 365.4372 | 17.0765 | 0
3883 | 1.62 | 84.54 | 46.72 | 0 | 0 | 0 | 0 | 0 | 0 | 504.73 | 0 | 0 | 0 | 0 | 0 | 365.44 | 43515.08 | 0 | 0 | 1.04 | 0 | 9.11 | 26.77 | 139.72 | 17.08 | 0 | 0 | 98.3973 | 6.6717 | 0 | 0 | 0 | 0 | 0 | 17.0765 | 0 | 0 | 365.4372 | 17.0765 | 0
3884 | 0 | 0 | 46.3 | 0 | 0 | 0 | 0 | 0 | 62.8335 | 439.56 | 0 | 0 | 0 | 0 | 0 | 365.44 | 43149.64 | 0 | 0 | 0 | 0 | 8.64 | 0 | 130.7 | 17.08 | 0 | 0 | 103.4176 | 5.7186 | 0 | 0 | 0 | 0 | 0 | 17.0765 | 0 | 0 | 365.4372 | 17.0765 | 0
3885 | 0 | 0 | 45.62 | 0 | 0 | 0 | 0 | 0 | 63.5662 | 373.61 | 0 | 0 | 0 | 0 | 0 | 365.44 | 42784.2 | 0 | 0 | 0 | 0 | 8.05 | 0 | 119.5 | 17.08 | 0 | 0 | 104.4216 | 4.7655 | 0 | 0 | 0 | 0 | 0 | 17.0765 | 0 | 0 | 365.4372 | 17.0765 | 0
3886 | 0 | 0 | 44.53 | 0 | 0 | 0 | 0 | 0 | 56.6832 | 314.81 | 0 | 0 | 0 | 0 | 0 | 365.44 | 42418.76 | 0 | 0 | 0 | 0 | 7.38 | 0 | 106.8 | 17.08 | 0 | 0 | 97.3933 | 3.8124 | 0 | 0 | 0 | 0 | 0 | 17.0765 | 0 | 0 | 365.4372 | 17.0765 | 0
3887 | 0 | 0 | 43.57 | 0 | 0 | 0 | 0 | 0 | 68.0873 | 244.18 | 0 | 0 | 0 | 0 | 0 | 392.44 | 42026.32 | 27.01 | 12.6947 | 0 | 0 | 6.66 | 35.14 | 126.45 | 17.08 | 0 | 0 | 86.3487 | 2.8593 | 0 | 0 | 0 | 0 | 0 | 17.0765 | 0 | 0 | 365.4372 | 17.0765 | 0
3888 | 0 | 0 | 42.38 | 0 | 0 | 0 | 0 | 0 | 24.1482 | 219.13 | 0 | 0 | 0 | 0 | 0 | 392.44 | 41633.88 | 27.01 | 12.6947 | 0 | 0 | 5.94 | 0 | 112.85 | 17.08 | 0 | 0 | 77.3122 | 1.9062 | 0 | 0 | 0 | 0 | 0 | 17.0765 | 0 | 0 | 365.4372 | 17.0765 | 0
3889 | 0 | 0 | 40.82 | 0 | 0 | 0 | 0 | 0 | 19.7331 | 198.66 | 0 | 0 | 0 | 0 | 0 | 392.44 | 41241.43 | 27.01 | 12.6947 | 0 | 0 | 5.28 | 0 | 100.41 | 17.08 | 0 | 0 | 72.2919 | 0.95311 | 0 | 0 | 0 | 0 | 0 | 17.0765 | 0 | 0 | 365.4372 | 17.0765 | 0
3890 | 0 | 0 | 39.08 | 0 | 0 | 0 | 0 | 0 | 17.5062 | 180.5 | 0 | 0 | 0 | 0 | 0 | 392.44 | 40848.99 | 27.01 | 12.6947 | 0 | 0 | 4.55 | 0 | 86.41 | 17.08 | 0 | 0 | 69.2797 | 0 | 0 | 0 | 0 | 0 | 0 | 17.0765 | 0 | 0 | 365.4372 | 17.0765 | 0
3891 | 0 | 0 | 37.13 | 0 | 0 | 0 | 0 | 0 | 31.1372 | 148.2 | 0 | 0 | 0 | 0 | 0 | 365.44 | 40483.55 | 0 | 0 | 0 | 0 | 3.66 | 0 | 69.63 | 17.08 | 0 | 0 | 68.2757 | 0 | 0 | 0 | 0 | 0 | 0 | 17.0765 | 0 | 0 | 365.4372 | 17.0765 | 0
3892 | 0 | 0 | 35.83 | 0 | 0 | 0 | 0 | 0 | 33.4508 | 113.5 | 0 | 0 | 0 | 0 | 0 | 365.44 | 40118.12 | 0 | 0 | 0 | 0 | 2.73 | 0 | 51.92 | 17.08 | 0 | 0 | 69.2797 | 0 | 0 | 0 | 0 | 0 | 0 | 17.0765 | 0 | 0 | 365.4372 | 17.0765 | 0
3893 | 0 | 0 | 35.33 | 0 | 0 | 0 | 0 | 0 | 36.9598 | 75.16 | 0 | 0 | 0 | 0 | 0 | 365.44 | 39752.68 | 0 | 0 | 0 | 0 | 1.83 | 0 | 34.7 | 17.08 | 0 | 0 | 72.2919 | 0 | 0 | 0 | 0 | 0 | 0 | 17.0765 | 0 | 0 | 365.4372 | 17.0765 | 0
3894 | 0 | 0 | 35.03 | 0 | 0 | 0 | 0 | 0 | 35.2438 | 38.6 | 0 | 0 | 0 | 0 | 0 | 382.45 | 39370.23 | 17.01 | 7.9947 | 0 | 0 | 0.9 | 0 | 17.05 | 17.08 | 0 | 0 | 77.3122 | 0.95311 | 0 | 0 | 0 | 0 | 0 | 17.0765 | 0 | 0 | 365.4372 | 17.0765 | 0
3895 | 0 | 0 | 34.33 | 0 | 0 | 0 | 0 | 0 | 37.2104 | 0 | 0 | 0 | 0 | 0 | 0 | 392.44 | 38977.79 | 27.01 | 12.6947 | 0 | 0 | 0 | 0 | 0 | 17.08 | 0 | 0 | 82.3324 | 1.9062 | 0 | 0 | 0 | 0 | 0 | 17.0765 | 0 | 0 | 365.4372 | 17.0765 | 0
3896 | 2.78 | 143.02 | 33.05 | 0 | 0 | 0 | 0 | 69.99 | 0 | 67.47 | 0 | 0 | 0 | 0 | 0 | 365.44 | 38612.35 | 0 | 0 | 1.26 | 0 | 0.37 | 16.44 | 0 | 17.08 | 0 | 0 | 87.3527 | 3.8124 | 0 | 0 | 0 | 0 | 0 | 17.0765 | 0 | 0 | 365.4372 | 17.0765 | 0
3897 | 11.72 | 550.18 | 31.45 | 0 | 0 | 0 | 0 | 157.14 | 0 | 218.95 | 0 | 0 | 0 | 297.93 | 0 | 156.88 | 38455.47 | 0 | 0 | 1.22 | 0 | 0.99 | 40.97 | 28.52 | 17.08 | 0 | 0 | 90.3649 | 5.7186 | 0 | 0 | 0 | 0 | 0 | 17.0765 | 0 | 0 | 365.4372 | 17.0765 | 0
3898 | 17.97 | 795.66 | 29.4 | 0 | 0 | 0 | 0 | 157.14 | 0 | 370.43 | 0 | 0 | 0 | 548.34 | 18.4 | 0 | 38473.87 | 0 | 0 | 1.2 | 0 | 1.7 | 40.17 | 58.61 | 17.08 | 0 | 0 | 92.373 | 3.8124 | 0 | 0 | 0 | 0 | 0 | 17.0765 | 0 | 0 | 365.4372 | 17.0765 | 0
3899 | 21.28 | 914.59 | 27.8 | 0 | 0 | 0 | 0 | 0 | 0 | 370.43 | 0 | 0 | 0 | 866.3 | 240.97 | 0 | 38714.84 | 0 | 0 | 1.18 | 0 | 2.47 | 0 | 51.93 | 17.08 | 0 | 0 | 92.373 | 3.8124 | 0 | 0 | 0 | 0 | 0 | 17.0765 | 0 | 0 | 365.4372 | 17.0765 | 0
3900 | 24.78 | 1032.98 | 26.56 | 0 | 0 | 0 | 0 | 0 | 0 | 370.43 | 0 | 0 | 0 | 947.24 | 297.63 | 0 | 39012.47 | 0 | 0 | 1.19 | 0 | 3.42 | 39.7 | 86.21 | 17.08 | 0 | 0 | 92.373 | 3.8124 | 0 | 0 | 0 | 0 | 0 | 17.0765 | 0 | 0 | 365.4372 | 17.0765 | 0
3901 | 26.47 | 1087.65 | 25.92 | 0 | 0 | 0 | 0 | 157.14 | 0 | 521.91 | 0 | 0 | 0 | 886.57 | 255.16 | 0 | 39267.63 | 0 | 0 | 1.2 | 0 | 4.47 | 0 | 84.39 | 17.08 | 0 | 0 | 90.3649 | 4.7655 | 0 | 0 | 0 | 0 | 0 | 17.0765 | 0 | 0 | 365.4372 | 17.0765 | 0
3902 | 26.55 | 1090.19 | 25.4 | 0 | 0 | 0 | 0 | 157.14 | 0 | 673.39 | 0 | 0 | 0 | 850.21 | 229.71 | 0 | 39497.34 | 0 | 0 | 1.18 | 0 | 5.52 | 39.49 | 120.73 | 17.08 | 0 | 0 | 89.3608 | 4.7655 | 0 | 0 | 0 | 0 | 0 | 17.0765 | 0 | 0 | 365.4372 | 17.0765 | 0
3903 | 25.29 | 1049.71 | 24.87 | 0 | 0 | 0 | 0 | 0 | 0 | 673.39 | 0 | 0 | 0 | 1004.61 | 337.79 | 0 | 39835.12 | 0 | 0 | 1.13 | 0 | 6.53 | 0 | 119.45 | 17.08 | 0 | 0 | 89.3608 | 4.7655 | 0 | 0 | 0 | 0 | 0 | 17.0765 | 0 | 0 | 365.4372 | 17.0765 | 0
3904 | 23.38 | 986.71 | 25.96 | 0 | 0 | 0 | 0 | 82.5 | 0 | 752.92 | 0 | 0 | 0 | 819.78 | 208.41 | 0 | 40043.54 | 0 | 0 | 1.12 | 0 | 7.55 | 37.52 | 154.21 | 17.08 | 0 | 0 | 90.3649 | 4.7655 | 0 | 0 | 0 | 0 | 0 | 17.0765 | 0 | 0 | 365.4372 | 17.0765 | 0
3905 | 21.17 | 910.76 | 28.96 | 0 | 0 | 0 | 0 | 0 | 0 | 752.92 | 0 | 0 | 0 | 862.67 | 238.43 | 0 | 40281.97 | 0 | 0 | 1.13 | 0 | 8.59 | 0 | 153.56 | 17.08 | 0 | 0 | 91.3689 | 5.7186 | 0 | 0 | 0 | 0 | 0 | 17.0765 | 0 | 0 | 365.4372 | 17.0765 | 0
3906 | 21.05 | 906.49 | 32.39 | 0 | 0 | 0 | 0 | 0 | 0 | 752.92 | 0 | 0 | 0 | 821.2 | 209.4 | 0 | 40491.37 | 0 | 0 | 1.12 | 0 | 9.49 | 37.55 | 186.15 | 17.08 | 0 | 0 | 93.377 | 6.6717 | 0 | 0 | 0 | 0 | 0 | 17.0765 | 0 | 0 | 365.4372 | 17.0765 | 0
3907 | 5.32 | 266.31 | 34.76 | 0 | 0 | 0 | 0 | 157.14 | 0 | 904.4 | 0 | 0 | 0 | 6.18 | 0 | 361.11 | 40130.26 | 0 | 0 | 1.13 | 0 | 10.18 | 37.87 | 214.73 | 17.08 | 0 | 0 | 97.3933 | 6.6717 | 0 | 0 | 0 | 0 | 0 | 17.0765 | 0 | 0 | 365.4372 | 17.0765 | 0
3908 | 0 | 0 | 37.21 | 0 | 0 | 0 | 0 | 0 | 70.9215 | 830.83 | 0 | 0 | 0 | 0 | 0 | 365.44 | 39764.82 | 0 | 0 | 0 | 0 | 9.7 | 0 | 205.71 | 17.08 | 0 | 0 | 102.4135 | 5.7186 | 0 | 0 | 0 | 0 | 0 | 17.0765 | 0 | 0 | 365.4372 | 17.0765 | 0
3909 | 0 | 0 | 39.49 | 0 | 0 | 0 | 0 | 0 | 68.6946 | 759.57 | 0 | 0 | 0 | 0 | 0 | 365.44 | 39399.38 | 0 | 0 | 0 | 0 | 9.11 | 0 | 194.51 | 17.08 | 0 | 0 | 103.4176 | 4.7655 | 0 | 0 | 0 | 0 | 0 | 17.0765 | 0 | 0 | 365.4372 | 17.0765 | 0
3910 | 0 | 0 | 40.39 | 0 | 0 | 0 | 0 | 0 | 59.8162 | 697.52 | 0 | 0 | 0 | 0 | 0 | 365.44 | 39033.95 | 0 | 0 | 0 | 0 | 8.44 | 0 | 181.81 | 17.08 | 0 | 0 | 96.3892 | 3.8124 | 0 | 0 | 0 | 0 | 0 | 17.0765 | 0 | 0 | 365.4372 | 17.0765 | 0
3911 | 0 | 0 | 40.22 | 0 | 0 | 0 | 0 | 0 | 47.9879 | 647.75 | 0 | 0 | 0 | 0 | 0 | 365.44 | 38668.51 | 0 | 0 | 0 | 0 | 7.72 | 0 | 168.07 | 17.08 | 0 | 0 | 85.3446 | 2.8593 | 0 | 0 | 0 | 0 | 0 | 17.0765 | 0 | 0 | 365.4372 | 17.0765 | 0
3912 | 0 | 0 | 39.56 | 0 | 0 | 0 | 0 | 0 | 38.6468 | 607.65 | 0 | 0 | 0 | 0 | 0 | 365.44 | 38303.07 | 0 | 0 | 0 | 0 | 7 | 0 | 154.47 | 17.08 | 0 | 0 | 76.3081 | 1.9062 | 0 | 0 | 0 | 0 | 0 | 17.0765 | 0 | 0 | 365.4372 | 17.0765 | 0
3913 | 0 | 0 | 39.27 | 0 | 0 | 0 | 0 | 0 | 32.9688 | 573.45 | 0 | 0 | 0 | 0 | 0 | 365.44 | 37937.63 | 0 | 0 | 0 | 0 | 6.35 | 0 | 142.03 | 17.08 | 0 | 0 | 71.2878 | 0.95311 | 0 | 0 | 0 | 0 | 0 | 17.0765 | 0 | 0 | 365.4372 | 17.0765 | 0
3914 | 0 | 0 | 39.24 | 0 | 0 | 0 | 0 | 0 | 29.0357 | 543.33 | 0 | 0 | 0 | 0 | 0 | 365.44 | 37572.2 | 0 | 0 | 0 | 0 | 5.61 | 0 | 128.03 | 17.08 | 0 | 0 | 68.2757 | 0 | 0 | 0 | 0 | 0 | 0 | 17.0765 | 0 | 0 | 365.4372 | 17.0765 | 0
3915 | 0 | 0 | 39.29 | 0 | 0 | 0 | 0 | 0 | 27.9753 | 514.3 | 0 | 0 | 0 | 0 | 0 | 365.44 | 37206.76 | 0 | 0 | 0 | 0 | 4.73 | 0 | 111.26 | 17.08 | 0 | 0 | 67.2716 | 0 | 0 | 0 | 0 | 0 | 0 | 17.0765 | 0 | 0 | 365.4372 | 17.0765 | 0
3916 | 0 | 0 | 40.15 | 0 | 0 | 0 | 0 | 0 | 28.1295 | 485.13 | 0 | 0 | 0 | 0 | 0 | 365.44 | 36841.32 | 0 | 0 | 0 | 0 | 3.8 | 0 | 93.55 | 17.08 | 0 | 0 | 68.2757 | 0 | 0 | 0 | 0 | 0 | 0 | 17.0765 | 0 | 0 | 365.4372 | 17.0765 | 0
3917 | 0 | 0 | 41.67 | 0 | 0 | 0 | 0 | 0 | 29.6237 | 454.4 | 0 | 0 | 0 | 0 | 0 | 365.44 | 36475.89 | 0 | 0 | 0 | 0 | 2.89 | 0 | 76.32 | 17.08 | 0 | 0 | 71.2878 | 0 | 0 | 0 | 0 | 0 | 0 | 17.0765 | 0 | 0 | 365.4372 | 17.0765 | 0
3918 | 0 | 0 | 42.97 | 0 | 0 | 0 | 0 | 0 | 34.2895 | 418.83 | 0 | 0 | 0 | 0 | 0 | 365.44 | 36110.45 | 0 | 0 | 0 | 0 | 1.96 | 0 | 58.67 | 17.08 | 0 | 0 | 76.3081 | 0.95311 | 0 | 0 | 0 | 0 | 0 | 17.0765 | 0 | 0 | 365.4372 | 17.0765 | 0
3919 | 0 | 0 | 44.02 | 0 | 0 | 0 | 0 | 0 | 39.2155 | 378.15 | 0 | 0 | 0 | 0 | 0 | 365.44 | 35745.01 | 0 | 0 | 0 | 0 | 1.07 | 0 | 41.63 | 17.08 | 0 | 0 | 81.3284 | 1.9062 | 0 | 0 | 0 | 0 | 0 | 17.0765 | 0 | 0 | 365.4372 | 17.0765 | 0
3920 | 3.78 | 192.2 | 44.8 | 0 | 0 | 0 | 0 | 0 | 0 | 378.15 | 0 | 0 | 0 | 108.24 | 0 | 289.67 | 35455.34 | 0 | 0 | 1.26 | 0 | 1.44 | 42.12 | 66.02 | 17.08 | 0 | 0 | 85.3446 | 3.8124 | 0 | 0 | 0 | 0 | 0 | 17.0765 | 0 | 0 | 365.4372 | 17.0765 | 0
3921 | 14.22 | 651.88 | 45.51 | 0 | 0 | 0 | 0 | 157.14 | 0 | 529.63 | 0 | 0 | 0 | 417.2 | 0 | 73.4 | 35381.94 | 0 | 0 | 1.22 | 0 | 2.05 | 40.97 | 94.54 | 17.08 | 0 | 0 | 89.3608 | 5.7186 | 0 | 0 | 0 | 0 | 0 | 17.0765 | 0 | 0 | 365.4372 | 17.0765 | 0
3922 | 21.2 | 911.68 | 46 | 0 | 0 | 0 | 0 | 0 | 0 | 529.63 | 0 | 0 | 0 | 883.51 | 253.02 | 0 | 35634.96 | 0 | 0 | 1.2 | 0 | 2.77 | 0 | 86.46 | 17.08 | 0 | 0 | 90.3649 | 3.8124 | 0 | 0 | 0 | 0 | 0 | 17.0765 | 0 | 0 | 365.4372 | 17.0765 | 0
3923 | 25.29 | 1049.68 | 46.06 | 0 | 0 | 0 | 0 | 0 | 0 | 529.63 | 0 | 0 | 0 | 985.04 | 324.09 | 0 | 35959.05 | 0 | 0 | 1.18 | 0 | 3.54 | 39.62 | 117.43 | 17.08 | 0 | 0 | 91.3689 | 3.8124 | 0 | 0 | 0 | 0 | 0 | 17.0765 | 0 | 0 | 365.4372 | 17.0765 | 0
3924 | 28.13 | 1139.95 | 46.29 | 0 | 0 | 0 | 0 | 0 | 0 | 529.63 | 0 | 0 | 0 | 1119.01 | 417.87 | 0 | 36376.92 | 0 | 0 | 1.19 | 0 | 4.48 | 0 | 113.99 | 17.08 | 0 | 0 | 90.3649 | 3.8124 | 0 | 0 | 0 | 0 | 0 | 17.0765 | 0 | 0 | 365.4372 | 17.0765 | 0
3925 | 29.16 | 1171.67 | 46.56 | 0 | 0 | 0 | 0 | 0 | 0 | 529.63 | 0 | 0 | 0 | 1111.76 | 412.79 | 0 | 36789.71 | 0 | 0 | 1.2 | 0 | 5.53 | 40.31 | 150.47 | 17.08 | 0 | 0 | 89.3608 | 4.7655 | 0 | 0 | 0 | 0 | 0 | 17.0765 | 0 | 0 | 365.4372 | 17.0765 | 0
3926 | 28.62 | 1155.09 | 46.9 | 0 | 0 | 0 | 0 | 0 | 0 | 529.63 | 0 | 0 | 0 | 1136.31 | 429.98 | 0 | 37219.69 | 0 | 0 | 1.18 | 0 | 6.59 | 0 | 149.3 | 17.08 | 0 | 0 | 88.3568 | 4.7655 | 0 | 0 | 0 | 0 | 0 | 17.0765 | 0 | 0 | 365.4372 | 17.0765 | 0
3927 | 28.04 | 1137.09 | 47.19 | 0 | 0 | 0 | 0 | 0 | 0 | 529.63 | 0 | 0 | 0 | 1118.07 | 417.21 | 0 | 37636.9 | 0 | 0 | 1.13 | 0 | 7.6 | 0 | 148.02 | 17.08 | 0 | 0 | 88.3568 | 4.7655 | 0 | 0 | 0 | 0 | 0 | 17.0765 | 0 | 0 | 365.4372 | 17.0765 | 0
3928 | 27.08 | 1106.99 | 47.2 | 0 | 0 | 0 | 0 | 0 | 0 | 529.63 | 0 | 0 | 0 | 1049.5 | 369.21 | 0 | 38006.11 | 0 | 0 | 1.12 | 0 | 8.62 | 37.52 | 182.78 | 17.08 | 0 | 0 | 88.3568 | 4.7655 | 0 | 0 | 0 | 0 | 0 | 17.0765 | 0 | 0 | 365.4372 | 17.0765 | 0
3929 | 26.01 | 1072.92 | 47.71 | 0 | 0 | 0 | 0 | 0 | 0 | 529.63 | 0 | 0 | 0 | 1049.43 | 369.17 | 0 | 38375.28 | 0 | 0 | 1.13 | 0 | 9.65 | 0 | 182.13 | 17.08 | 0 | 0 | 90.3649 | 5.7186 | 0 | 0 | 0 | 0 | 0 | 17.0765 | 0 | 0 | 365.4372 | 17.0765 | 0
3930 | 26.46 | 1087.36 | 48.28 | 0 | 0 | 0 | 0 | 157.14 | 0 | 681.11 | 0 | 0 | 0 | 868.25 | 242.34 | 0 | 38617.62 | 0 | 0 | 1.12 | 0 | 10.56 | 37.55 | 214.72 | 17.08 | 0 | 0 | 91.3689 | 6.6717 | 0 | 0 | 0 | 0 | 0 | 17.0765 | 0 | 0 | 365.4372 | 17.0765 | 0
3931 | 5.84 | 290.64 | 48.81 | 0 | 0 | 0 | 0 | 0 | 0 | 681.11 | 0 | 0 | 0 | 204.22 | 0 | 222.48 | 38395.14 | 0 | 0 | 1.13 | 0 | 11.24 | 37.87 | 243.3 | 17.08 | 0 | 0 | 95.3851 | 6.6717 | 0 | 0 | 0 | 0 | 0 | 17.0765 | 0 | 0 | 365.4372 | 17.0765 | 0
3932 | 0 | 0 | 49.34 | 0 | 0 | 0 | 0 | 0 | 57.7822 | 621.17 | 0 | 0 | 0 | 0 | 0 | 365.44 | 38029.7 | 0 | 0 | 0 | 0 | 10.77 | 0 | 234.28 | 17.08 | 0 | 0 | 101.4095 | 5.7186 | 0 | 0 | 0 | 0 | 0 | 17.0765 | 0 | 0 | 365.4372 | 17.0765 | 0
3933 | 0 | 0 | 49.86 | 0 | 0 | 0 | 0 | 0 | 56.3169 | 562.75 | 0 | 0 | 0 | 0 | 0 | 365.44 | 37664.26 | 0 | 0 | 0 | 0 | 10.18 | 0 | 223.08 | 17.08 | 0 | 0 | 101.4095 | 4.7655 | 0 | 0 | 0 | 0 | 0 | 17.0765 | 0 | 0 | 365.4372 | 17.0765 | 0
3934 | 0 | 0 | 50.84 | 0 | 0 | 0 | 0 | 0 | 47.3613 | 513.63 | 0 | 0 | 0 | 0 | 0 | 365.44 | 37298.82 | 0 | 0 | 0 | 0 | 9.51 | 0 | 210.38 | 17.08 | 0 | 0 | 94.3811 | 3.8124 | 0 | 0 | 0 | 0 | 0 | 17.0765 | 0 | 0 | 365.4372 | 17.0765 | 0
3935 | 0 | 0 | 51.76 | 0 | 0 | 0 | 0 | 0 | 34.4341 | 477.9 | 0 | 0 | 0 | 0 | 0 | 365.44 | 36933.39 | 0 | 0 | 0 | 0 | 8.79 | 0 | 196.64 | 17.08 | 0 | 0 | 83.3365 | 2.8593 | 0 | 0 | 0 | 0 | 0 | 17.0765 | 0 | 0 | 365.4372 | 17.0765 | 0
3936 | 0 | 0 | 52.38 | 0 | 0 | 0 | 0 | 0 | 24.823 | 452.15 | 0 | 0 | 0 | 0 | 0 | 365.44 | 36567.95 | 0 | 0 | 0 | 0 | 8.07 | 0 | 183.04 | 17.08 | 0 | 0 | 75.3041 | 1.9062 | 0 | 0 | 0 | 0 | 0 | 17.0765 | 0 | 0 | 365.4372 | 17.0765 | 0
3937 | 0 | 0 | 52.79 | 0 | 0 | 0 | 0 | 0 | 18.451 | 433.01 | 0 | 0 | 0 | 0 | 0 | 365.44 | 36202.51 | 0 | 0 | 0 | 0 | 7.42 | 0 | 170.6 | 17.08 | 0 | 0 | 70.2838 | 0.95311 | 0 | 0 | 0 | 0 | 0 | 17.0765 | 0 | 0 | 365.4372 | 17.0765 | 0
3938 | 0 | 0 | 53.06 | 0 | 0 | 0 | 0 | 0 | 14.2094 | 418.26 | 0 | 0 | 0 | 0 | 0 | 365.44 | 35837.08 | 0 | 0 | 0 | 0 | 6.68 | 0 | 156.6 | 17.08 | 0 | 0 | 67.2716 | 0 | 0 | 0 | 0 | 0 | 0 | 17.0765 | 0 | 0 | 365.4372 | 17.0765 | 0
3939 | 0 | 0 | 53.11 | 0 | 0 | 0 | 0 | 0 | 13.1586 | 404.61 | 0 | 0 | 0 | 0 | 0 | 365.44 | 35471.64 | 0 | 0 | 0 | 0 | 5.8 | 0 | 139.83 | 17.08 | 0 | 0 | 66.2676 | 0 | 0 | 0 | 0 | 0 | 0 | 17.0765 | 0 | 0 | 365.4372 | 17.0765 | 0
3940 | 0 | 0 | 52.44 | 0 | 0 | 0 | 0 | 0 | 14.8263 | 389.23 | 0 | 0 | 0 | 0 | 0 | 365.44 | 35106.2 | 0 | 0 | 0 | 0 | 4.86 | 0 | 122.12 | 17.08 | 0 | 0 | 67.2716 | 0 | 0 | 0 | 0 | 0 | 0 | 17.0765 | 0 | 0 | 365.4372 | 17.0765 | 0
3941 | 0 | 0 | 51.61 | 0 | 0 | 0 | 0 | 0 | 18.6823 | 369.85 | 0 | 0 | 0 | 0 | 0 | 365.44 | 34740.76 | 0 | 0 | 0 | 0 | 3.96 | 0 | 104.89 | 17.08 | 0 | 0 | 70.2838 | 0 | 0 | 0 | 0 | 0 | 0 | 17.0765 | 0 | 0 | 365.4372 | 17.0765 | 0
3942 | 0 | 0 | 50.29 | 0 | 0 | 0 | 0 | 0 | 25.9702 | 342.91 | 0 | 0 | 0 | 0 | 0 | 365.44 | 34375.33 | 0 | 0 | 0 | 0 | 3.03 | 0 | 87.24 | 17.08 | 0 | 0 | 75.3041 | 0.95311 | 0 | 0 | 0 | 0 | 0 | 17.0765 | 0 | 0 | 365.4372 | 17.0765 | 0
3943 | 0 | 0 | 49.14 | 0 | 0 | 0 | 0 | 0 | 33.0845 | 308.58 | 0 | 0 | 0 | 0 | 0 | 365.44 | 34009.89 | 0 | 0 | 0 | 0 | 2.13 | 0 | 70.2 | 17.08 | 0 | 0 | 80.3243 | 1.9062 | 0 | 0 | 0 | 0 | 0 | 17.0765 | 0 | 0 | 365.4372 | 17.0765 | 0
3944 | 12.53 | 583.53 | 48 | 0 | 0 | 0 | 0 | 0 | 0 | 308.58 | 0 | 0 | 0 | 553.64 | 22.11 | 0 | 34032 | 0 | 0 | 1.26 | 0 | 2.5 | 0 | 54.57 | 17.08 | 0 | 0 | 85.3446 | 3.8124 | 0 | 0 | 0 | 0 | 0 | 17.0765 | 0 | 0 | 365.4372 | 17.0765 | 0
3945 | 26.98 | 1103.81 | 46.81 | 0 | 0 | 0 | 0 | 0 | 0 | 308.58 | 0 | 0 | 0 | 1041.33 | 363.49 | 0 | 34395.49 | 0 | 0 | 1.22 | 0 | 3.12 | 40.97 | 83.1 | 17.08 | 0 | 0 | 88.3568 | 5.7186 | 0 | 0 | 0 | 0 | 0 | 17.0765 | 0 | 0 | 365.4372 | 17.0765 | 0
3946 | 32.53 | 1271.74 | 45.29 | 0 | 0 | 0 | 0 | 0 | 0 | 308.58 | 0 | 0 | 0 | 1254.18 | 512.49 | 0 | 34907.99 | 0 | 0 | 1.2 | 0 | 3.83 | 0 | 75.02 | 17.08 | 0 | 0 | 90.3649 | 3.8124 | 0 | 0 | 0 | 0 | 0 | 17.0765 | 0 | 0 | 365.4372 | 17.0765 | 0
3947 | 37.84 | 1418.6 | 42.79 | 0 | 0 | 0 | 0 | 0 | 0 | 308.58 | 0 | 0 | 0 | 1377.96 | 599.13 | 0 | 35507.12 | 0 | 0 | 0 | 0 | 3.48 | 27.1 | 94.08 | 17.08 | 0 | 0 | 90.3649 | 3.8124 | 0 | 0 | 0 | 0 | 0 | 17.0765 | 0 | 0 | 365.4372 | 17.0765 | 0
3948 | 41 | 1500.52 | 40.23 | 0 | 0 | 0 | 0 | 108.43 | 0 | 413.12 | 0 | 0 | 0 | 1377.96 | 599.13 | 0 | 36106.25 | 0 | 0 | 1.19 | 0 | 4.42 | 0 | 90.65 | 17.08 | 0 | 0 | 90.3649 | 3.8124 | 0 | 0 | 0 | 0 | 0 | 17.0765 | 0 | 0 | 365.4372 | 17.0765 | 0
3949 | 43.21 | 1555.59 | 37.44 | 0 | 0 | 0 | 0 | 122.65 | 0 | 531.35 | 0 | 0 | 0 | 1377.96 | 599.13 | 0 | 36705.38 | 0 | 0 | 1.2 | 0 | 5.47 | 40.31 | 127.12 | 17.08 | 0 | 0 | 89.3608 | 4.7655 | 0 | 0 | 0 | 0 | 0 | 17.0765 | 0 | 0 | 365.4372 | 17.0765 | 0
3950 | 44.82 | 1594.41 | 34.6 | 0 | 0 | 0 | 0 | 157.14 | 0 | 682.83 | 0 | 0 | 0 | 1377.96 | 599.13 | 0 | 37304.52 | 0 | 0 | 1.18 | 0 | 6.53 | 39.49 | 163.47 | 17.08 | 4.95 | 0 | 88.3568 | 4.7655 | 0 | 0 | 0 | 0 | 0 | 17.0765 | 0 | 0 | 365.4372 | 17.0765 | 0
3951 | 41.84 | 1521.58 | 32.35 | 0 | 0 | 0 | 0 | 85.54 | 0 | 765.29 | 0 | 0 | 0 | 1377.96 | 599.13 | 0 | 37903.65 | 0 | 0 | 1.13 | 0 | 7.54 | 38.02 | 198.3 | 17.08 | 0 | 0 | 88.3568 | 4.7655 | 0 | 0 | 0 | 0 | 0 | 17.0765 | 0 | 0 | 365.4372 | 17.0765 | 0
3952 | 38.41 | 1433.67 | 32.17 | 0 | 0 | 0 | 0 | 32.06 | 0 | 796.19 | 0 | 0 | 0 | 1377.96 | 599.13 | 0 | 38502.78 | 0 | 0 | 1.12 | 0 | 8.56 | 0 | 197.42 | 17.08 | 0 | 0 | 88.3568 | 4.7655 | 0 | 0 | 0 | 0 | 0 | 17.0765 | 0 | 0 | 365.4372 | 17.0765 | 0
3953 | 34.3 | 1321.91 | 33.19 | 0 | 0 | 0 | 0 | 157.14 | 0 | 947.67 | 0 | 0 | 0 | 1097.26 | 402.65 | 0 | 38905.43 | 0 | 0 | 1.13 | 0 | 9.6 | 37.78 | 232.66 | 17.08 | 0 | 0 | 90.3649 | 5.7186 | 0 | 0 | 0 | 0 | 0 | 17.0765 | 0 | 0 | 365.4372 | 17.0765 | 0
3954 | 36.24 | 1375.47 | 34.16 | 0 | 0 | 0 | 0 | 0 | 0 | 947.67 | 0 | 0 | 0 | 1346.71 | 577.26 | 0 | 39482.69 | 0 | 0 | 1.12 | 0 | 10.5 | 0 | 229.57 | 17.08 | 0 | 0 | 91.3689 | 6.6717 | 0 | 0 | 0 | 0 | 0 | 17.0765 | 0 | 0 | 365.4372 | 17.0765 | 0
3955 | 7.19 | 353.06 | 34.96 | 0 | 0 | 0 | 0 | 0 | 0 | 947.67 | 0 | 0 | 0 | 253.15 | 0 | 188.23 | 39294.46 | 0 | 0 | 1.13 | 0 | 11.18 | 37.87 | 258.16 | 17.08 | 0 | 0 | 96.3892 | 6.6717 | 0 | 0 | 0 | 0 | 0 | 17.0765 | 0 | 0 | 365.4372 | 17.0765 | 0
3956 | 0 | 0 | 35.38 | 0 | 0 | 0 | 0 | 0 | 71.7409 | 873.25 | 0 | 0 | 0 | 0 | 0 | 365.44 | 38929.02 | 0 | 0 | 0 | 0 | 10.71 | 0 | 249.13 | 17.08 | 0 | 0 | 101.4095 | 5.7186 | 0 | 0 | 0 | 0 | 0 | 17.0765 | 0 | 0 | 365.4372 | 17.0765 | 0
3957 | 0 | 0 | 35.54 | 0 | 0 | 0 | 0 | 0 | 71.6445 | 798.93 | 0 | 0 | 0 | 0 | 0 | 365.44 | 38563.59 | 0 | 0 | 0 | 0 | 10.12 | 0 | 237.94 | 17.08 | 0 | 0 | 102.4135 | 4.7655 | 0 | 0 | 0 | 0 | 0 | 17.0765 | 0 | 0 | 365.4372 | 17.0765 | 0
3958 | 0 | 0 | 35.89 | 0 | 0 | 0 | 0 | 0 | 63.3059 | 733.25 | 0 | 0 | 0 | 0 | 0 | 365.44 | 38198.15 | 0 | 0 | 0 | 0 | 9.45 | 0 | 225.23 | 17.08 | 0 | 0 | 95.3851 | 3.8124 | 0 | 0 | 0 | 0 | 0 | 17.0765 | 0 | 0 | 365.4372 | 17.0765 | 0
3959 | 0 | 0 | 36.43 | 0 | 0 | 0 | 0 | 0 | 50.7739 | 680.59 | 0 | 0 | 0 | 0 | 0 | 365.44 | 37832.71 | 0 | 0 | 0 | 0 | 8.73 | 0 | 211.5 | 17.08 | 0 | 0 | 84.3406 | 2.8593 | 0 | 0 | 0 | 0 | 0 | 17.0765 | 0 | 0 | 365.4372 | 17.0765 | 0
3960 | 0 | 0 | 37.75 | 0 | 0 | 0 | 0 | 0 | 39.4565 | 639.65 | 0 | 0 | 0 | 0 | 0 | 365.44 | 37467.27 | 0 | 0 | 0 | 0 | 8.01 | 0 | 197.9 | 17.08 | 0 | 0 | 75.3041 | 1.9062 | 0 | 0 | 0 | 0 | 0 | 17.0765 | 0 | 0 | 365.4372 | 17.0765 | 0
3961 | 0 | 0 | 39.49 | 0 | 0 | 0 | 0 | 0 | 32.7567 | 605.67 | 0 | 0 | 0 | 0 | 0 | 365.44 | 37101.84 | 0 | 0 | 0 | 0 | 7.36 | 0 | 185.46 | 17.08 | 0 | 0 | 71.2878 | 0.95311 | 0 | 0 | 0 | 0 | 0 | 17.0765 | 0 | 0 | 365.4372 | 17.0765 | 0
3962 | 0 | 0 | 40.46 | 0 | 0 | 0 | 0 | 0 | 26.8088 | 577.86 | 0 | 0 | 0 | 0 | 0 | 365.44 | 36736.4 | 0 | 0 | 0 | 0 | 6.62 | 0 | 171.46 | 17.08 | 0 | 0 | 67.2716 | 0 | 0 | 0 | 0 | 0 | 0 | 17.0765 | 0 | 0 | 365.4372 | 17.0765 | 0
3963 | 0 | 0 | 40.68 | 0 | 0 | 0 | 0 | 0 | 25.5942 | 551.32 | 0 | 0 | 0 | 0 | 0 | 365.44 | 36370.96 | 0 | 0 | 0 | 0 | 5.74 | 0 | 154.68 | 17.08 | 0 | 0 | 66.2676 | 0 | 0 | 0 | 0 | 0 | 0 | 17.0765 | 0 | 0 | 365.4372 | 17.0765 | 0
3964 | 0 | 0 | 38 | 0 | 0 | 0 | 0 | 0 | 27.2716 | 523.03 | 0 | 0 | 0 | 0 | 0 | 365.44 | 36005.53 | 0 | 0 | 0 | 0 | 4.8 | 0 | 136.97 | 17.08 | 0 | 0 | 65.2635 | 0 | 0 | 0 | 0 | 0 | 0 | 17.0765 | 0 | 0 | 365.4372 | 17.0765 | 0
3965 | 0 | 0 | 33.97 | 0 | 0 | 0 | 0 | 0 | 35.3113 | 486.41 | 0 | 0 | 0 | 0 | 0 | 365.44 | 35640.09 | 0 | 0 | 0 | 0 | 3.9 | 0 | 119.75 | 17.08 | 0 | 0 | 69.2797 | 0 | 0 | 0 | 0 | 0 | 0 | 17.0765 | 0 | 0 | 365.4372 | 17.0765 | 0
3966 | 0 | 0 | 30.22 | 0 | 0 | 0 | 0 | 0 | 44.0355 | 440.73 | 0 | 0 | 0 | 0 | 0 | 365.44 | 35274.65 | 0 | 0 | 0 | 0 | 2.97 | 0 | 102.1 | 17.08 | 0 | 0 | 73.296 | 0.95311 | 0 | 0 | 0 | 0 | 0 | 17.0765 | 0 | 0 | 365.4372 | 17.0765 | 0
3967 | 0 | 0 | 26.35 | 0 | 0 | 0 | 0 | 0 | 54.8709 | 383.81 | 0 | 0 | 0 | 0 | 0 | 365.44 | 34909.21 | 0 | 0 | 0 | 0 | 2.07 | 0 | 85.05 | 17.08 | 0 | 0 | 79.3203 | 1.9062 | 0 | 0 | 0 | 0 | 0 | 17.0765 | 0 | 0 | 365.4372 | 17.0765 | 0
3968 | 13.42 | 620.1 | 22.88 | 0 | 0 | 0 | 0 | 0 | 0 | 383.81 | 0 | 0 | 0 | 567.99 | 32.16 | 0 | 34941.37 | 0 | 0 | 1.26 | 0 | 2.44 | 0 | 69.43 | 17.08 | 0 | 0 | 83.3365 | 3.8124 | 0 | 0 | 0 | 0 | 0 | 17.0765 | 0 | 0 | 365.4372 | 17.0765 | 0
3969 | 25.41 | 1053.77 | 19.63 | 0 | 0 | 0 | 0 | 0 | 0 | 383.81 | 0 | 0 | 0 | 964.56 | 309.75 | 0 | 35251.12 | 0 | 0 | 1.22 | 0 | 3.06 | 40.97 | 97.95 | 17.08 | 0 | 0 | 86.3487 | 5.7186 | 0 | 0 | 0 | 0 | 0 | 17.0765 | 0 | 0 | 365.4372 | 17.0765 | 0
3970 | 31.93 | 1254.33 | 17.09 | 0 | 0 | 0 | 0 | 0 | 0 | 383.81 | 0 | 0 | 0 | 1211.18 | 482.39 | 0 | 35733.51 | 0 | 0 | 0 | 0 | 2.63 | 0 | 89.88 | 17.08 | 0 | 0 | 88.3568 | 3.8124 | 0 | 0 | 0 | 0 | 0 | 17.0765 | 0 | 0 | 365.4372 | 17.0765 | 0
3971 | 37.29 | 1403.84 | 15.11 | 0 | 0 | 0 | 0 | 0 | 0 | 383.81 | 0 | 0 | 0 | 1363.89 | 589.28 | 0 | 36322.79 | 0 | 0 | 1.18 | 0 | 3.41 | 0 | 83.19 | 17.08 | 0 | 0 | 87.3527 | 3.8124 | 0 | 0 | 0 | 0 | 0 | 17.0765 | 0 | 0 | 365.4372 | 17.0765 | 0
3972 | 40.26 | 1481.71 | 13.84 | 0 | 0 | 0 | 0 | 26.81 | 0 | 409.65 | 0 | 0 | 0 | 1377.96 | 599.13 | 0 | 36921.93 | 0 | 0 | 1.19 | 0 | 4.35 | 39.7 | 117.47 | 17.08 | 0 | 0 | 86.3487 | 3.8124 | 0 | 0 | 0 | 0 | 0 | 17.0765 | 0 | 0 | 365.4372 | 17.0765 | 0
3973 | 42.24 | 1531.49 | 13.29 | 0 | 0 | 0 | 0 | 118.76 | 0 | 524.14 | 0 | 0 | 0 | 1377.96 | 599.13 | 0 | 37521.06 | 0 | 0 | 1.2 | 0 | 5.4 | 0 | 115.65 | 17.08 | 0 | 0 | 84.3406 | 4.7655 | 0 | 0 | 0 | 0 | 0 | 17.0765 | 0 | 0 | 365.4372 | 17.0765 | 0
3974 | 43.54 | 1563.52 | 13.39 | 0 | 0 | 0 | 0 | 134.67 | 0 | 653.96 | 0 | 0 | 0 | 1377.96 | 599.13 | 0 | 38120.19 | 0 | 0 | 0 | 0 | 5.34 | 19.72 | 133.22 | 17.08 | 0 | 0 | 83.3365 | 4.7655 | 0 | 0 | 0 | 0 | 0 | 17.0765 | 0 | 0 | 365.4372 | 17.0765 | 0
3975 | 42.26 | 1532.09 | 14.22 | 0 | 0 | 0 | 0 | 83.36 | 0 | 734.32 | 0 | 0 | 0 | 1377.96 | 599.13 | 0 | 38719.33 | 0 | 0 | 1.13 | 0 | 6.35 | 38.02 | 168.05 | 17.08 | 0 | 0 | 83.3365 | 4.7655 | 0 | 0 | 0 | 0 | 0 | 17.0765 | 0 | 0 | 365.4372 | 17.0765 | 0
3976 | 40.99 | 1500.31 | 17.14 | 0 | 0 | 0 | 0 | 52.75 | 0 | 785.17 | 0 | 0 | 0 | 1377.96 | 599.13 | 0 | 39318.46 | 0 | 0 | 1.12 | 0 | 7.36 | 37.52 | 202.81 | 17.08 | 0 | 0 | 84.3406 | 4.7655 | 0 | 0 | 0 | 0 | 0 | 17.0765 | 0 | 0 | 365.4372 | 17.0765 | 0
3977 | 39.61 | 1465.06 | 21.63 | 0 | 0 | 0 | 0 | 56.15 | 0 | 839.3 | 0 | 0 | 0 | 1377.96 | 599.13 | 0 | 39917.59 | 0 | 0 | 1.13 | 0 | 8.4 | 0 | 202.15 | 17.08 | 0 | 0 | 85.3446 | 5.7186 | 0 | 0 | 0 | 0 | 0 | 17.0765 | 0 | 0 | 365.4372 | 17.0765 | 0
3978 | 42.64 | 1541.41 | 25.11 | 0 | 0 | 0 | 0 | 98.5 | 0 | 934.26 | 0 | 0 | 0 | 1377.96 | 599.13 | 0 | 40516.72 | 0 | 0 | 1.12 | 0 | 9.3 | 37.55 | 234.75 | 17.08 | 0 | 0 | 87.3527 | 6.6717 | 0 | 0 | 0 | 0 | 0 | 17.0765 | 0 | 0 | 365.4372 | 17.0765 | 0
3979 | 8.66 | 419.13 | 26.45 | 0 | 0 | 0 | 0 | 13.92 | 0 | 947.67 | 0 | 0 | 0 | 340.15 | 0 | 127.33 | 40389.4 | 0 | 0 | 1.13 | 0 | 9.99 | 0 | 227.35 | 17.08 | 0 | 0 | 92.373 | 6.6717 | 0 | 0 | 0 | 0 | 0 | 17.0765 | 0 | 0 | 365.4372 | 17.0765 | 0
3980 | 0 | 0 | 26.52 | 0 | 0 | 0 | 0 | 0 | 77.5924 | 867.18 | 0 | 0 | 0 | 0 | 0 | 365.44 | 40023.96 | 0 | 0 | 0 | 0 | 9.51 | 0 | 218.33 | 17.08 | 0 | 0 | 98.3973 | 5.7186 | 0 | 0 | 0 | 0 | 0 | 17.0765 | 0 | 0 | 365.4372 | 17.0765 | 0
3981 | 0 | 0 | 26.37 | 0 | 0 | 0 | 0 | 0 | 78.7974 | 785.44 | 0 | 0 | 0 | 0 | 0 | 365.44 | 39658.52 | 0 | 0 | 0 | 0 | 8.93 | 0 | 207.13 | 17.08 | 0 | 0 | 100.4054 | 4.7655 | 0 | 0 | 0 | 0 | 0 | 17.0765 | 0 | 0 | 365.4372 | 17.0765 | 0
3982 | 0 | 0 | 26.22 | 0 | 0 | 0 | 0 | 0 | 70.9697 | 711.82 | 0 | 0 | 0 | 0 | 0 | 365.44 | 39293.08 | 0 | 0 | 0 | 0 | 8.26 | 0 | 194.43 | 17.08 | 0 | 0 | 93.377 | 3.8124 | 0 | 0 | 0 | 0 | 0 | 17.0765 | 0 | 0 | 365.4372 | 17.0765 | 0
3983 | 0 | 0 | 25.41 | 0 | 0 | 0 | 0 | 0 | 59.7873 | 649.8 | 0 | 0 | 0 | 0 | 0 | 365.44 | 38927.65 | 0 | 0 | 0 | 0 | 7.53 | 0 | 180.69 | 17.08 | 0 | 0 | 82.3324 | 2.8593 | 0 | 0 | 0 | 0 | 0 | 17.0765 | 0 | 0 | 365.4372 | 17.0765 | 0
3984 | 0 | 0 | 23.87 | 0 | 0 | 0 | 0 | 0 | 52.3356 | 595.51 | 0 | 0 | 0 | 0 | 0 | 365.44 | 38562.21 | 0 | 0 | 0 | 0 | 6.82 | 0 | 167.09 | 17.08 | 0 | 0 | 74.3 | 1.9062 | 0 | 0 | 0 | 0 | 0 | 17.0765 | 0 | 0 | 365.4372 | 17.0765 | 0
3985 | 0 | 0 | 22.17 | 0 | 0 | 0 | 0 | 0 | 48.065 | 545.65 | 0 | 0 | 0 | 0 | 0 | 365.44 | 38196.77 | 0 | 0 | 0 | 0 | 6.16 | 0 | 154.65 | 17.08 | 0 | 0 | 69.2797 | 0.95311 | 0 | 0 | 0 | 0 | 0 | 17.0765 | 0 | 0 | 365.4372 | 17.0765 | 0
3986 | 0 | 0 | 20.55 | 0 | 0 | 0 | 0 | 0 | 45.7225 | 498.22 | 0 | 0 | 0 | 0 | 0 | 365.44 | 37831.34 | 0 | 0 | 0 | 0 | 5.43 | 0 | 140.66 | 17.08 | 0 | 0 | 66.2676 | 0 | 0 | 0 | 0 | 0 | 0 | 17.0765 | 0 | 0 | 365.4372 | 17.0765 | 0
3987 | 0 | 0 | 19.55 | 0 | 0 | 0 | 0 | 0 | 44.7103 | 451.85 | 0 | 0 | 0 | 0 | 0 | 365.44 | 37465.9 | 0 | 0 | 0 | 0 | 4.54 | 0 | 123.88 | 17.08 | 0 | 0 | 64.2595 | 0 | 0 | 0 | 0 | 0 | 0 | 17.0765 | 0 | 0 | 365.4372 | 17.0765 | 0
3988 | 0 | 0 | 20.68 | 0 | 0 | 0 | 0 | 0 | 45.5876 | 404.56 | 0 | 0 | 0 | 0 | 0 | 365.44 | 37100.46 | 0 | 0 | 0 | 0 | 3.61 | 0 | 106.17 | 17.08 | 0 | 0 | 66.2676 | 0 | 0 | 0 | 0 | 0 | 0 | 17.0765 | 0 | 0 | 365.4372 | 17.0765 | 0
3989 | 0 | 0 | 23.34 | 0 | 0 | 0 | 0 | 0 | 45.9346 | 356.91 | 0 | 0 | 0 | 0 | 0 | 365.44 | 36735.02 | 0 | 0 | 0 | 0 | 2.7 | 0 | 88.94 | 17.08 | 0 | 0 | 69.2797 | 0 | 0 | 0 | 0 | 0 | 0 | 17.0765 | 0 | 0 | 365.4372 | 17.0765 | 0
3990 | 0 | 0 | 26.7 | 0 | 0 | 0 | 0 | 0 | 48.5567 | 306.54 | 0 | 0 | 0 | 0 | 0 | 365.44 | 36369.59 | 0 | 0 | 0 | 0 | 1.78 | 0 | 71.3 | 17.08 | 0 | 0 | 74.3 | 0.95311 | 0 | 0 | 0 | 0 | 0 | 17.0765 | 0 | 0 | 365.4372 | 17.0765 | 0
3991 | 0 | 0 | 30.36 | 0 | 0 | 0 | 0 | 0 | 50.8703 | 253.77 | 0 | 0 | 0 | 0 | 0 | 365.44 | 36004.15 | 0 | 0 | 0 | 0 | 0.88 | 0 | 54.25 | 17.08 | 0 | 0 | 79.3203 | 1.9062 | 0 | 0 | 0 | 0 | 0 | 17.0765 | 0 | 0 | 365.4372 | 17.0765 | 0
3992 | 13.2 | 611.08 | 34.2 | 0 | 0 | 0 | 0 | 0 | 0 | 253.77 | 0 | 0 | 0 | 527.95 | 4.13 | 0 | 36008.28 | 0 | 0 | 1.26 | 0 | 1.25 | 42.12 | 78.64 | 17.08 | 0 | 0 | 83.3365 | 3.8124 | 0 | 0 | 0 | 0 | 0 | 17.0765 | 0 | 0 | 365.4372 | 17.0765 | 0
3993 | 23.8 | 1000.64 | 37.39 | 0 | 0 | 0 | 0 | 0 | 0 | 253.77 | 0 | 0 | 0 | 968.54 | 312.54 | 0 | 36320.82 | 0 | 0 | 1.22 | 0 | 1.87 | 0 | 68.24 | 17.08 | 0 | 0 | 86.3487 | 5.7186 | 0 | 0 | 0 | 0 | 0 | 17.0765 | 0 | 0 | 365.4372 | 17.0765 | 0
3994 | 31.4 | 1238.77 | 37.27 | 0 | 0 | 0 | 0 | 0 | 0 | 253.77 | 0 | 0 | 0 | 1173.9 | 456.29 | 0 | 36777.11 | 0 | 0 | 1.2 | 0 | 2.58 | 40.17 | 98.32 | 17.08 | 0 | 0 | 88.3568 | 3.8124 | 0 | 0 | 0 | 0 | 0 | 17.0765 | 0 | 0 | 365.4372 | 17.0765 | 0
3995 | 37.02 | 1396.72 | 36.43 | 0 | 0 | 0 | 0 | 0 | 0 | 253.77 | 0 | 0 | 0 | 1377.83 | 599.04 | 0 | 37376.15 | 0 | 0 | 1.18 | 0 | 3.35 | 0 | 91.64 | 17.08 | 0 | 0 | 87.3527 | 3.8124 | 0 | 0 | 0 | 0 | 0 | 17.0765 | 0 | 0 | 365.4372 | 17.0765 | 0
3996 | 39.43 | 1460.27 | 36.68 | 0 | 0 | 0 | 0 | 67.07 | 0 | 318.42 | 0 | 0 | 0 | 1377.96 | 599.13 | 0 | 37975.28 | 0 | 0 | 1.19 | 0 | 4.3 | 0 | 88.21 | 17.08 | 0 | 0 | 86.3487 | 3.8124 | 0 | 0 | 0 | 0 | 0 | 17.0765 | 0 | 0 | 365.4372 | 17.0765 | 0
3997 | 40.64 | 1491.42 | 37.53 | 0 | 0 | 0 | 0 | 61.01 | 0 | 377.24 | 0 | 0 | 0 | 1377.96 | 599.13 | 0 | 38574.42 | 0 | 0 | 1.2 | 0 | 5.34 | 40.31 | 124.68 | 17.08 | 0 | 0 | 84.3406 | 4.7655 | 0 | 0 | 0 | 0 | 0 | 17.0765 | 0 | 0 | 365.4372 | 17.0765 | 0
3998 | 40.93 | 1498.63 | 38.02 | 0 | 0 | 0 | 0 | 70.86 | 0 | 445.55 | 0 | 0 | 0 | 1377.96 | 599.13 | 0 | 39173.55 | 0 | 0 | 1.18 | 0 | 6.4 | 39.49 | 161.03 | 17.08 | 0 | 0 | 83.3365 | 4.7655 | 0 | 0 | 0 | 0 | 0 | 17.0765 | 0 | 0 | 365.4372 | 17.0765 | 0
3999 | 39.13 | 1452.39 | 37.77 | 0 | 0 | 0 | 0 | 24.08 | 0 | 468.76 | 0 | 0 | 0 | 1377.96 | 599.13 | 0 | 39772.68 | 0 | 0 | 1.13 | 0 | 7.41 | 38.02 | 195.86 | 17.08 | 0 | 0 | 83.3365 | 4.7655 | 0 | 0 | 0 | 0 | 0 | 17.0765 | 0 | 0 | 365.4372 | 17.0765 | 0
4000 | 37.03 | 1396.96 | 38.69 | 0 | 0 | 0 | 0 | 0 | 0 | 468.76 | 0 | 0 | 0 | 1344.93 | 576.01 | 0 | 40348.7 | 0 | 0 | 1.12 | 0 | 8.43 | 37.52 | 230.62 | 17.08 | 0 | 0 | 84.3406 | 4.7655 | 0 | 0 | 0 | 0 | 0 | 17.0765 | 0 | 0 | 365.4372 | 17.0765 | 0
4001 | 34.54 | 1328.66 | 40.13 | 0 | 0 | 0 | 0 | 0 | 0 | 468.76 | 0 | 0 | 0 | 1311.13 | 552.36 | 0 | 40901.05 | 0 | 0 | 1.13 | 0 | 9.47 | 0 | 229.97 | 17.08 | 0 | 0 | 85.3446 | 5.7186 | 0 | 0 | 0 | 0 | 0 | 17.0765 | 0 | 0 | 365.4372 | 17.0765 | 0
4002 | 36.41 | 1380.14 | 40.91 | 0 | 0 | 0 | 0 | 104.13 | 0 | 569.15 | 0 | 0 | 0 | 1220.62 | 489 | 0 | 41390.05 | 0 | 0 | 1.12 | 0 | 10.37 | 37.55 | 262.56 | 17.08 | 0 | 0 | 87.3527 | 6.6717 | 0 | 0 | 0 | 0 | 0 | 17.0765 | 0 | 0 | 365.4372 | 17.0765 | 0
4003 | 7.29 | 357.54 | 41.48 | 0 | 0 | 0 | 0 | 0 | 0 | 569.15 | 0 | 0 | 0 | 306.14 | 0 | 151.14 | 41238.91 | 0 | 0 | 1.13 | 0 | 11.05 | 0 | 255.17 | 17.08 | 0 | 0 | 92.373 | 6.6717 | 0 | 0 | 0 | 0 | 0 | 17.0765 | 0 | 0 | 365.4372 | 17.0765 | 0
4004 | 0 | 0 | 41.93 | 0 | 0 | 0 | 0 | 0 | 62.1876 | 504.63 | 0 | 0 | 0 | 0 | 0 | 365.44 | 40873.47 | 0 | 0 | 0 | 0 | 10.58 | 0 | 246.14 | 17.08 | 0 | 0 | 98.3973 | 5.7186 | 0 | 0 | 0 | 0 | 0 | 17.0765 | 0 | 0 | 365.4372 | 17.0765 | 0
4005 | 0 | 0 | 42.53 | 0 | 0 | 0 | 0 | 0 | 61.6382 | 440.69 | 0 | 0 | 0 | 0 | 0 | 365.44 | 40508.04 | 0 | 0 | 0 | 0 | 9.99 | 0 | 234.95 | 17.08 | 0 | 0 | 99.4014 | 4.7655 | 0 | 0 | 0 | 0 | 0 | 17.0765 | 0 | 0 | 365.4372 | 17.0765 | 0
4006 | 0 | 0 | 44.62 | 0 | 0 | 0 | 0 | 0 | 52.5669 | 386.16 | 0 | 0 | 0 | 0 | 0 | 365.44 | 40142.6 | 0 | 0 | 0 | 0 | 9.32 | 0 | 222.24 | 17.08 | 0 | 0 | 93.377 | 3.8124 | 0 | 0 | 0 | 0 | 0 | 17.0765 | 0 | 0 | 365.4372 | 17.0765 | 0
4007 | 0 | 0 | 47.11 | 0 | 0 | 0 | 0 | 0 | 38.078 | 346.65 | 0 | 0 | 0 | 0 | 0 | 365.44 | 39777.16 | 0 | 0 | 0 | 0 | 8.6 | 0 | 208.51 | 17.08 | 0 | 0 | 82.3324 | 2.8593 | 0 | 0 | 0 | 0 | 0 | 17.0765 | 0 | 0 | 365.4372 | 17.0765 | 0
4008 | 0 | 0 | 48.92 | 0 | 0 | 0 | 0 | 0 | 27.2908 | 318.35 | 0 | 0 | 0 | 0 | 0 | 365.44 | 39411.73 | 0 | 0 | 0 | 0 | 7.88 | 0 | 194.91 | 17.08 | 0 | 0 | 74.3 | 1.9062 | 0 | 0 | 0 | 0 | 0 | 17.0765 | 0 | 0 | 365.4372 | 17.0765 | 0
4009 | 0 | 0 | 50.45 | 0 | 0 | 0 | 0 | 0 | 19.7813 | 297.82 | 0 | 0 | 0 | 0 | 0 | 365.44 | 39046.29 | 0 | 0 | 0 | 0 | 7.23 | 0 | 182.47 | 17.08 | 0 | 0 | 69.2797 | 0.95311 | 0 | 0 | 0 | 0 | 0 | 17.0765 | 0 | 0 | 365.4372 | 17.0765 | 0
4010 | 0 | 0 | 51.61 | 0 | 0 | 0 | 0 | 0 | 14.6624 | 282.62 | 0 | 0 | 0 | 0 | 0 | 365.44 | 38680.85 | 0 | 0 | 0 | 0 | 6.49 | 0 | 168.47 | 17.08 | 0 | 0 | 66.2676 | 0 | 0 | 0 | 0 | 0 | 0 | 17.0765 | 0 | 0 | 365.4372 | 17.0765 | 0
4011 | 0 | 0 | 52.06 | 0 | 0 | 0 | 0 | 0 | 13.1972 | 268.92 | 0 | 0 | 0 | 0 | 0 | 365.44 | 38315.41 | 0 | 0 | 0 | 0 | 5.61 | 0 | 151.69 | 17.08 | 0 | 0 | 65.2635 | 0 | 0 | 0 | 0 | 0 | 0 | 17.0765 | 0 | 0 | 365.4372 | 17.0765 | 0
4012 | 0 | 0 | 50.26 | 0 | 0 | 0 | 0 | 0 | 16.0024 | 252.32 | 0 | 0 | 0 | 0 | 0 | 365.44 | 37949.98 | 0 | 0 | 0 | 0 | 4.68 | 0 | 133.98 | 17.08 | 0 | 0 | 66.2676 | 0 | 0 | 0 | 0 | 0 | 0 | 17.0765 | 0 | 0 | 365.4372 | 17.0765 | 0
4013 | 0 | 0 | 46.38 | 0 | 0 | 0 | 0 | 0 | 24.9098 | 226.48 | 0 | 0 | 0 | 0 | 0 | 365.44 | 37584.54 | 0 | 0 | 0 | 0 | 3.77 | 0 | 116.76 | 17.08 | 0 | 0 | 71.2878 | 0 | 0 | 0 | 0 | 0 | 0 | 17.0765 | 0 | 0 | 365.4372 | 17.0765 | 0
4014 | 0 | 0 | 41.64 | 0 | 0 | 0 | 0 | 0 | 35.6198 | 189.53 | 0 | 0 | 0 | 0 | 0 | 365.44 | 37219.1 | 0 | 0 | 0 | 0 | 2.84 | 0 | 99.11 | 17.08 | 0 | 0 | 76.3081 | 0.95311 | 0 | 0 | 0 | 0 | 0 | 17.0765 | 0 | 0 | 365.4372 | 17.0765 | 0
4015 | 0 | 0 | 36.51 | 0 | 0 | 0 | 0 | 0 | 46.7251 | 141.06 | 0 | 0 | 0 | 0 | 0 | 365.44 | 36853.67 | 0 | 0 | 0 | 0 | 1.94 | 0 | 82.06 | 17.08 | 0 | 0 | 81.3284 | 1.9062 | 0 | 0 | 0 | 0 | 0 | 17.0765 | 0 | 0 | 365.4372 | 17.0765 | 0
4016 | 12.97 | 601.59 | 31.7 | 0 | 0 | 0 | 0 | 0 | 0 | 141.06 | 0 | 0 | 0 | 513.72 | 0 | 5.83 | 36847.83 | 0 | 0 | 1.26 | 0 | 2.32 | 42.12 | 106.45 | 17.08 | 0 | 0 | 85.3446 | 3.8124 | 0 | 0 | 0 | 0 | 0 | 17.0765 | 0 | 0 | 365.4372 | 17.0765 | 0
4017 | 28.56 | 1153.38 | 27.28 | 0 | 0 | 0 | 0 | 0 | 0 | 141.06 | 0 | 0 | 0 | 1112.92 | 413.61 | 0 | 37261.44 | 0 | 0 | 1.22 | 0 | 2.93 | 0 | 96.05 | 17.08 | 0 | 0 | 89.3608 | 5.7186 | 0 | 0 | 0 | 0 | 0 | 17.0765 | 0 | 0 | 365.4372 | 17.0765 | 0
4018 | 32.77 | 1278.55 | 25.05 | 0 | 0 | 0 | 0 | 0 | 0 | 141.06 | 0 | 0 | 0 | 1199.82 | 474.43 | 0 | 37735.88 | 0 | 0 | 1.2 | 0 | 3.64 | 40.17 | 126.14 | 17.08 | 0 | 0 | 91.3689 | 3.8124 | 0 | 0 | 0 | 0 | 0 | 17.0765 | 0 | 0 | 365.4372 | 17.0765 | 0
4019 | 37.92 | 1420.77 | 24.54 | 0 | 0 | 0 | 0 | 0 | 0 | 141.06 | 0 | 0 | 0 | 1377.96 | 599.13 | 0 | 38335.01 | 0 | 0 | 1.18 | 0 | 4.42 | 8.91 | 127.92 | 17.08 | 0 | 0 | 91.3689 | 3.8124 | 0 | 0 | 0 | 0 | 0 | 17.0765 | 0 | 0 | 365.4372 | 17.0765 | 0
4020 | 41.42 | 1511.21 | 24.92 | 0 | 0 | 0 | 0 | 103.24 | 0 | 240.58 | 0 | 0 | 0 | 1377.96 | 599.13 | 0 | 38934.14 | 0 | 0 | 1.19 | 0 | 5.36 | 0 | 124.49 | 17.08 | 0 | 0 | 91.3689 | 3.8124 | 0 | 0 | 0 | 0 | 0 | 17.0765 | 0 | 0 | 365.4372 | 17.0765 | 0
4021 | 44.25 | 1580.64 | 26.36 | 0 | 0 | 0 | 0 | 136.64 | 0 | 372.31 | 0 | 0 | 0 | 1377.96 | 599.13 | 0 | 39533.27 | 0 | 0 | 1.2 | 0 | 6.41 | 40.31 | 160.97 | 17.08 | 0 | 0 | 90.3649 | 4.7655 | 0 | 0 | 0 | 0 | 0 | 17.0765 | 0 | 0 | 365.4372 | 17.0765 | 0
4022 | 46.64 | 1637.31 | 28.33 | 0 | 0 | 0 | 0 | 157.14 | 0 | 523.79 | 0 | 0 | 0 | 1377.96 | 599.13 | 0 | 40132.41 | 0 | 0 | 1.18 | 0 | 7.47 | 39.49 | 197.31 | 17.08 | 42.39 | 0 | 89.3608 | 4.7655 | 0 | 0 | 0 | 0 | 0 | 17.0765 | 0 | 0 | 365.4372 | 17.0765 | 0
4023 | 44.37 | 1583.57 | 30.53 | 0 | 0 | 0 | 0 | 147.24 | 0 | 665.73 | 0 | 0 | 0 | 1377.96 | 599.13 | 0 | 40731.54 | 0 | 0 | 1.13 | 0 | 8.48 | 38.02 | 232.15 | 17.08 | 0 | 0 | 89.3608 | 4.7655 | 0 | 0 | 0 | 0 | 0 | 17.0765 | 0 | 0 | 365.4372 | 17.0765 | 0
4024 | 42.06 | 1527.19 | 32.04 | 0 | 0 | 0 | 0 | 128.09 | 0 | 789.2 | 0 | 0 | 0 | 1377.96 | 599.13 | 0 | 41330.67 | 0 | 0 | 1.12 | 0 | 9.5 | 0 | 231.26 | 17.08 | 0 | 0 | 89.3608 | 4.7655 | 0 | 0 | 0 | 0 | 0 | 17.0765 | 0 | 0 | 365.4372 | 17.0765 | 0
4025 | 39.62 | 1465.25 | 33.5 | 0 | 0 | 0 | 0 | 24.42 | 0 | 812.74 | 0 | 0 | 0 | 1377.96 | 599.13 | 0 | 41929.81 | 0 | 0 | 1.13 | 0 | 10.53 | 37.78 | 266.5 | 17.08 | 0 | 0 | 91.3689 | 5.7186 | 0 | 0 | 0 | 0 | 0 | 17.0765 | 0 | 0 | 365.4372 | 17.0765 | 0
4026 | 42.56 | 1539.59 | 35.95 | 0 | 0 | 0 | 0 | 139.97 | 0 | 947.67 | 0 | 0 | 0 | 1377.96 | 599.13 | 0 | 42528.94 | 0 | 0 | 1.12 | 0 | 11.43 | 0 | 263.42 | 17.08 | 0 | 0 | 92.373 | 6.6717 | 0 | 0 | 0 | 0 | 0 | 17.0765 | 0 | 0 | 365.4372 | 17.0765 | 0
4027 | 8.79 | 424.7 | 38.93 | 0 | 0 | 0 | 0 | 0 | 0 | 947.67 | 0 | 0 | 0 | 329.35 | 0 | 134.89 | 42394.05 | 0 | 0 | 1.13 | 0 | 12.12 | 37.87 | 292 | 17.08 | 0 | 0 | 97.3933 | 6.6717 | 0 | 0 | 0 | 0 | 0 | 17.0765 | 0 | 0 | 365.4372 | 17.0765 | 0
4028 | 0 | 0 | 41.31 | 0 | 0 | 0 | 0 | 0 | 66.8245 | 878.35 | 0 | 0 | 0 | 0 | 0 | 365.44 | 42028.61 | 0 | 0 | 0 | 0 | 11.64 | 0 | 282.97 | 17.08 | 0 | 0 | 102.4135 | 5.7186 | 0 | 0 | 0 | 0 | 0 | 17.0765 | 0 | 0 | 365.4372 | 17.0765 | 0
4029 | 0 | 0 | 43.3 | 0 | 0 | 0 | 0 | 0 | 64.8868 | 811.04 | 0 | 0 | 0 | 0 | 0 | 365.44 | 41663.17 | 0 | 0 | 0 | 0 | 11.06 | 0 | 271.78 | 17.08 | 0 | 0 | 103.4176 | 4.7655 | 0 | 0 | 0 | 0 | 0 | 17.0765 | 0 | 0 | 365.4372 | 17.0765 | 0
4030 | 0 | 0 | 45.54 | 0 | 0 | 0 | 0 | 0 | 54.6588 | 754.34 | 0 | 0 | 0 | 0 | 0 | 365.44 | 41297.74 | 0 | 0 | 0 | 0 | 10.39 | 0 | 259.08 | 17.08 | 0 | 0 | 96.3892 | 3.8124 | 0 | 0 | 0 | 0 | 0 | 17.0765 | 0 | 0 | 365.4372 | 17.0765 | 0
4031 | 0 | 0 | 47.38 | 0 | 0 | 0 | 0 | 0 | 40.8158 | 712 | 0 | 0 | 0 | 0 | 0 | 365.44 | 40932.3 | 0 | 0 | 0 | 0 | 9.66 | 0 | 245.34 | 17.08 | 0 | 0 | 85.3446 | 2.8593 | 0 | 0 | 0 | 0 | 0 | 17.0765 | 0 | 0 | 365.4372 | 17.0765 | 0
4032 | 0 | 0 | 48.65 | 0 | 0 | 0 | 0 | 0 | 29.5659 | 681.33 | 0 | 0 | 0 | 0 | 0 | 365.44 | 40566.86 | 0 | 0 | 0 | 0 | 8.95 | 0 | 231.74 | 17.08 | 0 | 0 | 76.3081 | 1.9062 | 0 | 0 | 0 | 0 | 0 | 17.0765 | 0 | 0 | 365.4372 | 17.0765 | 0
4033 | 0 | 0 | 49.48 | 0 | 0 | 0 | 0 | 0 | 23.7626 | 656.68 | 0 | 0 | 0 | 0 | 0 | 365.44 | 40201.42 | 0 | 0 | 0 | 0 | 8.29 | 0 | 219.3 | 17.08 | 0 | 0 | 72.2919 | 0.95311 | 0 | 0 | 0 | 0 | 0 | 17.0765 | 0 | 0 | 365.4372 | 17.0765 | 0
4034 | 0 | 0 | 50.35 | 0 | 0 | 0 | 0 | 0 | 18.933 | 637.04 | 0 | 0 | 0 | 0 | 0 | 365.44 | 39835.99 | 0 | 0 | 0 | 0 | 7.56 | 0 | 205.3 | 17.08 | 0 | 0 | 69.2797 | 0 | 0 | 0 | 0 | 0 | 0 | 17.0765 | 0 | 0 | 365.4372 | 17.0765 | 0
4035 | 0 | 0 | 51.05 | 0 | 0 | 0 | 0 | 0 | 16.2241 | 620.21 | 0 | 0 | 0 | 0 | 0 | 365.44 | 39470.55 | 0 | 0 | 0 | 0 | 6.67 | 0 | 188.53 | 17.08 | 0 | 0 | 67.2716 | 0 | 0 | 0 | 0 | 0 | 0 | 17.0765 | 0 | 0 | 365.4372 | 17.0765 | 0
4036 | 0 | 0 | 51.68 | 0 | 0 | 0 | 0 | 0 | 17.6026 | 601.95 | 0 | 0 | 0 | 0 | 0 | 365.44 | 39105.11 | 0 | 0 | 0 | 0 | 5.74 | 0 | 170.81 | 17.08 | 0 | 0 | 69.2797 | 0 | 0 | 0 | 0 | 0 | 0 | 17.0765 | 0 | 0 | 365.4372 | 17.0765 | 0
4037 | 0 | 0 | 52.15 | 0 | 0 | 0 | 0 | 0 | 20.138 | 581.06 | 0 | 0 | 0 | 0 | 0 | 365.44 | 38739.68 | 0 | 0 | 0 | 0 | 4.84 | 0 | 153.59 | 17.08 | 0 | 0 | 72.2919 | 0 | 0 | 0 | 0 | 0 | 0 | 17.0765 | 0 | 0 | 365.4372 | 17.0765 | 0
4038 | 0 | 0 | 52.59 | 0 | 0 | 0 | 0 | 0 | 25.6713 | 554.43 | 0 | 0 | 0 | 0 | 0 | 365.44 | 38374.24 | 0 | 0 | 0 | 0 | 3.91 | 0 | 135.94 | 17.08 | 0 | 0 | 77.3122 | 0.95311 | 0 | 0 | 0 | 0 | 0 | 17.0765 | 0 | 0 | 365.4372 | 17.0765 | 0
4039 | 0 | 0 | 52.75 | 0 | 0 | 0 | 0 | 0 | 31.4939 | 521.76 | 0 | 0 | 0 | 0 | 0 | 365.44 | 38008.8 | 0 | 0 | 0 | 0 | 3.01 | 0 | 118.89 | 17.08 | 0 | 0 | 82.3324 | 1.9062 | 0 | 0 | 0 | 0 | 0 | 17.0765 | 0 | 0 | 365.4372 | 17.0765 | 0
4040 | 12.67 | 589.65 | 52.55 | 0 | 0 | 0 | 0 | 0 | 0 | 521.76 | 0 | 0 | 0 | 563.45 | 28.98 | 0 | 38037.78 | 0 | 0 | 1.26 | 0 | 3.38 | 0 | 103.27 | 17.08 | 0 | 0 | 86.3487 | 3.8124 | 0 | 0 | 0 | 0 | 0 | 17.0765 | 0 | 0 | 365.4372 | 17.0765 | 0
4041 | 21.82 | 933.43 | 52.31 | 0 | 0 | 0 | 0 | 0 | 0 | 521.76 | 0 | 0 | 0 | 869.29 | 243.07 | 0 | 38280.85 | 0 | 0 | 1.22 | 0 | 4 | 40.97 | 131.79 | 17.08 | 0 | 0 | 90.3649 | 5.7186 | 0 | 0 | 0 | 0 | 0 | 17.0765 | 0 | 0 | 365.4372 | 17.0765 | 0
4042 | 25.76 | 1065 | 52.55 | 0 | 0 | 0 | 0 | 0 | 0 | 521.76 | 0 | 0 | 0 | 1005.75 | 338.59 | 0 | 38619.44 | 0 | 0 | 1.2 | 0 | 4.71 | 40.17 | 161.88 | 17.08 | 0 | 0 | 92.373 | 3.8124 | 0 | 0 | 0 | 0 | 0 | 17.0765 | 0 | 0 | 365.4372 | 17.0765 | 0
4043 | 27.95 | 1134.38 | 52.86 | 0 | 0 | 0 | 0 | 0 | 0 | 521.76 | 0 | 0 | 0 | 1117.82 | 417.03 | 0 | 39036.47 | 0 | 0 | 1.18 | 0 | 5.48 | 0 | 155.2 | 17.08 | 0 | 0 | 92.373 | 3.8124 | 0 | 0 | 0 | 0 | 0 | 17.0765 | 0 | 0 | 365.4372 | 17.0765 | 0
4044 | 31.2 | 1232.94 | 53.11 | 0 | 0 | 0 | 0 | 0 | 0 | 521.76 | 0 | 0 | 0 | 1180.19 | 460.69 | 0 | 39497.16 | 0 | 0 | 1.19 | 0 | 6.43 | 39.7 | 189.48 | 17.08 | 0 | 0 | 92.373 | 3.8124 | 0 | 0 | 0 | 0 | 0 | 17.0765 | 0 | 0 | 365.4372 | 17.0765 | 0
4045 | 32.63 | 1274.54 | 53.37 | 0 | 0 | 0 | 0 | 0 | 0 | 521.76 | 0 | 0 | 0 | 1264.41 | 519.65 | 0 | 40016.81 | 0 | 0 | 0 | 0 | 6.33 | 0 | 187.66 | 17.08 | 0 | 0 | 91.3689 | 4.7655 | 0 | 0 | 0 | 0 | 0 | 17.0765 | 0 | 0 | 365.4372 | 17.0765 | 0
4046 | 32.61 | 1274.02 | 53.63 | 0 | 0 | 0 | 0 | 157.14 | 0 | 673.24 | 0 | 0 | 0 | 1106.81 | 409.33 | 0 | 40426.14 | 0 | 0 | 1.18 | 0 | 7.39 | 0 | 186.49 | 17.08 | 0 | 0 | 90.3649 | 4.7655 | 0 | 0 | 0 | 0 | 0 | 17.0765 | 0 | 0 | 365.4372 | 17.0765 | 0
4047 | 29.01 | 1167.05 | 53.97 | 0 | 0 | 0 | 0 | 127.54 | 0 | 796.19 | 0 | 0 | 0 | 988.22 | 326.31 | 0 | 40752.46 | 0 | 0 | 1.13 | 0 | 8.4 | 38.02 | 221.32 | 17.08 | 0 | 0 | 90.3649 | 4.7655 | 0 | 0 | 0 | 0 | 0 | 17.0765 | 0 | 0 | 365.4372 | 17.0765 | 0
4048 | 24.31 | 1017.46 | 54.1 | 0 | 0 | 0 | 0 | 0 | 0 | 796.19 | 0 | 0 | 0 | 999.62 | 334.3 | 0 | 41086.76 | 0 | 0 | 1.12 | 0 | 9.42 | 0 | 220.44 | 17.08 | 0 | 0 | 90.3649 | 4.7655 | 0 | 0 | 0 | 0 | 0 | 17.0765 | 0 | 0 | 365.4372 | 17.0765 | 0
4049 | 18.81 | 826.52 | 54.08 | 0 | 0 | 0 | 0 | 0 | 0 | 796.19 | 0 | 0 | 0 | 762.41 | 168.25 | 0 | 41255 | 0 | 0 | 1.13 | 0 | 10.45 | 37.78 | 255.68 | 17.08 | 0 | 0 | 92.373 | 5.7186 | 0 | 0 | 0 | 0 | 0 | 17.0765 | 0 | 0 | 365.4372 | 17.0765 | 0
4050 | 18.44 | 813.03 | 54.02 | 0 | 0 | 0 | 0 | 0 | 0 | 796.19 | 0 | 0 | 0 | 784.32 | 183.58 | 0 | 41438.59 | 0 | 0 | 1.12 | 0 | 11.36 | 0 | 252.59 | 17.08 | 0 | 0 | 93.377 | 6.6717 | 0 | 0 | 0 | 0 | 0 | 17.0765 | 0 | 0 | 365.4372 | 17.0765 | 0
4051 | 4.88 | 245.32 | 54.11 | 0 | 0 | 0 | 0 | 157.14 | 0 | 947.67 | 0 | 0 | 0 | 4.11 | 0 | 362.56 | 41076.03 | 0 | 0 | 1.13 | 0 | 12.04 | 37.87 | 281.18 | 17.08 | 0 | 0 | 97.3933 | 6.6717 | 0 | 0 | 0 | 0 | 0 | 17.0765 | 0 | 0 | 365.4372 | 17.0765 | 0
4052 | 0 | 0 | 54.38 | 0 | 0 | 0 | 0 | 0 | 54.7552 | 890.87 | 0 | 0 | 0 | 0 | 0 | 365.44 | 40710.59 | 0 | 0 | 0 | 0 | 11.57 | 0 | 272.15 | 17.08 | 0 | 0 | 103.4176 | 5.7186 | 0 | 0 | 0 | 0 | 0 | 17.0765 | 0 | 0 | 365.4372 | 17.0765 | 0
4053 | 0 | 0 | 54.56 | 0 | 0 | 0 | 0 | 0 | 54.6299 | 834.2 | 0 | 0 | 0 | 0 | 0 | 365.44 | 40345.15 | 0 | 0 | 0 | 0 | 10.98 | 0 | 260.96 | 17.08 | 0 | 0 | 104.4216 | 4.7655 | 0 | 0 | 0 | 0 | 0 | 17.0765 | 0 | 0 | 365.4372 | 17.0765 | 0
4054 | 0 | 0 | 53.96 | 0 | 0 | 0 | 0 | 0 | 47.2456 | 785.19 | 0 | 0 | 0 | 0 | 0 | 365.44 | 39979.72 | 0 | 0 | 0 | 0 | 10.31 | 0 | 248.25 | 17.08 | 0 | 0 | 97.3933 | 3.8124 | 0 | 0 | 0 | 0 | 0 | 17.0765 | 0 | 0 | 365.4372 | 17.0765 | 0
4055 | 0 | 0 | 52.84 | 0 | 0 | 0 | 0 | 0 | 36.3621 | 747.47 | 0 | 0 | 0 | 0 | 0 | 365.44 | 39614.28 | 0 | 0 | 0 | 0 | 9.59 | 0 | 234.52 | 17.08 | 0 | 0 | 86.3487 | 2.8593 | 0 | 0 | 0 | 0 | 0 | 17.0765 | 0 | 0 | 365.4372 | 17.0765 | 0
4056 | 0 | 0 | 51.11 | 0 | 0 | 0 | 0 | 0 | 28.1102 | 718.31 | 0 | 0 | 0 | 0 | 0 | 365.44 | 39248.84 | 0 | 0 | 0 | 0 | 8.87 | 0 | 220.92 | 17.08 | 0 | 0 | 77.3122 | 1.9062 | 0 | 0 | 0 | 0 | 0 | 17.0765 | 0 | 0 | 365.4372 | 17.0765 | 0
4057 | 0 | 0 | 49.09 | 0 | 0 | 0 | 0 | 0 | 24.1578 | 693.25 | 0 | 0 | 0 | 0 | 0 | 365.44 | 38883.4 | 0 | 0 | 0 | 0 | 8.22 | 0 | 208.48 | 17.08 | 0 | 0 | 72.2919 | 0.95311 | 0 | 0 | 0 | 0 | 0 | 17.0765 | 0 | 0 | 365.4372 | 17.0765 | 0
4058 | 0 | 0 | 46.82 | 0 | 0 | 0 | 0 | 0 | 22.4612 | 669.95 | 0 | 0 | 0 | 0 | 0 | 365.44 | 38517.97 | 0 | 0 | 0 | 0 | 7.48 | 0 | 194.48 | 17.08 | 0 | 0 | 69.2797 | 0 | 0 | 0 | 0 | 0 | 0 | 17.0765 | 0 | 0 | 365.4372 | 17.0765 | 0
4059 | 0 | 0 | 44.66 | 0 | 0 | 0 | 0 | 0 | 23.618 | 645.45 | 0 | 0 | 0 | 0 | 0 | 365.44 | 38152.53 | 0 | 0 | 0 | 0 | 6.6 | 0 | 177.7 | 17.08 | 0 | 0 | 68.2757 | 0 | 0 | 0 | 0 | 0 | 0 | 17.0765 | 0 | 0 | 365.4372 | 17.0765 | 0
4060 | 0 | 0 | 44.05 | 0 | 0 | 0 | 0 | 0 | 25.2279 | 619.28 | 0 | 0 | 0 | 0 | 0 | 365.44 | 37787.09 | 0 | 0 | 0 | 0 | 5.66 | 0 | 159.99 | 17.08 | 0 | 0 | 69.2797 | 0 | 0 | 0 | 0 | 0 | 0 | 17.0765 | 0 | 0 | 365.4372 | 17.0765 | 0
4061 | 0 | 0 | 44.04 | 0 | 0 | 0 | 0 | 0 | 28.2548 | 589.97 | 0 | 0 | 0 | 0 | 0 | 365.44 | 37421.66 | 0 | 0 | 0 | 0 | 4.76 | 0 | 142.77 | 17.08 | 0 | 0 | 72.2919 | 0 | 0 | 0 | 0 | 0 | 0 | 17.0765 | 0 | 0 | 365.4372 | 17.0765 | 0
4062 | 0 | 0 | 44.12 | 0 | 0 | 0 | 0 | 0 | 34.1449 | 554.55 | 0 | 0 | 0 | 0 | 0 | 365.44 | 37056.22 | 0 | 0 | 0 | 0 | 3.83 | 0 | 125.12 | 17.08 | 0 | 0 | 77.3122 | 0.95311 | 0 | 0 | 0 | 0 | 0 | 17.0765 | 0 | 0 | 365.4372 | 17.0765 | 0
4063 | 0 | 0 | 43.55 | 0 | 0 | 0 | 0 | 0 | 40.6808 | 512.34 | 0 | 0 | 0 | 0 | 0 | 365.44 | 36690.78 | 0 | 0 | 0 | 0 | 2.93 | 0 | 108.07 | 17.08 | 0 | 0 | 82.3324 | 1.9062 | 0 | 0 | 0 | 0 | 0 | 17.0765 | 0 | 0 | 365.4372 | 17.0765 | 0
4064 | 12.81 | 595.23 | 42.11 | 0 | 0 | 0 | 0 | 0 | 0 | 512.34 | 0 | 0 | 0 | 515.6 | 0 | 4.51 | 36686.27 | 0 | 0 | 1.26 | 0 | 3.3 | 42.12 | 132.46 | 17.08 | 0 | 0 | 87.3527 | 3.8124 | 0 | 0 | 0 | 0 | 0 | 17.0765 | 0 | 0 | 365.4372 | 17.0765 | 0
4065 | 22.81 | 967.41 | 40.12 | 0 | 0 | 0 | 0 | 0 | 0 | 512.34 | 0 | 0 | 0 | 933.04 | 287.69 | 0 | 36973.96 | 0 | 0 | 1.22 | 0 | 3.92 | 0 | 122.06 | 17.08 | 0 | 0 | 90.3649 | 5.7186 | 0 | 0 | 0 | 0 | 0 | 17.0765 | 0 | 0 | 365.4372 | 17.0765 | 0
4066 | 31.12 | 1230.57 | 38.6 | 0 | 0 | 0 | 0 | 0 | 0 | 512.34 | 0 | 0 | 0 | 1202.91 | 476.6 | 0 | 37450.56 | 0 | 0 | 1.2 | 0 | 4.63 | 0 | 113.99 | 17.08 | 0 | 0 | 92.373 | 3.8124 | 0 | 0 | 0 | 0 | 0 | 17.0765 | 0 | 0 | 365.4372 | 17.0765 | 0
4067 | 36.9 | 1393.56 | 38.69 | 0 | 0 | 0 | 0 | 131.27 | 0 | 638.89 | 0 | 0 | 0 | 1200.89 | 475.18 | 0 | 37925.74 | 0 | 0 | 1.18 | 0 | 5.4 | 39.62 | 144.95 | 17.08 | 0 | 0 | 92.373 | 3.8124 | 0 | 0 | 0 | 0 | 0 | 17.0765 | 0 | 0 | 365.4372 | 17.0765 | 0
4068 | 39.65 | 1465.88 | 40.04 | 0 | 0 | 0 | 0 | 70.24 | 0 | 706.6 | 0 | 0 | 0 | 1377.96 | 599.13 | 0 | 38524.87 | 0 | 0 | 1.19 | 0 | 6.35 | 0 | 141.51 | 17.08 | 0 | 0 | 92.373 | 3.8124 | 0 | 0 | 0 | 0 | 0 | 17.0765 | 0 | 0 | 365.4372 | 17.0765 | 0
4069 | 41.1 | 1503.05 | 41.75 | 0 | 0 | 0 | 0 | 72.51 | 0 | 776.5 | 0 | 0 | 0 | 1377.96 | 599.13 | 0 | 39124.01 | 0 | 0 | 0 | 0 | 6.25 | 40.31 | 177.99 | 17.08 | 0 | 0 | 90.3649 | 4.7655 | 0 | 0 | 0 | 0 | 0 | 17.0765 | 0 | 0 | 365.4372 | 17.0765 | 0
4070 | 41.63 | 1516.47 | 43.31 | 0 | 0 | 0 | 0 | 127.15 | 0 | 899.07 | 0 | 0 | 0 | 1377.96 | 599.13 | 0 | 39723.14 | 0 | 0 | 1.18 | 0 | 7.31 | 0 | 176.82 | 17.08 | 0 | 0 | 90.3649 | 4.7655 | 0 | 0 | 0 | 0 | 0 | 17.0765 | 0 | 0 | 365.4372 | 17.0765 | 0
4071 | 39.63 | 1465.47 | 44.61 | 0 | 0 | 0 | 0 | 38.47 | 0 | 936.15 | 0 | 0 | 0 | 1377.96 | 599.13 | 0 | 40322.27 | 0 | 0 | 1.13 | 0 | 8.32 | 38.02 | 211.65 | 17.08 | 0 | 0 | 89.3608 | 4.7655 | 0 | 0 | 0 | 0 | 0 | 17.0765 | 0 | 0 | 365.4372 | 17.0765 | 0
4072 | 37.27 | 1403.35 | 45.54 | 0 | 0 | 0 | 0 | 11.95 | 0 | 947.67 | 0 | 0 | 0 | 1377.96 | 599.13 | 0 | 40921.41 | 0 | 0 | 1.12 | 0 | 9.34 | 0 | 210.77 | 17.08 | 0 | 0 | 90.3649 | 4.7655 | 0 | 0 | 0 | 0 | 0 | 17.0765 | 0 | 0 | 365.4372 | 17.0765 | 0
4073 | 34.43 | 1325.75 | 46.39 | 0 | 0 | 0 | 0 | 0 | 0 | 947.67 | 0 | 0 | 0 | 1270.58 | 523.97 | 0 | 41445.37 | 0 | 0 | 1.13 | 0 | 10.38 | 37.78 | 246.01 | 17.08 | 0 | 0 | 91.3689 | 5.7186 | 0 | 0 | 0 | 0 | 0 | 17.0765 | 0 | 0 | 365.4372 | 17.0765 | 0
4074 | 36.32 | 1377.87 | 46.55 | 0 | 0 | 0 | 0 | 0 | 0 | 947.67 | 0 | 0 | 0 | 1359.57 | 586.26 | 0 | 42031.64 | 0 | 0 | 1.12 | 0 | 11.28 | 0 | 242.93 | 17.08 | 0 | 0 | 93.377 | 6.6717 | 0 | 0 | 0 | 0 | 0 | 17.0765 | 0 | 0 | 365.4372 | 17.0765 | 0
4075 | 7.49 | 366.72 | 46.24 | 0 | 0 | 0 | 0 | 0 | 0 | 947.67 | 0 | 0 | 0 | 278.38 | 0 | 170.57 | 41861.07 | 0 | 0 | 1.13 | 0 | 11.96 | 37.87 | 271.51 | 17.08 | 0 | 0 | 96.3892 | 6.6717 | 0 | 0 | 0 | 0 | 0 | 17.0765 | 0 | 0 | 365.4372 | 17.0765 | 0
4076 | 0 | 0 | 45.76 | 0 | 0 | 0 | 0 | 0 | 62.3708 | 882.97 | 0 | 0 | 0 | 0 | 0 | 365.44 | 41495.63 | 0 | 0 | 0 | 0 | 11.49 | 0 | 262.48 | 17.08 | 0 | 0 | 102.4135 | 5.7186 | 0 | 0 | 0 | 0 | 0 | 17.0765 | 0 | 0 | 365.4372 | 17.0765 | 0
4077 | 0 | 0 | 45.64 | 0 | 0 | 0 | 0 | 0 | 62.5443 | 818.09 | 0 | 0 | 0 | 0 | 0 | 365.44 | 41130.19 | 0 | 0 | 0 | 0 | 10.9 | 0 | 251.29 | 17.08 | 0 | 0 | 103.4176 | 4.7655 | 0 | 0 | 0 | 0 | 0 | 17.0765 | 0 | 0 | 365.4372 | 17.0765 | 0
4078 | 0 | 0 | 45.87 | 0 | 0 | 0 | 0 | 0 | 54.331 | 761.73 | 0 | 0 | 0 | 0 | 0 | 365.44 | 40764.76 | 0 | 0 | 0 | 0 | 10.23 | 0 | 238.58 | 17.08 | 0 | 0 | 96.3892 | 3.8124 | 0 | 0 | 0 | 0 | 0 | 17.0765 | 0 | 0 | 365.4372 | 17.0765 | 0
4079 | 0 | 0 | 46.24 | 0 | 0 | 0 | 0 | 0 | 41.9629 | 718.2 | 0 | 0 | 0 | 0 | 0 | 365.44 | 40399.32 | 0 | 0 | 0 | 0 | 9.51 | 0 | 224.85 | 17.08 | 0 | 0 | 85.3446 | 2.8593 | 0 | 0 | 0 | 0 | 0 | 17.0765 | 0 | 0 | 365.4372 | 17.0765 | 0
4080 | 0 | 0 | 46.09 | 0 | 0 | 0 | 0 | 0 | 32.1301 | 684.87 | 0 | 0 | 0 | 0 | 0 | 365.44 | 40033.88 | 0 | 0 | 0 | 0 | 8.79 | 0 | 211.25 | 17.08 | 0 | 0 | 76.3081 | 1.9062 | 0 | 0 | 0 | 0 | 0 | 17.0765 | 0 | 0 | 365.4372 | 17.0765 | 0
4081 | 0 | 0 | 45.36 | 0 | 0 | 0 | 0 | 0 | 26.8763 | 656.99 | 0 | 0 | 0 | 0 | 0 | 365.44 | 39668.44 | 0 | 0 | 0 | 0 | 8.14 | 0 | 198.81 | 17.08 | 0 | 0 | 71.2878 | 0.95311 | 0 | 0 | 0 | 0 | 0 | 17.0765 | 0 | 0 | 365.4372 | 17.0765 | 0
4082 | 0 | 0 | 44.36 | 0 | 0 | 0 | 0 | 0 | 23.9168 | 632.18 | 0 | 0 | 0 | 0 | 0 | 365.44 | 39303.01 | 0 | 0 | 0 | 0 | 7.4 | 0 | 184.81 | 17.08 | 0 | 0 | 68.2757 | 0 | 0 | 0 | 0 | 0 | 0 | 17.0765 | 0 | 0 | 365.4372 | 17.0765 | 0
4083 | 0 | 0 | 42.96 | 0 | 0 | 0 | 0 | 0 | 24.3121 | 606.96 | 0 | 0 | 0 | 0 | 0 | 365.44 | 38937.57 | 0 | 0 | 0 | 0 | 6.52 | 0 | 168.03 | 17.08 | 0 | 0 | 67.2716 | 0 | 0 | 0 | 0 | 0 | 0 | 17.0765 | 0 | 0 | 365.4372 | 17.0765 | 0
4084 | 0 | 0 | 41.04 | 0 | 0 | 0 | 0 | 0 | 27.233 | 578.7 | 0 | 0 | 0 | 0 | 0 | 365.44 | 38572.13 | 0 | 0 | 0 | 0 | 5.59 | 0 | 150.32 | 17.08 | 0 | 0 | 68.2757 | 0 | 0 | 0 | 0 | 0 | 0 | 17.0765 | 0 | 0 | 365.4372 | 17.0765 | 0
4085 | 0 | 0 | 38.24 | 0 | 0 | 0 | 0 | 0 | 33.0459 | 544.42 | 0 | 0 | 0 | 0 | 0 | 365.44 | 38206.7 | 0 | 0 | 0 | 0 | 4.68 | 0 | 133.1 | 17.08 | 0 | 0 | 71.2878 | 0 | 0 | 0 | 0 | 0 | 0 | 17.0765 | 0 | 0 | 365.4372 | 17.0765 | 0
4086 | 0 | 0 | 35.74 | 0 | 0 | 0 | 0 | 0 | 40.5169 | 502.39 | 0 | 0 | 0 | 0 | 0 | 365.44 | 37841.26 | 0 | 0 | 0 | 0 | 3.75 | 0 | 115.45 | 17.08 | 0 | 0 | 75.3041 | 0.95311 | 0 | 0 | 0 | 0 | 0 | 17.0765 | 0 | 0 | 365.4372 | 17.0765 | 0
4087 | 0 | 0 | 34.05 | 0 | 0 | 0 | 0 | 0 | 49.1833 | 451.37 | 0 | 0 | 0 | 0 | 0 | 365.44 | 37475.82 | 0 | 0 | 0 | 0 | 2.85 | 0 | 98.4 | 17.08 | 0 | 0 | 81.3284 | 1.9062 | 0 | 0 | 0 | 0 | 0 | 17.0765 | 0 | 0 | 365.4372 | 17.0765 | 0
4088 | 12.77 | 593.4 | 32.81 | 0 | 0 | 0 | 0 | 157.14 | 0 | 602.85 | 0 | 0 | 0 | 349.3 | 0 | 120.93 | 37354.9 | 0 | 0 | 1.26 | 0 | 3.23 | 42.12 | 122.79 | 17.08 | 0 | 0 | 85.3446 | 3.8124 | 0 | 0 | 0 | 0 | 0 | 17.0765 | 0 | 0 | 365.4372 | 17.0765 | 0
4089 | 23.76 | 999.24 | 31.91 | 0 | 0 | 0 | 0 | 0 | 0 | 602.85 | 0 | 0 | 0 | 959.61 | 306.29 | 0 | 37661.19 | 0 | 0 | 1.22 | 0 | 3.84 | 0 | 112.39 | 17.08 | 0 | 0 | 88.3568 | 5.7186 | 0 | 0 | 0 | 0 | 0 | 17.0765 | 0 | 0 | 365.4372 | 17.0765 | 0
4090 | 31.3 | 1235.91 | 32.19 | 0 | 0 | 0 | 0 | 0 | 0 | 602.85 | 0 | 0 | 0 | 1163.85 | 449.26 | 0 | 38110.45 | 0 | 0 | 1.2 | 0 | 4.55 | 40.17 | 142.48 | 17.08 | 0 | 0 | 90.3649 | 3.8124 | 0 | 0 | 0 | 0 | 0 | 17.0765 | 0 | 0 | 365.4372 | 17.0765 | 0
4091 | 36.89 | 1393.23 | 33.96 | 0 | 0 | 0 | 0 | 0 | 0 | 602.85 | 0 | 0 | 0 | 1367.72 | 591.96 | 0 | 38702.41 | 0 | 0 | 1.18 | 0 | 5.33 | 0 | 135.8 | 17.08 | 0 | 0 | 91.3689 | 3.8124 | 0 | 0 | 0 | 0 | 0 | 17.0765 | 0 | 0 | 365.4372 | 17.0765 | 0
4092 | 38.85 | 1445.32 | 36.57 | 0 | 0 | 0 | 0 | 47.43 | 0 | 648.57 | 0 | 0 | 0 | 1377.96 | 599.13 | 0 | 39301.54 | 0 | 0 | 1.19 | 0 | 6.27 | 0 | 132.36 | 17.08 | 0 | 0 | 90.3649 | 3.8124 | 0 | 0 | 0 | 0 | 0 | 17.0765 | 0 | 0 | 365.4372 | 17.0765 | 0
4093 | 39.65 | 1465.95 | 39.14 | 0 | 0 | 0 | 0 | 31.14 | 0 | 678.59 | 0 | 0 | 0 | 1377.96 | 599.13 | 0 | 39900.68 | 0 | 0 | 1.2 | 0 | 7.32 | 40.31 | 168.84 | 17.08 | 0 | 0 | 89.3608 | 4.7655 | 0 | 0 | 0 | 0 | 0 | 17.0765 | 0 | 0 | 365.4372 | 17.0765 | 0
4094 | 39.53 | 1462.79 | 41.87 | 0 | 0 | 0 | 0 | 71.92 | 0 | 747.92 | 0 | 0 | 0 | 1377.96 | 599.13 | 0 | 40499.81 | 0 | 0 | 1.18 | 0 | 8.38 | 0 | 167.67 | 17.08 | 0 | 0 | 88.3568 | 4.7655 | 0 | 0 | 0 | 0 | 0 | 17.0765 | 0 | 0 | 365.4372 | 17.0765 | 0
4095 | 35.68 | 1360.31 | 43.78 | 0 | 0 | 0 | 0 | 0 | 0 | 747.92 | 0 | 0 | 0 | 1307.5 | 549.81 | 0 | 41049.62 | 0 | 0 | 1.13 | 0 | 9.39 | 38.02 | 202.51 | 17.08 | 0 | 0 | 88.3568 | 4.7655 | 0 | 0 | 0 | 0 | 0 | 17.0765 | 0 | 0 | 365.4372 | 17.0765 | 0
4096 | 30.9 | 1224.03 | 43.85 | 0 | 0 | 0 | 0 | 0 | 0 | 747.92 | 0 | 0 | 0 | 1167.02 | 451.48 | 0 | 41501.1 | 0 | 0 | 1.12 | 0 | 10.4 | 37.52 | 237.27 | 17.08 | 0 | 0 | 88.3568 | 4.7655 | 0 | 0 | 0 | 0 | 0 | 17.0765 | 0 | 0 | 365.4372 | 17.0765 | 0
4097 | 25.15 | 1045.11 | 42.44 | 0 | 0 | 0 | 0 | 0 | 0 | 747.92 | 0 | 0 | 0 | 1015.49 | 345.4 | 0 | 41846.5 | 0 | 0 | 1.13 | 0 | 11.44 | 0 | 236.61 | 17.08 | 0 | 0 | 90.3649 | 5.7186 | 0 | 0 | 0 | 0 | 0 | 17.0765 | 0 | 0 | 365.4372 | 17.0765 | 0
4098 | 25.5 | 1056.71 | 40.79 | 0 | 0 | 0 | 0 | 0 | 0 | 747.92 | 0 | 0 | 0 | 986.28 | 324.96 | 0 | 42171.46 | 0 | 0 | 1.12 | 0 | 12.34 | 37.55 | 269.21 | 17.08 | 0 | 0 | 91.3689 | 6.6717 | 0 | 0 | 0 | 0 | 0 | 17.0765 | 0 | 0 | 365.4372 | 17.0765 | 0
4099 | 5.69 | 283.83 | 38.89 | 0 | 0 | 0 | 0 | 0 | 0 | 747.92 | 0 | 0 | 0 | 225.23 | 0 | 207.78 | 41963.68 | 0 | 0 | 1.13 | 0 | 13.03 | 0 | 261.81 | 17.08 | 0 | 0 | 95.3851 | 6.6717 | 0 | 0 | 0 | 0 | 0 | 17.0765 | 0 | 0 | 365.4372 | 17.0765 | 0
4100 | 0 | 0 | 36.99 | 0 | 0 | 0 | 0 | 0 | 70.1406 | 675.16 | 0 | 0 | 0 | 0 | 0 | 365.44 | 41598.25 | 0 | 0 | 0 | 0 | 12.55 | 0 | 252.79 | 17.08 | 0 | 0 | 101.4095 | 5.7186 | 0 | 0 | 0 | 0 | 0 | 17.0765 | 0 | 0 | 365.4372 | 17.0765 | 0
4101 | 0 | 0 | 35.8 | 0 | 0 | 0 | 0 | 0 | 70.372 | 602.16 | 0 | 0 | 0 | 0 | 0 | 365.44 | 41232.81 | 0 | 0 | 0 | 0 | 11.96 | 0 | 241.59 | 17.08 | 0 | 0 | 101.4095 | 4.7655 | 0 | 0 | 0 | 0 | 0 | 17.0765 | 0 | 0 | 365.4372 | 17.0765 | 0
4102 | 0 | 0 | 35.98 | 0 | 0 | 0 | 0 | 0 | 62.2166 | 537.62 | 0 | 0 | 0 | 0 | 0 | 365.44 | 40867.37 | 0 | 0 | 0 | 0 | 11.3 | 0 | 228.89 | 17.08 | 0 | 0 | 94.3811 | 3.8124 | 0 | 0 | 0 | 0 | 0 | 17.0765 | 0 | 0 | 365.4372 | 17.0765 | 0
4103 | 0 | 0 | 37.6 | 0 | 0 | 0 | 0 | 0 | 48.5952 | 487.21 | 0 | 0 | 0 | 0 | 0 | 365.44 | 40501.93 | 0 | 0 | 0 | 0 | 10.57 | 0 | 215.15 | 17.08 | 0 | 0 | 83.3365 | 2.8593 | 0 | 0 | 0 | 0 | 0 | 17.0765 | 0 | 0 | 365.4372 | 17.0765 | 0
4104 | 0 | 0 | 40.63 | 0 | 0 | 0 | 0 | 0 | 36.5838 | 449.26 | 0 | 0 | 0 | 0 | 0 | 365.44 | 40136.5 | 0 | 0 | 0 | 0 | 9.86 | 0 | 201.55 | 17.08 | 0 | 0 | 75.3041 | 1.9062 | 0 | 0 | 0 | 0 | 0 | 17.0765 | 0 | 0 | 365.4372 | 17.0765 | 0
4105 | 0 | 0 | 44.01 | 0 | 0 | 0 | 0 | 0 | 27.233 | 421.02 | 0 | 0 | 0 | 0 | 0 | 365.44 | 39771.06 | 0 | 0 | 0 | 0 | 9.2 | 0 | 189.11 | 17.08 | 0 | 0 | 70.2838 | 0.95311 | 0 | 0 | 0 | 0 | 0 | 17.0765 | 0 | 0 | 365.4372 | 17.0765 | 0
4106 | 0 | 0 | 46.16 | 0 | 0 | 0 | 0 | 0 | 21.1116 | 399.12 | 0 | 0 | 0 | 0 | 0 | 365.44 | 39405.62 | 0 | 0 | 0 | 0 | 8.47 | 0 | 175.11 | 17.08 | 0 | 0 | 67.2716 | 0 | 0 | 0 | 0 | 0 | 0 | 17.0765 | 0 | 0 | 365.4372 | 17.0765 | 0
4107 | 0 | 0 | 47.13 | 0 | 0 | 0 | 0 | 0 | 19.1354 | 379.27 | 0 | 0 | 0 | 0 | 0 | 365.44 | 39040.19 | 0 | 0 | 0 | 0 | 7.58 | 0 | 158.34 | 17.08 | 0 | 0 | 66.2676 | 0 | 0 | 0 | 0 | 0 | 0 | 17.0765 | 0 | 0 | 365.4372 | 17.0765 | 0
4108 | 0 | 0 | 47.82 | 0 | 0 | 0 | 0 | 0 | 19.4535 | 359.09 | 0 | 0 | 0 | 0 | 0 | 365.44 | 38674.75 | 0 | 0 | 0 | 0 | 6.65 | 0 | 140.62 | 17.08 | 0 | 0 | 67.2716 | 0 | 0 | 0 | 0 | 0 | 0 | 17.0765 | 0 | 0 | 365.4372 | 17.0765 | 0
4109 | 0 | 0 | 47.7 | 0 | 0 | 0 | 0 | 0 | 22.5769 | 335.67 | 0 | 0 | 0 | 0 | 0 | 365.44 | 38309.31 | 0 | 0 | 0 | 0 | 5.74 | 0 | 123.4 | 17.08 | 0 | 0 | 70.2838 | 0 | 0 | 0 | 0 | 0 | 0 | 17.0765 | 0 | 0 | 365.4372 | 17.0765 | 0
4110 | 0 | 0 | 46.38 | 0 | 0 | 0 | 0 | 0 | 29.884 | 304.67 | 0 | 0 | 0 | 0 | 0 | 365.44 | 37943.87 | 0 | 0 | 0 | 0 | 4.82 | 0 | 105.75 | 17.08 | 0 | 0 | 75.3041 | 0.95311 | 0 | 0 | 0 | 0 | 0 | 17.0765 | 0 | 0 | 365.4372 | 17.0765 | 0
4111 | 0 | 0 | 44.93 | 0 | 0 | 0 | 0 | 0 | 37.2972 | 265.98 | 0 | 0 | 0 | 0 | 0 | 365.44 | 37578.44 | 0 | 0 | 0 | 0 | 3.92 | 0 | 88.7 | 17.08 | 0 | 0 | 80.3243 | 1.9062 | 0 | 0 | 0 | 0 | 0 | 17.0765 | 0 | 0 | 365.4372 | 17.0765 | 0
4112 | 10.74 | 508.97 | 43.55 | 0 | 0 | 0 | 0 | 0 | 0 | 265.98 | 0 | 0 | 0 | 432.99 | 0 | 62.34 | 37516.09 | 0 | 0 | 0 | 0 | 3.1 | 42.12 | 113.1 | 17.08 | 0 | 0 | 84.3406 | 3.8124 | 0 | 0 | 0 | 0 | 0 | 17.0765 | 0 | 0 | 365.4372 | 17.0765 | 0
4113 | 21.57 | 924.75 | 42.65 | 0 | 0 | 0 | 0 | 0 | 0 | 265.98 | 0 | 0 | 0 | 852.7 | 231.45 | 0 | 37747.54 | 0 | 0 | 1.22 | 0 | 3.71 | 40.97 | 141.62 | 17.08 | 0 | 0 | 88.3568 | 5.7186 | 0 | 0 | 0 | 0 | 0 | 17.0765 | 0 | 0 | 365.4372 | 17.0765 | 0
4114 | 28.44 | 1149.5 | 43.18 | 0 | 0 | 0 | 0 | 64.77 | 0 | 328.42 | 0 | 0 | 0 | 1060.97 | 377.24 | 0 | 38124.79 | 0 | 0 | 1.2 | 0 | 4.42 | 0 | 133.54 | 17.08 | 0 | 0 | 90.3649 | 3.8124 | 0 | 0 | 0 | 0 | 0 | 17.0765 | 0 | 0 | 365.4372 | 17.0765 | 0
4115 | 32.82 | 1279.94 | 43.99 | 0 | 0 | 0 | 0 | 157.14 | 0 | 479.9 | 0 | 0 | 0 | 1064.63 | 379.81 | 0 | 38504.59 | 0 | 0 | 1.18 | 0 | 5.2 | 39.62 | 164.5 | 17.08 | 0 | 0 | 90.3649 | 3.8124 | 0 | 0 | 0 | 0 | 0 | 17.0765 | 0 | 0 | 365.4372 | 17.0765 | 0
4116 | 35.95 | 1367.6 | 44.45 | 0 | 0 | 0 | 0 | 157.14 | 0 | 631.38 | 0 | 0 | 0 | 1196.5 | 472.12 | 0 | 38976.71 | 0 | 0 | 1.19 | 0 | 6.14 | 0 | 161.07 | 17.08 | 0 | 0 | 89.3608 | 3.8124 | 0 | 0 | 0 | 0 | 0 | 17.0765 | 0 | 0 | 365.4372 | 17.0765 | 0
4117 | 37.31 | 1404.49 | 44.32 | 0 | 0 | 0 | 0 | 13.83 | 0 | 644.71 | 0 | 0 | 0 | 1377.96 | 599.13 | 0 | 39575.84 | 0 | 0 | 1.2 | 0 | 7.19 | 0 | 159.25 | 17.08 | 0 | 0 | 88.3568 | 4.7655 | 0 | 0 | 0 | 0 | 0 | 17.0765 | 0 | 0 | 365.4372 | 17.0765 | 0
4118 | 37.45 | 1408.15 | 43.82 | 0 | 0 | 0 | 0 | 157.14 | 0 | 796.19 | 0 | 0 | 0 | 1238.99 | 501.85 | 0 | 40077.7 | 0 | 0 | 1.18 | 0 | 8.25 | 0 | 158.08 | 17.08 | 0 | 0 | 87.3527 | 4.7655 | 0 | 0 | 0 | 0 | 0 | 17.0765 | 0 | 0 | 365.4372 | 17.0765 | 0
4119 | 35.28 | 1349.37 | 43.21 | 0 | 0 | 0 | 0 | 0 | 0 | 796.19 | 0 | 0 | 0 | 1297.51 | 542.82 | 0 | 40620.52 | 0 | 0 | 0.22 | 0 | 8.39 | 38.02 | 192.92 | 17.08 | 0 | 0 | 87.3527 | 4.7655 | 0 | 0 | 0 | 0 | 0 | 17.0765 | 0 | 0 | 365.4372 | 17.0765 | 0
4120 | 32.52 | 1271.29 | 41.64 | 0 | 0 | 0 | 0 | 0 | 0 | 796.19 | 0 | 0 | 0 | 1251.21 | 510.41 | 0 | 41130.92 | 0 | 0 | 1.12 | 0 | 9.41 | 0 | 192.03 | 17.08 | 0 | 0 | 88.3568 | 4.7655 | 0 | 0 | 0 | 0 | 0 | 17.0765 | 0 | 0 | 365.4372 | 17.0765 | 0
4121 | 29.13 | 1170.7 | 40.16 | 0 | 0 | 0 | 0 | 0 | 0 | 796.19 | 0 | 0 | 0 | 1105.99 | 408.76 | 0 | 41539.68 | 0 | 0 | 1.13 | 0 | 10.45 | 37.78 | 227.27 | 17.08 | 0 | 0 | 89.3608 | 5.7186 | 0 | 0 | 0 | 0 | 0 | 17.0765 | 0 | 0 | 365.4372 | 17.0765 | 0
4122 | 30.08 | 1199.6 | 38.81 | 0 | 0 | 0 | 0 | 157.14 | 0 | 947.67 | 0 | 0 | 0 | 974.64 | 316.81 | 0 | 41856.5 | 0 | 0 | 1.12 | 0 | 11.35 | 37.55 | 259.86 | 17.08 | 0 | 0 | 91.3689 | 6.6717 | 0 | 0 | 0 | 0 | 0 | 17.0765 | 0 | 0 | 365.4372 | 17.0765 | 0
4123 | 6.43 | 318.01 | 37.16 | 0 | 0 | 0 | 0 | 0 | 0 | 947.67 | 0 | 0 | 0 | 220.54 | 0 | 211.06 | 41645.44 | 0 | 0 | 1.13 | 0 | 12.03 | 37.87 | 288.45 | 17.08 | 0 | 0 | 95.3851 | 6.6717 | 0 | 0 | 0 | 0 | 0 | 17.0765 | 0 | 0 | 365.4372 | 17.0765 | 0
4124 | 0 | 0 | 35.09 | 0 | 0 | 0 | 0 | 0 | 72.0397 | 872.94 | 0 | 0 | 0 | 0 | 0 | 365.44 | 41280 | 0 | 0 | 0 | 0 | 11.56 | 0 | 279.42 | 17.08 | 0 | 0 | 101.4095 | 5.7186 | 0 | 0 | 0 | 0 | 0 | 17.0765 | 0 | 0 | 365.4372 | 17.0765 | 0
4125 | 0 | 0 | 33.04 | 0 | 0 | 0 | 0 | 0 | 73.1387 | 797.07 | 0 | 0 | 0 | 0 | 0 | 365.44 | 40914.56 | 0 | 0 | 0 | 0 | 10.97 | 0 | 268.23 | 17.08 | 0 | 0 | 101.4095 | 4.7655 | 0 | 0 | 0 | 0 | 0 | 17.0765 | 0 | 0 | 365.4372 | 17.0765 | 0
4126 | 0 | 0 | 32.08 | 0 | 0 | 0 | 0 | 0 | 66.1111 | 728.5 | 0 | 0 | 0 | 0 | 0 | 365.44 | 40549.13 | 0 | 0 | 0 | 0 | 10.3 | 0 | 255.52 | 17.08 | 0 | 0 | 94.3811 | 3.8124 | 0 | 0 | 0 | 0 | 0 | 17.0765 | 0 | 0 | 365.4372 | 17.0765 | 0
4127 | 0 | 0 | 31.34 | 0 | 0 | 0 | 0 | 0 | 54.8612 | 671.59 | 0 | 0 | 0 | 0 | 0 | 365.44 | 40183.69 | 0 | 0 | 0 | 0 | 9.58 | 0 | 241.78 | 17.08 | 0 | 0 | 83.3365 | 2.8593 | 0 | 0 | 0 | 0 | 0 | 17.0765 | 0 | 0 | 365.4372 | 17.0765 | 0
4128 | 0 | 0 | 30.82 | 0 | 0 | 0 | 0 | 0 | 46.3877 | 623.47 | 0 | 0 | 0 | 0 | 0 | 365.44 | 39818.25 | 0 | 0 | 0 | 0 | 8.86 | 0 | 228.18 | 17.08 | 0 | 0 | 75.3041 | 1.9062 | 0 | 0 | 0 | 0 | 0 | 17.0765 | 0 | 0 | 365.4372 | 17.0765 | 0
4129 | 0 | 0 | 31.46 | 0 | 0 | 0 | 0 | 0 | 39.7843 | 582.2 | 0 | 0 | 0 | 0 | 0 | 365.44 | 39452.81 | 0 | 0 | 0 | 0 | 8.21 | 0 | 215.75 | 17.08 | 0 | 0 | 70.2838 | 0.95311 | 0 | 0 | 0 | 0 | 0 | 17.0765 | 0 | 0 | 365.4372 | 17.0765 | 0
4130 | 0 | 0 | 32.78 | 0 | 0 | 0 | 0 | 0 | 34.4919 | 546.42 | 0 | 0 | 0 | 0 | 0 | 365.44 | 39087.38 | 0 | 0 | 0 | 0 | 7.47 | 0 | 201.75 | 17.08 | 0 | 0 | 67.2716 | 0 | 0 | 0 | 0 | 0 | 0 | 17.0765 | 0 | 0 | 365.4372 | 17.0765 | 0
4131 | 0 | 0 | 33.64 | 0 | 0 | 0 | 0 | 0 | 32.6218 | 512.58 | 0 | 0 | 0 | 0 | 0 | 365.44 | 38721.94 | 0 | 0 | 0 | 0 | 6.59 | 0 | 184.97 | 17.08 | 0 | 0 | 66.2676 | 0 | 0 | 0 | 0 | 0 | 0 | 17.0765 | 0 | 0 | 365.4372 | 17.0765 | 0
4132 | 0 | 0 | 32.38 | 0 | 0 | 0 | 0 | 0 | 32.882 | 478.47 | 0 | 0 | 0 | 0 | 0 | 365.44 | 38356.5 | 0 | 0 | 0 | 0 | 5.66 | 0 | 167.26 | 17.08 | 0 | 0 | 65.2635 | 0 | 0 | 0 | 0 | 0 | 0 | 17.0765 | 0 | 0 | 365.4372 | 17.0765 | 0
4133 | 0 | 0 | 31.84 | 0 | 0 | 0 | 0 | 0 | 37.4418 | 439.63 | 0 | 0 | 0 | 0 | 0 | 365.44 | 37991.07 | 0 | 0 | 0 | 0 | 4.75 | 0 | 150.04 | 17.08 | 0 | 0 | 69.2797 | 0 | 0 | 0 | 0 | 0 | 0 | 17.0765 | 0 | 0 | 365.4372 | 17.0765 | 0
4134 | 0 | 0 | 32.07 | 0 | 0 | 0 | 0 | 0 | 42.1846 | 395.87 | 0 | 0 | 0 | 0 | 0 | 365.44 | 37625.63 | 0 | 0 | 0 | 0 | 3.82 | 0 | 132.39 | 17.08 | 0 | 0 | 73.296 | 0.95311 | 0 | 0 | 0 | 0 | 0 | 17.0765 | 0 | 0 | 365.4372 | 17.0765 | 0
4135 | 0 | 0 | 31.75 | 0 | 0 | 0 | 0 | 0 | 48.4699 | 345.59 | 0 | 0 | 0 | 0 | 0 | 365.44 | 37260.19 | 0 | 0 | 0 | 0 | 2.92 | 0 | 115.34 | 17.08 | 0 | 0 | 78.3162 | 1.9062 | 0 | 0 | 0 | 0 | 0 | 17.0765 | 0 | 0 | 365.4372 | 17.0765 | 0
4136 | 12.4 | 578.44 | 30.56 | 0 | 0 | 0 | 0 | 0 | 0 | 345.59 | 0 | 0 | 0 | 533 | 7.66 | 0 | 37267.85 | 0 | 0 | 1.26 | 0 | 3.3 | 0 | 99.72 | 17.08 | 0 | 0 | 83.3365 | 3.8124 | 0 | 0 | 0 | 0 | 0 | 17.0765 | 0 | 0 | 365.4372 | 17.0765 | 0
4137 | 25.79 | 1066 | 27.91 | 0 | 0 | 0 | 0 | 0 | 0 | 345.59 | 0 | 0 | 0 | 1026.41 | 353.05 | 0 | 37620.91 | 0 | 0 | 1.22 | 0 | 3.91 | 0 | 89.32 | 17.08 | 0 | 0 | 86.3487 | 5.7186 | 0 | 0 | 0 | 0 | 0 | 17.0765 | 0 | 0 | 365.4372 | 17.0765 | 0
4138 | 31.41 | 1239.15 | 23.94 | 0 | 0 | 0 | 0 | 0 | 0 | 345.59 | 0 | 0 | 0 | 1161.97 | 447.94 | 0 | 38068.85 | 0 | 0 | 1.2 | 0 | 4.62 | 40.17 | 119.4 | 17.08 | 0 | 0 | 87.3527 | 3.8124 | 0 | 0 | 0 | 0 | 0 | 17.0765 | 0 | 0 | 365.4372 | 17.0765 | 0
4139 | 36.67 | 1387.24 | 20.09 | 0 | 0 | 0 | 0 | 0 | 0 | 345.59 | 0 | 0 | 0 | 1351.65 | 580.72 | 0 | 38649.57 | 0 | 0 | 1.18 | 0 | 5.4 | 0 | 112.72 | 17.08 | 0 | 0 | 87.3527 | 3.8124 | 0 | 0 | 0 | 0 | 0 | 17.0765 | 0 | 0 | 365.4372 | 17.0765 | 0
4140 | 38.84 | 1444.88 | 17.64 | 0 | 0 | 0 | 0 | 157.14 | 0 | 497.07 | 0 | 0 | 0 | 1213.17 | 483.78 | 0 | 39133.35 | 0 | 0 | 1.19 | 0 | 6.34 | 39.7 | 147 | 17.08 | 0 | 0 | 86.3487 | 3.8124 | 0 | 0 | 0 | 0 | 0 | 17.0765 | 0 | 0 | 365.4372 | 17.0765 | 0
4141 | 39.58 | 1464.1 | 16.86 | 0 | 0 | 0 | 0 | 157.14 | 0 | 648.55 | 0 | 0 | 0 | 1232.78 | 497.51 | 0 | 39630.86 | 0 | 0 | 1.2 | 0 | 7.39 | 40.31 | 183.48 | 17.08 | 0 | 0 | 84.3406 | 4.7655 | 0 | 0 | 0 | 0 | 0 | 17.0765 | 0 | 0 | 365.4372 | 17.0765 | 0
4142 | 39.21 | 1454.61 | 17.03 | 0 | 0 | 0 | 0 | 43.61 | 0 | 690.59 | 0 | 0 | 0 | 1377.96 | 599.13 | 0 | 40229.99 | 0 | 0 | 1.18 | 0 | 8.45 | 0 | 182.31 | 17.08 | 0 | 0 | 83.3365 | 4.7655 | 0 | 0 | 0 | 0 | 0 | 17.0765 | 0 | 0 | 365.4372 | 17.0765 | 0
4143 | 37.26 | 1403.08 | 17.57 | 0 | 0 | 0 | 0 | 109.54 | 0 | 796.19 | 0 | 0 | 0 | 1221.11 | 489.34 | 0 | 40719.33 | 0 | 0 | 1.13 | 0 | 9.46 | 38.02 | 217.14 | 17.08 | 0 | 0 | 83.3365 | 4.7655 | 0 | 0 | 0 | 0 | 0 | 17.0765 | 0 | 0 | 365.4372 | 17.0765 | 0
4144 | 34.89 | 1338.6 | 18.63 | 0 | 0 | 0 | 0 | 0 | 0 | 796.19 | 0 | 0 | 0 | 1302.9 | 546.6 | 0 | 41265.93 | 0 | 0 | 1.12 | 0 | 10.48 | 0 | 216.26 | 17.08 | 0 | 0 | 83.3365 | 4.7655 | 0 | 0 | 0 | 0 | 0 | 17.0765 | 0 | 0 | 365.4372 | 17.0765 | 0
4145 | 32.09 | 1258.89 | 20.1 | 0 | 0 | 0 | 0 | 0 | 0 | 796.19 | 0 | 0 | 0 | 1181.12 | 461.34 | 0 | 41727.27 | 0 | 0 | 1.13 | 0 | 11.51 | 37.78 | 251.5 | 17.08 | 0 | 0 | 85.3446 | 5.7186 | 0 | 0 | 0 | 0 | 0 | 17.0765 | 0 | 0 | 365.4372 | 17.0765 | 0
4146 | 33.62 | 1302.72 | 21.77 | 0 | 0 | 0 | 0 | 0 | 0 | 796.19 | 0 | 0 | 0 | 1264.08 | 519.42 | 0 | 42246.69 | 0 | 0 | 0 | 0 | 11.35 | 0 | 248.41 | 17.08 | 0 | 0 | 87.3527 | 6.6717 | 0 | 0 | 0 | 0 | 0 | 17.0765 | 0 | 0 | 365.4372 | 17.0765 | 0
4147 | 7.36 | 360.54 | 23.2 | 0 | 0 | 0 | 0 | 157.14 | 0 | 947.67 | 0 | 0 | 0 | 133.79 | 0 | 271.78 | 41974.91 | 0 | 0 | 1.13 | 0 | 12.04 | 0 | 241.02 | 17.08 | 0 | 0 | 92.373 | 6.6717 | 0 | 0 | 0 | 0 | 0 | 17.0765 | 0 | 0 | 365.4372 | 17.0765 | 0
4148 | 0 | 0 | 23.36 | 0 | 0 | 0 | 0 | 0 | 80.7639 | 863.89 | 0 | 0 | 0 | 0 | 0 | 365.44 | 41609.47 | 0 | 0 | 0 | 0 | 11.56 | 0 | 231.99 | 17.08 | 0 | 0 | 98.3973 | 5.7186 | 0 | 0 | 0 | 0 | 0 | 17.0765 | 0 | 0 | 365.4372 | 17.0765 | 0
4149 | 0 | 0 | 22.6 | 0 | 0 | 0 | 0 | 0 | 81.564 | 779.28 | 0 | 0 | 0 | 0 | 0 | 365.44 | 41244.04 | 0 | 0 | 0 | 0 | 10.97 | 0 | 220.8 | 17.08 | 0 | 0 | 99.4014 | 4.7655 | 0 | 0 | 0 | 0 | 0 | 17.0765 | 0 | 0 | 365.4372 | 17.0765 | 0
4150 | 0 | 0 | 21.65 | 0 | 0 | 0 | 0 | 0 | 75.539 | 700.93 | 0 | 0 | 0 | 0 | 0 | 365.44 | 40878.6 | 0 | 0 | 0 | 0 | 10.3 | 0 | 208.09 | 17.08 | 0 | 0 | 93.377 | 3.8124 | 0 | 0 | 0 | 0 | 0 | 17.0765 | 0 | 0 | 365.4372 | 17.0765 | 0
4151 | 0 | 0 | 21.58 | 0 | 0 | 0 | 0 | 0 | 63.6047 | 634.94 | 0 | 0 | 0 | 0 | 0 | 365.44 | 40513.16 | 0 | 0 | 0 | 0 | 9.58 | 0 | 194.36 | 17.08 | 0 | 0 | 82.3324 | 2.8593 | 0 | 0 | 0 | 0 | 0 | 17.0765 | 0 | 0 | 365.4372 | 17.0765 | 0
4152 | 0 | 0 | 22.43 | 0 | 0 | 0 | 0 | 0 | 53.7719 | 579.16 | 0 | 0 | 0 | 0 | 0 | 365.44 | 40147.72 | 0 | 0 | 0 | 0 | 8.86 | 0 | 180.76 | 17.08 | 0 | 0 | 74.3 | 1.9062 | 0 | 0 | 0 | 0 | 0 | 17.0765 | 0 | 0 | 365.4372 | 17.0765 | 0
4153 | 0 | 0 | 23.38 | 0 | 0 | 0 | 0 | 0 | 46.8504 | 530.55 | 0 | 0 | 0 | 0 | 0 | 365.44 | 39782.29 | 0 | 0 | 0 | 0 | 8.21 | 0 | 168.32 | 17.08 | 0 | 0 | 69.2797 | 0.95311 | 0 | 0 | 0 | 0 | 0 | 17.0765 | 0 | 0 | 365.4372 | 17.0765 | 0
4154 | 0 | 0 | 24.13 | 0 | 0 | 0 | 0 | 0 | 42.1364 | 486.84 | 0 | 0 | 0 | 0 | 0 | 365.44 | 39416.85 | 0 | 0 | 0 | 0 | 7.47 | 0 | 154.32 | 17.08 | 0 | 0 | 66.2676 | 0 | 0 | 0 | 0 | 0 | 0 | 17.0765 | 0 | 0 | 365.4372 | 17.0765 | 0
4155 | 0 | 0 | 24.58 | 0 | 0 | 0 | 0 | 0 | 39.6782 | 445.68 | 0 | 0 | 0 | 0 | 0 | 365.44 | 39051.41 | 0 | 0 | 0 | 0 | 6.59 | 0 | 137.54 | 17.08 | 0 | 0 | 64.2595 | 0 | 0 | 0 | 0 | 0 | 0 | 17.0765 | 0 | 0 | 365.4372 | 17.0765 | 0
4156 | 0 | 0 | 24.37 | 0 | 0 | 0 | 0 | 0 | 41.8954 | 402.22 | 0 | 0 | 0 | 0 | 0 | 365.44 | 38685.98 | 0 | 0 | 0 | 0 | 5.66 | 0 | 119.83 | 17.08 | 0 | 0 | 66.2676 | 0 | 0 | 0 | 0 | 0 | 0 | 17.0765 | 0 | 0 | 365.4372 | 17.0765 | 0
4157 | 0 | 0 | 23.73 | 0 | 0 | 0 | 0 | 0 | 45.5586 | 354.97 | 0 | 0 | 0 | 0 | 0 | 365.44 | 38320.54 | 0 | 0 | 0 | 0 | 4.75 | 0 | 102.61 | 17.08 | 0 | 0 | 69.2797 | 0 | 0 | 0 | 0 | 0 | 0 | 17.0765 | 0 | 0 | 365.4372 | 17.0765 | 0
4158 | 0 | 0 | 23.33 | 0 | 0 | 0 | 0 | 0 | 51.921 | 301.1 | 0 | 0 | 0 | 0 | 0 | 365.44 | 37955.1 | 0 | 0 | 0 | 0 | 3.82 | 0 | 84.96 | 17.08 | 0 | 0 | 74.3 | 0.95311 | 0 | 0 | 0 | 0 | 0 | 17.0765 | 0 | 0 | 365.4372 | 17.0765 | 0
4159 | 0 | 0 | 23.27 | 0 | 0 | 0 | 0 | 0 | 57.9557 | 240.98 | 0 | 0 | 0 | 0 | 0 | 365.44 | 37589.66 | 0 | 0 | 0 | 0 | 2.92 | 0 | 67.91 | 17.08 | 0 | 0 | 79.3203 | 1.9062 | 0 | 0 | 0 | 0 | 0 | 17.0765 | 0 | 0 | 365.4372 | 17.0765 | 0
4160 | 10.3 | 490.47 | 23.18 | 0 | 0 | 0 | 0 | 157.14 | 0 | 392.46 | 0 | 0 | 0 | 236.29 | 0 | 200.04 | 37389.63 | 0 | 0 | 1.26 | 0 | 3.3 | 42.12 | 92.3 | 17.08 | 0 | 0 | 83.3365 | 3.8124 | 0 | 0 | 0 | 0 | 0 | 17.0765 | 0 | 0 | 365.4372 | 17.0765 | 0
4161 | 22.79 | 966.68 | 22.78 | 0 | 0 | 0 | 0 | 0 | 0 | 392.46 | 0 | 0 | 0 | 877.99 | 249.16 | 0 | 37638.79 | 0 | 0 | 1.22 | 0 | 3.91 | 40.97 | 120.83 | 17.08 | 0 | 0 | 86.3487 | 5.7186 | 0 | 0 | 0 | 0 | 0 | 17.0765 | 0 | 0 | 365.4372 | 17.0765 | 0
4162 | 30.62 | 1215.57 | 23.17 | 0 | 0 | 0 | 0 | 0 | 0 | 392.46 | 0 | 0 | 0 | 1175.99 | 457.75 | 0 | 38096.54 | 0 | 0 | 1.2 | 0 | 4.63 | 0 | 112.75 | 17.08 | 0 | 0 | 88.3568 | 3.8124 | 0 | 0 | 0 | 0 | 0 | 17.0765 | 0 | 0 | 365.4372 | 17.0765 | 0
4163 | 36.23 | 1375.42 | 23.89 | 0 | 0 | 0 | 0 | 0 | 0 | 392.46 | 0 | 0 | 0 | 1303.57 | 547.06 | 0 | 38643.6 | 0 | 0 | 1.18 | 0 | 5.4 | 39.62 | 143.71 | 17.08 | 0 | 0 | 87.3527 | 3.8124 | 0 | 0 | 0 | 0 | 0 | 17.0765 | 0 | 0 | 365.4372 | 17.0765 | 0
4164 | 38.7 | 1441.36 | 24.33 | 0 | 0 | 0 | 0 | 52.87 | 0 | 443.43 | 0 | 0 | 0 | 1360.19 | 586.69 | 0 | 39230.3 | 0 | 0 | 1.19 | 0 | 6.34 | 0 | 140.28 | 17.08 | 0 | 0 | 86.3487 | 3.8124 | 0 | 0 | 0 | 0 | 0 | 17.0765 | 0 | 0 | 365.4372 | 17.0765 | 0
4165 | 39.67 | 1466.57 | 24.69 | 0 | 0 | 0 | 0 | 157.14 | 0 | 594.91 | 0 | 0 | 0 | 1243.18 | 504.79 | 0 | 39735.08 | 0 | 0 | 1.2 | 0 | 7.39 | 40.31 | 176.75 | 17.08 | 0 | 0 | 84.3406 | 4.7655 | 0 | 0 | 0 | 0 | 0 | 17.0765 | 0 | 0 | 365.4372 | 17.0765 | 0
4166 | 39.6 | 1464.7 | 25.01 | 0 | 0 | 0 | 0 | 157.14 | 0 | 746.39 | 0 | 0 | 0 | 1282.9 | 532.59 | 0 | 40267.68 | 0 | 0 | 1.18 | 0 | 8.45 | 0 | 175.59 | 17.08 | 0 | 0 | 83.3365 | 4.7655 | 0 | 0 | 0 | 0 | 0 | 17.0765 | 0 | 0 | 365.4372 | 17.0765 | 0
4167 | 37.07 | 1397.92 | 25.46 | 0 | 0 | 0 | 0 | 0 | 0 | 746.39 | 0 | 0 | 0 | 1371.2 | 594.41 | 0 | 40862.08 | 0 | 0 | 1.13 | 0 | 9.46 | 0 | 174.3 | 17.08 | 0 | 0 | 83.3365 | 4.7655 | 0 | 0 | 0 | 0 | 0 | 17.0765 | 0 | 0 | 365.4372 | 17.0765 | 0
4168 | 33.9 | 1310.88 | 26 | 0 | 0 | 0 | 0 | 0 | 0 | 746.39 | 0 | 0 | 0 | 1243.03 | 504.69 | 0 | 41366.77 | 0 | 0 | 1.12 | 0 | 10.48 | 37.52 | 209.06 | 17.08 | 0 | 0 | 84.3406 | 4.7655 | 0 | 0 | 0 | 0 | 0 | 17.0765 | 0 | 0 | 365.4372 | 17.0765 | 0
4169 | 30.02 | 1197.7 | 26.63 | 0 | 0 | 0 | 0 | 0 | 0 | 746.39 | 0 | 0 | 0 | 1162.15 | 448.07 | 0 | 41814.84 | 0 | 0 | 1.13 | 0 | 11.51 | 0 | 208.41 | 17.08 | 0 | 0 | 85.3446 | 5.7186 | 0 | 0 | 0 | 0 | 0 | 17.0765 | 0 | 0 | 365.4372 | 17.0765 | 0
4170 | 31.2 | 1232.74 | 27.3 | 0 | 0 | 0 | 0 | 0 | 0 | 746.39 | 0 | 0 | 0 | 1158.54 | 445.54 | 0 | 42260.37 | 0 | 0 | 1.12 | 0 | 12.42 | 37.55 | 241 | 17.08 | 0 | 0 | 87.3527 | 6.6717 | 0 | 0 | 0 | 0 | 0 | 17.0765 | 0 | 0 | 365.4372 | 17.0765 | 0
4171 | 6.9 | 339.71 | 27.63 | 0 | 0 | 0 | 0 | 0 | 0 | 746.39 | 0 | 0 | 0 | 236.19 | 0 | 200.11 | 42060.27 | 0 | 0 | 1.13 | 0 | 13.1 | 37.87 | 269.59 | 17.08 | 0 | 0 | 92.373 | 6.6717 | 0 | 0 | 0 | 0 | 0 | 17.0765 | 0 | 0 | 365.4372 | 17.0765 | 0
4172 | 0 | 0 | 27.45 | 0 | 0 | 0 | 0 | 0 | 76.6669 | 666.86 | 0 | 0 | 0 | 0 | 0 | 365.44 | 41694.83 | 0 | 0 | 0 | 0 | 12.63 | 0 | 260.56 | 17.08 | 0 | 0 | 98.3973 | 5.7186 | 0 | 0 | 0 | 0 | 0 | 17.0765 | 0 | 0 | 365.4372 | 17.0765 | 0
4173 | 0 | 0 | 27.22 | 0 | 0 | 0 | 0 | 0 | 77.949 | 586 | 0 | 0 | 0 | 0 | 0 | 365.44 | 41329.39 | 0 | 0 | 0 | 0 | 12.04 | 0 | 249.37 | 17.08 | 0 | 0 | 100.4054 | 4.7655 | 0 | 0 | 0 | 0 | 0 | 17.0765 | 0 | 0 | 365.4372 | 17.0765 | 0
4174 | 0 | 0 | 27.28 | 0 | 0 | 0 | 0 | 0 | 69.9093 | 513.47 | 0 | 0 | 0 | 0 | 0 | 365.44 | 40963.96 | 0 | 0 | 0 | 0 | 11.37 | 0 | 236.66 | 17.08 | 0 | 0 | 93.377 | 3.8124 | 0 | 0 | 0 | 0 | 0 | 17.0765 | 0 | 0 | 365.4372 | 17.0765 | 0
4175 | 0 | 0 | 28.22 | 0 | 0 | 0 | 0 | 0 | 56.9724 | 454.38 | 0 | 0 | 0 | 0 | 0 | 365.44 | 40598.52 | 0 | 0 | 0 | 0 | 10.64 | 0 | 222.93 | 17.08 | 0 | 0 | 82.3324 | 2.8593 | 0 | 0 | 0 | 0 | 0 | 17.0765 | 0 | 0 | 365.4372 | 17.0765 | 0
4176 | 0 | 0 | 29.25 | 0 | 0 | 0 | 0 | 0 | 46.9564 | 405.67 | 0 | 0 | 0 | 0 | 0 | 365.44 | 40233.08 | 0 | 0 | 0 | 0 | 9.93 | 0 | 209.33 | 17.08 | 0 | 0 | 74.3 | 1.9062 | 0 | 0 | 0 | 0 | 0 | 17.0765 | 0 | 0 | 365.4372 | 17.0765 | 0
4177 | 0 | 0 | 29.81 | 0 | 0 | 0 | 0 | 0 | 40.4205 | 363.73 | 0 | 0 | 0 | 0 | 0 | 365.44 | 39867.64 | 0 | 0 | 0 | 0 | 9.27 | 0 | 196.89 | 17.08 | 0 | 0 | 69.2797 | 0.95311 | 0 | 0 | 0 | 0 | 0 | 17.0765 | 0 | 0 | 365.4372 | 17.0765 | 0
4178 | 0 | 0 | 29.9 | 0 | 0 | 0 | 0 | 0 | 36.3621 | 326.01 | 0 | 0 | 0 | 0 | 0 | 365.44 | 39502.21 | 0 | 0 | 0 | 0 | 8.54 | 0 | 182.89 | 17.08 | 0 | 0 | 66.2676 | 0 | 0 | 0 | 0 | 0 | 0 | 17.0765 | 0 | 0 | 365.4372 | 17.0765 | 0
4179 | 0 | 0 | 29.54 | 0 | 0 | 0 | 0 | 0 | 34.7233 | 289.99 | 0 | 0 | 0 | 0 | 0 | 365.44 | 39136.77 | 0 | 0 | 0 | 0 | 7.65 | 0 | 166.11 | 17.08 | 0 | 0 | 64.2595 | 0 | 0 | 0 | 0 | 0 | 0 | 17.0765 | 0 | 0 | 365.4372 | 17.0765 | 0
4180 | 0 | 0 | 28.43 | 0 | 0 | 0 | 0 | 0 | 37.837 | 250.74 | 0 | 0 | 0 | 0 | 0 | 365.44 | 38771.33 | 0 | 0 | 0 | 0 | 6.72 | 0 | 148.4 | 17.08 | 0 | 0 | 66.2676 | 0 | 0 | 0 | 0 | 0 | 0 | 17.0765 | 0 | 0 | 365.4372 | 17.0765 | 0
4181 | 0 | 0 | 26.7 | 0 | 0 | 0 | 0 | 0 | 44.585 | 204.49 | 0 | 0 | 0 | 0 | 0 | 365.44 | 38405.9 | 0 | 0 | 0 | 0 | 5.82 | 0 | 131.18 | 17.08 | 0 | 0 | 71.2878 | 0 | 0 | 0 | 0 | 0 | 0 | 17.0765 | 0 | 0 | 365.4372 | 17.0765 | 0
4182 | 0 | 0 | 24.64 | 0 | 0 | 0 | 0 | 0 | 51.6126 | 150.95 | 0 | 0 | 0 | 0 | 0 | 365.44 | 38040.46 | 0 | 0 | 0 | 0 | 4.89 | 0 | 113.53 | 17.08 | 0 | 0 | 75.3041 | 0.95311 | 0 | 0 | 0 | 0 | 0 | 17.0765 | 0 | 0 | 365.4372 | 17.0765 | 0
4183 | 0 | 0 | 22.32 | 0 | 0 | 0 | 0 | 0 | 60.9152 | 87.76 | 0 | 0 | 0 | 0 | 0 | 365.44 | 37675.02 | 0 | 0 | 0 | 0 | 3.99 | 0 | 96.48 | 17.08 | 0 | 0 | 81.3284 | 1.9062 | 0 | 0 | 0 | 0 | 0 | 17.0765 | 0 | 0 | 365.4372 | 17.0765 | 0
4184 | 12.5 | 582.44 | 20.28 | 0 | 0 | 0 | 0 | 0 | 0 | 87.76 | 0 | 0 | 0 | 524.81 | 1.93 | 0 | 37676.95 | 0 | 0 | 1.26 | 0 | 4.36 | 0 | 80.86 | 17.08 | 0 | 0 | 85.3446 | 3.8124 | 0 | 0 | 0 | 0 | 0 | 17.0765 | 0 | 0 | 365.4372 | 17.0765 | 0
4185 | 19.82 | 863.15 | 18.36 | 0 | 0 | 0 | 0 | 0 | 0 | 87.76 | 0 | 0 | 0 | 764.06 | 169.4 | 0 | 37846.36 | 0 | 0 | 1.22 | 0 | 4.98 | 40.97 | 109.38 | 17.08 | 0 | 0 | 89.3608 | 5.7186 | 0 | 0 | 0 | 0 | 0 | 17.0765 | 0 | 0 | 365.4372 | 17.0765 | 0
4186 | 28.56 | 1153.29 | 16.87 | 0 | 0 | 0 | 0 | 0 | 0 | 87.76 | 0 | 0 | 0 | 1062.17 | 378.08 | 0 | 38224.44 | 0 | 0 | 1.2 | 0 | 5.69 | 40.17 | 139.47 | 17.08 | 0 | 0 | 91.3689 | 3.8124 | 0 | 0 | 0 | 0 | 0 | 17.0765 | 0 | 0 | 365.4372 | 17.0765 | 0
4187 | 34.48 | 1327.03 | 15.7 | 0 | 0 | 0 | 0 | 157.14 | 0 | 239.24 | 0 | 0 | 0 | 1123.71 | 421.16 | 0 | 38645.59 | 0 | 0 | 1.18 | 0 | 6.46 | 0 | 132.79 | 17.08 | 0 | 0 | 91.3689 | 3.8124 | 0 | 0 | 0 | 0 | 0 | 17.0765 | 0 | 0 | 365.4372 | 17.0765 | 0
4188 | 38.12 | 1425.96 | 15.1 | 0 | 0 | 0 | 0 | 0 | 0 | 239.24 | 0 | 0 | 0 | 1344.12 | 575.45 | 0 | 39221.04 | 0 | 0 | 1.19 | 0 | 7.41 | 39.7 | 167.06 | 17.08 | 0 | 0 | 90.3649 | 3.8124 | 0 | 0 | 0 | 0 | 0 | 17.0765 | 0 | 0 | 365.4372 | 17.0765 | 0
4189 | 40.02 | 1475.43 | 15.27 | 0 | 0 | 0 | 0 | 157.14 | 0 | 390.72 | 0 | 0 | 0 | 1278.25 | 529.34 | 0 | 39750.38 | 0 | 0 | 1.2 | 0 | 8.45 | 0 | 165.24 | 17.08 | 0 | 0 | 89.3608 | 4.7655 | 0 | 0 | 0 | 0 | 0 | 17.0765 | 0 | 0 | 365.4372 | 17.0765 | 0
4190 | 40.85 | 1496.68 | 16.03 | 0 | 0 | 0 | 0 | 40.81 | 0 | 430.06 | 0 | 0 | 0 | 1377.96 | 599.13 | 0 | 40349.51 | 0 | 0 | 1.18 | 0 | 9.51 | 39.49 | 201.59 | 17.08 | 0 | 0 | 89.3608 | 4.7655 | 0 | 0 | 0 | 0 | 0 | 17.0765 | 0 | 0 | 365.4372 | 17.0765 | 0
4191 | 40.76 | 1494.41 | 17.06 | 0 | 0 | 0 | 0 | 80.02 | 0 | 507.2 | 0 | 0 | 0 | 1377.96 | 599.13 | 0 | 40948.65 | 0 | 0 | 1.13 | 0 | 10.52 | 0 | 200.31 | 17.08 | 0 | 0 | 88.3568 | 4.7655 | 0 | 0 | 0 | 0 | 0 | 17.0765 | 0 | 0 | 365.4372 | 17.0765 | 0
4192 | 40.83 | 1496.2 | 18.71 | 0 | 0 | 0 | 0 | 82.53 | 0 | 586.76 | 0 | 0 | 0 | 1377.96 | 599.13 | 0 | 41547.78 | 0 | 0 | 1.12 | 0 | 11.54 | 0 | 199.43 | 17.08 | 0 | 0 | 89.3608 | 4.7655 | 0 | 0 | 0 | 0 | 0 | 17.0765 | 0 | 0 | 365.4372 | 17.0765 | 0
4193 | 41.15 | 1504.37 | 20.23 | 0 | 0 | 0 | 0 | 157.14 | 0 | 738.24 | 0 | 0 | 0 | 1272.62 | 525.4 | 0 | 42073.18 | 0 | 0 | 1.13 | 0 | 12.58 | 37.78 | 234.66 | 17.08 | 0 | 0 | 91.3689 | 5.7186 | 0 | 0 | 0 | 0 | 0 | 17.0765 | 0 | 0 | 365.4372 | 17.0765 | 0
4194 | 44.57 | 1588.34 | 21.14 | 0 | 0 | 0 | 0 | 157.14 | 0 | 889.72 | 0 | 0 | 0 | 1359.19 | 585.99 | 0 | 42659.17 | 0 | 0 | 1.12 | 0 | 13.48 | 37.55 | 267.26 | 17.08 | 0 | 0 | 92.373 | 6.6717 | 0 | 0 | 0 | 0 | 0 | 17.0765 | 0 | 0 | 365.4372 | 17.0765 | 0
4195 | 13.3 | 614.96 | 21.88 | 0 | 0 | 0 | 0 | 0 | 0 | 889.72 | 0 | 0 | 0 | 545.95 | 16.72 | 0 | 42675.89 | 0 | 0 | 1.13 | 0 | 14.17 | 0 | 259.86 | 17.08 | 0 | 0 | 96.3892 | 6.6717 | 0 | 0 | 0 | 0 | 0 | 17.0765 | 0 | 0 | 365.4372 | 17.0765 | 0
4196 | 0 | 0 | 22.67 | 0 | 0 | 0 | 0 | 0 | 85.4586 | 801.07 | 0 | 0 | 0 | 0 | 0 | 365.44 | 42310.46 | 0 | 0 | 0 | 0 | 13.69 | 0 | 250.83 | 17.08 | 0 | 0 | 102.4135 | 5.7186 | 0 | 0 | 0 | 0 | 0 | 17.0765 | 0 | 0 | 365.4372 | 17.0765 | 0
4197 | 0 | 0 | 23.51 | 0 | 0 | 0 | 0 | 0 | 84.6778 | 713.23 | 0 | 0 | 0 | 0 | 0 | 365.44 | 41945.02 | 0 | 0 | 0 | 0 | 13.1 | 0 | 239.64 | 17.08 | 0 | 0 | 103.4176 | 4.7655 | 0 | 0 | 0 | 0 | 0 | 17.0765 | 0 | 0 | 365.4372 | 17.0765 | 0
4198 | 0 | 0 | 23.51 | 0 | 0 | 0 | 0 | 0 | 76.6862 | 633.68 | 0 | 0 | 0 | 0 | 0 | 365.44 | 41579.58 | 0 | 0 | 0 | 0 | 12.43 | 0 | 226.94 | 17.08 | 0 | 0 | 96.3892 | 3.8124 | 0 | 0 | 0 | 0 | 0 | 17.0765 | 0 | 0 | 365.4372 | 17.0765 | 0
4199 | 0 | 0 | 22.98 | 0 | 0 | 0 | 0 | 0 | 65.2242 | 566.02 | 0 | 0 | 0 | 0 | 0 | 365.44 | 41214.14 | 0 | 0 | 0 | 0 | 11.71 | 0 | 213.2 | 17.08 | 0 | 0 | 85.3446 | 2.8593 | 0 | 0 | 0 | 0 | 0 | 17.0765 | 0 | 0 | 365.4372 | 17.0765 | 0
4200 | 0 | 0 | 22.11 | 0 | 0 | 0 | 0 | 0 | 56.1048 | 507.82 | 0 | 0 | 0 | 0 | 0 | 365.44 | 40848.71 | 0 | 0 | 0 | 0 | 10.99 | 0 | 199.6 | 17.08 | 0 | 0 | 76.3081 | 1.9062 | 0 | 0 | 0 | 0 | 0 | 17.0765 | 0 | 0 | 365.4372 | 17.0765 | 0
4201 | 0 | 0 | 20.69 | 0 | 0 | 0 | 0 | 0 | 52.5476 | 453.3 | 0 | 0 | 0 | 0 | 0 | 365.44 | 40483.27 | 0 | 0 | 0 | 0 | 10.34 | 0 | 187.16 | 17.08 | 0 | 0 | 72.2919 | 0.95311 | 0 | 0 | 0 | 0 | 0 | 17.0765 | 0 | 0 | 365.4372 | 17.0765 | 0
4202 | 0 | 0 | 19.1 | 0 | 0 | 0 | 0 | 0 | 49.1833 | 402.29 | 0 | 0 | 0 | 0 | 0 | 365.44 | 40117.83 | 0 | 0 | 0 | 0 | 9.6 | 0 | 173.16 | 17.08 | 0 | 0 | 68.2757 | 0 | 0 | 0 | 0 | 0 | 0 | 17.0765 | 0 | 0 | 365.4372 | 17.0765 | 0
4203 | 0 | 0 | 17.56 | 0 | 0 | 0 | 0 | 0 | 49.7135 | 350.72 | 0 | 0 | 0 | 0 | 0 | 365.44 | 39752.4 | 0 | 0 | 0 | 0 | 8.72 | 0 | 156.39 | 17.08 | 0 | 0 | 67.2716 | 0 | 0 | 0 | 0 | 0 | 0 | 17.0765 | 0 | 0 | 365.4372 | 17.0765 | 0
4204 | 0 | 0 | 16.34 | 0 | 0 | 0 | 0 | 0 | 51.9403 | 296.85 | 0 | 0 | 0 | 0 | 0 | 365.44 | 39386.96 | 0 | 0 | 0 | 0 | 7.79 | 0 | 138.67 | 17.08 | 0 | 0 | 68.2757 | 0 | 0 | 0 | 0 | 0 | 0 | 17.0765 | 0 | 0 | 365.4372 | 17.0765 | 0
4205 | 0 | 0 | 15.42 | 0 | 0 | 0 | 0 | 0 | 56.876 | 237.85 | 0 | 0 | 0 | 0 | 0 | 365.44 | 39021.52 | 0 | 0 | 0 | 0 | 6.88 | 0 | 121.45 | 17.08 | 0 | 0 | 72.2919 | 0 | 0 | 0 | 0 | 0 | 0 | 17.0765 | 0 | 0 | 365.4372 | 17.0765 | 0
4206 | 0 | 0 | 14.66 | 0 | 0 | 0 | 0 | 0 | 62.6022 | 172.91 | 0 | 0 | 0 | 0 | 0 | 365.44 | 38656.08 | 0 | 0 | 0 | 0 | 5.95 | 0 | 103.8 | 17.08 | 0 | 0 | 76.3081 | 0.95311 | 0 | 0 | 0 | 0 | 0 | 17.0765 | 0 | 0 | 365.4372 | 17.0765 | 0
4207 | 0 | 0 | 14.16 | 0 | 0 | 0 | 0 | 0 | 70.0828 | 100.21 | 0 | 0 | 0 | 0 | 0 | 365.44 | 38290.65 | 0 | 0 | 0 | 0 | 5.05 | 0 | 86.75 | 17.08 | 0 | 0 | 82.3324 | 1.9062 | 0 | 0 | 0 | 0 | 0 | 17.0765 | 0 | 0 | 365.4372 | 17.0765 | 0
4208 | 12.32 | 574.95 | 13.87 | 0 | 0 | 0 | 0 | 0 | 0 | 100.21 | 0 | 0 | 0 | 467.6 | 0 | 38.12 | 38252.53 | 0 | 0 | 1.26 | 0 | 5.43 | 42.12 | 111.15 | 17.08 | 0 | 0 | 86.3487 | 3.8124 | 0 | 0 | 0 | 0 | 0 | 17.0765 | 0 | 0 | 365.4372 | 17.0765 | 0
4209 | 26.9 | 1101.3 | 13.77 | 0 | 0 | 0 | 0 | 0 | 0 | 100.21 | 0 | 0 | 0 | 1044.66 | 365.82 | 0 | 38618.35 | 0 | 0 | 1.22 | 0 | 6.04 | 0 | 100.74 | 17.08 | 0 | 0 | 90.3649 | 5.7186 | 0 | 0 | 0 | 0 | 0 | 17.0765 | 0 | 0 | 365.4372 | 17.0765 | 0
4210 | 32.05 | 1257.73 | 13.4 | 0 | 0 | 0 | 0 | 0 | 0 | 100.21 | 0 | 0 | 0 | 1165.63 | 450.5 | 0 | 39068.86 | 0 | 0 | 1.2 | 0 | 6.76 | 40.17 | 130.83 | 17.08 | 0 | 0 | 92.373 | 3.8124 | 0 | 0 | 0 | 0 | 0 | 17.0765 | 0 | 0 | 365.4372 | 17.0765 | 0
4211 | 37.27 | 1403.33 | 12.79 | 0 | 0 | 0 | 0 | 0 | 0 | 100.21 | 0 | 0 | 0 | 1356.02 | 583.78 | 0 | 39652.63 | 0 | 0 | 1.18 | 0 | 7.53 | 0 | 124.15 | 17.08 | 0 | 0 | 92.373 | 3.8124 | 0 | 0 | 0 | 0 | 0 | 17.0765 | 0 | 0 | 365.4372 | 17.0765 | 0
4212 | 40.57 | 1489.47 | 12.47 | 0 | 0 | 0 | 0 | 157.14 | 0 | 251.69 | 0 | 0 | 0 | 1248.3 | 508.37 | 0 | 40161 | 0 | 0 | 1.19 | 0 | 8.47 | 39.7 | 158.43 | 17.08 | 0 | 0 | 92.373 | 3.8124 | 0 | 0 | 0 | 0 | 0 | 17.0765 | 0 | 0 | 365.4372 | 17.0765 | 0
4213 | 43.03 | 1551.1 | 12.73 | 0 | 0 | 0 | 0 | 133.78 | 0 | 380.65 | 0 | 0 | 0 | 1377.96 | 599.13 | 0 | 40760.14 | 0 | 0 | 0 | 0 | 8.38 | 0 | 156.61 | 17.08 | 0 | 0 | 90.3649 | 4.7655 | 0 | 0 | 0 | 0 | 0 | 17.0765 | 0 | 0 | 365.4372 | 17.0765 | 0
4214 | 45 | 1598.77 | 13.55 | 0 | 0 | 0 | 0 | 152.69 | 0 | 527.85 | 0 | 0 | 0 | 1377.96 | 599.13 | 0 | 41359.27 | 0 | 0 | 1.18 | 0 | 9.44 | 30.37 | 184.29 | 17.08 | 0 | 0 | 90.3649 | 4.7655 | 0 | 0 | 0 | 0 | 0 | 17.0765 | 0 | 0 | 365.4372 | 17.0765 | 0
4215 | 43.51 | 1562.7 | 14.76 | 0 | 0 | 0 | 0 | 157.14 | 0 | 679.33 | 0 | 0 | 0 | 1330.54 | 565.94 | 0 | 41925.21 | 0 | 0 | 1.13 | 0 | 10.45 | 38.02 | 219.12 | 17.08 | 0 | 0 | 89.3608 | 4.7655 | 0 | 0 | 0 | 0 | 0 | 17.0765 | 0 | 0 | 365.4372 | 17.0765 | 0
4216 | 41.97 | 1524.84 | 16.24 | 0 | 0 | 0 | 0 | 108.84 | 0 | 784.25 | 0 | 0 | 0 | 1377.96 | 599.13 | 0 | 42524.35 | 0 | 0 | 1.12 | 0 | 11.46 | 0 | 218.24 | 17.08 | 0 | 0 | 90.3649 | 4.7655 | 0 | 0 | 0 | 0 | 0 | 17.0765 | 0 | 0 | 365.4372 | 17.0765 | 0
4217 | 40.25 | 1481.39 | 17.57 | 0 | 0 | 0 | 0 | 62.04 | 0 | 844.05 | 0 | 0 | 0 | 1377.96 | 599.13 | 0 | 43123.48 | 0 | 0 | 1.13 | 0 | 12.5 | 0 | 217.58 | 17.08 | 0 | 0 | 92.373 | 5.7186 | 0 | 0 | 0 | 0 | 0 | 17.0765 | 0 | 0 | 365.4372 | 17.0765 | 0
4218 | 43.49 | 1562.38 | 18.3 | 0 | 0 | 0 | 0 | 107.49 | 0 | 947.67 | 0 | 0 | 0 | 1377.96 | 599.13 | 0 | 43722.61 | 0 | 0 | 1.12 | 0 | 13.4 | 37.55 | 250.18 | 17.08 | 0 | 0 | 93.377 | 6.6717 | 0 | 0 | 0 | 0 | 0 | 17.0765 | 0 | 0 | 365.4372 | 17.0765 | 0
4219 | 13.18 | 610.29 | 18.76 | 0 | 0 | 0 | 0 | 0 | 0 | 947.67 | 0 | 0 | 0 | 538.17 | 11.28 | 0 | 43733.89 | 0 | 0 | 0 | 0 | 13.01 | 0 | 242.78 | 17.08 | 0 | 0 | 97.3933 | 6.6717 | 0 | 0 | 0 | 0 | 0 | 17.0765 | 0 | 0 | 365.4372 | 17.0765 | 0
4220 | 0 | 0 | 19.48 | 0 | 0 | 0 | 0 | 0 | 88.6494 | 855.71 | 0 | 0 | 0 | 0 | 0 | 365.44 | 43368.46 | 0 | 0 | 0 | 0 | 12.54 | 0 | 233.76 | 17.08 | 0 | 0 | 102.4135 | 5.7186 | 0 | 0 | 0 | 0 | 0 | 17.0765 | 0 | 0 | 365.4372 | 17.0765 | 0
4221 | 0 | 0 | 20.76 | 0 | 0 | 0 | 0 | 0 | 87.4252 | 765.02 | 0 | 0 | 0 | 0 | 0 | 365.44 | 43003.02 | 0 | 0 | 0 | 0 | 11.95 | 0 | 222.56 | 17.08 | 0 | 0 | 103.4176 | 4.7655 | 0 | 0 | 0 | 0 | 0 | 17.0765 | 0 | 0 | 365.4372 | 17.0765 | 0
4222 | 0 | 0 | 21.93 | 0 | 0 | 0 | 0 | 0 | 78.2768 | 683.82 | 0 | 0 | 0 | 0 | 0 | 365.44 | 42637.58 | 0 | 0 | 0 | 0 | 11.28 | 0 | 209.86 | 17.08 | 0 | 0 | 96.3892 | 3.8124 | 0 | 0 | 0 | 0 | 0 | 17.0765 | 0 | 0 | 365.4372 | 17.0765 | 0
4223 | 0 | 0 | 22.46 | 0 | 0 | 0 | 0 | 0 | 65.7448 | 615.62 | 0 | 0 | 0 | 0 | 0 | 365.44 | 42272.14 | 0 | 0 | 0 | 0 | 10.56 | 0 | 196.12 | 17.08 | 0 | 0 | 85.3446 | 2.8593 | 0 | 0 | 0 | 0 | 0 | 17.0765 | 0 | 0 | 365.4372 | 17.0765 | 0
4224 | 0 | 0 | 22.59 | 0 | 0 | 0 | 0 | 0 | 56.6254 | 556.88 | 0 | 0 | 0 | 0 | 0 | 365.44 | 41906.71 | 0 | 0 | 0 | 0 | 9.84 | 0 | 182.52 | 17.08 | 0 | 0 | 77.3122 | 1.9062 | 0 | 0 | 0 | 0 | 0 | 17.0765 | 0 | 0 | 365.4372 | 17.0765 | 0
4225 | 0 | 0 | 22.22 | 0 | 0 | 0 | 0 | 0 | 51.0245 | 503.95 | 0 | 0 | 0 | 0 | 0 | 365.44 | 41541.27 | 0 | 0 | 0 | 0 | 9.19 | 0 | 170.08 | 17.08 | 0 | 0 | 72.2919 | 0.95311 | 0 | 0 | 0 | 0 | 0 | 17.0765 | 0 | 0 | 365.4372 | 17.0765 | 0
4226 | 0 | 0 | 21.52 | 0 | 0 | 0 | 0 | 0 | 47.7566 | 454.41 | 0 | 0 | 0 | 0 | 0 | 365.44 | 41175.83 | 0 | 0 | 0 | 0 | 8.45 | 0 | 156.09 | 17.08 | 0 | 0 | 69.2797 | 0 | 0 | 0 | 0 | 0 | 0 | 17.0765 | 0 | 0 | 365.4372 | 17.0765 | 0
4227 | 0 | 0 | 20.77 | 0 | 0 | 0 | 0 | 0 | 47.5059 | 405.13 | 0 | 0 | 0 | 0 | 0 | 365.44 | 40810.4 | 0 | 0 | 0 | 0 | 7.57 | 0 | 139.31 | 17.08 | 0 | 0 | 68.2757 | 0 | 0 | 0 | 0 | 0 | 0 | 17.0765 | 0 | 0 | 365.4372 | 17.0765 | 0
4228 | 0 | 0 | 20.08 | 0 | 0 | 0 | 0 | 0 | 49.1929 | 354.09 | 0 | 0 | 0 | 0 | 0 | 365.44 | 40444.96 | 0 | 0 | 0 | 0 | 6.64 | 0 | 121.6 | 17.08 | 0 | 0 | 69.2797 | 0 | 0 | 0 | 0 | 0 | 0 | 17.0765 | 0 | 0 | 365.4372 | 17.0765 | 0
4229 | 0 | 0 | 19.93 | 0 | 0 | 0 | 0 | 0 | 52.3645 | 299.77 | 0 | 0 | 0 | 0 | 0 | 365.44 | 40079.52 | 0 | 0 | 0 | 0 | 5.73 | 0 | 104.37 | 17.08 | 0 | 0 | 72.2919 | 0 | 0 | 0 | 0 | 0 | 0 | 17.0765 | 0 | 0 | 365.4372 | 17.0765 | 0
4230 | 0 | 0 | 20.08 | 0 | 0 | 0 | 0 | 0 | 58.1774 | 239.42 | 0 | 0 | 0 | 0 | 0 | 365.44 | 39714.08 | 0 | 0 | 0 | 0 | 4.8 | 0 | 86.73 | 17.08 | 0 | 0 | 77.3122 | 0.95311 | 0 | 0 | 0 | 0 | 0 | 17.0765 | 0 | 0 | 365.4372 | 17.0765 | 0
4231 | 0 | 0 | 20.11 | 0 | 0 | 0 | 0 | 0 | 64.1253 | 172.9 | 0 | 0 | 0 | 0 | 0 | 365.44 | 39348.65 | 0 | 0 | 0 | 0 | 3.9 | 0 | 69.68 | 17.08 | 0 | 0 | 82.3324 | 1.9062 | 0 | 0 | 0 | 0 | 0 | 17.0765 | 0 | 0 | 365.4372 | 17.0765 | 0
4232 | 10.64 | 504.7 | 20.48 | 0 | 0 | 0 | 0 | 0 | 0 | 172.9 | 0 | 0 | 0 | 402.28 | 0 | 83.84 | 39264.8 | 0 | 0 | 1.26 | 0 | 4.27 | 42.12 | 94.07 | 17.08 | 0 | 0 | 86.3487 | 3.8124 | 0 | 0 | 0 | 0 | 0 | 17.0765 | 0 | 0 | 365.4372 | 17.0765 | 0
4233 | 21.24 | 913.23 | 20.82 | 0 | 0 | 0 | 0 | 0 | 0 | 172.9 | 0 | 0 | 0 | 817.01 | 206.47 | 0 | 39471.27 | 0 | 0 | 1.22 | 0 | 4.89 | 40.97 | 122.59 | 17.08 | 0 | 0 | 90.3649 | 5.7186 | 0 | 0 | 0 | 0 | 0 | 17.0765 | 0 | 0 | 365.4372 | 17.0765 | 0
4234 | 27.63 | 1124.27 | 20.75 | 0 | 0 | 0 | 0 | 9.58 | 0 | 182.14 | 0 | 0 | 0 | 1065.69 | 380.54 | 0 | 39851.82 | 0 | 0 | 1.2 | 0 | 5.6 | 0 | 114.52 | 17.08 | 0 | 0 | 92.373 | 3.8124 | 0 | 0 | 0 | 0 | 0 | 17.0765 | 0 | 0 | 365.4372 | 17.0765 | 0
4235 | 31.55 | 1243.07 | 20.57 | 0 | 0 | 0 | 0 | 157.14 | 0 | 333.62 | 0 | 0 | 0 | 1002.24 | 336.13 | 0 | 40187.95 | 0 | 0 | 0 | 0 | 5.25 | 39.62 | 145.48 | 17.08 | 0 | 0 | 92.373 | 3.8124 | 0 | 0 | 0 | 0 | 0 | 17.0765 | 0 | 0 | 365.4372 | 17.0765 | 0
4236 | 32.67 | 1275.72 | 20.83 | 0 | 0 | 0 | 0 | 157.14 | 0 | 485.1 | 0 | 0 | 0 | 1075.72 | 387.57 | 0 | 40575.51 | 0 | 0 | 1.19 | 0 | 6.2 | 0 | 142.04 | 17.08 | 0 | 0 | 91.3689 | 3.8124 | 0 | 0 | 0 | 0 | 0 | 17.0765 | 0 | 0 | 365.4372 | 17.0765 | 0
4237 | 32.08 | 1258.71 | 21.35 | 0 | 0 | 0 | 0 | 0 | 0 | 485.1 | 0 | 0 | 0 | 1215.8 | 485.62 | 0 | 41061.14 | 0 | 0 | 1.2 | 0 | 7.24 | 0 | 140.22 | 17.08 | 0 | 0 | 90.3649 | 4.7655 | 0 | 0 | 0 | 0 | 0 | 17.0765 | 0 | 0 | 365.4372 | 17.0765 | 0
4238 | 29.96 | 1195.95 | 22.55 | 0 | 0 | 0 | 0 | 157.14 | 0 | 636.58 | 0 | 0 | 0 | 956.53 | 304.13 | 0 | 41365.27 | 0 | 0 | 1.18 | 0 | 8.3 | 39.49 | 176.57 | 17.08 | 0 | 0 | 89.3608 | 4.7655 | 0 | 0 | 0 | 0 | 0 | 17.0765 | 0 | 0 | 365.4372 | 17.0765 | 0
4239 | 29.05 | 1168.26 | 24.79 | 0 | 0 | 0 | 0 | 0 | 0 | 636.58 | 0 | 0 | 0 | 1126.83 | 423.34 | 0 | 41788.62 | 0 | 0 | 1.13 | 0 | 9.31 | 0 | 175.29 | 17.08 | 0 | 0 | 89.3608 | 4.7655 | 0 | 0 | 0 | 0 | 0 | 17.0765 | 0 | 0 | 365.4372 | 17.0765 | 0
4240 | 27.63 | 1124.43 | 29.04 | 0 | 0 | 0 | 0 | 0 | 0 | 636.58 | 0 | 0 | 0 | 1084.85 | 393.96 | 0 | 42182.58 | 0 | 0 | 1.12 | 0 | 10.33 | 0 | 174.4 | 17.08 | 0 | 0 | 90.3649 | 4.7655 | 0 | 0 | 0 | 0 | 0 | 17.0765 | 0 | 0 | 365.4372 | 17.0765 | 0
4241 | 25.96 | 1071.34 | 34.83 | 0 | 0 | 0 | 0 | 157.14 | 0 | 788.06 | 0 | 0 | 0 | 839 | 221.86 | 0 | 42404.44 | 0 | 0 | 1.13 | 0 | 11.37 | 37.78 | 209.64 | 17.08 | 0 | 0 | 91.3689 | 5.7186 | 0 | 0 | 0 | 0 | 0 | 17.0765 | 0 | 0 | 365.4372 | 17.0765 | 0
4242 | 26.55 | 1090.37 | 40.11 | 0 | 0 | 0 | 0 | 0 | 0 | 788.06 | 0 | 0 | 0 | 1019.32 | 348.08 | 0 | 42752.52 | 0 | 0 | 1.12 | 0 | 12.27 | 37.55 | 242.23 | 17.08 | 0 | 0 | 92.373 | 6.6717 | 0 | 0 | 0 | 0 | 0 | 17.0765 | 0 | 0 | 365.4372 | 17.0765 | 0
4243 | 6.86 | 338.02 | 43.96 | 0 | 0 | 0 | 0 | 0 | 0 | 788.06 | 0 | 0 | 0 | 246.78 | 0 | 192.69 | 42559.83 | 0 | 0 | 1.13 | 0 | 12.96 | 37.87 | 270.82 | 17.08 | 0 | 0 | 96.3892 | 6.6717 | 0 | 0 | 0 | 0 | 0 | 17.0765 | 0 | 0 | 365.4372 | 17.0765 | 0
4244 | 0 | 0 | 46.33 | 0 | 0 | 0 | 0 | 0 | 61.802 | 723.95 | 0 | 0 | 0 | 0 | 0 | 365.44 | 42194.39 | 0 | 0 | 0 | 0 | 12.48 | 0 | 261.79 | 17.08 | 0 | 0 | 102.4135 | 5.7186 | 0 | 0 | 0 | 0 | 0 | 17.0765 | 0 | 0 | 365.4372 | 17.0765 | 0
4245 | 0 | 0 | 47.36 | 0 | 0 | 0 | 0 | 0 | 60.8284 | 660.85 | 0 | 0 | 0 | 0 | 0 | 365.44 | 41828.95 | 0 | 0 | 0 | 0 | 11.89 | 0 | 250.6 | 17.08 | 0 | 0 | 103.4176 | 4.7655 | 0 | 0 | 0 | 0 | 0 | 17.0765 | 0 | 0 | 365.4372 | 17.0765 | 0
4246 | 0 | 0 | 47.87 | 0 | 0 | 0 | 0 | 0 | 52.3356 | 606.56 | 0 | 0 | 0 | 0 | 0 | 365.44 | 41463.52 | 0 | 0 | 0 | 0 | 11.22 | 0 | 237.89 | 17.08 | 0 | 0 | 96.3892 | 3.8124 | 0 | 0 | 0 | 0 | 0 | 17.0765 | 0 | 0 | 365.4372 | 17.0765 | 0
4247 | 0 | 0 | 47.76 | 0 | 0 | 0 | 0 | 0 | 39.4372 | 565.65 | 0 | 0 | 0 | 0 | 0 | 365.44 | 41098.08 | 0 | 0 | 0 | 0 | 10.5 | 0 | 224.15 | 17.08 | 0 | 0 | 84.3406 | 2.8593 | 0 | 0 | 0 | 0 | 0 | 17.0765 | 0 | 0 | 365.4372 | 17.0765 | 0
4248 | 0 | 0 | 47.5 | 0 | 0 | 0 | 0 | 0 | 30.713 | 533.78 | 0 | 0 | 0 | 0 | 0 | 365.44 | 40732.64 | 0 | 0 | 0 | 0 | 9.78 | 0 | 210.55 | 17.08 | 0 | 0 | 76.3081 | 1.9062 | 0 | 0 | 0 | 0 | 0 | 17.0765 | 0 | 0 | 365.4372 | 17.0765 | 0
4249 | 0 | 0 | 47.02 | 0 | 0 | 0 | 0 | 0 | 25.2182 | 507.62 | 0 | 0 | 0 | 0 | 0 | 365.44 | 40367.21 | 0 | 0 | 0 | 0 | 9.13 | 0 | 198.12 | 17.08 | 0 | 0 | 71.2878 | 0.95311 | 0 | 0 | 0 | 0 | 0 | 17.0765 | 0 | 0 | 365.4372 | 17.0765 | 0
4250 | 0 | 0 | 46.49 | 0 | 0 | 0 | 0 | 0 | 21.7864 | 485.02 | 0 | 0 | 0 | 0 | 0 | 365.44 | 40001.77 | 0 | 0 | 0 | 0 | 8.39 | 0 | 184.12 | 17.08 | 0 | 0 | 68.2757 | 0 | 0 | 0 | 0 | 0 | 0 | 17.0765 | 0 | 0 | 365.4372 | 17.0765 | 0
4251 | 0 | 0 | 46 | 0 | 0 | 0 | 0 | 0 | 21.2658 | 462.96 | 0 | 0 | 0 | 0 | 0 | 365.44 | 39636.33 | 0 | 0 | 0 | 0 | 7.51 | 0 | 167.34 | 17.08 | 0 | 0 | 67.2716 | 0 | 0 | 0 | 0 | 0 | 0 | 17.0765 | 0 | 0 | 365.4372 | 17.0765 | 0
4252 | 0 | 0 | 45.34 | 0 | 0 | 0 | 0 | 0 | 22.9432 | 439.16 | 0 | 0 | 0 | 0 | 0 | 365.44 | 39270.89 | 0 | 0 | 0 | 0 | 6.58 | 0 | 149.63 | 17.08 | 0 | 0 | 68.2757 | 0 | 0 | 0 | 0 | 0 | 0 | 17.0765 | 0 | 0 | 365.4372 | 17.0765 | 0
4253 | 0 | 0 | 44.58 | 0 | 0 | 0 | 0 | 0 | 26.7028 | 411.46 | 0 | 0 | 0 | 0 | 0 | 365.44 | 38905.46 | 0 | 0 | 0 | 0 | 5.67 | 0 | 132.41 | 17.08 | 0 | 0 | 71.2878 | 0 | 0 | 0 | 0 | 0 | 0 | 17.0765 | 0 | 0 | 365.4372 | 17.0765 | 0
4254 | 0 | 0 | 43.8 | 0 | 0 | 0 | 0 | 0 | 33.4701 | 376.74 | 0 | 0 | 0 | 0 | 0 | 365.44 | 38540.02 | 0 | 0 | 0 | 0 | 4.74 | 0 | 114.76 | 17.08 | 0 | 0 | 76.3081 | 0.95311 | 0 | 0 | 0 | 0 | 0 | 17.0765 | 0 | 0 | 365.4372 | 17.0765 | 0
4255 | 0 | 0 | 43.05 | 0 | 0 | 0 | 0 | 0 | 40.1892 | 335.06 | 0 | 0 | 0 | 0 | 0 | 365.44 | 38174.58 | 0 | 0 | 0 | 0 | 3.84 | 0 | 97.71 | 17.08 | 0 | 0 | 81.3284 | 1.9062 | 0 | 0 | 0 | 0 | 0 | 17.0765 | 0 | 0 | 365.4372 | 17.0765 | 0
4256 | 6.1 | 302.62 | 41.77 | 0 | 0 | 0 | 0 | 0 | 0 | 335.06 | 0 | 0 | 0 | 217.95 | 0 | 212.87 | 37961.71 | 0 | 0 | 1.26 | 0 | 4.22 | 42.12 | 122.1 | 17.08 | 0 | 0 | 85.3446 | 3.8124 | 0 | 0 | 0 | 0 | 0 | 17.0765 | 0 | 0 | 365.4372 | 17.0765 | 0
4257 | 18.25 | 806.07 | 39.74 | 0 | 0 | 0 | 0 | 157.14 | 0 | 486.54 | 0 | 0 | 0 | 610.63 | 62 | 0 | 38023.71 | 0 | 0 | 1.22 | 0 | 4.83 | 0 | 111.7 | 17.08 | 0 | 0 | 89.3608 | 5.7186 | 0 | 0 | 0 | 0 | 0 | 17.0765 | 0 | 0 | 365.4372 | 17.0765 | 0
4258 | 26.43 | 1086.37 | 36.37 | 0 | 0 | 0 | 0 | 0 | 0 | 486.54 | 0 | 0 | 0 | 1013.61 | 344.09 | 0 | 38367.8 | 0 | 0 | 1.2 | 0 | 5.55 | 40.17 | 141.79 | 17.08 | 0 | 0 | 90.3649 | 3.8124 | 0 | 0 | 0 | 0 | 0 | 17.0765 | 0 | 0 | 365.4372 | 17.0765 | 0
4259 | 31.81 | 1250.72 | 32.92 | 0 | 0 | 0 | 0 | 0 | 0 | 486.54 | 0 | 0 | 0 | 1219.08 | 487.92 | 0 | 38855.72 | 0 | 0 | 1.18 | 0 | 6.32 | 0 | 135.1 | 17.08 | 0 | 0 | 91.3689 | 3.8124 | 0 | 0 | 0 | 0 | 0 | 17.0765 | 0 | 0 | 365.4372 | 17.0765 | 0
4260 | 33.06 | 1286.82 | 30.43 | 0 | 0 | 0 | 0 | 0 | 0 | 486.54 | 0 | 0 | 0 | 1215.25 | 485.24 | 0 | 39340.96 | 0 | 0 | 1.19 | 0 | 7.26 | 39.7 | 169.38 | 17.08 | 0 | 0 | 90.3649 | 3.8124 | 0 | 0 | 0 | 0 | 0 | 17.0765 | 0 | 0 | 365.4372 | 17.0765 | 0
4261 | 32.54 | 1271.96 | 29.01 | 0 | 0 | 0 | 0 | 0 | 0 | 486.54 | 0 | 0 | 0 | 1238.18 | 501.29 | 0 | 39842.25 | 0 | 0 | 1.2 | 0 | 8.31 | 0 | 167.56 | 17.08 | 0 | 0 | 89.3608 | 4.7655 | 0 | 0 | 0 | 0 | 0 | 17.0765 | 0 | 0 | 365.4372 | 17.0765 | 0
4262 | 30.47 | 1211.05 | 28.52 | 0 | 0 | 0 | 0 | 0 | 0 | 486.54 | 0 | 0 | 0 | 1175.73 | 457.58 | 0 | 40299.82 | 0 | 0 | 1.18 | 0 | 9.37 | 0 | 166.4 | 17.08 | 0 | 0 | 88.3568 | 4.7655 | 0 | 0 | 0 | 0 | 0 | 17.0765 | 0 | 0 | 365.4372 | 17.0765 | 0
4263 | 32.48 | 1270.31 | 29.34 | 0 | 0 | 0 | 0 | 0 | 0 | 486.54 | 0 | 0 | 0 | 1199.86 | 474.46 | 0 | 40774.29 | 0 | 0 | 1.13 | 0 | 10.38 | 38.02 | 201.23 | 17.08 | 0 | 0 | 88.3568 | 4.7655 | 0 | 0 | 0 | 0 | 0 | 17.0765 | 0 | 0 | 365.4372 | 17.0765 | 0
4264 | 35.13 | 1345.12 | 31.26 | 0 | 0 | 0 | 0 | 157.14 | 0 | 638.02 | 0 | 0 | 0 | 1160.13 | 446.65 | 0 | 41220.94 | 0 | 0 | 1.12 | 0 | 11.4 | 0 | 200.35 | 17.08 | 0 | 0 | 88.3568 | 4.7655 | 0 | 0 | 0 | 0 | 0 | 17.0765 | 0 | 0 | 365.4372 | 17.0765 | 0
4265 | 38.93 | 1447.39 | 33.56 | 0 | 0 | 0 | 0 | 6.94 | 0 | 644.71 | 0 | 0 | 0 | 1377.96 | 599.13 | 0 | 41820.07 | 0 | 0 | 1.13 | 0 | 12.43 | 37.78 | 235.58 | 17.08 | 0 | 0 | 90.3649 | 5.7186 | 0 | 0 | 0 | 0 | 0 | 17.0765 | 0 | 0 | 365.4372 | 17.0765 | 0
4266 | 41.81 | 1520.76 | 35.52 | 0 | 0 | 0 | 0 | 157.14 | 0 | 796.19 | 0 | 0 | 0 | 1304.23 | 547.52 | 0 | 42367.6 | 0 | 0 | 1.12 | 0 | 13.34 | 37.55 | 268.18 | 17.08 | 0 | 0 | 91.3689 | 6.6717 | 0 | 0 | 0 | 0 | 0 | 17.0765 | 0 | 0 | 365.4372 | 17.0765 | 0
4267 | 12.69 | 590.09 | 37.12 | 0 | 0 | 0 | 0 | 157.14 | 0 | 947.67 | 0 | 0 | 0 | 379.57 | 0 | 99.74 | 42267.86 | 0 | 0 | 1.13 | 0 | 14.02 | 0 | 260.78 | 17.08 | 0 | 0 | 95.3851 | 6.6717 | 0 | 0 | 0 | 0 | 0 | 17.0765 | 0 | 0 | 365.4372 | 17.0765 | 0
4268 | 0 | 0 | 38.26 | 0 | 0 | 0 | 0 | 0 | 68.8585 | 876.24 | 0 | 0 | 0 | 0 | 0 | 365.44 | 41902.42 | 0 | 0 | 0 | 0 | 13.55 | 0 | 251.75 | 17.08 | 0 | 0 | 101.4095 | 5.7186 | 0 | 0 | 0 | 0 | 0 | 17.0765 | 0 | 0 | 365.4372 | 17.0765 | 0
4269 | 0 | 0 | 38.92 | 0 | 0 | 0 | 0 | 0 | 68.2608 | 805.43 | 0 | 0 | 0 | 0 | 0 | 365.44 | 41536.99 | 0 | 0 | 0 | 0 | 12.96 | 0 | 240.56 | 17.08 | 0 | 0 | 102.4135 | 4.7655 | 0 | 0 | 0 | 0 | 0 | 17.0765 | 0 | 0 | 365.4372 | 17.0765 | 0
4270 | 0 | 0 | 39.55 | 0 | 0 | 0 | 0 | 0 | 58.6498 | 744.59 | 0 | 0 | 0 | 0 | 0 | 365.44 | 41171.55 | 0 | 0 | 0 | 0 | 12.29 | 0 | 227.86 | 17.08 | 0 | 0 | 94.3811 | 3.8124 | 0 | 0 | 0 | 0 | 0 | 17.0765 | 0 | 0 | 365.4372 | 17.0765 | 0
4271 | 0 | 0 | 39.71 | 0 | 0 | 0 | 0 | 0 | 46.4937 | 696.36 | 0 | 0 | 0 | 0 | 0 | 365.44 | 40806.11 | 0 | 0 | 0 | 0 | 11.56 | 0 | 214.12 | 17.08 | 0 | 0 | 83.3365 | 2.8593 | 0 | 0 | 0 | 0 | 0 | 17.0765 | 0 | 0 | 365.4372 | 17.0765 | 0
4272 | 0 | 0 | 39.31 | 0 | 0 | 0 | 0 | 0 | 37.8948 | 657.05 | 0 | 0 | 0 | 0 | 0 | 365.44 | 40440.67 | 0 | 0 | 0 | 0 | 10.85 | 0 | 200.52 | 17.08 | 0 | 0 | 75.3041 | 1.9062 | 0 | 0 | 0 | 0 | 0 | 17.0765 | 0 | 0 | 365.4372 | 17.0765 | 0
4273 | 0 | 0 | 38.83 | 0 | 0 | 0 | 0 | 0 | 32.4097 | 623.43 | 0 | 0 | 0 | 0 | 0 | 365.44 | 40075.24 | 0 | 0 | 0 | 0 | 10.19 | 0 | 188.08 | 17.08 | 0 | 0 | 70.2838 | 0.95311 | 0 | 0 | 0 | 0 | 0 | 17.0765 | 0 | 0 | 365.4372 | 17.0765 | 0
4274 | 0 | 0 | 38.02 | 0 | 0 | 0 | 0 | 0 | 29.2574 | 593.09 | 0 | 0 | 0 | 0 | 0 | 365.44 | 39709.8 | 0 | 0 | 0 | 0 | 9.46 | 0 | 174.08 | 17.08 | 0 | 0 | 67.2716 | 0 | 0 | 0 | 0 | 0 | 0 | 17.0765 | 0 | 0 | 365.4372 | 17.0765 | 0
4275 | 0 | 0 | 35.97 | 0 | 0 | 0 | 0 | 0 | 30.2985 | 561.66 | 0 | 0 | 0 | 0 | 0 | 365.44 | 39344.36 | 0 | 0 | 0 | 0 | 8.57 | 0 | 157.31 | 17.08 | 0 | 0 | 66.2676 | 0 | 0 | 0 | 0 | 0 | 0 | 17.0765 | 0 | 0 | 365.4372 | 17.0765 | 0
4276 | 0 | 0 | 32.25 | 0 | 0 | 0 | 0 | 0 | 35.0221 | 525.33 | 0 | 0 | 0 | 0 | 0 | 365.44 | 38978.93 | 0 | 0 | 0 | 0 | 7.64 | 0 | 139.59 | 17.08 | 0 | 0 | 67.2716 | 0 | 0 | 0 | 0 | 0 | 0 | 17.0765 | 0 | 0 | 365.4372 | 17.0765 | 0
4277 | 0 | 0 | 27.85 | 0 | 0 | 0 | 0 | 0 | 42.4353 | 481.31 | 0 | 0 | 0 | 0 | 0 | 365.44 | 38613.49 | 0 | 0 | 0 | 0 | 6.74 | 0 | 122.37 | 17.08 | 0 | 0 | 70.2838 | 0 | 0 | 0 | 0 | 0 | 0 | 17.0765 | 0 | 0 | 365.4372 | 17.0765 | 0
4278 | 0 | 0 | 23.96 | 0 | 0 | 0 | 0 | 0 | 52.297 | 427.06 | 0 | 0 | 0 | 0 | 0 | 365.44 | 38248.05 | 0 | 0 | 0 | 0 | 5.81 | 0 | 104.72 | 17.08 | 0 | 0 | 75.3041 | 0.95311 | 0 | 0 | 0 | 0 | 0 | 17.0765 | 0 | 0 | 365.4372 | 17.0765 | 0
4279 | 0 | 0 | 20.17 | 0 | 0 | 0 | 0 | 0 | 62.0527 | 362.69 | 0 | 0 | 0 | 0 | 0 | 365.44 | 37882.61 | 0 | 0 | 0 | 0 | 4.91 | 0 | 87.67 | 17.08 | 0 | 0 | 80.3243 | 1.9062 | 0 | 0 | 0 | 0 | 0 | 17.0765 | 0 | 0 | 365.4372 | 17.0765 | 0
4280 | 12.13 | 567.27 | 16.51 | 0 | 0 | 0 | 0 | 0 | 0 | 362.69 | 0 | 0 | 0 | 464.38 | 0 | 40.37 | 37842.25 | 0 | 0 | 1.26 | 0 | 5.28 | 42.12 | 112.07 | 17.08 | 0 | 0 | 84.3406 | 3.8124 | 0 | 0 | 0 | 0 | 0 | 17.0765 | 0 | 0 | 365.4372 | 17.0765 | 0
4281 | 21.33 | 916.25 | 13.52 | 0 | 0 | 0 | 0 | 0 | 0 | 362.69 | 0 | 0 | 0 | 857.02 | 234.48 | 0 | 38076.72 | 0 | 0 | 0 | 0 | 4.73 | 0 | 101.66 | 17.08 | 0 | 0 | 88.3568 | 5.7186 | 0 | 0 | 0 | 0 | 0 | 17.0765 | 0 | 0 | 365.4372 | 17.0765 | 0
4282 | 30.4 | 1209.18 | 11.33 | 0 | 0 | 0 | 0 | 74.65 | 0 | 434.65 | 0 | 0 | 0 | 1080.88 | 391.18 | 0 | 38467.9 | 0 | 0 | 1.2 | 0 | 5.45 | 0 | 93.59 | 17.08 | 0 | 0 | 90.3649 | 3.8124 | 0 | 0 | 0 | 0 | 0 | 17.0765 | 0 | 0 | 365.4372 | 17.0765 | 0
4283 | 36.42 | 1380.63 | 10.08 | 0 | 0 | 0 | 0 | 0 | 0 | 434.65 | 0 | 0 | 0 | 1292.15 | 539.07 | 0 | 39006.98 | 0 | 0 | 1.18 | 0 | 6.22 | 39.62 | 124.55 | 17.08 | 0 | 0 | 90.3649 | 3.8124 | 0 | 0 | 0 | 0 | 0 | 17.0765 | 0 | 0 | 365.4372 | 17.0765 | 0
4284 | 39.58 | 1464.22 | 9.46 | 0 | 0 | 0 | 0 | 39.94 | 0 | 473.15 | 0 | 0 | 0 | 1377.96 | 599.13 | 0 | 39606.11 | 0 | 0 | 1.19 | 0 | 7.17 | 0 | 121.11 | 17.08 | 0 | 0 | 90.3649 | 3.8124 | 0 | 0 | 0 | 0 | 0 | 17.0765 | 0 | 0 | 365.4372 | 17.0765 | 0
4285 | 41.23 | 1506.24 | 9.46 | 0 | 0 | 0 | 0 | 44.34 | 0 | 515.89 | 0 | 0 | 0 | 1377.96 | 599.13 | 0 | 40205.24 | 0 | 0 | 1.2 | 0 | 8.21 | 40.31 | 157.59 | 17.08 | 0 | 0 | 88.3568 | 4.7655 | 0 | 0 | 0 | 0 | 0 | 17.0765 | 0 | 0 | 365.4372 | 17.0765 | 0
4286 | 41.92 | 1523.6 | 9.87 | 0 | 0 | 0 | 0 | 64.82 | 0 | 578.37 | 0 | 0 | 0 | 1377.96 | 599.13 | 0 | 40804.37 | 0 | 0 | 0 | 0 | 8.15 | 39.49 | 193.94 | 17.08 | 0 | 0 | 88.3568 | 4.7655 | 0 | 0 | 0 | 0 | 0 | 17.0765 | 0 | 0 | 365.4372 | 17.0765 | 0
4287 | 41.53 | 1513.93 | 10.54 | 0 | 0 | 0 | 0 | 94.79 | 0 | 669.75 | 0 | 0 | 0 | 1377.96 | 599.13 | 0 | 41403.51 | 0 | 0 | 1.13 | 0 | 9.16 | 0 | 192.66 | 17.08 | 0 | 0 | 87.3527 | 4.7655 | 0 | 0 | 0 | 0 | 0 | 17.0765 | 0 | 0 | 365.4372 | 17.0765 | 0
4288 | 41.27 | 1507.29 | 10.68 | 0 | 0 | 0 | 0 | 49.52 | 0 | 717.49 | 0 | 0 | 0 | 1377.96 | 599.13 | 0 | 42002.64 | 0 | 0 | 1.12 | 0 | 10.18 | 37.52 | 227.42 | 17.08 | 0 | 0 | 88.3568 | 4.7655 | 0 | 0 | 0 | 0 | 0 | 17.0765 | 0 | 0 | 365.4372 | 17.0765 | 0
4289 | 41.19 | 1505.21 | 10.41 | 0 | 0 | 0 | 0 | 81.64 | 0 | 796.19 | 0 | 0 | 0 | 1377.96 | 599.13 | 0 | 42601.77 | 0 | 0 | 1.13 | 0 | 11.22 | 0 | 226.76 | 17.08 | 0 | 0 | 90.3649 | 5.7186 | 0 | 0 | 0 | 0 | 0 | 17.0765 | 0 | 0 | 365.4372 | 17.0765 | 0
4290 | 44.61 | 1589.29 | 10.14 | 0 | 0 | 0 | 0 | 157.14 | 0 | 947.67 | 0 | 0 | 0 | 1377.96 | 599.13 | 0 | 43200.91 | 0 | 0 | 0 | 0 | 11.05 | 10.9 | 234.04 | 17.08 | 0 | 0 | 91.3689 | 6.6717 | 0 | 0 | 0 | 0 | 0 | 17.0765 | 0 | 0 | 365.4372 | 17.0765 | 0
4291 | 14.89 | 678.47 | 9.95 | 0 | 0 | 0 | 0 | 0 | 0 | 947.67 | 0 | 0 | 0 | 600.13 | 54.65 | 0 | 43255.56 | 0 | 0 | 1.13 | 0 | 11.74 | 0 | 226.64 | 17.08 | 0 | 0 | 95.3851 | 6.6717 | 0 | 0 | 0 | 0 | 0 | 17.0765 | 0 | 0 | 365.4372 | 17.0765 | 0
4292 | 0 | 0 | 10.19 | 0 | 0 | 0 | 0 | 0 | 95.9373 | 848.15 | 0 | 0 | 0 | 0 | 0 | 365.44 | 42890.12 | 0 | 0 | 0 | 0 | 11.26 | 0 | 217.62 | 17.08 | 0 | 0 | 100.4054 | 5.7186 | 0 | 0 | 0 | 0 | 0 | 17.0765 | 0 | 0 | 365.4372 | 17.0765 | 0
4293 | 0 | 0 | 10.99 | 0 | 0 | 0 | 0 | 0 | 95.1854 | 749.41 | 0 | 0 | 0 | 0 | 0 | 365.44 | 42524.69 | 0 | 0 | 0 | 0 | 10.67 | 0 | 206.42 | 17.08 | 0 | 0 | 101.4095 | 4.7655 | 0 | 0 | 0 | 0 | 0 | 17.0765 | 0 | 0 | 365.4372 | 17.0765 | 0
4294 | 0 | 0 | 12.41 | 0 | 0 | 0 | 0 | 0 | 85.7767 | 660.43 | 0 | 0 | 0 | 0 | 0 | 365.44 | 42159.25 | 0 | 0 | 0 | 0 | 10.01 | 0 | 193.72 | 17.08 | 0 | 0 | 94.3811 | 3.8124 | 0 | 0 | 0 | 0 | 0 | 17.0765 | 0 | 0 | 365.4372 | 17.0765 | 0
4295 | 0 | 0 | 13.69 | 0 | 0 | 0 | 0 | 0 | 72.5024 | 585.21 | 0 | 0 | 0 | 0 | 0 | 365.44 | 41793.81 | 0 | 0 | 0 | 0 | 9.28 | 0 | 179.98 | 17.08 | 0 | 0 | 83.3365 | 2.8593 | 0 | 0 | 0 | 0 | 0 | 17.0765 | 0 | 0 | 365.4372 | 17.0765 | 0
4296 | 0 | 0 | 13.98 | 0 | 0 | 0 | 0 | 0 | 63.2288 | 519.62 | 0 | 0 | 0 | 0 | 0 | 365.44 | 41428.37 | 0 | 0 | 0 | 0 | 8.57 | 0 | 166.38 | 17.08 | 0 | 0 | 75.3041 | 1.9062 | 0 | 0 | 0 | 0 | 0 | 17.0765 | 0 | 0 | 365.4372 | 17.0765 | 0
4297 | 0 | 0 | 13.17 | 0 | 0 | 0 | 0 | 0 | 58.0617 | 459.39 | 0 | 0 | 0 | 0 | 0 | 365.44 | 41062.94 | 0 | 0 | 0 | 0 | 7.91 | 0 | 153.94 | 17.08 | 0 | 0 | 70.2838 | 0.95311 | 0 | 0 | 0 | 0 | 0 | 17.0765 | 0 | 0 | 365.4372 | 17.0765 | 0
4298 | 0 | 0 | 11.88 | 0 | 0 | 0 | 0 | 0 | 55.3914 | 401.93 | 0 | 0 | 0 | 0 | 0 | 365.44 | 40697.5 | 0 | 0 | 0 | 0 | 7.18 | 0 | 139.94 | 17.08 | 0 | 0 | 67.2716 | 0 | 0 | 0 | 0 | 0 | 0 | 17.0765 | 0 | 0 | 365.4372 | 17.0765 | 0
4299 | 0 | 0 | 10.64 | 0 | 0 | 0 | 0 | 0 | 55.6324 | 344.22 | 0 | 0 | 0 | 0 | 0 | 365.44 | 40332.06 | 0 | 0 | 0 | 0 | 6.29 | 0 | 123.17 | 17.08 | 0 | 0 | 66.2676 | 0 | 0 | 0 | 0 | 0 | 0 | 17.0765 | 0 | 0 | 365.4372 | 17.0765 | 0
4300 | 0 | 0 | 10.29 | 0 | 0 | 0 | 0 | 0 | 54.9673 | 287.2 | 0 | 0 | 0 | 0 | 0 | 365.44 | 39966.63 | 0 | 0 | 0 | 0 | 5.36 | 0 | 105.45 | 17.08 | 0 | 0 | 65.2635 | 0 | 0 | 0 | 0 | 0 | 0 | 17.0765 | 0 | 0 | 365.4372 | 17.0765 | 0
4301 | 0 | 0 | 10.07 | 0 | 0 | 0 | 0 | 0 | 58.2063 | 226.82 | 0 | 0 | 0 | 0 | 0 | 365.44 | 39601.19 | 0 | 0 | 0 | 0 | 4.45 | 0 | 88.23 | 17.08 | 0 | 0 | 68.2757 | 0 | 0 | 0 | 0 | 0 | 0 | 17.0765 | 0 | 0 | 365.4372 | 17.0765 | 0
4302 | 0 | 0 | 9.48 | 0 | 0 | 0 | 0 | 0 | 64.7712 | 159.63 | 0 | 0 | 0 | 0 | 0 | 365.44 | 39235.75 | 0 | 0 | 0 | 0 | 3.53 | 0 | 70.58 | 17.08 | 0 | 0 | 73.296 | 0.95311 | 0 | 0 | 0 | 0 | 0 | 17.0765 | 0 | 0 | 365.4372 | 17.0765 | 0
4303 | 0 | 0 | 8.41 | 0 | 0 | 0 | 0 | 0 | 71.818 | 85.13 | 0 | 0 | 0 | 0 | 0 | 365.44 | 38870.31 | 0 | 0 | 0 | 0 | 2.63 | 0 | 53.53 | 17.08 | 0 | 0 | 78.3162 | 1.9062 | 0 | 0 | 0 | 0 | 0 | 17.0765 | 0 | 0 | 365.4372 | 17.0765 | 0
4304 | 11.46 | 539.29 | 7.11 | 0 | 0 | 0 | 0 | 0 | 0 | 85.13 | 0 | 0 | 0 | 427.34 | 0 | 66.3 | 38804.01 | 0 | 0 | 1.26 | 0 | 3 | 42.12 | 77.93 | 17.08 | 0 | 0 | 83.3365 | 3.8124 | 0 | 0 | 0 | 0 | 0 | 17.0765 | 0 | 0 | 365.4372 | 17.0765 | 0
4305 | 26.68 | 1094.48 | 6.11 | 0 | 0 | 0 | 0 | 0 | 0 | 85.13 | 0 | 0 | 0 | 1033.98 | 358.35 | 0 | 39162.36 | 0 | 0 | 1.22 | 0 | 3.61 | 0 | 67.53 | 17.08 | 0 | 0 | 86.3487 | 5.7186 | 0 | 0 | 0 | 0 | 0 | 17.0765 | 0 | 0 | 365.4372 | 17.0765 | 0
4306 | 31.63 | 1245.53 | 5.22 | 0 | 0 | 0 | 0 | 157.14 | 0 | 236.61 | 0 | 0 | 0 | 992.71 | 329.46 | 0 | 39491.82 | 0 | 0 | 1.2 | 0 | 4.33 | 40.17 | 97.61 | 17.08 | 0 | 0 | 87.3527 | 3.8124 | 0 | 0 | 0 | 0 | 0 | 17.0765 | 0 | 0 | 365.4372 | 17.0765 | 0
4307 | 36.75 | 1389.32 | 4.73 | 0 | 0 | 0 | 0 | 0 | 0 | 236.61 | 0 | 0 | 0 | 1298.82 | 543.73 | 0 | 40035.56 | 0 | 0 | 1.18 | 0 | 5.1 | 39.62 | 128.57 | 17.08 | 0 | 0 | 87.3527 | 3.8124 | 0 | 0 | 0 | 0 | 0 | 17.0765 | 0 | 0 | 365.4372 | 17.0765 | 0
4308 | 39.39 | 1459.4 | 4.69 | 0 | 0 | 0 | 0 | 157.14 | 0 | 388.09 | 0 | 0 | 0 | 1255 | 513.06 | 0 | 40548.62 | 0 | 0 | 1.19 | 0 | 6.05 | 0 | 125.14 | 17.08 | 0 | 0 | 86.3487 | 3.8124 | 0 | 0 | 0 | 0 | 0 | 17.0765 | 0 | 0 | 365.4372 | 17.0765 | 0
4309 | 41.25 | 1506.85 | 4.85 | 0 | 0 | 0 | 0 | 147.5 | 0 | 530.28 | 0 | 0 | 0 | 1274.82 | 526.94 | 0 | 41075.56 | 0 | 0 | 1.2 | 0 | 7.09 | 40.31 | 161.62 | 17.08 | 0 | 0 | 84.3406 | 4.7655 | 0 | 0 | 0 | 0 | 0 | 17.0765 | 0 | 0 | 365.4372 | 17.0765 | 0
4310 | 42.49 | 1537.77 | 5.11 | 0 | 0 | 0 | 0 | 118.13 | 0 | 644.17 | 0 | 0 | 0 | 1377.96 | 599.13 | 0 | 41674.69 | 0 | 0 | 1.18 | 0 | 8.15 | 0 | 160.45 | 17.08 | 0 | 0 | 83.3365 | 4.7655 | 0 | 0 | 0 | 0 | 0 | 17.0765 | 0 | 0 | 365.4372 | 17.0765 | 0
4311 | 41.27 | 1507.32 | 5.45 | 0 | 0 | 0 | 0 | 86.85 | 0 | 727.89 | 0 | 0 | 0 | 1377.96 | 599.13 | 0 | 42273.83 | 0 | 0 | 1.13 | 0 | 9.16 | 0 | 159.17 | 17.08 | 0 | 0 | 83.3365 | 4.7655 | 0 | 0 | 0 | 0 | 0 | 17.0765 | 0 | 0 | 365.4372 | 17.0765 | 0
4312 | 40.06 | 1476.44 | 6.28 | 0 | 0 | 0 | 0 | 157.14 | 0 | 879.37 | 0 | 0 | 0 | 1238.89 | 501.79 | 0 | 42775.61 | 0 | 0 | 1.12 | 0 | 10.18 | 37.52 | 193.93 | 17.08 | 0 | 0 | 83.3365 | 4.7655 | 0 | 0 | 0 | 0 | 0 | 17.0765 | 0 | 0 | 365.4372 | 17.0765 | 0
4313 | 38.71 | 1441.49 | 7.52 | 0 | 0 | 0 | 0 | 17.57 | 0 | 896.3 | 0 | 0 | 0 | 1377.96 | 599.13 | 0 | 43374.75 | 0 | 0 | 1.13 | 0 | 11.22 | 0 | 193.27 | 17.08 | 0 | 0 | 85.3446 | 5.7186 | 0 | 0 | 0 | 0 | 0 | 17.0765 | 0 | 0 | 365.4372 | 17.0765 | 0
4314 | 41.53 | 1513.75 | 8.66 | 0 | 0 | 0 | 0 | 53.28 | 0 | 947.67 | 0 | 0 | 0 | 1377.96 | 599.13 | 0 | 43973.88 | 0 | 0 | 1.12 | 0 | 12.12 | 37.55 | 225.87 | 17.08 | 0 | 0 | 87.3527 | 6.6717 | 0 | 0 | 0 | 0 | 0 | 17.0765 | 0 | 0 | 365.4372 | 17.0765 | 0
4315 | 13.66 | 629.47 | 9.55 | 0 | 0 | 0 | 0 | 0 | 0 | 947.67 | 0 | 0 | 0 | 514.64 | 0 | 5.19 | 43968.69 | 0 | 0 | 1.13 | 0 | 12.8 | 37.87 | 254.45 | 17.08 | 0 | 0 | 92.373 | 6.6717 | 0 | 0 | 0 | 0 | 0 | 17.0765 | 0 | 0 | 365.4372 | 17.0765 | 0
4316 | 0 | 0 | 10.21 | 0 | 0 | 0 | 0 | 0 | 93.9129 | 850.25 | 0 | 0 | 0 | 0 | 0 | 365.44 | 43603.25 | 0 | 0 | 0 | 0 | 12.33 | 0 | 245.42 | 17.08 | 0 | 0 | 98.3973 | 5.7186 | 0 | 0 | 0 | 0 | 0 | 17.0765 | 0 | 0 | 365.4372 | 17.0765 | 0
4317 | 0 | 0 | 11 | 0 | 0 | 0 | 0 | 0 | 93.1706 | 753.6 | 0 | 0 | 0 | 0 | 0 | 365.44 | 43237.82 | 0 | 0 | 0 | 0 | 11.74 | 0 | 234.23 | 17.08 | 0 | 0 | 99.4014 | 4.7655 | 0 | 0 | 0 | 0 | 0 | 17.0765 | 0 | 0 | 365.4372 | 17.0765 | 0
4318 | 0 | 0 | 11.63 | 0 | 0 | 0 | 0 | 0 | 85.555 | 664.85 | 0 | 0 | 0 | 0 | 0 | 365.44 | 42872.38 | 0 | 0 | 0 | 0 | 11.07 | 0 | 221.53 | 17.08 | 0 | 0 | 93.377 | 3.8124 | 0 | 0 | 0 | 0 | 0 | 17.0765 | 0 | 0 | 365.4372 | 17.0765 | 0
4319 | 0 | 0 | 12.57 | 0 | 0 | 0 | 0 | 0 | 72.6278 | 589.52 | 0 | 0 | 0 | 0 | 0 | 365.44 | 42506.94 | 0 | 0 | 0 | 0 | 10.35 | 0 | 207.79 | 17.08 | 0 | 0 | 82.3324 | 2.8593 | 0 | 0 | 0 | 0 | 0 | 17.0765 | 0 | 0 | 365.4372 | 17.0765 | 0
4320 | 0 | 0 | 14.07 | 0 | 0 | 0 | 0 | 0 | 62.1394 | 525.06 | 0 | 0 | 0 | 0 | 0 | 365.44 | 42141.5 | 0 | 0 | 0 | 0 | 9.63 | 0 | 194.19 | 17.08 | 0 | 0 | 74.3 | 1.9062 | 0 | 0 | 0 | 0 | 0 | 17.0765 | 0 | 0 | 365.4372 | 17.0765 | 0
4321 | 0 | 0 | 15.39 | 0 | 0 | 0 | 0 | 0 | 54.842 | 468.17 | 0 | 0 | 0 | 0 | 0 | 365.44 | 41776.07 | 0 | 0 | 0 | 0 | 8.98 | 0 | 181.75 | 17.08 | 0 | 0 | 69.2797 | 0.95311 | 0 | 0 | 0 | 0 | 0 | 17.0765 | 0 | 0 | 365.4372 | 17.0765 | 0
4322 | 0 | 0 | 16.42 | 0 | 0 | 0 | 0 | 0 | 48.8459 | 417.5 | 0 | 0 | 0 | 0 | 0 | 365.44 | 41410.63 | 0 | 0 | 0 | 0 | 8.24 | 0 | 167.75 | 17.08 | 0 | 0 | 65.2635 | 0 | 0 | 0 | 0 | 0 | 0 | 17.0765 | 0 | 0 | 365.4372 | 17.0765 | 0
4323 | 0 | 0 | 17.2 | 0 | 0 | 0 | 0 | 0 | 47.0625 | 368.68 | 0 | 0 | 0 | 0 | 0 | 365.44 | 41045.19 | 0 | 0 | 0 | 0 | 7.36 | 0 | 150.98 | 17.08 | 0 | 0 | 64.2595 | 0 | 0 | 0 | 0 | 0 | 0 | 17.0765 | 0 | 0 | 365.4372 | 17.0765 | 0
4324 | 0 | 0 | 16.68 | 0 | 0 | 0 | 0 | 0 | 48.576 | 318.29 | 0 | 0 | 0 | 0 | 0 | 365.44 | 40679.76 | 0 | 0 | 0 | 0 | 6.43 | 0 | 133.26 | 17.08 | 0 | 0 | 65.2635 | 0 | 0 | 0 | 0 | 0 | 0 | 17.0765 | 0 | 0 | 365.4372 | 17.0765 | 0
4325 | 0 | 0 | 15.68 | 0 | 0 | 0 | 0 | 0 | 53.5984 | 262.7 | 0 | 0 | 0 | 0 | 0 | 365.44 | 40314.32 | 0 | 0 | 0 | 0 | 5.52 | 0 | 116.04 | 17.08 | 0 | 0 | 69.2797 | 0 | 0 | 0 | 0 | 0 | 0 | 17.0765 | 0 | 0 | 365.4372 | 17.0765 | 0
4326 | 0 | 0 | 14.72 | 0 | 0 | 0 | 0 | 0 | 59.5366 | 200.94 | 0 | 0 | 0 | 0 | 0 | 365.44 | 39948.88 | 0 | 0 | 0 | 0 | 4.59 | 0 | 98.39 | 17.08 | 0 | 0 | 73.296 | 0.95311 | 0 | 0 | 0 | 0 | 0 | 17.0765 | 0 | 0 | 365.4372 | 17.0765 | 0
4327 | 0 | 0 | 13.9 | 0 | 0 | 0 | 0 | 0 | 67.3258 | 131.1 | 0 | 0 | 0 | 0 | 0 | 365.44 | 39583.44 | 0 | 0 | 0 | 0 | 3.69 | 0 | 81.34 | 17.08 | 0 | 0 | 79.3203 | 1.9062 | 0 | 0 | 0 | 0 | 0 | 17.0765 | 0 | 0 | 365.4372 | 17.0765 | 0
4328 | 5.53 | 276.38 | 13.28 | 0 | 0 | 0 | 0 | 0 | 0 | 131.1 | 0 | 0 | 0 | 206.79 | 0 | 220.68 | 39362.76 | 0 | 0 | 1.26 | 0 | 4.07 | 0 | 65.72 | 17.08 | 0 | 0 | 83.3365 | 3.8124 | 0 | 0 | 0 | 0 | 0 | 17.0765 | 0 | 0 | 365.4372 | 17.0765 | 0
4329 | 19.85 | 864.18 | 12.77 | 0 | 0 | 0 | 0 | 0 | 0 | 131.1 | 0 | 0 | 0 | 762.54 | 168.34 | 0 | 39531.1 | 0 | 0 | 1.22 | 0 | 4.68 | 40.97 | 94.24 | 17.08 | 0 | 0 | 86.3487 | 5.7186 | 0 | 0 | 0 | 0 | 0 | 17.0765 | 0 | 0 | 365.4372 | 17.0765 | 0
4330 | 30.49 | 1211.74 | 12.29 | 0 | 0 | 0 | 0 | 0 | 0 | 131.1 | 0 | 0 | 0 | 1162.16 | 448.07 | 0 | 39979.18 | 0 | 0 | 1.2 | 0 | 5.39 | 0 | 86.17 | 17.08 | 0 | 0 | 87.3527 | 3.8124 | 0 | 0 | 0 | 0 | 0 | 17.0765 | 0 | 0 | 365.4372 | 17.0765 | 0
4331 | 37.06 | 1397.65 | 11.57 | 0 | 0 | 0 | 0 | 157.14 | 0 | 282.58 | 0 | 0 | 0 | 1157.16 | 444.58 | 0 | 40423.75 | 0 | 0 | 1.18 | 0 | 6.17 | 39.62 | 117.13 | 17.08 | 0 | 0 | 87.3527 | 3.8124 | 0 | 0 | 0 | 0 | 0 | 17.0765 | 0 | 0 | 365.4372 | 17.0765 | 0
4332 | 38.31 | 1431.11 | 11.13 | 0 | 0 | 0 | 0 | 157.14 | 0 | 434.06 | 0 | 0 | 0 | 1192.37 | 469.22 | 0 | 40892.97 | 0 | 0 | 1.19 | 0 | 7.11 | 39.7 | 151.41 | 17.08 | 0 | 0 | 86.3487 | 3.8124 | 0 | 0 | 0 | 0 | 0 | 17.0765 | 0 | 0 | 365.4372 | 17.0765 | 0
4333 | 38.68 | 1440.7 | 11.3 | 0 | 0 | 0 | 0 | 22.42 | 0 | 455.67 | 0 | 0 | 0 | 1377.96 | 599.13 | 0 | 41492.1 | 0 | 0 | 1.2 | 0 | 8.16 | 0 | 149.59 | 17.08 | 0 | 0 | 84.3406 | 4.7655 | 0 | 0 | 0 | 0 | 0 | 17.0765 | 0 | 0 | 365.4372 | 17.0765 | 0
4334 | 38.21 | 1428.28 | 12.05 | 0 | 0 | 0 | 0 | 0 | 0 | 455.67 | 0 | 0 | 0 | 1349.76 | 579.4 | 0 | 42071.5 | 0 | 0 | 1.18 | 0 | 9.22 | 39.49 | 185.94 | 17.08 | 0 | 0 | 83.3365 | 4.7655 | 0 | 0 | 0 | 0 | 0 | 17.0765 | 0 | 0 | 365.4372 | 17.0765 | 0
4335 | 37.45 | 1408.32 | 13.55 | 0 | 0 | 0 | 0 | 157.14 | 0 | 607.15 | 0 | 0 | 0 | 1212.95 | 483.63 | 0 | 42555.13 | 0 | 0 | 1.13 | 0 | 10.23 | 0 | 184.65 | 17.08 | 0 | 0 | 83.3365 | 4.7655 | 0 | 0 | 0 | 0 | 0 | 17.0765 | 0 | 0 | 365.4372 | 17.0765 | 0
4336 | 36.55 | 1384.01 | 16.15 | 0 | 0 | 0 | 0 | 157.14 | 0 | 758.63 | 0 | 0 | 0 | 1190.35 | 467.81 | 0 | 43022.94 | 0 | 0 | 1.12 | 0 | 11.25 | 0 | 183.77 | 17.08 | 0 | 0 | 83.3365 | 4.7655 | 0 | 0 | 0 | 0 | 0 | 17.0765 | 0 | 0 | 365.4372 | 17.0765 | 0
4337 | 35.56 | 1357.12 | 19.18 | 0 | 0 | 0 | 0 | 0 | 0 | 758.63 | 0 | 0 | 0 | 1281.89 | 531.88 | 0 | 43554.83 | 0 | 0 | 1.13 | 0 | 12.28 | 37.78 | 219 | 17.08 | 0 | 0 | 85.3446 | 5.7186 | 0 | 0 | 0 | 0 | 0 | 17.0765 | 0 | 0 | 365.4372 | 17.0765 | 0
4338 | 37.82 | 1418.08 | 21.58 | 0 | 0 | 0 | 0 | 157.14 | 0 | 910.11 | 0 | 0 | 0 | 1225.2 | 492.2 | 0 | 44047.03 | 0 | 0 | 1.12 | 0 | 13.18 | 0 | 215.92 | 17.08 | 0 | 0 | 87.3527 | 6.6717 | 0 | 0 | 0 | 0 | 0 | 17.0765 | 0 | 0 | 365.4372 | 17.0765 | 0
4339 | 11.69 | 549.11 | 23.38 | 0 | 0 | 0 | 0 | 38.96 | 0 | 947.67 | 0 | 0 | 0 | 407.17 | 0 | 80.42 | 43966.61 | 0 | 0 | 1.13 | 0 | 13.87 | 37.87 | 244.51 | 17.08 | 0 | 0 | 92.373 | 6.6717 | 0 | 0 | 0 | 0 | 0 | 17.0765 | 0 | 0 | 365.4372 | 17.0765 | 0
4340 | 0 | 0 | 25.12 | 0 | 0 | 0 | 0 | 0 | 78.9998 | 865.72 | 0 | 0 | 0 | 0 | 0 | 365.44 | 43601.17 | 0 | 0 | 0 | 0 | 13.39 | 0 | 235.48 | 17.08 | 0 | 0 | 98.3973 | 5.7186 | 0 | 0 | 0 | 0 | 0 | 17.0765 | 0 | 0 | 365.4372 | 17.0765 | 0
4341 | 0 | 0 | 27.03 | 0 | 0 | 0 | 0 | 0 | 77.1296 | 785.71 | 0 | 0 | 0 | 0 | 0 | 365.44 | 43235.74 | 0 | 0 | 0 | 0 | 12.81 | 0 | 224.29 | 17.08 | 0 | 0 | 99.4014 | 4.7655 | 0 | 0 | 0 | 0 | 0 | 17.0765 | 0 | 0 | 365.4372 | 17.0765 | 0
4342 | 0 | 0 | 29.88 | 0 | 0 | 0 | 0 | 0 | 67.3065 | 715.89 | 0 | 0 | 0 | 0 | 0 | 365.44 | 42870.3 | 0 | 0 | 0 | 0 | 12.14 | 0 | 211.58 | 17.08 | 0 | 0 | 93.377 | 3.8124 | 0 | 0 | 0 | 0 | 0 | 17.0765 | 0 | 0 | 365.4372 | 17.0765 | 0
4343 | 0 | 0 | 33.34 | 0 | 0 | 0 | 0 | 0 | 51.8439 | 662.11 | 0 | 0 | 0 | 0 | 0 | 365.44 | 42504.86 | 0 | 0 | 0 | 0 | 11.41 | 0 | 197.84 | 17.08 | 0 | 0 | 82.3324 | 2.8593 | 0 | 0 | 0 | 0 | 0 | 17.0765 | 0 | 0 | 365.4372 | 17.0765 | 0
4344 | 0 | 0 | 37.09 | 0 | 0 | 0 | 0 | 0 | 39.1191 | 621.53 | 0 | 0 | 0 | 0 | 0 | 365.44 | 42139.42 | 0 | 0 | 0 | 0 | 10.7 | 0 | 184.24 | 17.08 | 0 | 0 | 74.3 | 1.9062 | 0 | 0 | 0 | 0 | 0 | 17.0765 | 0 | 0 | 365.4372 | 17.0765 | 0
4345 | 0 | 0 | 40.92 | 0 | 0 | 0 | 0 | 0 | 29.3152 | 591.12 | 0 | 0 | 0 | 0 | 0 | 365.44 | 41773.99 | 0 | 0 | 0 | 0 | 10.04 | 0 | 171.81 | 17.08 | 0 | 0 | 69.2797 | 0.95311 | 0 | 0 | 0 | 0 | 0 | 17.0765 | 0 | 0 | 365.4372 | 17.0765 | 0
4346 | 0 | 0 | 44.36 | 0 | 0 | 0 | 0 | 0 | 21.9021 | 568.4 | 0 | 0 | 0 | 0 | 0 | 365.44 | 41408.55 | 0 | 0 | 0 | 0 | 9.31 | 0 | 157.81 | 17.08 | 0 | 0 | 66.2676 | 0 | 0 | 0 | 0 | 0 | 0 | 17.0765 | 0 | 0 | 365.4372 | 17.0765 | 0
4347 | 0 | 0 | 46.65 | 0 | 0 | 0 | 0 | 0 | 17.6026 | 550.13 | 0 | 0 | 0 | 0 | 0 | 365.44 | 41043.11 | 0 | 0 | 0 | 0 | 8.42 | 0 | 141.03 | 17.08 | 0 | 0 | 64.2595 | 0 | 0 | 0 | 0 | 0 | 0 | 17.0765 | 0 | 0 | 365.4372 | 17.0765 | 0
4348 | 0 | 0 | 46.99 | 0 | 0 | 0 | 0 | 0 | 19.28 | 530.14 | 0 | 0 | 0 | 0 | 0 | 365.44 | 40677.67 | 0 | 0 | 0 | 0 | 7.49 | 0 | 123.32 | 17.08 | 0 | 0 | 66.2676 | 0 | 0 | 0 | 0 | 0 | 0 | 17.0765 | 0 | 0 | 365.4372 | 17.0765 | 0
4349 | 0 | 0 | 45.62 | 0 | 0 | 0 | 0 | 0 | 25.6713 | 503.5 | 0 | 0 | 0 | 0 | 0 | 365.44 | 40312.24 | 0 | 0 | 0 | 0 | 6.58 | 0 | 106.1 | 17.08 | 0 | 0 | 71.2878 | 0 | 0 | 0 | 0 | 0 | 0 | 17.0765 | 0 | 0 | 365.4372 | 17.0765 | 0
4350 | 0 | 0 | 44.01 | 0 | 0 | 0 | 0 | 0 | 32.2458 | 470.05 | 0 | 0 | 0 | 0 | 0 | 365.44 | 39946.8 | 0 | 0 | 0 | 0 | 5.66 | 0 | 88.45 | 17.08 | 0 | 0 | 75.3041 | 0.95311 | 0 | 0 | 0 | 0 | 0 | 17.0765 | 0 | 0 | 365.4372 | 17.0765 | 0
4351 | 0 | 0 | 42.21 | 0 | 0 | 0 | 0 | 0 | 41.0182 | 427.5 | 0 | 0 | 0 | 0 | 0 | 365.44 | 39581.36 | 0 | 0 | 0 | 0 | 4.76 | 0 | 71.4 | 17.08 | 0 | 0 | 81.3284 | 1.9062 | 0 | 0 | 0 | 0 | 0 | 17.0765 | 0 | 0 | 365.4372 | 17.0765 | 0
4352 | 7.18 | 352.79 | 39.92 | 0 | 0 | 0 | 0 | 157.14 | 0 | 578.98 | 0 | 0 | 0 | 152.35 | 0 | 258.79 | 39322.57 | 0 | 0 | 1.26 | 0 | 5.13 | 0 | 55.78 | 17.08 | 0 | 0 | 85.3446 | 3.8124 | 0 | 0 | 0 | 0 | 0 | 17.0765 | 0 | 0 | 365.4372 | 17.0765 | 0
4353 | 18.95 | 831.52 | 38.33 | 0 | 0 | 0 | 0 | 0 | 0 | 578.98 | 0 | 0 | 0 | 751.53 | 160.63 | 0 | 39483.2 | 0 | 0 | 1.22 | 0 | 5.75 | 40.97 | 84.3 | 17.08 | 0 | 0 | 89.3608 | 5.7186 | 0 | 0 | 0 | 0 | 0 | 17.0765 | 0 | 0 | 365.4372 | 17.0765 | 0
4354 | 26.43 | 1086.48 | 38.16 | 0 | 0 | 0 | 0 | 0 | 0 | 578.98 | 0 | 0 | 0 | 1014.52 | 344.73 | 0 | 39827.93 | 0 | 0 | 1.2 | 0 | 6.46 | 40.17 | 114.39 | 17.08 | 0 | 0 | 91.3689 | 3.8124 | 0 | 0 | 0 | 0 | 0 | 17.0765 | 0 | 0 | 365.4372 | 17.0765 | 0
4355 | 31.21 | 1233.03 | 38.23 | 0 | 0 | 0 | 0 | 0 | 0 | 578.98 | 0 | 0 | 0 | 1206.1 | 478.83 | 0 | 40306.76 | 0 | 0 | 1.18 | 0 | 7.23 | 0 | 107.7 | 17.08 | 0 | 0 | 91.3689 | 3.8124 | 0 | 0 | 0 | 0 | 0 | 17.0765 | 0 | 0 | 365.4372 | 17.0765 | 0
4356 | 34.57 | 1329.5 | 39.56 | 0 | 0 | 0 | 0 | 0 | 0 | 578.98 | 0 | 0 | 0 | 1268.57 | 522.56 | 0 | 40829.32 | 0 | 0 | 1.19 | 0 | 8.18 | 39.7 | 141.98 | 17.08 | 0 | 0 | 90.3649 | 3.8124 | 0 | 0 | 0 | 0 | 0 | 17.0765 | 0 | 0 | 365.4372 | 17.0765 | 0
4357 | 36.07 | 1371.02 | 40.89 | 0 | 0 | 0 | 0 | 0 | 0 | 578.98 | 0 | 0 | 0 | 1312.34 | 553.2 | 0 | 41382.52 | 0 | 0 | 1.2 | 0 | 9.22 | 40.31 | 178.46 | 17.08 | 0 | 0 | 89.3608 | 4.7655 | 0 | 0 | 0 | 0 | 0 | 17.0765 | 0 | 0 | 365.4372 | 17.0765 | 0
4358 | 36.25 | 1375.79 | 41.03 | 0 | 0 | 0 | 0 | 0 | 0 | 578.98 | 0 | 0 | 0 | 1357.75 | 584.99 | 0 | 41967.51 | 0 | 0 | 1.18 | 0 | 10.28 | 0 | 177.3 | 17.08 | 0 | 0 | 89.3608 | 4.7655 | 0 | 0 | 0 | 0 | 0 | 17.0765 | 0 | 0 | 365.4372 | 17.0765 | 0
4359 | 37.03 | 1397.01 | 41.1 | 0 | 0 | 0 | 0 | 2.92 | 0 | 581.79 | 0 | 0 | 0 | 1377.96 | 599.13 | 0 | 42566.65 | 0 | 0 | 1.13 | 0 | 11.29 | 0 | 176.01 | 17.08 | 0 | 0 | 88.3568 | 4.7655 | 0 | 0 | 0 | 0 | 0 | 17.0765 | 0 | 0 | 365.4372 | 17.0765 | 0
4360 | 38.07 | 1424.71 | 40.9 | 0 | 0 | 0 | 0 | 0 | 0 | 581.79 | 0 | 0 | 0 | 1370.92 | 594.2 | 0 | 43160.85 | 0 | 0 | 1.12 | 0 | 12.31 | 37.52 | 210.77 | 17.08 | 0 | 0 | 89.3608 | 4.7655 | 0 | 0 | 0 | 0 | 0 | 17.0765 | 0 | 0 | 365.4372 | 17.0765 | 0
4361 | 39.6 | 1464.62 | 40.31 | 0 | 0 | 0 | 0 | 69.35 | 0 | 648.64 | 0 | 0 | 0 | 1377.96 | 599.13 | 0 | 43759.98 | 0 | 0 | 1.13 | 0 | 13.35 | 0 | 210.12 | 17.08 | 0 | 0 | 90.3649 | 5.7186 | 0 | 0 | 0 | 0 | 0 | 17.0765 | 0 | 0 | 365.4372 | 17.0765 | 0
4362 | 42.37 | 1534.84 | 39.56 | 0 | 0 | 0 | 0 | 157.14 | 0 | 800.13 | 0 | 0 | 0 | 1321.92 | 559.9 | 0 | 44319.89 | 0 | 0 | 1.12 | 0 | 14.25 | 37.55 | 242.71 | 17.08 | 0 | 0 | 92.373 | 6.6717 | 0 | 0 | 0 | 0 | 0 | 17.0765 | 0 | 0 | 365.4372 | 17.0765 | 0
4363 | 13.68 | 630.27 | 39.33 | 0 | 0 | 0 | 0 | 153.06 | 0 | 947.67 | 0 | 0 | 0 | 426.03 | 0 | 67.21 | 44252.68 | 0 | 0 | 1.13 | 0 | 14.93 | 0 | 235.32 | 17.08 | 0 | 0 | 96.3892 | 6.6717 | 0 | 0 | 0 | 0 | 0 | 17.0765 | 0 | 0 | 365.4372 | 17.0765 | 0
4364 | 0 | 0 | 39.85 | 0 | 0 | 0 | 0 | 0 | 67.2776 | 877.88 | 0 | 0 | 0 | 0 | 0 | 365.44 | 43887.24 | 0 | 0 | 0 | 0 | 14.46 | 0 | 226.29 | 17.08 | 0 | 0 | 101.4095 | 5.7186 | 0 | 0 | 0 | 0 | 0 | 17.0765 | 0 | 0 | 365.4372 | 17.0765 | 0
4365 | 0 | 0 | 41.3 | 0 | 0 | 0 | 0 | 0 | 65.8798 | 809.54 | 0 | 0 | 0 | 0 | 0 | 365.44 | 43521.8 | 0 | 0 | 0 | 0 | 13.87 | 0 | 215.1 | 17.08 | 0 | 0 | 102.4135 | 4.7655 | 0 | 0 | 0 | 0 | 0 | 17.0765 | 0 | 0 | 365.4372 | 17.0765 | 0
4366 | 0 | 0 | 42.67 | 0 | 0 | 0 | 0 | 0 | 57.5315 | 749.86 | 0 | 0 | 0 | 0 | 0 | 365.44 | 43156.36 | 0 | 0 | 0 | 0 | 13.2 | 0 | 202.39 | 17.08 | 0 | 0 | 96.3892 | 3.8124 | 0 | 0 | 0 | 0 | 0 | 17.0765 | 0 | 0 | 365.4372 | 17.0765 | 0
4367 | 0 | 0 | 43.84 | 0 | 0 | 0 | 0 | 0 | 44.3633 | 703.84 | 0 | 0 | 0 | 0 | 0 | 365.44 | 42790.93 | 0 | 0 | 0 | 0 | 12.48 | 0 | 188.65 | 17.08 | 0 | 0 | 85.3446 | 2.8593 | 0 | 0 | 0 | 0 | 0 | 17.0765 | 0 | 0 | 365.4372 | 17.0765 | 0
4368 | 0 | 0 | 44.53 | 0 | 0 | 0 | 0 | 0 | 33.6822 | 668.9 | 0 | 0 | 0 | 0 | 0 | 365.44 | 42425.49 | 0 | 0 | 0 | 0 | 11.76 | 0 | 175.06 | 17.08 | 0 | 0 | 76.3081 | 1.9062 | 0 | 0 | 0 | 0 | 0 | 17.0765 | 0 | 0 | 365.4372 | 17.0765 | 0
4369 | 0 | 0 | 44.78 | 0 | 0 | 0 | 0 | 0 | 28.4573 | 639.37 | 0 | 0 | 0 | 0 | 0 | 365.44 | 42060.05 | 0 | 0 | 0 | 0 | 11.11 | 0 | 162.62 | 17.08 | 0 | 0 | 72.2919 | 0.95311 | 0 | 0 | 0 | 0 | 0 | 17.0765 | 0 | 0 | 365.4372 | 17.0765 | 0
4370 | 0 | 0 | 44.14 | 0 | 0 | 0 | 0 | 0 | 24.1386 | 614.34 | 0 | 0 | 0 | 0 | 0 | 365.44 | 41694.62 | 0 | 0 | 0 | 0 | 10.37 | 0 | 148.62 | 17.08 | 0 | 0 | 68.2757 | 0 | 0 | 0 | 0 | 0 | 0 | 17.0765 | 0 | 0 | 365.4372 | 17.0765 | 0
4371 | 0 | 0 | 42.41 | 0 | 0 | 0 | 0 | 0 | 24.8616 | 588.55 | 0 | 0 | 0 | 0 | 0 | 365.44 | 41329.18 | 0 | 0 | 0 | 0 | 9.49 | 0 | 131.84 | 17.08 | 0 | 0 | 67.2716 | 0 | 0 | 0 | 0 | 0 | 0 | 17.0765 | 0 | 0 | 365.4372 | 17.0765 | 0
4372 | 0 | 0 | 39.51 | 0 | 0 | 0 | 0 | 0 | 28.7658 | 558.71 | 0 | 0 | 0 | 0 | 0 | 365.44 | 40963.74 | 0 | 0 | 0 | 0 | 8.56 | 0 | 114.13 | 17.08 | 0 | 0 | 68.2757 | 0 | 0 | 0 | 0 | 0 | 0 | 17.0765 | 0 | 0 | 365.4372 | 17.0765 | 0
4373 | 0 | 0 | 36.19 | 0 | 0 | 0 | 0 | 0 | 36.1018 | 521.27 | 0 | 0 | 0 | 0 | 0 | 365.44 | 40598.3 | 0 | 0 | 0 | 0 | 7.65 | 0 | 96.91 | 17.08 | 0 | 0 | 72.2919 | 0 | 0 | 0 | 0 | 0 | 0 | 17.0765 | 0 | 0 | 365.4372 | 17.0765 | 0
4374 | 0 | 0 | 34.05 | 0 | 0 | 0 | 0 | 0 | 43.2161 | 476.44 | 0 | 0 | 0 | 0 | 0 | 365.44 | 40232.87 | 0 | 0 | 0 | 0 | 6.72 | 0 | 79.26 | 17.08 | 0 | 0 | 76.3081 | 0.95311 | 0 | 0 | 0 | 0 | 0 | 17.0765 | 0 | 0 | 365.4372 | 17.0765 | 0
4375 | 0 | 0 | 32.1 | 0 | 0 | 0 | 0 | 0 | 52.1428 | 422.35 | 0 | 0 | 0 | 0 | 0 | 365.44 | 39867.43 | 0 | 0 | 0 | 0 | 5.82 | 0 | 62.21 | 17.08 | 0 | 0 | 82.3324 | 1.9062 | 0 | 0 | 0 | 0 | 0 | 17.0765 | 0 | 0 | 365.4372 | 17.0765 | 0
4376 | 10.51 | 499.45 | 30.7 | 0 | 0 | 0 | 0 | 157.14 | 0 | 573.83 | 0 | 0 | 0 | 249.99 | 0 | 190.45 | 39676.98 | 0 | 0 | 1.26 | 0 | 6.2 | 42.12 | 86.6 | 17.08 | 0 | 0 | 86.3487 | 3.8124 | 0 | 0 | 0 | 0 | 0 | 17.0765 | 0 | 0 | 365.4372 | 17.0765 | 0
4377 | 20.57 | 889.75 | 29.83 | 0 | 0 | 0 | 0 | 0 | 0 | 573.83 | 0 | 0 | 0 | 801.87 | 195.87 | 0 | 39872.86 | 0 | 0 | 1.22 | 0 | 6.81 | 40.97 | 115.12 | 17.08 | 0 | 0 | 90.3649 | 5.7186 | 0 | 0 | 0 | 0 | 0 | 17.0765 | 0 | 0 | 365.4372 | 17.0765 | 0
4378 | 29.88 | 1193.46 | 28.04 | 0 | 0 | 0 | 0 | 0 | 0 | 573.83 | 0 | 0 | 0 | 1154 | 442.36 | 0 | 40315.22 | 0 | 0 | 1.2 | 0 | 7.52 | 0 | 107.05 | 17.08 | 0 | 0 | 92.373 | 3.8124 | 0 | 0 | 0 | 0 | 0 | 17.0765 | 0 | 0 | 365.4372 | 17.0765 | 0
4379 | 36.22 | 1375 | 25.99 | 0 | 0 | 0 | 0 | 73.53 | 0 | 644.71 | 0 | 0 | 0 | 1226.69 | 493.25 | 0 | 40808.46 | 0 | 0 | 1.18 | 0 | 8.3 | 39.62 | 138.01 | 17.08 | 0 | 0 | 92.373 | 3.8124 | 0 | 0 | 0 | 0 | 0 | 17.0765 | 0 | 0 | 365.4372 | 17.0765 | 0
4380 | 37.1 | 1398.94 | 24.91 | 0 | 0 | 0 | 0 | 157.14 | 0 | 796.19 | 0 | 0 | 0 | 1207.45 | 479.78 | 0 | 41288.24 | 0 | 0 | 1.19 | 0 | 9.24 | 0 | 134.57 | 17.08 | 0 | 0 | 91.3689 | 3.8124 | 0 | 0 | 0 | 0 | 0 | 17.0765 | 0 | 0 | 365.4372 | 17.0765 | 0
4381 | 36.39 | 1379.61 | 24.51 | 0 | 0 | 0 | 0 | 0 | 0 | 796.19 | 0 | 0 | 0 | 1344.18 | 575.49 | 0 | 41863.73 | 0 | 0 | 1.2 | 0 | 10.29 | 0 | 132.75 | 17.08 | 0 | 0 | 90.3649 | 4.7655 | 0 | 0 | 0 | 0 | 0 | 17.0765 | 0 | 0 | 365.4372 | 17.0765 | 0
4382 | 34.28 | 1321.36 | 24.22 | 0 | 0 | 0 | 0 | 0 | 0 | 796.19 | 0 | 0 | 0 | 1245.06 | 506.11 | 0 | 42369.84 | 0 | 0 | 1.18 | 0 | 11.35 | 39.49 | 169.1 | 17.08 | 0 | 0 | 89.3608 | 4.7655 | 0 | 0 | 0 | 0 | 0 | 17.0765 | 0 | 0 | 365.4372 | 17.0765 | 0
4383 | 34.7 | 1333.09 | 23.78 | 0 | 0 | 0 | 0 | 0 | 0 | 796.19 | 0 | 0 | 0 | 1296.31 | 541.98 | 0 | 42911.82 | 0 | 0 | 1.13 | 0 | 12.36 | 0 | 167.82 | 17.08 | 0 | 0 | 89.3608 | 4.7655 | 0 | 0 | 0 | 0 | 0 | 17.0765 | 0 | 0 | 365.4372 | 17.0765 | 0
4384 | 35.2 | 1347.17 | 23.16 | 0 | 0 | 0 | 0 | 0 | 0 | 796.19 | 0 | 0 | 0 | 1271.77 | 524.8 | 0 | 43436.62 | 0 | 0 | 1.12 | 0 | 13.38 | 37.52 | 202.58 | 17.08 | 0 | 0 | 90.3649 | 4.7655 | 0 | 0 | 0 | 0 | 0 | 17.0765 | 0 | 0 | 365.4372 | 17.0765 | 0
4385 | 36.05 | 1370.29 | 21.84 | 0 | 0 | 0 | 0 | 157.14 | 0 | 947.67 | 0 | 0 | 0 | 1172.83 | 455.54 | 0 | 43892.16 | 0 | 0 | 1.13 | 0 | 14.41 | 0 | 201.92 | 17.08 | 0 | 0 | 91.3689 | 5.7186 | 0 | 0 | 0 | 0 | 0 | 17.0765 | 0 | 0 | 365.4372 | 17.0765 | 0
4386 | 38.19 | 1427.95 | 19.69 | 0 | 0 | 0 | 0 | 0 | 0 | 947.67 | 0 | 0 | 0 | 1347.11 | 577.54 | 0 | 44469.7 | 0 | 0 | 1.12 | 0 | 15.32 | 37.55 | 234.52 | 17.08 | 0 | 0 | 93.377 | 6.6717 | 0 | 0 | 0 | 0 | 0 | 17.0765 | 0 | 0 | 365.4372 | 17.0765 | 0
4387 | 11.78 | 552.96 | 17.01 | 0 | 0 | 0 | 0 | 0 | 0 | 947.67 | 0 | 0 | 0 | 438.69 | 0 | 58.36 | 44411.34 | 0 | 0 | 1.13 | 0 | 16 | 37.87 | 263.1 | 17.08 | 0 | 0 | 97.3933 | 6.6717 | 0 | 0 | 0 | 0 | 0 | 17.0765 | 0 | 0 | 365.4372 | 17.0765 | 0
4388 | 0 | 0 | 14.58 | 0 | 0 | 0 | 0 | 0 | 93.5466 | 850.63 | 0 | 0 | 0 | 0 | 0 | 365.44 | 44045.91 | 0 | 0 | 0 | 0 | 15.52 | 0 | 254.08 | 17.08 | 0 | 0 | 102.4135 | 5.7186 | 0 | 0 | 0 | 0 | 0 | 17.0765 | 0 | 0 | 365.4372 | 17.0765 | 0
4389 | 0 | 0 | 13.05 | 0 | 0 | 0 | 0 | 0 | 95.1372 | 751.94 | 0 | 0 | 0 | 0 | 0 | 365.44 | 43680.47 | 0 | 0 | 0 | 0 | 14.94 | 0 | 242.88 | 17.08 | 0 | 0 | 103.4176 | 4.7655 | 0 | 0 | 0 | 0 | 0 | 17.0765 | 0 | 0 | 365.4372 | 17.0765 | 0
4390 | 0 | 0 | 13.15 | 0 | 0 | 0 | 0 | 0 | 87.0492 | 661.64 | 0 | 0 | 0 | 0 | 0 | 365.44 | 43315.03 | 0 | 0 | 0 | 0 | 14.27 | 0 | 230.18 | 17.08 | 0 | 0 | 96.3892 | 3.8124 | 0 | 0 | 0 | 0 | 0 | 17.0765 | 0 | 0 | 365.4372 | 17.0765 | 0
4391 | 0 | 0 | 14.37 | 0 | 0 | 0 | 0 | 0 | 73.8328 | 585.04 | 0 | 0 | 0 | 0 | 0 | 365.44 | 42949.59 | 0 | 0 | 0 | 0 | 13.54 | 0 | 216.44 | 17.08 | 0 | 0 | 85.3446 | 2.8593 | 0 | 0 | 0 | 0 | 0 | 17.0765 | 0 | 0 | 365.4372 | 17.0765 | 0
4392 | 0 | 0 | 15.62 | 0 | 0 | 0 | 0 | 0 | 63.6047 | 519.07 | 0 | 0 | 0 | 0 | 0 | 365.44 | 42584.16 | 0 | 0 | 0 | 0 | 12.83 | 0 | 202.84 | 17.08 | 0 | 0 | 77.3122 | 1.9062 | 0 | 0 | 0 | 0 | 0 | 17.0765 | 0 | 0 | 365.4372 | 17.0765 | 0
4393 | 0 | 0 | 16.55 | 0 | 0 | 0 | 0 | 0 | 56.6928 | 460.26 | 0 | 0 | 0 | 0 | 0 | 365.44 | 42218.72 | 0 | 0 | 0 | 0 | 12.17 | 0 | 190.4 | 17.08 | 0 | 0 | 72.2919 | 0.95311 | 0 | 0 | 0 | 0 | 0 | 17.0765 | 0 | 0 | 365.4372 | 17.0765 | 0
4394 | 0 | 0 | 17.51 | 0 | 0 | 0 | 0 | 0 | 51.7668 | 406.56 | 0 | 0 | 0 | 0 | 0 | 365.44 | 41853.28 | 0 | 0 | 0 | 0 | 11.44 | 0 | 176.4 | 17.08 | 0 | 0 | 69.2797 | 0 | 0 | 0 | 0 | 0 | 0 | 17.0765 | 0 | 0 | 365.4372 | 17.0765 | 0
4395 | 0 | 0 | 18.29 | 0 | 0 | 0 | 0 | 0 | 49.9834 | 354.71 | 0 | 0 | 0 | 0 | 0 | 365.44 | 41487.85 | 0 | 0 | 0 | 0 | 10.55 | 0 | 159.63 | 17.08 | 0 | 0 | 68.2757 | 0 | 0 | 0 | 0 | 0 | 0 | 17.0765 | 0 | 0 | 365.4372 | 17.0765 | 0
4396 | 0 | 0 | 17.25 | 0 | 0 | 0 | 0 | 0 | 52.0367 | 300.73 | 0 | 0 | 0 | 0 | 0 | 365.44 | 41122.41 | 0 | 0 | 0 | 0 | 9.62 | 0 | 141.91 | 17.08 | 0 | 0 | 69.2797 | 0 | 0 | 0 | 0 | 0 | 0 | 17.0765 | 0 | 0 | 365.4372 | 17.0765 | 0
4397 | 0 | 0 | 15.24 | 0 | 0 | 0 | 0 | 0 | 57.0495 | 241.55 | 0 | 0 | 0 | 0 | 0 | 365.44 | 40756.97 | 0 | 0 | 0 | 0 | 8.72 | 0 | 124.69 | 17.08 | 0 | 0 | 72.2919 | 0 | 0 | 0 | 0 | 0 | 0 | 17.0765 | 0 | 0 | 365.4372 | 17.0765 | 0
4398 | 0 | 0 | 13.21 | 0 | 0 | 0 | 0 | 0 | 65.0604 | 174.06 | 0 | 0 | 0 | 0 | 0 | 365.44 | 40391.53 | 0 | 0 | 0 | 0 | 7.79 | 0 | 107.04 | 17.08 | 0 | 0 | 77.3122 | 0.95311 | 0 | 0 | 0 | 0 | 0 | 17.0765 | 0 | 0 | 365.4372 | 17.0765 | 0
4399 | 0 | 0 | 11.31 | 0 | 0 | 0 | 0 | 0 | 72.9266 | 98.41 | 0 | 0 | 0 | 0 | 0 | 365.44 | 40026.1 | 0 | 0 | 0 | 0 | 6.89 | 0 | 89.99 | 17.08 | 0 | 0 | 82.3324 | 1.9062 | 0 | 0 | 0 | 0 | 0 | 17.0765 | 0 | 0 | 365.4372 | 17.0765 | 0
4400 | 10.4 | 494.65 | 9.66 | 0 | 0 | 0 | 0 | 0 | 0 | 98.41 | 0 | 0 | 0 | 422.29 | 0 | 69.83 | 39956.26 | 0 | 0 | 1.26 | 0 | 7.26 | 0 | 74.37 | 17.08 | 0 | 0 | 87.3527 | 3.8124 | 0 | 0 | 0 | 0 | 0 | 17.0765 | 0 | 0 | 365.4372 | 17.0765 | 0
4401 | 24.24 | 1015.43 | 8.3 | 0 | 0 | 0 | 0 | 157.14 | 0 | 249.89 | 0 | 0 | 0 | 793.54 | 190.04 | 0 | 40146.31 | 0 | 0 | 1.22 | 0 | 7.88 | 0 | 63.97 | 17.08 | 0 | 0 | 90.3649 | 5.7186 | 0 | 0 | 0 | 0 | 0 | 17.0765 | 0 | 0 | 365.4372 | 17.0765 | 0
4402 | 31.42 | 1239.27 | 7.64 | 0 | 0 | 0 | 0 | 0 | 0 | 249.89 | 0 | 0 | 0 | 1140.77 | 433.1 | 0 | 40579.41 | 0 | 0 | 1.2 | 0 | 8.59 | 40.17 | 94.06 | 17.08 | 0 | 0 | 92.373 | 3.8124 | 0 | 0 | 0 | 0 | 0 | 17.0765 | 0 | 0 | 365.4372 | 17.0765 | 0
4403 | 37.06 | 1397.77 | 7.37 | 0 | 0 | 0 | 0 | 157.14 | 0 | 401.37 | 0 | 0 | 0 | 1187.69 | 465.95 | 0 | 41045.35 | 0 | 0 | 1.18 | 0 | 9.36 | 0 | 87.38 | 17.08 | 0 | 0 | 92.373 | 3.8124 | 0 | 0 | 0 | 0 | 0 | 17.0765 | 0 | 0 | 365.4372 | 17.0765 | 0
4404 | 38.57 | 1437.96 | 7.26 | 0 | 0 | 0 | 0 | 0 | 0 | 401.37 | 0 | 0 | 0 | 1347.73 | 577.97 | 0 | 41623.33 | 0 | 0 | 1.19 | 0 | 10.31 | 39.7 | 121.65 | 17.08 | 0 | 0 | 91.3689 | 3.8124 | 0 | 0 | 0 | 0 | 0 | 17.0765 | 0 | 0 | 365.4372 | 17.0765 | 0
4405 | 38.98 | 1448.65 | 7.12 | 0 | 0 | 0 | 0 | 157.14 | 0 | 552.85 | 0 | 0 | 0 | 1241.28 | 503.46 | 0 | 42126.78 | 0 | 0 | 1.2 | 0 | 11.35 | 0 | 119.83 | 17.08 | 0 | 0 | 90.3649 | 4.7655 | 0 | 0 | 0 | 0 | 0 | 17.0765 | 0 | 0 | 365.4372 | 17.0765 | 0
4406 | 38.44 | 1434.36 | 6.92 | 0 | 0 | 0 | 0 | 157.14 | 0 | 704.33 | 0 | 0 | 0 | 1187.79 | 466.02 | 0 | 42592.8 | 0 | 0 | 1.18 | 0 | 12.41 | 39.49 | 156.18 | 17.08 | 0 | 0 | 89.3608 | 4.7655 | 0 | 0 | 0 | 0 | 0 | 17.0765 | 0 | 0 | 365.4372 | 17.0765 | 0
4407 | 38.69 | 1440.96 | 6.74 | 0 | 0 | 0 | 0 | 0 | 0 | 704.33 | 0 | 0 | 0 | 1354.23 | 582.52 | 0 | 43175.32 | 0 | 0 | 0.01 | 0 | 12.36 | 38.02 | 191.01 | 17.08 | 0 | 0 | 89.3608 | 4.7655 | 0 | 0 | 0 | 0 | 0 | 17.0765 | 0 | 0 | 365.4372 | 17.0765 | 0
4408 | 39.09 | 1451.56 | 6.72 | 0 | 0 | 0 | 0 | 23.17 | 0 | 726.67 | 0 | 0 | 0 | 1377.96 | 599.13 | 0 | 43774.46 | 0 | 0 | 1.12 | 0 | 13.38 | 0 | 190.13 | 17.08 | 0 | 0 | 90.3649 | 4.7655 | 0 | 0 | 0 | 0 | 0 | 17.0765 | 0 | 0 | 365.4372 | 17.0765 | 0
4409 | 39.77 | 1469.09 | 6.87 | 0 | 0 | 0 | 0 | 60.52 | 0 | 785.01 | 0 | 0 | 0 | 1319.21 | 558.01 | 0 | 44332.47 | 0 | 0 | 1.13 | 0 | 14.41 | 37.78 | 225.37 | 17.08 | 0 | 0 | 91.3689 | 5.7186 | 0 | 0 | 0 | 0 | 0 | 17.0765 | 0 | 0 | 365.4372 | 17.0765 | 0
4410 | 42.68 | 1542.55 | 7.33 | 0 | 0 | 0 | 0 | 157.14 | 0 | 936.49 | 0 | 0 | 0 | 1297.71 | 542.96 | 0 | 44875.42 | 0 | 0 | 1.12 | 0 | 15.32 | 37.55 | 257.96 | 17.08 | 0 | 0 | 92.373 | 6.6717 | 0 | 0 | 0 | 0 | 0 | 17.0765 | 0 | 0 | 365.4372 | 17.0765 | 0
4411 | 14.71 | 671.29 | 7.87 | 0 | 0 | 0 | 0 | 0 | 0 | 936.49 | 0 | 0 | 0 | 550.8 | 20.13 | 0 | 44895.55 | 0 | 0 | 1.13 | 0 | 16 | 37.87 | 286.54 | 17.08 | 0 | 0 | 97.3933 | 6.6717 | 0 | 0 | 0 | 0 | 0 | 17.0765 | 0 | 0 | 365.4372 | 17.0765 | 0
4412 | 0 | 0 | 8.11 | 0 | 0 | 0 | 0 | 0 | 100.0246 | 832.73 | 0 | 0 | 0 | 0 | 0 | 365.44 | 44530.11 | 0 | 0 | 0 | 0 | 15.52 | 0 | 277.52 | 17.08 | 0 | 0 | 102.4135 | 5.7186 | 0 | 0 | 0 | 0 | 0 | 17.0765 | 0 | 0 | 365.4372 | 17.0765 | 0
4413 | 0 | 0 | 8.59 | 0 | 0 | 0 | 0 | 0 | 99.5908 | 729.42 | 0 | 0 | 0 | 0 | 0 | 365.44 | 44164.68 | 0 | 0 | 0 | 0 | 14.94 | 0 | 266.32 | 17.08 | 0 | 0 | 103.4176 | 4.7655 | 0 | 0 | 0 | 0 | 0 | 17.0765 | 0 | 0 | 365.4372 | 17.0765 | 0
4414 | 0 | 0 | 9.25 | 0 | 0 | 0 | 0 | 0 | 90.9534 | 635.08 | 0 | 0 | 0 | 0 | 0 | 365.44 | 43799.24 | 0 | 0 | 0 | 0 | 14.27 | 0 | 253.62 | 17.08 | 0 | 0 | 96.3892 | 3.8124 | 0 | 0 | 0 | 0 | 0 | 17.0765 | 0 | 0 | 365.4372 | 17.0765 | 0
4415 | 0 | 0 | 9.48 | 0 | 0 | 0 | 0 | 0 | 78.7299 | 553.41 | 0 | 0 | 0 | 0 | 0 | 365.44 | 43433.8 | 0 | 0 | 0 | 0 | 13.54 | 0 | 239.88 | 17.08 | 0 | 0 | 85.3446 | 2.8593 | 0 | 0 | 0 | 0 | 0 | 17.0765 | 0 | 0 | 365.4372 | 17.0765 | 0
4416 | 0 | 0 | 9.2 | 0 | 0 | 0 | 0 | 0 | 69.0128 | 481.82 | 0 | 0 | 0 | 0 | 0 | 365.44 | 43068.36 | 0 | 0 | 0 | 0 | 12.83 | 0 | 226.28 | 17.08 | 0 | 0 | 76.3081 | 1.9062 | 0 | 0 | 0 | 0 | 0 | 17.0765 | 0 | 0 | 365.4372 | 17.0765 | 0
4417 | 0 | 0 | 8.52 | 0 | 0 | 0 | 0 | 0 | 63.7204 | 415.72 | 0 | 0 | 0 | 0 | 0 | 365.44 | 42702.93 | 0 | 0 | 0 | 0 | 12.17 | 0 | 213.84 | 17.08 | 0 | 0 | 71.2878 | 0.95311 | 0 | 0 | 0 | 0 | 0 | 17.0765 | 0 | 0 | 365.4372 | 17.0765 | 0
4418 | 0 | 0 | 7.4 | 0 | 0 | 0 | 0 | 0 | 60.8766 | 352.57 | 0 | 0 | 0 | 0 | 0 | 365.44 | 42337.49 | 0 | 0 | 0 | 0 | 11.44 | 0 | 199.85 | 17.08 | 0 | 0 | 68.2757 | 0 | 0 | 0 | 0 | 0 | 0 | 17.0765 | 0 | 0 | 365.4372 | 17.0765 | 0
4419 | 0 | 0 | 5.97 | 0 | 0 | 0 | 0 | 0 | 61.3008 | 288.98 | 0 | 0 | 0 | 0 | 0 | 365.44 | 41972.05 | 0 | 0 | 0 | 0 | 10.55 | 0 | 183.07 | 17.08 | 0 | 0 | 67.2716 | 0 | 0 | 0 | 0 | 0 | 0 | 17.0765 | 0 | 0 | 365.4372 | 17.0765 | 0
4420 | 0 | 0 | 5.58 | 0 | 0 | 0 | 0 | 0 | 62.6889 | 223.95 | 0 | 0 | 0 | 0 | 0 | 365.44 | 41606.61 | 0 | 0 | 0 | 0 | 9.62 | 0 | 165.36 | 17.08 | 0 | 0 | 68.2757 | 0 | 0 | 0 | 0 | 0 | 0 | 17.0765 | 0 | 0 | 365.4372 | 17.0765 | 0
4421 | 0 | 0 | 6.03 | 0 | 0 | 0 | 0 | 0 | 65.2628 | 156.25 | 0 | 0 | 0 | 0 | 0 | 365.44 | 41241.18 | 0 | 0 | 0 | 0 | 8.72 | 0 | 148.13 | 17.08 | 0 | 0 | 71.2878 | 0 | 0 | 0 | 0 | 0 | 0 | 17.0765 | 0 | 0 | 365.4372 | 17.0765 | 0
4422 | 0 | 0 | 7.15 | 0 | 0 | 0 | 0 | 0 | 69.1092 | 84.57 | 0 | 0 | 0 | 0 | 0 | 365.44 | 40875.74 | 0 | 0 | 0 | 0 | 7.79 | 0 | 130.49 | 17.08 | 0 | 0 | 75.3041 | 0.95311 | 0 | 0 | 0 | 0 | 0 | 17.0765 | 0 | 0 | 365.4372 | 17.0765 | 0
4423 | 0 | 0 | 8.35 | 0 | 0 | 0 | 0 | 0 | 74.8835 | 6.89 | 0 | 0 | 0 | 0 | 0 | 365.44 | 40510.3 | 0 | 0 | 0 | 0 | 6.89 | 0 | 113.44 | 17.08 | 0 | 0 | 81.3284 | 1.9062 | 0 | 0 | 0 | 0 | 0 | 17.0765 | 0 | 0 | 365.4372 | 17.0765 | 0
4424 | 10.2 | 485.91 | 9.4 | 0 | 0 | 0 | 0 | 157.14 | 0 | 158.37 | 0 | 0 | 0 | 257.95 | 0 | 184.87 | 40325.43 | 0 | 0 | 1.26 | 0 | 7.26 | 0 | 97.81 | 17.08 | 0 | 0 | 85.3446 | 3.8124 | 0 | 0 | 0 | 0 | 0 | 17.0765 | 0 | 0 | 365.4372 | 17.0765 | 0
4425 | 16.97 | 758.27 | 10.24 | 0 | 0 | 0 | 0 | 157.14 | 0 | 309.85 | 0 | 0 | 0 | 533.04 | 7.69 | 0 | 40333.12 | 0 | 0 | 1.22 | 0 | 7.88 | 0 | 87.41 | 17.08 | 0 | 0 | 88.3568 | 5.7186 | 0 | 0 | 0 | 0 | 0 | 17.0765 | 0 | 0 | 365.4372 | 17.0765 | 0
4426 | 25.12 | 1044.23 | 10.2 | 0 | 0 | 0 | 0 | 157.14 | 0 | 461.33 | 0 | 0 | 0 | 786.86 | 185.37 | 0 | 40518.49 | 0 | 0 | 1.2 | 0 | 8.59 | 40.17 | 117.5 | 17.08 | 0 | 0 | 90.3649 | 3.8124 | 0 | 0 | 0 | 0 | 0 | 17.0765 | 0 | 0 | 365.4372 | 17.0765 | 0
4427 | 30.47 | 1211.12 | 9.96 | 0 | 0 | 0 | 0 | 157.14 | 0 | 612.81 | 0 | 0 | 0 | 958.42 | 305.46 | 0 | 40823.95 | 0 | 0 | 1.18 | 0 | 9.36 | 39.62 | 148.46 | 17.08 | 0 | 0 | 91.3689 | 3.8124 | 0 | 0 | 0 | 0 | 0 | 17.0765 | 0 | 0 | 365.4372 | 17.0765 | 0
4428 | 32.58 | 1273.07 | 9.7 | 0 | 0 | 0 | 0 | 157.14 | 0 | 764.29 | 0 | 0 | 0 | 1062.85 | 378.56 | 0 | 41202.5 | 0 | 0 | 1.19 | 0 | 10.31 | 0 | 145.03 | 17.08 | 0 | 0 | 90.3649 | 3.8124 | 0 | 0 | 0 | 0 | 0 | 17.0765 | 0 | 0 | 365.4372 | 17.0765 | 0
4429 | 32.89 | 1282.05 | 9.39 | 0 | 0 | 0 | 0 | 0 | 0 | 764.29 | 0 | 0 | 0 | 1188.69 | 466.65 | 0 | 41669.15 | 0 | 0 | 1.2 | 0 | 11.35 | 40.31 | 181.5 | 17.08 | 0 | 0 | 89.3608 | 4.7655 | 0 | 0 | 0 | 0 | 0 | 17.0765 | 0 | 0 | 365.4372 | 17.0765 | 0
4430 | 31.65 | 1245.93 | 9.01 | 0 | 0 | 0 | 0 | 0 | 0 | 764.29 | 0 | 0 | 0 | 1192.28 | 469.16 | 0 | 42138.31 | 0 | 0 | 1.18 | 0 | 12.41 | 0 | 180.34 | 17.08 | 0 | 0 | 88.3568 | 4.7655 | 0 | 0 | 0 | 0 | 0 | 17.0765 | 0 | 0 | 365.4372 | 17.0765 | 0
4431 | 28.01 | 1136.27 | 8.85 | 0 | 0 | 0 | 0 | 0 | 0 | 764.29 | 0 | 0 | 0 | 1040.86 | 363.17 | 0 | 42501.48 | 0 | 0 | 1.13 | 0 | 13.42 | 38.02 | 215.17 | 17.08 | 0 | 0 | 88.3568 | 4.7655 | 0 | 0 | 0 | 0 | 0 | 17.0765 | 0 | 0 | 365.4372 | 17.0765 | 0
4432 | 23.2 | 980.48 | 9.54 | 0 | 0 | 0 | 0 | 0 | 0 | 764.29 | 0 | 0 | 0 | 918.98 | 277.85 | 0 | 42779.33 | 0 | 0 | 1.12 | 0 | 14.44 | 0 | 214.29 | 17.08 | 0 | 0 | 88.3568 | 4.7655 | 0 | 0 | 0 | 0 | 0 | 17.0765 | 0 | 0 | 365.4372 | 17.0765 | 0
4433 | 17.58 | 781.03 | 10.54 | 0 | 0 | 0 | 0 | 0 | 0 | 764.29 | 0 | 0 | 0 | 675.27 | 107.25 | 0 | 42886.58 | 0 | 0 | 0.01 | 0 | 14.41 | 37.78 | 249.52 | 17.08 | 0 | 0 | 90.3649 | 5.7186 | 0 | 0 | 0 | 0 | 0 | 17.0765 | 0 | 0 | 365.4372 | 17.0765 | 0
4434 | 17.27 | 769.58 | 11.67 | 0 | 0 | 0 | 0 | 33.09 | 0 | 796.19 | 0 | 0 | 0 | 628.72 | 74.67 | 0 | 42961.25 | 0 | 0 | 1.12 | 0 | 15.32 | 37.55 | 282.12 | 17.08 | 0 | 0 | 91.3689 | 6.6717 | 0 | 0 | 0 | 0 | 0 | 17.0765 | 0 | 0 | 365.4372 | 17.0765 | 0
4435 | 5.2 | 260.44 | 12.9 | 0 | 0 | 0 | 0 | 157.14 | 0 | 947.67 | 0 | 0 | 0 | 18.22 | 0 | 352.69 | 42608.56 | 0 | 0 | 1.13 | 0 | 16 | 0 | 274.72 | 17.08 | 0 | 0 | 95.3851 | 6.6717 | 0 | 0 | 0 | 0 | 0 | 17.0765 | 0 | 0 | 365.4372 | 17.0765 | 0
4436 | 0 | 0 | 13.68 | 0 | 0 | 0 | 0 | 0 | 91.3486 | 852.91 | 0 | 0 | 0 | 0 | 0 | 365.44 | 42243.12 | 0 | 0 | 0 | 1.0925 | 14.37 | 0 | 265.7 | 17.08 | 0 | 0 | 100.4054 | 5.7186 | 0 | 0 | 0 | 0 | 0 | 17.0765 | 0 | 0 | 365.4372 | 17.0765 | 0
4437 | 0 | 0 | 14.14 | 0 | 0 | 0 | 0 | 0 | 92.0427 | 757.43 | 0 | 0 | 0 | 0 | 0 | 365.44 | 41877.69 | 0 | 0 | 0 | 0 | 13.78 | 0 | 254.5 | 17.08 | 0 | 0 | 101.4095 | 4.7655 | 0 | 0 | 0 | 0 | 0 | 17.0765 | 0 | 0 | 365.4372 | 17.0765 | 0
4438 | 0 | 0 | 13.96 | 0 | 0 | 0 | 0 | 0 | 84.2343 | 670.05 | 0 | 0 | 0 | 0 | 0 | 365.44 | 41512.25 | 0 | 0 | 0 | 0 | 13.11 | 0 | 241.8 | 17.08 | 0 | 0 | 94.3811 | 3.8124 | 0 | 0 | 0 | 0 | 0 | 17.0765 | 0 | 0 | 365.4372 | 17.0765 | 0
4439 | 0 | 0 | 13.81 | 0 | 0 | 0 | 0 | 0 | 72.3868 | 594.96 | 0 | 0 | 0 | 0 | 0 | 365.44 | 41146.81 | 0 | 0 | 0 | 0 | 12.39 | 0 | 228.06 | 17.08 | 0 | 0 | 83.3365 | 2.8593 | 0 | 0 | 0 | 0 | 0 | 17.0765 | 0 | 0 | 365.4372 | 17.0765 | 0
4440 | 0 | 0 | 13.72 | 0 | 0 | 0 | 0 | 0 | 62.2069 | 530.43 | 0 | 0 | 0 | 0 | 0 | 365.44 | 40781.38 | 0 | 0 | 0 | 1.2825 | 10.33 | 0 | 214.46 | 17.08 | 0 | 0 | 75.3041 | 1.9062 | 0 | 0 | 0 | 0 | 0 | 17.0765 | 0 | 0 | 365.4372 | 17.0765 | 0
4441 | 0 | 0 | 13.51 | 0 | 0 | 0 | 0 | 0 | 57.7243 | 470.54 | 0 | 0 | 0 | 0 | 0 | 365.44 | 40415.94 | 0 | 0 | 0 | 0 | 9.67 | 0 | 202.02 | 17.08 | 0 | 0 | 70.2838 | 0.95311 | 0 | 0 | 0 | 0 | 0 | 17.0765 | 0 | 0 | 365.4372 | 17.0765 | 0
4442 | 0 | 0 | 13.13 | 0 | 0 | 0 | 0 | 0 | 54.1382 | 414.38 | 0 | 0 | 0 | 0 | 0 | 365.44 | 40050.5 | 0 | 0 | 0 | 0 | 8.94 | 0 | 188.02 | 17.08 | 0 | 0 | 67.2716 | 0 | 0 | 0 | 0 | 0 | 0 | 17.0765 | 0 | 0 | 365.4372 | 17.0765 | 0
4443 | 0 | 0 | 12.84 | 0 | 0 | 0 | 0 | 0 | 52.4223 | 360 | 0 | 0 | 0 | 0 | 0 | 365.44 | 39685.06 | 0 | 0 | 0 | 1.007 | 6.99 | 0 | 171.25 | 17.08 | 0 | 0 | 66.2676 | 0 | 0 | 0 | 0 | 0 | 0 | 17.0765 | 0 | 0 | 365.4372 | 17.0765 | 0
4444 | 0 | 0 | 13.53 | 0 | 0 | 0 | 0 | 0 | 53.743 | 304.25 | 0 | 0 | 0 | 0 | 0 | 365.44 | 39319.63 | 0 | 0 | 0 | 0 | 6.06 | 0 | 153.54 | 17.08 | 0 | 0 | 67.2716 | 0 | 0 | 0 | 0 | 0 | 0 | 17.0765 | 0 | 0 | 365.4372 | 17.0765 | 0
4445 | 0 | 0 | 15.79 | 0 | 0 | 0 | 0 | 0 | 54.4949 | 247.73 | 0 | 0 | 0 | 0 | 0 | 365.44 | 38954.19 | 0 | 0 | 0 | 0 | 5.16 | 0 | 136.31 | 17.08 | 0 | 0 | 70.2838 | 0 | 0 | 0 | 0 | 0 | 0 | 17.0765 | 0 | 0 | 365.4372 | 17.0765 | 0
4446 | 0 | 0 | 18.79 | 0 | 0 | 0 | 0 | 0 | 57.464 | 188.11 | 0 | 0 | 0 | 0 | 0 | 365.44 | 38588.75 | 0 | 0 | 0 | 0 | 4.23 | 0 | 118.66 | 17.08 | 0 | 0 | 75.3041 | 0.95311 | 0 | 0 | 0 | 0 | 0 | 17.0765 | 0 | 0 | 365.4372 | 17.0765 | 0
4447 | 0 | 0 | 21.88 | 0 | 0 | 0 | 0 | 0 | 60.3464 | 125.51 | 0 | 0 | 0 | 0 | 0 | 365.44 | 38223.32 | 0 | 0 | 0 | 0 | 3.33 | 0 | 101.61 | 17.08 | 0 | 0 | 80.3243 | 1.9062 | 0 | 0 | 0 | 0 | 0 | 17.0765 | 0 | 0 | 365.4372 | 17.0765 | 0
4448 | 0.05 | 2.44 | 24.82 | 0 | 0 | 0 | 0 | 0 | 60.8573 | 62.38 | 0 | 0 | 0 | 0 | 0 | 365.44 | 37857.88 | 0 | 0 | 0 | 0 | 2.51 | 0 | 85.99 | 17.08 | 0 | 0 | 84.3406 | 3.8124 | 0 | 0 | 0 | 0 | 0 | 17.0765 | 0 | 0 | 365.4372 | 17.0765 | 0
4449 | 0.75 | 39.52 | 27.6 | 0 | 0 | 0 | 0 | 0 | 18.4895 | 43.2 | 0 | 0 | 0 | 0 | 0 | 381.86 | 37476.02 | 16.42 | 7.7174 | 0 | 0 | 1.96 | 0 | 75.59 | 17.08 | 0 | 0 | 88.3568 | 5.7186 | 0 | 0 | 0 | 0 | 0 | 17.0765 | 0 | 0 | 365.4372 | 17.0765 | 0
4450 | 1.18 | 61.48 | 28.92 | 0 | 0 | 0 | 0 | 0 | 2.6028 | 40.5 | 0 | 0 | 0 | 0 | 0 | 365.44 | 37110.59 | 0 | 0 | 0 | 0 | 1.53 | 0 | 67.52 | 17.08 | 0 | 0 | 90.3649 | 3.8124 | 0 | 0 | 0 | 0 | 0 | 17.0765 | 0 | 0 | 365.4372 | 17.0765 | 0
4451 | 0.46 | 23.98 | 29.57 | 0 | 0 | 0 | 0 | 0 | 39.042 | 0 | 0 | 0 | 0 | 0 | 0 | 365.44 | 36745.15 | 0 | 0 | 0 | 1.121 | 0 | 0 | 60.83 | 17.08 | 0 | 0 | 90.3649 | 3.8124 | 0 | 0 | 0 | 0 | 0 | 17.0765 | 0 | 0 | 365.4372 | 17.0765 | 0
4452 | 1.21 | 63.31 | 30.58 | 0 | 0 | 0 | 0 | 0.86 | 0 | 0.83 | 0 | 0 | 0 | 0 | 0 | 365.44 | 36379.71 | 0 | 0 | 1.07 | 0 | 0.83 | 0 | 57.4 | 17.08 | 0 | 0 | 89.3608 | 3.8124 | 0 | 0 | 0 | 0 | 0 | 17.0765 | 0 | 0 | 365.4372 | 17.0765 | 0
4453 | 2.1 | 108.49 | 31.7 | 0 | 0 | 0 | 0 | 7.64 | 0 | 8.2 | 0 | 0 | 0 | 0 | 0 | 365.44 | 36014.28 | 0 | 0 | 1.2 | 0 | 1.88 | 40.31 | 93.88 | 17.08 | 0 | 0 | 88.3568 | 4.7655 | 0 | 0 | 0 | 0 | 0 | 17.0765 | 0 | 0 | 365.4372 | 17.0765 | 0
4454 | 2.91 | 149.37 | 32.98 | 0 | 0 | 0 | 0 | 0 | 0 | 8.2 | 0 | 0 | 0 | 91.96 | 0 | 301.06 | 35713.21 | 0 | 0 | 1.18 | 0 | 2.94 | 0 | 92.71 | 17.08 | 0 | 0 | 87.3527 | 4.7655 | 0 | 0 | 0 | 0 | 0 | 17.0765 | 0 | 0 | 365.4372 | 17.0765 | 0
4455 | 4.67 | 235.47 | 34.56 | 0 | 0 | 0 | 0 | 143.43 | 0 | 146.47 | 0 | 0 | 0 | 0 | 0 | 365.44 | 35347.77 | 0 | 0 | 1.13 | 0 | 3.95 | 38.02 | 127.54 | 17.08 | 0 | 0 | 87.3527 | 4.7655 | 0 | 0 | 0 | 0 | 0 | 17.0765 | 0 | 0 | 365.4372 | 17.0765 | 0
4456 | 5.63 | 280.85 | 36.3 | 0 | 0 | 0 | 0 | 157.14 | 0 | 297.95 | 0 | 0 | 0 | 33.88 | 0 | 341.72 | 35006.05 | 0 | 0 | 1.12 | 0 | 4.97 | 37.52 | 162.3 | 17.08 | 0 | 0 | 88.3568 | 4.7655 | 0 | 0 | 0 | 0 | 0 | 17.0765 | 0 | 0 | 365.4372 | 17.0765 | 0
4457 | 5.61 | 279.93 | 38.07 | 0 | 0 | 0 | 0 | 157.14 | 0 | 449.43 | 0 | 0 | 0 | 32.49 | 0 | 342.7 | 34663.36 | 0 | 0 | 1.13 | 0 | 6 | 37.78 | 197.54 | 17.08 | 0 | 0 | 89.3608 | 5.7186 | 0 | 0 | 0 | 0 | 0 | 17.0765 | 0 | 0 | 365.4372 | 17.0765 | 0
4458 | 6.18 | 306.55 | 38.92 | 0 | 0 | 0 | 0 | 0 | 0 | 449.43 | 0 | 0 | 0 | 214.93 | 0 | 214.98 | 34448.37 | 0 | 0 | 1.12 | 0 | 6.91 | 37.55 | 230.13 | 17.08 | 0 | 0 | 91.3689 | 6.6717 | 0 | 0 | 0 | 0 | 0 | 17.0765 | 0 | 0 | 365.4372 | 17.0765 | 0
4459 | 3.21 | 164.36 | 39.23 | 0 | 0 | 0 | 0 | 29.41 | 0 | 477.78 | 0 | 0 | 0 | 75.21 | 0 | 312.79 | 34135.58 | 0 | 0 | 1.13 | 0 | 7.59 | 0 | 222.74 | 17.08 | 0 | 0 | 94.3811 | 6.6717 | 0 | 0 | 0 | 0 | 0 | 17.0765 | 0 | 0 | 365.4372 | 17.0765 | 0
4460 | 0 | 0 | 39.44 | 0 | 0 | 0 | 0 | 0 | 66.6799 | 408.6 | 0 | 0 | 0 | 0 | 0 | 365.44 | 33770.15 | 0 | 0 | 0 | 0 | 7.12 | 0 | 213.71 | 17.08 | 0 | 0 | 100.4054 | 5.7186 | 0 | 0 | 0 | 0 | 0 | 17.0765 | 0 | 0 | 365.4372 | 17.0765 | 0
4461 | 0 | 0 | 39.19 | 0 | 0 | 0 | 0 | 0 | 66.9787 | 339.12 | 0 | 0 | 0 | 0 | 0 | 365.44 | 33404.71 | 0 | 0 | 0 | 0 | 6.53 | 0 | 202.52 | 17.08 | 0 | 0 | 101.4095 | 4.7655 | 0 | 0 | 0 | 0 | 0 | 17.0765 | 0 | 0 | 365.4372 | 17.0765 | 0
4462 | 0 | 0 | 39.71 | 0 | 0 | 0 | 0 | 0 | 58.4859 | 278.45 | 0 | 0 | 0 | 0 | 0 | 365.44 | 33039.27 | 0 | 0 | 0 | 0 | 5.86 | 0 | 189.81 | 17.08 | 0 | 0 | 94.3811 | 3.8124 | 0 | 0 | 0 | 0 | 0 | 17.0765 | 0 | 0 | 365.4372 | 17.0765 | 0
4463 | 0 | 0 | 40.84 | 0 | 0 | 0 | 0 | 0 | 45.3562 | 231.4 | 0 | 0 | 0 | 0 | 0 | 365.44 | 32673.83 | 0 | 0 | 0 | 0 | 5.14 | 0 | 176.08 | 17.08 | 0 | 0 | 83.3365 | 2.8593 | 0 | 0 | 0 | 0 | 0 | 17.0765 | 0 | 0 | 365.4372 | 17.0765 | 0
4464 | 0 | 0 | 42.05 | 0 | 0 | 0 | 0 | 0 | 35.3884 | 194.69 | 0 | 0 | 0 | 0 | 0 | 365.44 | 32308.4 | 0 | 0 | 0.23 | 0 | 4.64 | 0 | 162.48 | 17.08 | 0 | 0 | 75.3041 | 1.9062 | 0 | 0 | 0 | 0 | 0 | 17.0765 | 0 | 0 | 365.4372 | 17.0765 | 0
4465 | 0 | 0 | 43.48 | 0 | 0 | 0 | 0 | 0 | 29.1321 | 164.47 | 0 | 0 | 0 | 0 | 0 | 365.44 | 31942.96 | 0 | 0 | 1.37 | 0 | 5.28 | 0 | 150.04 | 17.08 | 0 | 0 | 70.2838 | 0.95311 | 0 | 0 | 0 | 0 | 0 | 17.0765 | 0 | 0 | 365.4372 | 17.0765 | 0
4466 | 0 | 0 | 45.39 | 0 | 0 | 0 | 0 | 0 | 21.8828 | 141.77 | 0 | 0 | 0 | 0 | 0 | 365.44 | 31577.52 | 0 | 0 | 0 | 0 | 4.55 | 0 | 136.04 | 17.08 | 0 | 0 | 67.2716 | 0 | 0 | 0 | 0 | 0 | 0 | 17.0765 | 0 | 0 | 365.4372 | 17.0765 | 0
4467 | 0 | 0 | 47.18 | 0 | 0 | 0 | 0 | 0 | 19.0872 | 121.96 | 0 | 0 | 0 | 0 | 0 | 365.44 | 31212.09 | 0 | 0 | 0 | 0 | 3.66 | 0 | 119.26 | 17.08 | 0 | 0 | 66.2676 | 0 | 0 | 0 | 0 | 0 | 0 | 17.0765 | 0 | 0 | 365.4372 | 17.0765 | 0
4468 | 0 | 0 | 46.77 | 0 | 0 | 0 | 0 | 0 | 18.4992 | 102.78 | 0 | 0 | 0 | 0 | 0 | 365.44 | 30846.65 | 0 | 0 | 0 | 0 | 2.73 | 0 | 101.55 | 17.08 | 0 | 0 | 65.2635 | 0 | 0 | 0 | 0 | 0 | 0 | 17.0765 | 0 | 0 | 365.4372 | 17.0765 | 0
4469 | 0 | 0 | 44.74 | 0 | 0 | 0 | 0 | 0 | 23.5312 | 78.36 | 0 | 0 | 0 | 0 | 0 | 365.44 | 30481.21 | 0 | 0 | 0 | 0 | 1.83 | 0 | 84.33 | 17.08 | 0 | 0 | 68.2757 | 0 | 0 | 0 | 0 | 0 | 0 | 17.0765 | 0 | 0 | 365.4372 | 17.0765 | 0
4470 | 0 | 0 | 41.41 | 0 | 0 | 0 | 0 | 0 | 32.8338 | 44.3 | 0 | 0 | 0 | 0 | 0 | 365.44 | 30115.77 | 0 | 0 | 0 | 0 | 0.9 | 0 | 66.68 | 17.08 | 0 | 0 | 73.296 | 0.95311 | 0 | 0 | 0 | 0 | 0 | 17.0765 | 0 | 0 | 365.4372 | 17.0765 | 0
4471 | 0 | 0 | 37.87 | 0 | 0 | 0 | 0 | 0 | 42.3485 | 0.37 | 0 | 0 | 0 | 0 | 0 | 365.44 | 29750.34 | 0 | 0 | 0 | 0 | 0 | 0 | 49.63 | 17.08 | 0 | 0 | 78.3162 | 1.9062 | 0 | 0 | 0 | 0 | 0 | 17.0765 | 0 | 0 | 365.4372 | 17.0765 | 0
4472 | 4.95 | 248.79 | 34.88 | 0 | 0 | 0 | 0 | 0 | 0 | 0.37 | 0 | 0 | 0 | 158.1 | 0 | 254.77 | 29495.57 | 0 | 0 | 1.26 | 0 | 0.37 | 42.12 | 74.02 | 17.08 | 0 | 0 | 83.3365 | 3.8124 | 0 | 0 | 0 | 0 | 0 | 17.0765 | 0 | 0 | 365.4372 | 17.0765 | 0
4473 | 16.93 | 756.75 | 32.06 | 0 | 0 | 0 | 0 | 157.14 | 0 | 151.85 | 0 | 0 | 0 | 514.34 | 0 | 5.4 | 29490.17 | 0 | 0 | 1.22 | 0 | 0.99 | 40.97 | 102.55 | 17.08 | 0 | 0 | 86.3487 | 5.7186 | 0 | 0 | 0 | 0 | 0 | 17.0765 | 0 | 0 | 365.4372 | 17.0765 | 0
4474 | 24.01 | 1007.59 | 30.78 | 0 | 0 | 0 | 0 | 39.85 | 0 | 190.27 | 0 | 0 | 0 | 930.16 | 285.68 | 0 | 29775.85 | 0 | 0 | 1.2 | 0 | 1.7 | 0 | 94.47 | 17.08 | 0 | 0 | 87.3527 | 3.8124 | 0 | 0 | 0 | 0 | 0 | 17.0765 | 0 | 0 | 365.4372 | 17.0765 | 0
4475 | 28.28 | 1144.63 | 31.27 | 0 | 0 | 0 | 0 | 157.14 | 0 | 341.75 | 0 | 0 | 0 | 915.07 | 275.11 | 0 | 30050.95 | 0 | 0 | 1.18 | 0 | 2.47 | 39.62 | 125.43 | 17.08 | 0 | 0 | 87.3527 | 3.8124 | 0 | 0 | 0 | 0 | 0 | 17.0765 | 0 | 0 | 365.4372 | 17.0765 | 0
4476 | 29.93 | 1195 | 32.42 | 0 | 0 | 0 | 0 | 157.14 | 0 | 493.23 | 0 | 0 | 0 | 1008.87 | 340.77 | 0 | 30391.73 | 0 | 0 | 1.19 | 0 | 3.42 | 0 | 122 | 17.08 | 0 | 0 | 86.3487 | 3.8124 | 0 | 0 | 0 | 0 | 0 | 17.0765 | 0 | 0 | 365.4372 | 17.0765 | 0
4477 | 29.72 | 1188.6 | 33.34 | 0 | 0 | 0 | 0 | 0 | 0 | 493.23 | 0 | 0 | 0 | 1161.35 | 447.51 | 0 | 30839.24 | 0 | 0 | 1.2 | 0 | 4.47 | 0 | 120.18 | 17.08 | 0 | 0 | 84.3406 | 4.7655 | 0 | 0 | 0 | 0 | 0 | 17.0765 | 0 | 0 | 365.4372 | 17.0765 | 0
4478 | 27.8 | 1129.82 | 34.05 | 0 | 0 | 0 | 0 | 0 | 0 | 493.23 | 0 | 0 | 0 | 1062.91 | 378.6 | 0 | 31217.83 | 0 | 0 | 1.18 | 0 | 5.52 | 39.49 | 156.52 | 17.08 | 0 | 0 | 83.3365 | 4.7655 | 0 | 0 | 0 | 0 | 0 | 17.0765 | 0 | 0 | 365.4372 | 17.0765 | 0
4479 | 25.91 | 1069.67 | 34.86 | 0 | 0 | 0 | 0 | 157.14 | 0 | 644.71 | 0 | 0 | 0 | 884.06 | 253.41 | 0 | 31471.24 | 0 | 0 | 1.13 | 0 | 6.53 | 0 | 155.24 | 17.08 | 0 | 0 | 83.3365 | 4.7655 | 0 | 0 | 0 | 0 | 0 | 17.0765 | 0 | 0 | 365.4372 | 17.0765 | 0
4480 | 23.09 | 976.63 | 35.14 | 0 | 0 | 0 | 0 | 0 | 0 | 644.71 | 0 | 0 | 0 | 908.11 | 270.24 | 0 | 31741.48 | 0 | 0 | 1.12 | 0 | 7.55 | 37.52 | 190 | 17.08 | 0 | 0 | 83.3365 | 4.7655 | 0 | 0 | 0 | 0 | 0 | 17.0765 | 0 | 0 | 365.4372 | 17.0765 | 0
4481 | 19.7 | 858.82 | 34.78 | 0 | 0 | 0 | 0 | 0 | 0 | 644.71 | 0 | 0 | 0 | 783.33 | 182.9 | 0 | 31924.38 | 0 | 0 | 1.13 | 0 | 8.59 | 37.78 | 225.24 | 17.08 | 0 | 0 | 85.3446 | 5.7186 | 0 | 0 | 0 | 0 | 0 | 17.0765 | 0 | 0 | 365.4372 | 17.0765 | 0
4482 | 19.59 | 854.68 | 33.75 | 0 | 0 | 0 | 0 | 157.14 | 0 | 796.19 | 0 | 0 | 0 | 655.74 | 93.58 | 0 | 32017.96 | 0 | 0 | 1.12 | 0 | 9.49 | 0 | 222.15 | 17.08 | 0 | 0 | 87.3527 | 6.6717 | 0 | 0 | 0 | 0 | 0 | 17.0765 | 0 | 0 | 365.4372 | 17.0765 | 0
4483 | 5.78 | 288.03 | 32.33 | 0 | 0 | 0 | 0 | 157.14 | 0 | 947.67 | 0 | 0 | 0 | 30.96 | 0 | 343.76 | 31674.19 | 0 | 0 | 1.13 | 0 | 10.18 | 37.87 | 250.74 | 17.08 | 0 | 0 | 92.373 | 6.6717 | 0 | 0 | 0 | 0 | 0 | 17.0765 | 0 | 0 | 365.4372 | 17.0765 | 0
4484 | 0 | 0 | 30.81 | 0 | 0 | 0 | 0 | 0 | 73.3026 | 871.63 | 0 | 0 | 0 | 0 | 0 | 365.44 | 31308.76 | 0 | 0 | 0 | 0 | 9.7 | 0 | 241.71 | 17.08 | 0 | 0 | 98.3973 | 5.7186 | 0 | 0 | 0 | 0 | 0 | 17.0765 | 0 | 0 | 365.4372 | 17.0765 | 0
4485 | 0 | 0 | 29.64 | 0 | 0 | 0 | 0 | 0 | 74.5268 | 794.32 | 0 | 0 | 0 | 0 | 0 | 365.44 | 30943.32 | 0 | 0 | 0 | 0 | 9.11 | 0 | 230.52 | 17.08 | 0 | 0 | 99.4014 | 4.7655 | 0 | 0 | 0 | 0 | 0 | 17.0765 | 0 | 0 | 365.4372 | 17.0765 | 0
4486 | 0 | 0 | 29.98 | 0 | 0 | 0 | 0 | 0 | 67.2101 | 724.6 | 0 | 0 | 0 | 0 | 0 | 365.44 | 30577.88 | 0 | 0 | 0 | 0 | 8.44 | 0 | 217.81 | 17.08 | 0 | 0 | 93.377 | 3.8124 | 0 | 0 | 0 | 0 | 0 | 17.0765 | 0 | 0 | 365.4372 | 17.0765 | 0
4487 | 0 | 0 | 31.24 | 0 | 0 | 0 | 0 | 0 | 53.9551 | 668.63 | 0 | 0 | 0 | 0 | 0 | 365.44 | 30212.44 | 0 | 0 | 0 | 0 | 7.72 | 0 | 204.08 | 17.08 | 0 | 0 | 82.3324 | 2.8593 | 0 | 0 | 0 | 0 | 0 | 17.0765 | 0 | 0 | 365.4372 | 17.0765 | 0
4488 | 0 | 0 | 33.05 | 0 | 0 | 0 | 0 | 0 | 43.1583 | 623.86 | 0 | 0 | 0 | 0 | 0 | 365.44 | 29847.01 | 0 | 0 | 0 | 0 | 7 | 0 | 190.48 | 17.08 | 0 | 0 | 74.3 | 1.9062 | 0 | 0 | 0 | 0 | 0 | 17.0765 | 0 | 0 | 365.4372 | 17.0765 | 0
4489 | 0 | 0 | 35.28 | 0 | 0 | 0 | 0 | 0 | 34.9546 | 587.6 | 0 | 0 | 0 | 0 | 0 | 365.44 | 29481.57 | 0 | 0 | 0 | 0 | 6.35 | 0 | 178.04 | 17.08 | 0 | 0 | 69.2797 | 0.95311 | 0 | 0 | 0 | 0 | 0 | 17.0765 | 0 | 0 | 365.4372 | 17.0765 | 0
4490 | 0 | 0 | 37.87 | 0 | 0 | 0 | 0 | 0 | 28.3994 | 558.14 | 0 | 0 | 0 | 0 | 0 | 365.44 | 29116.13 | 0 | 0 | 0 | 0 | 5.61 | 0 | 164.04 | 17.08 | 0 | 0 | 66.2676 | 0 | 0 | 0 | 0 | 0 | 0 | 17.0765 | 0 | 0 | 365.4372 | 17.0765 | 0
4491 | 0 | 0 | 40.17 | 0 | 0 | 0 | 0 | 0 | 24.0904 | 533.15 | 0 | 0 | 0 | 0 | 0 | 365.44 | 28750.7 | 0 | 0 | 0 | 0 | 4.73 | 0 | 147.26 | 17.08 | 0 | 0 | 64.2595 | 0 | 0 | 0 | 0 | 0 | 0 | 17.0765 | 0 | 0 | 365.4372 | 17.0765 | 0
4492 | 0 | 0 | 40.83 | 0 | 0 | 0 | 0 | 0 | 25.44 | 506.76 | 0 | 0 | 0 | 0 | 0 | 365.44 | 28385.26 | 0 | 0 | 0 | 0 | 3.8 | 0 | 129.55 | 17.08 | 0 | 0 | 66.2676 | 0 | 0 | 0 | 0 | 0 | 0 | 17.0765 | 0 | 0 | 365.4372 | 17.0765 | 0
4493 | 0 | 0 | 40.7 | 0 | 0 | 0 | 0 | 0 | 28.573 | 477.12 | 0 | 0 | 0 | 0 | 0 | 365.44 | 28019.82 | 0 | 0 | 0 | 0 | 2.89 | 0 | 112.33 | 17.08 | 0 | 0 | 69.2797 | 0 | 0 | 0 | 0 | 0 | 0 | 17.0765 | 0 | 0 | 365.4372 | 17.0765 | 0
4494 | 0 | 0 | 40.27 | 0 | 0 | 0 | 0 | 0 | 34.9836 | 440.83 | 0 | 0 | 0 | 0 | 0 | 365.44 | 27654.38 | 0 | 0 | 0 | 0 | 1.96 | 0 | 94.68 | 17.08 | 0 | 0 | 74.3 | 0.95311 | 0 | 0 | 0 | 0 | 0 | 17.0765 | 0 | 0 | 365.4372 | 17.0765 | 0
4495 | 0 | 0 | 39.91 | 0 | 0 | 0 | 0 | 0 | 41.317 | 397.97 | 0 | 0 | 0 | 0 | 0 | 365.44 | 27288.95 | 0 | 0 | 0 | 0 | 1.07 | 0 | 77.63 | 17.08 | 0 | 0 | 79.3203 | 1.9062 | 0 | 0 | 0 | 0 | 0 | 17.0765 | 0 | 0 | 365.4372 | 17.0765 | 0
4496 | 5.19 | 260.1 | 39.68 | 0 | 0 | 0 | 0 | 157.14 | 0 | 549.45 | 0 | 0 | 0 | 59.42 | 0 | 323.84 | 26965.11 | 0 | 0 | 1.26 | 0 | 1.44 | 0 | 62.01 | 17.08 | 0 | 0 | 83.3365 | 3.8124 | 0 | 0 | 0 | 0 | 0 | 17.0765 | 0 | 0 | 365.4372 | 17.0765 | 0
4497 | 17.27 | 769.58 | 39.94 | 0 | 0 | 0 | 0 | 0 | 0 | 549.45 | 0 | 0 | 0 | 692.53 | 119.33 | 0 | 27084.44 | 0 | 0 | 1.22 | 0 | 2.05 | 40.97 | 90.53 | 17.08 | 0 | 0 | 86.3487 | 5.7186 | 0 | 0 | 0 | 0 | 0 | 17.0765 | 0 | 0 | 365.4372 | 17.0765 | 0
4498 | 24.44 | 1021.87 | 40.19 | 0 | 0 | 0 | 0 | 0 | 0 | 549.45 | 0 | 0 | 0 | 993.12 | 329.75 | 0 | 27414.19 | 0 | 0 | 1.2 | 0 | 2.77 | 0 | 82.46 | 17.08 | 0 | 0 | 88.3568 | 3.8124 | 0 | 0 | 0 | 0 | 0 | 17.0765 | 0 | 0 | 365.4372 | 17.0765 | 0
4499 | 28.84 | 1161.86 | 40.55 | 0 | 0 | 0 | 0 | 157.14 | 0 | 700.93 | 0 | 0 | 0 | 942.13 | 294.06 | 0 | 27708.24 | 0 | 0 | 1.18 | 0 | 3.54 | 39.62 | 113.42 | 17.08 | 0 | 0 | 87.3527 | 3.8124 | 0 | 0 | 0 | 0 | 0 | 17.0765 | 0 | 0 | 365.4372 | 17.0765 | 0
4500 | 32.38 | 1267.39 | 40.81 | 0 | 0 | 0 | 0 | 0 | 0 | 700.93 | 0 | 0 | 0 | 1249.24 | 509.03 | 0 | 28217.28 | 0 | 0 | 1.19 | 0 | 4.48 | 0 | 109.98 | 17.08 | 0 | 0 | 86.3487 | 3.8124 | 0 | 0 | 0 | 0 | 0 | 17.0765 | 0 | 0 | 365.4372 | 17.0765 | 0
4501 | 34.02 | 1314.22 | 40.4 | 0 | 0 | 0 | 0 | 0 | 0 | 700.93 | 0 | 0 | 0 | 1258.02 | 515.18 | 0 | 28732.45 | 0 | 0 | 1.2 | 0 | 5.53 | 40.31 | 146.46 | 17.08 | 0 | 0 | 84.3406 | 4.7655 | 0 | 0 | 0 | 0 | 0 | 17.0765 | 0 | 0 | 365.4372 | 17.0765 | 0
4502 | 34.16 | 1318.09 | 39.24 | 0 | 0 | 0 | 0 | 157.14 | 0 | 852.41 | 0 | 0 | 0 | 1105.59 | 408.47 | 0 | 29140.92 | 0 | 0 | 1.18 | 0 | 6.59 | 39.49 | 182.81 | 17.08 | 0 | 0 | 83.3365 | 4.7655 | 0 | 0 | 0 | 0 | 0 | 17.0765 | 0 | 0 | 365.4372 | 17.0765 | 0
4503 | 30.91 | 1224.19 | 38.42 | 0 | 0 | 0 | 0 | 0 | 0 | 852.41 | 0 | 0 | 0 | 1204.28 | 477.56 | 0 | 29618.48 | 0 | 0 | 1.13 | 0 | 7.6 | 0 | 181.52 | 17.08 | 0 | 0 | 83.3365 | 4.7655 | 0 | 0 | 0 | 0 | 0 | 17.0765 | 0 | 0 | 365.4372 | 17.0765 | 0
4504 | 26.59 | 1091.49 | 38.21 | 0 | 0 | 0 | 0 | 0 | 0 | 852.41 | 0 | 0 | 0 | 1067.06 | 381.51 | 0 | 29999.99 | 0 | 0 | 1.12 | 0 | 8.62 | 0 | 180.64 | 17.08 | 0 | 0 | 83.3365 | 4.7655 | 0 | 0 | 0 | 0 | 0 | 17.0765 | 0 | 0 | 365.4372 | 17.0765 | 0
4505 | 21.42 | 919.63 | 38.39 | 0 | 0 | 0 | 0 | 0 | 0 | 852.41 | 0 | 0 | 0 | 849.48 | 229.2 | 0 | 30229.19 | 0 | 0 | 1.13 | 0 | 9.65 | 37.78 | 215.88 | 17.08 | 0 | 0 | 85.3446 | 5.7186 | 0 | 0 | 0 | 0 | 0 | 17.0765 | 0 | 0 | 365.4372 | 17.0765 | 0
4506 | 21.44 | 920.32 | 38.22 | 0 | 0 | 0 | 0 | 0 | 0 | 852.41 | 0 | 0 | 0 | 884.84 | 253.95 | 0 | 30483.14 | 0 | 0 | 1.12 | 0 | 10.56 | 0 | 212.79 | 17.08 | 0 | 0 | 87.3527 | 6.6717 | 0 | 0 | 0 | 0 | 0 | 17.0765 | 0 | 0 | 365.4372 | 17.0765 | 0
4507 | 6.3 | 312.04 | 36.55 | 0 | 0 | 0 | 0 | 0 | 0 | 852.41 | 0 | 0 | 0 | 216.84 | 0 | 213.65 | 30269.49 | 0 | 0 | 1.13 | 0 | 11.24 | 37.87 | 241.38 | 17.08 | 0 | 0 | 92.373 | 6.6717 | 0 | 0 | 0 | 0 | 0 | 17.0765 | 0 | 0 | 365.4372 | 17.0765 | 0
4508 | 0 | 0 | 34.94 | 0 | 0 | 0 | 0 | 0 | 69.1766 | 780.65 | 0 | 0 | 0 | 0 | 0 | 365.44 | 29904.05 | 0 | 0 | 0 | 0 | 10.77 | 0 | 232.35 | 17.08 | 0 | 0 | 98.3973 | 5.7186 | 0 | 0 | 0 | 0 | 0 | 17.0765 | 0 | 0 | 365.4372 | 17.0765 | 0
4509 | 0 | 0 | 33.23 | 0 | 0 | 0 | 0 | 0 | 70.9408 | 707.06 | 0 | 0 | 0 | 0 | 0 | 365.44 | 29538.61 | 0 | 0 | 0 | 0 | 10.18 | 0 | 221.16 | 17.08 | 0 | 0 | 99.4014 | 4.7655 | 0 | 0 | 0 | 0 | 0 | 17.0765 | 0 | 0 | 365.4372 | 17.0765 | 0
4510 | 0 | 0 | 33.55 | 0 | 0 | 0 | 0 | 0 | 63.6336 | 641.05 | 0 | 0 | 0 | 0 | 0 | 365.44 | 29173.17 | 0 | 0 | 0 | 0 | 9.51 | 0 | 208.45 | 17.08 | 0 | 0 | 93.377 | 3.8124 | 0 | 0 | 0 | 0 | 0 | 17.0765 | 0 | 0 | 365.4372 | 17.0765 | 0
4511 | 0 | 0 | 34.5 | 0 | 0 | 0 | 0 | 0 | 50.6968 | 588.46 | 0 | 0 | 0 | 0 | 0 | 365.44 | 28807.74 | 0 | 0 | 0 | 0 | 8.79 | 0 | 194.71 | 17.08 | 0 | 0 | 82.3324 | 2.8593 | 0 | 0 | 0 | 0 | 0 | 17.0765 | 0 | 0 | 365.4372 | 17.0765 | 0
4512 | 0 | 0 | 35.17 | 0 | 0 | 0 | 0 | 0 | 41.0375 | 545.89 | 0 | 0 | 0 | 0 | 0 | 365.44 | 28442.3 | 0 | 0 | 0 | 0 | 8.07 | 0 | 181.12 | 17.08 | 0 | 0 | 74.3 | 1.9062 | 0 | 0 | 0 | 0 | 0 | 17.0765 | 0 | 0 | 365.4372 | 17.0765 | 0
4513 | 0 | 0 | 36.02 | 0 | 0 | 0 | 0 | 0 | 34.2124 | 510.4 | 0 | 0 | 0 | 0 | 0 | 365.44 | 28076.86 | 0 | 0 | 0 | 0 | 7.42 | 0 | 168.68 | 17.08 | 0 | 0 | 69.2797 | 0.95311 | 0 | 0 | 0 | 0 | 0 | 17.0765 | 0 | 0 | 365.4372 | 17.0765 | 0
4514 | 0 | 0 | 37.48 | 0 | 0 | 0 | 0 | 0 | 28.7947 | 480.53 | 0 | 0 | 0 | 0 | 0 | 365.44 | 27711.43 | 0 | 0 | 0 | 0 | 6.68 | 0 | 154.68 | 17.08 | 0 | 0 | 66.2676 | 0 | 0 | 0 | 0 | 0 | 0 | 17.0765 | 0 | 0 | 365.4372 | 17.0765 | 0
4515 | 0 | 0 | 39.33 | 0 | 0 | 0 | 0 | 0 | 24.929 | 454.67 | 0 | 0 | 0 | 0 | 0 | 365.44 | 27345.99 | 0 | 0 | 0 | 0 | 5.8 | 0 | 137.9 | 17.08 | 0 | 0 | 64.2595 | 0 | 0 | 0 | 0 | 0 | 0 | 17.0765 | 0 | 0 | 365.4372 | 17.0765 | 0
4516 | 0 | 0 | 39.18 | 0 | 0 | 0 | 0 | 0 | 27.0884 | 426.56 | 0 | 0 | 0 | 0 | 0 | 365.44 | 26980.55 | 0 | 0 | 0 | 0 | 4.86 | 0 | 120.19 | 17.08 | 0 | 0 | 66.2676 | 0 | 0 | 0 | 0 | 0 | 0 | 17.0765 | 0 | 0 | 365.4372 | 17.0765 | 0
4517 | 0 | 0 | 38.49 | 0 | 0 | 0 | 0 | 0 | 32.7953 | 392.54 | 0 | 0 | 0 | 0 | 0 | 365.44 | 26615.11 | 0 | 0 | 0 | 0 | 3.96 | 0 | 102.97 | 17.08 | 0 | 0 | 71.2878 | 0 | 0 | 0 | 0 | 0 | 0 | 17.0765 | 0 | 0 | 365.4372 | 17.0765 | 0
4518 | 0 | 0 | 38.49 | 0 | 0 | 0 | 0 | 0 | 37.7695 | 353.36 | 0 | 0 | 0 | 0 | 0 | 365.44 | 26249.68 | 0 | 0 | 0 | 0 | 3.03 | 0 | 85.32 | 17.08 | 0 | 0 | 75.3041 | 0.95311 | 0 | 0 | 0 | 0 | 0 | 17.0765 | 0 | 0 | 365.4372 | 17.0765 | 0
4519 | 0 | 0 | 38.32 | 0 | 0 | 0 | 0 | 0 | 44.9128 | 306.77 | 0 | 0 | 0 | 0 | 0 | 365.44 | 25884.24 | 0 | 0 | 0 | 0 | 2.13 | 0 | 68.27 | 17.08 | 0 | 0 | 81.3284 | 1.9062 | 0 | 0 | 0 | 0 | 0 | 17.0765 | 0 | 0 | 365.4372 | 17.0765 | 0
4520 | 10.07 | 480.54 | 37.46 | 0 | 0 | 0 | 0 | 157.14 | 0 | 458.25 | 0 | 0 | 0 | 281.77 | 0 | 168.2 | 25716.04 | 0 | 0 | 0 | 0 | 1.31 | 0 | 52.65 | 17.08 | 0 | 0 | 85.3446 | 3.8124 | 0 | 0 | 0 | 0 | 0 | 17.0765 | 0 | 0 | 365.4372 | 17.0765 | 0
4521 | 20.16 | 875.06 | 36.29 | 0 | 0 | 0 | 0 | 0 | 0 | 458.25 | 0 | 0 | 0 | 794.23 | 190.52 | 0 | 25906.57 | 0 | 0 | 1.22 | 0 | 1.92 | 40.97 | 81.17 | 17.08 | 0 | 0 | 89.3608 | 5.7186 | 0 | 0 | 0 | 0 | 0 | 17.0765 | 0 | 0 | 365.4372 | 17.0765 | 0
4522 | 29.62 | 1185.72 | 35.55 | 0 | 0 | 0 | 0 | 0 | 0 | 458.25 | 0 | 0 | 0 | 1114.34 | 414.6 | 0 | 26321.17 | 0 | 0 | 1.2 | 0 | 2.64 | 40.17 | 111.26 | 17.08 | 0 | 0 | 91.3689 | 3.8124 | 0 | 0 | 0 | 0 | 0 | 17.0765 | 0 | 0 | 365.4372 | 17.0765 | 0
4523 | 36.16 | 1373.46 | 35 | 0 | 0 | 0 | 0 | 157.14 | 0 | 609.73 | 0 | 0 | 0 | 1191.12 | 468.35 | 0 | 26789.52 | 0 | 0 | 1.18 | 0 | 3.41 | 0 | 104.58 | 17.08 | 0 | 0 | 91.3689 | 3.8124 | 0 | 0 | 0 | 0 | 0 | 17.0765 | 0 | 0 | 365.4372 | 17.0765 | 0
4524 | 37.4 | 1406.94 | 34.69 | 0 | 0 | 0 | 0 | 0 | 0 | 609.73 | 0 | 0 | 0 | 1343.97 | 575.34 | 0 | 27364.86 | 0 | 0 | 1.19 | 0 | 4.35 | 39.7 | 138.85 | 17.08 | 0 | 0 | 90.3649 | 3.8124 | 0 | 0 | 0 | 0 | 0 | 17.0765 | 0 | 0 | 365.4372 | 17.0765 | 0
4525 | 36.95 | 1394.73 | 35.25 | 0 | 0 | 0 | 0 | 0 | 0 | 609.73 | 0 | 0 | 0 | 1371.6 | 594.68 | 0 | 27959.54 | 0 | 0 | 1.2 | 0 | 5.4 | 0 | 137.03 | 17.08 | 0 | 0 | 89.3608 | 4.7655 | 0 | 0 | 0 | 0 | 0 | 17.0765 | 0 | 0 | 365.4372 | 17.0765 | 0
4526 | 35.08 | 1343.73 | 36.57 | 0 | 0 | 0 | 0 | 157.14 | 0 | 761.21 | 0 | 0 | 0 | 1162.94 | 448.62 | 0 | 28408.16 | 0 | 0 | 1.18 | 0 | 6.46 | 0 | 135.87 | 17.08 | 0 | 0 | 89.3608 | 4.7655 | 0 | 0 | 0 | 0 | 0 | 17.0765 | 0 | 0 | 365.4372 | 17.0765 | 0
4527 | 33.81 | 1308.06 | 37.93 | 0 | 0 | 0 | 0 | 157.14 | 0 | 912.69 | 0 | 0 | 0 | 1090.39 | 397.83 | 0 | 28806 | 0 | 0 | 1.13 | 0 | 7.47 | 38.02 | 170.7 | 17.08 | 0 | 0 | 88.3568 | 4.7655 | 0 | 0 | 0 | 0 | 0 | 17.0765 | 0 | 0 | 365.4372 | 17.0765 | 0
4528 | 32.02 | 1256.79 | 38.21 | 0 | 0 | 0 | 0 | 0 | 0 | 912.69 | 0 | 0 | 0 | 1231.77 | 496.8 | 0 | 29302.79 | 0 | 0 | 1.12 | 0 | 8.49 | 0 | 169.82 | 17.08 | 0 | 0 | 89.3608 | 4.7655 | 0 | 0 | 0 | 0 | 0 | 17.0765 | 0 | 0 | 365.4372 | 17.0765 | 0
4529 | 29.85 | 1192.65 | 37.98 | 0 | 0 | 0 | 0 | 36.29 | 0 | 947.67 | 0 | 0 | 0 | 1088.2 | 396.3 | 0 | 29699.1 | 0 | 0 | 1.13 | 0 | 9.52 | 37.78 | 205.05 | 17.08 | 0 | 0 | 91.3689 | 5.7186 | 0 | 0 | 0 | 0 | 0 | 17.0765 | 0 | 0 | 365.4372 | 17.0765 | 0
4530 | 30.98 | 1226.19 | 37.48 | 0 | 0 | 0 | 0 | 0 | 0 | 947.67 | 0 | 0 | 0 | 1194.48 | 470.7 | 0 | 30169.79 | 0 | 0 | 1.12 | 0 | 10.43 | 0 | 201.97 | 17.08 | 0 | 0 | 92.373 | 6.6717 | 0 | 0 | 0 | 0 | 0 | 17.0765 | 0 | 0 | 365.4372 | 17.0765 | 0
4531 | 9.63 | 461.56 | 36.17 | 0 | 0 | 0 | 0 | 0 | 0 | 947.67 | 0 | 0 | 0 | 365.3 | 0 | 109.73 | 30060.06 | 0 | 0 | 1.13 | 0 | 11.11 | 37.87 | 230.55 | 17.08 | 0 | 0 | 96.3892 | 6.6717 | 0 | 0 | 0 | 0 | 0 | 17.0765 | 0 | 0 | 365.4372 | 17.0765 | 0
4532 | 0 | 0 | 34.21 | 0 | 0 | 0 | 0 | 0 | 72.917 | 872.03 | 0 | 0 | 0 | 0 | 0 | 365.44 | 29694.63 | 0 | 0 | 0 | 0 | 10.64 | 0 | 221.53 | 17.08 | 0 | 0 | 101.4095 | 5.7186 | 0 | 0 | 0 | 0 | 0 | 17.0765 | 0 | 0 | 365.4372 | 17.0765 | 0
4533 | 0 | 0 | 31.85 | 0 | 0 | 0 | 0 | 0 | 75.3366 | 793.89 | 0 | 0 | 0 | 0 | 0 | 365.44 | 29329.19 | 0 | 0 | 0 | 0 | 10.05 | 0 | 210.34 | 17.08 | 0 | 0 | 102.4135 | 4.7655 | 0 | 0 | 0 | 0 | 0 | 17.0765 | 0 | 0 | 365.4372 | 17.0765 | 0
4534 | 0 | 0 | 30.62 | 0 | 0 | 0 | 0 | 0 | 69.5815 | 721.71 | 0 | 0 | 0 | 0 | 0 | 365.44 | 28963.75 | 0 | 0 | 0 | 0 | 9.38 | 0 | 197.63 | 17.08 | 0 | 0 | 96.3892 | 3.8124 | 0 | 0 | 0 | 0 | 0 | 17.0765 | 0 | 0 | 365.4372 | 17.0765 | 0
4535 | 0 | 0 | 30.35 | 0 | 0 | 0 | 0 | 0 | 57.8593 | 661.69 | 0 | 0 | 0 | 0 | 0 | 365.44 | 28598.32 | 0 | 0 | 0 | 0 | 8.66 | 0 | 183.89 | 17.08 | 0 | 0 | 85.3446 | 2.8593 | 0 | 0 | 0 | 0 | 0 | 17.0765 | 0 | 0 | 365.4372 | 17.0765 | 0
4536 | 0 | 0 | 30.19 | 0 | 0 | 0 | 0 | 0 | 48.0265 | 611.87 | 0 | 0 | 0 | 0 | 0 | 365.44 | 28232.88 | 0 | 0 | 0 | 0 | 7.94 | 0 | 170.29 | 17.08 | 0 | 0 | 76.3081 | 1.9062 | 0 | 0 | 0 | 0 | 0 | 17.0765 | 0 | 0 | 365.4372 | 17.0765 | 0
4537 | 0 | 0 | 29.81 | 0 | 0 | 0 | 0 | 0 | 43.4282 | 566.82 | 0 | 0 | 0 | 0 | 0 | 365.44 | 27867.44 | 0 | 0 | 0 | 0 | 7.29 | 0 | 157.85 | 17.08 | 0 | 0 | 72.2919 | 0.95311 | 0 | 0 | 0 | 0 | 0 | 17.0765 | 0 | 0 | 365.4372 | 17.0765 | 0
4538 | 0 | 0 | 29.89 | 0 | 0 | 0 | 0 | 0 | 38.3865 | 527 | 0 | 0 | 0 | 0 | 0 | 365.44 | 27502 | 0 | 0 | 0 | 0 | 6.55 | 0 | 143.86 | 17.08 | 0 | 0 | 68.2757 | 0 | 0 | 0 | 0 | 0 | 0 | 17.0765 | 0 | 0 | 365.4372 | 17.0765 | 0
4539 | 0 | 0 | 30.15 | 0 | 0 | 0 | 0 | 0 | 37.1236 | 488.5 | 0 | 0 | 0 | 0 | 0 | 365.44 | 27136.57 | 0 | 0 | 0 | 0 | 5.67 | 0 | 127.08 | 17.08 | 0 | 0 | 67.2716 | 0 | 0 | 0 | 0 | 0 | 0 | 17.0765 | 0 | 0 | 365.4372 | 17.0765 | 0
4540 | 0 | 0 | 29.63 | 0 | 0 | 0 | 0 | 0 | 38.6468 | 448.41 | 0 | 0 | 0 | 0 | 0 | 365.44 | 26771.13 | 0 | 0 | 0 | 0 | 4.73 | 0 | 109.37 | 17.08 | 0 | 0 | 68.2757 | 0 | 0 | 0 | 0 | 0 | 0 | 17.0765 | 0 | 0 | 365.4372 | 17.0765 | 0
4541 | 0 | 0 | 27.91 | 0 | 0 | 0 | 0 | 0 | 44.3729 | 402.37 | 0 | 0 | 0 | 0 | 0 | 365.44 | 26405.69 | 0 | 0 | 0 | 0 | 3.83 | 0 | 92.15 | 17.08 | 0 | 0 | 72.2919 | 0 | 0 | 0 | 0 | 0 | 0 | 17.0765 | 0 | 0 | 365.4372 | 17.0765 | 0
4542 | 0 | 0 | 25.66 | 0 | 0 | 0 | 0 | 0 | 51.5933 | 348.85 | 0 | 0 | 0 | 0 | 0 | 365.44 | 26040.26 | 0 | 0 | 0 | 0 | 2.9 | 0 | 74.5 | 17.08 | 0 | 0 | 76.3081 | 0.95311 | 0 | 0 | 0 | 0 | 0 | 17.0765 | 0 | 0 | 365.4372 | 17.0765 | 0
4543 | 0 | 0 | 23.17 | 0 | 0 | 0 | 0 | 0 | 61.0598 | 285.5 | 0 | 0 | 0 | 0 | 0 | 365.44 | 25674.82 | 0 | 0 | 0 | 0 | 2 | 0 | 57.45 | 17.08 | 0 | 0 | 82.3324 | 1.9062 | 0 | 0 | 0 | 0 | 0 | 17.0765 | 0 | 0 | 365.4372 | 17.0765 | 0
4544 | 8.65 | 418.58 | 20.48 | 0 | 0 | 0 | 0 | 0 | 0 | 285.5 | 0 | 0 | 0 | 314.18 | 0 | 145.51 | 25529.31 | 0 | 0 | 1.26 | 0 | 2.37 | 42.12 | 81.84 | 17.08 | 0 | 0 | 86.3487 | 3.8124 | 0 | 0 | 0 | 0 | 0 | 17.0765 | 0 | 0 | 365.4372 | 17.0765 | 0
4545 | 22.61 | 960.53 | 18.32 | 0 | 0 | 0 | 0 | 0 | 0 | 285.5 | 0 | 0 | 0 | 904.16 | 267.47 | 0 | 25796.78 | 0 | 0 | 1.22 | 0 | 2.99 | 0 | 71.44 | 17.08 | 0 | 0 | 90.3649 | 5.7186 | 0 | 0 | 0 | 0 | 0 | 17.0765 | 0 | 0 | 365.4372 | 17.0765 | 0
4546 | 30.47 | 1211.1 | 16.84 | 0 | 0 | 0 | 0 | 0 | 0 | 285.5 | 0 | 0 | 0 | 1120.85 | 419.16 | 0 | 26215.94 | 0 | 0 | 1.2 | 0 | 3.7 | 40.17 | 101.53 | 17.08 | 0 | 0 | 92.373 | 3.8124 | 0 | 0 | 0 | 0 | 0 | 17.0765 | 0 | 0 | 365.4372 | 17.0765 | 0
4547 | 36.29 | 1376.91 | 15.67 | 0 | 0 | 0 | 0 | 157.14 | 0 | 436.98 | 0 | 0 | 0 | 1134.74 | 428.88 | 0 | 26644.82 | 0 | 0 | 1.18 | 0 | 4.47 | 39.62 | 132.49 | 17.08 | 0 | 0 | 92.373 | 3.8124 | 0 | 0 | 0 | 0 | 0 | 17.0765 | 0 | 0 | 365.4372 | 17.0765 | 0
4548 | 38.25 | 1429.59 | 15.17 | 0 | 0 | 0 | 0 | 0 | 0 | 436.98 | 0 | 0 | 0 | 1346.95 | 577.43 | 0 | 27222.25 | 0 | 0 | 1.19 | 0 | 5.42 | 39.7 | 166.76 | 17.08 | 0 | 0 | 91.3689 | 3.8124 | 0 | 0 | 0 | 0 | 0 | 17.0765 | 0 | 0 | 365.4372 | 17.0765 | 0
4549 | 38.57 | 1437.96 | 15.56 | 0 | 0 | 0 | 0 | 19 | 0 | 455.3 | 0 | 0 | 0 | 1377.96 | 599.13 | 0 | 27821.38 | 0 | 0 | 0 | 0 | 5.32 | 0 | 164.94 | 17.08 | 0 | 0 | 90.3649 | 4.7655 | 0 | 0 | 0 | 0 | 0 | 17.0765 | 0 | 0 | 365.4372 | 17.0765 | 0
4550 | 37.6 | 1412.36 | 16.6 | 0 | 0 | 0 | 0 | 0 | 0 | 455.3 | 0 | 0 | 0 | 1371.26 | 594.44 | 0 | 28415.82 | 0 | 0 | 1.18 | 0 | 6.38 | 0 | 163.78 | 17.08 | 0 | 0 | 89.3608 | 4.7655 | 0 | 0 | 0 | 0 | 0 | 17.0765 | 0 | 0 | 365.4372 | 17.0765 | 0
4551 | 35.47 | 1354.43 | 18.39 | 0 | 0 | 0 | 0 | 157.14 | 0 | 606.78 | 0 | 0 | 0 | 1155.89 | 443.69 | 0 | 28859.51 | 0 | 0 | 1.13 | 0 | 7.39 | 0 | 162.5 | 17.08 | 0 | 0 | 89.3608 | 4.7655 | 0 | 0 | 0 | 0 | 0 | 17.0765 | 0 | 0 | 365.4372 | 17.0765 | 0
4552 | 32.7 | 1276.54 | 21.18 | 0 | 0 | 0 | 0 | 0 | 0 | 606.78 | 0 | 0 | 0 | 1196.65 | 472.22 | 0 | 29331.73 | 0 | 0 | 1.12 | 0 | 8.41 | 37.52 | 197.26 | 17.08 | 0 | 0 | 90.3649 | 4.7655 | 0 | 0 | 0 | 0 | 0 | 17.0765 | 0 | 0 | 365.4372 | 17.0765 | 0
4553 | 29.34 | 1177.08 | 24.58 | 0 | 0 | 0 | 0 | 157.14 | 0 | 758.26 | 0 | 0 | 0 | 975.64 | 317.51 | 0 | 29649.24 | 0 | 0 | 1.13 | 0 | 9.45 | 0 | 196.6 | 17.08 | 0 | 0 | 91.3689 | 5.7186 | 0 | 0 | 0 | 0 | 0 | 17.0765 | 0 | 0 | 365.4372 | 17.0765 | 0
4554 | 30.42 | 1209.64 | 28.02 | 0 | 0 | 0 | 0 | 39.35 | 0 | 796.19 | 0 | 0 | 0 | 1090.01 | 397.57 | 0 | 30046.81 | 0 | 0 | 1.12 | 0 | 10.35 | 37.55 | 229.2 | 17.08 | 0 | 0 | 93.377 | 6.6717 | 0 | 0 | 0 | 0 | 0 | 17.0765 | 0 | 0 | 365.4372 | 17.0765 | 0
4555 | 9.6 | 460.17 | 31.18 | 0 | 0 | 0 | 0 | 157.14 | 0 | 947.67 | 0 | 0 | 0 | 200.74 | 0 | 224.92 | 29821.89 | 0 | 0 | 1.13 | 0 | 11.03 | 37.87 | 257.78 | 17.08 | 0 | 0 | 97.3933 | 6.6717 | 0 | 0 | 0 | 0 | 0 | 17.0765 | 0 | 0 | 365.4372 | 17.0765 | 0
4556 | 0 | 0 | 33.81 | 0 | 0 | 0 | 0 | 0 | 75.3173 | 869.54 | 0 | 0 | 0 | 0 | 0 | 365.44 | 29456.46 | 0 | 0 | 0 | 0 | 10.56 | 0 | 248.75 | 17.08 | 0 | 0 | 103.4176 | 5.7186 | 0 | 0 | 0 | 0 | 0 | 17.0765 | 0 | 0 | 365.4372 | 17.0765 | 0
4557 | 0 | 0 | 36.28 | 0 | 0 | 0 | 0 | 0 | 71.9048 | 794.95 | 0 | 0 | 0 | 0 | 0 | 365.44 | 29091.02 | 0 | 0 | 0 | 0 | 9.97 | 0 | 237.56 | 17.08 | 0 | 0 | 103.4176 | 4.7655 | 0 | 0 | 0 | 0 | 0 | 17.0765 | 0 | 0 | 365.4372 | 17.0765 | 0
4558 | 0 | 0 | 36.65 | 0 | 0 | 0 | 0 | 0 | 63.5565 | 729.02 | 0 | 0 | 0 | 0 | 0 | 365.44 | 28725.58 | 0 | 0 | 0 | 0 | 9.3 | 0 | 224.86 | 17.08 | 0 | 0 | 96.3892 | 3.8124 | 0 | 0 | 0 | 0 | 0 | 17.0765 | 0 | 0 | 365.4372 | 17.0765 | 0
4559 | 0 | 0 | 37.07 | 0 | 0 | 0 | 0 | 0 | 51.1306 | 675.99 | 0 | 0 | 0 | 0 | 0 | 365.44 | 28360.14 | 0 | 0 | 0 | 0 | 8.58 | 0 | 211.12 | 17.08 | 0 | 0 | 85.3446 | 2.8593 | 0 | 0 | 0 | 0 | 0 | 17.0765 | 0 | 0 | 365.4372 | 17.0765 | 0
4560 | 0 | 0 | 38.06 | 0 | 0 | 0 | 0 | 0 | 41.1532 | 633.29 | 0 | 0 | 0 | 0 | 0 | 365.44 | 27994.71 | 0 | 0 | 0 | 0 | 7.86 | 0 | 197.52 | 17.08 | 0 | 0 | 77.3122 | 1.9062 | 0 | 0 | 0 | 0 | 0 | 17.0765 | 0 | 0 | 365.4372 | 17.0765 | 0
4561 | 0 | 0 | 39.02 | 0 | 0 | 0 | 0 | 0 | 34.222 | 597.79 | 0 | 0 | 0 | 0 | 0 | 365.44 | 27629.27 | 0 | 0 | 0 | 0 | 7.21 | 0 | 185.08 | 17.08 | 0 | 0 | 72.2919 | 0.95311 | 0 | 0 | 0 | 0 | 0 | 17.0765 | 0 | 0 | 365.4372 | 17.0765 | 0
4562 | 0 | 0 | 39.59 | 0 | 0 | 0 | 0 | 0 | 29.6912 | 566.99 | 0 | 0 | 0 | 0 | 0 | 365.44 | 27263.83 | 0 | 0 | 0 | 0 | 6.47 | 0 | 171.08 | 17.08 | 0 | 0 | 69.2797 | 0 | 0 | 0 | 0 | 0 | 0 | 17.0765 | 0 | 0 | 365.4372 | 17.0765 | 0
4563 | 0 | 0 | 39.87 | 0 | 0 | 0 | 0 | 0 | 28.3994 | 537.53 | 0 | 0 | 0 | 0 | 0 | 365.44 | 26898.4 | 0 | 0 | 0 | 0 | 5.59 | 0 | 154.3 | 17.08 | 0 | 0 | 68.2757 | 0 | 0 | 0 | 0 | 0 | 0 | 17.0765 | 0 | 0 | 365.4372 | 17.0765 | 0
4564 | 0 | 0 | 40.7 | 0 | 0 | 0 | 0 | 0 | 28.573 | 507.88 | 0 | 0 | 0 | 0 | 0 | 365.44 | 26532.96 | 0 | 0 | 0 | 0 | 4.66 | 0 | 136.59 | 17.08 | 0 | 0 | 69.2797 | 0 | 0 | 0 | 0 | 0 | 0 | 17.0765 | 0 | 0 | 365.4372 | 17.0765 | 0
4565 | 0 | 0 | 41.66 | 0 | 0 | 0 | 0 | 0 | 30.6359 | 476.11 | 0 | 0 | 0 | 0 | 0 | 365.44 | 26167.52 | 0 | 0 | 0 | 0 | 3.75 | 0 | 119.37 | 17.08 | 0 | 0 | 72.2919 | 0 | 0 | 0 | 0 | 0 | 0 | 17.0765 | 0 | 0 | 365.4372 | 17.0765 | 0
4566 | 0 | 0 | 42.19 | 0 | 0 | 0 | 0 | 0 | 36.0729 | 438.69 | 0 | 0 | 0 | 0 | 0 | 365.44 | 25802.08 | 0 | 0 | 0 | 0 | 2.82 | 0 | 101.72 | 17.08 | 0 | 0 | 77.3122 | 0.95311 | 0 | 0 | 0 | 0 | 0 | 17.0765 | 0 | 0 | 365.4372 | 17.0765 | 0
4567 | 0 | 0 | 42.24 | 0 | 0 | 0 | 0 | 0 | 41.9918 | 395.13 | 0 | 0 | 0 | 0 | 0 | 365.44 | 25436.65 | 0 | 0 | 0 | 0 | 1.92 | 0 | 84.67 | 17.08 | 0 | 0 | 82.3324 | 1.9062 | 0 | 0 | 0 | 0 | 0 | 17.0765 | 0 | 0 | 365.4372 | 17.0765 | 0
4568 | 10.06 | 480.01 | 42.05 | 0 | 0 | 0 | 0 | 0 | 0 | 395.13 | 0 | 0 | 0 | 440.71 | 0 | 56.94 | 25379.7 | 0 | 0 | 1.26 | 0 | 2.3 | 0 | 69.05 | 17.08 | 0 | 0 | 86.3487 | 3.8124 | 0 | 0 | 0 | 0 | 0 | 17.0765 | 0 | 0 | 365.4372 | 17.0765 | 0
4569 | 20.29 | 879.9 | 41.48 | 0 | 0 | 0 | 0 | 0 | 0 | 395.13 | 0 | 0 | 0 | 803.4 | 196.94 | 0 | 25576.64 | 0 | 0 | 1.22 | 0 | 2.91 | 40.97 | 97.57 | 17.08 | 0 | 0 | 90.3649 | 5.7186 | 0 | 0 | 0 | 0 | 0 | 17.0765 | 0 | 0 | 365.4372 | 17.0765 | 0
4570 | 29.79 | 1190.67 | 42.41 | 0 | 0 | 0 | 0 | 0 | 0 | 395.13 | 0 | 0 | 0 | 1165.48 | 450.4 | 0 | 26027.04 | 0 | 0 | 1.2 | 0 | 3.62 | 0 | 89.5 | 17.08 | 0 | 0 | 92.373 | 3.8124 | 0 | 0 | 0 | 0 | 0 | 17.0765 | 0 | 0 | 365.4372 | 17.0765 | 0
4571 | 36.29 | 1377.08 | 44.3 | 0 | 0 | 0 | 0 | 0 | 0 | 395.13 | 0 | 0 | 0 | 1360.3 | 586.78 | 0 | 26613.82 | 0 | 0 | 1.18 | 0 | 4.4 | 0 | 82.81 | 17.08 | 0 | 0 | 92.373 | 3.8124 | 0 | 0 | 0 | 0 | 0 | 17.0765 | 0 | 0 | 365.4372 | 17.0765 | 0
4572 | 39.67 | 1466.51 | 46.34 | 0 | 0 | 0 | 0 | 38.5 | 0 | 432.24 | 0 | 0 | 0 | 1377.96 | 599.13 | 0 | 27212.95 | 0 | 0 | 1.19 | 0 | 5.34 | 39.7 | 117.09 | 17.08 | 0 | 0 | 91.3689 | 3.8124 | 0 | 0 | 0 | 0 | 0 | 17.0765 | 0 | 0 | 365.4372 | 17.0765 | 0
4573 | 41.33 | 1508.72 | 48.36 | 0 | 0 | 0 | 0 | 124.11 | 0 | 551.88 | 0 | 0 | 0 | 1377.96 | 599.13 | 0 | 27812.08 | 0 | 0 | 1.2 | 0 | 6.39 | 0 | 115.27 | 17.08 | 0 | 0 | 90.3649 | 4.7655 | 0 | 0 | 0 | 0 | 0 | 17.0765 | 0 | 0 | 365.4372 | 17.0765 | 0
4574 | 41.89 | 1522.76 | 50.49 | 0 | 0 | 0 | 0 | 157.14 | 0 | 703.36 | 0 | 0 | 0 | 1323.21 | 560.81 | 0 | 28372.89 | 0 | 0 | 1.18 | 0 | 7.45 | 39.49 | 151.62 | 17.08 | 0 | 0 | 89.3608 | 4.7655 | 0 | 0 | 0 | 0 | 0 | 17.0765 | 0 | 0 | 365.4372 | 17.0765 | 0
4575 | 34.17 | 1318.46 | 52.36 | 0 | 0 | 0 | 0 | 0 | 0 | 703.36 | 0 | 0 | 0 | 1310.87 | 552.17 | 0 | 28925.06 | 0 | 0 | 0 | 0 | 7.38 | 0 | 150.34 | 17.08 | 0 | 0 | 89.3608 | 4.7655 | 0 | 0 | 0 | 0 | 0 | 17.0765 | 0 | 0 | 365.4372 | 17.0765 | 0
4576 | 24.94 | 1038.41 | 53.79 | 0 | 0 | 0 | 0 | 0 | 0 | 703.36 | 0 | 0 | 0 | 983.37 | 322.92 | 0 | 29247.98 | 0 | 0 | 1.12 | 0 | 8.4 | 37.52 | 185.1 | 17.08 | 0 | 0 | 90.3649 | 4.7655 | 0 | 0 | 0 | 0 | 0 | 17.0765 | 0 | 0 | 365.4372 | 17.0765 | 0
4577 | 15.02 | 683.51 | 54.74 | 0 | 0 | 0 | 0 | 157.14 | 0 | 854.84 | 0 | 0 | 0 | 460.14 | 0 | 43.34 | 29204.65 | 0 | 0 | 1.13 | 0 | 9.43 | 37.78 | 220.33 | 17.08 | 0 | 0 | 91.3689 | 5.7186 | 0 | 0 | 0 | 0 | 0 | 17.0765 | 0 | 0 | 365.4372 | 17.0765 | 0
4578 | 14.67 | 669.64 | 55.34 | 0 | 0 | 0 | 0 | 0 | 0 | 854.84 | 0 | 0 | 0 | 639.48 | 82.2 | 0 | 29286.84 | 0 | 0 | 1.12 | 0 | 10.34 | 0 | 217.25 | 17.08 | 0 | 0 | 92.373 | 6.6717 | 0 | 0 | 0 | 0 | 0 | 17.0765 | 0 | 0 | 365.4372 | 17.0765 | 0
4579 | 4.89 | 246.03 | 55.64 | 0 | 0 | 0 | 0 | 0 | 0 | 854.84 | 0 | 0 | 0 | 164.5 | 0 | 250.29 | 29036.56 | 0 | 0 | 1.13 | 0 | 11.02 | 37.87 | 245.83 | 17.08 | 0 | 0 | 96.3892 | 6.6717 | 0 | 0 | 0 | 0 | 0 | 17.0765 | 0 | 0 | 365.4372 | 17.0765 | 0
4580 | 0 | 0 | 55.78 | 0 | 0 | 0 | 0 | 0 | 52.3548 | 800.54 | 0 | 0 | 0 | 0 | 0 | 365.44 | 28671.12 | 0 | 0 | 0 | 0 | 10.55 | 0 | 236.81 | 17.08 | 0 | 0 | 102.4135 | 5.7186 | 0 | 0 | 0 | 0 | 0 | 17.0765 | 0 | 0 | 365.4372 | 17.0765 | 0
4581 | 0 | 0 | 55.9 | 0 | 0 | 0 | 0 | 0 | 52.2874 | 746.3 | 0 | 0 | 0 | 0 | 0 | 365.44 | 28305.68 | 0 | 0 | 0 | 0 | 9.96 | 0 | 225.62 | 17.08 | 0 | 0 | 103.4176 | 4.7655 | 0 | 0 | 0 | 0 | 0 | 17.0765 | 0 | 0 | 365.4372 | 17.0765 | 0
4582 | 0 | 0 | 55.95 | 0 | 0 | 0 | 0 | 0 | 44.2572 | 700.39 | 0 | 0 | 0 | 0 | 0 | 365.44 | 27940.25 | 0 | 0 | 0 | 0 | 9.29 | 0 | 212.91 | 17.08 | 0 | 0 | 96.3892 | 3.8124 | 0 | 0 | 0 | 0 | 0 | 17.0765 | 0 | 0 | 365.4372 | 17.0765 | 0
4583 | 0 | 0 | 56.02 | 0 | 0 | 0 | 0 | 0 | 31.1758 | 668.05 | 0 | 0 | 0 | 0 | 0 | 365.44 | 27574.81 | 0 | 0 | 0 | 0 | 8.57 | 0 | 199.17 | 17.08 | 0 | 0 | 84.3406 | 2.8593 | 0 | 0 | 0 | 0 | 0 | 17.0765 | 0 | 0 | 365.4372 | 17.0765 | 0
4584 | 0 | 0 | 56.05 | 0 | 0 | 0 | 0 | 0 | 22.1624 | 645.06 | 0 | 0 | 0 | 0 | 0 | 365.44 | 27209.37 | 0 | 0 | 0 | 0 | 7.85 | 0 | 185.57 | 17.08 | 0 | 0 | 76.3081 | 1.9062 | 0 | 0 | 0 | 0 | 0 | 17.0765 | 0 | 0 | 365.4372 | 17.0765 | 0
4585 | 0 | 0 | 56.04 | 0 | 0 | 0 | 0 | 0 | 16.2048 | 628.25 | 0 | 0 | 0 | 0 | 0 | 365.44 | 26843.93 | 0 | 0 | 0 | 0 | 7.2 | 0 | 173.13 | 17.08 | 0 | 0 | 71.2878 | 0.95311 | 0 | 0 | 0 | 0 | 0 | 17.0765 | 0 | 0 | 365.4372 | 17.0765 | 0
4586 | 0 | 0 | 56 | 0 | 0 | 0 | 0 | 0 | 12.2717 | 615.52 | 0 | 0 | 0 | 0 | 0 | 365.44 | 26478.5 | 0 | 0 | 0 | 0 | 6.46 | 0 | 159.14 | 17.08 | 0 | 0 | 68.2757 | 0 | 0 | 0 | 0 | 0 | 0 | 17.0765 | 0 | 0 | 365.4372 | 17.0765 | 0
4587 | 0 | 0 | 55.9 | 0 | 0 | 0 | 0 | 0 | 11.3752 | 603.72 | 0 | 0 | 0 | 0 | 0 | 365.44 | 26113.06 | 0 | 0 | 0 | 0 | 5.58 | 0 | 142.36 | 17.08 | 0 | 0 | 67.2716 | 0 | 0 | 0 | 0 | 0 | 0 | 17.0765 | 0 | 0 | 365.4372 | 17.0765 | 0
4588 | 0 | 0 | 55.72 | 0 | 0 | 0 | 0 | 0 | 12.5609 | 590.69 | 0 | 0 | 0 | 0 | 0 | 365.44 | 25747.62 | 0 | 0 | 0 | 0 | 4.64 | 0 | 124.65 | 17.08 | 0 | 0 | 68.2757 | 0 | 0 | 0 | 0 | 0 | 0 | 17.0765 | 0 | 0 | 365.4372 | 17.0765 | 0
4589 | 0 | 0 | 55.45 | 0 | 0 | 0 | 0 | 0 | 15.8385 | 574.26 | 0 | 0 | 0 | 0 | 0 | 365.44 | 25382.19 | 0 | 0 | 0 | 0 | 3.74 | 0 | 107.43 | 17.08 | 0 | 0 | 71.2878 | 0 | 0 | 0 | 0 | 0 | 0 | 17.0765 | 0 | 0 | 365.4372 | 17.0765 | 0
4590 | 0 | 0 | 55.18 | 0 | 0 | 0 | 0 | 0 | 21.073 | 552.4 | 0 | 0 | 0 | 0 | 0 | 365.44 | 25016.75 | 0 | 0 | 0 | 0 | 2.81 | 0 | 89.78 | 17.08 | 0 | 0 | 75.3041 | 0.95311 | 0 | 0 | 0 | 0 | 0 | 17.0765 | 0 | 0 | 365.4372 | 17.0765 | 0
4591 | 0 | 0 | 54.9 | 0 | 0 | 0 | 0 | 0 | 27.3294 | 524.04 | 0 | 0 | 0 | 0 | 0 | 365.44 | 24651.31 | 0 | 0 | 0 | 0 | 1.91 | 0 | 72.73 | 17.08 | 0 | 0 | 80.3243 | 1.9062 | 0 | 0 | 0 | 0 | 0 | 17.0765 | 0 | 0 | 365.4372 | 17.0765 | 0
4592 | 8.03 | 391.16 | 54.49 | 0 | 0 | 0 | 0 | 0 | 0 | 524.04 | 0 | 0 | 0 | 363.27 | 0 | 111.15 | 24540.16 | 0 | 0 | 1.26 | 0 | 2.28 | 0 | 57.11 | 17.08 | 0 | 0 | 85.3446 | 3.8124 | 0 | 0 | 0 | 0 | 0 | 17.0765 | 0 | 0 | 365.4372 | 17.0765 | 0
4593 | 20.52 | 887.92 | 54.03 | 0 | 0 | 0 | 0 | 0 | 0 | 524.04 | 0 | 0 | 0 | 826.2 | 212.9 | 0 | 24753.07 | 0 | 0 | 1.22 | 0 | 2.9 | 40.97 | 85.63 | 17.08 | 0 | 0 | 88.3568 | 5.7186 | 0 | 0 | 0 | 0 | 0 | 17.0765 | 0 | 0 | 365.4372 | 17.0765 | 0
4594 | 28.14 | 1140.2 | 53.37 | 0 | 0 | 0 | 0 | 0 | 0 | 524.04 | 0 | 0 | 0 | 1086.15 | 394.87 | 0 | 25147.94 | 0 | 0 | 1.2 | 0 | 3.61 | 40.17 | 115.72 | 17.08 | 0 | 0 | 90.3649 | 3.8124 | 0 | 0 | 0 | 0 | 0 | 17.0765 | 0 | 0 | 365.4372 | 17.0765 | 0
4595 | 32.89 | 1282.05 | 52.76 | 0 | 0 | 0 | 0 | 0 | 0 | 524.04 | 0 | 0 | 0 | 1271.33 | 524.49 | 0 | 25672.43 | 0 | 0 | 1.18 | 0 | 4.38 | 0 | 109.03 | 17.08 | 0 | 0 | 91.3689 | 3.8124 | 0 | 0 | 0 | 0 | 0 | 17.0765 | 0 | 0 | 365.4372 | 17.0765 | 0
4596 | 36.6 | 1385.38 | 52.22 | 0 | 0 | 0 | 0 | 0.88 | 0 | 524.9 | 0 | 0 | 0 | 1377.96 | 599.13 | 0 | 26271.56 | 0 | 0 | 1.19 | 0 | 5.33 | 0 | 105.6 | 17.08 | 0 | 0 | 90.3649 | 3.8124 | 0 | 0 | 0 | 0 | 0 | 17.0765 | 0 | 0 | 365.4372 | 17.0765 | 0
4597 | 38.38 | 1433 | 51.52 | 0 | 0 | 0 | 0 | 9.31 | 0 | 533.87 | 0 | 0 | 0 | 1377.96 | 599.13 | 0 | 26870.7 | 0 | 0 | 1.2 | 0 | 6.38 | 40.31 | 142.08 | 17.08 | 0 | 0 | 89.3608 | 4.7655 | 0 | 0 | 0 | 0 | 0 | 17.0765 | 0 | 0 | 365.4372 | 17.0765 | 0
4598 | 38.77 | 1443.16 | 50.95 | 0 | 0 | 0 | 0 | 60.62 | 0 | 592.31 | 0 | 0 | 0 | 1377.96 | 599.13 | 0 | 27469.83 | 0 | 0 | 1.18 | 0 | 7.43 | 0 | 140.91 | 17.08 | 0 | 0 | 88.3568 | 4.7655 | 0 | 0 | 0 | 0 | 0 | 17.0765 | 0 | 0 | 365.4372 | 17.0765 | 0
4599 | 35.83 | 1364.52 | 50.51 | 0 | 0 | 0 | 0 | 45.04 | 0 | 635.73 | 0 | 0 | 0 | 1312.57 | 553.36 | 0 | 28023.19 | 0 | 0 | 1.13 | 0 | 8.44 | 0 | 139.63 | 17.08 | 0 | 0 | 87.3527 | 4.7655 | 0 | 0 | 0 | 0 | 0 | 17.0765 | 0 | 0 | 365.4372 | 17.0765 | 0
4600 | 32.06 | 1257.91 | 49.88 | 0 | 0 | 0 | 0 | 0 | 0 | 635.73 | 0 | 0 | 0 | 1208.08 | 480.22 | 0 | 28503.41 | 0 | 0 | 1.12 | 0 | 9.46 | 37.52 | 174.39 | 17.08 | 0 | 0 | 88.3568 | 4.7655 | 0 | 0 | 0 | 0 | 0 | 17.0765 | 0 | 0 | 365.4372 | 17.0765 | 0
4601 | 27.46 | 1119.2 | 48.87 | 0 | 0 | 0 | 0 | 0 | 0 | 635.73 | 0 | 0 | 0 | 1062.68 | 378.44 | 0 | 28881.85 | 0 | 0 | 0 | 0 | 9.43 | 37.78 | 209.62 | 17.08 | 0 | 0 | 89.3608 | 5.7186 | 0 | 0 | 0 | 0 | 0 | 17.0765 | 0 | 0 | 365.4372 | 17.0765 | 0
4602 | 28.32 | 1145.87 | 47.5 | 0 | 0 | 0 | 0 | 0 | 0 | 635.73 | 0 | 0 | 0 | 1122.52 | 420.33 | 0 | 29302.18 | 0 | 0 | 1.12 | 0 | 10.33 | 0 | 206.54 | 17.08 | 0 | 0 | 91.3689 | 6.6717 | 0 | 0 | 0 | 0 | 0 | 17.0765 | 0 | 0 | 365.4372 | 17.0765 | 0
4603 | 8.95 | 431.93 | 45.87 | 0 | 0 | 0 | 0 | 0 | 0 | 635.73 | 0 | 0 | 0 | 346.7 | 0 | 122.75 | 29179.43 | 0 | 0 | 1.13 | 0 | 11.02 | 37.87 | 235.13 | 17.08 | 0 | 0 | 94.3811 | 6.6717 | 0 | 0 | 0 | 0 | 0 | 17.0765 | 0 | 0 | 365.4372 | 17.0765 | 0
4604 | 0 | 0 | 44.14 | 0 | 0 | 0 | 0 | 0 | 61.9756 | 571.44 | 0 | 0 | 0 | 0 | 0 | 365.44 | 28813.99 | 0 | 0 | 0 | 0 | 10.54 | 0 | 226.1 | 17.08 | 0 | 0 | 100.4054 | 5.7186 | 0 | 0 | 0 | 0 | 0 | 17.0765 | 0 | 0 | 365.4372 | 17.0765 | 0
4605 | 0 | 0 | 43.59 | 0 | 0 | 0 | 0 | 0 | 62.5925 | 506.51 | 0 | 0 | 0 | 0 | 0 | 365.44 | 28448.56 | 0 | 0 | 0 | 0 | 9.95 | 0 | 214.91 | 17.08 | 0 | 0 | 101.4095 | 4.7655 | 0 | 0 | 0 | 0 | 0 | 17.0765 | 0 | 0 | 365.4372 | 17.0765 | 0
4606 | 0 | 0 | 44.87 | 0 | 0 | 0 | 0 | 0 | 53.3188 | 451.2 | 0 | 0 | 0 | 0 | 0 | 365.44 | 28083.12 | 0 | 0 | 0 | 0 | 9.28 | 0 | 202.2 | 17.08 | 0 | 0 | 94.3811 | 3.8124 | 0 | 0 | 0 | 0 | 0 | 17.0765 | 0 | 0 | 365.4372 | 17.0765 | 0
4607 | 0 | 0 | 47.74 | 0 | 0 | 0 | 0 | 0 | 38.454 | 411.31 | 0 | 0 | 0 | 0 | 0 | 365.44 | 27717.68 | 0 | 0 | 0 | 0 | 8.56 | 0 | 188.46 | 17.08 | 0 | 0 | 83.3365 | 2.8593 | 0 | 0 | 0 | 0 | 0 | 17.0765 | 0 | 0 | 365.4372 | 17.0765 | 0
4608 | 0 | 0 | 50.12 | 0 | 0 | 0 | 0 | 0 | 27.098 | 383.2 | 0 | 0 | 0 | 0 | 0 | 365.44 | 27352.24 | 0 | 0 | 0 | 0 | 7.84 | 0 | 174.86 | 17.08 | 0 | 0 | 75.3041 | 1.9062 | 0 | 0 | 0 | 0 | 0 | 17.0765 | 0 | 0 | 365.4372 | 17.0765 | 0
4609 | 0 | 0 | 51.09 | 0 | 0 | 0 | 0 | 0 | 20.1476 | 362.3 | 0 | 0 | 0 | 0 | 0 | 365.44 | 26986.81 | 0 | 0 | 0 | 0 | 7.19 | 0 | 162.43 | 17.08 | 0 | 0 | 70.2838 | 0.95311 | 0 | 0 | 0 | 0 | 0 | 17.0765 | 0 | 0 | 365.4372 | 17.0765 | 0
4610 | 0 | 0 | 51.69 | 0 | 0 | 0 | 0 | 0 | 15.5879 | 346.13 | 0 | 0 | 0 | 0 | 0 | 365.44 | 26621.37 | 0 | 0 | 0 | 0 | 6.45 | 0 | 148.43 | 17.08 | 0 | 0 | 67.2716 | 0 | 0 | 0 | 0 | 0 | 0 | 17.0765 | 0 | 0 | 365.4372 | 17.0765 | 0
4611 | 0 | 0 | 52.05 | 0 | 0 | 0 | 0 | 0 | 13.2164 | 332.43 | 0 | 0 | 0 | 0 | 0 | 365.44 | 26255.93 | 0 | 0 | 0 | 0 | 5.57 | 0 | 131.65 | 17.08 | 0 | 0 | 65.2635 | 0 | 0 | 0 | 0 | 0 | 0 | 17.0765 | 0 | 0 | 365.4372 | 17.0765 | 0
4612 | 0 | 0 | 53.11 | 0 | 0 | 0 | 0 | 0 | 14.1708 | 317.73 | 0 | 0 | 0 | 0 | 0 | 365.44 | 25890.5 | 0 | 0 | 0 | 0 | 4.64 | 0 | 113.94 | 17.08 | 0 | 0 | 67.2716 | 0 | 0 | 0 | 0 | 0 | 0 | 17.0765 | 0 | 0 | 365.4372 | 17.0765 | 0
4613 | 0 | 0 | 54.12 | 0 | 0 | 0 | 0 | 0 | 16.1663 | 300.96 | 0 | 0 | 0 | 0 | 0 | 365.44 | 25525.06 | 0 | 0 | 0 | 0 | 3.73 | 0 | 96.72 | 17.08 | 0 | 0 | 70.2838 | 0 | 0 | 0 | 0 | 0 | 0 | 17.0765 | 0 | 0 | 365.4372 | 17.0765 | 0
4614 | 0 | 0 | 54.68 | 0 | 0 | 0 | 0 | 0 | 21.5743 | 278.58 | 0 | 0 | 0 | 0 | 0 | 365.44 | 25159.62 | 0 | 0 | 0 | 0 | 2.8 | 0 | 79.07 | 17.08 | 0 | 0 | 75.3041 | 0.95311 | 0 | 0 | 0 | 0 | 0 | 17.0765 | 0 | 0 | 365.4372 | 17.0765 | 0
4615 | 0 | 0 | 54.93 | 0 | 0 | 0 | 0 | 0 | 27.3005 | 250.25 | 0 | 0 | 0 | 0 | 0 | 365.44 | 24794.18 | 0 | 0 | 0 | 0 | 1.9 | 0 | 62.02 | 17.08 | 0 | 0 | 80.3243 | 1.9062 | 0 | 0 | 0 | 0 | 0 | 17.0765 | 0 | 0 | 365.4372 | 17.0765 | 0
4616 | 1.51 | 78.63 | 54.99 | 0 | 0 | 0 | 0 | 0 | 0 | 250.25 | 0 | 0 | 0 | 3.6 | 0 | 362.92 | 24431.27 | 0 | 0 | 1.26 | 0 | 2.28 | 42.12 | 86.41 | 17.08 | 0 | 0 | 84.3406 | 3.8124 | 0 | 0 | 0 | 0 | 0 | 17.0765 | 0 | 0 | 365.4372 | 17.0765 | 0
4617 | 8.6 | 416.46 | 54.83 | 0 | 0 | 0 | 0 | 0 | 0 | 250.25 | 0 | 0 | 0 | 384.6 | 0 | 96.22 | 24335.05 | 0 | 0 | 1.22 | 0 | 2.89 | 0 | 76.01 | 17.08 | 0 | 0 | 88.3568 | 5.7186 | 0 | 0 | 0 | 0 | 0 | 17.0765 | 0 | 0 | 365.4372 | 17.0765 | 0
4618 | 13.61 | 627.49 | 54.44 | 0 | 0 | 0 | 0 | 0 | 0 | 250.25 | 0 | 0 | 0 | 559.99 | 26.56 | 0 | 24361.6 | 0 | 0 | 1.2 | 0 | 3.61 | 40.17 | 106.1 | 17.08 | 0 | 0 | 90.3649 | 3.8124 | 0 | 0 | 0 | 0 | 0 | 17.0765 | 0 | 0 | 365.4372 | 17.0765 | 0
4619 | 15.78 | 712.89 | 53.99 | 0 | 0 | 0 | 0 | 0 | 0 | 250.25 | 0 | 0 | 0 | 688.48 | 116.5 | 0 | 24478.1 | 0 | 0 | 0 | 0 | 3.25 | 0 | 99.41 | 17.08 | 0 | 0 | 90.3649 | 3.8124 | 0 | 0 | 0 | 0 | 0 | 17.0765 | 0 | 0 | 365.4372 | 17.0765 | 0
4620 | 18.61 | 819.3 | 53.55 | 0 | 0 | 0 | 0 | 0 | 0 | 250.25 | 0 | 0 | 0 | 757.4 | 164.74 | 0 | 24642.85 | 0 | 0 | 1.19 | 0 | 4.2 | 39.7 | 133.69 | 17.08 | 0 | 0 | 89.3608 | 3.8124 | 0 | 0 | 0 | 0 | 0 | 17.0765 | 0 | 0 | 365.4372 | 17.0765 | 0
4621 | 19.61 | 855.66 | 53.14 | 0 | 0 | 0 | 0 | 0 | 0 | 250.25 | 0 | 0 | 0 | 834.1 | 218.43 | 0 | 24861.28 | 0 | 0 | 1.2 | 0 | 5.25 | 0 | 131.87 | 17.08 | 0 | 0 | 88.3568 | 4.7655 | 0 | 0 | 0 | 0 | 0 | 17.0765 | 0 | 0 | 365.4372 | 17.0765 | 0
4622 | 18.83 | 827.3 | 52.85 | 0 | 0 | 0 | 0 | 157.14 | 0 | 401.73 | 0 | 0 | 0 | 648.55 | 88.55 | 0 | 24949.83 | 0 | 0 | 1.18 | 0 | 6.3 | 0 | 130.71 | 17.08 | 0 | 0 | 87.3527 | 4.7655 | 0 | 0 | 0 | 0 | 0 | 17.0765 | 0 | 0 | 365.4372 | 17.0765 | 0
4623 | 18.3 | 808.01 | 52.66 | 0 | 0 | 0 | 0 | 0 | 0 | 401.73 | 0 | 0 | 0 | 785.72 | 184.57 | 0 | 25134.39 | 0 | 0 | 1.13 | 0 | 7.31 | 0 | 129.42 | 17.08 | 0 | 0 | 87.3527 | 4.7655 | 0 | 0 | 0 | 0 | 0 | 17.0765 | 0 | 0 | 365.4372 | 17.0765 | 0
4624 | 16.84 | 753.51 | 52.49 | 0 | 0 | 0 | 0 | 0 | 0 | 401.73 | 0 | 0 | 0 | 691.08 | 118.32 | 0 | 25252.71 | 0 | 0 | 1.12 | 0 | 8.33 | 37.52 | 164.18 | 17.08 | 0 | 0 | 88.3568 | 4.7655 | 0 | 0 | 0 | 0 | 0 | 17.0765 | 0 | 0 | 365.4372 | 17.0765 | 0
4625 | 15.06 | 684.84 | 52.38 | 0 | 0 | 0 | 0 | 0 | 0 | 401.73 | 0 | 0 | 0 | 657.19 | 94.6 | 0 | 25347.31 | 0 | 0 | 0 | 0 | 8.3 | 0 | 163.53 | 17.08 | 0 | 0 | 89.3608 | 5.7186 | 0 | 0 | 0 | 0 | 0 | 17.0765 | 0 | 0 | 365.4372 | 17.0765 | 0
4626 | 14.78 | 673.97 | 52.12 | 0 | 0 | 0 | 0 | 0 | 0 | 401.73 | 0 | 0 | 0 | 604.97 | 58.04 | 0 | 25405.35 | 0 | 0 | 0.31 | 0 | 8.43 | 37.55 | 196.12 | 17.08 | 0 | 0 | 91.3689 | 6.6717 | 0 | 0 | 0 | 0 | 0 | 17.0765 | 0 | 0 | 365.4372 | 17.0765 | 0
4627 | 5.01 | 251.4 | 51.66 | 0 | 0 | 0 | 0 | 0 | 0 | 401.73 | 0 | 0 | 0 | 204.89 | 0 | 222.02 | 25183.33 | 0 | 0 | 1.13 | 0 | 9.11 | 0 | 188.73 | 17.08 | 0 | 0 | 95.3851 | 6.6717 | 0 | 0 | 0 | 0 | 0 | 17.0765 | 0 | 0 | 365.4372 | 17.0765 | 0
4628 | 0 | 0 | 51.14 | 0 | 0 | 0 | 0 | 0 | 54.9866 | 344.7 | 0 | 0 | 0 | 0 | 0 | 365.44 | 24817.9 | 0 | 0 | 0 | 0 | 8.64 | 0 | 179.7 | 17.08 | 0 | 0 | 100.4054 | 5.7186 | 0 | 0 | 0 | 0 | 0 | 17.0765 | 0 | 0 | 365.4372 | 17.0765 | 0
4629 | 0 | 0 | 50.91 | 0 | 0 | 0 | 0 | 0 | 55.2661 | 287.37 | 0 | 0 | 0 | 0 | 0 | 365.44 | 24452.46 | 0 | 0 | 0 | 0 | 8.05 | 0 | 168.51 | 17.08 | 0 | 0 | 101.4095 | 4.7655 | 0 | 0 | 0 | 0 | 0 | 17.0765 | 0 | 0 | 365.4372 | 17.0765 | 0
4630 | 0 | 0 | 50.65 | 0 | 0 | 0 | 0 | 0 | 47.5348 | 238.05 | 0 | 0 | 0 | 0 | 0 | 365.44 | 24087.02 | 0 | 0 | 0 | 0 | 7.38 | 0 | 155.81 | 17.08 | 0 | 0 | 94.3811 | 3.8124 | 0 | 0 | 0 | 0 | 0 | 17.0765 | 0 | 0 | 365.4372 | 17.0765 | 0
4631 | 0 | 0 | 50.23 | 0 | 0 | 0 | 0 | 0 | 35.9668 | 200.75 | 0 | 0 | 0 | 0 | 0 | 365.44 | 23721.59 | 0 | 0 | 0 | 0 | 6.66 | 0 | 142.07 | 17.08 | 0 | 0 | 83.3365 | 2.8593 | 0 | 0 | 0 | 0 | 0 | 17.0765 | 0 | 0 | 365.4372 | 17.0765 | 0
4632 | 0 | 0 | 49.5 | 0 | 0 | 0 | 0 | 0 | 27.715 | 172 | 0 | 0 | 0 | 0 | 0 | 365.44 | 23356.15 | 0 | 0 | 0 | 0 | 5.94 | 0 | 128.47 | 17.08 | 0 | 0 | 75.3041 | 1.9062 | 0 | 0 | 0 | 0 | 0 | 17.0765 | 0 | 0 | 365.4372 | 17.0765 | 0
4633 | 0 | 0 | 48.52 | 0 | 0 | 0 | 0 | 0 | 22.7118 | 148.44 | 0 | 0 | 0 | 0 | 0 | 365.44 | 22990.71 | 0 | 0 | 0 | 0 | 5.28 | 0 | 116.03 | 17.08 | 0 | 0 | 70.2838 | 0.95311 | 0 | 0 | 0 | 0 | 0 | 17.0765 | 0 | 0 | 365.4372 | 17.0765 | 0
4634 | 0 | 0 | 47.4 | 0 | 0 | 0 | 0 | 0 | 19.868 | 127.83 | 0 | 0 | 0 | 0 | 0 | 365.44 | 22625.27 | 0 | 0 | 0 | 0 | 4.55 | 0 | 102.03 | 17.08 | 0 | 0 | 67.2716 | 0 | 0 | 0 | 0 | 0 | 0 | 17.0765 | 0 | 0 | 365.4372 | 17.0765 | 0
4635 | 0 | 0 | 46.71 | 0 | 0 | 0 | 0 | 0 | 19.5596 | 107.54 | 0 | 0 | 0 | 0 | 0 | 365.44 | 22259.84 | 0 | 0 | 0 | 0 | 3.66 | 0 | 85.25 | 17.08 | 0 | 0 | 66.2676 | 0 | 0 | 0 | 0 | 0 | 0 | 17.0765 | 0 | 0 | 365.4372 | 17.0765 | 0
4636 | 0 | 0 | 46.8 | 0 | 0 | 0 | 0 | 0 | 18.4702 | 88.38 | 0 | 0 | 0 | 0 | 0 | 365.44 | 21894.4 | 0 | 0 | 0 | 0 | 2.73 | 0 | 67.54 | 17.08 | 0 | 0 | 65.2635 | 0 | 0 | 0 | 0 | 0 | 0 | 17.0765 | 0 | 0 | 365.4372 | 17.0765 | 0
4637 | 0 | 0 | 46.69 | 0 | 0 | 0 | 0 | 0 | 21.5936 | 65.99 | 0 | 0 | 0 | 0 | 0 | 365.44 | 21528.96 | 0 | 0 | 0 | 0 | 1.83 | 0 | 50.32 | 17.08 | 0 | 0 | 68.2757 | 0 | 0 | 0 | 0 | 0 | 0 | 17.0765 | 0 | 0 | 365.4372 | 17.0765 | 0
4638 | 0 | 0 | 46.04 | 0 | 0 | 0 | 0 | 0 | 28.2066 | 36.73 | 0 | 0 | 0 | 0 | 0 | 365.44 | 21163.53 | 0 | 0 | 0 | 0 | 0.9 | 0 | 32.67 | 17.08 | 0 | 0 | 73.296 | 0.95311 | 0 | 0 | 0 | 0 | 0 | 17.0765 | 0 | 0 | 365.4372 | 17.0765 | 0
4639 | 0 | 0 | 44.82 | 0 | 0 | 0 | 0 | 0 | 35.4077 | 0 | 0 | 0 | 0 | 0 | 0 | 365.44 | 20798.09 | 0 | 0 | 0 | 0 | 0 | 0 | 15.62 | 17.08 | 0 | 0 | 78.3162 | 1.9062 | 0 | 0 | 0 | 0 | 0 | 17.0765 | 0 | 0 | 365.4372 | 17.0765 | 0
4640 | 10.01 | 477.67 | 43.29 | 0 | 0 | 0 | 0 | 0 | 0 | 0 | 0 | 0 | 0 | 442.95 | 0 | 55.37 | 20742.72 | 0 | 0 | 0.87 | 0 | 0 | 0 | 0 | 17.08 | 0 | 0 | 83.3365 | 3.8124 | 0 | 0 | 0 | 0 | 0 | 17.0765 | 0 | 0 | 365.4372 | 17.0765 | 0
4641 | 24.09 | 1010.39 | 41.69 | 0 | 0 | 0 | 0 | 0 | 0 | 0 | 0 | 0 | 0 | 972.59 | 315.38 | 0 | 21058.09 | 0 | 0 | 0.58 | 0 | 0 | 10.95 | 0 | 17.08 | 0 | 0 | 86.3487 | 5.7186 | 0 | 0 | 0 | 0 | 0 | 17.0765 | 0 | 0 | 365.4372 | 17.0765 | 0
4642 | 32.06 | 1257.94 | 38.94 | 0 | 0 | 0 | 0 | 0 | 0 | 0 | 0 | 0 | 0 | 1228.82 | 494.74 | 0 | 21552.83 | 0 | 0 | 0.45 | 0 | 0 | 8.5 | 0 | 17.08 | 0 | 0 | 87.3527 | 3.8124 | 0 | 0 | 0 | 0 | 0 | 17.0765 | 0 | 0 | 365.4372 | 17.0765 | 0
4643 | 38.13 | 1426.18 | 36.89 | 0 | 0 | 0 | 0 | 0.8 | 0 | 0.77 | 0 | 0 | 0 | 1377.96 | 599.13 | 0 | 22151.97 | 0 | 0 | 1.18 | 0 | 0.77 | 30.1 | 21.91 | 17.08 | 0 | 0 | 87.3527 | 3.8124 | 0 | 0 | 0 | 0 | 0 | 17.0765 | 0 | 0 | 365.4372 | 17.0765 | 0
4644 | 41.09 | 1502.88 | 36.08 | 0 | 0 | 0 | 0 | 71.05 | 0 | 69.27 | 0 | 0 | 0 | 1377.96 | 599.13 | 0 | 22751.1 | 0 | 0 | 1.19 | 0 | 1.72 | 39.7 | 56.19 | 17.08 | 0 | 0 | 86.3487 | 3.8124 | 0 | 0 | 0 | 0 | 0 | 17.0765 | 0 | 0 | 365.4372 | 17.0765 | 0
4645 | 42.88 | 1547.45 | 36.14 | 0 | 0 | 0 | 0 | 117.89 | 0 | 182.91 | 0 | 0 | 0 | 1377.96 | 599.13 | 0 | 23350.23 | 0 | 0 | 1.2 | 0 | 2.76 | 40.31 | 92.67 | 17.08 | 0 | 0 | 84.3406 | 4.7655 | 0 | 0 | 0 | 0 | 0 | 17.0765 | 0 | 0 | 365.4372 | 17.0765 | 0
4646 | 43.77 | 1569.2 | 36.14 | 0 | 0 | 0 | 0 | 157.14 | 0 | 334.39 | 0 | 0 | 0 | 1377.96 | 599.13 | 0 | 23949.36 | 0 | 0 | 1.18 | 0 | 3.82 | 24.73 | 115 | 17.08 | 0 | 0 | 83.3365 | 4.7655 | 0 | 0 | 0 | 0 | 0 | 17.0765 | 0 | 0 | 365.4372 | 17.0765 | 0
4647 | 42.61 | 1540.68 | 35.28 | 0 | 0 | 0 | 0 | 114.36 | 0 | 444.64 | 0 | 0 | 0 | 1377.96 | 599.13 | 0 | 24548.5 | 0 | 0 | 1.13 | 0 | 4.83 | 38.02 | 149.83 | 17.08 | 0 | 0 | 82.3324 | 4.7655 | 0 | 0 | 0 | 0 | 0 | 17.0765 | 0 | 0 | 365.4372 | 17.0765 | 0
4648 | 41.3 | 1508.14 | 34.65 | 0 | 0 | 0 | 0 | 91.73 | 0 | 533.06 | 0 | 0 | 0 | 1377.96 | 599.13 | 0 | 25147.63 | 0 | 0 | 1.12 | 0 | 5.85 | 25.19 | 172.87 | 17.08 | 0 | 0 | 83.3365 | 4.7655 | 0 | 0 | 0 | 0 | 0 | 17.0765 | 0 | 0 | 365.4372 | 17.0765 | 0
4649 | 39.83 | 1470.75 | 34.02 | 0 | 0 | 0 | 0 | 36.67 | 0 | 568.42 | 0 | 0 | 0 | 1377.96 | 599.13 | 0 | 25746.76 | 0 | 0 | 1.13 | 0 | 6.89 | 37.78 | 208.11 | 17.08 | 0 | 0 | 85.3446 | 5.7186 | 0 | 0 | 0 | 0 | 0 | 17.0765 | 0 | 0 | 365.4372 | 17.0765 | 0
4650 | 42.89 | 1547.74 | 33.02 | 0 | 0 | 0 | 0 | 113 | 0 | 677.35 | 0 | 0 | 0 | 1377.96 | 599.13 | 0 | 26345.9 | 0 | 0 | 1.12 | 0 | 7.79 | 37.55 | 240.7 | 17.08 | 0 | 0 | 87.3527 | 6.6717 | 0 | 0 | 0 | 0 | 0 | 17.0765 | 0 | 0 | 365.4372 | 17.0765 | 0
4651 | 17.17 | 765.81 | 32.14 | 0 | 0 | 0 | 0 | 0 | 0 | 677.35 | 0 | 0 | 0 | 716.07 | 135.81 | 0 | 26481.71 | 0 | 0 | 0 | 0 | 7.4 | 0 | 233.31 | 17.08 | 0 | 0 | 92.373 | 6.6717 | 0 | 0 | 0 | 0 | 0 | 17.0765 | 0 | 0 | 365.4372 | 17.0765 | 0
4652 | 0 | 0 | 31.83 | 0 | 0 | 0 | 0 | 0 | 73.4375 | 601.17 | 0 | 0 | 0 | 0 | 0 | 365.44 | 26116.27 | 0 | 0 | 1.15 | 0 | 8.02 | 0 | 224.28 | 17.08 | 0 | 0 | 98.3973 | 5.7186 | 0 | 0 | 0 | 0 | 0 | 17.0765 | 0 | 0 | 365.4372 | 17.0765 | 0
4653 | 0 | 0 | 32.34 | 0 | 0 | 0 | 0 | 0 | 71.9626 | 526.52 | 0 | 0 | 0 | 0 | 0 | 365.44 | 25750.83 | 0 | 0 | 0.14 | 0 | 7.57 | 0 | 213.09 | 17.08 | 0 | 0 | 99.4014 | 4.7655 | 0 | 0 | 0 | 0 | 0 | 17.0765 | 0 | 0 | 365.4372 | 17.0765 | 0
4654 | 0 | 0 | 31.6 | 0 | 0 | 0 | 0 | 0 | 65.5906 | 458.49 | 0 | 0 | 0 | 0 | 0 | 365.44 | 25385.39 | 0 | 0 | 0 | 0 | 6.9 | 0 | 200.38 | 17.08 | 0 | 0 | 93.377 | 3.8124 | 0 | 0 | 0 | 0 | 0 | 17.0765 | 0 | 0 | 365.4372 | 17.0765 | 0
4655 | 0 | 0 | 30.56 | 0 | 0 | 0 | 0 | 0 | 54.6299 | 401.82 | 0 | 0 | 0 | 0 | 0 | 365.44 | 25019.96 | 0 | 0 | 0 | 0 | 6.17 | 0 | 186.65 | 17.08 | 0 | 0 | 82.3324 | 2.8593 | 0 | 0 | 0 | 0 | 0 | 17.0765 | 0 | 0 | 365.4372 | 17.0765 | 0
4656 | 0 | 0 | 30.46 | 0 | 0 | 0 | 0 | 0 | 132.8006 | 264.06 | 0 | 0 | 0 | 87.05 | 0 | 304.5 | 24715.46 | 0 | 0 | 0 | 0 | 5.46 | 0 | 173.05 | 17.08 | 0 | 0 | 74.3 | 1.9062 | 0 | 0 | 0 | 0 | 0 | 17.0765 | 0 | 0 | 365.4372 | 17.0765 | 0
4657 | 0 | 0 | 31.01 | 0 | 0 | 0 | 0 | 0 | 40.594 | 221.94 | 0 | 0 | 0 | 0 | 0 | 365.44 | 24350.02 | 0 | 0 | 1.37 | 0 | 6.11 | 0 | 160.61 | 17.08 | 0 | 0 | 69.2797 | 0.95311 | 0 | 0 | 0 | 0 | 0 | 17.0765 | 0 | 0 | 365.4372 | 17.0765 | 0
4658 | 0 | 0 | 31.87 | 0 | 0 | 0 | 0 | 0 | 33.393 | 187.3 | 0 | 0 | 0 | 0 | 0 | 365.44 | 23984.58 | 0 | 0 | 0 | 0 | 5.37 | 0 | 146.61 | 17.08 | 0 | 0 | 65.2635 | 0 | 0 | 0 | 0 | 0 | 0 | 17.0765 | 0 | 0 | 365.4372 | 17.0765 | 0
4659 | 0 | 0 | 32.2 | 0 | 0 | 0 | 0 | 0 | 32.053 | 154.04 | 0 | 0 | 0 | 0 | 0 | 365.44 | 23619.14 | 0 | 0 | 0 | 0 | 4.49 | 0 | 129.83 | 17.08 | 0 | 0 | 64.2595 | 0 | 0 | 0 | 0 | 0 | 0 | 17.0765 | 0 | 0 | 365.4372 | 17.0765 | 0
4660 | 0 | 0 | 33.85 | 0 | 0 | 0 | 0 | 0 | 31.4168 | 121.45 | 0 | 0 | 0 | 0 | 0 | 365.44 | 23253.71 | 0 | 0 | 0 | 0 | 3.55 | 0 | 112.12 | 17.08 | 0 | 0 | 65.2635 | 0 | 0 | 0 | 0 | 0 | 0 | 17.0765 | 0 | 0 | 365.4372 | 17.0765 | 0
4661 | 0 | 0 | 35.56 | 0 | 0 | 0 | 0 | 0 | 33.7207 | 86.47 | 0 | 0 | 0 | 0 | 0 | 365.44 | 22888.27 | 0 | 0 | 0 | 0 | 2.65 | 0 | 94.9 | 17.08 | 0 | 0 | 69.2797 | 0 | 0 | 0 | 0 | 0 | 0 | 17.0765 | 0 | 0 | 365.4372 | 17.0765 | 0
4662 | 0 | 0 | 36.08 | 0 | 0 | 0 | 0 | 0 | 38.1744 | 46.87 | 0 | 0 | 0 | 0 | 0 | 365.44 | 22522.83 | 0 | 0 | 0 | 0 | 1.72 | 0 | 77.25 | 17.08 | 0 | 0 | 73.296 | 0.95311 | 0 | 0 | 0 | 0 | 0 | 17.0765 | 0 | 0 | 365.4372 | 17.0765 | 0
4663 | 0 | 0 | 35.83 | 0 | 0 | 0 | 0 | 0 | 44.3922 | 0.82 | 0 | 0 | 0 | 0 | 0 | 365.44 | 22157.39 | 0 | 0 | 0 | 0 | 0.82 | 0 | 60.2 | 17.08 | 0 | 0 | 78.3162 | 1.9062 | 0 | 0 | 0 | 0 | 0 | 17.0765 | 0 | 0 | 365.4372 | 17.0765 | 0
4664 | 9.93 | 474.27 | 34.66 | 0 | 0 | 0 | 0 | 0 | 0.3856 | 0.43 | 0 | 0 | 0 | 432.09 | 0 | 62.98 | 22094.42 | 0 | 0 | 0 | 0 | 0 | 0 | 44.58 | 17.08 | 0 | 0 | 83.3365 | 3.8124 | 0 | 0 | 0 | 0 | 0 | 17.0765 | 0 | 0 | 365.4372 | 17.0765 | 0
4665 | 27.2 | 1110.78 | 33.04 | 0 | 0 | 0 | 0 | 0 | 0 | 0.43 | 0 | 0 | 0 | 1077.93 | 389.11 | 0 | 22483.53 | 0 | 0 | 1.02 | 0 | 0.43 | 0 | 34.18 | 17.08 | 0 | 0 | 86.3487 | 5.7186 | 0 | 0 | 0 | 0 | 0 | 17.0765 | 0 | 0 | 365.4372 | 17.0765 | 0
4666 | 32.65 | 1275.2 | 30.42 | 0 | 0 | 0 | 0 | 0 | 0.41452 | 0 | 0 | 0 | 0 | 1247.52 | 507.83 | 0 | 22991.36 | 0 | 0 | 0 | 0 | 0 | 0 | 26.1 | 17.08 | 0 | 0 | 87.3527 | 3.8124 | 0 | 0 | 0 | 0 | 0 | 17.0765 | 0 | 0 | 365.4372 | 17.0765 | 0
4667 | 38.34 | 1431.82 | 28.86 | 0 | 0 | 0 | 0 | 0 | 0 | 0 | 0 | 0 | 0 | 1377.96 | 599.13 | 0 | 23590.49 | 0 | 0 | 0.37 | 0 | 0 | 29.53 | 47.48 | 17.08 | 0 | 0 | 87.3527 | 3.8124 | 0 | 0 | 0 | 0 | 0 | 17.0765 | 0 | 0 | 365.4372 | 17.0765 | 0
4668 | 42.06 | 1527.08 | 29.18 | 0 | 0 | 0 | 0 | 89.32 | 0 | 86.1 | 0 | 0 | 0 | 1377.96 | 599.13 | 0 | 24189.62 | 0 | 0 | 1.19 | 0 | 0.94 | 39.7 | 81.75 | 17.08 | 0 | 0 | 86.3487 | 3.8124 | 0 | 0 | 0 | 0 | 0 | 17.0765 | 0 | 0 | 365.4372 | 17.0765 | 0
4669 | 44.99 | 1598.53 | 30.85 | 0 | 0 | 0 | 0 | 144.91 | 0 | 225.8 | 0 | 0 | 0 | 1377.96 | 599.13 | 0 | 24788.75 | 0 | 0 | 1.2 | 0 | 1.99 | 40.31 | 118.23 | 17.08 | 20.89 | 0 | 84.3406 | 4.7655 | 0 | 0 | 0 | 0 | 0 | 17.0765 | 0 | 0 | 365.4372 | 17.0765 | 0
4670 | 47.35 | 1653.76 | 32.83 | 0 | 0 | 0 | 0 | 157.14 | 0 | 377.28 | 0 | 0 | 0 | 1377.96 | 599.13 | 0 | 25387.89 | 0 | 0 | 1.18 | 0 | 3.05 | 39.49 | 154.58 | 17.08 | 70.08 | 0 | 83.3365 | 4.7655 | 0 | 0 | 0 | 0 | 0 | 17.0765 | 0 | 0 | 365.4372 | 17.0765 | 0
4671 | 45.92 | 1620.54 | 34.52 | 0 | 0 | 0 | 0 | 157.14 | 0 | 528.76 | 0 | 0 | 0 | 1377.96 | 599.13 | 0 | 25987.02 | 0 | 0 | 1.13 | 0 | 4.06 | 38.02 | 189.41 | 17.08 | 39.63 | 0 | 82.3324 | 4.7655 | 0 | 0 | 0 | 0 | 0 | 17.0765 | 0 | 0 | 365.4372 | 17.0765 | 0
4672 | 44.44 | 1585.27 | 37.15 | 0 | 0 | 0 | 0 | 157.14 | 0 | 680.24 | 0 | 0 | 0 | 1377.96 | 599.13 | 0 | 26586.15 | 0 | 0 | 1.12 | 0 | 5.08 | 37.52 | 224.17 | 17.08 | 5.02 | 0 | 83.3365 | 4.7655 | 0 | 0 | 0 | 0 | 0 | 17.0765 | 0 | 0 | 365.4372 | 17.0765 | 0
4673 | 42.8 | 1545.4 | 40.02 | 0 | 0 | 0 | 0 | 120.28 | 0 | 796.19 | 0 | 0 | 0 | 1377.96 | 599.13 | 0 | 27185.29 | 0 | 0 | 1.13 | 0 | 6.12 | 37.78 | 259.41 | 17.08 | 0 | 0 | 85.3446 | 5.7186 | 0 | 0 | 0 | 0 | 0 | 17.0765 | 0 | 0 | 365.4372 | 17.0765 | 0
4674 | 46.32 | 1629.88 | 42.3 | 0 | 0 | 0 | 0 | 157.14 | 0 | 947.67 | 0 | 0 | 0 | 1377.96 | 599.13 | 0 | 27784.42 | 0 | 0 | 1.12 | 0 | 7.02 | 37.55 | 292 | 17.08 | 50.7 | 0 | 87.3527 | 6.6717 | 0 | 0 | 0 | 0 | 0 | 17.0765 | 0 | 0 | 365.4372 | 17.0765 | 0
4675 | 19.94 | 867.19 | 44.17 | 0 | 0 | 0 | 0 | 0 | 0 | 947.67 | 0 | 0 | 0 | 832.12 | 217.05 | 0 | 28001.47 | 0 | 0 | 1.13 | 0 | 7.7 | 0 | 284.61 | 17.08 | 0 | 0 | 91.3689 | 6.6717 | 0 | 0 | 0 | 0 | 0 | 17.0765 | 0 | 0 | 365.4372 | 17.0765 | 0
4676 | 0 | 0 | 45.62 | 0 | 0 | 0 | 0 | 0 | 100.2271 | 843.7 | 0 | 0 | 0 | 42.74 | 0 | 335.52 | 27665.95 | 0 | 0 | 0 | 0 | 7.23 | 0 | 275.58 | 17.08 | 0 | 0 | 97.3933 | 5.7186 | 0 | 0 | 0 | 0 | 0 | 17.0765 | 0 | 0 | 365.4372 | 17.0765 | 0
4677 | 0 | 0 | 46.64 | 0 | 0 | 0 | 0 | 0 | 58.7654 | 782.74 | 0 | 0 | 0 | 0 | 0 | 365.44 | 27300.51 | 0 | 0 | 1.24 | 0 | 7.81 | 0 | 264.39 | 17.08 | 0 | 0 | 99.4014 | 4.7655 | 0 | 0 | 0 | 0 | 0 | 17.0765 | 0 | 0 | 365.4372 | 17.0765 | 0
4678 | 0 | 0 | 47.25 | 0 | 0 | 0 | 0 | 0 | 49.9352 | 730.94 | 0 | 0 | 0 | 0 | 0 | 365.44 | 26935.07 | 0 | 0 | 0 | 0 | 7.14 | 0 | 251.68 | 17.08 | 0 | 0 | 93.377 | 3.8124 | 0 | 0 | 0 | 0 | 0 | 17.0765 | 0 | 0 | 365.4372 | 17.0765 | 0
4679 | 0 | 0 | 46.83 | 0 | 0 | 0 | 0 | 0 | 39.6493 | 689.8 | 0 | 0 | 0 | 0 | 0 | 365.44 | 26569.64 | 0 | 0 | 1.29 | 0 | 7.65 | 0 | 237.94 | 17.08 | 0 | 0 | 82.3324 | 2.8593 | 0 | 0 | 0 | 0 | 0 | 17.0765 | 0 | 0 | 365.4372 | 17.0765 | 0
4680 | 0 | 0 | 45.81 | 0 | 0 | 0 | 0 | 0 | 30.3949 | 658.28 | 0 | 0 | 0 | 0 | 0 | 365.44 | 26204.2 | 0 | 0 | 0 | 0 | 6.94 | 0 | 224.34 | 17.08 | 0 | 0 | 74.3 | 1.9062 | 0 | 0 | 0 | 0 | 0 | 17.0765 | 0 | 0 | 365.4372 | 17.0765 | 0
4681 | 0 | 0 | 44.35 | 0 | 0 | 0 | 0 | 0 | 27.2523 | 630 | 0 | 0 | 0 | 0 | 0 | 365.44 | 25838.76 | 0 | 0 | 1.37 | 0 | 7.58 | 0 | 211.91 | 17.08 | 0 | 0 | 69.2797 | 0.95311 | 0 | 0 | 0 | 0 | 0 | 17.0765 | 0 | 0 | 365.4372 | 17.0765 | 0
4682 | 0 | 0 | 42.9 | 0 | 0 | 0 | 0 | 0 | 22.3648 | 606.8 | 0 | 0 | 0 | 0 | 0 | 365.44 | 25473.32 | 0 | 0 | 0 | 0 | 6.85 | 0 | 197.91 | 17.08 | 0 | 0 | 65.2635 | 0 | 0 | 0 | 0 | 0 | 0 | 17.0765 | 0 | 0 | 365.4372 | 17.0765 | 0
4683 | 0 | 0 | 41.73 | 0 | 0 | 0 | 0 | 0 | 23.9072 | 582 | 0 | 0 | 0 | 0 | 0 | 365.44 | 25107.89 | 0 | 0 | 1.38 | 0 | 7.27 | 0 | 181.13 | 17.08 | 0 | 0 | 64.2595 | 0 | 0 | 0 | 0 | 0 | 0 | 17.0765 | 0 | 0 | 365.4372 | 17.0765 | 0
4684 | 0 | 0 | 40.73 | 0 | 0 | 0 | 0 | 0 | 24.5338 | 556.55 | 0 | 0 | 0 | 0 | 0 | 365.44 | 24742.45 | 0 | 0 | 0 | 0 | 6.34 | 0 | 163.42 | 17.08 | 0 | 0 | 65.2635 | 0 | 0 | 0 | 0 | 0 | 0 | 17.0765 | 0 | 0 | 365.4372 | 17.0765 | 0
4685 | 0 | 0 | 39.27 | 0 | 0 | 0 | 0 | 0 | 32.0241 | 523.33 | 0 | 0 | 0 | 0 | 0 | 365.44 | 24377.01 | 0 | 0 | 0 | 0 | 5.44 | 0 | 146.2 | 17.08 | 0 | 0 | 71.2878 | 0 | 0 | 0 | 0 | 0 | 0 | 17.0765 | 0 | 0 | 365.4372 | 17.0765 | 0
4686 | 0 | 0 | 37.64 | 0 | 0 | 0 | 0 | 0 | 39.9674 | 481.87 | 0 | 0 | 0 | 0 | 0 | 365.44 | 24011.58 | 0 | 0 | 1.35 | 0 | 5.79 | 0 | 128.55 | 17.08 | 0 | 0 | 75.3041 | 0.95311 | 0 | 0 | 0 | 0 | 0 | 17.0765 | 0 | 0 | 365.4372 | 17.0765 | 0
4687 | 0 | 0 | 36.39 | 0 | 0 | 0 | 0 | 0 | 47.13 | 432.98 | 0 | 0 | 0 | 0 | 0 | 365.44 | 23646.14 | 0 | 0 | 1.28 | 0 | 6.11 | 0 | 111.5 | 17.08 | 0 | 0 | 80.3243 | 1.9062 | 0 | 0 | 0 | 0 | 0 | 17.0765 | 0 | 0 | 365.4372 | 17.0765 | 0
4688 | 9.98 | 476.39 | 35.36 | 0 | 0 | 0 | 0 | 0 | 0 | 432.98 | 0 | 0 | 0 | 432.46 | 0 | 62.72 | 23583.42 | 0 | 0 | 0.11 | 0 | 5.39 | 0 | 95.88 | 17.08 | 0 | 0 | 85.3446 | 3.8124 | 0 | 0 | 0 | 0 | 0 | 17.0765 | 0 | 0 | 365.4372 | 17.0765 | 0
4689 | 22.93 | 971.47 | 33.97 | 0 | 0 | 0 | 0 | 0 | 0 | 432.98 | 0 | 0 | 0 | 932.07 | 287.01 | 0 | 23870.43 | 0 | 0 | 1.22 | 0 | 6.01 | 0 | 85.48 | 17.08 | 0 | 0 | 89.3608 | 5.7186 | 0 | 0 | 0 | 0 | 0 | 17.0765 | 0 | 0 | 365.4372 | 17.0765 | 0
4690 | 31.54 | 1242.76 | 33.47 | 0 | 0 | 0 | 0 | 0 | 0 | 432.98 | 0 | 0 | 0 | 1213.58 | 484.07 | 0 | 24354.5 | 0 | 0 | 0 | 0 | 5.58 | 0 | 77.4 | 17.08 | 0 | 0 | 90.3649 | 3.8124 | 0 | 0 | 0 | 0 | 0 | 17.0765 | 0 | 0 | 365.4372 | 17.0765 | 0
4691 | 37.7 | 1414.96 | 34.19 | 0 | 0 | 0 | 0 | 0 | 0 | 432.98 | 0 | 0 | 0 | 1377.96 | 599.13 | 0 | 24953.63 | 0 | 0 | 1.18 | 0 | 6.36 | 12.54 | 82.63 | 17.08 | 0 | 0 | 91.3689 | 3.8124 | 0 | 0 | 0 | 0 | 0 | 17.0765 | 0 | 0 | 365.4372 | 17.0765 | 0
4692 | 39.69 | 1467.06 | 35.24 | 0 | 0 | 0 | 0 | 28.98 | 0 | 460.92 | 0 | 0 | 0 | 1377.96 | 599.13 | 0 | 25552.77 | 0 | 0 | 1.19 | 0 | 7.3 | 39.7 | 116.9 | 17.08 | 0 | 0 | 90.3649 | 3.8124 | 0 | 0 | 0 | 0 | 0 | 17.0765 | 0 | 0 | 365.4372 | 17.0765 | 0
4693 | 40.38 | 1484.77 | 35.84 | 0 | 0 | 0 | 0 | 56.13 | 0 | 515.02 | 0 | 0 | 0 | 1377.96 | 599.13 | 0 | 26151.9 | 0 | 0 | 1.2 | 0 | 8.35 | 31.58 | 145.09 | 17.08 | 0 | 0 | 89.3608 | 4.7655 | 0 | 0 | 0 | 0 | 0 | 17.0765 | 0 | 0 | 365.4372 | 17.0765 | 0
4694 | 39.97 | 1474.34 | 36.18 | 0 | 0 | 0 | 0 | 38.75 | 0 | 552.38 | 0 | 0 | 0 | 1377.96 | 599.13 | 0 | 26751.03 | 0 | 0 | 1.18 | 0 | 9.41 | 39.49 | 181.44 | 17.08 | 0 | 0 | 88.3568 | 4.7655 | 0 | 0 | 0 | 0 | 0 | 17.0765 | 0 | 0 | 365.4372 | 17.0765 | 0
4695 | 39.41 | 1459.81 | 36.75 | 0 | 0 | 0 | 0 | 63.75 | 0 | 613.84 | 0 | 0 | 0 | 1377.96 | 599.13 | 0 | 27350.17 | 0 | 0 | 1.13 | 0 | 10.42 | 0 | 180.15 | 17.08 | 0 | 0 | 88.3568 | 4.7655 | 0 | 0 | 0 | 0 | 0 | 17.0765 | 0 | 0 | 365.4372 | 17.0765 | 0
4696 | 38.7 | 1441.36 | 37.57 | 0 | 0 | 0 | 0 | 6.91 | 0 | 620.5 | 0 | 0 | 0 | 1377.96 | 599.13 | 0 | 27949.3 | 0 | 0 | 1.12 | 0 | 11.43 | 37.52 | 214.91 | 17.08 | 0 | 0 | 89.3608 | 4.7655 | 0 | 0 | 0 | 0 | 0 | 17.0765 | 0 | 0 | 365.4372 | 17.0765 | 0
4697 | 37.93 | 1420.96 | 39.34 | 0 | 0 | 0 | 0 | 0 | 0 | 620.5 | 0 | 0 | 0 | 1377.96 | 599.13 | 0 | 28548.43 | 0 | 0 | 1.13 | 0 | 12.47 | 23.06 | 236.16 | 17.08 | 0 | 0 | 90.3649 | 5.7186 | 0 | 0 | 0 | 0 | 0 | 17.0765 | 0 | 0 | 365.4372 | 17.0765 | 0
4698 | 40.6 | 1490.31 | 41.65 | 0 | 0 | 0 | 0 | 56.89 | 0 | 675.34 | 0 | 0 | 0 | 1377.96 | 599.13 | 0 | 29147.56 | 0 | 0 | 1.12 | 0 | 13.37 | 37.55 | 268.76 | 17.08 | 0 | 0 | 92.373 | 6.6717 | 0 | 0 | 0 | 0 | 0 | 17.0765 | 0 | 0 | 365.4372 | 17.0765 | 0
4699 | 16.03 | 722.44 | 44.48 | 0 | 0 | 0 | 0 | 0 | 0 | 675.34 | 0 | 0 | 0 | 679.88 | 110.48 | 0 | 29258.04 | 0 | 0 | 0 | 0 | 12.98 | 0 | 261.36 | 17.08 | 0 | 0 | 96.3892 | 6.6717 | 0 | 0 | 0 | 0 | 0 | 17.0765 | 0 | 0 | 365.4372 | 17.0765 | 0
4700 | 0 | 0 | 47.02 | 0 | 0 | 0 | 0 | 0 | 61.2622 | 611.79 | 0 | 0 | 0 | 0 | 0 | 365.44 | 28892.61 | 0 | 0 | 1.15 | 0 | 13.61 | 0 | 252.34 | 17.08 | 0 | 0 | 101.4095 | 5.7186 | 0 | 0 | 0 | 0 | 0 | 17.0765 | 0 | 0 | 365.4372 | 17.0765 | 0
4701 | 0 | 0 | 49.34 | 0 | 0 | 0 | 0 | 0 | 57.84 | 551.79 | 0 | 0 | 0 | 0 | 0 | 365.44 | 28527.17 | 0 | 0 | 0 | 0 | 13.02 | 0 | 241.14 | 17.08 | 0 | 0 | 102.4135 | 4.7655 | 0 | 0 | 0 | 0 | 0 | 17.0765 | 0 | 0 | 365.4372 | 17.0765 | 0
4702 | 0 | 0 | 50.33 | 0 | 0 | 0 | 0 | 0 | 48.8652 | 501.1 | 0 | 0 | 0 | 0 | 0 | 365.44 | 28161.73 | 0 | 0 | 0 | 0 | 12.35 | 0 | 228.44 | 17.08 | 0 | 0 | 95.3851 | 3.8124 | 0 | 0 | 0 | 0 | 0 | 17.0765 | 0 | 0 | 365.4372 | 17.0765 | 0
4703 | 0 | 0 | 50.85 | 0 | 0 | 0 | 0 | 0 | 37.355 | 462.35 | 0 | 0 | 0 | 0 | 0 | 365.44 | 27796.29 | 0 | 0 | 0 | 0 | 11.62 | 0 | 214.7 | 17.08 | 0 | 0 | 85.3446 | 2.8593 | 0 | 0 | 0 | 0 | 0 | 17.0765 | 0 | 0 | 365.4372 | 17.0765 | 0
4704 | 0 | 0 | 51.19 | 0 | 0 | 0 | 0 | 0 | 28.3705 | 432.93 | 0 | 0 | 0 | 0 | 0 | 365.44 | 27430.86 | 0 | 0 | 1.35 | 0 | 12.19 | 0 | 201.1 | 17.08 | 0 | 0 | 76.3081 | 1.9062 | 0 | 0 | 0 | 0 | 0 | 17.0765 | 0 | 0 | 365.4372 | 17.0765 | 0
4705 | 0 | 0 | 51.09 | 0 | 0 | 0 | 0 | 0 | 22.1624 | 409.94 | 0 | 0 | 0 | 0 | 0 | 365.44 | 27065.42 | 0 | 0 | 0 | 0 | 11.53 | 0 | 188.66 | 17.08 | 0 | 0 | 72.2919 | 0.95311 | 0 | 0 | 0 | 0 | 0 | 17.0765 | 0 | 0 | 365.4372 | 17.0765 | 0
4706 | 0 | 0 | 50.74 | 0 | 0 | 0 | 0 | 0 | 17.5352 | 391.75 | 0 | 0 | 0 | 0 | 0 | 365.44 | 26699.98 | 0 | 0 | 0 | 0 | 10.8 | 0 | 174.67 | 17.08 | 0 | 0 | 68.2757 | 0 | 0 | 0 | 0 | 0 | 0 | 17.0765 | 0 | 0 | 365.4372 | 17.0765 | 0
4707 | 0 | 0 | 49.85 | 0 | 0 | 0 | 0 | 0 | 18.798 | 372.25 | 0 | 0 | 0 | 0 | 0 | 365.44 | 26334.55 | 0 | 0 | 1.38 | 0 | 11.22 | 0 | 157.89 | 17.08 | 0 | 0 | 67.2716 | 0 | 0 | 0 | 0 | 0 | 0 | 17.0765 | 0 | 0 | 365.4372 | 17.0765 | 0
4708 | 0 | 0 | 47.99 | 0 | 0 | 0 | 0 | 0 | 20.2826 | 351.21 | 0 | 0 | 0 | 0 | 0 | 365.44 | 25969.11 | 0 | 0 | 0 | 0 | 10.29 | 0 | 140.18 | 17.08 | 0 | 0 | 68.2757 | 0 | 0 | 0 | 0 | 0 | 0 | 17.0765 | 0 | 0 | 365.4372 | 17.0765 | 0
4709 | 0 | 0 | 44.79 | 0 | 0 | 0 | 0 | 0 | 27.5029 | 322.68 | 0 | 0 | 0 | 0 | 0 | 365.44 | 25603.67 | 0 | 0 | 0 | 0 | 9.38 | 0 | 122.95 | 17.08 | 0 | 0 | 72.2919 | 0 | 0 | 0 | 0 | 0 | 0 | 17.0765 | 0 | 0 | 365.4372 | 17.0765 | 0
4710 | 0 | 0 | 40.03 | 0 | 0 | 0 | 0 | 0 | 38.5889 | 282.65 | 0 | 0 | 0 | 0 | 0 | 365.44 | 25238.23 | 0 | 0 | 1.35 | 0 | 9.74 | 0 | 105.31 | 17.08 | 0 | 0 | 76.3081 | 0.95311 | 0 | 0 | 0 | 0 | 0 | 17.0765 | 0 | 0 | 365.4372 | 17.0765 | 0
4711 | 0 | 0 | 34.47 | 0 | 0 | 0 | 0 | 0 | 49.7617 | 231.03 | 0 | 0 | 0 | 0 | 0 | 365.44 | 24872.8 | 0 | 0 | 0 | 0 | 8.84 | 0 | 88.26 | 17.08 | 0 | 0 | 82.3324 | 1.9062 | 0 | 0 | 0 | 0 | 0 | 17.0765 | 0 | 0 | 365.4372 | 17.0765 | 0
4712 | 8.38 | 406.58 | 28.75 | 0 | 0 | 0 | 0 | 0 | 0 | 231.03 | 0 | 0 | 0 | 353.55 | 0 | 117.95 | 24754.84 | 0 | 0 | 0 | 0 | 8.02 | 0 | 72.63 | 17.08 | 0 | 0 | 86.3487 | 3.8124 | 0 | 0 | 0 | 0 | 0 | 17.0765 | 0 | 0 | 365.4372 | 17.0765 | 0
4713 | 22.38 | 952.54 | 24.18 | 0 | 0 | 0 | 0 | 0 | 0 | 231.03 | 0 | 0 | 0 | 901.79 | 265.82 | 0 | 25020.66 | 0 | 0 | 1.22 | 0 | 8.63 | 0 | 62.23 | 17.08 | 0 | 0 | 90.3649 | 5.7186 | 0 | 0 | 0 | 0 | 0 | 17.0765 | 0 | 0 | 365.4372 | 17.0765 | 0
4714 | 31.01 | 1227.09 | 22.44 | 0 | 0 | 0 | 0 | 0 | 0 | 231.03 | 0 | 0 | 0 | 1184.35 | 463.61 | 0 | 25484.26 | 0 | 0 | 0 | 0 | 8.21 | 0 | 54.16 | 17.08 | 0 | 0 | 92.373 | 3.8124 | 0 | 0 | 0 | 0 | 0 | 17.0765 | 0 | 0 | 365.4372 | 17.0765 | 0
4715 | 37.1 | 1398.92 | 22.01 | 0 | 0 | 0 | 0 | 0 | 0 | 231.03 | 0 | 0 | 0 | 1360.67 | 587.03 | 0 | 26071.3 | 0 | 0 | 1.18 | 0 | 8.98 | 0 | 47.48 | 17.08 | 0 | 0 | 92.373 | 3.8124 | 0 | 0 | 0 | 0 | 0 | 17.0765 | 0 | 0 | 365.4372 | 17.0765 | 0
4716 | 41.12 | 1503.53 | 21.64 | 0 | 0 | 0 | 0 | 52.27 | 0 | 281.42 | 0 | 0 | 0 | 1377.96 | 599.13 | 0 | 26670.43 | 0 | 0 | 1.19 | 0 | 9.93 | 39.7 | 81.75 | 17.08 | 0 | 0 | 91.3689 | 3.8124 | 0 | 0 | 0 | 0 | 0 | 17.0765 | 0 | 0 | 365.4372 | 17.0765 | 0
4717 | 43.39 | 1559.84 | 21.71 | 0 | 0 | 0 | 0 | 110.34 | 0 | 387.78 | 0 | 0 | 0 | 1377.96 | 599.13 | 0 | 27269.56 | 0 | 0 | 1.2 | 0 | 10.97 | 40.31 | 118.23 | 17.08 | 0 | 0 | 90.3649 | 4.7655 | 0 | 0 | 0 | 0 | 0 | 17.0765 | 0 | 0 | 365.4372 | 17.0765 | 0
4718 | 44.62 | 1589.54 | 21.83 | 0 | 0 | 0 | 0 | 143.24 | 0 | 525.86 | 0 | 0 | 0 | 1377.96 | 599.13 | 0 | 27868.7 | 0 | 0 | 1.18 | 0 | 12.03 | 39.49 | 154.58 | 17.08 | 0 | 0 | 89.3608 | 4.7655 | 0 | 0 | 0 | 0 | 0 | 17.0765 | 0 | 0 | 365.4372 | 17.0765 | 0
4719 | 43.67 | 1566.74 | 22.83 | 0 | 0 | 0 | 0 | 122.01 | 0 | 643.48 | 0 | 0 | 0 | 1377.96 | 599.13 | 0 | 28467.83 | 0 | 0 | 1.13 | 0 | 13.04 | 38.02 | 189.41 | 17.08 | 0 | 0 | 89.3608 | 4.7655 | 0 | 0 | 0 | 0 | 0 | 17.0765 | 0 | 0 | 365.4372 | 17.0765 | 0
4720 | 42.67 | 1542.1 | 24.2 | 0 | 0 | 0 | 0 | 97.24 | 0 | 737.22 | 0 | 0 | 0 | 1377.96 | 599.13 | 0 | 29066.96 | 0 | 0 | 1.12 | 0 | 14.06 | 37.52 | 224.17 | 17.08 | 0 | 0 | 90.3649 | 4.7655 | 0 | 0 | 0 | 0 | 0 | 17.0765 | 0 | 0 | 365.4372 | 17.0765 | 0
4721 | 41.56 | 1514.68 | 25.1 | 0 | 0 | 0 | 0 | 67.39 | 0 | 802.18 | 0 | 0 | 0 | 1377.96 | 599.13 | 0 | 29666.09 | 0 | 0 | 1.13 | 0 | 15.1 | 37.78 | 259.41 | 17.08 | 0 | 0 | 91.3689 | 5.7186 | 0 | 0 | 0 | 0 | 0 | 17.0765 | 0 | 0 | 365.4372 | 17.0765 | 0
4722 | 44.99 | 1598.43 | 24.19 | 0 | 0 | 0 | 0 | 150.92 | 0 | 947.67 | 0 | 0 | 0 | 1377.96 | 599.13 | 0 | 30265.23 | 0 | 0 | 1.12 | 0 | 16 | 37.55 | 292 | 17.08 | 0 | 0 | 93.377 | 6.6717 | 0 | 0 | 0 | 0 | 0 | 17.0765 | 0 | 0 | 365.4372 | 17.0765 | 0
4723 | 19.38 | 847.31 | 22.05 | 0 | 0 | 0 | 0 | 0 | 0 | 947.67 | 0 | 0 | 0 | 784.27 | 183.55 | 0 | 30448.78 | 0 | 0 | 0.41 | 0 | 16 | 0 | 284.61 | 17.08 | 0 | 0 | 97.3933 | 6.6717 | 0 | 0 | 0 | 0 | 0 | 17.0765 | 0 | 0 | 365.4372 | 17.0765 | 0
4724 | 0 | 0 | 19.54 | 0 | 0 | 0 | 0 | 0 | 88.6012 | 855.77 | 0 | 0 | 0 | 0 | 0 | 365.44 | 30083.34 | 0 | 0 | 0 | 0 | 15.52 | 0 | 275.58 | 17.08 | 0 | 0 | 102.4135 | 5.7186 | 0 | 0 | 0 | 0 | 0 | 17.0765 | 0 | 0 | 365.4372 | 17.0765 | 0
4725 | 0 | 0 | 17.12 | 0 | 0 | 0 | 0 | 0 | 91.0691 | 761.3 | 0 | 0 | 0 | 0 | 0 | 365.44 | 29717.91 | 0 | 0 | 0 | 0 | 14.94 | 0 | 264.39 | 17.08 | 0 | 0 | 103.4176 | 4.7655 | 0 | 0 | 0 | 0 | 0 | 17.0765 | 0 | 0 | 365.4372 | 17.0765 | 0
4726 | 0 | 0 | 15.16 | 0 | 0 | 0 | 0 | 0 | 85.0344 | 673.09 | 0 | 0 | 0 | 0 | 0 | 365.44 | 29352.47 | 0 | 0 | 0 | 0 | 14.27 | 0 | 251.68 | 17.08 | 0 | 0 | 96.3892 | 3.8124 | 0 | 0 | 0 | 0 | 0 | 17.0765 | 0 | 0 | 365.4372 | 17.0765 | 0
4727 | 0 | 0 | 13.48 | 0 | 0 | 0 | 0 | 0 | 74.7293 | 595.57 | 0 | 0 | 0 | 0 | 0 | 365.44 | 28987.03 | 0 | 0 | 0 | 0 | 13.54 | 0 | 237.94 | 17.08 | 0 | 0 | 85.3446 | 2.8593 | 0 | 0 | 0 | 0 | 0 | 17.0765 | 0 | 0 | 365.4372 | 17.0765 | 0
4728 | 0 | 0 | 11.96 | 0 | 0 | 0 | 0 | 0 | 67.2583 | 525.8 | 0 | 0 | 0 | 0 | 0 | 365.44 | 28621.6 | 0 | 0 | 0 | 0 | 12.83 | 0 | 224.34 | 17.08 | 0 | 0 | 77.3122 | 1.9062 | 0 | 0 | 0 | 0 | 0 | 17.0765 | 0 | 0 | 365.4372 | 17.0765 | 0
4729 | 0 | 0 | 10.6 | 0 | 0 | 0 | 0 | 0 | 62.6407 | 460.82 | 0 | 0 | 0 | 0 | 0 | 365.44 | 28256.16 | 0 | 0 | 0 | 0 | 12.17 | 0 | 211.91 | 17.08 | 0 | 0 | 72.2919 | 0.95311 | 0 | 0 | 0 | 0 | 0 | 17.0765 | 0 | 0 | 365.4372 | 17.0765 | 0
4730 | 0 | 0 | 9.63 | 0 | 0 | 0 | 0 | 0 | 59.6523 | 398.94 | 0 | 0 | 0 | 0 | 0 | 365.44 | 27890.72 | 0 | 0 | 0 | 0 | 11.44 | 0 | 197.91 | 17.08 | 0 | 0 | 69.2797 | 0 | 0 | 0 | 0 | 0 | 0 | 17.0765 | 0 | 0 | 365.4372 | 17.0765 | 0
4731 | 0 | 0 | 8.87 | 0 | 0 | 0 | 0 | 0 | 59.4113 | 337.31 | 0 | 0 | 0 | 0 | 0 | 365.44 | 27525.28 | 0 | 0 | 0 | 0 | 10.55 | 0 | 181.13 | 17.08 | 0 | 0 | 68.2757 | 0 | 0 | 0 | 0 | 0 | 0 | 17.0765 | 0 | 0 | 365.4372 | 17.0765 | 0
4732 | 0 | 0 | 8.1 | 0 | 0 | 0 | 0 | 0 | 61.1851 | 273.84 | 0 | 0 | 0 | 0 | 0 | 365.44 | 27159.85 | 0 | 0 | 0 | 0 | 9.62 | 0 | 163.42 | 17.08 | 0 | 0 | 69.2797 | 0 | 0 | 0 | 0 | 0 | 0 | 17.0765 | 0 | 0 | 365.4372 | 17.0765 | 0
4733 | 0 | 0 | 7.2 | 0 | 0 | 0 | 0 | 0 | 65.0989 | 206.32 | 0 | 0 | 0 | 0 | 0 | 365.44 | 26794.41 | 0 | 0 | 0 | 0 | 8.72 | 0 | 146.2 | 17.08 | 0 | 0 | 72.2919 | 0 | 0 | 0 | 0 | 0 | 0 | 17.0765 | 0 | 0 | 365.4372 | 17.0765 | 0
4734 | 0 | 0 | 6.17 | 0 | 0 | 0 | 0 | 0 | 72.0879 | 131.53 | 0 | 0 | 0 | 0 | 0 | 365.44 | 26428.97 | 0 | 0 | 0 | 0 | 7.79 | 0 | 128.55 | 17.08 | 0 | 0 | 77.3122 | 0.95311 | 0 | 0 | 0 | 0 | 0 | 17.0765 | 0 | 0 | 365.4372 | 17.0765 | 0
4735 | 0 | 0 | 5.11 | 0 | 0 | 0 | 0 | 0 | 79.1348 | 49.45 | 0 | 0 | 0 | 0 | 0 | 365.44 | 26063.54 | 0 | 0 | 0 | 0 | 6.89 | 0 | 111.5 | 17.08 | 0 | 0 | 82.3324 | 1.9062 | 0 | 0 | 0 | 0 | 0 | 17.0765 | 0 | 0 | 365.4372 | 17.0765 | 0
4736 | 9.99 | 477.17 | 4.19 | 0 | 0 | 0 | 0 | 157.14 | 0 | 200.93 | 0 | 0 | 0 | 242.8 | 0 | 195.48 | 25868.06 | 0 | 0 | 1.26 | 0 | 7.26 | 0 | 95.88 | 17.08 | 0 | 0 | 86.3487 | 3.8124 | 0 | 0 | 0 | 0 | 0 | 17.0765 | 0 | 0 | 365.4372 | 17.0765 | 0
4737 | 26.97 | 1103.57 | 3.54 | 0 | 0 | 0 | 0 | 157.14 | 0 | 352.41 | 0 | 0 | 0 | 838.67 | 221.63 | 0 | 26089.69 | 0 | 0 | 1.22 | 0 | 7.88 | 40.97 | 124.4 | 17.08 | 0 | 0 | 90.3649 | 5.7186 | 0 | 0 | 0 | 0 | 0 | 17.0765 | 0 | 0 | 365.4372 | 17.0765 | 0
4738 | 32.35 | 1266.55 | 3.01 | 0 | 0 | 0 | 0 | 154.13 | 0 | 500.99 | 0 | 0 | 0 | 1050.4 | 369.84 | 0 | 26459.53 | 0 | 0 | 1.2 | 0 | 8.59 | 0 | 116.32 | 17.08 | 0 | 0 | 92.373 | 3.8124 | 0 | 0 | 0 | 0 | 0 | 17.0765 | 0 | 0 | 365.4372 | 17.0765 | 0
4739 | 37.83 | 1418.43 | 2.86 | 0 | 0 | 0 | 0 | 0 | 0 | 500.99 | 0 | 0 | 0 | 1361.75 | 587.79 | 0 | 27047.31 | 0 | 0 | 1.18 | 0 | 9.36 | 0 | 109.64 | 17.08 | 0 | 0 | 92.373 | 3.8124 | 0 | 0 | 0 | 0 | 0 | 17.0765 | 0 | 0 | 365.4372 | 17.0765 | 0
4740 | 40.92 | 1498.55 | 3.15 | 0 | 0 | 0 | 0 | 68.3 | 0 | 566.83 | 0 | 0 | 0 | 1377.96 | 599.13 | 0 | 27646.45 | 0 | 0 | 1.19 | 0 | 10.31 | 0 | 106.21 | 17.08 | 0 | 0 | 91.3689 | 3.8124 | 0 | 0 | 0 | 0 | 0 | 17.0765 | 0 | 0 | 365.4372 | 17.0765 | 0
4741 | 43.19 | 1554.99 | 3.86 | 0 | 0 | 0 | 0 | 157.14 | 0 | 718.31 | 0 | 0 | 0 | 1308.26 | 550.35 | 0 | 28196.79 | 0 | 0 | 1.2 | 0 | 11.35 | 40.31 | 142.68 | 17.08 | 0 | 0 | 90.3649 | 4.7655 | 0 | 0 | 0 | 0 | 0 | 17.0765 | 0 | 0 | 365.4372 | 17.0765 | 0
4742 | 44.77 | 1593.29 | 4.96 | 0 | 0 | 0 | 0 | 130.27 | 0 | 843.89 | 0 | 0 | 0 | 1377.96 | 599.13 | 0 | 28795.92 | 0 | 0 | 1.18 | 0 | 12.41 | 39.49 | 179.03 | 17.08 | 0 | 0 | 89.3608 | 4.7655 | 0 | 0 | 0 | 0 | 0 | 17.0765 | 0 | 0 | 365.4372 | 17.0765 | 0
4743 | 42.28 | 1532.58 | 6.02 | 0 | 0 | 0 | 0 | 107.66 | 0 | 947.67 | 0 | 0 | 0 | 1377.96 | 599.13 | 0 | 29395.06 | 0 | 0 | 1.13 | 0 | 13.42 | 0 | 177.75 | 17.08 | 0 | 0 | 89.3608 | 4.7655 | 0 | 0 | 0 | 0 | 0 | 17.0765 | 0 | 0 | 365.4372 | 17.0765 | 0
4744 | 39.43 | 1460.28 | 6.04 | 0 | 0 | 0 | 0 | 0 | 0 | 947.67 | 0 | 0 | 0 | 1371.98 | 594.95 | 0 | 29990.01 | 0 | 0 | 1.12 | 0 | 14.44 | 37.52 | 212.51 | 17.08 | 0 | 0 | 90.3649 | 4.7655 | 0 | 0 | 0 | 0 | 0 | 17.0765 | 0 | 0 | 365.4372 | 17.0765 | 0
4745 | 36.03 | 1369.89 | 5.31 | 0 | 0 | 0 | 0 | 0 | 0 | 947.67 | 0 | 0 | 0 | 1314.14 | 554.46 | 0 | 30544.47 | 0 | 0 | 0.01 | 0 | 14.41 | 0 | 211.85 | 17.08 | 0 | 0 | 91.3689 | 5.7186 | 0 | 0 | 0 | 0 | 0 | 17.0765 | 0 | 0 | 365.4372 | 17.0765 | 0
4746 | 38.43 | 1434.28 | 4.54 | 0 | 0 | 0 | 0 | 0 | 0 | 947.67 | 0 | 0 | 0 | 1339.53 | 572.23 | 0 | 31116.7 | 0 | 0 | 1.12 | 0 | 15.32 | 37.55 | 244.45 | 17.08 | 0 | 0 | 92.373 | 6.6717 | 0 | 0 | 0 | 0 | 0 | 17.0765 | 0 | 0 | 365.4372 | 17.0765 | 0
4747 | 17.85 | 791.04 | 4.02 | 0 | 0 | 0 | 0 | 0 | 0 | 947.67 | 0 | 0 | 0 | 708.71 | 130.66 | 0 | 31247.36 | 0 | 0 | 1.13 | 0 | 16 | 0 | 237.05 | 17.08 | 0 | 0 | 96.3892 | 6.6717 | 0 | 0 | 0 | 0 | 0 | 17.0765 | 0 | 0 | 365.4372 | 17.0765 | 0
4748 | 0 | 0 | 3.74 | 0 | 0 | 0 | 0 | 0 | 90.4136 | 853.88 | 0 | 0 | 0 | 0 | 0 | 392.44 | 30854.92 | 27.01 | 12.6947 | 0 | 0.2755 | 15.23 | 0 | 228.03 | 17.08 | 0 | 0 | 101.4095 | 5.7186 | 0 | 0 | 0 | 0 | 0 | 17.0765 | 0 | 0 | 365.4372 | 17.0765 | 0
4749 | 0 | 0 | 3.51 | 0 | 0 | 0 | 0 | 0 | 102.5021 | 747.55 | 0 | 0 | 0 | 0 | 0 | 365.44 | 30489.48 | 0 | 0 | 0 | 1.178 | 13.41 | 0 | 216.83 | 17.08 | 0 | 0 | 102.4135 | 4.7655 | 0 | 0 | 0 | 0 | 0 | 17.0765 | 0 | 0 | 365.4372 | 17.0765 | 0
4750 | 0 | 0 | 3.31 | 0 | 0 | 0 | 0 | 0 | 95.8794 | 648.09 | 0 | 0 | 0 | 0 | 0 | 365.44 | 30124.04 | 0 | 0 | 0 | 0 | 12.74 | 0 | 204.13 | 17.08 | 0 | 0 | 95.3851 | 3.8124 | 0 | 0 | 0 | 0 | 0 | 17.0765 | 0 | 0 | 365.4372 | 17.0765 | 0
4751 | 0 | 0 | 3.14 | 0 | 0 | 0 | 0 | 0 | 84.0608 | 560.89 | 0 | 0 | 0 | 0 | 0 | 365.44 | 29758.61 | 0 | 0 | 0 | 0 | 12.01 | 0 | 190.39 | 17.08 | 0 | 0 | 84.3406 | 2.8593 | 0 | 0 | 0 | 0 | 0 | 17.0765 | 0 | 0 | 365.4372 | 17.0765 | 0
4752 | 0 | 0 | 3.16 | 0 | 0 | 0 | 0 | 0 | 73.7749 | 484.36 | 0 | 0 | 0 | 0 | 0 | 365.44 | 29393.17 | 0 | 0 | 0 | 1.2825 | 9.95 | 0 | 176.79 | 17.08 | 0 | 0 | 76.3081 | 1.9062 | 0 | 0 | 0 | 0 | 0 | 17.0765 | 0 | 0 | 365.4372 | 17.0765 | 0
4753 | 0 | 0 | 3.33 | 0 | 0 | 0 | 0 | 0 | 68.9067 | 412.88 | 0 | 0 | 0 | 0 | 0 | 365.44 | 29027.73 | 0 | 0 | 0 | 0 | 9.3 | 0 | 164.35 | 17.08 | 0 | 0 | 71.2878 | 0.95311 | 0 | 0 | 0 | 0 | 0 | 17.0765 | 0 | 0 | 365.4372 | 17.0765 | 0
4754 | 0 | 0 | 3.59 | 0 | 0 | 0 | 0 | 0 | 64.6844 | 345.78 | 0 | 0 | 0 | 0 | 0 | 365.44 | 28662.29 | 0 | 0 | 0 | 0 | 8.56 | 0 | 150.35 | 17.08 | 0 | 0 | 68.2757 | 0 | 0 | 0 | 0 | 0 | 0 | 17.0765 | 0 | 0 | 365.4372 | 17.0765 | 0
4755 | 0 | 0 | 3.98 | 0 | 0 | 0 | 0 | 0 | 61.9756 | 281.48 | 0 | 0 | 0 | 0 | 0 | 365.44 | 28296.86 | 0 | 0 | 0 | 1.311 | 6.3 | 0 | 133.58 | 17.08 | 0 | 0 | 67.2716 | 0 | 0 | 0 | 0 | 0 | 0 | 17.0765 | 0 | 0 | 365.4372 | 17.0765 | 0
4756 | 0 | 0 | 4.46 | 0 | 0 | 0 | 0 | 0 | 63.8168 | 215.28 | 0 | 0 | 0 | 0 | 0 | 365.44 | 27931.42 | 0 | 0 | 0 | 0 | 5.37 | 0 | 115.87 | 17.08 | 0 | 0 | 68.2757 | 0 | 0 | 0 | 0 | 0 | 0 | 17.0765 | 0 | 0 | 365.4372 | 17.0765 | 0
4757 | 0 | 0 | 4.78 | 0 | 0 | 0 | 0 | 0 | 66.516 | 146.29 | 0 | 0 | 0 | 0 | 0 | 365.44 | 27565.98 | 0 | 0 | 0 | 0 | 4.46 | 0 | 98.64 | 17.08 | 0 | 0 | 71.2878 | 0 | 0 | 0 | 0 | 0 | 0 | 17.0765 | 0 | 0 | 365.4372 | 17.0765 | 0
4758 | 0 | 0 | 5.01 | 0 | 0 | 0 | 0 | 0 | 69.9671 | 73.7 | 0 | 0 | 0 | 0 | 0 | 365.44 | 27200.55 | 0 | 0 | 0 | 1.2825 | 2.18 | 0 | 80.99 | 17.08 | 0 | 0 | 75.3041 | 0.95311 | 0 | 0 | 0 | 0 | 0 | 17.0765 | 0 | 0 | 365.4372 | 17.0765 | 0
4759 | 0 | 0 | 5.18 | 0 | 0 | 0 | 0 | 0 | 71.0468 | 0 | 0 | 0 | 0 | 0 | 0 | 375.61 | 26824.93 | 10.18 | 4.7846 | 0 | 1.216 | 0 | 0 | 63.95 | 17.08 | 0 | 0 | 80.3243 | 1.9062 | 0 | 0 | 0 | 0 | 0 | 17.0765 | 0 | 0 | 365.4372 | 17.0765 | 0
4760 | 9.95 | 475.23 | 5.23 | 0 | 0 | 0 | 0 | 157.14 | 0 | 151.48 | 0 | 0 | 0 | 200.73 | 0 | 224.92 | 26600.01 | 0 | 0 | 1.26 | 0 | 0.37 | 42.12 | 88.34 | 17.08 | 0 | 0 | 85.3446 | 3.8124 | 0 | 0 | 0 | 0 | 0 | 17.0765 | 0 | 0 | 365.4372 | 17.0765 | 0
4761 | 20.81 | 898.14 | 5.12 | 0 | 0 | 0 | 0 | 157.14 | 0 | 302.96 | 0 | 0 | 0 | 630.67 | 76.03 | 0 | 26676.04 | 0 | 0 | 1.22 | 0 | 0.99 | 40.97 | 116.86 | 17.08 | 0 | 0 | 88.3568 | 5.7186 | 0 | 0 | 0 | 0 | 0 | 17.0765 | 0 | 0 | 365.4372 | 17.0765 | 0
4762 | 30.26 | 1205.01 | 4.96 | 0 | 0 | 0 | 0 | 0 | 0 | 302.96 | 0 | 0 | 0 | 1144.86 | 435.96 | 0 | 27112 | 0 | 0 | 1.2 | 0 | 1.7 | 0 | 108.78 | 17.08 | 0 | 0 | 90.3649 | 3.8124 | 0 | 0 | 0 | 0 | 0 | 17.0765 | 0 | 0 | 365.4372 | 17.0765 | 0
4763 | 36.54 | 1383.88 | 4.9 | 0 | 0 | 0 | 0 | 0 | 0 | 302.96 | 0 | 0 | 0 | 1328.96 | 564.84 | 0 | 27676.84 | 0 | 0 | 1.18 | 0 | 2.47 | 0 | 102.1 | 17.08 | 0 | 0 | 91.3689 | 3.8124 | 0 | 0 | 0 | 0 | 0 | 17.0765 | 0 | 0 | 365.4372 | 17.0765 | 0
4764 | 40.71 | 1493.16 | 4.97 | 0 | 0 | 0 | 0 | 83.37 | 0 | 383.33 | 0 | 0 | 0 | 1320.41 | 558.85 | 0 | 28235.68 | 0 | 0 | 1.19 | 0 | 3.42 | 39.7 | 136.38 | 17.08 | 0 | 0 | 90.3649 | 3.8124 | 0 | 0 | 0 | 0 | 0 | 17.0765 | 0 | 0 | 365.4372 | 17.0765 | 0
4765 | 43.34 | 1558.68 | 5.33 | 0 | 0 | 0 | 0 | 134.06 | 0 | 512.57 | 0 | 0 | 0 | 1377.96 | 599.13 | 0 | 28834.82 | 0 | 0 | 1.2 | 0 | 4.47 | 0 | 134.56 | 17.08 | 0 | 0 | 89.3608 | 4.7655 | 0 | 0 | 0 | 0 | 0 | 17.0765 | 0 | 0 | 365.4372 | 17.0765 | 0
4766 | 45.15 | 1602.31 | 6.2 | 0 | 0 | 0 | 0 | 157.14 | 0 | 664.05 | 0 | 0 | 0 | 1362.74 | 588.48 | 0 | 29423.3 | 0 | 0 | 1.18 | 0 | 5.52 | 39.49 | 170.91 | 17.08 | 0 | 0 | 88.3568 | 4.7655 | 0 | 0 | 0 | 0 | 0 | 17.0765 | 0 | 0 | 365.4372 | 17.0765 | 0
4767 | 42.74 | 1544.02 | 7.62 | 0 | 0 | 0 | 0 | 123.17 | 0 | 782.78 | 0 | 0 | 0 | 1377.96 | 599.13 | 0 | 30022.43 | 0 | 0 | 1.13 | 0 | 6.53 | 0 | 169.62 | 17.08 | 0 | 0 | 87.3527 | 4.7655 | 0 | 0 | 0 | 0 | 0 | 17.0765 | 0 | 0 | 365.4372 | 17.0765 | 0
4768 | 39.94 | 1473.37 | 9.21 | 0 | 0 | 0 | 0 | 13.91 | 0 | 796.19 | 0 | 0 | 0 | 1377.96 | 599.13 | 0 | 30621.56 | 0 | 0 | 0 | 0 | 6.49 | 37.52 | 204.38 | 17.08 | 0 | 0 | 88.3568 | 4.7655 | 0 | 0 | 0 | 0 | 0 | 17.0765 | 0 | 0 | 365.4372 | 17.0765 | 0
4769 | 36.52 | 1383.3 | 11.2 | 0 | 0 | 0 | 0 | 0 | 0 | 796.19 | 0 | 0 | 0 | 1334.82 | 568.94 | 0 | 31190.5 | 0 | 0 | 1.13 | 0 | 7.52 | 0 | 203.73 | 17.08 | 0 | 0 | 89.3608 | 5.7186 | 0 | 0 | 0 | 0 | 0 | 17.0765 | 0 | 0 | 365.4372 | 17.0765 | 0
4770 | 38.94 | 1447.55 | 13.74 | 0 | 0 | 0 | 0 | 157.14 | 0 | 947.67 | 0 | 0 | 0 | 1206.37 | 479.02 | 0 | 31669.52 | 0 | 0 | 1.12 | 0 | 8.43 | 37.55 | 236.32 | 17.08 | 0 | 0 | 91.3689 | 6.6717 | 0 | 0 | 0 | 0 | 0 | 17.0765 | 0 | 0 | 365.4372 | 17.0765 | 0
4771 | 18.14 | 802 | 16.75 | 0 | 0 | 0 | 0 | 0 | 0 | 947.67 | 0 | 0 | 0 | 734.72 | 148.86 | 0 | 31818.39 | 0 | 0 | 1.13 | 0 | 9.11 | 0 | 228.93 | 17.08 | 0 | 0 | 94.3811 | 6.6717 | 0 | 0 | 0 | 0 | 0 | 17.0765 | 0 | 0 | 365.4372 | 17.0765 | 0
4772 | 0 | 0 | 19.61 | 0 | 0 | 0 | 0 | 0 | 86.5094 | 857.93 | 0 | 0 | 0 | 0 | 0 | 365.44 | 31452.95 | 0 | 0 | 0 | 0 | 8.64 | 0 | 219.9 | 17.08 | 0 | 0 | 100.4054 | 5.7186 | 0 | 0 | 0 | 0 | 0 | 17.0765 | 0 | 0 | 365.4372 | 17.0765 | 0
4773 | 0 | 0 | 22.04 | 0 | 0 | 0 | 0 | 0 | 84.1379 | 770.65 | 0 | 0 | 0 | 0 | 0 | 365.44 | 31087.51 | 0 | 0 | 0 | 0 | 8.05 | 0 | 208.71 | 17.08 | 0 | 0 | 101.4095 | 4.7655 | 0 | 0 | 0 | 0 | 0 | 17.0765 | 0 | 0 | 365.4372 | 17.0765 | 0
4774 | 0 | 0 | 23.59 | 0 | 0 | 0 | 0 | 0 | 74.604 | 693.27 | 0 | 0 | 0 | 0 | 0 | 365.44 | 30722.07 | 0 | 0 | 0 | 0 | 7.38 | 0 | 196.01 | 17.08 | 0 | 0 | 94.3811 | 3.8124 | 0 | 0 | 0 | 0 | 0 | 17.0765 | 0 | 0 | 365.4372 | 17.0765 | 0
4775 | 0 | 0 | 24.77 | 0 | 0 | 0 | 0 | 0 | 61.4261 | 629.55 | 0 | 0 | 0 | 0 | 0 | 365.44 | 30356.64 | 0 | 0 | 0 | 0 | 6.66 | 0 | 182.27 | 17.08 | 0 | 0 | 83.3365 | 2.8593 | 0 | 0 | 0 | 0 | 0 | 17.0765 | 0 | 0 | 365.4372 | 17.0765 | 0
4776 | 0 | 0 | 25.48 | 0 | 0 | 0 | 0 | 0 | 51.7282 | 575.89 | 0 | 0 | 0 | 0 | 0 | 365.44 | 29991.2 | 0 | 0 | 0 | 0 | 5.94 | 0 | 168.67 | 17.08 | 0 | 0 | 75.3041 | 1.9062 | 0 | 0 | 0 | 0 | 0 | 17.0765 | 0 | 0 | 365.4372 | 17.0765 | 0
4777 | 0 | 0 | 25.54 | 0 | 0 | 0 | 0 | 0 | 45.6936 | 528.49 | 0 | 0 | 0 | 0 | 0 | 365.44 | 29625.76 | 0 | 0 | 0 | 0 | 5.29 | 0 | 156.23 | 17.08 | 0 | 0 | 70.2838 | 0.95311 | 0 | 0 | 0 | 0 | 0 | 17.0765 | 0 | 0 | 365.4372 | 17.0765 | 0
4778 | 0 | 0 | 24.52 | 0 | 0 | 0 | 0 | 0 | 42.7534 | 484.14 | 0 | 0 | 0 | 0 | 0 | 365.44 | 29260.33 | 0 | 0 | 0 | 0 | 4.55 | 0 | 142.23 | 17.08 | 0 | 0 | 67.2716 | 0 | 0 | 0 | 0 | 0 | 0 | 17.0765 | 0 | 0 | 365.4372 | 17.0765 | 0
4779 | 0 | 0 | 22.66 | 0 | 0 | 0 | 0 | 0 | 42.6088 | 439.94 | 0 | 0 | 0 | 0 | 0 | 365.44 | 28894.89 | 0 | 0 | 0 | 0 | 3.67 | 0 | 125.46 | 17.08 | 0 | 0 | 65.2635 | 0 | 0 | 0 | 0 | 0 | 0 | 17.0765 | 0 | 0 | 365.4372 | 17.0765 | 0
4780 | 0 | 0 | 20.57 | 0 | 0 | 0 | 0 | 0 | 46.7058 | 391.49 | 0 | 0 | 0 | 0 | 0 | 365.44 | 28529.45 | 0 | 0 | 0 | 0 | 2.73 | 0 | 107.74 | 17.08 | 0 | 0 | 67.2716 | 0 | 0 | 0 | 0 | 0 | 0 | 17.0765 | 0 | 0 | 365.4372 | 17.0765 | 0
4781 | 0 | 0 | 18.11 | 0 | 0 | 0 | 0 | 0 | 52.1813 | 337.37 | 0 | 0 | 0 | 0 | 0 | 365.44 | 28164.01 | 0 | 0 | 0 | 0 | 1.83 | 0 | 90.52 | 17.08 | 0 | 0 | 70.2838 | 0 | 0 | 0 | 0 | 0 | 0 | 17.0765 | 0 | 0 | 365.4372 | 17.0765 | 0
4782 | 0 | 0 | 15.79 | 0 | 0 | 0 | 0 | 0 | 59.4692 | 275.68 | 0 | 0 | 0 | 0 | 0 | 365.44 | 27798.58 | 0 | 0 | 0 | 0 | 0.9 | 0 | 72.87 | 17.08 | 0 | 0 | 74.3 | 0.95311 | 0 | 0 | 0 | 0 | 0 | 17.0765 | 0 | 0 | 365.4372 | 17.0765 | 0
4783 | 0 | 0 | 13.65 | 0 | 0 | 0 | 0 | 0 | 68.579 | 204.54 | 0 | 0 | 0 | 0 | 0 | 365.44 | 27433.14 | 0 | 0 | 0 | 0 | 0 | 0 | 55.82 | 17.08 | 0 | 0 | 80.3243 | 1.9062 | 0 | 0 | 0 | 0 | 0 | 17.0765 | 0 | 0 | 365.4372 | 17.0765 | 0
4784 | 10.06 | 480.05 | 11.84 | 0 | 0 | 0 | 0 | 124.96 | 0 | 325.01 | 0 | 0 | 0 | 287.57 | 0 | 164.14 | 27269 | 0 | 0 | 1.26 | 0 | 0.37 | 0 | 40.2 | 17.08 | 0 | 0 | 84.3406 | 3.8124 | 0 | 0 | 0 | 0 | 0 | 17.0765 | 0 | 0 | 365.4372 | 17.0765 | 0
4785 | 24.89 | 1036.75 | 10.44 | 0 | 0 | 0 | 0 | 157.14 | 0 | 476.49 | 0 | 0 | 0 | 819.64 | 208.31 | 0 | 27477.31 | 0 | 0 | 1.22 | 0 | 0.99 | 0 | 29.8 | 17.08 | 0 | 0 | 88.3568 | 5.7186 | 0 | 0 | 0 | 0 | 0 | 17.0765 | 0 | 0 | 365.4372 | 17.0765 | 0
4786 | 32.09 | 1258.87 | 9.82 | 0 | 0 | 0 | 0 | 0 | 0 | 476.49 | 0 | 0 | 0 | 1165.23 | 450.22 | 0 | 27927.54 | 0 | 0 | 1.2 | 0 | 1.7 | 40.17 | 59.89 | 17.08 | 0 | 0 | 90.3649 | 3.8124 | 0 | 0 | 0 | 0 | 0 | 17.0765 | 0 | 0 | 365.4372 | 17.0765 | 0
4787 | 37.95 | 1421.6 | 9.93 | 0 | 0 | 0 | 0 | 0 | 0 | 476.49 | 0 | 0 | 0 | 1334.5 | 568.71 | 0 | 28496.25 | 0 | 0 | 1.18 | 0 | 2.47 | 39.62 | 90.85 | 17.08 | 0 | 0 | 90.3649 | 3.8124 | 0 | 0 | 0 | 0 | 0 | 17.0765 | 0 | 0 | 365.4372 | 17.0765 | 0
4788 | 39.96 | 1474.09 | 11.01 | 0 | 0 | 0 | 0 | 52.75 | 0 | 527.34 | 0 | 0 | 0 | 1377.96 | 599.13 | 0 | 29095.38 | 0 | 0 | 1.19 | 0 | 3.42 | 0 | 87.41 | 17.08 | 0 | 0 | 89.3608 | 3.8124 | 0 | 0 | 0 | 0 | 0 | 17.0765 | 0 | 0 | 365.4372 | 17.0765 | 0
4789 | 40.9 | 1498 | 12.48 | 0 | 0 | 0 | 0 | 38.79 | 0 | 564.73 | 0 | 0 | 0 | 1377.96 | 599.13 | 0 | 29694.51 | 0 | 0 | 1.2 | 0 | 4.47 | 40.31 | 123.89 | 17.08 | 0 | 0 | 88.3568 | 4.7655 | 0 | 0 | 0 | 0 | 0 | 17.0765 | 0 | 0 | 365.4372 | 17.0765 | 0
4790 | 40.95 | 1499.25 | 14.02 | 0 | 0 | 0 | 0 | 82.97 | 0 | 644.71 | 0 | 0 | 0 | 1377.96 | 599.13 | 0 | 30293.64 | 0 | 0 | 1.18 | 0 | 5.52 | 0 | 122.73 | 17.08 | 0 | 0 | 87.3527 | 4.7655 | 0 | 0 | 0 | 0 | 0 | 17.0765 | 0 | 0 | 365.4372 | 17.0765 | 0
4791 | 38.39 | 1433.11 | 15.5 | 0 | 0 | 0 | 0 | 157.14 | 0 | 796.19 | 0 | 0 | 0 | 1236.61 | 500.19 | 0 | 30793.84 | 0 | 0 | 1.13 | 0 | 6.54 | 0 | 121.44 | 17.08 | 0 | 0 | 87.3527 | 4.7655 | 0 | 0 | 0 | 0 | 0 | 17.0765 | 0 | 0 | 365.4372 | 17.0765 | 0
4792 | 35.15 | 1345.75 | 16.48 | 0 | 0 | 0 | 0 | 157.14 | 0 | 947.67 | 0 | 0 | 0 | 1108.48 | 410.5 | 0 | 31204.34 | 0 | 0 | 1.12 | 0 | 7.55 | 37.52 | 156.2 | 17.08 | 0 | 0 | 88.3568 | 4.7655 | 0 | 0 | 0 | 0 | 0 | 17.0765 | 0 | 0 | 365.4372 | 17.0765 | 0
4793 | 31.14 | 1231.19 | 17.48 | 0 | 0 | 0 | 0 | 0 | 0 | 947.67 | 0 | 0 | 0 | 1183.61 | 463.09 | 0 | 31667.43 | 0 | 0 | 1.13 | 0 | 8.59 | 0 | 155.55 | 17.08 | 0 | 0 | 89.3608 | 5.7186 | 0 | 0 | 0 | 0 | 0 | 17.0765 | 0 | 0 | 365.4372 | 17.0765 | 0
4794 | 32.63 | 1274.59 | 18.46 | 0 | 0 | 0 | 0 | 0 | 0 | 947.67 | 0 | 0 | 0 | 1188.97 | 466.84 | 0 | 32134.27 | 0 | 0 | 1.12 | 0 | 9.49 | 37.55 | 188.14 | 17.08 | 0 | 0 | 91.3689 | 6.6717 | 0 | 0 | 0 | 0 | 0 | 17.0765 | 0 | 0 | 365.4372 | 17.0765 | 0
4795 | 13.73 | 632.2 | 19.96 | 0 | 0 | 0 | 0 | 0 | 0 | 947.67 | 0 | 0 | 0 | 524.83 | 1.95 | 0 | 32136.21 | 0 | 0 | 1.13 | 0 | 10.18 | 37.87 | 216.72 | 17.08 | 0 | 0 | 95.3851 | 6.6717 | 0 | 0 | 0 | 0 | 0 | 17.0765 | 0 | 0 | 365.4372 | 17.0765 | 0
4796 | 0 | 0 | 21.61 | 0 | 0 | 0 | 0 | 0 | 84.5139 | 860 | 0 | 0 | 0 | 0 | 0 | 365.44 | 31770.77 | 0 | 0 | 0 | 0 | 9.7 | 0 | 207.7 | 17.08 | 0 | 0 | 100.4054 | 5.7186 | 0 | 0 | 0 | 0 | 0 | 17.0765 | 0 | 0 | 365.4372 | 17.0765 | 0
4797 | 0 | 0 | 23.43 | 0 | 0 | 0 | 0 | 0 | 82.7498 | 774.16 | 0 | 0 | 0 | 0 | 0 | 365.44 | 31405.34 | 0 | 0 | 0 | 0 | 9.11 | 0 | 196.51 | 17.08 | 0 | 0 | 101.4095 | 4.7655 | 0 | 0 | 0 | 0 | 0 | 17.0765 | 0 | 0 | 365.4372 | 17.0765 | 0
4798 | 0 | 0 | 25.29 | 0 | 0 | 0 | 0 | 0 | 72.9073 | 698.53 | 0 | 0 | 0 | 0 | 0 | 365.44 | 31039.9 | 0 | 0 | 0 | 0 | 8.44 | 0 | 183.8 | 17.08 | 0 | 0 | 94.3811 | 3.8124 | 0 | 0 | 0 | 0 | 0 | 17.0765 | 0 | 0 | 365.4372 | 17.0765 | 0
4799 | 0 | 0 | 28.39 | 0 | 0 | 0 | 0 | 0 | 57.8111 | 638.56 | 0 | 0 | 0 | 0 | 0 | 365.44 | 30674.46 | 0 | 0 | 0 | 0 | 7.72 | 0 | 170.06 | 17.08 | 0 | 0 | 83.3365 | 2.8593 | 0 | 0 | 0 | 0 | 0 | 17.0765 | 0 | 0 | 365.4372 | 17.0765 | 0
4800 | 0 | 0 | 32.64 | 0 | 0 | 0 | 0 | 0 | 44.5657 | 592.33 | 0 | 0 | 0 | 0 | 0 | 365.44 | 30309.03 | 0 | 0 | 0 | 0 | 7.01 | 0 | 156.46 | 17.08 | 0 | 0 | 75.3041 | 1.9062 | 0 | 0 | 0 | 0 | 0 | 17.0765 | 0 | 0 | 365.4372 | 17.0765 | 0
4801 | 0 | 0 | 36.67 | 0 | 0 | 0 | 0 | 0 | 34.569 | 556.47 | 0 | 0 | 0 | 0 | 0 | 365.44 | 29943.59 | 0 | 0 | 0 | 0 | 6.35 | 0 | 144.02 | 17.08 | 0 | 0 | 70.2838 | 0.95311 | 0 | 0 | 0 | 0 | 0 | 17.0765 | 0 | 0 | 365.4372 | 17.0765 | 0
4802 | 0 | 0 | 39.85 | 0 | 0 | 0 | 0 | 0 | 27.4258 | 528.02 | 0 | 0 | 0 | 0 | 0 | 365.44 | 29578.15 | 0 | 0 | 0 | 0 | 5.61 | 0 | 130.03 | 17.08 | 0 | 0 | 67.2716 | 0 | 0 | 0 | 0 | 0 | 0 | 17.0765 | 0 | 0 | 365.4372 | 17.0765 | 0
4803 | 0 | 0 | 41.98 | 0 | 0 | 0 | 0 | 0 | 24.2832 | 502.83 | 0 | 0 | 0 | 0 | 0 | 365.44 | 29212.71 | 0 | 0 | 0 | 0 | 4.73 | 0 | 113.25 | 17.08 | 0 | 0 | 66.2676 | 0 | 0 | 0 | 0 | 0 | 0 | 17.0765 | 0 | 0 | 365.4372 | 17.0765 | 0
4804 | 0 | 0 | 43.2 | 0 | 0 | 0 | 0 | 0 | 22.066 | 479.94 | 0 | 0 | 0 | 0 | 0 | 365.44 | 28847.28 | 0 | 0 | 0 | 0 | 3.8 | 0 | 95.54 | 17.08 | 0 | 0 | 65.2635 | 0 | 0 | 0 | 0 | 0 | 0 | 17.0765 | 0 | 0 | 365.4372 | 17.0765 | 0
4805 | 0 | 0 | 43.33 | 0 | 0 | 0 | 0 | 0 | 24.9483 | 454.06 | 0 | 0 | 0 | 0 | 0 | 365.44 | 28481.84 | 0 | 0 | 0 | 0 | 2.89 | 0 | 78.32 | 17.08 | 0 | 0 | 68.2757 | 0 | 0 | 0 | 0 | 0 | 0 | 17.0765 | 0 | 0 | 365.4372 | 17.0765 | 0
4806 | 0 | 0 | 42.66 | 0 | 0 | 0 | 0 | 0 | 31.5903 | 421.29 | 0 | 0 | 0 | 0 | 0 | 365.44 | 28116.4 | 0 | 0 | 0 | 0 | 1.96 | 0 | 60.67 | 17.08 | 0 | 0 | 73.296 | 0.95311 | 0 | 0 | 0 | 0 | 0 | 17.0765 | 0 | 0 | 365.4372 | 17.0765 | 0
4807 | 0 | 0 | 41.84 | 0 | 0 | 0 | 0 | 0 | 38.3768 | 381.48 | 0 | 0 | 0 | 0 | 0 | 365.44 | 27750.97 | 0 | 0 | 0 | 0 | 1.07 | 0 | 43.62 | 17.08 | 0 | 0 | 78.3162 | 1.9062 | 0 | 0 | 0 | 0 | 0 | 17.0765 | 0 | 0 | 365.4372 | 17.0765 | 0
4808 | 5.13 | 257.27 | 40.89 | 0 | 0 | 0 | 0 | 0 | 0 | 381.48 | 0 | 0 | 0 | 214.89 | 0 | 215.02 | 27535.95 | 0 | 0 | 1.26 | 0 | 1.44 | 0 | 28 | 17.08 | 0 | 0 | 83.3365 | 3.8124 | 0 | 0 | 0 | 0 | 0 | 17.0765 | 0 | 0 | 365.4372 | 17.0765 | 0
4809 | 16.66 | 746.71 | 39.91 | 0 | 0 | 0 | 0 | 0 | 0 | 381.48 | 0 | 0 | 0 | 669.02 | 102.87 | 0 | 27638.82 | 0 | 0 | 1.22 | 0 | 2.05 | 40.97 | 56.52 | 17.08 | 0 | 0 | 86.3487 | 5.7186 | 0 | 0 | 0 | 0 | 0 | 17.0765 | 0 | 0 | 365.4372 | 17.0765 | 0
4810 | 22.92 | 971.05 | 38.13 | 0 | 0 | 0 | 0 | 0 | 0 | 381.48 | 0 | 0 | 0 | 939.74 | 292.38 | 0 | 27931.21 | 0 | 0 | 1.2 | 0 | 2.77 | 0 | 48.44 | 17.08 | 0 | 0 | 87.3527 | 3.8124 | 0 | 0 | 0 | 0 | 0 | 17.0765 | 0 | 0 | 365.4372 | 17.0765 | 0
4811 | 26.43 | 1086.35 | 35.97 | 0 | 0 | 0 | 0 | 157.14 | 0 | 532.96 | 0 | 0 | 0 | 859.64 | 236.31 | 0 | 28167.52 | 0 | 0 | 1.18 | 0 | 3.54 | 39.62 | 79.4 | 17.08 | 0 | 0 | 87.3527 | 3.8124 | 0 | 0 | 0 | 0 | 0 | 17.0765 | 0 | 0 | 365.4372 | 17.0765 | 0
4812 | 27.96 | 1134.73 | 34.14 | 0 | 0 | 0 | 0 | 0 | 0 | 532.96 | 0 | 0 | 0 | 1065.78 | 380.61 | 0 | 28548.12 | 0 | 0 | 1.19 | 0 | 4.48 | 39.7 | 113.68 | 17.08 | 0 | 0 | 86.3487 | 3.8124 | 0 | 0 | 0 | 0 | 0 | 17.0765 | 0 | 0 | 365.4372 | 17.0765 | 0
4813 | 27.54 | 1121.6 | 32.91 | 0 | 0 | 0 | 0 | 157.14 | 0 | 684.44 | 0 | 0 | 0 | 935.8 | 289.63 | 0 | 28837.75 | 0 | 0 | 0 | 0 | 4.39 | 0 | 111.86 | 17.08 | 0 | 0 | 84.3406 | 4.7655 | 0 | 0 | 0 | 0 | 0 | 17.0765 | 0 | 0 | 365.4372 | 17.0765 | 0
4814 | 25.22 | 1047.52 | 31.76 | 0 | 0 | 0 | 0 | 0 | 0 | 684.44 | 0 | 0 | 0 | 975.73 | 317.57 | 0 | 29155.32 | 0 | 0 | 1.18 | 0 | 5.45 | 39.49 | 148.21 | 17.08 | 0 | 0 | 83.3365 | 4.7655 | 0 | 0 | 0 | 0 | 0 | 17.0765 | 0 | 0 | 365.4372 | 17.0765 | 0
4815 | 20.15 | 874.9 | 30.95 | 0 | 0 | 0 | 0 | 0 | 0 | 684.44 | 0 | 0 | 0 | 837.77 | 221 | 0 | 29376.33 | 0 | 0 | 1.13 | 0 | 6.46 | 0 | 146.93 | 17.08 | 0 | 0 | 82.3324 | 4.7655 | 0 | 0 | 0 | 0 | 0 | 17.0765 | 0 | 0 | 365.4372 | 17.0765 | 0
4816 | 14 | 643.23 | 31.39 | 0 | 0 | 0 | 0 | 0 | 0 | 684.44 | 0 | 0 | 0 | 599.39 | 54.14 | 0 | 29430.46 | 0 | 0 | 1.12 | 0 | 7.47 | 0 | 146.04 | 17.08 | 0 | 0 | 83.3365 | 4.7655 | 0 | 0 | 0 | 0 | 0 | 17.0765 | 0 | 0 | 365.4372 | 17.0765 | 0
4817 | 8.08 | 393.34 | 32.73 | 0 | 0 | 0 | 0 | 157.14 | 0 | 835.92 | 0 | 0 | 0 | 147.04 | 0 | 262.51 | 29167.96 | 0 | 0 | 1.13 | 0 | 8.51 | 37.78 | 181.28 | 17.08 | 0 | 0 | 85.3446 | 5.7186 | 0 | 0 | 0 | 0 | 0 | 17.0765 | 0 | 0 | 365.4372 | 17.0765 | 0
4818 | 7.29 | 357.73 | 33.58 | 0 | 0 | 0 | 0 | 0 | 0 | 835.92 | 0 | 0 | 0 | 303.46 | 0 | 153.01 | 29014.94 | 0 | 0 | 1.12 | 0 | 9.41 | 0 | 178.2 | 17.08 | 0 | 0 | 87.3527 | 6.6717 | 0 | 0 | 0 | 0 | 0 | 17.0765 | 0 | 0 | 365.4372 | 17.0765 | 0
4819 | 3.25 | 166.14 | 34.66 | 0 | 0 | 0 | 0 | 67 | 0 | 900.51 | 0 | 0 | 0 | 0 | 0 | 365.44 | 28649.51 | 0 | 0 | 1.13 | 0 | 10.1 | 37.87 | 206.78 | 17.08 | 0 | 0 | 91.3689 | 6.6717 | 0 | 0 | 0 | 0 | 0 | 17.0765 | 0 | 0 | 365.4372 | 17.0765 | 0
4820 | 0 | 0 | 36.35 | 0 | 0 | 0 | 0 | 0 | 66.757 | 831.26 | 0 | 0 | 0 | 0 | 0 | 365.44 | 28284.07 | 0 | 0 | 0 | 0 | 9.62 | 0 | 197.75 | 17.08 | 0 | 0 | 97.3933 | 5.7186 | 0 | 0 | 0 | 0 | 0 | 17.0765 | 0 | 0 | 365.4372 | 17.0765 | 0
4821 | 0 | 0 | 38.83 | 0 | 0 | 0 | 0 | 0 | 65.3399 | 763.48 | 0 | 0 | 0 | 0 | 0 | 365.44 | 27918.63 | 0 | 0 | 0 | 0 | 9.04 | 0 | 186.56 | 17.08 | 0 | 0 | 99.4014 | 4.7655 | 0 | 0 | 0 | 0 | 0 | 17.0765 | 0 | 0 | 365.4372 | 17.0765 | 0
4822 | 0 | 0 | 40.81 | 0 | 0 | 0 | 0 | 0 | 56.3747 | 705 | 0 | 0 | 0 | 0 | 0 | 365.44 | 27553.19 | 0 | 0 | 0 | 0 | 8.37 | 0 | 173.86 | 17.08 | 0 | 0 | 93.377 | 3.8124 | 0 | 0 | 0 | 0 | 0 | 17.0765 | 0 | 0 | 365.4372 | 17.0765 | 0
4823 | 0 | 0 | 42.66 | 0 | 0 | 0 | 0 | 0 | 42.5317 | 660.87 | 0 | 0 | 0 | 0 | 0 | 365.44 | 27187.76 | 0 | 0 | 0 | 0 | 7.64 | 0 | 160.12 | 17.08 | 0 | 0 | 82.3324 | 2.8593 | 0 | 0 | 0 | 0 | 0 | 17.0765 | 0 | 0 | 365.4372 | 17.0765 | 0
4824 | 0 | 0 | 44.38 | 0 | 0 | 0 | 0 | 0 | 31.8313 | 627.86 | 0 | 0 | 0 | 0 | 0 | 365.44 | 26822.32 | 0 | 0 | 0 | 0 | 6.93 | 0 | 146.52 | 17.08 | 0 | 0 | 74.3 | 1.9062 | 0 | 0 | 0 | 0 | 0 | 17.0765 | 0 | 0 | 365.4372 | 17.0765 | 0
4825 | 0 | 0 | 45.45 | 0 | 0 | 0 | 0 | 0 | 24.7844 | 602.15 | 0 | 0 | 0 | 0 | 0 | 365.44 | 26456.88 | 0 | 0 | 0 | 0 | 6.27 | 0 | 134.08 | 17.08 | 0 | 0 | 69.2797 | 0.95311 | 0 | 0 | 0 | 0 | 0 | 17.0765 | 0 | 0 | 365.4372 | 17.0765 | 0
4826 | 0 | 0 | 45.79 | 0 | 0 | 0 | 0 | 0 | 19.4728 | 581.95 | 0 | 0 | 0 | 0 | 0 | 365.44 | 26091.45 | 0 | 0 | 0 | 0 | 5.54 | 0 | 120.08 | 17.08 | 0 | 0 | 65.2635 | 0 | 0 | 0 | 0 | 0 | 0 | 17.0765 | 0 | 0 | 365.4372 | 17.0765 | 0
4827 | 0 | 0 | 45.25 | 0 | 0 | 0 | 0 | 0 | 19.0101 | 562.23 | 0 | 0 | 0 | 0 | 0 | 365.44 | 25726.01 | 0 | 0 | 0 | 0 | 4.65 | 0 | 103.31 | 17.08 | 0 | 0 | 64.2595 | 0 | 0 | 0 | 0 | 0 | 0 | 17.0765 | 0 | 0 | 365.4372 | 17.0765 | 0
4828 | 0 | 0 | 44.99 | 0 | 0 | 0 | 0 | 0 | 20.2826 | 541.2 | 0 | 0 | 0 | 0 | 0 | 365.44 | 25360.57 | 0 | 0 | 0 | 0 | 3.72 | 0 | 85.59 | 17.08 | 0 | 0 | 65.2635 | 0 | 0 | 0 | 0 | 0 | 0 | 17.0765 | 0 | 0 | 365.4372 | 17.0765 | 0
4829 | 0 | 0 | 44.76 | 0 | 0 | 0 | 0 | 0 | 24.5145 | 515.77 | 0 | 0 | 0 | 0 | 0 | 365.44 | 24995.13 | 0 | 0 | 0 | 0 | 2.81 | 0 | 68.37 | 17.08 | 0 | 0 | 69.2797 | 0 | 0 | 0 | 0 | 0 | 0 | 17.0765 | 0 | 0 | 365.4372 | 17.0765 | 0
4830 | 0 | 0 | 44.08 | 0 | 0 | 0 | 0 | 0 | 30.1732 | 484.47 | 0 | 0 | 0 | 0 | 0 | 365.44 | 24629.7 | 0 | 0 | 0 | 0 | 1.89 | 0 | 50.72 | 17.08 | 0 | 0 | 73.296 | 0.95311 | 0 | 0 | 0 | 0 | 0 | 17.0765 | 0 | 0 | 365.4372 | 17.0765 | 0
4831 | 0 | 0 | 42.87 | 0 | 0 | 0 | 0 | 0 | 38.3576 | 444.69 | 0 | 0 | 0 | 0 | 0 | 365.44 | 24264.26 | 0 | 0 | 0 | 0 | 0.99 | 0 | 33.67 | 17.08 | 0 | 0 | 79.3203 | 1.9062 | 0 | 0 | 0 | 0 | 0 | 17.0765 | 0 | 0 | 365.4372 | 17.0765 | 0
4832 | 2.47 | 127.54 | 41.89 | 0 | 0 | 0 | 0 | 0 | 0 | 444.69 | 0 | 0 | 0 | 83.5 | 0 | 306.99 | 23957.27 | 0 | 0 | 1.26 | 0 | 1.36 | 0 | 18.05 | 17.08 | 0 | 0 | 83.3365 | 3.8124 | 0 | 0 | 0 | 0 | 0 | 17.0765 | 0 | 0 | 365.4372 | 17.0765 | 0
4833 | 11.72 | 550.18 | 41.09 | 0 | 0 | 0 | 0 | 0 | 0 | 444.69 | 0 | 0 | 0 | 468.73 | 0 | 37.33 | 23919.94 | 0 | 0 | 1.22 | 0 | 1.98 | 40.97 | 46.57 | 17.08 | 0 | 0 | 86.3487 | 5.7186 | 0 | 0 | 0 | 0 | 0 | 17.0765 | 0 | 0 | 365.4372 | 17.0765 | 0
4834 | 17.56 | 780.31 | 40.29 | 0 | 0 | 0 | 0 | 0 | 0 | 444.69 | 0 | 0 | 0 | 705.62 | 128.5 | 0 | 24048.44 | 0 | 0 | 1.2 | 0 | 2.69 | 40.17 | 76.66 | 17.08 | 0 | 0 | 87.3527 | 3.8124 | 0 | 0 | 0 | 0 | 0 | 17.0765 | 0 | 0 | 365.4372 | 17.0765 | 0
4835 | 20.59 | 890.29 | 39.57 | 0 | 0 | 0 | 0 | 0 | 0 | 444.69 | 0 | 0 | 0 | 858.1 | 235.23 | 0 | 24283.67 | 0 | 0 | 1.18 | 0 | 3.46 | 0 | 69.98 | 17.08 | 0 | 0 | 87.3527 | 3.8124 | 0 | 0 | 0 | 0 | 0 | 17.0765 | 0 | 0 | 365.4372 | 17.0765 | 0
4836 | 25.53 | 1057.59 | 39.31 | 0 | 0 | 0 | 0 | 0 | 0 | 444.69 | 0 | 0 | 0 | 991.39 | 328.54 | 0 | 24612.21 | 0 | 0 | 1.19 | 0 | 4.41 | 39.7 | 104.26 | 17.08 | 0 | 0 | 86.3487 | 3.8124 | 0 | 0 | 0 | 0 | 0 | 17.0765 | 0 | 0 | 365.4372 | 17.0765 | 0
4837 | 28.59 | 1154.32 | 39.03 | 0 | 0 | 0 | 0 | 0 | 0 | 444.69 | 0 | 0 | 0 | 1091.32 | 398.49 | 0 | 25010.7 | 0 | 0 | 1.2 | 0 | 5.45 | 40.31 | 140.73 | 17.08 | 0 | 0 | 84.3406 | 4.7655 | 0 | 0 | 0 | 0 | 0 | 17.0765 | 0 | 0 | 365.4372 | 17.0765 | 0
4838 | 30 | 1196.95 | 38.39 | 0 | 0 | 0 | 0 | 157.14 | 0 | 596.17 | 0 | 0 | 0 | 1018.92 | 347.81 | 0 | 25358.5 | 0 | 0 | 1.18 | 0 | 6.51 | 0 | 139.57 | 17.08 | 0 | 0 | 83.3365 | 4.7655 | 0 | 0 | 0 | 0 | 0 | 17.0765 | 0 | 0 | 365.4372 | 17.0765 | 0
4839 | 31.33 | 1236.56 | 37.33 | 0 | 0 | 0 | 0 | 41.53 | 0 | 636.2 | 0 | 0 | 0 | 1174.44 | 456.67 | 0 | 25815.17 | 0 | 0 | 1.13 | 0 | 7.52 | 0 | 138.28 | 17.08 | 0 | 0 | 83.3365 | 4.7655 | 0 | 0 | 0 | 0 | 0 | 17.0765 | 0 | 0 | 365.4372 | 17.0765 | 0
4840 | 32.87 | 1281.31 | 35.76 | 0 | 0 | 0 | 0 | 157.14 | 0 | 787.68 | 0 | 0 | 0 | 1066.06 | 380.8 | 0 | 26195.98 | 0 | 0 | 1.12 | 0 | 8.54 | 37.52 | 173.05 | 17.08 | 0 | 0 | 83.3365 | 4.7655 | 0 | 0 | 0 | 0 | 0 | 17.0765 | 0 | 0 | 365.4372 | 17.0765 | 0
4841 | 35.19 | 1346.69 | 34.9 | 0 | 0 | 0 | 0 | 157.14 | 0 | 939.16 | 0 | 0 | 0 | 1167.45 | 451.78 | 0 | 26647.75 | 0 | 0 | 1.13 | 0 | 9.58 | 0 | 172.39 | 17.08 | 0 | 0 | 85.3446 | 5.7186 | 0 | 0 | 0 | 0 | 0 | 17.0765 | 0 | 0 | 365.4372 | 17.0765 | 0
4842 | 37.53 | 1410.43 | 33.97 | 0 | 0 | 0 | 0 | 8.82 | 0 | 947.67 | 0 | 0 | 0 | 1377.96 | 599.13 | 0 | 27246.88 | 0 | 0 | 1.12 | 0 | 10.48 | 0 | 169.31 | 17.08 | 0 | 0 | 87.3527 | 6.6717 | 0 | 0 | 0 | 0 | 0 | 17.0765 | 0 | 0 | 365.4372 | 17.0765 | 0
4843 | 17.32 | 771.5 | 33.47 | 0 | 0 | 0 | 0 | 0 | 0 | 947.67 | 0 | 0 | 0 | 685.24 | 114.23 | 0 | 27361.12 | 0 | 0 | 1.13 | 0 | 11.16 | 37.87 | 197.89 | 17.08 | 0 | 0 | 91.3689 | 6.6717 | 0 | 0 | 0 | 0 | 0 | 17.0765 | 0 | 0 | 365.4372 | 17.0765 | 0
4844 | 0 | 0 | 32.76 | 0 | 0 | 0 | 0 | 0 | 70.3527 | 874.69 | 0 | 0 | 0 | 0 | 0 | 365.44 | 26995.68 | 0 | 0 | 0 | 0 | 10.69 | 0 | 188.87 | 17.08 | 0 | 0 | 97.3933 | 5.7186 | 0 | 0 | 0 | 0 | 0 | 17.0765 | 0 | 0 | 365.4372 | 17.0765 | 0
4845 | 0 | 0 | 32.19 | 0 | 0 | 0 | 0 | 0 | 71.9819 | 800.02 | 0 | 0 | 0 | 0 | 0 | 365.44 | 26630.24 | 0 | 0 | 0 | 0 | 10.1 | 0 | 177.67 | 17.08 | 0 | 0 | 99.4014 | 4.7655 | 0 | 0 | 0 | 0 | 0 | 17.0765 | 0 | 0 | 365.4372 | 17.0765 | 0
4846 | 0 | 0 | 31.1 | 0 | 0 | 0 | 0 | 0 | 66.0918 | 731.46 | 0 | 0 | 0 | 0 | 0 | 365.44 | 26264.81 | 0 | 0 | 0 | 0 | 9.43 | 0 | 164.97 | 17.08 | 0 | 0 | 93.377 | 3.8124 | 0 | 0 | 0 | 0 | 0 | 17.0765 | 0 | 0 | 365.4372 | 17.0765 | 0
4847 | 0 | 0 | 29.9 | 0 | 0 | 0 | 0 | 0 | 55.295 | 674.1 | 0 | 0 | 0 | 0 | 0 | 365.44 | 25899.37 | 0 | 0 | 0 | 0 | 8.71 | 0 | 151.23 | 17.08 | 0 | 0 | 82.3324 | 2.8593 | 0 | 0 | 0 | 0 | 0 | 17.0765 | 0 | 0 | 365.4372 | 17.0765 | 0
4848 | 0 | 0 | 29.08 | 0 | 0 | 0 | 0 | 0 | 47.13 | 625.21 | 0 | 0 | 0 | 0 | 0 | 365.44 | 25533.93 | 0 | 0 | 0 | 0 | 7.99 | 0 | 137.63 | 17.08 | 0 | 0 | 74.3 | 1.9062 | 0 | 0 | 0 | 0 | 0 | 17.0765 | 0 | 0 | 365.4372 | 17.0765 | 0
4849 | 0 | 0 | 28.31 | 0 | 0 | 0 | 0 | 0 | 41.9244 | 581.72 | 0 | 0 | 0 | 0 | 0 | 365.44 | 25168.49 | 0 | 0 | 0 | 0 | 7.34 | 0 | 125.19 | 17.08 | 0 | 0 | 69.2797 | 0.95311 | 0 | 0 | 0 | 0 | 0 | 17.0765 | 0 | 0 | 365.4372 | 17.0765 | 0
4850 | 0 | 0 | 27.57 | 0 | 0 | 0 | 0 | 0 | 38.695 | 541.58 | 0 | 0 | 0 | 0 | 0 | 365.44 | 24803.06 | 0 | 0 | 0 | 0 | 6.6 | 0 | 111.19 | 17.08 | 0 | 0 | 66.2676 | 0 | 0 | 0 | 0 | 0 | 0 | 17.0765 | 0 | 0 | 365.4372 | 17.0765 | 0
4851 | 0 | 0 | 27 | 0 | 0 | 0 | 0 | 0 | 37.2586 | 502.93 | 0 | 0 | 0 | 0 | 0 | 365.44 | 24437.62 | 0 | 0 | 0 | 0 | 5.72 | 0 | 94.42 | 17.08 | 0 | 0 | 64.2595 | 0 | 0 | 0 | 0 | 0 | 0 | 17.0765 | 0 | 0 | 365.4372 | 17.0765 | 0
4852 | 0 | 0 | 27.99 | 0 | 0 | 0 | 0 | 0 | 37.2779 | 464.26 | 0 | 0 | 0 | 0 | 0 | 365.44 | 24072.18 | 0 | 0 | 0 | 0 | 4.79 | 0 | 76.71 | 17.08 | 0 | 0 | 65.2635 | 0 | 0 | 0 | 0 | 0 | 0 | 17.0765 | 0 | 0 | 365.4372 | 17.0765 | 0
4853 | 0 | 0 | 28.65 | 0 | 0 | 0 | 0 | 0 | 42.6377 | 420.03 | 0 | 0 | 0 | 0 | 0 | 365.44 | 23706.75 | 0 | 0 | 0 | 0 | 3.88 | 0 | 59.48 | 17.08 | 0 | 0 | 71.2878 | 0 | 0 | 0 | 0 | 0 | 0 | 17.0765 | 0 | 0 | 365.4372 | 17.0765 | 0
4854 | 0 | 0 | 28.15 | 0 | 0 | 0 | 0 | 0 | 48.1036 | 370.13 | 0 | 0 | 0 | 0 | 0 | 365.44 | 23341.31 | 0 | 0 | 0 | 0 | 2.95 | 0 | 41.83 | 17.08 | 0 | 0 | 75.3041 | 0.95311 | 0 | 0 | 0 | 0 | 0 | 17.0765 | 0 | 0 | 365.4372 | 17.0765 | 0
4855 | 0 | 0 | 27.21 | 0 | 0 | 0 | 0 | 0 | 56.018 | 312.01 | 0 | 0 | 0 | 0 | 0 | 365.44 | 22975.87 | 0 | 0 | 0 | 0 | 2.05 | 0 | 24.79 | 17.08 | 0 | 0 | 81.3284 | 1.9062 | 0 | 0 | 0 | 0 | 0 | 17.0765 | 0 | 0 | 365.4372 | 17.0765 | 0
4856 | 8.71 | 421.21 | 26.25 | 0 | 0 | 0 | 0 | 0 | 0 | 312.01 | 0 | 0 | 0 | 323.63 | 0 | 138.9 | 22836.98 | 0 | 0 | 1.26 | 0 | 2.43 | 42.12 | 49.18 | 17.08 | 0 | 0 | 85.3446 | 3.8124 | 0 | 0 | 0 | 0 | 0 | 17.0765 | 0 | 0 | 365.4372 | 17.0765 | 0
4857 | 20.42 | 884.43 | 25.12 | 0 | 0 | 0 | 0 | 157.14 | 0 | 463.49 | 0 | 0 | 0 | 635.56 | 79.46 | 0 | 22916.43 | 0 | 0 | 1.22 | 0 | 3.04 | 40.97 | 77.7 | 17.08 | 0 | 0 | 89.3608 | 5.7186 | 0 | 0 | 0 | 0 | 0 | 17.0765 | 0 | 0 | 365.4372 | 17.0765 | 0
4858 | 26.77 | 1097.36 | 22.79 | 0 | 0 | 0 | 0 | 113.41 | 0 | 572.82 | 0 | 0 | 0 | 937.13 | 290.55 | 0 | 23206.99 | 0 | 0 | 1.2 | 0 | 3.75 | 0 | 69.62 | 17.08 | 0 | 0 | 91.3689 | 3.8124 | 0 | 0 | 0 | 0 | 0 | 17.0765 | 0 | 0 | 365.4372 | 17.0765 | 0
4859 | 30.23 | 1204.04 | 20.41 | 0 | 0 | 0 | 0 | 0 | 0 | 572.82 | 0 | 0 | 0 | 1118.69 | 417.65 | 0 | 23624.64 | 0 | 0 | 1.18 | 0 | 4.53 | 39.62 | 100.59 | 17.08 | 0 | 0 | 91.3689 | 3.8124 | 0 | 0 | 0 | 0 | 0 | 17.0765 | 0 | 0 | 365.4372 | 17.0765 | 0
4860 | 35.62 | 1358.6 | 18.81 | 0 | 0 | 0 | 0 | 0 | 0 | 572.82 | 0 | 0 | 0 | 1317.66 | 556.93 | 0 | 24181.56 | 0 | 0 | 1.19 | 0 | 5.47 | 0 | 97.15 | 17.08 | 0 | 0 | 90.3649 | 3.8124 | 0 | 0 | 0 | 0 | 0 | 17.0765 | 0 | 0 | 365.4372 | 17.0765 | 0
4861 | 39.04 | 1450.22 | 18.09 | 0 | 0 | 0 | 0 | 157.14 | 0 | 724.3 | 0 | 0 | 0 | 1254.89 | 512.99 | 0 | 24694.55 | 0 | 0 | 1.2 | 0 | 6.52 | 0 | 95.33 | 17.08 | 0 | 0 | 89.3608 | 4.7655 | 0 | 0 | 0 | 0 | 0 | 17.0765 | 0 | 0 | 365.4372 | 17.0765 | 0
4862 | 41.19 | 1505.4 | 18.31 | 0 | 0 | 0 | 0 | 53.16 | 0 | 775.55 | 0 | 0 | 0 | 1377.96 | 599.13 | 0 | 25293.68 | 0 | 0 | 1.18 | 0 | 7.58 | 39.49 | 131.68 | 17.08 | 0 | 0 | 88.3568 | 4.7655 | 0 | 0 | 0 | 0 | 0 | 17.0765 | 0 | 0 | 365.4372 | 17.0765 | 0
4863 | 38.5 | 1436.04 | 19.09 | 0 | 0 | 0 | 0 | 21.42 | 0 | 796.19 | 0 | 0 | 0 | 1377.96 | 599.13 | 0 | 25892.82 | 0 | 0 | 1.13 | 0 | 8.59 | 0 | 130.39 | 17.08 | 0 | 0 | 88.3568 | 4.7655 | 0 | 0 | 0 | 0 | 0 | 17.0765 | 0 | 0 | 365.4372 | 17.0765 | 0
4864 | 35.11 | 1344.63 | 20.78 | 0 | 0 | 0 | 0 | 0 | 0 | 796.19 | 0 | 0 | 0 | 1267.76 | 521.99 | 0 | 26414.81 | 0 | 0 | 1.12 | 0 | 9.61 | 37.52 | 165.15 | 17.08 | 0 | 0 | 89.3608 | 4.7655 | 0 | 0 | 0 | 0 | 0 | 17.0765 | 0 | 0 | 365.4372 | 17.0765 | 0
4865 | 30.99 | 1226.5 | 22.85 | 0 | 0 | 0 | 0 | 157.14 | 0 | 947.67 | 0 | 0 | 0 | 1026 | 352.76 | 0 | 26767.57 | 0 | 0 | 1.13 | 0 | 10.64 | 0 | 164.5 | 17.08 | 0 | 0 | 90.3649 | 5.7186 | 0 | 0 | 0 | 0 | 0 | 17.0765 | 0 | 0 | 365.4372 | 17.0765 | 0
4866 | 32.61 | 1273.91 | 24.56 | 0 | 0 | 0 | 0 | 0 | 0 | 947.67 | 0 | 0 | 0 | 1193.36 | 469.92 | 0 | 27237.49 | 0 | 0 | 1.12 | 0 | 11.55 | 37.55 | 197.09 | 17.08 | 0 | 0 | 92.373 | 6.6717 | 0 | 0 | 0 | 0 | 0 | 17.0765 | 0 | 0 | 365.4372 | 17.0765 | 0
4867 | 14.17 | 650.08 | 25.75 | 0 | 0 | 0 | 0 | 0 | 0 | 947.67 | 0 | 0 | 0 | 549.07 | 18.91 | 0 | 27256.4 | 0 | 0 | 0 | 0 | 11.16 | 37.87 | 225.68 | 17.08 | 0 | 0 | 96.3892 | 6.6717 | 0 | 0 | 0 | 0 | 0 | 17.0765 | 0 | 0 | 365.4372 | 17.0765 | 0
4868 | 0 | 0 | 26.08 | 0 | 0 | 0 | 0 | 0 | 82.046 | 862.56 | 0 | 0 | 0 | 0 | 0 | 365.44 | 26890.96 | 0 | 0 | 0 | 0 | 10.68 | 0 | 216.65 | 17.08 | 0 | 0 | 102.4135 | 5.7186 | 0 | 0 | 0 | 0 | 0 | 17.0765 | 0 | 0 | 365.4372 | 17.0765 | 0
4869 | 0 | 0 | 26.05 | 0 | 0 | 0 | 0 | 0 | 81.1302 | 778.4 | 0 | 0 | 0 | 0 | 0 | 365.44 | 26525.52 | 0 | 0 | 0 | 0 | 10.09 | 0 | 205.46 | 17.08 | 0 | 0 | 102.4135 | 4.7655 | 0 | 0 | 0 | 0 | 0 | 17.0765 | 0 | 0 | 365.4372 | 17.0765 | 0
4870 | 0 | 0 | 26.14 | 0 | 0 | 0 | 0 | 0 | 74.0641 | 701.57 | 0 | 0 | 0 | 0 | 0 | 365.44 | 26160.09 | 0 | 0 | 0 | 0 | 9.42 | 0 | 192.75 | 17.08 | 0 | 0 | 96.3892 | 3.8124 | 0 | 0 | 0 | 0 | 0 | 17.0765 | 0 | 0 | 365.4372 | 17.0765 | 0
4871 | 0 | 0 | 26.28 | 0 | 0 | 0 | 0 | 0 | 61.9274 | 637.33 | 0 | 0 | 0 | 0 | 0 | 365.44 | 25794.65 | 0 | 0 | 0 | 0 | 8.7 | 0 | 179.02 | 17.08 | 0 | 0 | 85.3446 | 2.8593 | 0 | 0 | 0 | 0 | 0 | 17.0765 | 0 | 0 | 365.4372 | 17.0765 | 0
4872 | 0 | 0 | 26.34 | 0 | 0 | 0 | 0 | 0 | 51.8728 | 583.52 | 0 | 0 | 0 | 0 | 0 | 365.44 | 25429.21 | 0 | 0 | 0 | 0 | 7.98 | 0 | 165.42 | 17.08 | 0 | 0 | 76.3081 | 1.9062 | 0 | 0 | 0 | 0 | 0 | 17.0765 | 0 | 0 | 365.4372 | 17.0765 | 0
4873 | 0 | 0 | 26.62 | 0 | 0 | 0 | 0 | 0 | 46.6287 | 535.15 | 0 | 0 | 0 | 0 | 0 | 365.44 | 25063.77 | 0 | 0 | 0 | 0 | 7.33 | 0 | 152.98 | 17.08 | 0 | 0 | 72.2919 | 0.95311 | 0 | 0 | 0 | 0 | 0 | 17.0765 | 0 | 0 | 365.4372 | 17.0765 | 0
4874 | 0 | 0 | 27.15 | 0 | 0 | 0 | 0 | 0 | 41.1242 | 492.5 | 0 | 0 | 0 | 0 | 0 | 365.44 | 24698.34 | 0 | 0 | 0 | 0 | 6.59 | 0 | 138.98 | 17.08 | 0 | 0 | 68.2757 | 0 | 0 | 0 | 0 | 0 | 0 | 17.0765 | 0 | 0 | 365.4372 | 17.0765 | 0
4875 | 0 | 0 | 27.62 | 0 | 0 | 0 | 0 | 0 | 39.6493 | 451.37 | 0 | 0 | 0 | 0 | 0 | 365.44 | 24332.9 | 0 | 0 | 0 | 0 | 5.71 | 0 | 122.2 | 17.08 | 0 | 0 | 67.2716 | 0 | 0 | 0 | 0 | 0 | 0 | 17.0765 | 0 | 0 | 365.4372 | 17.0765 | 0
4876 | 0 | 0 | 27.31 | 0 | 0 | 0 | 0 | 0 | 40.9604 | 408.88 | 0 | 0 | 0 | 0 | 0 | 365.44 | 23967.46 | 0 | 0 | 0 | 0 | 4.78 | 0 | 104.49 | 17.08 | 0 | 0 | 68.2757 | 0 | 0 | 0 | 0 | 0 | 0 | 17.0765 | 0 | 0 | 365.4372 | 17.0765 | 0
4877 | 0 | 0 | 26 | 0 | 0 | 0 | 0 | 0 | 46.2913 | 360.86 | 0 | 0 | 0 | 0 | 0 | 365.44 | 23602.03 | 0 | 0 | 0 | 0 | 3.87 | 0 | 87.27 | 17.08 | 0 | 0 | 72.2919 | 0 | 0 | 0 | 0 | 0 | 0 | 17.0765 | 0 | 0 | 365.4372 | 17.0765 | 0
4878 | 0 | 0 | 23.79 | 0 | 0 | 0 | 0 | 0 | 53.4634 | 305.39 | 0 | 0 | 0 | 0 | 0 | 365.44 | 23236.59 | 0 | 0 | 0 | 0 | 2.94 | 0 | 69.62 | 17.08 | 0 | 0 | 76.3081 | 0.95311 | 0 | 0 | 0 | 0 | 0 | 17.0765 | 0 | 0 | 365.4372 | 17.0765 | 0
4879 | 0 | 0 | 21.84 | 0 | 0 | 0 | 0 | 0 | 61.3972 | 241.7 | 0 | 0 | 0 | 0 | 0 | 365.44 | 22871.15 | 0 | 0 | 0 | 0 | 2.05 | 0 | 52.57 | 17.08 | 0 | 0 | 81.3284 | 1.9062 | 0 | 0 | 0 | 0 | 0 | 17.0765 | 0 | 0 | 365.4372 | 17.0765 | 0
4880 | 10.28 | 489.31 | 20.35 | 0 | 0 | 0 | 0 | 0 | 0 | 241.7 | 0 | 0 | 0 | 428.52 | 0 | 65.47 | 22805.68 | 0 | 0 | 1.26 | 0 | 2.42 | 0 | 36.95 | 17.08 | 0 | 0 | 86.3487 | 3.8124 | 0 | 0 | 0 | 0 | 0 | 17.0765 | 0 | 0 | 365.4372 | 17.0765 | 0
4881 | 22.78 | 966.18 | 19.73 | 0 | 0 | 0 | 0 | 157.14 | 0 | 393.18 | 0 | 0 | 0 | 754.24 | 162.53 | 0 | 22968.21 | 0 | 0 | 1.22 | 0 | 3.03 | 0 | 26.55 | 17.08 | 0 | 0 | 90.3649 | 5.7186 | 0 | 0 | 0 | 0 | 0 | 17.0765 | 0 | 0 | 365.4372 | 17.0765 | 0
4882 | 32 | 1256.27 | 19.79 | 0 | 0 | 0 | 0 | 0 | 0 | 393.18 | 0 | 0 | 0 | 1170.51 | 453.92 | 0 | 23422.13 | 0 | 0 | 1.2 | 0 | 3.75 | 40.17 | 56.63 | 17.08 | 0 | 0 | 92.373 | 3.8124 | 0 | 0 | 0 | 0 | 0 | 17.0765 | 0 | 0 | 365.4372 | 17.0765 | 0
4883 | 38.4 | 1433.51 | 20.22 | 0 | 0 | 0 | 0 | 16.81 | 0 | 409.39 | 0 | 0 | 0 | 1377.96 | 599.13 | 0 | 24021.26 | 0 | 0 | 1.18 | 0 | 4.52 | 0 | 49.95 | 17.08 | 0 | 0 | 92.373 | 3.8124 | 0 | 0 | 0 | 0 | 0 | 17.0765 | 0 | 0 | 365.4372 | 17.0765 | 0
4884 | 40.57 | 1489.61 | 21.74 | 0 | 0 | 0 | 0 | 85.17 | 0 | 491.49 | 0 | 0 | 0 | 1330.69 | 566.05 | 0 | 24587.31 | 0 | 0 | 1.19 | 0 | 5.46 | 39.7 | 84.23 | 17.08 | 0 | 0 | 91.3689 | 3.8124 | 0 | 0 | 0 | 0 | 0 | 17.0765 | 0 | 0 | 365.4372 | 17.0765 | 0
4885 | 41.37 | 1509.82 | 23.91 | 0 | 0 | 0 | 0 | 100.81 | 0 | 588.67 | 0 | 0 | 0 | 1377.96 | 599.13 | 0 | 25186.44 | 0 | 0 | 1.2 | 0 | 6.51 | 0 | 82.41 | 17.08 | 0 | 0 | 90.3649 | 4.7655 | 0 | 0 | 0 | 0 | 0 | 17.0765 | 0 | 0 | 365.4372 | 17.0765 | 0
4886 | 41.06 | 1501.9 | 26.73 | 0 | 0 | 0 | 0 | 56.93 | 0 | 643.55 | 0 | 0 | 0 | 1377.96 | 599.13 | 0 | 25785.57 | 0 | 0 | 1.18 | 0 | 7.57 | 39.49 | 118.76 | 17.08 | 0 | 0 | 89.3608 | 4.7655 | 0 | 0 | 0 | 0 | 0 | 17.0765 | 0 | 0 | 365.4372 | 17.0765 | 0
4887 | 38.78 | 1443.37 | 30.29 | 0 | 0 | 0 | 0 | 1.2 | 0 | 644.71 | 0 | 0 | 0 | 1377.96 | 599.13 | 0 | 26384.71 | 0 | 0 | 1.13 | 0 | 8.58 | 38.02 | 153.59 | 17.08 | 0 | 0 | 89.3608 | 4.7655 | 0 | 0 | 0 | 0 | 0 | 17.0765 | 0 | 0 | 365.4372 | 17.0765 | 0
4888 | 35.87 | 1365.52 | 34.94 | 0 | 0 | 0 | 0 | 0 | 0 | 644.71 | 0 | 0 | 0 | 1340.08 | 572.62 | 0 | 26957.33 | 0 | 0 | 1.12 | 0 | 9.6 | 0 | 152.71 | 17.08 | 0 | 0 | 90.3649 | 4.7655 | 0 | 0 | 0 | 0 | 0 | 17.0765 | 0 | 0 | 365.4372 | 17.0765 | 0
4889 | 32.29 | 1264.79 | 39.89 | 0 | 0 | 0 | 0 | 0 | 0 | 644.71 | 0 | 0 | 0 | 1200.98 | 475.25 | 0 | 27432.58 | 0 | 0 | 1.13 | 0 | 10.63 | 37.78 | 187.94 | 17.08 | 0 | 0 | 91.3689 | 5.7186 | 0 | 0 | 0 | 0 | 0 | 17.0765 | 0 | 0 | 365.4372 | 17.0765 | 0
4890 | 34.07 | 1315.54 | 43.21 | 0 | 0 | 0 | 0 | 157.14 | 0 | 796.19 | 0 | 0 | 0 | 1135.63 | 429.5 | 0 | 27862.08 | 0 | 0 | 0 | 0 | 10.47 | 0 | 184.86 | 17.08 | 0 | 0 | 93.377 | 6.6717 | 0 | 0 | 0 | 0 | 0 | 17.0765 | 0 | 0 | 365.4372 | 17.0765 | 0
4891 | 15.15 | 688.41 | 45.85 | 0 | 0 | 0 | 0 | 157.14 | 0 | 947.67 | 0 | 0 | 0 | 488.07 | 0 | 23.79 | 27838.3 | 0 | 0 | 1.13 | 0 | 11.16 | 0 | 177.47 | 17.08 | 0 | 0 | 96.3892 | 6.6717 | 0 | 0 | 0 | 0 | 0 | 17.0765 | 0 | 0 | 365.4372 | 17.0765 | 0
4892 | 0 | 0 | 47.46 | 0 | 0 | 0 | 0 | 0 | 60.6742 | 884.73 | 0 | 0 | 0 | 0 | 0 | 365.44 | 27472.86 | 0 | 0 | 0 | 0 | 10.68 | 0 | 168.44 | 17.08 | 0 | 0 | 102.4135 | 5.7186 | 0 | 0 | 0 | 0 | 0 | 17.0765 | 0 | 0 | 365.4372 | 17.0765 | 0
4893 | 0 | 0 | 49.09 | 0 | 0 | 0 | 0 | 0 | 59.0836 | 823.43 | 0 | 0 | 0 | 0 | 0 | 365.44 | 27107.42 | 0 | 0 | 0 | 0 | 10.09 | 0 | 157.25 | 17.08 | 0 | 0 | 103.4176 | 4.7655 | 0 | 0 | 0 | 0 | 0 | 17.0765 | 0 | 0 | 365.4372 | 17.0765 | 0
4894 | 0 | 0 | 50.45 | 0 | 0 | 0 | 0 | 0 | 49.752 | 771.82 | 0 | 0 | 0 | 0 | 0 | 365.44 | 26741.98 | 0 | 0 | 0 | 0 | 9.42 | 0 | 144.54 | 17.08 | 0 | 0 | 96.3892 | 3.8124 | 0 | 0 | 0 | 0 | 0 | 17.0765 | 0 | 0 | 365.4372 | 17.0765 | 0
4895 | 0 | 0 | 51.89 | 0 | 0 | 0 | 0 | 0 | 36.3139 | 734.15 | 0 | 0 | 0 | 0 | 0 | 365.44 | 26376.55 | 0 | 0 | 0 | 0 | 8.7 | 0 | 130.8 | 17.08 | 0 | 0 | 85.3446 | 2.8593 | 0 | 0 | 0 | 0 | 0 | 17.0765 | 0 | 0 | 365.4372 | 17.0765 | 0
4896 | 0 | 0 | 52.78 | 0 | 0 | 0 | 0 | 0 | 26.4329 | 706.73 | 0 | 0 | 0 | 0 | 0 | 365.44 | 26011.11 | 0 | 0 | 0 | 0 | 7.98 | 0 | 117.2 | 17.08 | 0 | 0 | 77.3122 | 1.9062 | 0 | 0 | 0 | 0 | 0 | 17.0765 | 0 | 0 | 365.4372 | 17.0765 | 0
4897 | 0 | 0 | 53.39 | 0 | 0 | 0 | 0 | 0 | 19.8584 | 686.13 | 0 | 0 | 0 | 0 | 0 | 365.44 | 25645.67 | 0 | 0 | 0 | 0 | 7.33 | 0 | 104.77 | 17.08 | 0 | 0 | 72.2919 | 0.95311 | 0 | 0 | 0 | 0 | 0 | 17.0765 | 0 | 0 | 365.4372 | 17.0765 | 0
4898 | 0 | 0 | 53.84 | 0 | 0 | 0 | 0 | 0 | 15.4336 | 670.12 | 0 | 0 | 0 | 0 | 0 | 365.44 | 25280.24 | 0 | 0 | 0 | 0 | 6.59 | 0 | 90.77 | 17.08 | 0 | 0 | 69.2797 | 0 | 0 | 0 | 0 | 0 | 0 | 17.0765 | 0 | 0 | 365.4372 | 17.0765 | 0
4899 | 0 | 0 | 54.04 | 0 | 0 | 0 | 0 | 0 | 14.2286 | 655.35 | 0 | 0 | 0 | 0 | 0 | 365.44 | 24914.8 | 0 | 0 | 0 | 0 | 5.71 | 0 | 73.99 | 17.08 | 0 | 0 | 68.2757 | 0 | 0 | 0 | 0 | 0 | 0 | 17.0765 | 0 | 0 | 365.4372 | 17.0765 | 0
4900 | 0 | 0 | 54.01 | 0 | 0 | 0 | 0 | 0 | 15.2698 | 639.51 | 0 | 0 | 0 | 0 | 0 | 365.44 | 24549.36 | 0 | 0 | 0 | 0 | 4.78 | 0 | 56.28 | 17.08 | 0 | 0 | 69.2797 | 0 | 0 | 0 | 0 | 0 | 0 | 17.0765 | 0 | 0 | 365.4372 | 17.0765 | 0
4901 | 0 | 0 | 53.8 | 0 | 0 | 0 | 0 | 0 | 18.4895 | 620.33 | 0 | 0 | 0 | 0 | 0 | 365.44 | 24183.92 | 0 | 0 | 0 | 0 | 3.87 | 0 | 39.06 | 17.08 | 0 | 0 | 72.2919 | 0 | 0 | 0 | 0 | 0 | 0 | 17.0765 | 0 | 0 | 365.4372 | 17.0765 | 0
4902 | 0 | 0 | 53.41 | 0 | 0 | 0 | 0 | 0 | 24.8519 | 594.55 | 0 | 0 | 0 | 0 | 0 | 365.44 | 23818.49 | 0 | 0 | 0 | 0 | 2.94 | 0 | 21.41 | 17.08 | 0 | 0 | 77.3122 | 0.95311 | 0 | 0 | 0 | 0 | 0 | 17.0765 | 0 | 0 | 365.4372 | 17.0765 | 0
4903 | 0 | 0 | 52.83 | 0 | 0 | 0 | 0 | 0 | 31.4071 | 561.97 | 0 | 0 | 0 | 0 | 0 | 365.44 | 23453.05 | 0 | 0 | 0 | 0 | 2.05 | 0 | 4.36 | 17.08 | 0 | 0 | 82.3324 | 1.9062 | 0 | 0 | 0 | 0 | 0 | 17.0765 | 0 | 0 | 365.4372 | 17.0765 | 0
4904 | 1.92 | 99.7 | 52.03 | 0 | 0 | 0 | 0 | 0 | 0 | 561.97 | 0 | 0 | 0 | 20.12 | 0 | 351.35 | 23101.7 | 0 | 0 | 1.26 | 0 | 2.42 | 42.12 | 28.75 | 17.08 | 0 | 0 | 86.3487 | 3.8124 | 0 | 0 | 0 | 0 | 0 | 17.0765 | 0 | 0 | 365.4372 | 17.0765 | 0
4905 | 10.04 | 479.28 | 50.98 | 0 | 0 | 0 | 0 | 0 | 0 | 561.97 | 0 | 0 | 0 | 402.02 | 0 | 84.02 | 23017.67 | 0 | 0 | 1.22 | 0 | 3.03 | 40.97 | 57.27 | 17.08 | 0 | 0 | 90.3649 | 5.7186 | 0 | 0 | 0 | 0 | 0 | 17.0765 | 0 | 0 | 365.4372 | 17.0765 | 0
4906 | 15.57 | 704.66 | 49.96 | 0 | 0 | 0 | 0 | 0 | 0 | 561.97 | 0 | 0 | 0 | 632.63 | 77.4 | 0 | 23095.08 | 0 | 0 | 1.2 | 0 | 3.75 | 40.17 | 87.36 | 17.08 | 0 | 0 | 92.373 | 3.8124 | 0 | 0 | 0 | 0 | 0 | 17.0765 | 0 | 0 | 365.4372 | 17.0765 | 0
4907 | 18.3 | 807.77 | 49.13 | 0 | 0 | 0 | 0 | 0 | 0 | 561.97 | 0 | 0 | 0 | 777.84 | 179.05 | 0 | 23274.13 | 0 | 0 | 1.18 | 0 | 4.52 | 0 | 80.68 | 17.08 | 0 | 0 | 92.373 | 3.8124 | 0 | 0 | 0 | 0 | 0 | 17.0765 | 0 | 0 | 365.4372 | 17.0765 | 0
4908 | 21.01 | 905.11 | 48.75 | 0 | 0 | 0 | 0 | 0 | 0 | 561.97 | 0 | 0 | 0 | 839.99 | 222.56 | 0 | 23496.68 | 0 | 0 | 0 | 0 | 4.34 | 39.7 | 114.96 | 17.08 | 0 | 0 | 91.3689 | 3.8124 | 0 | 0 | 0 | 0 | 0 | 17.0765 | 0 | 0 | 365.4372 | 17.0765 | 0
4909 | 21.73 | 930.41 | 48.81 | 0 | 0 | 0 | 0 | 0 | 0 | 561.97 | 0 | 0 | 0 | 904.62 | 267.8 | 0 | 23764.48 | 0 | 0 | 1.2 | 0 | 5.38 | 0 | 113.14 | 17.08 | 0 | 0 | 90.3649 | 4.7655 | 0 | 0 | 0 | 0 | 0 | 17.0765 | 0 | 0 | 365.4372 | 17.0765 | 0
4910 | 20.54 | 888.63 | 49.38 | 0 | 0 | 0 | 0 | 157.14 | 0 | 713.45 | 0 | 0 | 0 | 706.11 | 128.84 | 0 | 23893.32 | 0 | 0 | 1.18 | 0 | 6.44 | 0 | 111.97 | 17.08 | 0 | 0 | 89.3608 | 4.7655 | 0 | 0 | 0 | 0 | 0 | 17.0765 | 0 | 0 | 365.4372 | 17.0765 | 0
4911 | 18.52 | 815.89 | 50.14 | 0 | 0 | 0 | 0 | 0 | 0 | 713.45 | 0 | 0 | 0 | 789.28 | 187.06 | 0 | 24080.38 | 0 | 0 | 1.13 | 0 | 7.45 | 0 | 110.69 | 17.08 | 0 | 0 | 89.3608 | 4.7655 | 0 | 0 | 0 | 0 | 0 | 17.0765 | 0 | 0 | 365.4372 | 17.0765 | 0
4912 | 15.36 | 696.59 | 51.34 | 0 | 0 | 0 | 0 | 0 | 0 | 713.45 | 0 | 0 | 0 | 630.53 | 75.93 | 0 | 24156.31 | 0 | 0 | 1.12 | 0 | 8.47 | 37.52 | 145.45 | 17.08 | 0 | 0 | 89.3608 | 4.7655 | 0 | 0 | 0 | 0 | 0 | 17.0765 | 0 | 0 | 365.4372 | 17.0765 | 0
4913 | 11.74 | 551.07 | 52.43 | 0 | 0 | 0 | 0 | 157.14 | 0 | 864.93 | 0 | 0 | 0 | 359.89 | 0 | 113.51 | 24042.8 | 0 | 0 | 1.13 | 0 | 9.51 | 0 | 144.79 | 17.08 | 0 | 0 | 91.3689 | 5.7186 | 0 | 0 | 0 | 0 | 0 | 17.0765 | 0 | 0 | 365.4372 | 17.0765 | 0
4914 | 11.08 | 523.62 | 52.93 | 0 | 0 | 0 | 0 | 50.48 | 0 | 913.59 | 0 | 0 | 0 | 399.44 | 0 | 85.83 | 23956.97 | 0 | 0 | 1.12 | 0 | 10.41 | 37.55 | 177.39 | 17.08 | 0 | 0 | 92.373 | 6.6717 | 0 | 0 | 0 | 0 | 0 | 17.0765 | 0 | 0 | 365.4372 | 17.0765 | 0
4915 | 4.48 | 226.26 | 53.2 | 0 | 0 | 0 | 0 | 0 | 0 | 913.59 | 0 | 0 | 0 | 142.88 | 0 | 265.42 | 23691.55 | 0 | 0 | 1.13 | 0 | 11.1 | 37.87 | 205.97 | 17.08 | 0 | 0 | 95.3851 | 6.6717 | 0 | 0 | 0 | 0 | 0 | 17.0765 | 0 | 0 | 365.4372 | 17.0765 | 0
4916 | 0 | 0 | 53.35 | 0 | 0 | 0 | 0 | 0 | 53.7719 | 857.81 | 0 | 0 | 0 | 0 | 0 | 365.44 | 23326.11 | 0 | 0 | 0 | 0 | 10.62 | 0 | 196.94 | 17.08 | 0 | 0 | 101.4095 | 5.7186 | 0 | 0 | 0 | 0 | 0 | 17.0765 | 0 | 0 | 365.4372 | 17.0765 | 0
4917 | 0 | 0 | 53.46 | 0 | 0 | 0 | 0 | 0 | 53.7237 | 802.08 | 0 | 0 | 0 | 0 | 0 | 365.44 | 22960.67 | 0 | 0 | 0 | 0 | 10.03 | 0 | 185.75 | 17.08 | 0 | 0 | 102.4135 | 4.7655 | 0 | 0 | 0 | 0 | 0 | 17.0765 | 0 | 0 | 365.4372 | 17.0765 | 0
4918 | 0 | 0 | 53.39 | 0 | 0 | 0 | 0 | 0 | 45.8093 | 754.56 | 0 | 0 | 0 | 0 | 0 | 365.44 | 22595.23 | 0 | 0 | 0 | 0 | 9.36 | 0 | 173.05 | 17.08 | 0 | 0 | 95.3851 | 3.8124 | 0 | 0 | 0 | 0 | 0 | 17.0765 | 0 | 0 | 365.4372 | 17.0765 | 0
4919 | 0 | 0 | 53.38 | 0 | 0 | 0 | 0 | 0 | 33.8268 | 719.47 | 0 | 0 | 0 | 0 | 0 | 365.44 | 22229.8 | 0 | 0 | 0 | 0 | 8.64 | 0 | 159.31 | 17.08 | 0 | 0 | 84.3406 | 2.8593 | 0 | 0 | 0 | 0 | 0 | 17.0765 | 0 | 0 | 365.4372 | 17.0765 | 0
4920 | 0 | 0 | 53.36 | 0 | 0 | 0 | 0 | 0 | 24.8616 | 693.69 | 0 | 0 | 0 | 0 | 0 | 365.44 | 21864.36 | 0 | 0 | 0 | 0 | 7.92 | 0 | 145.71 | 17.08 | 0 | 0 | 76.3081 | 1.9062 | 0 | 0 | 0 | 0 | 0 | 17.0765 | 0 | 0 | 365.4372 | 17.0765 | 0
4921 | 0 | 0 | 53.25 | 0 | 0 | 0 | 0 | 0 | 18.9908 | 673.99 | 0 | 0 | 0 | 0 | 0 | 365.44 | 21498.92 | 0 | 0 | 0 | 0 | 7.27 | 0 | 133.27 | 17.08 | 0 | 0 | 71.2878 | 0.95311 | 0 | 0 | 0 | 0 | 0 | 17.0765 | 0 | 0 | 365.4372 | 17.0765 | 0
4922 | 0 | 0 | 53.03 | 0 | 0 | 0 | 0 | 0 | 15.2505 | 658.17 | 0 | 0 | 0 | 0 | 0 | 365.44 | 21133.49 | 0 | 0 | 0 | 0 | 6.53 | 0 | 119.27 | 17.08 | 0 | 0 | 68.2757 | 0 | 0 | 0 | 0 | 0 | 0 | 17.0765 | 0 | 0 | 365.4372 | 17.0765 | 0
4923 | 0 | 0 | 52.76 | 0 | 0 | 0 | 0 | 0 | 13.5056 | 644.16 | 0 | 0 | 0 | 0 | 0 | 365.44 | 20768.05 | 0 | 0 | 0 | 0 | 5.65 | 0 | 102.5 | 17.08 | 0 | 0 | 66.2676 | 0 | 0 | 0 | 0 | 0 | 0 | 17.0765 | 0 | 0 | 365.4372 | 17.0765 | 0
4924 | 0 | 0 | 52.31 | 0 | 0 | 0 | 0 | 0 | 15.9638 | 627.6 | 0 | 0 | 0 | 0 | 0 | 365.44 | 20402.61 | 0 | 0 | 0 | 0 | 4.72 | 0 | 84.78 | 17.08 | 0 | 0 | 68.2757 | 0 | 0 | 0 | 0 | 0 | 0 | 17.0765 | 0 | 0 | 365.4372 | 17.0765 | 0
4925 | 0 | 0 | 51.98 | 0 | 0 | 0 | 0 | 0 | 19.3089 | 607.57 | 0 | 0 | 0 | 0 | 0 | 365.44 | 20037.17 | 0 | 0 | 0 | 0 | 3.81 | 0 | 67.56 | 17.08 | 0 | 0 | 71.2878 | 0 | 0 | 0 | 0 | 0 | 0 | 17.0765 | 0 | 0 | 365.4372 | 17.0765 | 0
4926 | 0 | 0 | 51.84 | 0 | 0 | 0 | 0 | 0 | 24.4181 | 582.24 | 0 | 0 | 0 | 0 | 0 | 365.44 | 19671.74 | 0 | 0 | 0 | 0 | 2.88 | 0 | 49.91 | 17.08 | 0 | 0 | 75.3041 | 0.95311 | 0 | 0 | 0 | 0 | 0 | 17.0765 | 0 | 0 | 365.4372 | 17.0765 | 0
4927 | 0 | 0 | 51.61 | 0 | 0 | 0 | 0 | 0 | 30.6263 | 550.47 | 0 | 0 | 0 | 0 | 0 | 365.44 | 19306.3 | 0 | 0 | 0 | 0 | 1.98 | 0 | 32.86 | 17.08 | 0 | 0 | 80.3243 | 1.9062 | 0 | 0 | 0 | 0 | 0 | 17.0765 | 0 | 0 | 365.4372 | 17.0765 | 0
4928 | 8.32 | 403.84 | 51.32 | 0 | 0 | 0 | 0 | 0 | 0 | 550.47 | 0 | 0 | 0 | 373.06 | 0 | 104.3 | 19202 | 0 | 0 | 1.26 | 0 | 2.36 | 0 | 17.24 | 17.08 | 0 | 0 | 85.3446 | 3.8124 | 0 | 0 | 0 | 0 | 0 | 17.0765 | 0 | 0 | 365.4372 | 17.0765 | 0
4929 | 21.22 | 912.5 | 51.12 | 0 | 0 | 0 | 0 | 0 | 0 | 550.47 | 0 | 0 | 0 | 848.57 | 228.56 | 0 | 19430.57 | 0 | 0 | 1.22 | 0 | 2.97 | 40.97 | 45.77 | 17.08 | 0 | 0 | 88.3568 | 5.7186 | 0 | 0 | 0 | 0 | 0 | 17.0765 | 0 | 0 | 365.4372 | 17.0765 | 0
4930 | 29.55 | 1183.44 | 51.36 | 0 | 0 | 0 | 0 | 0 | 0 | 550.47 | 0 | 0 | 0 | 1168.97 | 452.84 | 0 | 19883.41 | 0 | 0 | 1.2 | 0 | 3.69 | 0 | 37.69 | 17.08 | 0 | 0 | 90.3649 | 3.8124 | 0 | 0 | 0 | 0 | 0 | 17.0765 | 0 | 0 | 365.4372 | 17.0765 | 0
4931 | 35 | 1341.43 | 51.66 | 0 | 0 | 0 | 0 | 0 | 0 | 550.47 | 0 | 0 | 0 | 1293.11 | 539.74 | 0 | 20423.15 | 0 | 0 | 1.18 | 0 | 4.46 | 39.62 | 68.65 | 17.08 | 0 | 0 | 90.3649 | 3.8124 | 0 | 0 | 0 | 0 | 0 | 17.0765 | 0 | 0 | 365.4372 | 17.0765 | 0
4932 | 38.65 | 1439.95 | 52.04 | 0 | 0 | 0 | 0 | 17.61 | 0 | 567.45 | 0 | 0 | 0 | 1377.96 | 599.13 | 0 | 21022.28 | 0 | 0 | 1.19 | 0 | 5.4 | 39.7 | 102.93 | 17.08 | 0 | 0 | 90.3649 | 3.8124 | 0 | 0 | 0 | 0 | 0 | 17.0765 | 0 | 0 | 365.4372 | 17.0765 | 0
4933 | 40.28 | 1482.15 | 52.51 | 0 | 0 | 0 | 0 | 102.65 | 0 | 666.41 | 0 | 0 | 0 | 1377.96 | 599.13 | 0 | 21621.41 | 0 | 0 | 1.2 | 0 | 6.45 | 0 | 101.11 | 17.08 | 0 | 0 | 88.3568 | 4.7655 | 0 | 0 | 0 | 0 | 0 | 17.0765 | 0 | 0 | 365.4372 | 17.0765 | 0
4934 | 40.47 | 1486.95 | 53.05 | 0 | 0 | 0 | 0 | 76.93 | 0 | 740.57 | 0 | 0 | 0 | 1377.96 | 599.13 | 0 | 22220.55 | 0 | 0 | 1.18 | 0 | 7.51 | 31.28 | 129.66 | 17.08 | 0 | 0 | 88.3568 | 4.7655 | 0 | 0 | 0 | 0 | 0 | 17.0765 | 0 | 0 | 365.4372 | 17.0765 | 0
4935 | 39.58 | 1464.14 | 53.46 | 0 | 0 | 0 | 0 | 47.95 | 0 | 786.8 | 0 | 0 | 0 | 1377.96 | 599.13 | 0 | 22819.68 | 0 | 0 | 1.13 | 0 | 8.52 | 38.02 | 164.49 | 17.08 | 0 | 0 | 87.3527 | 4.7655 | 0 | 0 | 0 | 0 | 0 | 17.0765 | 0 | 0 | 365.4372 | 17.0765 | 0
4936 | 38.39 | 1433.05 | 53.5 | 0 | 0 | 0 | 0 | 52.73 | 0 | 837.64 | 0 | 0 | 0 | 1377.96 | 599.13 | 0 | 23418.81 | 0 | 0 | 1.12 | 0 | 9.54 | 0 | 163.6 | 17.08 | 0 | 0 | 88.3568 | 4.7655 | 0 | 0 | 0 | 0 | 0 | 17.0765 | 0 | 0 | 365.4372 | 17.0765 | 0
4937 | 37 | 1396.09 | 53.17 | 0 | 0 | 0 | 0 | 12.09 | 0 | 849.29 | 0 | 0 | 0 | 1377.96 | 599.13 | 0 | 24017.95 | 0 | 0 | 1.13 | 0 | 10.57 | 0 | 162.95 | 17.08 | 0 | 0 | 89.3608 | 5.7186 | 0 | 0 | 0 | 0 | 0 | 17.0765 | 0 | 0 | 365.4372 | 17.0765 | 0
4938 | 39.47 | 1461.24 | 52.7 | 0 | 0 | 0 | 0 | 38.73 | 0 | 886.63 | 0 | 0 | 0 | 1377.96 | 599.13 | 0 | 24617.08 | 0 | 0 | 1.12 | 0 | 11.48 | 37.55 | 195.54 | 17.08 | 0 | 0 | 91.3689 | 6.6717 | 0 | 0 | 0 | 0 | 0 | 17.0765 | 0 | 0 | 365.4372 | 17.0765 | 0
4939 | 19.25 | 842.65 | 51.99 | 0 | 0 | 0 | 0 | 0 | 0 | 886.63 | 0 | 0 | 0 | 772.83 | 175.55 | 0 | 24792.62 | 0 | 0 | 1.13 | 0 | 12.16 | 37.87 | 224.13 | 17.08 | 0 | 0 | 95.3851 | 6.6717 | 0 | 0 | 0 | 0 | 0 | 17.0765 | 0 | 0 | 365.4372 | 17.0765 | 0
4940 | 0 | 0 | 51 | 0 | 0 | 0 | 0 | 0 | 55.1215 | 829.45 | 0 | 0 | 0 | 0 | 0 | 365.44 | 24427.19 | 0 | 0 | 0 | 0 | 11.69 | 0 | 215.1 | 17.08 | 0 | 0 | 100.4054 | 5.7186 | 0 | 0 | 0 | 0 | 0 | 17.0765 | 0 | 0 | 365.4372 | 17.0765 | 0
4941 | 0 | 0 | 49.56 | 0 | 0 | 0 | 0 | 0 | 56.6157 | 770.71 | 0 | 0 | 0 | 0 | 0 | 365.44 | 24061.75 | 0 | 0 | 0 | 0 | 11.1 | 0 | 203.91 | 17.08 | 0 | 0 | 101.4095 | 4.7655 | 0 | 0 | 0 | 0 | 0 | 17.0765 | 0 | 0 | 365.4372 | 17.0765 | 0
4942 | 0 | 0 | 47.98 | 0 | 0 | 0 | 0 | 0 | 50.2148 | 718.62 | 0 | 0 | 0 | 0 | 0 | 365.44 | 23696.31 | 0 | 0 | 0 | 0 | 10.43 | 0 | 191.2 | 17.08 | 0 | 0 | 94.3811 | 3.8124 | 0 | 0 | 0 | 0 | 0 | 17.0765 | 0 | 0 | 365.4372 | 17.0765 | 0
4943 | 0 | 0 | 46.83 | 0 | 0 | 0 | 0 | 0 | 39.3698 | 677.79 | 0 | 0 | 0 | 0 | 0 | 365.44 | 23330.88 | 0 | 0 | 0 | 0 | 9.71 | 0 | 177.46 | 17.08 | 0 | 0 | 83.3365 | 2.8593 | 0 | 0 | 0 | 0 | 0 | 17.0765 | 0 | 0 | 365.4372 | 17.0765 | 0
4944 | 0 | 0 | 45.59 | 0 | 0 | 0 | 0 | 0 | 31.6192 | 644.99 | 0 | 0 | 0 | 0 | 0 | 365.44 | 22965.44 | 0 | 0 | 0 | 0 | 8.99 | 0 | 163.87 | 17.08 | 0 | 0 | 75.3041 | 1.9062 | 0 | 0 | 0 | 0 | 0 | 17.0765 | 0 | 0 | 365.4372 | 17.0765 | 0
4945 | 0 | 0 | 44.2 | 0 | 0 | 0 | 0 | 0 | 27.0402 | 616.94 | 0 | 0 | 0 | 0 | 0 | 365.44 | 22600 | 0 | 0 | 0 | 0 | 8.33 | 0 | 151.43 | 17.08 | 0 | 0 | 70.2838 | 0.95311 | 0 | 0 | 0 | 0 | 0 | 17.0765 | 0 | 0 | 365.4372 | 17.0765 | 0
4946 | 0 | 0 | 42.47 | 0 | 0 | 0 | 0 | 0 | 24.8037 | 591.22 | 0 | 0 | 0 | 0 | 0 | 365.44 | 22234.56 | 0 | 0 | 0 | 0 | 7.6 | 0 | 137.43 | 17.08 | 0 | 0 | 67.2716 | 0 | 0 | 0 | 0 | 0 | 0 | 17.0765 | 0 | 0 | 365.4372 | 17.0765 | 0
4947 | 0 | 0 | 40.5 | 0 | 0 | 0 | 0 | 0 | 24.7652 | 565.53 | 0 | 0 | 0 | 0 | 0 | 365.44 | 21869.13 | 0 | 0 | 0 | 0 | 6.71 | 0 | 120.65 | 17.08 | 0 | 0 | 65.2635 | 0 | 0 | 0 | 0 | 0 | 0 | 17.0765 | 0 | 0 | 365.4372 | 17.0765 | 0
4948 | 0 | 0 | 38.99 | 0 | 0 | 0 | 0 | 0 | 28.2838 | 536.19 | 0 | 0 | 0 | 0 | 0 | 365.44 | 21503.69 | 0 | 0 | 0 | 0 | 5.78 | 0 | 102.94 | 17.08 | 0 | 0 | 67.2716 | 0 | 0 | 0 | 0 | 0 | 0 | 17.0765 | 0 | 0 | 365.4372 | 17.0765 | 0
4949 | 0 | 0 | 37.1 | 0 | 0 | 0 | 0 | 0 | 33.1809 | 501.76 | 0 | 0 | 0 | 0 | 0 | 365.44 | 21138.25 | 0 | 0 | 0 | 0 | 4.88 | 0 | 85.72 | 17.08 | 0 | 0 | 70.2838 | 0 | 0 | 0 | 0 | 0 | 0 | 17.0765 | 0 | 0 | 365.4372 | 17.0765 | 0
4950 | 0 | 0 | 34.62 | 0 | 0 | 0 | 0 | 0 | 41.6352 | 458.57 | 0 | 0 | 0 | 0 | 0 | 365.44 | 20772.82 | 0 | 0 | 0 | 0 | 3.95 | 0 | 68.07 | 17.08 | 0 | 0 | 75.3041 | 0.95311 | 0 | 0 | 0 | 0 | 0 | 17.0765 | 0 | 0 | 365.4372 | 17.0765 | 0
4951 | 0 | 0 | 32.07 | 0 | 0 | 0 | 0 | 0 | 50.1569 | 406.54 | 0 | 0 | 0 | 0 | 0 | 365.44 | 20407.38 | 0 | 0 | 0 | 0 | 3.05 | 0 | 51.02 | 17.08 | 0 | 0 | 80.3243 | 1.9062 | 0 | 0 | 0 | 0 | 0 | 17.0765 | 0 | 0 | 365.4372 | 17.0765 | 0
4952 | 10.25 | 487.97 | 29.77 | 0 | 0 | 0 | 0 | 157.14 | 0 | 558.02 | 0 | 0 | 0 | 281.43 | 0 | 168.43 | 20238.94 | 0 | 0 | 1.26 | 0 | 3.42 | 0 | 35.4 | 17.08 | 0 | 0 | 84.3406 | 3.8124 | 0 | 0 | 0 | 0 | 0 | 17.0765 | 0 | 0 | 365.4372 | 17.0765 | 0
4953 | 22.63 | 961.24 | 26.98 | 0 | 0 | 0 | 0 | 0 | 0 | 558.02 | 0 | 0 | 0 | 874.58 | 246.77 | 0 | 20485.71 | 0 | 0 | 1.22 | 0 | 4.04 | 40.97 | 63.92 | 17.08 | 0 | 0 | 88.3568 | 5.7186 | 0 | 0 | 0 | 0 | 0 | 17.0765 | 0 | 0 | 365.4372 | 17.0765 | 0
4954 | 31.94 | 1254.6 | 24.44 | 0 | 0 | 0 | 0 | 0 | 0 | 558.02 | 0 | 0 | 0 | 1216.81 | 486.33 | 0 | 20972.04 | 0 | 0 | 0 | 0 | 3.61 | 0 | 55.84 | 17.08 | 0 | 0 | 90.3649 | 3.8124 | 0 | 0 | 0 | 0 | 0 | 17.0765 | 0 | 0 | 365.4372 | 17.0765 | 0
4955 | 38.35 | 1432.01 | 22.66 | 0 | 0 | 0 | 0 | 0 | 0 | 558.02 | 0 | 0 | 0 | 1358.03 | 585.19 | 0 | 21557.22 | 0 | 0 | 1.18 | 0 | 4.38 | 39.62 | 86.81 | 17.08 | 0 | 0 | 90.3649 | 3.8124 | 0 | 0 | 0 | 0 | 0 | 17.0765 | 0 | 0 | 365.4372 | 17.0765 | 0
4956 | 40.63 | 1491.2 | 21.98 | 0 | 0 | 0 | 0 | 41.8 | 0 | 598.32 | 0 | 0 | 0 | 1377.96 | 599.13 | 0 | 22156.36 | 0 | 0 | 1.19 | 0 | 5.33 | 39.7 | 121.08 | 17.08 | 0 | 0 | 89.3608 | 3.8124 | 0 | 0 | 0 | 0 | 0 | 17.0765 | 0 | 0 | 365.4372 | 17.0765 | 0
4957 | 41.5 | 1513.21 | 22.83 | 0 | 0 | 0 | 0 | 105.26 | 0 | 699.79 | 0 | 0 | 0 | 1377.96 | 599.13 | 0 | 22755.49 | 0 | 0 | 1.2 | 0 | 6.38 | 0 | 119.26 | 17.08 | 0 | 0 | 88.3568 | 4.7655 | 0 | 0 | 0 | 0 | 0 | 17.0765 | 0 | 0 | 365.4372 | 17.0765 | 0
4958 | 41.29 | 1507.76 | 25.01 | 0 | 0 | 0 | 0 | 157.14 | 0 | 851.27 | 0 | 0 | 0 | 1284.14 | 533.46 | 0 | 23288.95 | 0 | 0 | 1.18 | 0 | 7.43 | 39.49 | 155.61 | 17.08 | 0 | 0 | 87.3527 | 4.7655 | 0 | 0 | 0 | 0 | 0 | 17.0765 | 0 | 0 | 365.4372 | 17.0765 | 0
4959 | 37.76 | 1416.51 | 28.7 | 0 | 0 | 0 | 0 | 11.76 | 0 | 862.61 | 0 | 0 | 0 | 1377.96 | 599.13 | 0 | 23888.08 | 0 | 0 | 1.13 | 0 | 8.45 | 0 | 154.33 | 17.08 | 0 | 0 | 87.3527 | 4.7655 | 0 | 0 | 0 | 0 | 0 | 17.0765 | 0 | 0 | 365.4372 | 17.0765 | 0
4960 | 33.27 | 1292.91 | 31.91 | 0 | 0 | 0 | 0 | 0 | 0 | 862.61 | 0 | 0 | 0 | 1227.45 | 493.78 | 0 | 24381.86 | 0 | 0 | 0 | 0 | 8.4 | 37.52 | 189.09 | 17.08 | 0 | 0 | 88.3568 | 4.7655 | 0 | 0 | 0 | 0 | 0 | 17.0765 | 0 | 0 | 365.4372 | 17.0765 | 0
4961 | 27.83 | 1130.77 | 34.42 | 0 | 0 | 0 | 0 | 0 | 0 | 862.61 | 0 | 0 | 0 | 1096.82 | 402.34 | 0 | 24784.2 | 0 | 0 | 1.13 | 0 | 9.44 | 0 | 188.43 | 17.08 | 0 | 0 | 89.3608 | 5.7186 | 0 | 0 | 0 | 0 | 0 | 17.0765 | 0 | 0 | 365.4372 | 17.0765 | 0
4962 | 28.85 | 1162.32 | 35.95 | 0 | 0 | 0 | 0 | 0 | 0 | 862.61 | 0 | 0 | 0 | 1127.96 | 424.13 | 0 | 25208.33 | 0 | 0 | 1.12 | 0 | 10.34 | 0 | 185.35 | 17.08 | 0 | 0 | 91.3689 | 6.6717 | 0 | 0 | 0 | 0 | 0 | 17.0765 | 0 | 0 | 365.4372 | 17.0765 | 0
4963 | 12.21 | 570.49 | 36.32 | 0 | 0 | 0 | 0 | 0 | 0 | 862.61 | 0 | 0 | 0 | 477.96 | 0 | 30.86 | 25177.47 | 0 | 0 | 1.13 | 0 | 11.02 | 37.87 | 213.94 | 17.08 | 0 | 0 | 95.3851 | 6.6717 | 0 | 0 | 0 | 0 | 0 | 17.0765 | 0 | 0 | 365.4372 | 17.0765 | 0
4964 | 0 | 0 | 35.55 | 0 | 0 | 0 | 0 | 0 | 70.5744 | 789.4 | 0 | 0 | 0 | 0 | 0 | 365.44 | 24812.03 | 0 | 0 | 0 | 0 | 10.55 | 0 | 204.91 | 17.08 | 0 | 0 | 100.4054 | 5.7186 | 0 | 0 | 0 | 0 | 0 | 17.0765 | 0 | 0 | 365.4372 | 17.0765 | 0
4965 | 0 | 0 | 33.96 | 0 | 0 | 0 | 0 | 0 | 72.2132 | 714.49 | 0 | 0 | 0 | 0 | 0 | 365.44 | 24446.59 | 0 | 0 | 0 | 0 | 9.96 | 0 | 193.72 | 17.08 | 0 | 0 | 101.4095 | 4.7655 | 0 | 0 | 0 | 0 | 0 | 17.0765 | 0 | 0 | 365.4372 | 17.0765 | 0
4966 | 0 | 0 | 33.84 | 0 | 0 | 0 | 0 | 0 | 64.3566 | 647.73 | 0 | 0 | 0 | 0 | 0 | 365.44 | 24081.16 | 0 | 0 | 0 | 0 | 9.29 | 0 | 181.01 | 17.08 | 0 | 0 | 94.3811 | 3.8124 | 0 | 0 | 0 | 0 | 0 | 17.0765 | 0 | 0 | 365.4372 | 17.0765 | 0
4967 | 0 | 0 | 35.92 | 0 | 0 | 0 | 0 | 0 | 50.2726 | 595.58 | 0 | 0 | 0 | 0 | 0 | 365.44 | 23715.72 | 0 | 0 | 0 | 0 | 8.57 | 0 | 167.27 | 17.08 | 0 | 0 | 83.3365 | 2.8593 | 0 | 0 | 0 | 0 | 0 | 17.0765 | 0 | 0 | 365.4372 | 17.0765 | 0
4968 | 0 | 0 | 38.06 | 0 | 0 | 0 | 0 | 0 | 39.148 | 554.97 | 0 | 0 | 0 | 0 | 0 | 365.44 | 23350.28 | 0 | 0 | 0 | 0 | 7.85 | 0 | 153.67 | 17.08 | 0 | 0 | 75.3041 | 1.9062 | 0 | 0 | 0 | 0 | 0 | 17.0765 | 0 | 0 | 365.4372 | 17.0765 | 0
4969 | 0 | 0 | 38.94 | 0 | 0 | 0 | 0 | 0 | 32.294 | 521.47 | 0 | 0 | 0 | 0 | 0 | 365.44 | 22984.84 | 0 | 0 | 0 | 0 | 7.2 | 0 | 141.24 | 17.08 | 0 | 0 | 70.2838 | 0.95311 | 0 | 0 | 0 | 0 | 0 | 17.0765 | 0 | 0 | 365.4372 | 17.0765 | 0
4970 | 0 | 0 | 38.78 | 0 | 0 | 0 | 0 | 0 | 28.4958 | 491.91 | 0 | 0 | 0 | 0 | 0 | 365.44 | 22619.41 | 0 | 0 | 0 | 0 | 6.46 | 0 | 127.24 | 17.08 | 0 | 0 | 67.2716 | 0 | 0 | 0 | 0 | 0 | 0 | 17.0765 | 0 | 0 | 365.4372 | 17.0765 | 0
4971 | 0 | 0 | 38.24 | 0 | 0 | 0 | 0 | 0 | 28.0235 | 462.84 | 0 | 0 | 0 | 0 | 0 | 365.44 | 22253.97 | 0 | 0 | 0 | 0 | 5.58 | 0 | 110.46 | 17.08 | 0 | 0 | 66.2676 | 0 | 0 | 0 | 0 | 0 | 0 | 17.0765 | 0 | 0 | 365.4372 | 17.0765 | 0
4972 | 0 | 0 | 37.27 | 0 | 0 | 0 | 0 | 0 | 27.9946 | 433.8 | 0 | 0 | 0 | 0 | 0 | 365.44 | 21888.53 | 0 | 0 | 0 | 0 | 4.64 | 0 | 92.75 | 17.08 | 0 | 0 | 65.2635 | 0 | 0 | 0 | 0 | 0 | 0 | 17.0765 | 0 | 0 | 365.4372 | 17.0765 | 0
4973 | 0 | 0 | 34.93 | 0 | 0 | 0 | 0 | 0 | 33.3448 | 399.21 | 0 | 0 | 0 | 0 | 0 | 365.44 | 21523.09 | 0 | 0 | 0 | 0 | 3.74 | 0 | 75.53 | 17.08 | 0 | 0 | 68.2757 | 0 | 0 | 0 | 0 | 0 | 0 | 17.0765 | 0 | 0 | 365.4372 | 17.0765 | 0
4974 | 0 | 0 | 31.64 | 0 | 0 | 0 | 0 | 0 | 42.6088 | 355 | 0 | 0 | 0 | 0 | 0 | 365.44 | 21157.66 | 0 | 0 | 0 | 0 | 2.81 | 0 | 57.88 | 17.08 | 0 | 0 | 73.296 | 0.95311 | 0 | 0 | 0 | 0 | 0 | 17.0765 | 0 | 0 | 365.4372 | 17.0765 | 0
4975 | 0 | 0 | 27.92 | 0 | 0 | 0 | 0 | 0 | 52.3066 | 300.75 | 0 | 0 | 0 | 0 | 0 | 365.44 | 20792.22 | 0 | 0 | 0 | 0 | 1.91 | 0 | 40.83 | 17.08 | 0 | 0 | 78.3162 | 1.9062 | 0 | 0 | 0 | 0 | 0 | 17.0765 | 0 | 0 | 365.4372 | 17.0765 | 0
4976 | 10.26 | 488.63 | 24.17 | 0 | 0 | 0 | 0 | 0 | 0 | 300.75 | 0 | 0 | 0 | 392.54 | 0 | 90.66 | 20701.56 | 0 | 0 | 1.26 | 0 | 2.28 | 42.12 | 65.22 | 17.08 | 0 | 0 | 83.3365 | 3.8124 | 0 | 0 | 0 | 0 | 0 | 17.0765 | 0 | 0 | 365.4372 | 17.0765 | 0
4977 | 21.76 | 931.45 | 20.72 | 0 | 0 | 0 | 0 | 0 | 0 | 300.75 | 0 | 0 | 0 | 880.64 | 251.01 | 0 | 20952.57 | 0 | 0 | 1.22 | 0 | 2.9 | 0 | 54.82 | 17.08 | 0 | 0 | 86.3487 | 5.7186 | 0 | 0 | 0 | 0 | 0 | 17.0765 | 0 | 0 | 365.4372 | 17.0765 | 0
4978 | 31.69 | 1247.29 | 18.27 | 0 | 0 | 0 | 0 | 0 | 0 | 300.75 | 0 | 0 | 0 | 1164.72 | 449.87 | 0 | 21402.44 | 0 | 0 | 1.2 | 0 | 3.61 | 40.17 | 84.91 | 17.08 | 0 | 0 | 87.3527 | 3.8124 | 0 | 0 | 0 | 0 | 0 | 17.0765 | 0 | 0 | 365.4372 | 17.0765 | 0
4979 | 38.26 | 1429.76 | 17.12 | 0 | 0 | 0 | 0 | 14.84 | 0 | 315.05 | 0 | 0 | 0 | 1377.96 | 599.13 | 0 | 22001.57 | 0 | 0 | 1.18 | 0 | 4.38 | 0 | 78.22 | 17.08 | 0 | 0 | 87.3527 | 3.8124 | 0 | 0 | 0 | 0 | 0 | 17.0765 | 0 | 0 | 365.4372 | 17.0765 | 0
4980 | 41.04 | 1501.47 | 17.22 | 0 | 0 | 0 | 0 | 90.42 | 0 | 402.22 | 0 | 0 | 0 | 1377.96 | 599.13 | 0 | 22600.7 | 0 | 0 | 1.19 | 0 | 5.33 | 0 | 74.79 | 17.08 | 0 | 0 | 86.3487 | 3.8124 | 0 | 0 | 0 | 0 | 0 | 17.0765 | 0 | 0 | 365.4372 | 17.0765 | 0
4981 | 42.29 | 1532.77 | 18.55 | 0 | 0 | 0 | 0 | 85.02 | 0 | 484.18 | 0 | 0 | 0 | 1377.96 | 599.13 | 0 | 23199.84 | 0 | 0 | 1.2 | 0 | 6.38 | 40.31 | 111.27 | 17.08 | 0 | 0 | 84.3406 | 4.7655 | 0 | 0 | 0 | 0 | 0 | 17.0765 | 0 | 0 | 365.4372 | 17.0765 | 0
4982 | 42.38 | 1535.17 | 20.54 | 0 | 0 | 0 | 0 | 91.38 | 0 | 572.27 | 0 | 0 | 0 | 1377.96 | 599.13 | 0 | 23798.97 | 0 | 0 | 1.18 | 0 | 7.44 | 39.49 | 147.61 | 17.08 | 0 | 0 | 83.3365 | 4.7655 | 0 | 0 | 0 | 0 | 0 | 17.0765 | 0 | 0 | 365.4372 | 17.0765 | 0
4983 | 41.23 | 1506.33 | 23.31 | 0 | 0 | 0 | 0 | 66.67 | 0 | 636.54 | 0 | 0 | 0 | 1377.96 | 599.13 | 0 | 24398.1 | 0 | 0 | 1.13 | 0 | 8.45 | 38.02 | 182.44 | 17.08 | 0 | 0 | 82.3324 | 4.7655 | 0 | 0 | 0 | 0 | 0 | 17.0765 | 0 | 0 | 365.4372 | 17.0765 | 0
4984 | 39.8 | 1469.8 | 26.37 | 0 | 0 | 0 | 0 | 31.28 | 0 | 666.69 | 0 | 0 | 0 | 1377.96 | 599.13 | 0 | 24997.23 | 0 | 0 | 1.12 | 0 | 9.46 | 37.52 | 217.21 | 17.08 | 0 | 0 | 83.3365 | 4.7655 | 0 | 0 | 0 | 0 | 0 | 17.0765 | 0 | 0 | 365.4372 | 17.0765 | 0
4985 | 38.1 | 1425.46 | 28.45 | 0 | 0 | 0 | 0 | 22.99 | 0 | 688.85 | 0 | 0 | 0 | 1377.96 | 599.13 | 0 | 25596.37 | 0 | 0 | 0 | 0 | 9.43 | 0 | 216.55 | 17.08 | 0 | 0 | 85.3446 | 5.7186 | 0 | 0 | 0 | 0 | 0 | 17.0765 | 0 | 0 | 365.4372 | 17.0765 | 0
4986 | 40.82 | 1496.02 | 28.16 | 0 | 0 | 0 | 0 | 91.9 | 0 | 777.44 | 0 | 0 | 0 | 1377.96 | 599.13 | 0 | 26195.5 | 0 | 0 | 1.12 | 0 | 10.33 | 0 | 213.47 | 17.08 | 0 | 0 | 87.3527 | 6.6717 | 0 | 0 | 0 | 0 | 0 | 17.0765 | 0 | 0 | 365.4372 | 17.0765 | 0
4987 | 20.85 | 899.47 | 26.56 | 0 | 0 | 0 | 0 | 0 | 0 | 777.44 | 0 | 0 | 0 | 809.84 | 201.45 | 0 | 26396.95 | 0 | 0 | 1.13 | 0 | 11.02 | 37.87 | 242.05 | 17.08 | 0 | 0 | 91.3689 | 6.6717 | 0 | 0 | 0 | 0 | 0 | 17.0765 | 0 | 0 | 365.4372 | 17.0765 | 0
4988 | 0 | 0 | 24.71 | 0 | 0 | 0 | 0 | 0 | 78.3925 | 696.12 | 0 | 0 | 0 | 0 | 0 | 365.44 | 26031.51 | 0 | 0 | 0 | 0 | 10.54 | 0 | 233.03 | 17.08 | 0 | 0 | 97.3933 | 5.7186 | 0 | 0 | 0 | 0 | 0 | 17.0765 | 0 | 0 | 365.4372 | 17.0765 | 0
4989 | 0 | 0 | 23.48 | 0 | 0 | 0 | 0 | 0 | 80.6868 | 612.41 | 0 | 0 | 0 | 0 | 0 | 365.44 | 25666.08 | 0 | 0 | 0 | 0 | 9.95 | 0 | 221.83 | 17.08 | 0 | 0 | 99.4014 | 4.7655 | 0 | 0 | 0 | 0 | 0 | 17.0765 | 0 | 0 | 365.4372 | 17.0765 | 0
4990 | 0 | 0 | 23.5 | 0 | 0 | 0 | 0 | 0 | 73.6882 | 535.97 | 0 | 0 | 0 | 0 | 0 | 365.44 | 25300.64 | 0 | 0 | 0 | 0 | 9.28 | 0 | 209.13 | 17.08 | 0 | 0 | 93.377 | 3.8124 | 0 | 0 | 0 | 0 | 0 | 17.0765 | 0 | 0 | 365.4372 | 17.0765 | 0
4991 | 0 | 0 | 24.2 | 0 | 0 | 0 | 0 | 0 | 60.9923 | 472.7 | 0 | 0 | 0 | 0 | 0 | 365.44 | 24935.2 | 0 | 0 | 0 | 0 | 8.56 | 0 | 195.39 | 17.08 | 0 | 0 | 82.3324 | 2.8593 | 0 | 0 | 0 | 0 | 0 | 17.0765 | 0 | 0 | 365.4372 | 17.0765 | 0
4992 | 0 | 0 | 24.87 | 0 | 0 | 0 | 0 | 0 | 50.3304 | 420.49 | 0 | 0 | 0 | 0 | 0 | 365.44 | 24569.76 | 0 | 0 | 0 | 0 | 7.85 | 0 | 181.79 | 17.08 | 0 | 0 | 73.296 | 1.9062 | 0 | 0 | 0 | 0 | 0 | 17.0765 | 0 | 0 | 365.4372 | 17.0765 | 0
4993 | 0 | 0 | 25.14 | 0 | 0 | 0 | 0 | 0 | 45.0863 | 373.71 | 0 | 0 | 0 | 0 | 0 | 365.44 | 24204.33 | 0 | 0 | 0 | 0 | 7.19 | 0 | 169.35 | 17.08 | 0 | 0 | 69.2797 | 0.95311 | 0 | 0 | 0 | 0 | 0 | 17.0765 | 0 | 0 | 365.4372 | 17.0765 | 0
4994 | 0 | 0 | 24.87 | 0 | 0 | 0 | 0 | 0 | 40.3916 | 331.81 | 0 | 0 | 0 | 0 | 0 | 365.44 | 23838.89 | 0 | 0 | 0 | 0 | 6.45 | 0 | 155.35 | 17.08 | 0 | 0 | 65.2635 | 0 | 0 | 0 | 0 | 0 | 0 | 17.0765 | 0 | 0 | 365.4372 | 17.0765 | 0
4995 | 0 | 0 | 23.96 | 0 | 0 | 0 | 0 | 0 | 40.2952 | 290.01 | 0 | 0 | 0 | 0 | 0 | 365.44 | 23473.45 | 0 | 0 | 0 | 0 | 5.57 | 0 | 138.58 | 17.08 | 0 | 0 | 64.2595 | 0 | 0 | 0 | 0 | 0 | 0 | 17.0765 | 0 | 0 | 365.4372 | 17.0765 | 0
4996 | 0 | 0 | 22.49 | 0 | 0 | 0 | 0 | 0 | 42.7727 | 245.65 | 0 | 0 | 0 | 0 | 0 | 365.44 | 23108.02 | 0 | 0 | 0 | 0 | 4.64 | 0 | 120.87 | 17.08 | 0 | 0 | 65.2635 | 0 | 0 | 0 | 0 | 0 | 0 | 17.0765 | 0 | 0 | 365.4372 | 17.0765 | 0
4997 | 0 | 0 | 21.21 | 0 | 0 | 0 | 0 | 0 | 48.0747 | 195.78 | 0 | 0 | 0 | 0 | 0 | 365.44 | 22742.58 | 0 | 0 | 0 | 0 | 3.73 | 0 | 103.64 | 17.08 | 0 | 0 | 69.2797 | 0 | 0 | 0 | 0 | 0 | 0 | 17.0765 | 0 | 0 | 365.4372 | 17.0765 | 0
4998 | 0 | 0 | 19.93 | 0 | 0 | 0 | 0 | 0 | 54.3118 | 139.44 | 0 | 0 | 0 | 0 | 0 | 365.44 | 22377.14 | 0 | 0 | 0 | 0 | 2.8 | 0 | 85.99 | 17.08 | 0 | 0 | 73.296 | 0.95311 | 0 | 0 | 0 | 0 | 0 | 17.0765 | 0 | 0 | 365.4372 | 17.0765 | 0
4999 | 0 | 0 | 18.8 | 0 | 0 | 0 | 0 | 0 | 61.4164 | 75.72 | 0 | 0 | 0 | 0 | 0 | 365.44 | 22011.7 | 0 | 0 | 0 | 0 | 1.91 | 0 | 68.95 | 17.08 | 0 | 0 | 78.3162 | 1.9062 | 0 | 0 | 0 | 0 | 0 | 17.0765 | 0 | 0 | 365.4372 | 17.0765 | 0
5000 | 10.33 | 491.64 | 17.72 | 0 | 0 | 0 | 0 | 157.14 | 0 | 227.2 | 0 | 0 | 0 | 274.14 | 0 | 173.54 | 21838.17 | 0 | 0 | 1.26 | 0 | 2.28 | 0 | 53.32 | 17.08 | 0 | 0 | 83.3365 | 3.8124 | 0 | 0 | 0 | 0 | 0 | 17.0765 | 0 | 0 | 365.4372 | 17.0765 | 0
5001 | 21.53 | 923.17 | 17.03 | 0 | 0 | 0 | 0 | 0 | 0 | 227.2 | 0 | 0 | 0 | 827.46 | 213.78 | 0 | 22051.95 | 0 | 0 | 1.22 | 0 | 2.89 | 40.97 | 81.85 | 17.08 | 0 | 0 | 86.3487 | 5.7186 | 0 | 0 | 0 | 0 | 0 | 17.0765 | 0 | 0 | 365.4372 | 17.0765 | 0
5002 | 31.44 | 1239.9 | 16.43 | 0 | 0 | 0 | 0 | 0 | 0 | 227.2 | 0 | 0 | 0 | 1155.24 | 443.23 | 0 | 22495.18 | 0 | 0 | 1.2 | 0 | 3.61 | 40.17 | 111.93 | 17.08 | 0 | 0 | 87.3527 | 3.8124 | 0 | 0 | 0 | 0 | 0 | 17.0765 | 0 | 0 | 365.4372 | 17.0765 | 0
5003 | 38.09 | 1425.35 | 16.14 | 0 | 0 | 0 | 0 | 9.27 | 0 | 236.14 | 0 | 0 | 0 | 1377.96 | 599.13 | 0 | 23094.31 | 0 | 0 | 1.18 | 0 | 4.38 | 0 | 105.25 | 17.08 | 0 | 0 | 87.3527 | 3.8124 | 0 | 0 | 0 | 0 | 0 | 17.0765 | 0 | 0 | 365.4372 | 17.0765 | 0
5004 | 40.92 | 1498.38 | 16.82 | 0 | 0 | 0 | 0 | 88 | 0 | 320.97 | 0 | 0 | 0 | 1377.96 | 599.13 | 0 | 23693.44 | 0 | 0 | 0 | 0 | 4.2 | 0 | 101.82 | 17.08 | 0 | 0 | 86.3487 | 3.8124 | 0 | 0 | 0 | 0 | 0 | 17.0765 | 0 | 0 | 365.4372 | 17.0765 | 0
5005 | 42.15 | 1529.4 | 18.33 | 0 | 0 | 0 | 0 | 81.31 | 0 | 399.35 | 0 | 0 | 0 | 1377.96 | 599.13 | 0 | 24292.58 | 0 | 0 | 1.2 | 0 | 5.25 | 40.31 | 138.29 | 17.08 | 0 | 0 | 84.3406 | 4.7655 | 0 | 0 | 0 | 0 | 0 | 17.0765 | 0 | 0 | 365.4372 | 17.0765 | 0
5006 | 42.21 | 1530.9 | 20.21 | 0 | 0 | 0 | 0 | 126.08 | 0 | 520.9 | 0 | 0 | 0 | 1377.96 | 599.13 | 0 | 24891.71 | 0 | 0 | 1.18 | 0 | 6.3 | 0 | 137.13 | 17.08 | 0 | 0 | 83.3365 | 4.7655 | 0 | 0 | 0 | 0 | 0 | 17.0765 | 0 | 0 | 365.4372 | 17.0765 | 0
5007 | 41.13 | 1503.7 | 22.14 | 0 | 0 | 0 | 0 | 62.76 | 0 | 581.4 | 0 | 0 | 0 | 1377.96 | 599.13 | 0 | 25490.84 | 0 | 0 | 1.13 | 0 | 7.31 | 38.02 | 171.96 | 17.08 | 0 | 0 | 82.3324 | 4.7655 | 0 | 0 | 0 | 0 | 0 | 17.0765 | 0 | 0 | 365.4372 | 17.0765 | 0
5008 | 39.79 | 1469.73 | 23.68 | 0 | 0 | 0 | 0 | 28.51 | 0 | 608.88 | 0 | 0 | 0 | 1377.96 | 599.13 | 0 | 26089.98 | 0 | 0 | 1.12 | 0 | 8.33 | 37.52 | 206.72 | 17.08 | 0 | 0 | 83.3365 | 4.7655 | 0 | 0 | 0 | 0 | 0 | 17.0765 | 0 | 0 | 365.4372 | 17.0765 | 0
5009 | 38.21 | 1428.48 | 25.03 | 0 | 0 | 0 | 0 | 0 | 0 | 608.88 | 0 | 0 | 0 | 1377.96 | 599.13 | 0 | 26689.11 | 0 | 0 | 1.13 | 0 | 9.37 | 21.58 | 226.56 | 17.08 | 0 | 0 | 85.3446 | 5.7186 | 0 | 0 | 0 | 0 | 0 | 17.0765 | 0 | 0 | 365.4372 | 17.0765 | 0
5010 | 40.92 | 1498.54 | 25.46 | 0 | 0 | 0 | 0 | 54.27 | 0 | 661.19 | 0 | 0 | 0 | 1377.96 | 599.13 | 0 | 27288.24 | 0 | 0 | 1.12 | 0 | 10.27 | 37.55 | 259.16 | 17.08 | 0 | 0 | 87.3527 | 6.6717 | 0 | 0 | 0 | 0 | 0 | 17.0765 | 0 | 0 | 365.4372 | 17.0765 | 0
5011 | 21.01 | 905.16 | 25.1 | 0 | 0 | 0 | 0 | 0 | 0 | 661.19 | 0 | 0 | 0 | 852.1 | 231.03 | 0 | 27519.28 | 0 | 0 | 1.13 | 0 | 10.96 | 0 | 251.76 | 17.08 | 0 | 0 | 91.3689 | 6.6717 | 0 | 0 | 0 | 0 | 0 | 17.0765 | 0 | 0 | 365.4372 | 17.0765 | 0
5012 | 0 | 0 | 24.57 | 0 | 0 | 0 | 0 | 0 | 79.5493 | 578.67 | 0 | 0 | 0 | 0 | 0 | 365.44 | 27153.84 | 0 | 0 | 0 | 0 | 10.48 | 0 | 242.74 | 17.08 | 0 | 0 | 98.3973 | 5.7186 | 0 | 0 | 0 | 0 | 0 | 17.0765 | 0 | 0 | 365.4372 | 17.0765 | 0
5013 | 0 | 0 | 24.42 | 0 | 0 | 0 | 0 | 0 | 79.7517 | 495.95 | 0 | 0 | 0 | 0 | 0 | 365.44 | 26788.4 | 0 | 0 | 0 | 0 | 9.89 | 0 | 231.54 | 17.08 | 0 | 0 | 99.4014 | 4.7655 | 0 | 0 | 0 | 0 | 0 | 17.0765 | 0 | 0 | 365.4372 | 17.0765 | 0
5014 | 0 | 0 | 26.17 | 0 | 0 | 0 | 0 | 0 | 71.0179 | 422.28 | 0 | 0 | 0 | 0 | 0 | 365.44 | 26422.96 | 0 | 0 | 0 | 0 | 9.22 | 0 | 218.84 | 17.08 | 0 | 0 | 93.377 | 3.8124 | 0 | 0 | 0 | 0 | 0 | 17.0765 | 0 | 0 | 365.4372 | 17.0765 | 0
5015 | 0 | 0 | 28.61 | 0 | 0 | 0 | 0 | 0 | 56.5772 | 363.59 | 0 | 0 | 0 | 0 | 0 | 365.44 | 26057.53 | 0 | 0 | 0 | 0 | 8.5 | 0 | 205.1 | 17.08 | 0 | 0 | 82.3324 | 2.8593 | 0 | 0 | 0 | 0 | 0 | 17.0765 | 0 | 0 | 365.4372 | 17.0765 | 0
5016 | 0 | 0 | 30.36 | 0 | 0 | 0 | 0 | 0 | 45.8478 | 316.03 | 0 | 0 | 0 | 0 | 0 | 365.44 | 25692.09 | 0 | 0 | 0 | 0 | 7.78 | 0 | 191.5 | 17.08 | 0 | 0 | 74.3 | 1.9062 | 0 | 0 | 0 | 0 | 0 | 17.0765 | 0 | 0 | 365.4372 | 17.0765 | 0
5017 | 0 | 0 | 30.88 | 0 | 0 | 0 | 0 | 0 | 39.3505 | 275.21 | 0 | 0 | 0 | 0 | 0 | 365.44 | 25326.65 | 0 | 0 | 0 | 0 | 7.13 | 0 | 179.06 | 17.08 | 0 | 0 | 69.2797 | 0.95311 | 0 | 0 | 0 | 0 | 0 | 17.0765 | 0 | 0 | 365.4372 | 17.0765 | 0
5018 | 0 | 0 | 30.68 | 0 | 0 | 0 | 0 | 0 | 34.5787 | 239.34 | 0 | 0 | 0 | 0 | 0 | 365.44 | 24961.22 | 0 | 0 | 0 | 0 | 6.39 | 0 | 165.06 | 17.08 | 0 | 0 | 65.2635 | 0 | 0 | 0 | 0 | 0 | 0 | 17.0765 | 0 | 0 | 365.4372 | 17.0765 | 0
5019 | 0 | 0 | 29.93 | 0 | 0 | 0 | 0 | 0 | 34.328 | 203.73 | 0 | 0 | 0 | 0 | 0 | 365.44 | 24595.78 | 0 | 0 | 0 | 0 | 5.51 | 0 | 148.29 | 17.08 | 0 | 0 | 64.2595 | 0 | 0 | 0 | 0 | 0 | 0 | 17.0765 | 0 | 0 | 365.4372 | 17.0765 | 0
5020 | 0 | 0 | 28.06 | 0 | 0 | 0 | 0 | 0 | 37.2008 | 165.14 | 0 | 0 | 0 | 0 | 0 | 365.44 | 24230.34 | 0 | 0 | 0 | 0 | 4.58 | 0 | 130.58 | 17.08 | 0 | 0 | 65.2635 | 0 | 0 | 0 | 0 | 0 | 0 | 17.0765 | 0 | 0 | 365.4372 | 17.0765 | 0
5021 | 0 | 0 | 25.89 | 0 | 0 | 0 | 0 | 0 | 45.3948 | 118.05 | 0 | 0 | 0 | 0 | 0 | 365.44 | 23864.9 | 0 | 0 | 0 | 0 | 3.67 | 0 | 113.35 | 17.08 | 0 | 0 | 71.2878 | 0 | 0 | 0 | 0 | 0 | 0 | 17.0765 | 0 | 0 | 365.4372 | 17.0765 | 0
5022 | 0 | 0 | 24.32 | 0 | 0 | 0 | 0 | 0 | 51.9403 | 64.17 | 0 | 0 | 0 | 0 | 0 | 365.44 | 23499.47 | 0 | 0 | 0 | 0 | 2.74 | 0 | 95.7 | 17.08 | 0 | 0 | 75.3041 | 0.95311 | 0 | 0 | 0 | 0 | 0 | 17.0765 | 0 | 0 | 365.4372 | 17.0765 | 0
5023 | 0 | 0 | 23.38 | 0 | 0 | 0 | 0 | 0 | 58.8522 | 3.12 | 0 | 0 | 0 | 0 | 0 | 365.44 | 23134.03 | 0 | 0 | 0 | 0 | 1.85 | 0 | 78.65 | 17.08 | 0 | 0 | 80.3243 | 1.9062 | 0 | 0 | 0 | 0 | 0 | 17.0765 | 0 | 0 | 365.4372 | 17.0765 | 0
5024 | 10.2 | 486.22 | 22.55 | 0 | 0 | 0 | 0 | 0 | 0 | 3.12 | 0 | 0 | 0 | 387.69 | 0 | 94.05 | 23039.98 | 0 | 0 | 0 | 0 | 1.02 | 42.12 | 103.05 | 17.08 | 0 | 0 | 85.3446 | 3.8124 | 0 | 0 | 0 | 0 | 0 | 17.0765 | 0 | 0 | 365.4372 | 17.0765 | 0
5025 | 21.11 | 908.84 | 21.58 | 0 | 0 | 0 | 0 | 0 | 0 | 3.12 | 0 | 0 | 0 | 855.24 | 233.23 | 0 | 23273.21 | 0 | 0 | 1.22 | 0 | 1.64 | 0 | 92.65 | 17.08 | 0 | 0 | 89.3608 | 5.7186 | 0 | 0 | 0 | 0 | 0 | 17.0765 | 0 | 0 | 365.4372 | 17.0765 | 0
5026 | 30.99 | 1226.73 | 20.21 | 0 | 0 | 0 | 0 | 0 | 0 | 3.12 | 0 | 0 | 0 | 1181.56 | 461.65 | 0 | 23734.86 | 0 | 0 | 1.2 | 0 | 2.35 | 0 | 84.57 | 17.08 | 0 | 0 | 91.3689 | 3.8124 | 0 | 0 | 0 | 0 | 0 | 17.0765 | 0 | 0 | 365.4372 | 17.0765 | 0
5027 | 37.71 | 1415.1 | 19.49 | 0 | 0 | 0 | 0 | 0 | 0 | 3.12 | 0 | 0 | 0 | 1375.93 | 597.71 | 0 | 24332.58 | 0 | 0 | 1.18 | 0 | 3.12 | 0 | 77.89 | 17.08 | 0 | 0 | 91.3689 | 3.8124 | 0 | 0 | 0 | 0 | 0 | 17.0765 | 0 | 0 | 365.4372 | 17.0765 | 0
5028 | 41.9 | 1523.09 | 19.32 | 0 | 0 | 0 | 0 | 110.99 | 0 | 110.12 | 0 | 0 | 0 | 1377.96 | 599.13 | 0 | 24931.71 | 0 | 0 | 1.19 | 0 | 4.07 | 0 | 74.45 | 17.08 | 0 | 0 | 90.3649 | 3.8124 | 0 | 0 | 0 | 0 | 0 | 17.0765 | 0 | 0 | 365.4372 | 17.0765 | 0
5029 | 44.42 | 1584.81 | 19.44 | 0 | 0 | 0 | 0 | 136.27 | 0 | 241.48 | 0 | 0 | 0 | 1377.96 | 599.13 | 0 | 25530.84 | 0 | 0 | 0 | 0 | 3.97 | 40.31 | 110.93 | 17.08 | 0 | 0 | 89.3608 | 4.7655 | 0 | 0 | 0 | 0 | 0 | 17.0765 | 0 | 0 | 365.4372 | 17.0765 | 0
5030 | 45.91 | 1620.2 | 19.41 | 0 | 0 | 0 | 0 | 157.14 | 0 | 392.96 | 0 | 0 | 0 | 1377.96 | 599.13 | 0 | 26129.97 | 0 | 0 | 1.18 | 0 | 5.03 | 39.49 | 147.28 | 17.08 | 16.63 | 0 | 88.3568 | 4.7655 | 0 | 0 | 0 | 0 | 0 | 17.0765 | 0 | 0 | 365.4372 | 17.0765 | 0
5031 | 44.33 | 1582.76 | 19.38 | 0 | 0 | 0 | 0 | 136.25 | 0 | 524.3 | 0 | 0 | 0 | 1377.96 | 599.13 | 0 | 26729.11 | 0 | 0 | 1.13 | 0 | 6.04 | 38.02 | 182.11 | 17.08 | 0 | 0 | 88.3568 | 4.7655 | 0 | 0 | 0 | 0 | 0 | 17.0765 | 0 | 0 | 365.4372 | 17.0765 | 0
5032 | 42.49 | 1537.84 | 18.76 | 0 | 0 | 0 | 0 | 125.89 | 0 | 645.66 | 0 | 0 | 0 | 1377.96 | 599.13 | 0 | 27328.24 | 0 | 0 | 1.12 | 0 | 7.06 | 0 | 181.23 | 17.08 | 0 | 0 | 89.3608 | 4.7655 | 0 | 0 | 0 | 0 | 0 | 17.0765 | 0 | 0 | 365.4372 | 17.0765 | 0
5033 | 40.29 | 1482.55 | 17.97 | 0 | 0 | 0 | 0 | 28.47 | 0 | 673.1 | 0 | 0 | 0 | 1377.96 | 599.13 | 0 | 27927.37 | 0 | 0 | 0.52 | 0 | 7.52 | 37.78 | 216.46 | 17.08 | 0 | 0 | 90.3649 | 5.7186 | 0 | 0 | 0 | 0 | 0 | 17.0765 | 0 | 0 | 365.4372 | 17.0765 | 0
5034 | 43.28 | 1557.12 | 17.06 | 0 | 0 | 0 | 0 | 129.18 | 0 | 797.63 | 0 | 0 | 0 | 1377.96 | 599.13 | 0 | 28526.51 | 0 | 0 | 1.12 | 0 | 8.43 | 10.15 | 223.02 | 17.08 | 0 | 0 | 92.373 | 6.6717 | 0 | 0 | 0 | 0 | 0 | 17.0765 | 0 | 0 | 365.4372 | 17.0765 | 0
5035 | 23.21 | 980.78 | 16.34 | 0 | 0 | 0 | 0 | 0 | 0 | 797.63 | 0 | 0 | 0 | 878.27 | 249.35 | 0 | 28775.86 | 0 | 0 | 1.13 | 0 | 9.11 | 37.87 | 251.61 | 17.08 | 0 | 0 | 96.3892 | 6.6717 | 0 | 0 | 0 | 0 | 0 | 17.0765 | 0 | 0 | 365.4372 | 17.0765 | 0
5036 | 0 | 0 | 15.93 | 0 | 0 | 0 | 0 | 0 | 91.204 | 703.03 | 0 | 0 | 0 | 0 | 0 | 365.44 | 28410.42 | 0 | 0 | 0 | 0 | 8.64 | 0 | 242.58 | 17.08 | 0 | 0 | 101.4095 | 5.7186 | 0 | 0 | 0 | 0 | 0 | 17.0765 | 0 | 0 | 365.4372 | 17.0765 | 0
5037 | 0 | 0 | 15.88 | 0 | 0 | 0 | 0 | 0 | 91.3004 | 608.32 | 0 | 0 | 0 | 0 | 0 | 365.44 | 28044.98 | 0 | 0 | 0 | 0 | 8.05 | 0 | 231.39 | 17.08 | 0 | 0 | 102.4135 | 4.7655 | 0 | 0 | 0 | 0 | 0 | 17.0765 | 0 | 0 | 365.4372 | 17.0765 | 0
5038 | 0 | 0 | 16.8 | 0 | 0 | 0 | 0 | 0 | 82.3931 | 522.84 | 0 | 0 | 0 | 0 | 0 | 365.44 | 27679.55 | 0 | 0 | 0 | 0 | 7.38 | 0 | 218.68 | 17.08 | 0 | 0 | 95.3851 | 3.8124 | 0 | 0 | 0 | 0 | 0 | 17.0765 | 0 | 0 | 365.4372 | 17.0765 | 0
5039 | 0 | 0 | 18.07 | 0 | 0 | 0 | 0 | 0 | 70.131 | 450.09 | 0 | 0 | 0 | 0 | 0 | 365.44 | 27314.11 | 0 | 0 | 0 | 0 | 6.66 | 0 | 204.94 | 17.08 | 0 | 0 | 85.3446 | 2.8593 | 0 | 0 | 0 | 0 | 0 | 17.0765 | 0 | 0 | 365.4372 | 17.0765 | 0
5040 | 0 | 0 | 18.68 | 0 | 0 | 0 | 0 | 0 | 59.527 | 388.34 | 0 | 0 | 0 | 0 | 0 | 365.44 | 26948.67 | 0 | 0 | 0 | 0 | 5.94 | 0 | 191.34 | 17.08 | 0 | 0 | 76.3081 | 1.9062 | 0 | 0 | 0 | 0 | 0 | 17.0765 | 0 | 0 | 365.4372 | 17.0765 | 0
5041 | 0 | 0 | 18.85 | 0 | 0 | 0 | 0 | 0 | 54.3985 | 331.91 | 0 | 0 | 0 | 0 | 0 | 365.44 | 26583.24 | 0 | 0 | 0 | 0 | 5.28 | 0 | 178.91 | 17.08 | 0 | 0 | 72.2919 | 0.95311 | 0 | 0 | 0 | 0 | 0 | 17.0765 | 0 | 0 | 365.4372 | 17.0765 | 0
5042 | 0 | 0 | 18.98 | 0 | 0 | 0 | 0 | 0 | 49.299 | 280.77 | 0 | 0 | 0 | 0 | 0 | 365.44 | 26217.8 | 0 | 0 | 0 | 0 | 4.55 | 0 | 164.91 | 17.08 | 0 | 0 | 68.2757 | 0 | 0 | 0 | 0 | 0 | 0 | 17.0765 | 0 | 0 | 365.4372 | 17.0765 | 0
5043 | 0 | 0 | 19.45 | 0 | 0 | 0 | 0 | 0 | 47.824 | 231.16 | 0 | 0 | 0 | 0 | 0 | 365.44 | 25852.36 | 0 | 0 | 0 | 0 | 3.66 | 0 | 148.13 | 17.08 | 0 | 0 | 67.2716 | 0 | 0 | 0 | 0 | 0 | 0 | 17.0765 | 0 | 0 | 365.4372 | 17.0765 | 0
5044 | 0 | 0 | 19.92 | 0 | 0 | 0 | 0 | 0 | 48.3542 | 181 | 0 | 0 | 0 | 0 | 0 | 365.44 | 25486.92 | 0 | 0 | 0 | 0 | 2.73 | 0 | 130.42 | 17.08 | 0 | 0 | 68.2757 | 0 | 0 | 0 | 0 | 0 | 0 | 17.0765 | 0 | 0 | 365.4372 | 17.0765 | 0
5045 | 0 | 0 | 19.96 | 0 | 0 | 0 | 0 | 0 | 52.3356 | 126.71 | 0 | 0 | 0 | 0 | 0 | 365.44 | 25121.49 | 0 | 0 | 0 | 0 | 1.83 | 0 | 113.2 | 17.08 | 0 | 0 | 72.2919 | 0 | 0 | 0 | 0 | 0 | 0 | 17.0765 | 0 | 0 | 365.4372 | 17.0765 | 0
5046 | 0 | 0 | 19.81 | 0 | 0 | 0 | 0 | 0 | 57.4544 | 67.12 | 0 | 0 | 0 | 0 | 0 | 365.44 | 24756.05 | 0 | 0 | 0 | 0 | 0.9 | 0 | 95.55 | 17.08 | 0 | 0 | 76.3081 | 0.95311 | 0 | 0 | 0 | 0 | 0 | 17.0765 | 0 | 0 | 365.4372 | 17.0765 | 0
5047 | 0 | 0 | 19.54 | 0 | 0 | 0 | 0 | 0 | 64.7037 | 0 | 0 | 0 | 0 | 0 | 0 | 365.44 | 24390.61 | 0 | 0 | 0 | 0 | 0 | 0 | 78.5 | 17.08 | 0 | 0 | 82.3324 | 1.9062 | 0 | 0 | 0 | 0 | 0 | 17.0765 | 0 | 0 | 365.4372 | 17.0765 | 0
5048 | 10.33 | 491.46 | 19.18 | 0 | 0 | 0 | 0 | 0 | 0 | 0 | 0 | 0 | 0 | 429.95 | 0 | 64.47 | 24326.14 | 0 | 0 | 0.87 | 0 | 0 | 0 | 62.88 | 17.08 | 0 | 0 | 86.3487 | 3.8124 | 0 | 0 | 0 | 0 | 0 | 17.0765 | 0 | 0 | 365.4372 | 17.0765 | 0
5049 | 21.46 | 921.03 | 18.5 | 0 | 0 | 0 | 0 | 0 | 0 | 0 | 0 | 0 | 0 | 864.33 | 239.59 | 0 | 24565.73 | 0 | 0 | 0.58 | 0 | 0 | 0 | 52.48 | 17.08 | 0 | 0 | 90.3649 | 5.7186 | 0 | 0 | 0 | 0 | 0 | 17.0765 | 0 | 0 | 365.4372 | 17.0765 | 0
5050 | 31.33 | 1236.7 | 17.97 | 0 | 0 | 0 | 0 | 0 | 0 | 0 | 0 | 0 | 0 | 1189.37 | 467.12 | 0 | 25032.85 | 0 | 0 | 0.45 | 0 | 0 | 0 | 44.4 | 17.08 | 0 | 0 | 92.373 | 3.8124 | 0 | 0 | 0 | 0 | 0 | 17.0765 | 0 | 0 | 365.4372 | 17.0765 | 0
5051 | 37.99 | 1422.56 | 18.09 | 0 | 0 | 0 | 0 | 0 | 0 | 0 | 0 | 0 | 0 | 1377.96 | 599.13 | 0 | 25631.99 | 0 | 0 | 0.37 | 0 | 0 | 4.13 | 41.64 | 17.08 | 0 | 0 | 92.373 | 3.8124 | 0 | 0 | 0 | 0 | 0 | 17.0765 | 0 | 0 | 365.4372 | 17.0765 | 0
5052 | 41.79 | 1520.26 | 19.44 | 0 | 0 | 0 | 0 | 67.47 | 0 | 65.04 | 0 | 0 | 0 | 1377.96 | 599.13 | 0 | 26231.12 | 0 | 0 | 1.19 | 0 | 0.94 | 39.7 | 75.92 | 17.08 | 0 | 0 | 91.3689 | 3.8124 | 0 | 0 | 0 | 0 | 0 | 17.0765 | 0 | 0 | 365.4372 | 17.0765 | 0
5053 | 43.98 | 1574.24 | 22 | 0 | 0 | 0 | 0 | 125.62 | 0 | 186.14 | 0 | 0 | 0 | 1377.96 | 599.13 | 0 | 26830.25 | 0 | 0 | 1.2 | 0 | 1.99 | 40.31 | 112.4 | 17.08 | 0 | 0 | 90.3649 | 4.7655 | 0 | 0 | 0 | 0 | 0 | 17.0765 | 0 | 0 | 365.4372 | 17.0765 | 0
5054 | 45.1 | 1601.08 | 25.42 | 0 | 0 | 0 | 0 | 157.14 | 0 | 337.62 | 0 | 0 | 0 | 1377.96 | 599.13 | 0 | 27429.39 | 0 | 0 | 1.18 | 0 | 3.05 | 39.49 | 148.75 | 17.08 | 1.71 | 0 | 89.3608 | 4.7655 | 0 | 0 | 0 | 0 | 0 | 17.0765 | 0 | 0 | 365.4372 | 17.0765 | 0
5055 | 41.76 | 1519.71 | 29.74 | 0 | 0 | 0 | 0 | 79.99 | 0 | 414.72 | 0 | 0 | 0 | 1377.96 | 599.13 | 0 | 28028.52 | 0 | 0 | 1.13 | 0 | 4.06 | 38.02 | 183.58 | 17.08 | 0 | 0 | 89.3608 | 4.7655 | 0 | 0 | 0 | 0 | 0 | 17.0765 | 0 | 0 | 365.4372 | 17.0765 | 0
5056 | 37.67 | 1414.02 | 34.25 | 0 | 0 | 0 | 0 | 0 | 25.787 | 387.98 | 0 | 0 | 0 | 1377.96 | 599.13 | 0 | 28627.65 | 0 | 0 | 1.12 | 0 | 5.08 | 37.52 | 218.34 | 17.08 | 0 | 0 | 90.3649 | 4.7655 | 0 | 0 | 0 | 0 | 0 | 17.0765 | 0 | 0 | 365.4372 | 17.0765 | 0
5057 | 32.68 | 1276.07 | 38.78 | 0 | 0 | 0 | 0 | 0 | 0 | 387.98 | 0 | 0 | 0 | 1249.32 | 509.09 | 0 | 29136.74 | 0 | 0 | 1.13 | 0 | 6.12 | 0 | 217.68 | 17.08 | 0 | 0 | 91.3689 | 5.7186 | 0 | 0 | 0 | 0 | 0 | 17.0765 | 0 | 0 | 365.4372 | 17.0765 | 0
5058 | 34.45 | 1326.16 | 41.8 | 0 | 0 | 0 | 0 | 0 | 0 | 387.98 | 0 | 0 | 0 | 1301.24 | 545.43 | 0 | 29682.17 | 0 | 0 | 1.12 | 0 | 7.02 | 0 | 214.6 | 17.08 | 0 | 0 | 93.377 | 6.6717 | 0 | 0 | 0 | 0 | 0 | 17.0765 | 0 | 0 | 365.4372 | 17.0765 | 0
5059 | 16.14 | 726.71 | 43.62 | 0 | 0 | 0 | 0 | 0 | 0 | 387.98 | 0 | 0 | 0 | 682.78 | 112.51 | 0 | 29794.68 | 0 | 0 | 0.63 | 0 | 7.22 | 0 | 207.21 | 17.08 | 0 | 0 | 96.3892 | 6.6717 | 0 | 0 | 0 | 0 | 0 | 17.0765 | 0 | 0 | 365.4372 | 17.0765 | 0
5060 | 0 | 0 | 44.99 | 0 | 0 | 0 | 0 | 0 | 64.2892 | 321.28 | 0 | 0 | 0 | 0 | 0 | 365.44 | 29429.24 | 0 | 0 | 1.15 | 0 | 7.84 | 0 | 198.18 | 17.08 | 0 | 0 | 102.4135 | 5.7186 | 0 | 0 | 0 | 0 | 0 | 17.0765 | 0 | 0 | 365.4372 | 17.0765 | 0
5061 | 0 | 0 | 46.53 | 0 | 0 | 0 | 0 | 0 | 61.6574 | 257.33 | 0 | 0 | 0 | 0 | 0 | 365.44 | 29063.81 | 0 | 0 | 0 | 0 | 7.26 | 0 | 186.99 | 17.08 | 0 | 0 | 103.4176 | 4.7655 | 0 | 0 | 0 | 0 | 0 | 17.0765 | 0 | 0 | 365.4372 | 17.0765 | 0
5062 | 0 | 0 | 49.09 | 0 | 0 | 0 | 0 | 0 | 51.1113 | 204.31 | 0 | 0 | 0 | 0 | 0 | 365.44 | 28698.37 | 0 | 0 | 0 | 0 | 6.59 | 0 | 174.28 | 17.08 | 0 | 0 | 96.3892 | 3.8124 | 0 | 0 | 0 | 0 | 0 | 17.0765 | 0 | 0 | 365.4372 | 17.0765 | 0
5063 | 0 | 0 | 51.59 | 0 | 0 | 0 | 0 | 0 | 36.6127 | 166.33 | 0 | 0 | 0 | 0 | 0 | 365.44 | 28332.93 | 0 | 0 | 0 | 0 | 5.86 | 0 | 160.54 | 17.08 | 0 | 0 | 85.3446 | 2.8593 | 0 | 0 | 0 | 0 | 0 | 17.0765 | 0 | 0 | 365.4372 | 17.0765 | 0
5064 | 0 | 0 | 53.12 | 0 | 0 | 0 | 0 | 0 | 26.1051 | 139.25 | 0 | 0 | 0 | 0 | 0 | 365.44 | 27967.49 | 0 | 0 | 0 | 0 | 5.15 | 0 | 146.95 | 17.08 | 0 | 0 | 77.3122 | 1.9062 | 0 | 0 | 0 | 0 | 0 | 17.0765 | 0 | 0 | 365.4372 | 17.0765 | 0
5065 | 0 | 0 | 54.09 | 0 | 0 | 0 | 0 | 0 | 20.5236 | 117.96 | 0 | 0 | 0 | 0 | 0 | 365.44 | 27602.06 | 0 | 0 | 1.37 | 0 | 5.8 | 0 | 134.51 | 17.08 | 0 | 0 | 72.2919 | 0.95311 | 0 | 0 | 0 | 0 | 0 | 17.0765 | 0 | 0 | 365.4372 | 17.0765 | 0
5066 | 0 | 0 | 54.69 | 0 | 0 | 0 | 0 | 0 | 14.5853 | 102.83 | 0 | 0 | 0 | 0 | 0 | 365.44 | 27236.62 | 0 | 0 | 0 | 0 | 5.06 | 0 | 120.51 | 17.08 | 0 | 0 | 69.2797 | 0 | 0 | 0 | 0 | 0 | 0 | 17.0765 | 0 | 0 | 365.4372 | 17.0765 | 0
5067 | 0 | 0 | 55.12 | 0 | 0 | 0 | 0 | 0 | 13.149 | 89.18 | 0 | 0 | 0 | 0 | 0 | 365.44 | 26871.18 | 0 | 0 | 0 | 0 | 4.18 | 0 | 103.73 | 17.08 | 0 | 0 | 68.2757 | 0 | 0 | 0 | 0 | 0 | 0 | 17.0765 | 0 | 0 | 365.4372 | 17.0765 | 0
5068 | 0 | 0 | 55.43 | 0 | 0 | 0 | 0 | 0 | 13.8527 | 74.81 | 0 | 0 | 0 | 0 | 0 | 365.44 | 26505.75 | 0 | 0 | 0 | 0 | 3.24 | 0 | 86.02 | 17.08 | 0 | 0 | 69.2797 | 0 | 0 | 0 | 0 | 0 | 0 | 17.0765 | 0 | 0 | 365.4372 | 17.0765 | 0
5069 | 0 | 0 | 55.63 | 0 | 0 | 0 | 0 | 0 | 16.6676 | 57.52 | 0 | 0 | 0 | 0 | 0 | 365.44 | 26140.31 | 0 | 0 | 0 | 0 | 2.34 | 0 | 68.8 | 17.08 | 0 | 0 | 72.2919 | 0 | 0 | 0 | 0 | 0 | 0 | 17.0765 | 0 | 0 | 365.4372 | 17.0765 | 0
5070 | 0 | 0 | 55.6 | 0 | 0 | 0 | 0 | 0 | 24.0132 | 32.61 | 0 | 0 | 0 | 0 | 0 | 365.44 | 25774.87 | 0 | 0 | 1.35 | 0 | 2.69 | 0 | 51.15 | 17.08 | 0 | 0 | 77.3122 | 0.95311 | 0 | 0 | 0 | 0 | 0 | 17.0765 | 0 | 0 | 365.4372 | 17.0765 | 0
5071 | 0 | 0 | 55.33 | 0 | 0 | 0 | 0 | 0 | 28.9007 | 2.62 | 0 | 0 | 0 | 0 | 0 | 365.44 | 25409.43 | 0 | 0 | 0 | 0 | 1.79 | 0 | 34.1 | 17.08 | 0 | 0 | 82.3324 | 1.9062 | 0 | 0 | 0 | 0 | 0 | 17.0765 | 0 | 0 | 365.4372 | 17.0765 | 0
5072 | 8.56 | 414.35 | 54.96 | 0 | 0 | 0 | 0 | 0 | 0 | 2.62 | 0 | 0 | 0 | 387.71 | 0 | 94.04 | 25315.39 | 0 | 0 | 0 | 0 | 0.97 | 0 | 18.48 | 17.08 | 0 | 0 | 86.3487 | 3.8124 | 0 | 0 | 0 | 0 | 0 | 17.0765 | 0 | 0 | 365.4372 | 17.0765 | 0
5073 | 25.21 | 1047.03 | 54.5 | 0 | 0 | 0 | 0 | 0 | 0 | 2.62 | 0 | 0 | 0 | 1030.65 | 356.02 | 0 | 25671.41 | 0 | 0 | 0 | 0 | 0.43 | 0 | 8.08 | 17.08 | 0 | 0 | 90.3649 | 5.7186 | 0 | 0 | 0 | 0 | 0 | 17.0765 | 0 | 0 | 365.4372 | 17.0765 | 0
5074 | 33.89 | 1310.56 | 53.99 | 0 | 0 | 0 | 0 | 0 | 2.5257 | 0 | 0 | 0 | 0 | 1304.79 | 547.91 | 0 | 26219.32 | 0 | 0 | 0 | 0 | 0 | 0 | 0 | 17.08 | 0 | 0 | 92.373 | 3.8124 | 0 | 0 | 0 | 0 | 0 | 17.0765 | 0 | 0 | 365.4372 | 17.0765 | 0
5075 | 40.45 | 1486.59 | 53.52 | 0 | 0 | 0 | 0 | 65.6 | 0 | 63.24 | 0 | 0 | 0 | 1377.96 | 599.13 | 0 | 26818.46 | 0 | 0 | 1.18 | 0 | 0.77 | 39.62 | 30.96 | 17.08 | 0 | 0 | 92.373 | 3.8124 | 0 | 0 | 0 | 0 | 0 | 17.0765 | 0 | 0 | 365.4372 | 17.0765 | 0
5076 | 44.09 | 1576.93 | 53.24 | 0 | 0 | 0 | 0 | 157.14 | 0 | 214.72 | 0 | 0 | 0 | 1377.96 | 599.13 | 0 | 27417.59 | 0 | 0 | 1.19 | 0 | 1.72 | 39.7 | 65.24 | 17.08 | 3.11 | 0 | 91.3689 | 3.8124 | 0 | 0 | 0 | 0 | 0 | 17.0765 | 0 | 0 | 365.4372 | 17.0765 | 0
5077 | 46.8 | 1641.1 | 53.16 | 0 | 0 | 0 | 0 | 157.14 | 0 | 366.2 | 0 | 0 | 0 | 1377.96 | 599.13 | 0 | 28016.72 | 0 | 0 | 1.2 | 0 | 2.76 | 40.31 | 101.72 | 17.08 | 69.32 | 0 | 90.3649 | 4.7655 | 0 | 0 | 0 | 0 | 0 | 17.0765 | 0 | 0 | 365.4372 | 17.0765 | 0
5078 | 48.84 | 1687.74 | 53.23 | 0 | 0 | 0 | 0 | 157.14 | 0 | 517.68 | 0 | 0 | 0 | 1377.96 | 599.13 | 0 | 28615.86 | 0 | 0 | 1.18 | 0 | 3.82 | 39.49 | 138.06 | 17.08 | 119.92 | 0 | 89.3608 | 4.7655 | 0 | 0 | 0 | 0 | 0 | 17.0765 | 0 | 0 | 365.4372 | 17.0765 | 0
5079 | 47.38 | 1654.54 | 53.47 | 0 | 0 | 0 | 0 | 0 | 0 | 517.68 | 0 | 0 | 0 | 1377.96 | 599.13 | 0 | 29214.99 | 0 | 0 | 1.13 | 0 | 4.83 | 38.02 | 172.9 | 17.08 | 244.16 | 0 | 89.3608 | 4.7655 | 0 | 0 | 0 | 0 | 0 | 17.0765 | 0 | 0 | 365.4372 | 17.0765 | 0
5080 | 45.79 | 1617.56 | 53.77 | 0 | 0 | 0 | 0 | 157.14 | 0 | 669.16 | 0 | 0 | 0 | 1377.96 | 599.13 | 0 | 29814.12 | 0 | 0 | 1.12 | 0 | 5.85 | 37.52 | 207.66 | 17.08 | 48.25 | 0 | 90.3649 | 4.7655 | 0 | 0 | 0 | 0 | 0 | 17.0765 | 0 | 0 | 365.4372 | 17.0765 | 0
5081 | 43.96 | 1573.65 | 54.06 | 0 | 0 | 0 | 0 | 157.14 | 0 | 820.64 | 0 | 0 | 0 | 1377.96 | 599.13 | 0 | 30413.25 | 0 | 0 | 1.13 | 0 | 6.89 | 37.78 | 242.89 | 17.08 | 0.57 | 0 | 91.3689 | 5.7186 | 0 | 0 | 0 | 0 | 0 | 17.0765 | 0 | 0 | 365.4372 | 17.0765 | 0
5082 | 47.72 | 1662.25 | 54.17 | 0 | 0 | 0 | 0 | 131.77 | 0 | 947.67 | 0 | 0 | 0 | 1377.96 | 599.13 | 0 | 31012.39 | 0 | 0 | 1.12 | 0 | 7.79 | 37.55 | 275.49 | 17.08 | 116.69 | 0 | 92.373 | 6.6717 | 0 | 0 | 0 | 0 | 0 | 17.0765 | 0 | 0 | 365.4372 | 17.0765 | 0
5083 | 27.06 | 1106.65 | 54.04 | 0 | 0 | 0 | 0 | 0 | 0 | 947.67 | 0 | 0 | 0 | 1058.4 | 375.44 | 0 | 31387.83 | 0 | 0 | 1.13 | 0 | 8.48 | 25.17 | 292 | 17.08 | 0 | 0 | 96.3892 | 6.6717 | 0 | 0 | 0 | 0 | 0 | 17.0765 | 0 | 0 | 365.4372 | 17.0765 | 0
5084 | 0 | 0 | 53.74 | 0 | 0 | 0 | 0 | 0 | 53.3863 | 892.29 | 0 | 0 | 0 | 0 | 0 | 365.44 | 31022.39 | 0 | 0 | 0 | 0 | 8 | 0 | 282.97 | 17.08 | 0 | 0 | 101.4095 | 5.7186 | 0 | 0 | 0 | 0 | 0 | 17.0765 | 0 | 0 | 365.4372 | 17.0765 | 0
5085 | 0 | 0 | 53.35 | 0 | 0 | 0 | 0 | 0 | 53.8298 | 836.45 | 0 | 0 | 0 | 0 | 0 | 365.44 | 30656.96 | 0 | 0 | 0 | 0 | 7.41 | 0 | 271.78 | 17.08 | 0 | 0 | 102.4135 | 4.7655 | 0 | 0 | 0 | 0 | 0 | 17.0765 | 0 | 0 | 365.4372 | 17.0765 | 0
5086 | 0 | 0 | 53.23 | 0 | 0 | 0 | 0 | 0 | 47.236 | 787.45 | 0 | 0 | 0 | 0 | 0 | 365.44 | 30291.52 | 0 | 0 | 1.27 | 0 | 7.95 | 0 | 259.08 | 17.08 | 0 | 0 | 95.3851 | 3.8124 | 0 | 0 | 0 | 0 | 0 | 17.0765 | 0 | 0 | 365.4372 | 17.0765 | 0
5087 | 0 | 0 | 53.01 | 0 | 0 | 0 | 0 | 0 | 34.1931 | 751.98 | 0 | 0 | 0 | 0 | 0 | 365.44 | 29926.08 | 0 | 0 | 0 | 0 | 7.23 | 0 | 245.34 | 17.08 | 0 | 0 | 84.3406 | 2.8593 | 0 | 0 | 0 | 0 | 0 | 17.0765 | 0 | 0 | 365.4372 | 17.0765 | 0
5088 | 0 | 0 | 52.47 | 0 | 0 | 0 | 0 | 0 | 27.0884 | 723.88 | 0 | 0 | 0 | 0 | 0 | 365.44 | 29560.65 | 0 | 0 | 1.35 | 0 | 7.79 | 0 | 231.74 | 17.08 | 0 | 0 | 76.3081 | 1.9062 | 0 | 0 | 0 | 0 | 0 | 17.0765 | 0 | 0 | 365.4372 | 17.0765 | 0
5089 | 0 | 0 | 51.37 | 0 | 0 | 0 | 0 | 0 | 22.066 | 701 | 0 | 0 | 0 | 0 | 0 | 365.44 | 29195.21 | 0 | 0 | 1.19 | 0 | 8.27 | 0 | 219.3 | 17.08 | 0 | 0 | 71.2878 | 0.95311 | 0 | 0 | 0 | 0 | 0 | 17.0765 | 0 | 0 | 365.4372 | 17.0765 | 0
5090 | 0 | 0 | 49.89 | 0 | 0 | 0 | 0 | 0 | 18.3835 | 681.93 | 0 | 0 | 0 | 0 | 0 | 365.44 | 28829.77 | 0 | 0 | 0 | 0 | 7.53 | 0 | 205.3 | 17.08 | 0 | 0 | 68.2757 | 0 | 0 | 0 | 0 | 0 | 0 | 17.0765 | 0 | 0 | 365.4372 | 17.0765 | 0
5091 | 0 | 0 | 48.34 | 0 | 0 | 0 | 0 | 0 | 18.9233 | 662.3 | 0 | 0 | 0 | 0 | 0 | 365.44 | 28464.33 | 0 | 0 | 0 | 0 | 6.65 | 0 | 188.53 | 17.08 | 0 | 0 | 67.2716 | 0 | 0 | 0 | 0 | 0 | 0 | 17.0765 | 0 | 0 | 365.4372 | 17.0765 | 0
5092 | 0 | 0 | 45.56 | 0 | 0 | 0 | 0 | 0 | 24.1 | 637.29 | 0 | 0 | 0 | 0 | 0 | 365.44 | 28098.9 | 0 | 0 | 1.39 | 0 | 7.03 | 0 | 170.81 | 17.08 | 0 | 0 | 68.2757 | 0 | 0 | 0 | 0 | 0 | 0 | 17.0765 | 0 | 0 | 365.4372 | 17.0765 | 0
5093 | 0 | 0 | 42.04 | 0 | 0 | 0 | 0 | 0 | 29.2478 | 606.95 | 0 | 0 | 0 | 0 | 0 | 365.44 | 27733.46 | 0 | 0 | 0 | 0 | 6.12 | 0 | 153.59 | 17.08 | 0 | 0 | 71.2878 | 0 | 0 | 0 | 0 | 0 | 0 | 17.0765 | 0 | 0 | 365.4372 | 17.0765 | 0
5094 | 0 | 0 | 38.47 | 0 | 0 | 0 | 0 | 0 | 39.1384 | 566.36 | 0 | 0 | 0 | 0 | 0 | 365.44 | 27368.02 | 0 | 0 | 1.35 | 0 | 6.48 | 0 | 135.94 | 17.08 | 0 | 0 | 75.3041 | 0.95311 | 0 | 0 | 0 | 0 | 0 | 17.0765 | 0 | 0 | 365.4372 | 17.0765 | 0
5095 | 0 | 0 | 35.42 | 0 | 0 | 0 | 0 | 0 | 81.6894 | 481.62 | 0 | 0 | 0 | 0 | 0 | 365.44 | 27002.59 | 0 | 0 | 0 | 0 | 5.58 | 34.87 | 152.02 | 17.08 | 0 | 0 | 80.3243 | 1.9062 | 0 | 0 | 0 | 0 | 0 | 17.0765 | 0 | 0 | 365.4372 | 17.0765 | 0
5096 | 10.57 | 501.67 | 33.02 | 0 | 0 | 0 | 0 | 0 | 0 | 481.62 | 0 | 0 | 0 | 454.85 | 0 | 47.04 | 26955.55 | 0 | 0 | 0 | 0 | 4.76 | 1.24 | 137.58 | 17.08 | 0 | 0 | 85.3446 | 3.8124 | 0 | 0 | 0 | 0 | 0 | 17.0765 | 0 | 0 | 365.4372 | 17.0765 | 0
5097 | 24 | 1007.37 | 31.72 | 0 | 0 | 0 | 0 | 0 | 0 | 481.62 | 0 | 0 | 0 | 969.02 | 312.88 | 0 | 27268.42 | 0 | 0 | 0 | 0 | 4.21 | 0 | 127.18 | 17.08 | 0 | 0 | 88.3568 | 5.7186 | 0 | 0 | 0 | 0 | 0 | 17.0765 | 0 | 0 | 365.4372 | 17.0765 | 0
5098 | 33.89 | 1310.6 | 29.77 | 0 | 0 | 0 | 0 | 0 | 0 | 481.62 | 0 | 0 | 0 | 1280.08 | 530.62 | 0 | 27799.05 | 0 | 0 | 0 | 0 | 3.79 | 0 | 119.1 | 17.08 | 0 | 0 | 90.3649 | 3.8124 | 0 | 0 | 0 | 0 | 0 | 17.0765 | 0 | 0 | 365.4372 | 17.0765 | 0
5099 | 40.48 | 1487.34 | 28.12 | 0 | 0 | 0 | 0 | 41.99 | 0 | 522.1 | 0 | 0 | 0 | 1377.96 | 599.13 | 0 | 28398.18 | 0 | 0 | 1.18 | 0 | 4.56 | 39.62 | 150.07 | 17.08 | 0 | 0 | 91.3689 | 3.8124 | 0 | 0 | 0 | 0 | 0 | 17.0765 | 0 | 0 | 365.4372 | 17.0765 | 0
5100 | 42.15 | 1529.46 | 27.93 | 0 | 0 | 0 | 0 | 86.53 | 0 | 605.51 | 0 | 0 | 0 | 1377.96 | 599.13 | 0 | 28997.31 | 0 | 0 | 1.19 | 0 | 5.5 | 39.7 | 184.34 | 17.08 | 0 | 0 | 90.3649 | 3.8124 | 0 | 0 | 0 | 0 | 0 | 17.0765 | 0 | 0 | 365.4372 | 17.0765 | 0
5101 | 42.43 | 1536.32 | 28.23 | 0 | 0 | 0 | 0 | 93.38 | 0 | 695.54 | 0 | 0 | 0 | 1377.96 | 599.13 | 0 | 29596.44 | 0 | 0 | 1.2 | 0 | 6.55 | 40.31 | 220.82 | 17.08 | 0 | 0 | 89.3608 | 4.7655 | 0 | 0 | 0 | 0 | 0 | 17.0765 | 0 | 0 | 365.4372 | 17.0765 | 0
5102 | 41.52 | 1513.55 | 28.17 | 0 | 0 | 0 | 0 | 71.5 | 0 | 764.46 | 0 | 0 | 0 | 1377.96 | 599.13 | 0 | 30195.58 | 0 | 0 | 1.18 | 0 | 7.61 | 39.49 | 257.17 | 17.08 | 0 | 0 | 88.3568 | 4.7655 | 0 | 0 | 0 | 0 | 0 | 17.0765 | 0 | 0 | 365.4372 | 17.0765 | 0
5103 | 38.95 | 1447.77 | 27.63 | 0 | 0 | 0 | 0 | 5.12 | 0 | 769.4 | 0 | 0 | 0 | 1377.96 | 599.13 | 0 | 30794.71 | 0 | 0 | 1.13 | 0 | 8.62 | 38.02 | 292 | 17.08 | 0 | 0 | 87.3527 | 4.7655 | 0 | 0 | 0 | 0 | 0 | 17.0765 | 0 | 0 | 365.4372 | 17.0765 | 0
5104 | 35.72 | 1361.53 | 28.71 | 0 | 0 | 0 | 0 | 0 | 0 | 769.4 | 0 | 0 | 0 | 1332.84 | 567.55 | 0 | 31362.26 | 0 | 0 | 0 | 0 | 8.57 | 0 | 291.12 | 17.08 | 0 | 0 | 88.3568 | 4.7655 | 0 | 0 | 0 | 0 | 0 | 17.0765 | 0 | 0 | 365.4372 | 17.0765 | 0
5105 | 31.84 | 1251.56 | 30.88 | 0 | 0 | 0 | 0 | 0 | 0 | 769.4 | 0 | 0 | 0 | 1218.08 | 487.22 | 0 | 31849.48 | 0 | 0 | 1.13 | 0 | 9.61 | 0 | 290.46 | 17.08 | 0 | 0 | 89.3608 | 5.7186 | 0 | 0 | 0 | 0 | 0 | 17.0765 | 0 | 0 | 365.4372 | 17.0765 | 0
5106 | 33.83 | 1308.89 | 32.65 | 0 | 0 | 0 | 0 | 0 | 0 | 769.4 | 0 | 0 | 0 | 1277.33 | 528.69 | 0 | 32378.17 | 0 | 0 | 0 | 0 | 9.45 | 0 | 287.38 | 17.08 | 0 | 0 | 91.3689 | 6.6717 | 0 | 0 | 0 | 0 | 0 | 17.0765 | 0 | 0 | 365.4372 | 17.0765 | 0
5107 | 15.94 | 718.95 | 33.62 | 0 | 0 | 0 | 0 | 0 | 0 | 769.4 | 0 | 0 | 0 | 666.46 | 101.08 | 0 | 32479.25 | 0 | 0 | 0 | 0 | 9.06 | 0 | 279.99 | 17.08 | 0 | 0 | 95.3851 | 6.6717 | 0 | 0 | 0 | 0 | 0 | 17.0765 | 0 | 0 | 365.4372 | 17.0765 | 0
5108 | 0 | 0 | 34.51 | 0 | 0 | 0 | 0 | 0 | 71.6156 | 695.11 | 0 | 0 | 0 | 0 | 0 | 365.44 | 32113.82 | 0 | 0 | 0 | 0 | 8.58 | 0 | 270.96 | 17.08 | 0 | 0 | 100.4054 | 5.7186 | 0 | 0 | 0 | 0 | 0 | 17.0765 | 0 | 0 | 365.4372 | 17.0765 | 0
5109 | 0 | 0 | 34.98 | 0 | 0 | 0 | 0 | 0 | 71.1914 | 621.26 | 0 | 0 | 0 | 0 | 0 | 365.44 | 31748.38 | 0 | 0 | 0 | 0 | 7.99 | 0 | 259.77 | 17.08 | 0 | 0 | 101.4095 | 4.7655 | 0 | 0 | 0 | 0 | 0 | 17.0765 | 0 | 0 | 365.4372 | 17.0765 | 0
5110 | 0 | 0 | 35.46 | 0 | 0 | 0 | 0 | 0 | 62.7371 | 556.19 | 0 | 0 | 0 | 0 | 0 | 365.44 | 31382.94 | 0 | 0 | 0 | 0 | 7.33 | 0 | 247.06 | 17.08 | 0 | 0 | 94.3811 | 3.8124 | 0 | 0 | 0 | 0 | 0 | 17.0765 | 0 | 0 | 365.4372 | 17.0765 | 0
5111 | 0 | 0 | 36.01 | 0 | 0 | 0 | 0 | 0 | 51.4776 | 502.78 | 0 | 0 | 0 | 0 | 0 | 365.44 | 31017.51 | 0 | 0 | 1.29 | 0 | 7.83 | 0 | 233.32 | 17.08 | 0 | 0 | 83.3365 | 2.8593 | 0 | 0 | 0 | 0 | 0 | 17.0765 | 0 | 0 | 365.4372 | 17.0765 | 0
5112 | 0 | 0 | 36.78 | 0 | 0 | 0 | 0 | 0 | 40.4302 | 460.84 | 0 | 0 | 0 | 0 | 0 | 365.44 | 30652.07 | 0 | 0 | 0 | 0 | 7.12 | 0 | 219.72 | 17.08 | 0 | 0 | 75.3041 | 1.9062 | 0 | 0 | 0 | 0 | 0 | 17.0765 | 0 | 0 | 365.4372 | 17.0765 | 0
5113 | 0 | 0 | 37.64 | 0 | 0 | 0 | 0 | 0 | 33.605 | 425.98 | 0 | 0 | 0 | 0 | 0 | 365.44 | 30286.63 | 0 | 0 | 0 | 0 | 6.46 | 0 | 207.29 | 17.08 | 0 | 0 | 70.2838 | 0.95311 | 0 | 0 | 0 | 0 | 0 | 17.0765 | 0 | 0 | 365.4372 | 17.0765 | 0
5114 | 0 | 0 | 38.66 | 0 | 0 | 0 | 0 | 0 | 28.6115 | 396.3 | 0 | 0 | 0 | 0 | 0 | 365.44 | 29921.19 | 0 | 0 | 0 | 0 | 5.73 | 0 | 193.29 | 17.08 | 0 | 0 | 67.2716 | 0 | 0 | 0 | 0 | 0 | 0 | 17.0765 | 0 | 0 | 365.4372 | 17.0765 | 0
5115 | 0 | 0 | 38.72 | 0 | 0 | 0 | 0 | 0 | 27.9174 | 367.34 | 0 | 0 | 0 | 0 | 0 | 365.44 | 29555.76 | 0 | 0 | 1.38 | 0 | 6.15 | 0 | 176.51 | 17.08 | 0 | 0 | 65.2635 | 0 | 0 | 0 | 0 | 0 | 0 | 17.0765 | 0 | 0 | 365.4372 | 17.0765 | 0
5116 | 0 | 0 | 38.69 | 0 | 0 | 0 | 0 | 0 | 28.573 | 337.7 | 0 | 0 | 0 | 0 | 0 | 365.44 | 29190.32 | 0 | 0 | 0 | 0 | 5.22 | 0 | 158.8 | 17.08 | 0 | 0 | 67.2716 | 0 | 0 | 0 | 0 | 0 | 0 | 17.0765 | 0 | 0 | 365.4372 | 17.0765 | 0
5117 | 0 | 0 | 39.09 | 0 | 0 | 0 | 0 | 0 | 31.195 | 305.34 | 0 | 0 | 0 | 0 | 0 | 365.44 | 28824.88 | 0 | 0 | 0 | 0 | 4.31 | 0 | 141.58 | 17.08 | 0 | 0 | 70.2838 | 0 | 0 | 0 | 0 | 0 | 0 | 17.0765 | 0 | 0 | 365.4372 | 17.0765 | 0
5118 | 0 | 0 | 39.14 | 0 | 0 | 0 | 0 | 0 | 37.4707 | 266.47 | 0 | 0 | 0 | 0 | 0 | 365.44 | 28459.45 | 0 | 0 | 1.35 | 0 | 4.67 | 0 | 123.93 | 17.08 | 0 | 0 | 74.3 | 0.95311 | 0 | 0 | 0 | 0 | 0 | 17.0765 | 0 | 0 | 365.4372 | 17.0765 | 0
5119 | 0 | 0 | 38.09 | 0 | 0 | 0 | 0 | 0 | 44.1416 | 220.68 | 0 | 0 | 0 | 0 | 0 | 365.44 | 28094.01 | 0 | 0 | 0 | 0 | 3.77 | 0 | 106.88 | 17.08 | 0 | 0 | 80.3243 | 1.9062 | 0 | 0 | 0 | 0 | 0 | 17.0765 | 0 | 0 | 365.4372 | 17.0765 | 0
5120 | 3.15 | 161.37 | 36.58 | 0 | 0 | 0 | 0 | 0 | 0 | 220.68 | 0 | 0 | 0 | 111.68 | 0 | 287.26 | 27806.75 | 0 | 0 | 1.26 | 0 | 4.14 | 0 | 91.26 | 17.08 | 0 | 0 | 84.3406 | 3.8124 | 0 | 0 | 0 | 0 | 0 | 17.0765 | 0 | 0 | 365.4372 | 17.0765 | 0
5121 | 13.75 | 633.03 | 36.08 | 0 | 0 | 0 | 0 | 0 | 0 | 220.68 | 0 | 0 | 0 | 587.56 | 45.85 | 0 | 27852.6 | 0 | 0 | 1.22 | 0 | 4.76 | 0 | 80.86 | 17.08 | 0 | 0 | 88.3568 | 5.7186 | 0 | 0 | 0 | 0 | 0 | 17.0765 | 0 | 0 | 365.4372 | 17.0765 | 0
5122 | 20.08 | 872.26 | 36.09 | 0 | 0 | 0 | 0 | 0 | 0 | 220.68 | 0 | 0 | 0 | 794.09 | 190.42 | 0 | 28043.03 | 0 | 0 | 0 | 0 | 4.33 | 40.17 | 110.94 | 17.08 | 0 | 0 | 90.3649 | 3.8124 | 0 | 0 | 0 | 0 | 0 | 17.0765 | 0 | 0 | 365.4372 | 17.0765 | 0
5123 | 23.41 | 987.67 | 36.17 | 0 | 0 | 0 | 0 | 0 | 0 | 220.68 | 0 | 0 | 0 | 951.9 | 300.89 | 0 | 28343.92 | 0 | 0 | 1.18 | 0 | 5.11 | 0 | 104.26 | 17.08 | 0 | 0 | 90.3649 | 3.8124 | 0 | 0 | 0 | 0 | 0 | 17.0765 | 0 | 0 | 365.4372 | 17.0765 | 0
5124 | 26.52 | 1089.41 | 37.35 | 0 | 0 | 0 | 0 | 0 | 0 | 220.68 | 0 | 0 | 0 | 1060.11 | 376.64 | 0 | 28720.56 | 0 | 0 | 0 | 0 | 4.93 | 0 | 100.83 | 17.08 | 0 | 0 | 89.3608 | 3.8124 | 0 | 0 | 0 | 0 | 0 | 17.0765 | 0 | 0 | 365.4372 | 17.0765 | 0
5125 | 27.6 | 1123.61 | 39.73 | 0 | 0 | 0 | 0 | 0 | 0 | 220.68 | 0 | 0 | 0 | 1096.62 | 402.19 | 0 | 29122.76 | 0 | 0 | 1.2 | 0 | 5.97 | 0 | 99.01 | 17.08 | 0 | 0 | 88.3568 | 4.7655 | 0 | 0 | 0 | 0 | 0 | 17.0765 | 0 | 0 | 365.4372 | 17.0765 | 0
5126 | 26.79 | 1097.81 | 42.55 | 0 | 0 | 0 | 0 | 0 | 0 | 220.68 | 0 | 0 | 0 | 1075.03 | 387.08 | 0 | 29509.84 | 0 | 0 | 0 | 0 | 5.91 | 0 | 97.84 | 17.08 | 0 | 0 | 87.3527 | 4.7655 | 0 | 0 | 0 | 0 | 0 | 17.0765 | 0 | 0 | 365.4372 | 17.0765 | 0
5127 | 30.03 | 1197.95 | 45.07 | 0 | 0 | 0 | 0 | 0 | 0 | 220.68 | 0 | 0 | 0 | 1180.93 | 461.21 | 0 | 29971.05 | 0 | 0 | 0 | 0 | 5.84 | 0 | 96.56 | 17.08 | 0 | 0 | 87.3527 | 4.7655 | 0 | 0 | 0 | 0 | 0 | 17.0765 | 0 | 0 | 365.4372 | 17.0765 | 0
5128 | 34.29 | 1321.68 | 47.15 | 0 | 0 | 0 | 0 | 0 | 0 | 220.68 | 0 | 0 | 0 | 1308.87 | 550.77 | 0 | 30521.82 | 0 | 0 | 1.12 | 0 | 6.86 | 0 | 95.67 | 17.08 | 0 | 0 | 88.3568 | 4.7655 | 0 | 0 | 0 | 0 | 0 | 17.0765 | 0 | 0 | 365.4372 | 17.0765 | 0
5129 | 40.67 | 1492.12 | 49.05 | 0 | 0 | 0 | 0 | 69.9 | 0 | 288.06 | 0 | 0 | 0 | 1377.96 | 599.13 | 0 | 31120.95 | 0 | 0 | 1.13 | 0 | 7.9 | 37.78 | 130.91 | 17.08 | 0 | 0 | 89.3608 | 5.7186 | 0 | 0 | 0 | 0 | 0 | 17.0765 | 0 | 0 | 365.4372 | 17.0765 | 0
5130 | 44.48 | 1586.39 | 50.16 | 0 | 0 | 0 | 0 | 157.14 | 0 | 439.54 | 0 | 0 | 0 | 1377.96 | 599.13 | 0 | 31720.09 | 0 | 0 | 1.12 | 0 | 8.8 | 37.55 | 163.5 | 17.08 | 9.23 | 0 | 91.3689 | 6.6717 | 0 | 0 | 0 | 0 | 0 | 17.0765 | 0 | 0 | 365.4372 | 17.0765 | 0
5131 | 24.45 | 1022.13 | 50.63 | 0 | 0 | 0 | 0 | 0 | 0 | 439.54 | 0 | 0 | 0 | 996.15 | 331.87 | 0 | 32051.95 | 0 | 0 | 0 | 0 | 8.41 | 0 | 156.11 | 17.08 | 0 | 0 | 94.3811 | 6.6717 | 0 | 0 | 0 | 0 | 0 | 17.0765 | 0 | 0 | 365.4372 | 17.0765 | 0
5132 | 0 | 0 | 51.01 | 0 | 0 | 0 | 0 | 0 | 55.1119 | 382.37 | 0 | 0 | 0 | 0 | 0 | 365.44 | 31686.51 | 0 | 0 | 0 | 0 | 7.94 | 0 | 147.08 | 17.08 | 0 | 0 | 100.4054 | 5.7186 | 0 | 0 | 0 | 0 | 0 | 17.0765 | 0 | 0 | 365.4372 | 17.0765 | 0
5133 | 0 | 0 | 51.69 | 0 | 0 | 0 | 0 | 0 | 55.7192 | 324.57 | 0 | 0 | 0 | 0 | 0 | 365.44 | 31321.08 | 0 | 0 | 1.24 | 0 | 8.52 | 0 | 135.89 | 17.08 | 0 | 0 | 101.4095 | 4.7655 | 0 | 0 | 0 | 0 | 0 | 17.0765 | 0 | 0 | 365.4372 | 17.0765 | 0
5134 | 0 | 0 | 52.64 | 0 | 0 | 0 | 0 | 0 | 45.549 | 277.32 | 0 | 0 | 0 | 0 | 0 | 365.44 | 30955.64 | 0 | 0 | 0 | 0 | 7.85 | 0 | 123.19 | 17.08 | 0 | 0 | 94.3811 | 3.8124 | 0 | 0 | 0 | 0 | 0 | 17.0765 | 0 | 0 | 365.4372 | 17.0765 | 0
5135 | 0 | 0 | 53.29 | 0 | 0 | 0 | 0 | 0 | 32.911 | 243.18 | 0 | 0 | 0 | 0 | 0 | 365.44 | 30590.2 | 0 | 0 | 0 | 0 | 7.13 | 0 | 109.45 | 17.08 | 0 | 0 | 83.3365 | 2.8593 | 0 | 0 | 0 | 0 | 0 | 17.0765 | 0 | 0 | 365.4372 | 17.0765 | 0
5136 | 0 | 0 | 53.7 | 0 | 0 | 0 | 0 | 0 | 23.5023 | 218.8 | 0 | 0 | 0 | 0 | 0 | 365.44 | 30224.77 | 0 | 0 | 0 | 0 | 6.41 | 0 | 95.85 | 17.08 | 0 | 0 | 75.3041 | 1.9062 | 0 | 0 | 0 | 0 | 0 | 17.0765 | 0 | 0 | 365.4372 | 17.0765 | 0
5137 | 0 | 0 | 53.92 | 0 | 0 | 0 | 0 | 0 | 51.6511 | 165.22 | 0 | 0 | 0 | 0 | 0 | 365.44 | 29859.33 | 0 | 0 | 0 | 0 | 5.76 | 34.34 | 116.03 | 17.08 | 0 | 0 | 70.2838 | 0.95311 | 0 | 0 | 0 | 0 | 0 | 17.0765 | 0 | 0 | 365.4372 | 17.0765 | 0
5138 | 0 | 0 | 53.96 | 0 | 0 | 0 | 0 | 0 | 13.3128 | 151.41 | 0 | 0 | 0 | 0 | 0 | 365.44 | 29493.89 | 0 | 0 | 0 | 0 | 5.02 | 0 | 102.03 | 17.08 | 0 | 0 | 67.2716 | 0 | 0 | 0 | 0 | 0 | 0 | 17.0765 | 0 | 0 | 365.4372 | 17.0765 | 0
5139 | 0 | 0 | 53.77 | 0 | 0 | 0 | 0 | 0 | 12.4934 | 138.45 | 0 | 0 | 0 | 0 | 0 | 365.44 | 29128.45 | 0 | 0 | 0 | 0 | 4.14 | 0 | 85.25 | 17.08 | 0 | 0 | 66.2676 | 0 | 0 | 0 | 0 | 0 | 0 | 17.0765 | 0 | 0 | 365.4372 | 17.0765 | 0
5140 | 0 | 0 | 53.03 | 0 | 0 | 0 | 0 | 0 | 12.2332 | 125.76 | 0 | 0 | 0 | 0 | 0 | 365.44 | 28763.02 | 0 | 0 | 0 | 0 | 3.21 | 0 | 67.54 | 17.08 | 0 | 0 | 65.2635 | 0 | 0 | 0 | 0 | 0 | 0 | 17.0765 | 0 | 0 | 365.4372 | 17.0765 | 0
5141 | 0 | 0 | 52.31 | 0 | 0 | 0 | 0 | 0 | 17.3616 | 107.75 | 0 | 0 | 0 | 0 | 0 | 365.44 | 28397.58 | 0 | 0 | 1.39 | 0 | 3.62 | 0 | 50.32 | 17.08 | 0 | 0 | 68.2757 | 0 | 0 | 0 | 0 | 0 | 0 | 17.0765 | 0 | 0 | 365.4372 | 17.0765 | 0
5142 | 0 | 0 | 51.71 | 0 | 0 | 0 | 0 | 0 | 22.5383 | 84.37 | 0 | 0 | 0 | 0 | 0 | 365.44 | 28032.14 | 0 | 0 | 0 | 0 | 2.69 | 0 | 32.67 | 17.08 | 0 | 0 | 73.296 | 0.95311 | 0 | 0 | 0 | 0 | 0 | 17.0765 | 0 | 0 | 365.4372 | 17.0765 | 0
5143 | 0 | 0 | 50.89 | 0 | 0 | 0 | 0 | 0 | 29.3345 | 53.94 | 0 | 0 | 0 | 0 | 0 | 365.44 | 27666.71 | 0 | 0 | 0 | 0 | 1.79 | 0 | 15.62 | 17.08 | 0 | 0 | 78.3162 | 1.9062 | 0 | 0 | 0 | 0 | 0 | 17.0765 | 0 | 0 | 365.4372 | 17.0765 | 0
5144 | 11.07 | 523.06 | 50 | 0 | 0 | 0 | 0 | 0 | 0 | 53.94 | 0 | 0 | 0 | 496.99 | 0 | 17.55 | 27649.16 | 0 | 0 | 0 | 0 | 0.97 | 0 | 0 | 17.08 | 0 | 0 | 83.3365 | 3.8124 | 0 | 0 | 0 | 0 | 0 | 17.0765 | 0 | 0 | 365.4372 | 17.0765 | 0
5145 | 25.13 | 1044.46 | 48.86 | 0 | 0 | 0 | 0 | 0 | 0 | 53.94 | 0 | 0 | 0 | 1006.93 | 339.41 | 0 | 27988.57 | 0 | 0 | 0 | 0 | 0.43 | 19.45 | 8.08 | 17.08 | 0 | 0 | 86.3487 | 5.7186 | 0 | 0 | 0 | 0 | 0 | 17.0765 | 0 | 0 | 365.4372 | 17.0765 | 0
5146 | 34.69 | 1332.9 | 49.53 | 0 | 0 | 0 | 0 | 0 | 51.9982 | 0 | 0 | 0 | 0 | 1377.96 | 599.13 | 0 | 28587.71 | 0 | 0 | 0 | 0 | 0 | 0 | 0 | 17.08 | 0 | 0 | 87.3527 | 3.8124 | 0 | 0 | 0 | 0 | 0 | 17.0765 | 0 | 0 | 365.4372 | 17.0765 | 0
5147 | 41.36 | 1509.53 | 50.58 | 0 | 0 | 0 | 0 | 91.54 | 0 | 88.24 | 0 | 0 | 0 | 1377.96 | 599.13 | 0 | 29186.84 | 0 | 0 | 1.18 | 0 | 0.77 | 39.62 | 30.96 | 17.08 | 0 | 0 | 87.3527 | 3.8124 | 0 | 0 | 0 | 0 | 0 | 17.0765 | 0 | 0 | 365.4372 | 17.0765 | 0
5148 | 45.29 | 1605.66 | 51.33 | 0 | 0 | 0 | 0 | 157.14 | 0 | 239.72 | 0 | 0 | 0 | 1377.96 | 599.13 | 0 | 29785.97 | 0 | 0 | 1.19 | 0 | 1.72 | 39.7 | 65.24 | 17.08 | 36.14 | 0 | 86.3487 | 3.8124 | 0 | 0 | 0 | 0 | 0 | 17.0765 | 0 | 0 | 365.4372 | 17.0765 | 0
5149 | 47.92 | 1666.95 | 52.02 | 0 | 0 | 0 | 0 | 105.84 | 0 | 341.75 | 0 | 0 | 0 | 1377.96 | 599.13 | 0 | 30385.1 | 0 | 0 | 1.2 | 0 | 2.76 | 40.31 | 101.72 | 17.08 | 152.48 | 0 | 84.3406 | 4.7655 | 0 | 0 | 0 | 0 | 0 | 17.0765 | 0 | 0 | 365.4372 | 17.0765 | 0
5150 | 49.76 | 1708.38 | 52.54 | 0 | 0 | 0 | 0 | 157.14 | 0 | 493.23 | 0 | 0 | 0 | 1377.96 | 599.13 | 0 | 30984.24 | 0 | 0 | 1.18 | 0 | 3.82 | 39.49 | 138.06 | 17.08 | 146.82 | 0 | 83.3365 | 4.7655 | 0 | 0 | 0 | 0 | 0 | 17.0765 | 0 | 0 | 365.4372 | 17.0765 | 0
5151 | 48.44 | 1678.61 | 52.77 | 0 | 0 | 0 | 0 | 157.14 | 0 | 644.71 | 0 | 0 | 0 | 1377.96 | 599.13 | 0 | 31583.37 | 0 | 0 | 1.13 | 0 | 4.83 | 38.02 | 172.9 | 17.08 | 118.47 | 0 | 82.3324 | 4.7655 | 0 | 0 | 0 | 0 | 0 | 17.0765 | 0 | 0 | 365.4372 | 17.0765 | 0
5152 | 47.07 | 1647.36 | 52.41 | 0 | 0 | 0 | 0 | 157.14 | 0 | 796.19 | 0 | 0 | 0 | 1377.96 | 599.13 | 0 | 32182.5 | 0 | 0 | 1.12 | 0 | 5.85 | 37.52 | 207.66 | 17.08 | 85.01 | 0 | 83.3365 | 4.7655 | 0 | 0 | 0 | 0 | 0 | 17.0765 | 0 | 0 | 365.4372 | 17.0765 | 0
5153 | 45.58 | 1612.49 | 52.18 | 0 | 0 | 0 | 0 | 157.14 | 0 | 947.67 | 0 | 0 | 0 | 1377.96 | 599.13 | 0 | 32781.64 | 0 | 0 | 1.13 | 0 | 6.89 | 37.78 | 242.89 | 17.08 | 45.18 | 0 | 85.3446 | 5.7186 | 0 | 0 | 0 | 0 | 0 | 17.0765 | 0 | 0 | 365.4372 | 17.0765 | 0
5154 | 50.53 | 1725.54 | 51.84 | 0 | 0 | 0 | 0 | 0 | 0 | 947.67 | 0 | 0 | 0 | 1377.96 | 599.13 | 0 | 33380.77 | 0 | 0 | 1.12 | 0 | 7.79 | 37.55 | 275.49 | 17.08 | 317.26 | 0 | 87.3527 | 6.6717 | 0 | 0 | 0 | 0 | 0 | 17.0765 | 0 | 0 | 365.4372 | 17.0765 | 0
5155 | 30.3 | 1206.16 | 51.04 | 0 | 0 | 0 | 0 | 0 | 0 | 947.67 | 0 | 0 | 0 | 1188.34 | 466.4 | 0 | 33847.17 | 0 | 0 | 1.13 | 0 | 8.48 | 0 | 268.09 | 17.08 | 0 | 0 | 91.3689 | 6.6717 | 0 | 0 | 0 | 0 | 0 | 17.0765 | 0 | 0 | 365.4372 | 17.0765 | 0
5156 | 0 | 0 | 50.07 | 0 | 0 | 0 | 0 | 0 | 53.0393 | 892.65 | 0 | 0 | 0 | 0 | 0 | 365.44 | 33481.73 | 0 | 0 | 0 | 0 | 8 | 0 | 259.07 | 17.08 | 0 | 0 | 97.3933 | 5.7186 | 0 | 0 | 0 | 0 | 0 | 17.0765 | 0 | 0 | 365.4372 | 17.0765 | 0
5157 | 0 | 0 | 49.29 | 0 | 0 | 0 | 0 | 0 | 55.295 | 835.29 | 0 | 0 | 0 | 0 | 0 | 365.44 | 33116.29 | 0 | 0 | 0.42 | 0 | 7.81 | 0 | 247.87 | 17.08 | 0 | 0 | 99.4014 | 4.7655 | 0 | 0 | 0 | 0 | 0 | 17.0765 | 0 | 0 | 365.4372 | 17.0765 | 0
5158 | 0 | 0 | 49.2 | 0 | 0 | 0 | 0 | 0 | 49.2604 | 784.2 | 0 | 0 | 0 | 0 | 0 | 365.44 | 32750.86 | 0 | 0 | 1.27 | 0 | 8.35 | 0 | 235.17 | 17.08 | 0 | 0 | 93.377 | 3.8124 | 0 | 0 | 0 | 0 | 0 | 17.0765 | 0 | 0 | 365.4372 | 17.0765 | 0
5159 | 0 | 0 | 49.32 | 0 | 0 | 0 | 0 | 0 | 35.8801 | 746.98 | 0 | 0 | 0 | 0 | 0 | 365.44 | 32385.42 | 0 | 0 | 0 | 0 | 7.63 | 0 | 221.43 | 17.08 | 0 | 0 | 82.3324 | 2.8593 | 0 | 0 | 0 | 0 | 0 | 17.0765 | 0 | 0 | 365.4372 | 17.0765 | 0
5160 | 0 | 0 | 49.66 | 0 | 0 | 0 | 0 | 0 | 27.8885 | 718.05 | 0 | 0 | 0 | 0 | 0 | 365.44 | 32019.98 | 0 | 0 | 1.35 | 0 | 8.19 | 0 | 207.83 | 17.08 | 0 | 0 | 74.3 | 1.9062 | 0 | 0 | 0 | 0 | 0 | 17.0765 | 0 | 0 | 365.4372 | 17.0765 | 0
5161 | 0 | 0 | 49.65 | 0 | 0 | 0 | 0 | 0 | 20.5814 | 696.7 | 0 | 0 | 0 | 0 | 0 | 365.44 | 31654.54 | 0 | 0 | 0 | 0 | 7.53 | 0 | 195.39 | 17.08 | 0 | 0 | 69.2797 | 0.95311 | 0 | 0 | 0 | 0 | 0 | 17.0765 | 0 | 0 | 365.4372 | 17.0765 | 0
5162 | 0 | 0 | 49.25 | 0 | 0 | 0 | 0 | 0 | 16.012 | 680.09 | 0 | 0 | 0 | 0 | 0 | 365.44 | 31289.11 | 0 | 0 | 0 | 0 | 6.8 | 0 | 181.39 | 17.08 | 0 | 0 | 65.2635 | 0 | 0 | 0 | 0 | 0 | 0 | 17.0765 | 0 | 0 | 365.4372 | 17.0765 | 0
5163 | 0 | 0 | 48.53 | 0 | 0 | 0 | 0 | 0 | 17.1014 | 662.34 | 0 | 0 | 0 | 0 | 0 | 365.44 | 30923.67 | 0 | 0 | 1.38 | 0 | 7.23 | 0 | 164.62 | 17.08 | 0 | 0 | 64.2595 | 0 | 0 | 0 | 0 | 0 | 0 | 17.0765 | 0 | 0 | 365.4372 | 17.0765 | 0
5164 | 0 | 0 | 47.04 | 0 | 0 | 0 | 0 | 0 | 18.2196 | 643.44 | 0 | 0 | 0 | 0 | 0 | 365.44 | 30558.23 | 0 | 0 | 0 | 0 | 6.29 | 0 | 146.9 | 17.08 | 0 | 0 | 65.2635 | 0 | 0 | 0 | 0 | 0 | 0 | 17.0765 | 0 | 0 | 365.4372 | 17.0765 | 0
5165 | 0 | 0 | 44.57 | 0 | 0 | 0 | 0 | 0 | 24.7073 | 617.81 | 0 | 0 | 0 | 0 | 0 | 365.44 | 30192.8 | 0 | 0 | 0 | 0 | 5.39 | 0 | 129.68 | 17.08 | 0 | 0 | 69.2797 | 0 | 0 | 0 | 0 | 0 | 0 | 17.0765 | 0 | 0 | 365.4372 | 17.0765 | 0
5166 | 0 | 0 | 40.51 | 0 | 0 | 0 | 0 | 0 | 35.0896 | 581.41 | 0 | 0 | 0 | 0 | 0 | 365.44 | 29827.36 | 0 | 0 | 1.35 | 0 | 5.74 | 0 | 112.03 | 17.08 | 0 | 0 | 73.296 | 0.95311 | 0 | 0 | 0 | 0 | 0 | 17.0765 | 0 | 0 | 365.4372 | 17.0765 | 0
5167 | 0 | 0 | 36.33 | 0 | 0 | 0 | 0 | 0 | 43.9006 | 535.87 | 0 | 0 | 0 | 0 | 0 | 365.44 | 29461.92 | 0 | 0 | 0 | 0 | 4.84 | 0 | 94.98 | 17.08 | 0 | 0 | 78.3162 | 1.9062 | 0 | 0 | 0 | 0 | 0 | 17.0765 | 0 | 0 | 365.4372 | 17.0765 | 0
5168 | 11.03 | 521.21 | 32.92 | 0 | 0 | 0 | 0 | 0 | 0 | 535.87 | 0 | 0 | 0 | 476.75 | 0 | 31.71 | 29430.21 | 0 | 0 | 1.26 | 0 | 5.22 | 0 | 79.36 | 17.08 | 0 | 0 | 83.3365 | 3.8124 | 0 | 0 | 0 | 0 | 0 | 17.0765 | 0 | 0 | 365.4372 | 17.0765 | 0
5169 | 21.94 | 937.59 | 30.13 | 0 | 0 | 0 | 0 | 0 | 0 | 535.87 | 0 | 0 | 0 | 897.6 | 262.88 | 0 | 29693.09 | 0 | 0 | 0 | 0 | 4.67 | 0 | 68.96 | 17.08 | 0 | 0 | 86.3487 | 5.7186 | 0 | 0 | 0 | 0 | 0 | 17.0765 | 0 | 0 | 365.4372 | 17.0765 | 0
5170 | 32.24 | 1263.21 | 27.87 | 0 | 0 | 0 | 0 | 0 | 139.3751 | 391.29 | 0 | 0 | 0 | 1371.53 | 594.63 | 0 | 30287.73 | 0 | 0 | 0 | 0 | 4.24 | 0 | 60.89 | 17.08 | 0 | 0 | 87.3527 | 3.8124 | 0 | 0 | 0 | 0 | 0 | 17.0765 | 0 | 0 | 365.4372 | 17.0765 | 0
5171 | 39.26 | 1455.98 | 27.05 | 0 | 0 | 0 | 0 | 12.36 | 0 | 403.21 | 0 | 0 | 0 | 1377.96 | 599.13 | 0 | 30886.86 | 0 | 0 | 1.18 | 0 | 5.02 | 39.62 | 91.85 | 17.08 | 0 | 0 | 87.3527 | 3.8124 | 0 | 0 | 0 | 0 | 0 | 17.0765 | 0 | 0 | 365.4372 | 17.0765 | 0
5172 | 42.42 | 1535.95 | 27 | 0 | 0 | 0 | 0 | 96.36 | 0 | 496.1 | 0 | 0 | 0 | 1377.96 | 599.13 | 0 | 31485.99 | 0 | 0 | 1.19 | 0 | 5.96 | 39.7 | 126.12 | 17.08 | 0 | 0 | 86.3487 | 3.8124 | 0 | 0 | 0 | 0 | 0 | 17.0765 | 0 | 0 | 365.4372 | 17.0765 | 0
5173 | 43.59 | 1564.82 | 27.9 | 0 | 0 | 0 | 0 | 127.73 | 0 | 619.24 | 0 | 0 | 0 | 1377.96 | 599.13 | 0 | 32085.12 | 0 | 0 | 1.2 | 0 | 7.01 | 40.31 | 162.6 | 17.08 | 0 | 0 | 84.3406 | 4.7655 | 0 | 0 | 0 | 0 | 0 | 17.0765 | 0 | 0 | 365.4372 | 17.0765 | 0
5174 | 43.42 | 1560.56 | 29.01 | 0 | 0 | 0 | 0 | 126.26 | 0 | 740.95 | 0 | 0 | 0 | 1377.96 | 599.13 | 0 | 32684.26 | 0 | 0 | 1.18 | 0 | 8.07 | 39.49 | 198.95 | 17.08 | 0 | 0 | 83.3365 | 4.7655 | 0 | 0 | 0 | 0 | 0 | 17.0765 | 0 | 0 | 365.4372 | 17.0765 | 0
5175 | 41.86 | 1522.11 | 30.1 | 0 | 0 | 0 | 0 | 89.87 | 0 | 827.58 | 0 | 0 | 0 | 1377.96 | 599.13 | 0 | 33283.39 | 0 | 0 | 1.13 | 0 | 9.08 | 38.02 | 233.78 | 17.08 | 0 | 0 | 82.3324 | 4.7655 | 0 | 0 | 0 | 0 | 0 | 17.0765 | 0 | 0 | 365.4372 | 17.0765 | 0
5176 | 39.99 | 1474.64 | 30.13 | 0 | 0 | 0 | 0 | 63.61 | 0 | 888.91 | 0 | 0 | 0 | 1377.96 | 599.13 | 0 | 33882.52 | 0 | 0 | 1.12 | 0 | 10.09 | 13.97 | 246.16 | 17.08 | 0 | 0 | 83.3365 | 4.7655 | 0 | 0 | 0 | 0 | 0 | 17.0765 | 0 | 0 | 365.4372 | 17.0765 | 0
5177 | 37.78 | 1417.14 | 29.86 | 0 | 0 | 0 | 0 | 0 | 0 | 888.91 | 0 | 0 | 0 | 1377.96 | 599.13 | 0 | 34481.66 | 0 | 0 | 1.13 | 0 | 11.13 | 14.63 | 259.41 | 17.08 | 0 | 0 | 85.3446 | 5.7186 | 0 | 0 | 0 | 0 | 0 | 17.0765 | 0 | 0 | 365.4372 | 17.0765 | 0
5178 | 41.02 | 1500.9 | 29.7 | 0 | 0 | 0 | 0 | 60.96 | 0 | 947.67 | 0 | 0 | 0 | 1377.96 | 599.13 | 0 | 35080.79 | 0 | 0 | 1.12 | 0 | 12.03 | 37.55 | 292 | 17.08 | 0 | 0 | 87.3527 | 6.6717 | 0 | 0 | 0 | 0 | 0 | 17.0765 | 0 | 0 | 365.4372 | 17.0765 | 0
5179 | 21.64 | 927.05 | 29.76 | 0 | 0 | 0 | 0 | 0 | 0 | 947.67 | 0 | 0 | 0 | 880.41 | 250.85 | 0 | 35331.64 | 0 | 0 | 0 | 0 | 11.65 | 0 | 284.61 | 17.08 | 0 | 0 | 91.3689 | 6.6717 | 0 | 0 | 0 | 0 | 0 | 17.0765 | 0 | 0 | 365.4372 | 17.0765 | 0
5180 | 0 | 0 | 30.59 | 0 | 0 | 0 | 0 | 0 | 151.483 | 790.53 | 0 | 0 | 0 | 77.95 | 0 | 310.87 | 35020.77 | 0 | 0 | 0 | 0 | 11.17 | 0 | 275.58 | 17.08 | 0 | 0 | 98.3973 | 5.7186 | 0 | 0 | 0 | 0 | 0 | 17.0765 | 0 | 0 | 365.4372 | 17.0765 | 0
5181 | 0 | 0 | 32.07 | 0 | 0 | 0 | 0 | 0 | 72.0976 | 715.75 | 0 | 0 | 0 | 0 | 0 | 365.44 | 34655.33 | 0 | 0 | 0 | 0 | 10.58 | 0 | 264.39 | 17.08 | 0 | 0 | 99.4014 | 4.7655 | 0 | 0 | 0 | 0 | 0 | 17.0765 | 0 | 0 | 365.4372 | 17.0765 | 0
5182 | 0 | 0 | 35.4 | 0 | 0 | 0 | 0 | 0 | 63.0649 | 650.32 | 0 | 0 | 0 | 0 | 0 | 365.44 | 34289.89 | 0 | 0 | 1.27 | 0 | 11.12 | 0 | 251.68 | 17.08 | 0 | 0 | 93.377 | 3.8124 | 0 | 0 | 0 | 0 | 0 | 17.0765 | 0 | 0 | 365.4372 | 17.0765 | 0
5183 | 0 | 0 | 39.03 | 0 | 0 | 0 | 0 | 0 | 46.166 | 602.44 | 0 | 0 | 0 | 0 | 0 | 365.44 | 33924.46 | 0 | 0 | 0 | 0 | 10.4 | 0 | 237.94 | 17.08 | 0 | 0 | 82.3324 | 2.8593 | 0 | 0 | 0 | 0 | 0 | 17.0765 | 0 | 0 | 365.4372 | 17.0765 | 0
5184 | 0 | 0 | 42.73 | 0 | 0 | 0 | 0 | 0 | 33.4701 | 567.72 | 0 | 0 | 0 | 0 | 0 | 365.44 | 33559.02 | 0 | 0 | 0 | 0 | 9.68 | 0 | 224.34 | 17.08 | 0 | 0 | 74.3 | 1.9062 | 0 | 0 | 0 | 0 | 0 | 17.0765 | 0 | 0 | 365.4372 | 17.0765 | 0
5185 | 0 | 0 | 45.34 | 0 | 0 | 0 | 0 | 0 | 24.9001 | 541.89 | 0 | 0 | 0 | 0 | 0 | 365.44 | 33193.58 | 0 | 0 | 0 | 0 | 9.03 | 0 | 211.91 | 17.08 | 0 | 0 | 69.2797 | 0.95311 | 0 | 0 | 0 | 0 | 0 | 17.0765 | 0 | 0 | 365.4372 | 17.0765 | 0
5186 | 0 | 0 | 47.83 | 0 | 0 | 0 | 0 | 0 | 17.4291 | 523.81 | 0 | 0 | 0 | 0 | 0 | 365.44 | 32828.14 | 0 | 0 | 0 | 0 | 8.29 | 0 | 197.91 | 17.08 | 0 | 0 | 65.2635 | 0 | 0 | 0 | 0 | 0 | 0 | 17.0765 | 0 | 0 | 365.4372 | 17.0765 | 0
5187 | 0 | 0 | 49.63 | 0 | 0 | 0 | 0 | 0 | 14.6239 | 508.63 | 0 | 0 | 0 | 0 | 0 | 365.44 | 32462.71 | 0 | 0 | 0 | 0 | 7.41 | 0 | 181.13 | 17.08 | 0 | 0 | 64.2595 | 0 | 0 | 0 | 0 | 0 | 0 | 17.0765 | 0 | 0 | 365.4372 | 17.0765 | 0
5188 | 0 | 0 | 50.46 | 0 | 0 | 0 | 0 | 0 | 14.807 | 493.28 | 0 | 0 | 0 | 0 | 0 | 365.44 | 32097.27 | 0 | 0 | 0 | 0 | 6.48 | 0 | 163.42 | 17.08 | 0 | 0 | 65.2635 | 0 | 0 | 0 | 0 | 0 | 0 | 17.0765 | 0 | 0 | 365.4372 | 17.0765 | 0
5189 | 0 | 0 | 50.98 | 0 | 0 | 0 | 0 | 0 | 21.6996 | 470.77 | 0 | 0 | 0 | 0 | 0 | 365.44 | 31731.83 | 0 | 0 | 1.39 | 0 | 6.89 | 0 | 146.2 | 17.08 | 0 | 0 | 71.2878 | 0 | 0 | 0 | 0 | 0 | 0 | 17.0765 | 0 | 0 | 365.4372 | 17.0765 | 0
5190 | 0 | 0 | 51.16 | 0 | 0 | 0 | 0 | 0 | 25.0929 | 444.73 | 0 | 0 | 0 | 0 | 0 | 365.44 | 31366.4 | 0 | 0 | 0 | 0 | 5.96 | 0 | 128.55 | 17.08 | 0 | 0 | 75.3041 | 0.95311 | 0 | 0 | 0 | 0 | 0 | 17.0765 | 0 | 0 | 365.4372 | 17.0765 | 0
5191 | 0 | 0 | 50.8 | 0 | 0 | 0 | 0 | 0 | 31.436 | 412.13 | 0 | 0 | 0 | 0 | 0 | 365.44 | 31000.96 | 0 | 0 | 0 | 0 | 5.06 | 0 | 111.5 | 17.08 | 0 | 0 | 80.3243 | 1.9062 | 0 | 0 | 0 | 0 | 0 | 17.0765 | 0 | 0 | 365.4372 | 17.0765 | 0
5192 | 7.9 | 385.18 | 50.06 | 0 | 0 | 0 | 0 | 0 | 0 | 412.13 | 0 | 0 | 0 | 353.98 | 0 | 117.65 | 30883.31 | 0 | 0 | 0 | 0 | 4.24 | 0 | 95.88 | 17.08 | 0 | 0 | 85.3446 | 3.8124 | 0 | 0 | 0 | 0 | 0 | 17.0765 | 0 | 0 | 365.4372 | 17.0765 | 0
5193 | 20.7 | 894.32 | 48.92 | 0 | 0 | 0 | 0 | 0 | 0 | 412.13 | 0 | 0 | 0 | 868.86 | 242.76 | 0 | 31126.07 | 0 | 0 | 0 | 0 | 3.69 | 0 | 85.48 | 17.08 | 0 | 0 | 89.3608 | 5.7186 | 0 | 0 | 0 | 0 | 0 | 17.0765 | 0 | 0 | 365.4372 | 17.0765 | 0
5194 | 28.61 | 1154.82 | 47.78 | 0 | 0 | 0 | 0 | 0 | 23.8301 | 387.4 | 0 | 0 | 0 | 1160.87 | 447.17 | 0 | 31573.24 | 0 | 0 | 0 | 0 | 3.27 | 0 | 77.4 | 17.08 | 0 | 0 | 90.3649 | 3.8124 | 0 | 0 | 0 | 0 | 0 | 17.0765 | 0 | 0 | 365.4372 | 17.0765 | 0
5195 | 33.4 | 1296.53 | 46.58 | 0 | 0 | 0 | 0 | 0 | 0 | 387.4 | 0 | 0 | 0 | 1281.32 | 531.49 | 0 | 32104.73 | 0 | 0 | 0 | 0 | 2.92 | 0 | 70.72 | 17.08 | 0 | 0 | 91.3689 | 3.8124 | 0 | 0 | 0 | 0 | 0 | 17.0765 | 0 | 0 | 365.4372 | 17.0765 | 0
5196 | 36.83 | 1391.61 | 45.7 | 0 | 0 | 0 | 0 | 0 | 0 | 387.4 | 0 | 0 | 0 | 1377.96 | 599.13 | 0 | 32703.86 | 0 | 0 | 1.19 | 0 | 3.86 | 0.83 | 68.07 | 17.08 | 0 | 0 | 90.3649 | 3.8124 | 0 | 0 | 0 | 0 | 0 | 17.0765 | 0 | 0 | 365.4372 | 17.0765 | 0
5197 | 38.2 | 1428.27 | 45 | 0 | 0 | 0 | 0 | 0 | 0 | 387.4 | 0 | 0 | 0 | 1377.96 | 599.13 | 0 | 33303 | 0 | 0 | 1.2 | 0 | 4.91 | 38.19 | 102.52 | 17.08 | 0 | 0 | 89.3608 | 4.7655 | 0 | 0 | 0 | 0 | 0 | 17.0765 | 0 | 0 | 365.4372 | 17.0765 | 0
5198 | 37.97 | 1422.1 | 44.72 | 0 | 0 | 0 | 0 | 0 | 0 | 387.4 | 0 | 0 | 0 | 1377.96 | 599.13 | 0 | 33902.13 | 0 | 0 | 1.18 | 0 | 5.97 | 32.53 | 132.26 | 17.08 | 0 | 0 | 88.3568 | 4.7655 | 0 | 0 | 0 | 0 | 0 | 17.0765 | 0 | 0 | 365.4372 | 17.0765 | 0
5199 | 39.83 | 1470.65 | 44.6 | 0 | 0 | 0 | 0 | 70.36 | 0 | 455.23 | 0 | 0 | 0 | 1377.96 | 599.13 | 0 | 34501.26 | 0 | 0 | 1.13 | 0 | 6.98 | 12.51 | 142.86 | 17.08 | 0 | 0 | 88.3568 | 4.7655 | 0 | 0 | 0 | 0 | 0 | 17.0765 | 0 | 0 | 365.4372 | 17.0765 | 0
5200 | 42.33 | 1533.87 | 44.89 | 0 | 0 | 0 | 0 | 110.37 | 0 | 561.63 | 0 | 0 | 0 | 1377.96 | 599.13 | 0 | 35100.4 | 0 | 0 | 1.12 | 0 | 8 | 37.52 | 177.63 | 17.08 | 0 | 0 | 89.3608 | 4.7655 | 0 | 0 | 0 | 0 | 0 | 17.0765 | 0 | 0 | 365.4372 | 17.0765 | 0
5201 | 45.94 | 1620.9 | 45.26 | 0 | 0 | 0 | 0 | 157.14 | 0 | 713.11 | 0 | 0 | 0 | 1377.96 | 599.13 | 0 | 35699.53 | 0 | 0 | 1.13 | 0 | 9.03 | 37.78 | 212.86 | 17.08 | 42.02 | 0 | 90.3649 | 5.7186 | 0 | 0 | 0 | 0 | 0 | 17.0765 | 0 | 0 | 365.4372 | 17.0765 | 0
5202 | 50.77 | 1730.8 | 44.96 | 0 | 0 | 0 | 0 | 157.14 | 0 | 864.59 | 0 | 0 | 0 | 1377.96 | 599.13 | 0 | 36298.66 | 0 | 0 | 1.12 | 0 | 9.94 | 37.55 | 245.46 | 17.08 | 153.72 | 0 | 92.373 | 6.6717 | 0 | 0 | 0 | 0 | 0 | 17.0765 | 0 | 0 | 365.4372 | 17.0765 | 0
5203 | 30.66 | 1216.85 | 44.39 | 0 | 0 | 0 | 0 | 0 | 0 | 864.59 | 0 | 0 | 0 | 1188.71 | 466.66 | 0 | 36765.32 | 0 | 0 | 1.13 | 0 | 10.62 | 0 | 238.06 | 17.08 | 0 | 0 | 95.3851 | 6.6717 | 0 | 0 | 0 | 0 | 0 | 17.0765 | 0 | 0 | 365.4372 | 17.0765 | 0
5204 | 0 | 0 | 43.58 | 0 | 0 | 0 | 0 | 0 | 63.5565 | 798.66 | 0 | 0 | 0 | 0 | 0 | 365.44 | 36399.88 | 0 | 0 | 0 | 0 | 10.15 | 0 | 229.03 | 17.08 | 0 | 0 | 101.4095 | 5.7186 | 0 | 0 | 0 | 0 | 0 | 17.0765 | 0 | 0 | 365.4372 | 17.0765 | 0
5205 | 0 | 0 | 42.62 | 0 | 0 | 0 | 0 | 0 | 64.5591 | 731.7 | 0 | 0 | 0 | 0 | 0 | 365.44 | 36034.44 | 0 | 0 | 0 | 0 | 9.56 | 0 | 217.84 | 17.08 | 0 | 0 | 102.4135 | 4.7655 | 0 | 0 | 0 | 0 | 0 | 17.0765 | 0 | 0 | 365.4372 | 17.0765 | 0
5206 | 0 | 0 | 40.79 | 0 | 0 | 0 | 0 | 0 | 58.4088 | 671.1 | 0 | 0 | 0 | 0 | 0 | 365.44 | 35669.01 | 0 | 0 | 0 | 0 | 8.89 | 0 | 205.14 | 17.08 | 0 | 0 | 95.3851 | 3.8124 | 0 | 0 | 0 | 0 | 0 | 17.0765 | 0 | 0 | 365.4372 | 17.0765 | 0
5207 | 0 | 0 | 38.43 | 0 | 0 | 0 | 0 | 0 | 48.7688 | 620.51 | 0 | 0 | 0 | 0 | 0 | 365.44 | 35303.57 | 0 | 0 | 0 | 0 | 8.16 | 0 | 191.4 | 17.08 | 0 | 0 | 84.3406 | 2.8593 | 0 | 0 | 0 | 0 | 0 | 17.0765 | 0 | 0 | 365.4372 | 17.0765 | 0
5208 | 0 | 0 | 36.58 | 0 | 0 | 0 | 0 | 0 | 41.6352 | 577.32 | 0 | 0 | 0 | 0 | 0 | 365.44 | 34938.13 | 0 | 0 | 0 | 0 | 7.45 | 0 | 177.8 | 17.08 | 0 | 0 | 76.3081 | 1.9062 | 0 | 0 | 0 | 0 | 0 | 17.0765 | 0 | 0 | 365.4372 | 17.0765 | 0
5209 | 0 | 0 | 34.97 | 0 | 0 | 0 | 0 | 0 | 37.2682 | 538.66 | 0 | 0 | 0 | 0 | 0 | 365.44 | 34572.69 | 0 | 0 | 0 | 0 | 6.79 | 0 | 165.36 | 17.08 | 0 | 0 | 71.2878 | 0.95311 | 0 | 0 | 0 | 0 | 0 | 17.0765 | 0 | 0 | 365.4372 | 17.0765 | 0
5210 | 0 | 0 | 33.49 | 0 | 0 | 0 | 0 | 0 | 34.7908 | 502.57 | 0 | 0 | 0 | 0 | 0 | 365.44 | 34207.26 | 0 | 0 | 0 | 0 | 6.06 | 0 | 151.36 | 17.08 | 0 | 0 | 68.2757 | 0 | 0 | 0 | 0 | 0 | 0 | 17.0765 | 0 | 0 | 365.4372 | 17.0765 | 0
5211 | 0 | 0 | 32.15 | 0 | 0 | 0 | 0 | 0 | 35.1185 | 466.14 | 0 | 0 | 0 | 0 | 0 | 365.44 | 33841.82 | 0 | 0 | 0 | 0 | 5.17 | 0 | 134.59 | 17.08 | 0 | 0 | 67.2716 | 0 | 0 | 0 | 0 | 0 | 0 | 17.0765 | 0 | 0 | 365.4372 | 17.0765 | 0
5212 | 0 | 0 | 30.35 | 0 | 0 | 0 | 0 | 0 | 39.3119 | 425.36 | 0 | 0 | 0 | 0 | 0 | 365.44 | 33476.38 | 0 | 0 | 1.39 | 0 | 5.56 | 0 | 116.87 | 17.08 | 0 | 0 | 68.2757 | 0 | 0 | 0 | 0 | 0 | 0 | 17.0765 | 0 | 0 | 365.4372 | 17.0765 | 0
5213 | 0 | 0 | 27.92 | 0 | 0 | 0 | 0 | 0 | 43.3704 | 380.37 | 0 | 0 | 0 | 0 | 0 | 365.44 | 33110.95 | 0 | 0 | 0 | 0 | 4.65 | 0 | 99.65 | 17.08 | 0 | 0 | 71.2878 | 0 | 0 | 0 | 0 | 0 | 0 | 17.0765 | 0 | 0 | 365.4372 | 17.0765 | 0
5214 | 0 | 0 | 26.14 | 0 | 0 | 0 | 0 | 0 | 51.1209 | 327.34 | 0 | 0 | 0 | 0 | 0 | 365.44 | 32745.51 | 0 | 0 | 0 | 0 | 3.72 | 0 | 82 | 17.08 | 0 | 0 | 76.3081 | 0.95311 | 0 | 0 | 0 | 0 | 0 | 17.0765 | 0 | 0 | 365.4372 | 17.0765 | 0
5215 | 0 | 0 | 25.07 | 0 | 0 | 0 | 0 | 0 | 58.1678 | 267 | 0 | 0 | 0 | 0 | 0 | 365.44 | 32380.07 | 0 | 0 | 0 | 0 | 2.83 | 0 | 64.95 | 17.08 | 0 | 0 | 81.3284 | 1.9062 | 0 | 0 | 0 | 0 | 0 | 17.0765 | 0 | 0 | 365.4372 | 17.0765 | 0
5216 | 11.96 | 560.09 | 24.05 | 0 | 0 | 0 | 0 | 0 | 151.483 | 109.86 | 0 | 0 | 0 | 657.42 | 94.76 | 0 | 32474.83 | 0 | 0 | 0 | 0 | 2 | 0 | 49.33 | 17.08 | 0 | 0 | 86.3487 | 3.8124 | 0 | 0 | 0 | 0 | 0 | 17.0765 | 0 | 0 | 365.4372 | 17.0765 | 0
5217 | 22.79 | 966.53 | 23.19 | 0 | 0 | 0 | 0 | 0 | 0 | 109.86 | 0 | 0 | 0 | 917.43 | 276.77 | 0 | 32751.59 | 0 | 0 | 0 | 0 | 1.46 | 0 | 38.93 | 17.08 | 0 | 0 | 89.3608 | 5.7186 | 0 | 0 | 0 | 0 | 0 | 17.0765 | 0 | 0 | 365.4372 | 17.0765 | 0
5218 | 33.23 | 1291.62 | 22.91 | 0 | 0 | 0 | 0 | 0 | 0 | 109.86 | 0 | 0 | 0 | 1252.57 | 511.36 | 0 | 33262.96 | 0 | 0 | 0 | 0 | 1.03 | 0 | 30.85 | 17.08 | 0 | 0 | 91.3689 | 3.8124 | 0 | 0 | 0 | 0 | 0 | 17.0765 | 0 | 0 | 365.4372 | 17.0765 | 0
5219 | 40.36 | 1484.22 | 23.43 | 0 | 0 | 0 | 0 | 33.05 | 0 | 141.73 | 0 | 0 | 0 | 1377.96 | 599.13 | 0 | 33862.09 | 0 | 0 | 1.18 | 0 | 1.8 | 39.62 | 61.82 | 17.08 | 0 | 0 | 92.373 | 3.8124 | 0 | 0 | 0 | 0 | 0 | 17.0765 | 0 | 0 | 365.4372 | 17.0765 | 0
5220 | 42.79 | 1545.28 | 23.73 | 0 | 0 | 0 | 0 | 137.49 | 0 | 274.26 | 0 | 0 | 0 | 1377.96 | 599.13 | 0 | 34461.22 | 0 | 0 | 1.19 | 0 | 2.75 | 0 | 58.38 | 17.08 | 0 | 0 | 91.3689 | 3.8124 | 0 | 0 | 0 | 0 | 0 | 17.0765 | 0 | 0 | 365.4372 | 17.0765 | 0
5221 | 43.42 | 1560.62 | 23.65 | 0 | 0 | 0 | 0 | 113.09 | 0 | 383.28 | 0 | 0 | 0 | 1377.96 | 599.13 | 0 | 35060.36 | 0 | 0 | 1.2 | 0 | 3.8 | 40.31 | 94.86 | 17.08 | 0 | 0 | 90.3649 | 4.7655 | 0 | 0 | 0 | 0 | 0 | 17.0765 | 0 | 0 | 365.4372 | 17.0765 | 0
5222 | 42.68 | 1542.53 | 23.37 | 0 | 0 | 0 | 0 | 135.33 | 0 | 513.73 | 0 | 0 | 0 | 1377.96 | 599.13 | 0 | 35659.49 | 0 | 0 | 1.18 | 0 | 4.85 | 0 | 93.69 | 17.08 | 0 | 0 | 89.3608 | 4.7655 | 0 | 0 | 0 | 0 | 0 | 17.0765 | 0 | 0 | 365.4372 | 17.0765 | 0
5223 | 42.66 | 1541.89 | 23.08 | 0 | 0 | 0 | 0 | 96.4 | 0 | 606.66 | 0 | 0 | 0 | 1377.96 | 599.13 | 0 | 36258.62 | 0 | 0 | 1.13 | 0 | 5.86 | 38.02 | 128.52 | 17.08 | 0 | 0 | 89.3608 | 4.7655 | 0 | 0 | 0 | 0 | 0 | 17.0765 | 0 | 0 | 365.4372 | 17.0765 | 0
5224 | 42.72 | 1543.37 | 21.95 | 0 | 0 | 0 | 0 | 96.31 | 0 | 699.5 | 0 | 0 | 0 | 1377.96 | 599.13 | 0 | 36857.76 | 0 | 0 | 1.12 | 0 | 6.88 | 37.52 | 163.28 | 17.08 | 0 | 0 | 90.3649 | 4.7655 | 0 | 0 | 0 | 0 | 0 | 17.0765 | 0 | 0 | 365.4372 | 17.0765 | 0
5225 | 43 | 1550.32 | 20.93 | 0 | 0 | 0 | 0 | 100.3 | 0 | 796.19 | 0 | 0 | 0 | 1377.96 | 599.13 | 0 | 37456.89 | 0 | 0 | 1.13 | 0 | 7.92 | 37.78 | 198.52 | 17.08 | 0 | 0 | 91.3689 | 5.7186 | 0 | 0 | 0 | 0 | 0 | 17.0765 | 0 | 0 | 365.4372 | 17.0765 | 0
5226 | 47.08 | 1647.6 | 19.67 | 0 | 0 | 0 | 0 | 157.14 | 0 | 947.67 | 0 | 0 | 0 | 1377.96 | 599.13 | 0 | 38056.02 | 0 | 0 | 1.12 | 0 | 8.82 | 37.55 | 231.11 | 17.08 | 40.54 | 0 | 93.377 | 6.6717 | 0 | 0 | 0 | 0 | 0 | 17.0765 | 0 | 0 | 365.4372 | 17.0765 | 0
5227 | 27.12 | 1108.42 | 18.57 | 0 | 0 | 0 | 0 | 0 | 0 | 947.67 | 0 | 0 | 0 | 1051.05 | 370.3 | 0 | 38426.32 | 0 | 0 | 0 | 0 | 8.43 | 0 | 223.72 | 17.08 | 0 | 0 | 96.3892 | 6.6717 | 0 | 0 | 0 | 0 | 0 | 17.0765 | 0 | 0 | 365.4372 | 17.0765 | 0
5228 | 0 | 0 | 17.32 | 0 | 0 | 0 | 0 | 0 | 90.8088 | 853.47 | 0 | 0 | 0 | 0 | 0 | 365.44 | 38060.88 | 0 | 0 | 0 | 0 | 7.96 | 0 | 214.69 | 17.08 | 0 | 0 | 102.4135 | 5.7186 | 0 | 0 | 0 | 0 | 0 | 17.0765 | 0 | 0 | 365.4372 | 17.0765 | 0
5229 | 0 | 0 | 16.73 | 0 | 0 | 0 | 0 | 0 | 91.4547 | 758.6 | 0 | 0 | 0 | 0 | 0 | 365.44 | 37695.45 | 0 | 0 | 0 | 0 | 7.37 | 0 | 203.5 | 17.08 | 0 | 0 | 103.4176 | 4.7655 | 0 | 0 | 0 | 0 | 0 | 17.0765 | 0 | 0 | 365.4372 | 17.0765 | 0
5230 | 0 | 0 | 16.47 | 0 | 0 | 0 | 0 | 0 | 83.7234 | 671.74 | 0 | 0 | 0 | 0 | 0 | 365.44 | 37330.01 | 0 | 0 | 0 | 0 | 6.7 | 0 | 190.8 | 17.08 | 0 | 0 | 96.3892 | 3.8124 | 0 | 0 | 0 | 0 | 0 | 17.0765 | 0 | 0 | 365.4372 | 17.0765 | 0
5231 | 0 | 0 | 16.41 | 0 | 0 | 0 | 0 | 0 | 71.7987 | 597.26 | 0 | 0 | 0 | 0 | 0 | 365.44 | 36964.57 | 0 | 0 | 0 | 0 | 5.98 | 0 | 177.06 | 17.08 | 0 | 0 | 85.3446 | 2.8593 | 0 | 0 | 0 | 0 | 0 | 17.0765 | 0 | 0 | 365.4372 | 17.0765 | 0
5232 | 0 | 0 | 16.27 | 0 | 0 | 0 | 0 | 0 | 64.2892 | 530.57 | 0 | 0 | 0 | 0 | 0 | 365.44 | 36599.13 | 0 | 0 | 1.35 | 0 | 6.54 | 0 | 163.46 | 17.08 | 0 | 0 | 77.3122 | 1.9062 | 0 | 0 | 0 | 0 | 0 | 17.0765 | 0 | 0 | 365.4372 | 17.0765 | 0
5233 | 0 | 0 | 15.71 | 0 | 0 | 0 | 0 | 0 | 57.5315 | 470.89 | 0 | 0 | 0 | 0 | 0 | 365.44 | 36233.7 | 0 | 0 | 0 | 0 | 5.88 | 0 | 151.02 | 17.08 | 0 | 0 | 72.2919 | 0.95311 | 0 | 0 | 0 | 0 | 0 | 17.0765 | 0 | 0 | 365.4372 | 17.0765 | 0
5234 | 0 | 0 | 14.84 | 0 | 0 | 0 | 0 | 0 | 54.4467 | 414.41 | 0 | 0 | 0 | 0 | 0 | 365.44 | 35868.26 | 0 | 0 | 0 | 0 | 5.15 | 0 | 137.02 | 17.08 | 0 | 0 | 69.2797 | 0 | 0 | 0 | 0 | 0 | 0 | 17.0765 | 0 | 0 | 365.4372 | 17.0765 | 0
5235 | 0 | 0 | 13.91 | 0 | 0 | 0 | 0 | 0 | 54.36 | 358.02 | 0 | 0 | 0 | 0 | 0 | 365.44 | 35502.82 | 0 | 0 | 0 | 0 | 4.27 | 0 | 120.25 | 17.08 | 0 | 0 | 68.2757 | 0 | 0 | 0 | 0 | 0 | 0 | 17.0765 | 0 | 0 | 365.4372 | 17.0765 | 0
5236 | 0 | 0 | 12.13 | 0 | 0 | 0 | 0 | 0 | 57.1556 | 298.73 | 0 | 0 | 0 | 0 | 0 | 365.44 | 35137.39 | 0 | 0 | 0 | 0 | 3.33 | 0 | 102.53 | 17.08 | 0 | 0 | 69.2797 | 0 | 0 | 0 | 0 | 0 | 0 | 17.0765 | 0 | 0 | 365.4372 | 17.0765 | 0
5237 | 0 | 0 | 10.36 | 0 | 0 | 0 | 0 | 0 | 61.937 | 234.49 | 0 | 0 | 0 | 0 | 0 | 365.44 | 34771.95 | 0 | 0 | 0 | 0 | 2.43 | 0 | 85.31 | 17.08 | 0 | 0 | 72.2919 | 0 | 0 | 0 | 0 | 0 | 0 | 17.0765 | 0 | 0 | 365.4372 | 17.0765 | 0
5238 | 0 | 0 | 8.92 | 0 | 0 | 0 | 0 | 0 | 69.3405 | 162.55 | 0 | 0 | 0 | 0 | 0 | 365.44 | 34406.51 | 0 | 0 | 0 | 0 | 1.5 | 0 | 67.66 | 17.08 | 0 | 0 | 77.3122 | 0.95311 | 0 | 0 | 0 | 0 | 0 | 17.0765 | 0 | 0 | 365.4372 | 17.0765 | 0
5239 | 0 | 0 | 7.93 | 0 | 0 | 0 | 0 | 0 | 76.3102 | 83.39 | 0 | 0 | 0 | 0 | 0 | 365.44 | 34041.07 | 0 | 0 | 0 | 0 | 0.6 | 0 | 50.61 | 17.08 | 0 | 0 | 82.3324 | 1.9062 | 0 | 0 | 0 | 0 | 0 | 17.0765 | 0 | 0 | 365.4372 | 17.0765 | 0
5240 | 12.08 | 565.11 | 7.19 | 0 | 0 | 0 | 0 | 0 | 0 | 83.39 | 0 | 0 | 0 | 492.96 | 0 | 20.37 | 34020.71 | 0 | 0 | 1.26 | 0 | 0.97 | 0 | 34.99 | 17.08 | 0 | 0 | 86.3487 | 3.8124 | 0 | 0 | 0 | 0 | 0 | 17.0765 | 0 | 0 | 365.4372 | 17.0765 | 0
5241 | 28.82 | 1161.38 | 6.63 | 0 | 0 | 0 | 0 | 0 | 79.9831 | 0.43 | 0 | 0 | 0 | 1180.73 | 461.08 | 0 | 34481.78 | 0 | 0 | 0 | 0 | 0.43 | 0 | 24.59 | 17.08 | 0 | 0 | 90.3649 | 5.7186 | 0 | 0 | 0 | 0 | 0 | 17.0765 | 0 | 0 | 365.4372 | 17.0765 | 0
5242 | 35.38 | 1352.07 | 7.44 | 0 | 0 | 0 | 0 | 0 | 0.41452 | 0 | 0 | 0 | 0 | 1299.11 | 543.94 | 0 | 35025.72 | 0 | 0 | 0 | 0 | 0 | 0 | 16.51 | 17.08 | 0 | 0 | 92.373 | 3.8124 | 0 | 0 | 0 | 0 | 0 | 17.0765 | 0 | 0 | 365.4372 | 17.0765 | 0
5243 | 41.36 | 1509.53 | 9.11 | 0 | 0 | 0 | 0 | 0.8 | 0 | 0.77 | 0 | 0 | 0 | 1377.96 | 599.13 | 0 | 35624.85 | 0 | 0 | 1.18 | 0 | 0.77 | 39.62 | 47.48 | 17.08 | 44.24 | 0 | 92.373 | 3.8124 | 0 | 0 | 0 | 0 | 0 | 17.0765 | 0 | 0 | 365.4372 | 17.0765 | 0
5244 | 45.02 | 1599.32 | 11.25 | 0 | 0 | 0 | 0 | 60.98 | 0 | 59.56 | 0 | 0 | 0 | 1377.96 | 599.13 | 0 | 36223.99 | 0 | 0 | 1.19 | 0 | 1.72 | 39.7 | 81.75 | 17.08 | 80.59 | 0 | 91.3689 | 3.8124 | 0 | 0 | 0 | 0 | 0 | 17.0765 | 0 | 0 | 365.4372 | 17.0765 | 0
5245 | 47.85 | 1665.32 | 14.04 | 0 | 0 | 0 | 0 | 157.14 | 0 | 211.04 | 0 | 0 | 0 | 1377.96 | 599.13 | 0 | 36823.12 | 0 | 0 | 1.2 | 0 | 2.76 | 40.31 | 118.23 | 17.08 | 55.47 | 0 | 90.3649 | 4.7655 | 0 | 0 | 0 | 0 | 0 | 17.0765 | 0 | 0 | 365.4372 | 17.0765 | 0
5246 | 50.29 | 1720.19 | 17.93 | 0 | 0 | 0 | 0 | 157.14 | 0 | 362.52 | 0 | 0 | 0 | 1377.96 | 599.13 | 0 | 37422.25 | 0 | 0 | 1.18 | 0 | 3.82 | 39.49 | 154.58 | 17.08 | 118.53 | 0 | 89.3608 | 4.7655 | 0 | 0 | 0 | 0 | 0 | 17.0765 | 0 | 0 | 365.4372 | 17.0765 | 0
5247 | 48.33 | 1676.17 | 22.53 | 0 | 0 | 0 | 0 | 157.14 | 0 | 514 | 0 | 0 | 0 | 1377.96 | 599.13 | 0 | 38021.39 | 0 | 0 | 1.13 | 0 | 4.83 | 38.02 | 189.41 | 17.08 | 78.66 | 0 | 89.3608 | 4.7655 | 0 | 0 | 0 | 0 | 0 | 17.0765 | 0 | 0 | 365.4372 | 17.0765 | 0
5248 | 46.22 | 1627.64 | 27.49 | 0 | 0 | 0 | 0 | 157.14 | 0 | 665.48 | 0 | 0 | 0 | 1377.96 | 599.13 | 0 | 38620.52 | 0 | 0 | 1.12 | 0 | 5.85 | 37.52 | 224.17 | 17.08 | 33.49 | 0 | 89.3608 | 4.7655 | 0 | 0 | 0 | 0 | 0 | 17.0765 | 0 | 0 | 365.4372 | 17.0765 | 0
5249 | 43.93 | 1572.95 | 32.67 | 0 | 0 | 0 | 0 | 135.59 | 0 | 796.19 | 0 | 0 | 0 | 1377.96 | 599.13 | 0 | 39219.65 | 0 | 0 | 1.13 | 0 | 6.89 | 37.78 | 259.41 | 17.08 | 0 | 0 | 91.3689 | 5.7186 | 0 | 0 | 0 | 0 | 0 | 17.0765 | 0 | 0 | 365.4372 | 17.0765 | 0
5250 | 48.3 | 1675.5 | 36.51 | 0 | 0 | 0 | 0 | 157.14 | 0 | 947.67 | 0 | 0 | 0 | 1377.96 | 599.13 | 0 | 39818.78 | 0 | 0 | 1.12 | 0 | 7.79 | 37.55 | 292 | 17.08 | 87.49 | 0 | 92.373 | 6.6717 | 0 | 0 | 0 | 0 | 0 | 17.0765 | 0 | 0 | 365.4372 | 17.0765 | 0
5251 | 28.55 | 1153.06 | 38.88 | 0 | 0 | 0 | 0 | 0 | 0 | 947.67 | 0 | 0 | 0 | 1116.3 | 415.97 | 0 | 40234.76 | 0 | 0 | 1.13 | 0 | 8.48 | 0 | 284.61 | 17.08 | 0 | 0 | 96.3892 | 6.6717 | 0 | 0 | 0 | 0 | 0 | 17.0765 | 0 | 0 | 365.4372 | 17.0765 | 0
5252 | 0 | 0 | 40.53 | 0 | 0 | 0 | 0 | 0 | 74.5172 | 870.37 | 0 | 0 | 0 | 0 | 0 | 365.44 | 39869.32 | 0 | 0 | 0 | 0 | 8 | 6.91 | 282.15 | 17.08 | 0 | 0 | 102.4135 | 5.7186 | 0 | 0 | 0 | 0 | 0 | 17.0765 | 0 | 0 | 365.4372 | 17.0765 | 0
5253 | 0 | 0 | 42.28 | 0 | 0 | 0 | 0 | 0 | 64.9061 | 803.05 | 0 | 0 | 0 | 0 | 0 | 365.44 | 39503.88 | 0 | 0 | 0 | 0 | 7.41 | 0 | 270.96 | 17.08 | 0 | 0 | 102.4135 | 4.7655 | 0 | 0 | 0 | 0 | 0 | 17.0765 | 0 | 0 | 365.4372 | 17.0765 | 0
5254 | 0 | 0 | 44.24 | 0 | 0 | 0 | 0 | 0 | 56.2301 | 744.72 | 0 | 0 | 0 | 0 | 0 | 365.44 | 39138.45 | 0 | 0 | 1.27 | 0 | 7.95 | 0 | 258.25 | 17.08 | 0 | 0 | 95.3851 | 3.8124 | 0 | 0 | 0 | 0 | 0 | 17.0765 | 0 | 0 | 365.4372 | 17.0765 | 0
5255 | 0 | 0 | 46.3 | 0 | 0 | 0 | 0 | 0 | 42.1943 | 700.95 | 0 | 0 | 0 | 0 | 0 | 365.44 | 38773.01 | 0 | 0 | 1.29 | 0 | 8.46 | 0 | 244.51 | 17.08 | 0 | 0 | 84.3406 | 2.8593 | 0 | 0 | 0 | 0 | 0 | 17.0765 | 0 | 0 | 365.4372 | 17.0765 | 0
5256 | 0 | 0 | 47.64 | 0 | 0 | 0 | 0 | 0 | 31.918 | 667.84 | 0 | 0 | 0 | 0 | 0 | 365.44 | 38407.57 | 0 | 0 | 1.35 | 0 | 9.02 | 0 | 230.91 | 17.08 | 0 | 0 | 76.3081 | 1.9062 | 0 | 0 | 0 | 0 | 0 | 17.0765 | 0 | 0 | 365.4372 | 17.0765 | 0
5257 | 0 | 0 | 48.44 | 0 | 0 | 0 | 0 | 0 | 24.1 | 642.84 | 0 | 0 | 0 | 0 | 0 | 365.44 | 38042.13 | 0 | 0 | 0.3 | 0 | 8.65 | 0 | 218.47 | 17.08 | 0 | 0 | 71.2878 | 0.95311 | 0 | 0 | 0 | 0 | 0 | 17.0765 | 0 | 0 | 365.4372 | 17.0765 | 0
5258 | 0 | 0 | 49.1 | 0 | 0 | 0 | 0 | 0 | 110.1948 | 528.53 | 0 | 0 | 0 | 89.64 | 0 | 302.69 | 37739.45 | 0 | 0 | 1.38 | 0 | 9.23 | 0 | 204.48 | 17.08 | 0 | 0 | 68.2757 | 0 | 0 | 0 | 0 | 0 | 0 | 17.0765 | 0 | 0 | 365.4372 | 17.0765 | 0
5259 | 0 | 0 | 49.91 | 0 | 0 | 0 | 0 | 0 | 17.7376 | 510.13 | 0 | 0 | 0 | 0 | 0 | 365.44 | 37374.01 | 0 | 0 | 1.38 | 0 | 9.65 | 0 | 187.7 | 17.08 | 0 | 0 | 66.2676 | 0 | 0 | 0 | 0 | 0 | 0 | 17.0765 | 0 | 0 | 365.4372 | 17.0765 | 0
5260 | 0 | 0 | 50.62 | 0 | 0 | 0 | 0 | 0 | 17.6605 | 491.82 | 0 | 0 | 0 | 0 | 0 | 365.44 | 37008.57 | 0 | 0 | 0 | 0 | 8.72 | 0 | 169.99 | 17.08 | 0 | 0 | 68.2757 | 0 | 0 | 0 | 0 | 0 | 0 | 17.0765 | 0 | 0 | 365.4372 | 17.0765 | 0
5261 | 0 | 0 | 50.85 | 0 | 0 | 0 | 0 | 0 | 20.4368 | 470.61 | 0 | 0 | 0 | 0 | 0 | 365.44 | 36643.13 | 0 | 0 | 0 | 0 | 7.82 | 0 | 152.77 | 17.08 | 0 | 0 | 71.2878 | 0 | 0 | 0 | 0 | 0 | 0 | 17.0765 | 0 | 0 | 365.4372 | 17.0765 | 0
5262 | 0 | 0 | 50.55 | 0 | 0 | 0 | 0 | 0 | 27.0595 | 442.55 | 0 | 0 | 0 | 0 | 0 | 365.44 | 36277.7 | 0 | 0 | 1.35 | 0 | 8.17 | 0 | 135.12 | 17.08 | 0 | 0 | 75.3041 | 0.95311 | 0 | 0 | 0 | 0 | 0 | 17.0765 | 0 | 0 | 365.4372 | 17.0765 | 0
5263 | 0 | 0 | 49.68 | 0 | 0 | 0 | 0 | 0 | 32.5543 | 408.78 | 0 | 0 | 0 | 0 | 0 | 365.44 | 35912.26 | 0 | 0 | 0 | 0 | 7.27 | 0 | 118.07 | 17.08 | 0 | 0 | 80.3243 | 1.9062 | 0 | 0 | 0 | 0 | 0 | 17.0765 | 0 | 0 | 365.4372 | 17.0765 | 0
5264 | 11.79 | 553.22 | 48.31 | 0 | 0 | 0 | 0 | 0 | 0 | 408.78 | 0 | 0 | 0 | 524.16 | 1.48 | 0 | 35913.74 | 0 | 0 | 0 | 0 | 6.45 | 0 | 102.45 | 17.08 | 0 | 0 | 85.3446 | 3.8124 | 0 | 0 | 0 | 0 | 0 | 17.0765 | 0 | 0 | 365.4372 | 17.0765 | 0
5265 | 23.06 | 975.82 | 46.75 | 0 | 0 | 0 | 0 | 0 | 0 | 408.78 | 0 | 0 | 0 | 951.55 | 300.65 | 0 | 36214.39 | 0 | 0 | 0 | 0 | 5.9 | 0 | 92.04 | 17.08 | 0 | 0 | 88.3568 | 5.7186 | 0 | 0 | 0 | 0 | 0 | 17.0765 | 0 | 0 | 365.4372 | 17.0765 | 0
5266 | 29.75 | 1189.61 | 46 | 0 | 0 | 0 | 0 | 0 | 0 | 408.78 | 0 | 0 | 0 | 1171.18 | 454.39 | 0 | 36668.77 | 0 | 0 | 0 | 0 | 5.48 | 0 | 83.97 | 17.08 | 0 | 0 | 90.3649 | 3.8124 | 0 | 0 | 0 | 0 | 0 | 17.0765 | 0 | 0 | 365.4372 | 17.0765 | 0
5267 | 33.36 | 1295.37 | 46.86 | 0 | 0 | 0 | 0 | 0 | 96.5542 | 308.62 | 0 | 0 | 0 | 1377.96 | 599.13 | 0 | 37267.91 | 0 | 0 | 0 | 0 | 5.13 | 0 | 77.29 | 17.08 | 0 | 0 | 90.3649 | 3.8124 | 0 | 0 | 0 | 0 | 0 | 17.0765 | 0 | 0 | 365.4372 | 17.0765 | 0
5268 | 38.24 | 1429.11 | 48.58 | 0 | 0 | 0 | 0 | 2.9 | 0 | 311.41 | 0 | 0 | 0 | 1377.96 | 599.13 | 0 | 37867.04 | 0 | 0 | 1.19 | 0 | 6.07 | 39.7 | 111.56 | 17.08 | 0 | 0 | 90.3649 | 3.8124 | 0 | 0 | 0 | 0 | 0 | 17.0765 | 0 | 0 | 365.4372 | 17.0765 | 0
5269 | 41.06 | 1501.97 | 50.22 | 0 | 0 | 0 | 0 | 80.65 | 0 | 389.16 | 0 | 0 | 0 | 1377.96 | 599.13 | 0 | 38466.17 | 0 | 0 | 1.2 | 0 | 7.12 | 40.31 | 148.04 | 17.08 | 0 | 0 | 88.3568 | 4.7655 | 0 | 0 | 0 | 0 | 0 | 17.0765 | 0 | 0 | 365.4372 | 17.0765 | 0
5270 | 42.47 | 1537.17 | 51.44 | 0 | 0 | 0 | 0 | 119.33 | 0 | 504.19 | 0 | 0 | 0 | 1377.96 | 599.13 | 0 | 39065.31 | 0 | 0 | 1.18 | 0 | 8.18 | 39.49 | 184.39 | 17.08 | 0 | 0 | 88.3568 | 4.7655 | 0 | 0 | 0 | 0 | 0 | 17.0765 | 0 | 0 | 365.4372 | 17.0765 | 0
5271 | 38.84 | 1444.86 | 52.49 | 0 | 0 | 0 | 0 | 26.96 | 0 | 530.18 | 0 | 0 | 0 | 1377.96 | 599.13 | 0 | 39664.44 | 0 | 0 | 1.13 | 0 | 9.19 | 38.02 | 219.22 | 17.08 | 0 | 0 | 87.3527 | 4.7655 | 0 | 0 | 0 | 0 | 0 | 17.0765 | 0 | 0 | 365.4372 | 17.0765 | 0
5272 | 34.24 | 1320.35 | 53 | 0 | 0 | 0 | 0 | 0 | 0 | 530.18 | 0 | 0 | 0 | 1314.47 | 554.69 | 0 | 40219.13 | 0 | 0 | 0 | 0 | 9.14 | 0 | 218.34 | 17.08 | 0 | 0 | 88.3568 | 4.7655 | 0 | 0 | 0 | 0 | 0 | 17.0765 | 0 | 0 | 365.4372 | 17.0765 | 0
5273 | 28.71 | 1157.82 | 53.17 | 0 | 0 | 0 | 0 | 0 | 0 | 530.18 | 0 | 0 | 0 | 1143.49 | 435.01 | 0 | 40654.14 | 0 | 0 | 1.13 | 0 | 10.18 | 0 | 217.68 | 17.08 | 0 | 0 | 89.3608 | 5.7186 | 0 | 0 | 0 | 0 | 0 | 17.0765 | 0 | 0 | 365.4372 | 17.0765 | 0
5274 | 30.09 | 1199.8 | 53.16 | 0 | 0 | 0 | 0 | 0 | 0 | 530.18 | 0 | 0 | 0 | 1185.01 | 464.07 | 0 | 41118.21 | 0 | 0 | 0 | 0 | 10.02 | 0 | 214.6 | 17.08 | 0 | 0 | 91.3689 | 6.6717 | 0 | 0 | 0 | 0 | 0 | 17.0765 | 0 | 0 | 365.4372 | 17.0765 | 0
5275 | 13.66 | 629.35 | 52.99 | 0 | 0 | 0 | 0 | 0 | 0 | 530.18 | 0 | 0 | 0 | 594.94 | 51.02 | 0 | 41169.23 | 0 | 0 | 0 | 0 | 9.63 | 0 | 207.21 | 17.08 | 0 | 0 | 94.3811 | 6.6717 | 0 | 0 | 0 | 0 | 0 | 17.0765 | 0 | 0 | 365.4372 | 17.0765 | 0
5276 | 0 | 0 | 52.84 | 0 | 0 | 0 | 0 | 0 | 53.2803 | 474.91 | 0 | 0 | 0 | 0 | 0 | 365.44 | 40803.8 | 0 | 0 | 0 | 0 | 9.15 | 0 | 198.18 | 17.08 | 0 | 0 | 100.4054 | 5.7186 | 0 | 0 | 0 | 0 | 0 | 17.0765 | 0 | 0 | 365.4372 | 17.0765 | 0
5277 | 0 | 0 | 52.55 | 0 | 0 | 0 | 0 | 0 | 53.6273 | 419.28 | 0 | 0 | 0 | 0 | 0 | 365.44 | 40438.36 | 0 | 0 | 0 | 0 | 8.56 | 0 | 186.99 | 17.08 | 0 | 0 | 101.4095 | 4.7655 | 0 | 0 | 0 | 0 | 0 | 17.0765 | 0 | 0 | 365.4372 | 17.0765 | 0
5278 | 0 | 0 | 52.4 | 0 | 0 | 0 | 0 | 0 | 45.79 | 371.78 | 0 | 0 | 0 | 0 | 0 | 365.44 | 40072.92 | 0 | 0 | 0 | 0 | 7.89 | 0 | 174.28 | 17.08 | 0 | 0 | 94.3811 | 3.8124 | 0 | 0 | 0 | 0 | 0 | 17.0765 | 0 | 0 | 365.4372 | 17.0765 | 0
5279 | 0 | 0 | 52.32 | 0 | 0 | 0 | 0 | 0 | 33.875 | 336.64 | 0 | 0 | 0 | 0 | 0 | 365.44 | 39707.48 | 0 | 0 | 0 | 0 | 7.17 | 0 | 160.54 | 17.08 | 0 | 0 | 83.3365 | 2.8593 | 0 | 0 | 0 | 0 | 0 | 17.0765 | 0 | 0 | 365.4372 | 17.0765 | 0
5280 | 0 | 0 | 52.19 | 0 | 0 | 0 | 0 | 0 | 26.3654 | 309.29 | 0 | 0 | 0 | 0 | 0 | 365.44 | 39342.05 | 0 | 0 | 1.35 | 0 | 7.73 | 0 | 146.95 | 17.08 | 0 | 0 | 75.3041 | 1.9062 | 0 | 0 | 0 | 0 | 0 | 17.0765 | 0 | 0 | 365.4372 | 17.0765 | 0
5281 | 0 | 0 | 52.1 | 0 | 0 | 0 | 0 | 0 | 19.1354 | 289.44 | 0 | 0 | 0 | 0 | 0 | 365.44 | 38976.61 | 0 | 0 | 0 | 0 | 7.08 | 0 | 134.51 | 17.08 | 0 | 0 | 70.2838 | 0.95311 | 0 | 0 | 0 | 0 | 0 | 17.0765 | 0 | 0 | 365.4372 | 17.0765 | 0
5282 | 0 | 0 | 52.03 | 0 | 0 | 0 | 0 | 0 | 15.2408 | 273.63 | 0 | 0 | 0 | 0 | 0 | 365.44 | 38611.17 | 0 | 0 | 0 | 0 | 6.34 | 0 | 120.51 | 17.08 | 0 | 0 | 67.2716 | 0 | 0 | 0 | 0 | 0 | 0 | 17.0765 | 0 | 0 | 365.4372 | 17.0765 | 0
5283 | 0 | 0 | 52.15 | 0 | 0 | 0 | 0 | 0 | 13.1104 | 260.02 | 0 | 0 | 0 | 0 | 0 | 365.44 | 38245.74 | 0 | 0 | 0 | 0 | 5.46 | 0 | 103.73 | 17.08 | 0 | 0 | 65.2635 | 0 | 0 | 0 | 0 | 0 | 0 | 17.0765 | 0 | 0 | 365.4372 | 17.0765 | 0
5284 | 0 | 0 | 52.05 | 0 | 0 | 0 | 0 | 0 | 15.2216 | 244.23 | 0 | 0 | 0 | 0 | 0 | 365.44 | 37880.3 | 0 | 0 | 0 | 0 | 4.53 | 0 | 86.02 | 17.08 | 0 | 0 | 67.2716 | 0 | 0 | 0 | 0 | 0 | 0 | 17.0765 | 0 | 0 | 365.4372 | 17.0765 | 0
5285 | 0 | 0 | 51.74 | 0 | 0 | 0 | 0 | 0 | 18.5474 | 224.99 | 0 | 0 | 0 | 0 | 0 | 365.44 | 37514.86 | 0 | 0 | 0 | 0 | 3.62 | 0 | 68.8 | 17.08 | 0 | 0 | 70.2838 | 0 | 0 | 0 | 0 | 0 | 0 | 17.0765 | 0 | 0 | 365.4372 | 17.0765 | 0
5286 | 0 | 0 | 51.23 | 0 | 0 | 0 | 0 | 0 | 151.483 | 67.85 | 0 | 0 | 0 | 127.46 | 0 | 276.21 | 37238.65 | 0 | 0 | 0 | 0 | 2.69 | 0 | 51.15 | 17.08 | 0 | 0 | 74.3 | 0.95311 | 0 | 0 | 0 | 0 | 0 | 17.0765 | 0 | 0 | 365.4372 | 17.0765 | 0
5287 | 0 | 0 | 50.69 | 0 | 0 | 0 | 0 | 0 | 31.5421 | 35.13 | 0 | 0 | 0 | 0 | 0 | 365.44 | 36873.21 | 0 | 0 | 0 | 0 | 1.79 | 0 | 34.1 | 17.08 | 0 | 0 | 80.3243 | 1.9062 | 0 | 0 | 0 | 0 | 0 | 17.0765 | 0 | 0 | 365.4372 | 17.0765 | 0
5288 | 12.5 | 582.36 | 50.18 | 0 | 0 | 0 | 0 | 0 | 0 | 35.13 | 0 | 0 | 0 | 556.88 | 24.38 | 0 | 36897.59 | 0 | 0 | 0 | 0 | 0.97 | 0 | 18.48 | 17.08 | 0 | 0 | 84.3406 | 3.8124 | 0 | 0 | 0 | 0 | 0 | 17.0765 | 0 | 0 | 365.4372 | 17.0765 | 0
5289 | 25.7 | 1062.97 | 49.65 | 0 | 0 | 0 | 0 | 0 | 0 | 35.13 | 0 | 0 | 0 | 1044.24 | 365.53 | 0 | 37263.12 | 0 | 0 | 0 | 0 | 0.43 | 0 | 8.08 | 17.08 | 0 | 0 | 88.3568 | 5.7186 | 0 | 0 | 0 | 0 | 0 | 17.0765 | 0 | 0 | 365.4372 | 17.0765 | 0
5290 | 35.41 | 1352.76 | 49.1 | 0 | 0 | 0 | 0 | 0 | 33.8653 | 0 | 0 | 0 | 0 | 1377.96 | 599.13 | 0 | 37862.26 | 0 | 0 | 0 | 0 | 0 | 0 | 0 | 17.08 | 0 | 0 | 89.3608 | 3.8124 | 0 | 0 | 0 | 0 | 0 | 17.0765 | 0 | 0 | 365.4372 | 17.0765 | 0
5291 | 42.19 | 1530.38 | 48.48 | 0 | 0 | 0 | 0 | 108.11 | 0 | 104.21 | 0 | 0 | 0 | 1377.96 | 599.13 | 0 | 38461.39 | 0 | 0 | 1.18 | 0 | 0.77 | 39.62 | 30.96 | 17.08 | 0 | 0 | 90.3649 | 3.8124 | 0 | 0 | 0 | 0 | 0 | 17.0765 | 0 | 0 | 365.4372 | 17.0765 | 0
5292 | 46.34 | 1630.26 | 48.06 | 0 | 0 | 0 | 0 | 157.14 | 0 | 255.69 | 0 | 0 | 0 | 1377.96 | 599.13 | 0 | 39060.52 | 0 | 0 | 1.19 | 0 | 1.72 | 39.7 | 65.24 | 17.08 | 55.5 | 0 | 89.3608 | 3.8124 | 0 | 0 | 0 | 0 | 0 | 17.0765 | 0 | 0 | 365.4372 | 17.0765 | 0
5293 | 49.14 | 1694.43 | 48.02 | 0 | 0 | 0 | 0 | 157.14 | 0 | 407.18 | 0 | 0 | 0 | 1377.96 | 599.13 | 0 | 39659.66 | 0 | 0 | 1.2 | 0 | 2.76 | 40.31 | 101.72 | 17.08 | 121.85 | 0 | 88.3568 | 4.7655 | 0 | 0 | 0 | 0 | 0 | 17.0765 | 0 | 0 | 365.4372 | 17.0765 | 0
5294 | 51.14 | 1738.86 | 48.35 | 0 | 0 | 0 | 0 | 135.11 | 0 | 537.42 | 0 | 0 | 0 | 1377.96 | 599.13 | 0 | 40258.79 | 0 | 0 | 1.18 | 0 | 3.82 | 39.49 | 138.06 | 17.08 | 192.5 | 0 | 87.3527 | 4.7655 | 0 | 0 | 0 | 0 | 0 | 17.0765 | 0 | 0 | 365.4372 | 17.0765 | 0
5295 | 47.61 | 1659.84 | 48.58 | 0 | 0 | 0 | 0 | 157.14 | 0 | 688.9 | 0 | 0 | 0 | 1377.96 | 599.13 | 0 | 40857.92 | 0 | 0 | 1.13 | 0 | 4.83 | 38.02 | 172.9 | 17.08 | 89.67 | 0 | 87.3527 | 4.7655 | 0 | 0 | 0 | 0 | 0 | 17.0765 | 0 | 0 | 365.4372 | 17.0765 | 0
5296 | 43.54 | 1563.54 | 49.73 | 0 | 0 | 0 | 0 | 147.09 | 0 | 830.69 | 0 | 0 | 0 | 1377.96 | 599.13 | 0 | 41457.05 | 0 | 0 | 1.12 | 0 | 5.85 | 37.52 | 207.66 | 17.08 | 0 | 0 | 88.3568 | 4.7655 | 0 | 0 | 0 | 0 | 0 | 17.0765 | 0 | 0 | 365.4372 | 17.0765 | 0
5297 | 38.64 | 1439.74 | 51.26 | 0 | 0 | 0 | 0 | 17.7 | 0 | 847.75 | 0 | 0 | 0 | 1377.96 | 599.13 | 0 | 42056.19 | 0 | 0 | 1.13 | 0 | 6.89 | 37.78 | 242.89 | 17.08 | 0 | 0 | 89.3608 | 5.7186 | 0 | 0 | 0 | 0 | 0 | 17.0765 | 0 | 0 | 365.4372 | 17.0765 | 0
5298 | 41.89 | 1522.95 | 52.47 | 0 | 0 | 0 | 0 | 103.65 | 0 | 947.67 | 0 | 0 | 0 | 1377.96 | 599.13 | 0 | 42655.32 | 0 | 0 | 1.12 | 0 | 7.79 | 37.55 | 275.49 | 17.08 | 0 | 0 | 90.3649 | 6.6717 | 0 | 0 | 0 | 0 | 0 | 17.0765 | 0 | 0 | 365.4372 | 17.0765 | 0
5299 | 22.38 | 952.59 | 53.2 | 0 | 0 | 0 | 0 | 0 | 0 | 947.67 | 0 | 0 | 0 | 925.99 | 282.76 | 0 | 42938.08 | 0 | 0 | 1.13 | 0 | 8.48 | 0 | 268.09 | 17.08 | 0 | 0 | 94.3811 | 6.6717 | 0 | 0 | 0 | 0 | 0 | 17.0765 | 0 | 0 | 365.4372 | 17.0765 | 0
5300 | 0 | 0 | 53.67 | 0 | 0 | 0 | 0 | 0 | 53.608 | 892.06 | 0 | 0 | 0 | 0 | 0 | 365.44 | 42572.64 | 0 | 0 | 1.15 | 0 | 9.1 | 0 | 259.07 | 17.08 | 0 | 0 | 100.4054 | 5.7186 | 0 | 0 | 0 | 0 | 0 | 17.0765 | 0 | 0 | 365.4372 | 17.0765 | 0
5301 | 0 | 0 | 54.05 | 0 | 0 | 0 | 0 | 0 | 53.3574 | 836.71 | 0 | 0 | 0 | 0 | 0 | 365.44 | 42207.2 | 0 | 0 | 1.24 | 0 | 9.68 | 0 | 247.87 | 17.08 | 0 | 0 | 101.4095 | 4.7655 | 0 | 0 | 0 | 0 | 0 | 17.0765 | 0 | 0 | 365.4372 | 17.0765 | 0
5302 | 0 | 0 | 54.04 | 0 | 0 | 0 | 0 | 0 | 44.1994 | 790.86 | 0 | 0 | 0 | 0 | 0 | 365.44 | 41841.77 | 0 | 0 | 0.05 | 0 | 9.06 | 0 | 235.17 | 17.08 | 0 | 0 | 94.3811 | 3.8124 | 0 | 0 | 0 | 0 | 0 | 17.0765 | 0 | 0 | 365.4372 | 17.0765 | 0
5303 | 0 | 0 | 53.86 | 0 | 0 | 0 | 0 | 0 | 33.634 | 755.97 | 0 | 0 | 0 | 0 | 0 | 365.44 | 41476.33 | 0 | 0 | 1.29 | 0 | 9.56 | 0 | 221.43 | 17.08 | 0 | 0 | 83.3365 | 2.8593 | 0 | 0 | 0 | 0 | 0 | 17.0765 | 0 | 0 | 365.4372 | 17.0765 | 0
5304 | 0 | 0 | 53.66 | 0 | 0 | 0 | 0 | 0 | 132.068 | 618.97 | 0 | 0 | 0 | 108.52 | 0 | 289.47 | 41186.86 | 0 | 0 | 0 | 0 | 8.85 | 0 | 207.83 | 17.08 | 0 | 0 | 75.3041 | 1.9062 | 0 | 0 | 0 | 0 | 0 | 17.0765 | 0 | 0 | 365.4372 | 17.0765 | 0
5305 | 0 | 0 | 53.44 | 0 | 0 | 0 | 0 | 0 | 151.483 | 461.83 | 0 | 0 | 0 | 132.32 | 0 | 272.82 | 40914.04 | 0 | 0 | 1.37 | 0 | 9.5 | 0 | 195.39 | 17.08 | 0 | 0 | 70.2838 | 0.95311 | 0 | 0 | 0 | 0 | 0 | 17.0765 | 0 | 0 | 365.4372 | 17.0765 | 0
5306 | 0 | 0 | 53.18 | 0 | 0 | 0 | 0 | 0 | 15.4722 | 445.78 | 0 | 0 | 0 | 0 | 0 | 365.44 | 40548.6 | 0 | 0 | 1.38 | 0 | 10.07 | 0 | 181.39 | 17.08 | 0 | 0 | 67.2716 | 0 | 0 | 0 | 0 | 0 | 0 | 17.0765 | 0 | 0 | 365.4372 | 17.0765 | 0
5307 | 0 | 0 | 52.81 | 0 | 0 | 0 | 0 | 0 | 13.4574 | 431.82 | 0 | 0 | 0 | 0 | 0 | 365.44 | 40183.16 | 0 | 0 | 0 | 0 | 9.19 | 0 | 164.62 | 17.08 | 0 | 0 | 66.2676 | 0 | 0 | 0 | 0 | 0 | 0 | 17.0765 | 0 | 0 | 365.4372 | 17.0765 | 0
5308 | 0 | 0 | 52.42 | 0 | 0 | 0 | 0 | 0 | 14.2383 | 417.05 | 0 | 0 | 0 | 0 | 0 | 365.44 | 39817.73 | 0 | 0 | 1.39 | 0 | 9.57 | 0 | 146.9 | 17.08 | 0 | 0 | 65.2635 | 0 | 0 | 0 | 0 | 0 | 0 | 17.0765 | 0 | 0 | 365.4372 | 17.0765 | 0
5309 | 0 | 0 | 51.75 | 0 | 0 | 0 | 0 | 0 | 16.523 | 399.91 | 0 | 0 | 0 | 0 | 0 | 365.44 | 39452.29 | 0 | 0 | 0 | 0 | 8.67 | 0 | 129.68 | 17.08 | 0 | 0 | 68.2757 | 0 | 0 | 0 | 0 | 0 | 0 | 17.0765 | 0 | 0 | 365.4372 | 17.0765 | 0
5310 | 0 | 0 | 50.8 | 0 | 0 | 0 | 0 | 0 | 24.8037 | 374.18 | 0 | 0 | 0 | 0 | 0 | 365.44 | 39086.85 | 0 | 0 | 1.35 | 0 | 9.02 | 0 | 112.03 | 17.08 | 0 | 0 | 73.296 | 0.95311 | 0 | 0 | 0 | 0 | 0 | 17.0765 | 0 | 0 | 365.4372 | 17.0765 | 0
5311 | 0 | 0 | 49.52 | 0 | 0 | 0 | 0 | 0 | 30.7034 | 342.33 | 0 | 0 | 0 | 0 | 0 | 365.44 | 38721.42 | 0 | 0 | 0 | 0 | 8.12 | 0 | 94.98 | 17.08 | 0 | 0 | 78.3162 | 1.9062 | 0 | 0 | 0 | 0 | 0 | 17.0765 | 0 | 0 | 365.4372 | 17.0765 | 0
5312 | 12.68 | 589.83 | 47.99 | 0 | 0 | 0 | 0 | 0 | 151.483 | 185.19 | 0 | 0 | 0 | 713.57 | 134.06 | 0 | 38855.48 | 0 | 0 | 1.26 | 0 | 8.5 | 0 | 79.36 | 17.08 | 0 | 0 | 83.3365 | 3.8124 | 0 | 0 | 0 | 0 | 0 | 17.0765 | 0 | 0 | 365.4372 | 17.0765 | 0
5313 | 20.89 | 900.83 | 46.51 | 0 | 0 | 0 | 0 | 0 | 151.483 | 28.05 | 0 | 0 | 0 | 1027.63 | 353.91 | 0 | 39209.38 | 0 | 0 | 0 | 0 | 7.95 | 0 | 68.96 | 17.08 | 0 | 0 | 86.3487 | 5.7186 | 0 | 0 | 0 | 0 | 0 | 17.0765 | 0 | 0 | 365.4372 | 17.0765 | 0
5314 | 30.66 | 1216.71 | 46.33 | 0 | 0 | 0 | 0 | 0 | 0 | 28.05 | 0 | 0 | 0 | 1202.53 | 476.33 | 0 | 39685.72 | 0 | 0 | 0 | 0 | 7.52 | 0 | 60.89 | 17.08 | 0 | 0 | 87.3527 | 3.8124 | 0 | 0 | 0 | 0 | 0 | 17.0765 | 0 | 0 | 365.4372 | 17.0765 | 0
5315 | 37.17 | 1400.66 | 46.49 | 0 | 0 | 0 | 0 | 0 | 0 | 28.05 | 0 | 0 | 0 | 1377.96 | 599.13 | 0 | 40284.85 | 0 | 0 | 1.18 | 0 | 8.3 | 14.01 | 67.51 | 17.08 | 0 | 0 | 87.3527 | 3.8124 | 0 | 0 | 0 | 0 | 0 | 17.0765 | 0 | 0 | 365.4372 | 17.0765 | 0
5316 | 41.26 | 1507.15 | 46.51 | 0 | 0 | 0 | 0 | 85.92 | 0 | 110.88 | 0 | 0 | 0 | 1377.96 | 599.13 | 0 | 40883.98 | 0 | 0 | 1.19 | 0 | 9.24 | 39.7 | 101.79 | 17.08 | 0 | 0 | 86.3487 | 3.8124 | 0 | 0 | 0 | 0 | 0 | 17.0765 | 0 | 0 | 365.4372 | 17.0765 | 0
5317 | 43.31 | 1558.02 | 46.25 | 0 | 0 | 0 | 0 | 139 | 0 | 244.88 | 0 | 0 | 0 | 1377.96 | 599.13 | 0 | 41483.11 | 0 | 0 | 1.2 | 0 | 10.29 | 40.31 | 138.27 | 17.08 | 0 | 0 | 84.3406 | 4.7655 | 0 | 0 | 0 | 0 | 0 | 17.0765 | 0 | 0 | 365.4372 | 17.0765 | 0
5318 | 43.97 | 1573.92 | 45.98 | 0 | 0 | 0 | 0 | 157.14 | 0 | 396.36 | 0 | 0 | 0 | 1377.96 | 599.13 | 0 | 42082.25 | 0 | 0 | 1.18 | 0 | 11.35 | 39.49 | 174.62 | 17.08 | 0 | 0 | 83.3365 | 4.7655 | 0 | 0 | 0 | 0 | 0 | 17.0765 | 0 | 0 | 365.4372 | 17.0765 | 0
5319 | 43.46 | 1561.56 | 45.97 | 0 | 0 | 0 | 0 | 146.78 | 0 | 537.86 | 0 | 0 | 0 | 1377.96 | 599.13 | 0 | 42681.38 | 0 | 0 | 1.13 | 0 | 12.36 | 38.02 | 209.45 | 17.08 | 0 | 0 | 82.3324 | 4.7655 | 0 | 0 | 0 | 0 | 0 | 17.0765 | 0 | 0 | 365.4372 | 17.0765 | 0
5320 | 42.91 | 1548.24 | 45.49 | 0 | 0 | 0 | 0 | 131.95 | 0 | 665.06 | 0 | 0 | 0 | 1377.96 | 599.13 | 0 | 43280.51 | 0 | 0 | 1.12 | 0 | 13.38 | 37.52 | 244.21 | 17.08 | 0 | 0 | 83.3365 | 4.7655 | 0 | 0 | 0 | 0 | 0 | 17.0765 | 0 | 0 | 365.4372 | 17.0765 | 0
5321 | 42.42 | 1536.07 | 44.37 | 0 | 0 | 0 | 0 | 136.03 | 0 | 796.19 | 0 | 0 | 0 | 1377.96 | 599.13 | 0 | 43879.65 | 0 | 0 | 1.13 | 0 | 14.41 | 16.69 | 259.41 | 17.08 | 0 | 0 | 85.3446 | 5.7186 | 0 | 0 | 0 | 0 | 0 | 17.0765 | 0 | 0 | 365.4372 | 17.0765 | 0
5322 | 46.47 | 1633.41 | 42.2 | 0 | 0 | 0 | 0 | 157.14 | 0 | 947.67 | 0 | 0 | 0 | 1377.96 | 599.13 | 0 | 44478.78 | 0 | 0 | 1.12 | 0 | 15.32 | 37.55 | 292 | 17.08 | 54.29 | 0 | 87.3527 | 6.6717 | 0 | 0 | 0 | 0 | 0 | 17.0765 | 0 | 0 | 365.4372 | 17.0765 | 0
5323 | 26.51 | 1088.96 | 39.86 | 0 | 0 | 0 | 0 | 0 | 0 | 947.67 | 0 | 0 | 0 | 1048.38 | 368.43 | 0 | 44847.21 | 0 | 0 | 1.13 | 0 | 16 | 7.78 | 292 | 17.08 | 0 | 0 | 91.3689 | 6.6717 | 0 | 0 | 0 | 0 | 0 | 17.0765 | 0 | 0 | 365.4372 | 17.0765 | 0
5324 | 0 | 0 | 38.43 | 0 | 0 | 0 | 0 | 0 | 65.687 | 879.53 | 0 | 0 | 0 | 0 | 0 | 365.44 | 44481.77 | 0 | 0 | 0 | 0 | 15.52 | 0 | 282.97 | 17.08 | 0 | 0 | 98.3973 | 5.7186 | 0 | 0 | 0 | 0 | 0 | 17.0765 | 0 | 0 | 365.4372 | 17.0765 | 0
5325 | 0 | 0 | 38.24 | 0 | 0 | 0 | 0 | 0 | 65.928 | 811.14 | 0 | 0 | 0 | 0 | 0 | 365.44 | 44116.33 | 0 | 0 | 0 | 0 | 14.94 | 0 | 271.78 | 17.08 | 0 | 0 | 99.4014 | 4.7655 | 0 | 0 | 0 | 0 | 0 | 17.0765 | 0 | 0 | 365.4372 | 17.0765 | 0
5326 | 0 | 0 | 38.39 | 0 | 0 | 0 | 0 | 0 | 58.804 | 750.14 | 0 | 0 | 0 | 0 | 0 | 365.44 | 43750.9 | 0 | 0 | 0 | 0 | 14.27 | 0 | 259.08 | 17.08 | 0 | 0 | 93.377 | 3.8124 | 0 | 0 | 0 | 0 | 0 | 17.0765 | 0 | 0 | 365.4372 | 17.0765 | 0
5327 | 0 | 0 | 38.78 | 0 | 0 | 0 | 0 | 0 | 46.407 | 702 | 0 | 0 | 0 | 0 | 0 | 365.44 | 43385.46 | 0 | 0 | 0 | 0 | 13.54 | 0 | 245.34 | 17.08 | 0 | 0 | 82.3324 | 2.8593 | 0 | 0 | 0 | 0 | 0 | 17.0765 | 0 | 0 | 365.4372 | 17.0765 | 0
5328 | 0 | 0 | 39.76 | 0 | 0 | 0 | 0 | 0 | 35.4366 | 665.23 | 0 | 0 | 0 | 0 | 0 | 365.44 | 43020.02 | 0 | 0 | 0 | 0 | 12.83 | 0 | 231.74 | 17.08 | 0 | 0 | 73.296 | 1.9062 | 0 | 0 | 0 | 0 | 0 | 17.0765 | 0 | 0 | 365.4372 | 17.0765 | 0
5329 | 0 | 0 | 41 | 0 | 0 | 0 | 0 | 0 | 29.2285 | 634.91 | 0 | 0 | 0 | 0 | 0 | 365.44 | 42654.59 | 0 | 0 | 0 | 0 | 12.17 | 0 | 219.3 | 17.08 | 0 | 0 | 69.2797 | 0.95311 | 0 | 0 | 0 | 0 | 0 | 17.0765 | 0 | 0 | 365.4372 | 17.0765 | 0
5330 | 0 | 0 | 42.3 | 0 | 0 | 0 | 0 | 0 | 22.9625 | 611.09 | 0 | 0 | 0 | 0 | 0 | 365.44 | 42289.15 | 0 | 0 | 0 | 0 | 11.44 | 0 | 205.3 | 17.08 | 0 | 0 | 65.2635 | 0 | 0 | 0 | 0 | 0 | 0 | 17.0765 | 0 | 0 | 365.4372 | 17.0765 | 0
5331 | 0 | 0 | 43.45 | 0 | 0 | 0 | 0 | 0 | 20.8128 | 589.5 | 0 | 0 | 0 | 0 | 0 | 365.44 | 41923.71 | 0 | 0 | 0 | 0 | 10.55 | 0 | 188.53 | 17.08 | 0 | 0 | 64.2595 | 0 | 0 | 0 | 0 | 0 | 0 | 17.0765 | 0 | 0 | 365.4372 | 17.0765 | 0
5332 | 0 | 0 | 42.87 | 0 | 0 | 0 | 0 | 0 | 22.3937 | 566.27 | 0 | 0 | 0 | 0 | 0 | 365.44 | 41558.27 | 0 | 0 | 0 | 0 | 9.62 | 0 | 170.81 | 17.08 | 0 | 0 | 65.2635 | 0 | 0 | 0 | 0 | 0 | 0 | 17.0765 | 0 | 0 | 365.4372 | 17.0765 | 0
5333 | 0 | 0 | 41.28 | 0 | 0 | 0 | 0 | 0 | 27.9946 | 537.23 | 0 | 0 | 0 | 0 | 0 | 365.44 | 41192.84 | 0 | 0 | 0 | 0 | 8.72 | 0 | 153.59 | 17.08 | 0 | 0 | 69.2797 | 0 | 0 | 0 | 0 | 0 | 0 | 17.0765 | 0 | 0 | 365.4372 | 17.0765 | 0
5334 | 0 | 0 | 39.07 | 0 | 0 | 0 | 0 | 0 | 35.1764 | 500.74 | 0 | 0 | 0 | 0 | 0 | 365.44 | 40827.4 | 0 | 0 | 0 | 0 | 7.79 | 0 | 135.94 | 17.08 | 0 | 0 | 73.296 | 0.95311 | 0 | 0 | 0 | 0 | 0 | 17.0765 | 0 | 0 | 365.4372 | 17.0765 | 0
5335 | 0 | 0 | 36.22 | 0 | 0 | 0 | 0 | 0 | 44.0066 | 455.09 | 0 | 0 | 0 | 0 | 0 | 365.44 | 40461.96 | 0 | 0 | 0 | 0 | 6.89 | 0 | 118.89 | 17.08 | 0 | 0 | 78.3162 | 1.9062 | 0 | 0 | 0 | 0 | 0 | 17.0765 | 0 | 0 | 365.4372 | 17.0765 | 0
5336 | 4.51 | 227.68 | 32.81 | 0 | 0 | 0 | 0 | 0 | 0 | 455.09 | 0 | 0 | 0 | 177.86 | 0 | 240.94 | 40221.02 | 0 | 0 | 0 | 0 | 6.07 | 0 | 103.27 | 17.08 | 0 | 0 | 83.3365 | 3.8124 | 0 | 0 | 0 | 0 | 0 | 17.0765 | 0 | 0 | 365.4372 | 17.0765 | 0
5337 | 16.45 | 738.68 | 29.4 | 0 | 0 | 0 | 0 | 0 | 0 | 455.09 | 0 | 0 | 0 | 650.27 | 89.75 | 0 | 40310.78 | 0 | 0 | 1.22 | 0 | 6.68 | 40.97 | 131.79 | 17.08 | 0 | 0 | 86.3487 | 5.7186 | 0 | 0 | 0 | 0 | 0 | 17.0765 | 0 | 0 | 365.4372 | 17.0765 | 0
5338 | 24.2 | 1013.88 | 26.84 | 0 | 0 | 0 | 0 | 0 | 0 | 455.09 | 0 | 0 | 0 | 973.76 | 316.19 | 0 | 40626.97 | 0 | 0 | 0 | 0 | 6.26 | 0 | 123.72 | 17.08 | 0 | 0 | 87.3527 | 3.8124 | 0 | 0 | 0 | 0 | 0 | 17.0765 | 0 | 0 | 365.4372 | 17.0765 | 0
5339 | 28.76 | 1159.36 | 24.96 | 0 | 0 | 0 | 0 | 0 | 0 | 455.09 | 0 | 0 | 0 | 1120.74 | 419.08 | 0 | 41046.05 | 0 | 0 | 1.18 | 0 | 7.03 | 0 | 117.04 | 17.08 | 0 | 0 | 87.3527 | 3.8124 | 0 | 0 | 0 | 0 | 0 | 17.0765 | 0 | 0 | 365.4372 | 17.0765 | 0
5340 | 34.92 | 1339.31 | 24.09 | 0 | 0 | 0 | 0 | 0 | 0 | 455.09 | 0 | 0 | 0 | 1306.98 | 549.45 | 0 | 41595.5 | 0 | 0 | 1.19 | 0 | 7.97 | 0 | 113.6 | 17.08 | 0 | 0 | 86.3487 | 3.8124 | 0 | 0 | 0 | 0 | 0 | 17.0765 | 0 | 0 | 365.4372 | 17.0765 | 0
5341 | 39.06 | 1450.62 | 24.02 | 0 | 0 | 0 | 0 | 44.95 | 0 | 498.42 | 0 | 0 | 0 | 1338.13 | 571.25 | 0 | 42166.75 | 0 | 0 | 1.2 | 0 | 9.02 | 40.31 | 150.08 | 17.08 | 0 | 0 | 84.3406 | 4.7655 | 0 | 0 | 0 | 0 | 0 | 17.0765 | 0 | 0 | 365.4372 | 17.0765 | 0
5342 | 41.86 | 1522.15 | 24.41 | 0 | 0 | 0 | 0 | 115.23 | 0 | 609.5 | 0 | 0 | 0 | 1377.96 | 599.13 | 0 | 42765.88 | 0 | 0 | 1.18 | 0 | 10.08 | 5.96 | 154.58 | 17.08 | 0 | 0 | 83.3365 | 4.7655 | 0 | 0 | 0 | 0 | 0 | 17.0765 | 0 | 0 | 365.4372 | 17.0765 | 0
5343 | 41.46 | 1512.21 | 25.33 | 0 | 0 | 0 | 0 | 74.8 | 0 | 681.61 | 0 | 0 | 0 | 1377.96 | 599.13 | 0 | 43365.01 | 0 | 0 | 1.13 | 0 | 11.09 | 38.02 | 189.41 | 17.08 | 0 | 0 | 82.3324 | 4.7655 | 0 | 0 | 0 | 0 | 0 | 17.0765 | 0 | 0 | 365.4372 | 17.0765 | 0
5344 | 41.02 | 1500.99 | 27.03 | 0 | 0 | 0 | 0 | 64.34 | 0 | 743.64 | 0 | 0 | 0 | 1377.96 | 599.13 | 0 | 43964.14 | 0 | 0 | 1.12 | 0 | 12.11 | 37.52 | 224.17 | 17.08 | 0 | 0 | 83.3365 | 4.7655 | 0 | 0 | 0 | 0 | 0 | 17.0765 | 0 | 0 | 365.4372 | 17.0765 | 0
5345 | 40.66 | 1491.8 | 28.86 | 0 | 0 | 0 | 0 | 54.52 | 0 | 796.19 | 0 | 0 | 0 | 1377.96 | 599.13 | 0 | 44563.28 | 0 | 0 | 0 | 0 | 12.07 | 37.78 | 259.41 | 17.08 | 0 | 0 | 85.3446 | 5.7186 | 0 | 0 | 0 | 0 | 0 | 17.0765 | 0 | 0 | 365.4372 | 17.0765 | 0
5346 | 44.3 | 1581.89 | 30.09 | 0 | 0 | 0 | 0 | 157.14 | 0 | 947.67 | 0 | 0 | 0 | 1366.45 | 591.07 | 0 | 45154.35 | 0 | 0 | 1.12 | 0 | 12.98 | 37.55 | 292 | 17.08 | 0 | 0 | 87.3527 | 6.6717 | 0 | 0 | 0 | 0 | 0 | 17.0765 | 0 | 0 | 365.4372 | 17.0765 | 0
5347 | 24.71 | 1030.92 | 30.98 | 0 | 0 | 0 | 0 | 0 | 0 | 947.67 | 0 | 0 | 0 | 988.57 | 326.56 | 0 | 45480.92 | 0 | 0 | 0 | 0 | 12.59 | 0 | 284.61 | 17.08 | 0 | 0 | 91.3689 | 6.6717 | 0 | 0 | 0 | 0 | 0 | 17.0765 | 0 | 0 | 365.4372 | 17.0765 | 0
5348 | 0 | 0 | 31.69 | 0 | 0 | 0 | 0 | 0 | 71.4228 | 873.58 | 0 | 0 | 0 | 0 | 0 | 365.44 | 45115.48 | 0 | 0 | 0 | 0 | 12.11 | 0 | 275.58 | 17.08 | 0 | 0 | 97.3933 | 5.7186 | 0 | 0 | 0 | 0 | 0 | 17.0765 | 0 | 0 | 365.4372 | 17.0765 | 0
5349 | 0 | 0 | 32.33 | 0 | 0 | 0 | 0 | 0 | 71.8373 | 799.07 | 0 | 0 | 0 | 0 | 0 | 365.44 | 44750.04 | 0 | 0 | 0 | 0 | 11.52 | 0 | 264.39 | 17.08 | 0 | 0 | 99.4014 | 4.7655 | 0 | 0 | 0 | 0 | 0 | 17.0765 | 0 | 0 | 365.4372 | 17.0765 | 0
5350 | 0 | 0 | 31.58 | 0 | 0 | 0 | 0 | 0 | 65.6098 | 731 | 0 | 0 | 0 | 0 | 0 | 365.44 | 44384.6 | 0 | 0 | 0 | 0 | 10.85 | 0 | 251.68 | 17.08 | 0 | 0 | 93.377 | 3.8124 | 0 | 0 | 0 | 0 | 0 | 17.0765 | 0 | 0 | 365.4372 | 17.0765 | 0
5351 | 0 | 0 | 30.56 | 0 | 0 | 0 | 0 | 0 | 54.6299 | 674.33 | 0 | 0 | 0 | 0 | 0 | 365.44 | 44019.17 | 0 | 0 | 0 | 0 | 10.13 | 0 | 237.94 | 17.08 | 0 | 0 | 82.3324 | 2.8593 | 0 | 0 | 0 | 0 | 0 | 17.0765 | 0 | 0 | 365.4372 | 17.0765 | 0
5352 | 0 | 0 | 29.63 | 0 | 0 | 0 | 0 | 0 | 45.5779 | 627.05 | 0 | 0 | 0 | 0 | 0 | 365.44 | 43653.73 | 0 | 0 | 0 | 0 | 9.41 | 0 | 224.34 | 17.08 | 0 | 0 | 73.296 | 1.9062 | 0 | 0 | 0 | 0 | 0 | 17.0765 | 0 | 0 | 365.4372 | 17.0765 | 0
5353 | 0 | 0 | 28.57 | 0 | 0 | 0 | 0 | 0 | 41.6641 | 583.83 | 0 | 0 | 0 | 0 | 0 | 365.44 | 43288.29 | 0 | 0 | 0 | 0 | 8.76 | 0 | 211.91 | 17.08 | 0 | 0 | 69.2797 | 0.95311 | 0 | 0 | 0 | 0 | 0 | 17.0765 | 0 | 0 | 365.4372 | 17.0765 | 0
5354 | 0 | 0 | 27.22 | 0 | 0 | 0 | 0 | 0 | 38.0394 | 544.37 | 0 | 0 | 0 | 0 | 0 | 365.44 | 42922.86 | 0 | 0 | 0 | 0 | 8.02 | 0 | 197.91 | 17.08 | 0 | 0 | 65.2635 | 0 | 0 | 0 | 0 | 0 | 0 | 17.0765 | 0 | 0 | 365.4372 | 17.0765 | 0
5355 | 0 | 0 | 25.7 | 0 | 0 | 0 | 0 | 0 | 38.56 | 504.37 | 0 | 0 | 0 | 0 | 0 | 365.44 | 42557.42 | 0 | 0 | 0 | 0 | 7.14 | 0 | 181.13 | 17.08 | 0 | 0 | 64.2595 | 0 | 0 | 0 | 0 | 0 | 0 | 17.0765 | 0 | 0 | 365.4372 | 17.0765 | 0
5356 | 0 | 0 | 25.42 | 0 | 0 | 0 | 0 | 0 | 39.8518 | 463.03 | 0 | 0 | 0 | 0 | 0 | 365.44 | 42191.98 | 0 | 0 | 0 | 0 | 6.21 | 0 | 163.42 | 17.08 | 0 | 0 | 65.2635 | 0 | 0 | 0 | 0 | 0 | 0 | 17.0765 | 0 | 0 | 365.4372 | 17.0765 | 0
5357 | 0 | 0 | 25.32 | 0 | 0 | 0 | 0 | 0 | 45.9635 | 415.35 | 0 | 0 | 0 | 0 | 0 | 365.44 | 41826.54 | 0 | 0 | 0 | 0 | 5.3 | 0 | 146.2 | 17.08 | 0 | 0 | 71.2878 | 0 | 0 | 0 | 0 | 0 | 0 | 17.0765 | 0 | 0 | 365.4372 | 17.0765 | 0
5358 | 0 | 0 | 25.26 | 0 | 0 | 0 | 0 | 0 | 50.9956 | 362.45 | 0 | 0 | 0 | 0 | 0 | 365.44 | 41461.11 | 0 | 0 | 0 | 0 | 4.37 | 0 | 128.55 | 17.08 | 0 | 0 | 75.3041 | 0.95311 | 0 | 0 | 0 | 0 | 0 | 17.0765 | 0 | 0 | 365.4372 | 17.0765 | 0
5359 | 0 | 0 | 25.41 | 0 | 0 | 0 | 0 | 0 | 56.8182 | 303.51 | 0 | 0 | 0 | 0 | 0 | 365.44 | 41095.67 | 0 | 0 | 0 | 0 | 3.48 | 0 | 111.5 | 17.08 | 0 | 0 | 80.3243 | 1.9062 | 0 | 0 | 0 | 0 | 0 | 17.0765 | 0 | 0 | 365.4372 | 17.0765 | 0
5360 | 10.55 | 500.93 | 25.59 | 0 | 0 | 0 | 0 | 157.14 | 0 | 454.99 | 0 | 0 | 0 | 289.52 | 0 | 162.77 | 40932.9 | 0 | 0 | 1.26 | 0 | 3.85 | 0 | 95.88 | 17.08 | 0 | 0 | 85.3446 | 3.8124 | 0 | 0 | 0 | 0 | 0 | 17.0765 | 0 | 0 | 365.4372 | 17.0765 | 0
5361 | 23.69 | 996.87 | 25.34 | 0 | 0 | 0 | 0 | 0 | 0 | 454.99 | 0 | 0 | 0 | 910.86 | 272.16 | 0 | 41205.06 | 0 | 0 | 0 | 0 | 3.3 | 40.97 | 124.4 | 17.08 | 0 | 0 | 88.3568 | 5.7186 | 0 | 0 | 0 | 0 | 0 | 17.0765 | 0 | 0 | 365.4372 | 17.0765 | 0
5362 | 32.75 | 1277.89 | 24.78 | 0 | 0 | 0 | 0 | 0 | 0 | 454.99 | 0 | 0 | 0 | 1240.03 | 502.59 | 0 | 41707.65 | 0 | 0 | 1.2 | 0 | 4.01 | 0 | 116.32 | 17.08 | 0 | 0 | 90.3649 | 3.8124 | 0 | 0 | 0 | 0 | 0 | 17.0765 | 0 | 0 | 365.4372 | 17.0765 | 0
5363 | 38.72 | 1441.85 | 23.71 | 0 | 0 | 0 | 0 | 91.76 | 0 | 543.45 | 0 | 0 | 0 | 1276.53 | 528.13 | 0 | 42235.78 | 0 | 0 | 1.18 | 0 | 4.79 | 39.62 | 147.28 | 17.08 | 0 | 0 | 91.3689 | 3.8124 | 0 | 0 | 0 | 0 | 0 | 17.0765 | 0 | 0 | 365.4372 | 17.0765 | 0
5364 | 41.61 | 1515.92 | 22.84 | 0 | 0 | 0 | 0 | 96.16 | 0 | 636.15 | 0 | 0 | 0 | 1377.96 | 599.13 | 0 | 42834.91 | 0 | 0 | 1.19 | 0 | 5.73 | 10.89 | 154.2 | 17.08 | 0 | 0 | 90.3649 | 3.8124 | 0 | 0 | 0 | 0 | 0 | 17.0765 | 0 | 0 | 365.4372 | 17.0765 | 0
5365 | 42.48 | 1537.54 | 22.16 | 0 | 0 | 0 | 0 | 88.58 | 0 | 721.54 | 0 | 0 | 0 | 1377.96 | 599.13 | 0 | 43434.05 | 0 | 0 | 1.2 | 0 | 6.78 | 40.31 | 190.68 | 17.08 | 0 | 0 | 89.3608 | 4.7655 | 0 | 0 | 0 | 0 | 0 | 17.0765 | 0 | 0 | 365.4372 | 17.0765 | 0
5366 | 41.83 | 1521.29 | 21.14 | 0 | 0 | 0 | 0 | 157.14 | 0 | 873.02 | 0 | 0 | 0 | 1332.82 | 567.54 | 0 | 44001.59 | 0 | 0 | 1.18 | 0 | 7.84 | 0 | 189.51 | 17.08 | 0 | 0 | 88.3568 | 4.7655 | 0 | 0 | 0 | 0 | 0 | 17.0765 | 0 | 0 | 365.4372 | 17.0765 | 0
5367 | 38.83 | 1444.58 | 19.89 | 0 | 0 | 0 | 0 | 31.08 | 0 | 902.98 | 0 | 0 | 0 | 1377.96 | 599.13 | 0 | 44600.72 | 0 | 0 | 1.13 | 0 | 8.85 | 0 | 188.23 | 17.08 | 0 | 0 | 88.3568 | 4.7655 | 0 | 0 | 0 | 0 | 0 | 17.0765 | 0 | 0 | 365.4372 | 17.0765 | 0
5368 | 34.99 | 1341.27 | 18.86 | 0 | 0 | 0 | 0 | 0 | 0 | 902.98 | 0 | 0 | 0 | 1262.36 | 518.21 | 0 | 45118.93 | 0 | 0 | 1.12 | 0 | 9.87 | 37.52 | 222.99 | 17.08 | 0 | 0 | 89.3608 | 4.7655 | 0 | 0 | 0 | 0 | 0 | 17.0765 | 0 | 0 | 365.4372 | 17.0765 | 0
5369 | 30.37 | 1208.18 | 18.52 | 0 | 0 | 0 | 0 | 0 | 0 | 902.98 | 0 | 0 | 0 | 1159.85 | 446.46 | 0 | 45565.39 | 0 | 0 | 1.13 | 0 | 10.9 | 0 | 222.33 | 17.08 | 0 | 0 | 90.3649 | 5.7186 | 0 | 0 | 0 | 0 | 0 | 17.0765 | 0 | 0 | 365.4372 | 17.0765 | 0
5370 | 31.92 | 1253.85 | 18.62 | 0 | 0 | 0 | 0 | 0 | 0 | 902.98 | 0 | 0 | 0 | 1166.67 | 451.23 | 0 | 46016.62 | 0 | 0 | 1.12 | 0 | 11.8 | 37.55 | 254.93 | 17.08 | 0 | 0 | 92.373 | 6.6717 | 0 | 0 | 0 | 0 | 0 | 17.0765 | 0 | 0 | 365.4372 | 17.0765 | 0
5371 | 15.02 | 683.35 | 18.75 | 0 | 0 | 0 | 0 | 0 | 0 | 902.98 | 0 | 0 | 0 | 576.06 | 37.81 | 0 | 46054.43 | 0 | 0 | 1.13 | 0 | 12.49 | 37.87 | 283.51 | 17.08 | 0 | 0 | 95.3851 | 6.6717 | 0 | 0 | 0 | 0 | 0 | 17.0765 | 0 | 0 | 365.4372 | 17.0765 | 0
5372 | 0 | 0 | 19.73 | 0 | 0 | 0 | 0 | 0 | 87.3962 | 812.32 | 0 | 0 | 0 | 0 | 0 | 365.44 | 45688.99 | 0 | 0 | 0 | 0 | 12.01 | 0 | 274.48 | 17.08 | 0 | 0 | 101.4095 | 5.7186 | 0 | 0 | 0 | 0 | 0 | 17.0765 | 0 | 0 | 365.4372 | 17.0765 | 0
5373 | 0 | 0 | 21.84 | 0 | 0 | 0 | 0 | 0 | 85.3429 | 723.79 | 0 | 0 | 0 | 0 | 0 | 365.44 | 45323.55 | 0 | 0 | 0 | 0 | 11.43 | 0 | 263.29 | 17.08 | 0 | 0 | 102.4135 | 4.7655 | 0 | 0 | 0 | 0 | 0 | 17.0765 | 0 | 0 | 365.4372 | 17.0765 | 0
5374 | 0 | 0 | 24.36 | 0 | 0 | 0 | 0 | 0 | 74.8353 | 646.15 | 0 | 0 | 0 | 0 | 0 | 365.44 | 44958.12 | 0 | 0 | 0 | 0 | 10.76 | 0 | 250.59 | 17.08 | 0 | 0 | 95.3851 | 3.8124 | 0 | 0 | 0 | 0 | 0 | 17.0765 | 0 | 0 | 365.4372 | 17.0765 | 0
5375 | 0 | 0 | 27.03 | 0 | 0 | 0 | 0 | 0 | 60.1729 | 583.74 | 0 | 0 | 0 | 0 | 0 | 365.44 | 44592.68 | 0 | 0 | 0 | 0 | 10.03 | 0 | 236.85 | 17.08 | 0 | 0 | 84.3406 | 2.8593 | 0 | 0 | 0 | 0 | 0 | 17.0765 | 0 | 0 | 365.4372 | 17.0765 | 0
5376 | 0 | 0 | 28.93 | 0 | 0 | 0 | 0 | 0 | 49.2797 | 532.61 | 0 | 0 | 0 | 0 | 0 | 365.44 | 44227.24 | 0 | 0 | 0 | 0 | 9.32 | 0 | 223.25 | 17.08 | 0 | 0 | 76.3081 | 1.9062 | 0 | 0 | 0 | 0 | 0 | 17.0765 | 0 | 0 | 365.4372 | 17.0765 | 0
5377 | 0 | 0 | 30.9 | 0 | 0 | 0 | 0 | 0 | 41.3363 | 489.73 | 0 | 0 | 0 | 0 | 0 | 365.44 | 43861.8 | 0 | 0 | 0 | 0 | 8.66 | 0 | 210.81 | 17.08 | 0 | 0 | 71.2878 | 0.95311 | 0 | 0 | 0 | 0 | 0 | 17.0765 | 0 | 0 | 365.4372 | 17.0765 | 0
5378 | 0 | 0 | 32.62 | 0 | 0 | 0 | 0 | 0 | 35.6487 | 452.75 | 0 | 0 | 0 | 0 | 0 | 365.44 | 43496.37 | 0 | 0 | 0 | 0 | 7.93 | 0 | 196.81 | 17.08 | 0 | 0 | 68.2757 | 0 | 0 | 0 | 0 | 0 | 0 | 17.0765 | 0 | 0 | 365.4372 | 17.0765 | 0
5379 | 0 | 0 | 33.75 | 0 | 0 | 0 | 0 | 0 | 33.5183 | 417.98 | 0 | 0 | 0 | 0 | 0 | 365.44 | 43130.93 | 0 | 0 | 0 | 0 | 7.04 | 0 | 180.04 | 17.08 | 0 | 0 | 67.2716 | 0 | 0 | 0 | 0 | 0 | 0 | 17.0765 | 0 | 0 | 365.4372 | 17.0765 | 0
5380 | 0 | 0 | 34.62 | 0 | 0 | 0 | 0 | 0 | 33.6532 | 383.07 | 0 | 0 | 0 | 0 | 0 | 365.44 | 42765.49 | 0 | 0 | 0 | 0 | 6.11 | 0 | 162.32 | 17.08 | 0 | 0 | 68.2757 | 0 | 0 | 0 | 0 | 0 | 0 | 17.0765 | 0 | 0 | 365.4372 | 17.0765 | 0
5381 | 0 | 0 | 35.29 | 0 | 0 | 0 | 0 | 0 | 37.008 | 344.68 | 0 | 0 | 0 | 0 | 0 | 365.44 | 42400.06 | 0 | 0 | 0 | 0 | 5.2 | 0 | 145.1 | 17.08 | 0 | 0 | 72.2919 | 0 | 0 | 0 | 0 | 0 | 0 | 17.0765 | 0 | 0 | 365.4372 | 17.0765 | 0
5382 | 0 | 0 | 34.84 | 0 | 0 | 0 | 0 | 0 | 42.4256 | 300.68 | 0 | 0 | 0 | 0 | 0 | 365.44 | 42034.62 | 0 | 0 | 0 | 0 | 4.28 | 0 | 127.45 | 17.08 | 0 | 0 | 76.3081 | 0.95311 | 0 | 0 | 0 | 0 | 0 | 17.0765 | 0 | 0 | 365.4372 | 17.0765 | 0
5383 | 0 | 0 | 33.26 | 0 | 0 | 0 | 0 | 0 | 49.9738 | 248.84 | 0 | 0 | 0 | 0 | 0 | 365.44 | 41669.18 | 0 | 0 | 0 | 0 | 3.38 | 0 | 110.4 | 17.08 | 0 | 0 | 81.3284 | 1.9062 | 0 | 0 | 0 | 0 | 0 | 17.0765 | 0 | 0 | 365.4372 | 17.0765 | 0
5384 | 6.22 | 308.35 | 31.63 | 0 | 0 | 0 | 0 | 0 | 0 | 248.84 | 0 | 0 | 0 | 256.04 | 0 | 186.21 | 41482.97 | 0 | 0 | 0 | 0 | 2.56 | 0 | 94.78 | 17.08 | 0 | 0 | 86.3487 | 3.8124 | 0 | 0 | 0 | 0 | 0 | 17.0765 | 0 | 0 | 365.4372 | 17.0765 | 0
5385 | 15.88 | 716.93 | 30.82 | 0 | 0 | 0 | 0 | 0 | 0 | 248.84 | 0 | 0 | 0 | 625.36 | 72.31 | 0 | 41555.29 | 0 | 0 | 1.22 | 0 | 3.17 | 40.97 | 123.3 | 17.08 | 0 | 0 | 90.3649 | 5.7186 | 0 | 0 | 0 | 0 | 0 | 17.0765 | 0 | 0 | 365.4372 | 17.0765 | 0
5386 | 19.53 | 852.62 | 31.54 | 0 | 0 | 0 | 0 | 0 | 0 | 248.84 | 0 | 0 | 0 | 807.31 | 199.68 | 0 | 41754.96 | 0 | 0 | 1.2 | 0 | 3.89 | 0 | 115.23 | 17.08 | 0 | 0 | 91.3689 | 3.8124 | 0 | 0 | 0 | 0 | 0 | 17.0765 | 0 | 0 | 365.4372 | 17.0765 | 0
5387 | 20.73 | 895.35 | 33.58 | 0 | 0 | 0 | 0 | 0 | 0 | 248.84 | 0 | 0 | 0 | 852.29 | 231.17 | 0 | 41986.13 | 0 | 0 | 1.18 | 0 | 4.66 | 0 | 108.54 | 17.08 | 0 | 0 | 92.373 | 3.8124 | 0 | 0 | 0 | 0 | 0 | 17.0765 | 0 | 0 | 365.4372 | 17.0765 | 0
5388 | 27.54 | 1121.58 | 36.86 | 0 | 0 | 0 | 0 | 0 | 0 | 248.84 | 0 | 0 | 0 | 1090.8 | 398.12 | 0 | 42384.26 | 0 | 0 | 0 | 0 | 4.48 | 0 | 105.11 | 17.08 | 0 | 0 | 91.3689 | 3.8124 | 0 | 0 | 0 | 0 | 0 | 17.0765 | 0 | 0 | 365.4372 | 17.0765 | 0
5389 | 32.61 | 1273.93 | 40.57 | 0 | 0 | 0 | 0 | 0 | 0 | 248.84 | 0 | 0 | 0 | 1210.46 | 481.89 | 0 | 42866.14 | 0 | 0 | 1.2 | 0 | 5.52 | 40.31 | 141.59 | 17.08 | 0 | 0 | 90.3649 | 4.7655 | 0 | 0 | 0 | 0 | 0 | 17.0765 | 0 | 0 | 365.4372 | 17.0765 | 0
5390 | 36.27 | 1376.39 | 44.09 | 0 | 0 | 0 | 0 | 157.14 | 0 | 400.32 | 0 | 0 | 0 | 1205.48 | 478.4 | 0 | 43344.54 | 0 | 0 | 0 | 0 | 5.46 | 0 | 140.42 | 17.08 | 0 | 0 | 89.3608 | 4.7655 | 0 | 0 | 0 | 0 | 0 | 17.0765 | 0 | 0 | 365.4372 | 17.0765 | 0
5391 | 35.87 | 1365.51 | 46.83 | 0 | 0 | 0 | 0 | 0 | 0 | 400.32 | 0 | 0 | 0 | 1314.93 | 555.02 | 0 | 43899.56 | 0 | 0 | 1.13 | 0 | 6.47 | 38.02 | 175.25 | 17.08 | 0 | 0 | 89.3608 | 4.7655 | 0 | 0 | 0 | 0 | 0 | 17.0765 | 0 | 0 | 365.4372 | 17.0765 | 0
5392 | 35.2 | 1347.2 | 48.05 | 0 | 0 | 0 | 0 | 0 | 0 | 400.32 | 0 | 0 | 0 | 1334.2 | 568.5 | 0 | 44468.06 | 0 | 0 | 1.12 | 0 | 7.49 | 0 | 174.37 | 17.08 | 0 | 0 | 90.3649 | 4.7655 | 0 | 0 | 0 | 0 | 0 | 17.0765 | 0 | 0 | 365.4372 | 17.0765 | 0
5393 | 34.57 | 1329.58 | 48.91 | 0 | 0 | 0 | 0 | 0 | 0 | 400.32 | 0 | 0 | 0 | 1278.13 | 529.25 | 0 | 44997.31 | 0 | 0 | 0.07 | 0 | 7.52 | 37.78 | 209.61 | 17.08 | 0 | 0 | 91.3689 | 5.7186 | 0 | 0 | 0 | 0 | 0 | 17.0765 | 0 | 0 | 365.4372 | 17.0765 | 0
5394 | 36.97 | 1395.32 | 49.51 | 0 | 0 | 0 | 0 | 3.68 | 0 | 403.86 | 0 | 0 | 0 | 1377.96 | 599.13 | 0 | 45596.45 | 0 | 0 | 1.12 | 0 | 8.43 | 0 | 206.52 | 17.08 | 0 | 0 | 92.373 | 6.6717 | 0 | 0 | 0 | 0 | 0 | 17.0765 | 0 | 0 | 365.4372 | 17.0765 | 0
5395 | 18.5 | 815.19 | 49.64 | 0 | 0 | 0 | 0 | 0 | 0 | 403.86 | 0 | 0 | 0 | 779.14 | 179.96 | 0 | 45776.41 | 0 | 0 | 1.13 | 0 | 9.11 | 0 | 199.13 | 17.08 | 0 | 0 | 96.3892 | 6.6717 | 0 | 0 | 0 | 0 | 0 | 17.0765 | 0 | 0 | 365.4372 | 17.0765 | 0
5396 | 0 | 0 | 49.86 | 0 | 0 | 0 | 0 | 0 | 58.2738 | 343.41 | 0 | 0 | 0 | 0 | 0 | 365.44 | 45410.97 | 0 | 0 | 0 | 0 | 8.64 | 0 | 190.1 | 17.08 | 0 | 0 | 102.4135 | 5.7186 | 0 | 0 | 0 | 0 | 0 | 17.0765 | 0 | 0 | 365.4372 | 17.0765 | 0
5397 | 0 | 0 | 50.06 | 0 | 0 | 0 | 0 | 0 | 58.1196 | 283.12 | 0 | 0 | 0 | 0 | 0 | 365.44 | 45045.53 | 0 | 0 | 0 | 0 | 8.05 | 0 | 178.91 | 17.08 | 0 | 0 | 103.4176 | 4.7655 | 0 | 0 | 0 | 0 | 0 | 17.0765 | 0 | 0 | 365.4372 | 17.0765 | 0
5398 | 0 | 0 | 50.9 | 0 | 0 | 0 | 0 | 0 | 49.299 | 231.98 | 0 | 0 | 0 | 0 | 0 | 365.44 | 44680.1 | 0 | 0 | 0 | 0 | 7.38 | 0 | 166.21 | 17.08 | 0 | 0 | 96.3892 | 3.8124 | 0 | 0 | 0 | 0 | 0 | 17.0765 | 0 | 0 | 365.4372 | 17.0765 | 0
5399 | 0 | 0 | 51.66 | 0 | 0 | 0 | 0 | 0 | 36.5452 | 194.07 | 0 | 0 | 0 | 0 | 0 | 365.44 | 44314.66 | 0 | 0 | 0 | 0 | 6.66 | 0 | 152.47 | 17.08 | 0 | 0 | 85.3446 | 2.8593 | 0 | 0 | 0 | 0 | 0 | 17.0765 | 0 | 0 | 365.4372 | 17.0765 | 0
5400 | 0 | 0 | 52.1 | 0 | 0 | 0 | 0 | 0 | 27.1173 | 165.95 | 0 | 0 | 0 | 0 | 0 | 365.44 | 43949.22 | 0 | 0 | 0 | 0 | 5.94 | 0 | 138.87 | 17.08 | 0 | 0 | 77.3122 | 1.9062 | 0 | 0 | 0 | 0 | 0 | 17.0765 | 0 | 0 | 365.4372 | 17.0765 | 0
5401 | 0 | 0 | 52.33 | 0 | 0 | 0 | 0 | 0 | 20.9188 | 144.25 | 0 | 0 | 0 | 0 | 0 | 365.44 | 43583.78 | 0 | 0 | 0 | 0 | 5.28 | 0 | 126.43 | 17.08 | 0 | 0 | 72.2919 | 0.95311 | 0 | 0 | 0 | 0 | 0 | 17.0765 | 0 | 0 | 365.4372 | 17.0765 | 0
5402 | 0 | 0 | 52.13 | 0 | 0 | 0 | 0 | 0 | 17.1496 | 126.46 | 0 | 0 | 0 | 0 | 0 | 365.44 | 43218.35 | 0 | 0 | 0 | 0 | 4.55 | 0 | 112.43 | 17.08 | 0 | 0 | 69.2797 | 0 | 0 | 0 | 0 | 0 | 0 | 17.0765 | 0 | 0 | 365.4372 | 17.0765 | 0
5403 | 0 | 0 | 51.81 | 0 | 0 | 0 | 0 | 0 | 16.4651 | 109.37 | 0 | 0 | 0 | 0 | 0 | 365.44 | 42852.91 | 0 | 0 | 0 | 0 | 3.66 | 0 | 95.66 | 17.08 | 0 | 0 | 68.2757 | 0 | 0 | 0 | 0 | 0 | 0 | 17.0765 | 0 | 0 | 365.4372 | 17.0765 | 0
5404 | 0 | 0 | 51.4 | 0 | 0 | 0 | 0 | 0 | 17.8822 | 90.83 | 0 | 0 | 0 | 0 | 0 | 365.44 | 42487.47 | 0 | 0 | 0 | 0 | 2.73 | 0 | 77.94 | 17.08 | 0 | 0 | 69.2797 | 0 | 0 | 0 | 0 | 0 | 0 | 17.0765 | 0 | 0 | 365.4372 | 17.0765 | 0
5405 | 0 | 0 | 50.62 | 0 | 0 | 0 | 0 | 0 | 21.6707 | 68.34 | 0 | 0 | 0 | 0 | 0 | 365.44 | 42122.04 | 0 | 0 | 0 | 0 | 1.83 | 0 | 60.72 | 17.08 | 0 | 0 | 72.2919 | 0 | 0 | 0 | 0 | 0 | 0 | 17.0765 | 0 | 0 | 365.4372 | 17.0765 | 0
5406 | 0 | 0 | 49.21 | 0 | 0 | 0 | 0 | 0 | 29.055 | 38.21 | 0 | 0 | 0 | 0 | 0 | 365.44 | 41756.6 | 0 | 0 | 0 | 0 | 0.9 | 0 | 43.07 | 17.08 | 0 | 0 | 77.3122 | 0.95311 | 0 | 0 | 0 | 0 | 0 | 17.0765 | 0 | 0 | 365.4372 | 17.0765 | 0
5407 | 0 | 0 | 47.41 | 0 | 0 | 0 | 0 | 0 | 36.8344 | 0 | 0 | 0 | 0 | 0 | 0 | 365.44 | 41391.16 | 0 | 0 | 0 | 0 | 0 | 0 | 26.02 | 17.08 | 0 | 0 | 82.3324 | 1.9062 | 0 | 0 | 0 | 0 | 0 | 17.0765 | 0 | 0 | 365.4372 | 17.0765 | 0
5408 | 10.84 | 513.48 | 45.1 | 0 | 0 | 0 | 0 | 0 | 0 | 0 | 0 | 0 | 0 | 478.39 | 0 | 30.56 | 41360.6 | 0 | 0 | 0.87 | 0 | 0 | 0 | 10.4 | 17.08 | 0 | 0 | 86.3487 | 3.8124 | 0 | 0 | 0 | 0 | 0 | 17.0765 | 0 | 0 | 365.4372 | 17.0765 | 0
5409 | 25.18 | 1046.02 | 42.36 | 0 | 0 | 0 | 0 | 0 | 0 | 0 | 0 | 0 | 0 | 1016.9 | 346.39 | 0 | 41706.99 | 0 | 0 | 0.58 | 0 | 0 | 0 | 0 | 17.08 | 0 | 0 | 90.3649 | 5.7186 | 0 | 0 | 0 | 0 | 0 | 17.0765 | 0 | 0 | 365.4372 | 17.0765 | 0
5410 | 35.6 | 1358.21 | 40.51 | 0 | 0 | 0 | 0 | 0 | 0 | 0 | 0 | 0 | 0 | 1329.19 | 565 | 0 | 42271.99 | 0 | 0 | 0.45 | 0 | 0 | 8.5 | 0 | 17.08 | 0 | 0 | 92.373 | 3.8124 | 0 | 0 | 0 | 0 | 0 | 17.0765 | 0 | 0 | 365.4372 | 17.0765 | 0
5411 | 42.53 | 1538.7 | 38.61 | 0 | 0 | 0 | 0 | 104.88 | 0 | 101.11 | 0 | 0 | 0 | 1377.96 | 599.13 | 0 | 42871.12 | 0 | 0 | 1.18 | 0 | 0.77 | 39.62 | 30.96 | 17.08 | 0 | 0 | 92.373 | 3.8124 | 0 | 0 | 0 | 0 | 0 | 17.0765 | 0 | 0 | 365.4372 | 17.0765 | 0
5412 | 46.71 | 1639.02 | 37.15 | 0 | 0 | 0 | 0 | 157.14 | 0 | 252.59 | 0 | 0 | 0 | 1377.96 | 599.13 | 0 | 43470.25 | 0 | 0 | 1.19 | 0 | 1.72 | 39.7 | 65.24 | 17.08 | 51.73 | 0 | 91.3689 | 3.8124 | 0 | 0 | 0 | 0 | 0 | 17.0765 | 0 | 0 | 365.4372 | 17.0765 | 0
5413 | 49.33 | 1698.79 | 36.97 | 0 | 0 | 0 | 0 | 157.14 | 0 | 404.07 | 0 | 0 | 0 | 1377.96 | 599.13 | 0 | 44069.39 | 0 | 0 | 1.2 | 0 | 2.76 | 40.31 | 101.72 | 17.08 | 113.35 | 0 | 90.3649 | 4.7655 | 0 | 0 | 0 | 0 | 0 | 17.0765 | 0 | 0 | 365.4372 | 17.0765 | 0
5414 | 50.99 | 1735.51 | 37.74 | 0 | 0 | 0 | 0 | 0 | 0 | 404.07 | 0 | 0 | 0 | 1377.96 | 599.13 | 0 | 44668.52 | 0 | 0 | 1.18 | 0 | 3.82 | 39.49 | 138.06 | 17.08 | 311.49 | 0 | 89.3608 | 4.7655 | 0 | 0 | 0 | 0 | 0 | 17.0765 | 0 | 0 | 365.4372 | 17.0765 | 0
5415 | 48.53 | 1680.77 | 38.41 | 0 | 0 | 0 | 0 | 157.14 | 0 | 555.55 | 0 | 0 | 0 | 1377.96 | 599.13 | 0 | 45267.65 | 0 | 0 | 1.13 | 0 | 4.83 | 38.02 | 172.9 | 17.08 | 99.34 | 0 | 89.3608 | 4.7655 | 0 | 0 | 0 | 0 | 0 | 17.0765 | 0 | 0 | 365.4372 | 17.0765 | 0
5416 | 45.74 | 1616.22 | 38.71 | 0 | 0 | 0 | 0 | 157.14 | 0 | 707.03 | 0 | 0 | 0 | 1377.96 | 599.13 | 0 | 45866.79 | 0 | 0 | 1.12 | 0 | 5.85 | 37.52 | 207.66 | 17.08 | 32.81 | 0 | 89.3608 | 4.7655 | 0 | 0 | 0 | 0 | 0 | 17.0765 | 0 | 0 | 365.4372 | 17.0765 | 0
5417 | 42.46 | 1537.02 | 38.08 | 0 | 0 | 0 | 0 | 103.6 | 0 | 806.9 | 0 | 0 | 0 | 1377.96 | 599.13 | 0 | 46465.92 | 0 | 0 | 1.13 | 0 | 6.89 | 37.78 | 242.89 | 17.08 | 0 | 0 | 91.3689 | 5.7186 | 0 | 0 | 0 | 0 | 0 | 17.0765 | 0 | 0 | 365.4372 | 17.0765 | 0
5418 | 46.53 | 1634.72 | 36.88 | 0 | 0 | 0 | 0 | 146.02 | 0 | 947.67 | 0 | 0 | 0 | 1377.96 | 599.13 | 0 | 47065.05 | 0 | 0 | 1.12 | 0 | 7.79 | 37.55 | 275.49 | 17.08 | 56.42 | 0 | 92.373 | 6.6717 | 0 | 0 | 0 | 0 | 0 | 17.0765 | 0 | 0 | 365.4372 | 17.0765 | 0
5419 | 26.68 | 1094.42 | 35.2 | 0 | 0 | 0 | 0 | 0 | 0 | 947.67 | 0 | 0 | 0 | 1052.2 | 371.1 | 0 | 47436.15 | 0 | 0 | 1.03 | 0 | 8.38 | 0 | 268.09 | 17.08 | 0 | 0 | 96.3892 | 6.6717 | 0 | 0 | 0 | 0 | 0 | 17.0765 | 0 | 0 | 365.4372 | 17.0765 | 0
5420 | 0 | 0 | 33.53 | 0 | 0 | 0 | 0 | 0 | 74.604 | 870.28 | 0 | 0 | 0 | 0 | 0 | 365.44 | 47070.71 | 0 | 0 | 0 | 0 | 7.91 | 0 | 259.07 | 17.08 | 0 | 0 | 102.4135 | 5.7186 | 0 | 0 | 0 | 0 | 0 | 17.0765 | 0 | 0 | 365.4372 | 17.0765 | 0
5421 | 0 | 0 | 32.56 | 0 | 0 | 0 | 0 | 0 | 74.6232 | 792.87 | 0 | 0 | 0 | 0 | 0 | 365.44 | 46705.28 | 0 | 0 | 0 | 0 | 7.32 | 0 | 247.87 | 17.08 | 0 | 0 | 102.4135 | 4.7655 | 0 | 0 | 0 | 0 | 0 | 17.0765 | 0 | 0 | 365.4372 | 17.0765 | 0
5422 | 0 | 0 | 31.31 | 0 | 0 | 0 | 0 | 0 | 69.1574 | 721.13 | 0 | 0 | 0 | 0 | 0 | 365.44 | 46339.84 | 0 | 0 | 1.27 | 0 | 7.86 | 0 | 235.17 | 17.08 | 0 | 0 | 95.3851 | 3.8124 | 0 | 0 | 0 | 0 | 0 | 17.0765 | 0 | 0 | 365.4372 | 17.0765 | 0
5423 | 0 | 0 | 31.48 | 0 | 0 | 0 | 0 | 0 | 55.7192 | 663.33 | 0 | 0 | 0 | 0 | 0 | 365.44 | 45974.4 | 0 | 0 | 0 | 0 | 7.14 | 0 | 221.43 | 17.08 | 0 | 0 | 84.3406 | 2.8593 | 0 | 0 | 0 | 0 | 0 | 17.0765 | 0 | 0 | 365.4372 | 17.0765 | 0
5424 | 0 | 0 | 32.94 | 0 | 0 | 0 | 0 | 0 | 45.2694 | 616.36 | 0 | 0 | 0 | 0 | 0 | 365.44 | 45608.97 | 0 | 0 | 0 | 0 | 6.42 | 0 | 207.83 | 17.08 | 0 | 0 | 76.3081 | 1.9062 | 0 | 0 | 0 | 0 | 0 | 17.0765 | 0 | 0 | 365.4372 | 17.0765 | 0
5425 | 0 | 0 | 34.99 | 0 | 0 | 0 | 0 | 0 | 151.483 | 459.23 | 0 | 0 | 0 | 114.23 | 0 | 285.48 | 45323.49 | 0 | 0 | 0 | 0 | 5.77 | 0 | 195.39 | 17.08 | 0 | 0 | 71.2878 | 0.95311 | 0 | 0 | 0 | 0 | 0 | 17.0765 | 0 | 0 | 365.4372 | 17.0765 | 0
5426 | 0 | 0 | 36.96 | 0 | 0 | 0 | 0 | 0 | 32.6989 | 425.31 | 0 | 0 | 0 | 0 | 0 | 365.44 | 44958.05 | 0 | 0 | 1.38 | 0 | 6.34 | 0 | 181.39 | 17.08 | 0 | 0 | 68.2757 | 0 | 0 | 0 | 0 | 0 | 0 | 17.0765 | 0 | 0 | 365.4372 | 17.0765 | 0
5427 | 0 | 0 | 38.26 | 0 | 0 | 0 | 0 | 0 | 28.0042 | 396.26 | 0 | 0 | 0 | 0 | 0 | 365.44 | 44592.62 | 0 | 0 | 0 | 0 | 5.46 | 0 | 164.62 | 17.08 | 0 | 0 | 66.2676 | 0 | 0 | 0 | 0 | 0 | 0 | 17.0765 | 0 | 0 | 365.4372 | 17.0765 | 0
5428 | 0 | 0 | 38.66 | 0 | 0 | 0 | 0 | 0 | 150.3936 | 240.25 | 0 | 0 | 0 | 120.78 | 0 | 280.89 | 44311.73 | 0 | 0 | 0 | 0 | 4.53 | 0 | 146.9 | 17.08 | 0 | 0 | 68.2757 | 0 | 0 | 0 | 0 | 0 | 0 | 17.0765 | 0 | 0 | 365.4372 | 17.0765 | 0
5429 | 0 | 0 | 38.48 | 0 | 0 | 0 | 0 | 0 | 32.8049 | 206.21 | 0 | 0 | 0 | 0 | 0 | 365.44 | 43946.29 | 0 | 0 | 0 | 0 | 3.62 | 0 | 129.68 | 17.08 | 0 | 0 | 71.2878 | 0 | 0 | 0 | 0 | 0 | 0 | 17.0765 | 0 | 0 | 365.4372 | 17.0765 | 0
5430 | 0 | 0 | 37.95 | 0 | 0 | 0 | 0 | 0 | 151.483 | 49.08 | 0 | 0 | 0 | 113.17 | 0 | 286.22 | 43660.07 | 0 | 0 | 0 | 0 | 2.69 | 0 | 112.03 | 17.08 | 0 | 0 | 75.3041 | 0.95311 | 0 | 0 | 0 | 0 | 0 | 17.0765 | 0 | 0 | 365.4372 | 17.0765 | 0
5431 | 0 | 0 | 36.65 | 0 | 0 | 0 | 0 | 0 | 45.5779 | 1.79 | 0 | 0 | 0 | 0 | 0 | 365.44 | 43294.64 | 0 | 0 | 0 | 0 | 1.79 | 0 | 94.98 | 17.08 | 0 | 0 | 80.3243 | 1.9062 | 0 | 0 | 0 | 0 | 0 | 17.0765 | 0 | 0 | 365.4372 | 17.0765 | 0
5432 | 13.19 | 610.57 | 34.28 | 0 | 0 | 0 | 0 | 0 | 0 | 1.79 | 0 | 0 | 0 | 568.89 | 32.79 | 0 | 43327.42 | 0 | 0 | 0 | 0 | 0.97 | 0 | 79.36 | 17.08 | 0 | 0 | 85.3446 | 3.8124 | 0 | 0 | 0 | 0 | 0 | 17.0765 | 0 | 0 | 365.4372 | 17.0765 | 0
5433 | 27.66 | 1125.36 | 31.27 | 0 | 0 | 0 | 0 | 0 | 0 | 1.79 | 0 | 0 | 0 | 1090.22 | 397.72 | 0 | 43725.14 | 0 | 0 | 0 | 0 | 0.43 | 0 | 68.96 | 17.08 | 0 | 0 | 88.3568 | 5.7186 | 0 | 0 | 0 | 0 | 0 | 17.0765 | 0 | 0 | 365.4372 | 17.0765 | 0
5434 | 36.61 | 1385.54 | 28.3 | 0 | 0 | 0 | 0 | 0 | 1.7256 | 0 | 0 | 0 | 0 | 1358 | 585.16 | 0 | 44310.3 | 0 | 0 | 0 | 0 | 0 | 0 | 60.89 | 17.08 | 0 | 0 | 90.3649 | 3.8124 | 0 | 0 | 0 | 0 | 0 | 17.0765 | 0 | 0 | 365.4372 | 17.0765 | 0
5435 | 43.29 | 1557.55 | 25.35 | 0 | 0 | 0 | 0 | 113.25 | 0 | 109.17 | 0 | 0 | 0 | 1377.96 | 599.13 | 0 | 44909.44 | 0 | 0 | 1.18 | 0 | 0.77 | 39.62 | 91.85 | 17.08 | 0 | 0 | 90.3649 | 3.8124 | 0 | 0 | 0 | 0 | 0 | 17.0765 | 0 | 0 | 365.4372 | 17.0765 | 0
5436 | 47.33 | 1653.27 | 22.84 | 0 | 0 | 0 | 0 | 157.14 | 0 | 260.65 | 0 | 0 | 0 | 1377.96 | 599.13 | 0 | 45508.57 | 0 | 0 | 1.19 | 0 | 1.72 | 39.7 | 126.12 | 17.08 | 53.29 | 0 | 90.3649 | 3.8124 | 0 | 0 | 0 | 0 | 0 | 17.0765 | 0 | 0 | 365.4372 | 17.0765 | 0
5437 | 50.14 | 1716.75 | 21.07 | 0 | 0 | 0 | 0 | 157.14 | 0 | 412.13 | 0 | 0 | 0 | 1377.96 | 599.13 | 0 | 46107.7 | 0 | 0 | 1.2 | 0 | 2.76 | 0 | 124.3 | 17.08 | 158.53 | 0 | 88.3568 | 4.7655 | 0 | 0 | 0 | 0 | 0 | 17.0765 | 0 | 0 | 365.4372 | 17.0765 | 0
5438 | 52.19 | 1761.51 | 19.95 | 0 | 0 | 0 | 0 | 157.14 | 0 | 563.61 | 0 | 0 | 0 | 1377.96 | 599.13 | 0 | 46706.83 | 0 | 0 | 1.18 | 0 | 3.82 | 39.49 | 160.65 | 17.08 | 165.77 | 0 | 87.3527 | 4.7655 | 0 | 0 | 0 | 0 | 0 | 17.0765 | 0 | 0 | 365.4372 | 17.0765 | 0
5439 | 50.17 | 1717.47 | 18.89 | 0 | 0 | 0 | 0 | 0 | 0 | 563.61 | 0 | 0 | 0 | 1377.96 | 599.13 | 0 | 47305.97 | 0 | 0 | 1.13 | 0 | 4.83 | 38.02 | 195.48 | 17.08 | 277.3 | 0 | 87.3527 | 4.7655 | 0 | 0 | 0 | 0 | 0 | 17.0765 | 0 | 0 | 365.4372 | 17.0765 | 0
5440 | 48.01 | 1668.97 | 19.46 | 0 | 0 | 0 | 0 | 157.14 | 0 | 715.09 | 0 | 0 | 0 | 1377.96 | 599.13 | 0 | 47905.1 | 0 | 0 | 1.12 | 0 | 5.85 | 37.52 | 230.24 | 17.08 | 69.58 | 0 | 88.3568 | 4.7655 | 0 | 0 | 0 | 0 | 0 | 17.0765 | 0 | 0 | 365.4372 | 17.0765 | 0
5441 | 45.54 | 1611.66 | 20.5 | 0 | 0 | 0 | 0 | 157.14 | 0 | 866.58 | 0 | 0 | 0 | 1377.96 | 599.13 | 0 | 48504.23 | 0 | 0 | 1.13 | 0 | 6.89 | 37.78 | 265.48 | 17.08 | 8.62 | 0 | 89.3608 | 5.7186 | 0 | 0 | 0 | 0 | 0 | 17.0765 | 0 | 0 | 365.4372 | 17.0765 | 0
5442 | 50.13 | 1716.65 | 21.3 | 0 | 0 | 0 | 0 | 84.12 | 0 | 947.67 | 0 | 0 | 0 | 1377.96 | 599.13 | 0 | 49103.37 | 0 | 0 | 1.12 | 0 | 7.79 | 31.16 | 292 | 17.08 | 195.69 | 0 | 91.3689 | 6.6717 | 0 | 0 | 0 | 0 | 0 | 17.0765 | 0 | 0 | 365.4372 | 17.0765 | 0
5443 | 30.28 | 1205.46 | 21.96 | 0 | 0 | 0 | 0 | 0 | 32.2169 | 914.25 | 0 | 0 | 0 | 1187.82 | 466.03 | 0 | 49569.4 | 0 | 0 | 1.03 | 0 | 8.38 | 0 | 284.61 | 17.08 | 0 | 0 | 94.3811 | 6.6717 | 0 | 0 | 0 | 0 | 0 | 17.0765 | 0 | 0 | 365.4372 | 17.0765 | 0
5444 | 0 | 0 | 22.55 | 0 | 0 | 0 | 0 | 0 | 83.5788 | 827.56 | 0 | 0 | 0 | 0 | 0 | 365.44 | 49203.96 | 0 | 0 | 0 | 0 | 7.91 | 0 | 275.58 | 17.08 | 0 | 0 | 100.4054 | 5.7186 | 0 | 0 | 0 | 0 | 0 | 17.0765 | 0 | 0 | 365.4372 | 17.0765 | 0
5445 | 0 | 0 | 23.18 | 0 | 0 | 0 | 0 | 0 | 82.9908 | 741.46 | 0 | 0 | 0 | 0 | 0 | 365.44 | 48838.53 | 0 | 0 | 0 | 0 | 7.32 | 0 | 264.39 | 17.08 | 0 | 0 | 101.4095 | 4.7655 | 0 | 0 | 0 | 0 | 0 | 17.0765 | 0 | 0 | 365.4372 | 17.0765 | 0
5446 | 0 | 0 | 21.7 | 0 | 0 | 0 | 0 | 0 | 77.7659 | 660.8 | 0 | 0 | 0 | 0 | 0 | 365.44 | 48473.09 | 0 | 0 | 1.27 | 0 | 7.86 | 0 | 251.68 | 17.08 | 0 | 0 | 94.3811 | 3.8124 | 0 | 0 | 0 | 0 | 0 | 17.0765 | 0 | 0 | 365.4372 | 17.0765 | 0
5447 | 0 | 0 | 19.7 | 0 | 0 | 0 | 0 | 0 | 66.4967 | 591.82 | 0 | 0 | 0 | 0 | 0 | 365.44 | 48107.65 | 0 | 0 | 0 | 0 | 7.14 | 0 | 237.94 | 17.08 | 0 | 0 | 83.3365 | 2.8593 | 0 | 0 | 0 | 0 | 0 | 17.0765 | 0 | 0 | 365.4372 | 17.0765 | 0
5448 | 0 | 0 | 17.58 | 0 | 0 | 0 | 0 | 0 | 59.6234 | 529.97 | 0 | 0 | 0 | 0 | 0 | 365.44 | 47742.22 | 0 | 0 | 0 | 0 | 6.42 | 0 | 224.34 | 17.08 | 0 | 0 | 75.3041 | 1.9062 | 0 | 0 | 0 | 0 | 0 | 17.0765 | 0 | 0 | 365.4372 | 17.0765 | 0
5449 | 0 | 0 | 15.53 | 0 | 0 | 0 | 0 | 0 | 55.7096 | 472.18 | 0 | 0 | 0 | 0 | 0 | 365.44 | 47376.78 | 0 | 0 | 0 | 0 | 5.77 | 0 | 211.91 | 17.08 | 0 | 0 | 70.2838 | 0.95311 | 0 | 0 | 0 | 0 | 0 | 17.0765 | 0 | 0 | 365.4372 | 17.0765 | 0
5450 | 0 | 0 | 14.17 | 0 | 0 | 0 | 0 | 0 | 151.483 | 315.04 | 0 | 0 | 0 | 97 | 0 | 297.54 | 47079.24 | 0 | 0 | 1.38 | 0 | 6.34 | 0 | 197.91 | 17.08 | 0 | 0 | 67.2716 | 0 | 0 | 0 | 0 | 0 | 0 | 17.0765 | 0 | 0 | 365.4372 | 17.0765 | 0
5451 | 0 | 0 | 13.45 | 0 | 0 | 0 | 0 | 0 | 51.815 | 261.29 | 0 | 0 | 0 | 0 | 0 | 365.44 | 46713.8 | 0 | 0 | 0 | 0 | 5.46 | 0 | 181.13 | 17.08 | 0 | 0 | 65.2635 | 0 | 0 | 0 | 0 | 0 | 0 | 17.0765 | 0 | 0 | 365.4372 | 17.0765 | 0
5452 | 0 | 0 | 14.45 | 0 | 0 | 0 | 0 | 0 | 52.8176 | 206.5 | 0 | 0 | 0 | 0 | 0 | 365.44 | 46348.37 | 0 | 0 | 0 | 0 | 4.53 | 0 | 163.42 | 17.08 | 0 | 0 | 67.2716 | 0 | 0 | 0 | 0 | 0 | 0 | 17.0765 | 0 | 0 | 365.4372 | 17.0765 | 0
5453 | 0 | 0 | 15.85 | 0 | 0 | 0 | 0 | 0 | 54.4371 | 150.04 | 0 | 0 | 0 | 0 | 0 | 365.44 | 45982.93 | 0 | 0 | 0 | 0 | 3.62 | 0 | 146.2 | 17.08 | 0 | 0 | 70.2838 | 0 | 0 | 0 | 0 | 0 | 0 | 17.0765 | 0 | 0 | 365.4372 | 17.0765 | 0
5454 | 0 | 0 | 17.02 | 0 | 0 | 0 | 0 | 0 | 58.2352 | 89.62 | 0 | 0 | 0 | 0 | 0 | 365.44 | 45617.49 | 0 | 0 | 0 | 0 | 2.69 | 0 | 128.55 | 17.08 | 0 | 0 | 74.3 | 0.95311 | 0 | 0 | 0 | 0 | 0 | 17.0765 | 0 | 0 | 365.4372 | 17.0765 | 0
5455 | 0 | 0 | 18.12 | 0 | 0 | 0 | 0 | 0 | 64.106 | 23.12 | 0 | 0 | 0 | 0 | 0 | 365.44 | 45252.05 | 0 | 0 | 0 | 0 | 1.79 | 0 | 111.5 | 17.08 | 0 | 0 | 80.3243 | 1.9062 | 0 | 0 | 0 | 0 | 0 | 17.0765 | 0 | 0 | 365.4372 | 17.0765 | 0
5456 | 13.16 | 609.49 | 18.86 | 0 | 0 | 0 | 0 | 0 | 0 | 23.12 | 0 | 0 | 0 | 553.36 | 21.92 | 0 | 45273.97 | 0 | 0 | 0 | 0 | 0.97 | 0 | 95.88 | 17.08 | 0 | 0 | 84.3406 | 3.8124 | 0 | 0 | 0 | 0 | 0 | 17.0765 | 0 | 0 | 365.4372 | 17.0765 | 0
5457 | 29.82 | 1191.64 | 19.18 | 0 | 0 | 0 | 0 | 0 | 0 | 23.12 | 0 | 0 | 0 | 1146.56 | 437.15 | 0 | 45711.13 | 0 | 0 | 0 | 0 | 0.43 | 0 | 85.48 | 17.08 | 0 | 0 | 88.3568 | 5.7186 | 0 | 0 | 0 | 0 | 0 | 17.0765 | 0 | 0 | 365.4372 | 17.0765 | 0
5458 | 36.88 | 1393.03 | 18.93 | 0 | 0 | 0 | 0 | 0 | 22.2877 | 0 | 0 | 0 | 0 | 1377.96 | 599.13 | 0 | 46310.26 | 0 | 0 | 0 | 0 | 0 | 0 | 77.4 | 17.08 | 0 | 0 | 89.3608 | 3.8124 | 0 | 0 | 0 | 0 | 0 | 17.0765 | 0 | 0 | 365.4372 | 17.0765 | 0
5459 | 43.2 | 1555.25 | 18.87 | 0 | 0 | 0 | 0 | 122.96 | 0 | 118.53 | 0 | 0 | 0 | 1377.96 | 599.13 | 0 | 46909.39 | 0 | 0 | 1.18 | 0 | 0.77 | 21.05 | 90.72 | 17.08 | 0 | 0 | 90.3649 | 3.8124 | 0 | 0 | 0 | 0 | 0 | 17.0765 | 0 | 0 | 365.4372 | 17.0765 | 0
5460 | 46.35 | 1630.67 | 19.25 | 0 | 0 | 0 | 0 | 157.14 | 0 | 270.01 | 0 | 0 | 0 | 1377.96 | 599.13 | 0 | 47508.52 | 0 | 0 | 1.19 | 0 | 1.72 | 39.7 | 125 | 17.08 | 27.12 | 0 | 89.3608 | 3.8124 | 0 | 0 | 0 | 0 | 0 | 17.0765 | 0 | 0 | 365.4372 | 17.0765 | 0
5461 | 48.76 | 1686.03 | 20.07 | 0 | 0 | 0 | 0 | 157.14 | 0 | 421.49 | 0 | 0 | 0 | 1377.96 | 599.13 | 0 | 48107.66 | 0 | 0 | 1.2 | 0 | 2.76 | 40.31 | 161.47 | 17.08 | 85.13 | 0 | 88.3568 | 4.7655 | 0 | 0 | 0 | 0 | 0 | 17.0765 | 0 | 0 | 365.4372 | 17.0765 | 0
5462 | 50.37 | 1721.91 | 21.15 | 0 | 0 | 0 | 0 | 157.14 | 0 | 572.97 | 0 | 0 | 0 | 1377.96 | 599.13 | 0 | 48706.79 | 0 | 0 | 1.18 | 0 | 3.82 | 39.49 | 197.82 | 17.08 | 125.56 | 0 | 87.3527 | 4.7655 | 0 | 0 | 0 | 0 | 0 | 17.0765 | 0 | 0 | 365.4372 | 17.0765 | 0
5463 | 47.15 | 1649.14 | 22.57 | 0 | 0 | 0 | 0 | 157.14 | 0 | 724.45 | 0 | 0 | 0 | 1377.96 | 599.13 | 0 | 49305.92 | 0 | 0 | 1.13 | 0 | 4.83 | 38.02 | 232.65 | 17.08 | 52.5 | 0 | 87.3527 | 4.7655 | 0 | 0 | 0 | 0 | 0 | 17.0765 | 0 | 0 | 365.4372 | 17.0765 | 0
5464 | 43.35 | 1559.01 | 24.66 | 0 | 0 | 0 | 0 | 121.48 | 0 | 841.56 | 0 | 0 | 0 | 1377.96 | 599.13 | 0 | 49905.06 | 0 | 0 | 1.12 | 0 | 5.85 | 0 | 231.77 | 17.08 | 33.35 | 0 | 88.3568 | 4.7655 | 0 | 0 | 0 | 0 | 0 | 17.0765 | 0 | 0 | 365.4372 | 17.0765 | 0
5465 | 38.72 | 1441.9 | 26.8 | 0 | 0 | 0 | 0 | 33.26 | 0 | 873.62 | 0 | 0 | 0 | 1377.96 | 599.13 | 0 | 50504.19 | 0 | 0 | 1.13 | 0 | 6.89 | 0 | 231.11 | 17.08 | 0 | 0 | 89.3608 | 5.7186 | 0 | 0 | 0 | 0 | 0 | 17.0765 | 0 | 0 | 365.4372 | 17.0765 | 0
5466 | 41.79 | 1520.28 | 28.41 | 0 | 0 | 0 | 0 | 76.82 | 0 | 947.67 | 0 | 0 | 0 | 1377.96 | 599.13 | 0 | 51103.32 | 0 | 0 | 1.12 | 0 | 7.79 | 37.55 | 263.71 | 17.08 | 0 | 0 | 90.3649 | 6.6717 | 0 | 0 | 0 | 0 | 0 | 17.0765 | 0 | 0 | 365.4372 | 17.0765 | 0
5467 | 22.41 | 953.61 | 29.74 | 0 | 0 | 0 | 0 | 0 | 0 | 947.67 | 0 | 0 | 0 | 903.67 | 267.13 | 0 | 51370.45 | 0 | 0 | 1.03 | 0 | 8.38 | 0 | 256.31 | 17.08 | 0 | 0 | 94.3811 | 6.6717 | 0 | 0 | 0 | 0 | 0 | 17.0765 | 0 | 0 | 365.4372 | 17.0765 | 0
5468 | 0 | 0 | 30.77 | 0 | 0 | 0 | 0 | 0 | 143.4046 | 798.91 | 0 | 0 | 0 | 68.04 | 0 | 317.81 | 51052.65 | 0 | 0 | 0 | 0 | 7.91 | 0 | 247.29 | 17.08 | 0 | 0 | 100.4054 | 5.7186 | 0 | 0 | 0 | 0 | 0 | 17.0765 | 0 | 0 | 365.4372 | 17.0765 | 0
5469 | 0 | 0 | 32.43 | 0 | 0 | 0 | 0 | 0 | 73.746 | 722.41 | 0 | 0 | 0 | 0 | 0 | 365.44 | 50687.21 | 0 | 0 | 0 | 0 | 7.32 | 0 | 236.09 | 17.08 | 0 | 0 | 101.4095 | 4.7655 | 0 | 0 | 0 | 0 | 0 | 17.0765 | 0 | 0 | 365.4372 | 17.0765 | 0
5470 | 0 | 0 | 34.33 | 0 | 0 | 0 | 0 | 0 | 65.1375 | 654.85 | 0 | 0 | 0 | 0 | 0 | 365.44 | 50321.77 | 0 | 0 | 1.27 | 0 | 7.86 | 0 | 223.39 | 17.08 | 0 | 0 | 94.3811 | 3.8124 | 0 | 0 | 0 | 0 | 0 | 17.0765 | 0 | 0 | 365.4372 | 17.0765 | 0
5471 | 0 | 0 | 36.52 | 0 | 0 | 0 | 0 | 0 | 49.6749 | 603.32 | 0 | 0 | 0 | 0 | 0 | 365.44 | 49956.34 | 0 | 0 | 0 | 0 | 7.14 | 0 | 209.65 | 17.08 | 0 | 0 | 83.3365 | 2.8593 | 0 | 0 | 0 | 0 | 0 | 17.0765 | 0 | 0 | 365.4372 | 17.0765 | 0
5472 | 0 | 0 | 37.64 | 0 | 0 | 0 | 0 | 0 | 39.5722 | 562.27 | 0 | 0 | 0 | 0 | 0 | 365.44 | 49590.9 | 0 | 0 | 0 | 0 | 6.42 | 0 | 196.05 | 17.08 | 0 | 0 | 75.3041 | 1.9062 | 0 | 0 | 0 | 0 | 0 | 17.0765 | 0 | 0 | 365.4372 | 17.0765 | 0
5473 | 0 | 0 | 37.32 | 0 | 0 | 0 | 0 | 0 | 33.9232 | 527.08 | 0 | 0 | 0 | 0 | 0 | 365.44 | 49225.46 | 0 | 0 | 0 | 0 | 5.77 | 0 | 183.61 | 17.08 | 0 | 0 | 70.2838 | 0.95311 | 0 | 0 | 0 | 0 | 0 | 17.0765 | 0 | 0 | 365.4372 | 17.0765 | 0
5474 | 0 | 0 | 36.45 | 0 | 0 | 0 | 0 | 0 | 32.1976 | 493.68 | 0 | 0 | 0 | 0 | 0 | 365.44 | 48860.02 | 0 | 0 | 1.38 | 0 | 6.34 | 0 | 169.62 | 17.08 | 0 | 0 | 67.2716 | 0 | 0 | 0 | 0 | 0 | 0 | 17.0765 | 0 | 0 | 365.4372 | 17.0765 | 0
5475 | 0 | 0 | 34.96 | 0 | 0 | 0 | 0 | 0 | 151.483 | 336.54 | 0 | 0 | 0 | 120.17 | 0 | 281.32 | 48578.71 | 0 | 0 | 0 | 0 | 5.46 | 0 | 152.84 | 17.08 | 0 | 0 | 66.2676 | 0 | 0 | 0 | 0 | 0 | 0 | 17.0765 | 0 | 0 | 365.4372 | 17.0765 | 0
5476 | 0 | 0 | 32.63 | 0 | 0 | 0 | 0 | 0 | 32.641 | 302.69 | 0 | 0 | 0 | 0 | 0 | 365.44 | 48213.27 | 0 | 0 | 0 | 0 | 4.53 | 0 | 135.13 | 17.08 | 0 | 0 | 65.2635 | 0 | 0 | 0 | 0 | 0 | 0 | 17.0765 | 0 | 0 | 365.4372 | 17.0765 | 0
5477 | 0 | 0 | 29.99 | 0 | 0 | 0 | 0 | 0 | 38.2804 | 262.97 | 0 | 0 | 0 | 0 | 0 | 365.44 | 47847.83 | 0 | 0 | 0 | 0 | 3.62 | 0 | 117.9 | 17.08 | 0 | 0 | 68.2757 | 0 | 0 | 0 | 0 | 0 | 0 | 17.0765 | 0 | 0 | 365.4372 | 17.0765 | 0
5478 | 0 | 0 | 27.66 | 0 | 0 | 0 | 0 | 0 | 46.5901 | 214.64 | 0 | 0 | 0 | 0 | 0 | 365.44 | 47482.4 | 0 | 0 | 0 | 0 | 2.69 | 0 | 100.26 | 17.08 | 0 | 0 | 73.296 | 0.95311 | 0 | 0 | 0 | 0 | 0 | 17.0765 | 0 | 0 | 365.4372 | 17.0765 | 0
5479 | 0 | 0 | 25.73 | 0 | 0 | 0 | 0 | 0 | 54.4949 | 158.11 | 0 | 0 | 0 | 0 | 0 | 365.44 | 47116.96 | 0 | 0 | 0 | 0 | 1.79 | 0 | 83.21 | 17.08 | 0 | 0 | 78.3162 | 1.9062 | 0 | 0 | 0 | 0 | 0 | 17.0765 | 0 | 0 | 365.4372 | 17.0765 | 0
5480 | 13.28 | 614.4 | 23.59 | 0 | 0 | 0 | 0 | 0 | 151.483 | 0.97 | 0 | 0 | 0 | 715.61 | 135.49 | 0 | 47252.45 | 0 | 0 | 0 | 0 | 0.97 | 0 | 67.58 | 17.08 | 0 | 0 | 83.3365 | 3.8124 | 0 | 0 | 0 | 0 | 0 | 17.0765 | 0 | 0 | 365.4372 | 17.0765 | 0
5481 | 29.01 | 1166.93 | 21.45 | 0 | 0 | 0 | 0 | 0 | 0 | 0.97 | 0 | 0 | 0 | 1125.32 | 422.28 | 0 | 47674.73 | 0 | 0 | 0 | 0 | 0.43 | 0 | 57.18 | 17.08 | 0 | 0 | 86.3487 | 5.7186 | 0 | 0 | 0 | 0 | 0 | 17.0765 | 0 | 0 | 365.4372 | 17.0765 | 0
5482 | 36.79 | 1390.5 | 19.85 | 0 | 0 | 0 | 0 | 0 | 0.93508 | 0 | 0 | 0 | 0 | 1356.91 | 584.4 | 0 | 48259.13 | 0 | 0 | 0 | 0 | 0 | 0 | 49.11 | 17.08 | 0 | 0 | 87.3527 | 3.8124 | 0 | 0 | 0 | 0 | 0 | 17.0765 | 0 | 0 | 365.4372 | 17.0765 | 0
5483 | 43.22 | 1555.68 | 19.25 | 0 | 0 | 0 | 0 | 108.23 | 0 | 104.33 | 0 | 0 | 0 | 1377.96 | 599.13 | 0 | 48858.26 | 0 | 0 | 1.18 | 0 | 0.77 | 39.62 | 80.07 | 17.08 | 0 | 0 | 87.3527 | 3.8124 | 0 | 0 | 0 | 0 | 0 | 17.0765 | 0 | 0 | 365.4372 | 17.0765 | 0
5484 | 47.22 | 1650.7 | 19.77 | 0 | 0 | 0 | 0 | 89.15 | 0 | 190.27 | 0 | 0 | 0 | 1377.96 | 599.13 | 0 | 49457.4 | 0 | 0 | 1.19 | 0 | 1.72 | 39.7 | 114.35 | 17.08 | 119.54 | 0 | 86.3487 | 3.8124 | 0 | 0 | 0 | 0 | 0 | 17.0765 | 0 | 0 | 365.4372 | 17.0765 | 0
5485 | 50.26 | 1719.49 | 21.47 | 0 | 0 | 0 | 0 | 157.14 | 0 | 341.75 | 0 | 0 | 0 | 1377.96 | 599.13 | 0 | 50056.53 | 0 | 0 | 1.2 | 0 | 2.76 | 40.31 | 150.82 | 17.08 | 125.51 | 0 | 84.3406 | 4.7655 | 0 | 0 | 0 | 0 | 0 | 17.0765 | 0 | 0 | 365.4372 | 17.0765 | 0
5486 | 52.64 | 1771.23 | 23.88 | 0 | 0 | 0 | 0 | 157.14 | 0 | 493.23 | 0 | 0 | 0 | 1377.96 | 599.13 | 0 | 50655.66 | 0 | 0 | 1.18 | 0 | 3.82 | 39.49 | 187.17 | 17.08 | 183.89 | 0 | 83.3365 | 4.7655 | 0 | 0 | 0 | 0 | 0 | 17.0765 | 0 | 0 | 365.4372 | 17.0765 | 0
5487 | 50.16 | 1717.27 | 26.8 | 0 | 0 | 0 | 0 | 157.14 | 0 | 644.71 | 0 | 0 | 0 | 1377.96 | 599.13 | 0 | 51254.8 | 0 | 0 | 1.13 | 0 | 4.83 | 38.02 | 222 | 17.08 | 132.89 | 0 | 82.3324 | 4.7655 | 0 | 0 | 0 | 0 | 0 | 17.0765 | 0 | 0 | 365.4372 | 17.0765 | 0
5488 | 47.63 | 1660.13 | 30.25 | 0 | 0 | 0 | 0 | 157.14 | 0 | 796.19 | 0 | 0 | 0 | 1377.96 | 599.13 | 0 | 51853.93 | 0 | 0 | 1.12 | 0 | 5.85 | 37.52 | 256.76 | 17.08 | 76.17 | 0 | 83.3365 | 4.7655 | 0 | 0 | 0 | 0 | 0 | 17.0765 | 0 | 0 | 365.4372 | 17.0765 | 0
5489 | 44.9 | 1596.27 | 33.62 | 0 | 0 | 0 | 0 | 0 | 0 | 796.19 | 0 | 0 | 0 | 1377.96 | 599.13 | 0 | 52453.06 | 0 | 0 | 1.13 | 0 | 6.89 | 37.78 | 292 | 17.08 | 166.85 | 0 | 85.3446 | 5.7186 | 0 | 0 | 0 | 0 | 0 | 17.0765 | 0 | 0 | 365.4372 | 17.0765 | 0
5490 | 49.32 | 1698.52 | 36.26 | 0 | 0 | 0 | 0 | 157.14 | 0 | 947.67 | 0 | 0 | 0 | 1377.96 | 599.13 | 0 | 53052.2 | 0 | 0 | 1.12 | 0 | 7.79 | 3.24 | 292 | 17.08 | 150.62 | 0 | 87.3527 | 6.6717 | 0 | 0 | 0 | 0 | 0 | 17.0765 | 0 | 0 | 365.4372 | 17.0765 | 0
5491 | 29.35 | 1177.54 | 38.84 | 0 | 0 | 0 | 0 | 0 | 0 | 947.67 | 0 | 0 | 0 | 1145.68 | 436.54 | 0 | 53488.73 | 0 | 0 | 1.01 | 0 | 8.36 | 0 | 284.61 | 17.08 | 0 | 0 | 92.373 | 6.6717 | 0 | 0 | 0 | 0 | 0 | 17.0765 | 0 | 0 | 365.4372 | 17.0765 | 0
5492 | 0 | 0 | 41.6 | 0 | 0 | 0 | 0 | 0 | 63.6626 | 881.63 | 0 | 0 | 0 | 0 | 0 | 365.44 | 53123.3 | 0 | 0 | 1.15 | 0 | 8.99 | 0 | 275.58 | 17.08 | 0 | 0 | 98.3973 | 5.7186 | 0 | 0 | 0 | 0 | 0 | 17.0765 | 0 | 0 | 365.4372 | 17.0765 | 0
5493 | 0 | 0 | 44.37 | 0 | 0 | 0 | 0 | 0 | 59.7969 | 819.6 | 0 | 0 | 0 | 0 | 0 | 365.44 | 52757.86 | 0 | 0 | 0 | 0 | 8.4 | 0 | 264.39 | 17.08 | 0 | 0 | 99.4014 | 4.7655 | 0 | 0 | 0 | 0 | 0 | 17.0765 | 0 | 0 | 365.4372 | 17.0765 | 0
5494 | 0 | 0 | 45.09 | 0 | 0 | 0 | 0 | 0 | 105.0085 | 710.67 | 0 | 0 | 0 | 52.91 | 0 | 328.4 | 52429.46 | 0 | 0 | 0 | 0 | 7.73 | 0 | 251.68 | 17.08 | 0 | 0 | 93.377 | 3.8124 | 0 | 0 | 0 | 0 | 0 | 17.0765 | 0 | 0 | 365.4372 | 17.0765 | 0
5495 | 0 | 0 | 45.08 | 0 | 0 | 0 | 0 | 0 | 151.483 | 553.54 | 0 | 0 | 0 | 111.37 | 0 | 287.48 | 52141.98 | 0 | 0 | 0 | 0 | 7 | 0 | 237.94 | 17.08 | 0 | 0 | 82.3324 | 2.8593 | 0 | 0 | 0 | 0 | 0 | 17.0765 | 0 | 0 | 365.4372 | 17.0765 | 0
5496 | 0 | 0 | 45.14 | 0 | 0 | 0 | 0 | 0 | 32.4097 | 519.92 | 0 | 0 | 0 | 0 | 0 | 365.44 | 51776.55 | 0 | 0 | 1.35 | 0 | 7.57 | 0 | 224.34 | 17.08 | 0 | 0 | 74.3 | 1.9062 | 0 | 0 | 0 | 0 | 0 | 17.0765 | 0 | 0 | 365.4372 | 17.0765 | 0
5497 | 0 | 0 | 44.83 | 0 | 0 | 0 | 0 | 0 | 25.4014 | 493.57 | 0 | 0 | 0 | 0 | 0 | 365.44 | 51411.11 | 0 | 0 | 0 | 0 | 6.91 | 0 | 211.91 | 17.08 | 0 | 0 | 69.2797 | 0.95311 | 0 | 0 | 0 | 0 | 0 | 17.0765 | 0 | 0 | 365.4372 | 17.0765 | 0
5498 | 0 | 0 | 43.82 | 0 | 0 | 0 | 0 | 0 | 22.8275 | 469.89 | 0 | 0 | 0 | 0 | 0 | 365.44 | 51045.67 | 0 | 0 | 1.38 | 0 | 7.49 | 0 | 197.91 | 17.08 | 0 | 0 | 65.2635 | 0 | 0 | 0 | 0 | 0 | 0 | 17.0765 | 0 | 0 | 365.4372 | 17.0765 | 0
5499 | 0 | 0 | 41.94 | 0 | 0 | 0 | 0 | 0 | 22.3166 | 446.74 | 0 | 0 | 0 | 0 | 0 | 365.44 | 50680.23 | 0 | 0 | 0 | 0 | 6.61 | 0 | 181.13 | 17.08 | 0 | 0 | 64.2595 | 0 | 0 | 0 | 0 | 0 | 0 | 17.0765 | 0 | 0 | 365.4372 | 17.0765 | 0
5500 | 0 | 0 | 40.73 | 0 | 0 | 0 | 0 | 0 | 24.5338 | 421.29 | 0 | 0 | 0 | 0 | 0 | 365.44 | 50314.8 | 0 | 0 | 0 | 0 | 5.67 | 0 | 163.42 | 17.08 | 0 | 0 | 65.2635 | 0 | 0 | 0 | 0 | 0 | 0 | 17.0765 | 0 | 0 | 365.4372 | 17.0765 | 0
5501 | 0 | 0 | 38.9 | 0 | 0 | 0 | 0 | 0 | 151.483 | 264.15 | 0 | 0 | 0 | 121.1 | 0 | 280.67 | 50034.13 | 0 | 0 | 0 | 0 | 4.77 | 0 | 146.2 | 17.08 | 0 | 0 | 69.2797 | 0 | 0 | 0 | 0 | 0 | 0 | 17.0765 | 0 | 0 | 365.4372 | 17.0765 | 0
5502 | 0 | 0 | 35.96 | 0 | 0 | 0 | 0 | 0 | 39.6397 | 223.03 | 0 | 0 | 0 | 0 | 0 | 365.44 | 49668.69 | 0 | 0 | 1.35 | 0 | 5.12 | 0 | 128.55 | 17.08 | 0 | 0 | 73.296 | 0.95311 | 0 | 0 | 0 | 0 | 0 | 17.0765 | 0 | 0 | 365.4372 | 17.0765 | 0
5503 | 0 | 0 | 33.01 | 0 | 0 | 0 | 0 | 0 | 47.2167 | 174.06 | 0 | 0 | 0 | 0 | 0 | 365.44 | 49303.25 | 0 | 0 | 0 | 0 | 4.22 | 0 | 111.5 | 17.08 | 0 | 0 | 78.3162 | 1.9062 | 0 | 0 | 0 | 0 | 0 | 17.0765 | 0 | 0 | 365.4372 | 17.0765 | 0
5504 | 13.59 | 626.88 | 30.18 | 0 | 0 | 0 | 0 | 0 | 0 | 174.06 | 0 | 0 | 0 | 583.51 | 43.02 | 0 | 49346.27 | 0 | 0 | 0 | 0 | 3.4 | 0 | 95.88 | 17.08 | 0 | 0 | 83.3365 | 3.8124 | 0 | 0 | 0 | 0 | 0 | 17.0765 | 0 | 0 | 365.4372 | 17.0765 | 0
5505 | 27.48 | 1119.55 | 27.77 | 0 | 0 | 0 | 0 | 0 | 0 | 174.06 | 0 | 0 | 0 | 1082.73 | 392.48 | 0 | 49738.75 | 0 | 0 | 0 | 0 | 2.85 | 0 | 85.48 | 17.08 | 0 | 0 | 86.3487 | 5.7186 | 0 | 0 | 0 | 0 | 0 | 17.0765 | 0 | 0 | 365.4372 | 17.0765 | 0
5506 | 36.83 | 1391.7 | 26.09 | 0 | 0 | 0 | 0 | 0 | 0 | 174.06 | 0 | 0 | 0 | 1363.45 | 588.98 | 0 | 50327.73 | 0 | 0 | 0 | 0 | 2.43 | 0 | 77.4 | 17.08 | 0 | 0 | 87.3527 | 3.8124 | 0 | 0 | 0 | 0 | 0 | 17.0765 | 0 | 0 | 365.4372 | 17.0765 | 0
5507 | 43.6 | 1564.96 | 25.34 | 0 | 0 | 0 | 0 | 123.97 | 0 | 293.56 | 0 | 0 | 0 | 1377.96 | 599.13 | 0 | 50926.86 | 0 | 0 | 1.18 | 0 | 3.2 | 39.62 | 108.36 | 17.08 | 0 | 0 | 87.3527 | 3.8124 | 0 | 0 | 0 | 0 | 0 | 17.0765 | 0 | 0 | 365.4372 | 17.0765 | 0
5508 | 45.49 | 1610.47 | 24.9 | 0 | 0 | 0 | 0 | 157.14 | 0 | 445.04 | 0 | 0 | 0 | 1377.96 | 599.13 | 0 | 51525.99 | 0 | 0 | 1.19 | 0 | 4.15 | 39.7 | 142.64 | 17.08 | 14.73 | 0 | 86.3487 | 3.8124 | 0 | 0 | 0 | 0 | 0 | 17.0765 | 0 | 0 | 365.4372 | 17.0765 | 0
5509 | 46.09 | 1624.44 | 25.12 | 0 | 0 | 0 | 0 | 157.14 | 0 | 596.52 | 0 | 0 | 0 | 1377.96 | 599.13 | 0 | 52125.12 | 0 | 0 | 1.2 | 0 | 5.19 | 40.31 | 179.12 | 17.08 | 29.94 | 0 | 84.3406 | 4.7655 | 0 | 0 | 0 | 0 | 0 | 17.0765 | 0 | 0 | 365.4372 | 17.0765 | 0
5510 | 45.58 | 1612.56 | 25.35 | 0 | 0 | 0 | 0 | 157.14 | 0 | 748 | 0 | 0 | 0 | 1377.96 | 599.13 | 0 | 52724.26 | 0 | 0 | 1.18 | 0 | 6.25 | 39.49 | 215.46 | 17.08 | 19.63 | 0 | 83.3365 | 4.7655 | 0 | 0 | 0 | 0 | 0 | 17.0765 | 0 | 0 | 365.4372 | 17.0765 | 0
5511 | 42.82 | 1545.93 | 25.74 | 0 | 0 | 0 | 0 | 148.3 | 0 | 890.97 | 0 | 0 | 0 | 1377.96 | 599.13 | 0 | 53323.39 | 0 | 0 | 1.13 | 0 | 7.26 | 0 | 214.18 | 17.08 | 0 | 0 | 82.3324 | 4.7655 | 0 | 0 | 0 | 0 | 0 | 17.0765 | 0 | 0 | 365.4372 | 17.0765 | 0
5512 | 39.4 | 1459.43 | 27.17 | 0 | 0 | 0 | 0 | 58.82 | 0 | 947.67 | 0 | 0 | 0 | 1377.96 | 599.13 | 0 | 53922.52 | 0 | 0 | 1.12 | 0 | 8.28 | 0 | 213.3 | 17.08 | 0 | 0 | 83.3365 | 4.7655 | 0 | 0 | 0 | 0 | 0 | 17.0765 | 0 | 0 | 365.4372 | 17.0765 | 0
5513 | 35.25 | 1348.57 | 29.16 | 0 | 0 | 0 | 0 | 0 | 3.6343 | 943.9 | 0 | 0 | 0 | 1325.55 | 562.45 | 0 | 54484.97 | 0 | 0 | 0 | 0 | 8.25 | 0 | 212.64 | 17.08 | 0 | 0 | 85.3446 | 5.7186 | 0 | 0 | 0 | 0 | 0 | 17.0765 | 0 | 0 | 365.4372 | 17.0765 | 0
5514 | 37.67 | 1413.97 | 30.43 | 0 | 0 | 0 | 0 | 3.91 | 0 | 947.67 | 0 | 0 | 0 | 1377.96 | 599.13 | 0 | 55084.1 | 0 | 0 | 1.12 | 0 | 9.15 | 5.05 | 214.36 | 17.08 | 0 | 0 | 87.3527 | 6.6717 | 0 | 0 | 0 | 0 | 0 | 17.0765 | 0 | 0 | 365.4372 | 17.0765 | 0
5515 | 18.97 | 832.24 | 31.39 | 0 | 0 | 0 | 0 | 0 | 0 | 947.67 | 0 | 0 | 0 | 784.55 | 183.75 | 0 | 55267.85 | 0 | 0 | 0 | 0 | 8.76 | 0 | 206.97 | 17.08 | 0 | 0 | 91.3689 | 6.6717 | 0 | 0 | 0 | 0 | 0 | 17.0765 | 0 | 0 | 365.4372 | 17.0765 | 0
5516 | 0 | 0 | 32.47 | 0 | 0 | 0 | 0 | 0 | 70.6419 | 874.39 | 0 | 0 | 0 | 0 | 0 | 365.44 | 54902.42 | 0 | 0 | 0 | 0 | 8.28 | 0 | 197.94 | 17.08 | 0 | 0 | 97.3933 | 5.7186 | 0 | 0 | 0 | 0 | 0 | 17.0765 | 0 | 0 | 365.4372 | 17.0765 | 0
5517 | 0 | 0 | 33.61 | 0 | 0 | 0 | 0 | 0 | 71.7891 | 799.92 | 0 | 0 | 0 | 0 | 0 | 365.44 | 54536.98 | 0 | 0 | 1.24 | 0 | 8.87 | 0 | 186.75 | 17.08 | 0 | 0 | 99.4014 | 4.7655 | 0 | 0 | 0 | 0 | 0 | 17.0765 | 0 | 0 | 365.4372 | 17.0765 | 0
5518 | 0 | 0 | 34.27 | 0 | 0 | 0 | 0 | 0 | 62.9106 | 734.65 | 0 | 0 | 0 | 0 | 0 | 365.44 | 54171.54 | 0 | 0 | 0 | 0 | 8.2 | 0 | 174.04 | 17.08 | 0 | 0 | 93.377 | 3.8124 | 0 | 0 | 0 | 0 | 0 | 17.0765 | 0 | 0 | 365.4372 | 17.0765 | 0
5519 | 0 | 0 | 35.44 | 0 | 0 | 0 | 0 | 0 | 49.752 | 683.04 | 0 | 0 | 0 | 0 | 0 | 365.44 | 53806.11 | 0 | 0 | 0 | 0 | 7.48 | 0 | 160.3 | 17.08 | 0 | 0 | 82.3324 | 2.8593 | 0 | 0 | 0 | 0 | 0 | 17.0765 | 0 | 0 | 365.4372 | 17.0765 | 0
5520 | 0 | 0 | 37.25 | 0 | 0 | 0 | 0 | 0 | 38.9552 | 642.63 | 0 | 0 | 0 | 0 | 0 | 365.44 | 53440.67 | 0 | 0 | 0 | 0 | 6.76 | 0 | 146.7 | 17.08 | 0 | 0 | 74.3 | 1.9062 | 0 | 0 | 0 | 0 | 0 | 17.0765 | 0 | 0 | 365.4372 | 17.0765 | 0
5521 | 0 | 0 | 38.28 | 0 | 0 | 0 | 0 | 0 | 31.9566 | 609.48 | 0 | 0 | 0 | 0 | 0 | 365.44 | 53075.23 | 0 | 0 | 0 | 0 | 6.11 | 0 | 134.27 | 17.08 | 0 | 0 | 69.2797 | 0.95311 | 0 | 0 | 0 | 0 | 0 | 17.0765 | 0 | 0 | 365.4372 | 17.0765 | 0
5522 | 0 | 0 | 38.74 | 0 | 0 | 0 | 0 | 0 | 26.5293 | 581.96 | 0 | 0 | 0 | 0 | 0 | 365.44 | 52709.79 | 0 | 0 | 0 | 0 | 5.37 | 0 | 120.27 | 17.08 | 0 | 0 | 65.2635 | 0 | 0 | 0 | 0 | 0 | 0 | 17.0765 | 0 | 0 | 365.4372 | 17.0765 | 0
5523 | 0 | 0 | 39.16 | 0 | 0 | 0 | 0 | 0 | 25.1026 | 555.93 | 0 | 0 | 0 | 0 | 0 | 365.44 | 52344.36 | 0 | 0 | 0 | 0 | 4.49 | 0 | 103.49 | 17.08 | 0 | 0 | 64.2595 | 0 | 0 | 0 | 0 | 0 | 0 | 17.0765 | 0 | 0 | 365.4372 | 17.0765 | 0
5524 | 0 | 0 | 39.54 | 0 | 0 | 0 | 0 | 0 | 25.7292 | 529.24 | 0 | 0 | 0 | 0 | 0 | 365.44 | 51978.92 | 0 | 0 | 0 | 0 | 3.55 | 0 | 85.78 | 17.08 | 0 | 0 | 65.2635 | 0 | 0 | 0 | 0 | 0 | 0 | 17.0765 | 0 | 0 | 365.4372 | 17.0765 | 0
5525 | 0 | 0 | 39.48 | 0 | 0 | 0 | 0 | 0 | 151.483 | 372.1 | 0 | 0 | 0 | 119.68 | 0 | 281.66 | 51697.26 | 0 | 0 | 0 | 0 | 2.65 | 0 | 68.56 | 17.08 | 0 | 0 | 71.2878 | 0 | 0 | 0 | 0 | 0 | 0 | 17.0765 | 0 | 0 | 365.4372 | 17.0765 | 0
5526 | 0 | 0 | 38.57 | 0 | 0 | 0 | 0 | 0 | 151.483 | 214.97 | 0 | 0 | 0 | 113.79 | 0 | 285.78 | 51411.47 | 0 | 0 | 0 | 0 | 1.72 | 0 | 50.91 | 17.08 | 0 | 0 | 75.3041 | 0.95311 | 0 | 0 | 0 | 0 | 0 | 17.0765 | 0 | 0 | 365.4372 | 17.0765 | 0
5527 | 0 | 0 | 36.99 | 0 | 0 | 0 | 0 | 0 | 45.2405 | 168.04 | 0 | 0 | 0 | 0 | 0 | 365.44 | 51046.04 | 0 | 0 | 0 | 0 | 0.82 | 0 | 33.86 | 17.08 | 0 | 0 | 80.3243 | 1.9062 | 0 | 0 | 0 | 0 | 0 | 17.0765 | 0 | 0 | 365.4372 | 17.0765 | 0
5528 | 13.71 | 631.37 | 34.55 | 0 | 0 | 0 | 0 | 0 | 151.483 | 10.9 | 0 | 0 | 0 | 741.95 | 153.93 | 0 | 51199.96 | 0 | 0 | 0 | 0 | 0 | 0 | 18.24 | 17.08 | 0 | 0 | 85.3446 | 3.8124 | 0 | 0 | 0 | 0 | 0 | 17.0765 | 0 | 0 | 365.4372 | 17.0765 | 0
5529 | 27.86 | 1131.58 | 31.76 | 0 | 0 | 0 | 0 | 0 | 10.5076 | 0 | 0 | 0 | 0 | 1107.06 | 409.5 | 0 | 51609.46 | 0 | 0 | 0.58 | 0 | 0 | 0 | 7.84 | 17.08 | 0 | 0 | 88.3568 | 5.7186 | 0 | 0 | 0 | 0 | 0 | 17.0765 | 0 | 0 | 365.4372 | 17.0765 | 0
5530 | 37.43 | 1407.57 | 27.84 | 0 | 0 | 0 | 0 | 0 | 0 | 0 | 0 | 0 | 0 | 1377.96 | 599.13 | 0 | 52208.6 | 0 | 0 | 0.45 | 0 | 0 | 0.25 | 0 | 17.08 | 0 | 0 | 90.3649 | 3.8124 | 0 | 0 | 0 | 0 | 0 | 17.0765 | 0 | 0 | 365.4372 | 17.0765 | 0
5531 | 44.33 | 1582.62 | 24.8 | 0 | 0 | 0 | 0 | 137.81 | 0 | 132.85 | 0 | 0 | 0 | 1377.96 | 599.13 | 0 | 52807.73 | 0 | 0 | 1.18 | 0 | 0.77 | 39.62 | 30.96 | 17.08 | 0 | 0 | 91.3689 | 3.8124 | 0 | 0 | 0 | 0 | 0 | 17.0765 | 0 | 0 | 365.4372 | 17.0765 | 0
5532 | 47.9 | 1666.5 | 22.9 | 0 | 0 | 0 | 0 | 157.14 | 0 | 284.33 | 0 | 0 | 0 | 1377.96 | 599.13 | 0 | 53406.86 | 0 | 0 | 1.19 | 0 | 1.72 | 39.7 | 65.24 | 17.08 | 67.15 | 0 | 90.3649 | 3.8124 | 0 | 0 | 0 | 0 | 0 | 17.0765 | 0 | 0 | 365.4372 | 17.0765 | 0
5533 | 50.16 | 1717.2 | 21.98 | 0 | 0 | 0 | 0 | 157.14 | 0 | 435.81 | 0 | 0 | 0 | 1377.96 | 599.13 | 0 | 54006 | 0 | 0 | 1.2 | 0 | 2.76 | 40.31 | 101.72 | 17.08 | 118.6 | 0 | 89.3608 | 4.7655 | 0 | 0 | 0 | 0 | 0 | 17.0765 | 0 | 0 | 365.4372 | 17.0765 | 0
5534 | 51.48 | 1746.22 | 21.64 | 0 | 0 | 0 | 0 | 0 | 0 | 435.81 | 0 | 0 | 0 | 1377.96 | 599.13 | 0 | 54605.13 | 0 | 0 | 1.18 | 0 | 3.82 | 39.49 | 138.06 | 17.08 | 307.6 | 0 | 88.3568 | 4.7655 | 0 | 0 | 0 | 0 | 0 | 17.0765 | 0 | 0 | 365.4372 | 17.0765 | 0
5535 | 48.94 | 1689.99 | 21.83 | 0 | 0 | 0 | 0 | 157.14 | 0 | 587.29 | 0 | 0 | 0 | 1377.96 | 599.13 | 0 | 55204.26 | 0 | 0 | 1.13 | 0 | 4.83 | 38.02 | 172.9 | 17.08 | 93.39 | 0 | 88.3568 | 4.7655 | 0 | 0 | 0 | 0 | 0 | 17.0765 | 0 | 0 | 365.4372 | 17.0765 | 0
5536 | 46.1 | 1624.73 | 23.35 | 0 | 0 | 0 | 0 | 157.14 | 0 | 738.77 | 0 | 0 | 0 | 1377.96 | 599.13 | 0 | 55803.4 | 0 | 0 | 1.12 | 0 | 5.85 | 37.52 | 207.66 | 17.08 | 26.31 | 0 | 89.3608 | 4.7655 | 0 | 0 | 0 | 0 | 0 | 17.0765 | 0 | 0 | 365.4372 | 17.0765 | 0
5537 | 42.73 | 1543.81 | 24.69 | 0 | 0 | 0 | 0 | 98.28 | 0 | 833.52 | 0 | 0 | 0 | 1377.96 | 599.13 | 0 | 56402.53 | 0 | 0 | 1.13 | 0 | 6.89 | 37.78 | 242.89 | 17.08 | 0 | 0 | 90.3649 | 5.7186 | 0 | 0 | 0 | 0 | 0 | 17.0765 | 0 | 0 | 365.4372 | 17.0765 | 0
5538 | 46.79 | 1640.96 | 25.34 | 0 | 0 | 0 | 0 | 118.42 | 0 | 947.67 | 0 | 0 | 0 | 1377.96 | 599.13 | 0 | 57001.66 | 0 | 0 | 1.12 | 0 | 7.79 | 37.55 | 275.49 | 17.08 | 79.01 | 0 | 92.373 | 6.6717 | 0 | 0 | 0 | 0 | 0 | 17.0765 | 0 | 0 | 365.4372 | 17.0765 | 0
5539 | 26.81 | 1098.6 | 26.32 | 0 | 0 | 0 | 0 | 0 | 0 | 947.67 | 0 | 0 | 0 | 1048.66 | 368.63 | 0 | 57370.29 | 0 | 0 | 1.01 | 0 | 8.37 | 0 | 268.09 | 17.08 | 0 | 0 | 95.3851 | 6.6717 | 0 | 0 | 0 | 0 | 0 | 17.0765 | 0 | 0 | 365.4372 | 17.0765 | 0
5540 | 0 | 0 | 27.85 | 0 | 0 | 0 | 0 | 0 | 79.2794 | 865.43 | 0 | 0 | 0 | 0 | 0 | 365.44 | 57004.85 | 0 | 0 | 0 | 0 | 7.89 | 0 | 259.07 | 17.08 | 0 | 0 | 101.4095 | 5.7186 | 0 | 0 | 0 | 0 | 0 | 17.0765 | 0 | 0 | 365.4372 | 17.0765 | 0
5541 | 0 | 0 | 30.59 | 0 | 0 | 0 | 0 | 0 | 76.5898 | 785.98 | 0 | 0 | 0 | 0 | 0 | 365.44 | 56639.41 | 0 | 0 | 0 | 0 | 7.3 | 0 | 247.87 | 17.08 | 0 | 0 | 102.4135 | 4.7655 | 0 | 0 | 0 | 0 | 0 | 17.0765 | 0 | 0 | 365.4372 | 17.0765 | 0
5542 | 0 | 0 | 32.43 | 0 | 0 | 0 | 0 | 0 | 66.7666 | 716.72 | 0 | 0 | 0 | 0 | 0 | 365.44 | 56273.98 | 0 | 0 | 0 | 0 | 6.63 | 0 | 235.17 | 17.08 | 0 | 0 | 95.3851 | 3.8124 | 0 | 0 | 0 | 0 | 0 | 17.0765 | 0 | 0 | 365.4372 | 17.0765 | 0
5543 | 0 | 0 | 33.93 | 0 | 0 | 0 | 0 | 0 | 136.4928 | 575.14 | 0 | 0 | 0 | 81.92 | 0 | 308.09 | 55965.89 | 0 | 0 | 1.29 | 0 | 7.14 | 0 | 221.43 | 17.08 | 0 | 0 | 84.3406 | 2.8593 | 0 | 0 | 0 | 0 | 0 | 17.0765 | 0 | 0 | 365.4372 | 17.0765 | 0
5544 | 0 | 0 | 35.5 | 0 | 0 | 0 | 0 | 0 | 42.7148 | 530.82 | 0 | 0 | 0 | 0 | 0 | 365.44 | 55600.45 | 0 | 0 | 0 | 0 | 6.42 | 0 | 207.83 | 17.08 | 0 | 0 | 76.3081 | 1.9062 | 0 | 0 | 0 | 0 | 0 | 17.0765 | 0 | 0 | 365.4372 | 17.0765 | 0
5545 | 0 | 0 | 36.15 | 0 | 0 | 0 | 0 | 0 | 36.0825 | 493.39 | 0 | 0 | 0 | 0 | 0 | 365.44 | 55235.01 | 0 | 0 | 0 | 0 | 5.77 | 0 | 195.39 | 17.08 | 0 | 0 | 71.2878 | 0.95311 | 0 | 0 | 0 | 0 | 0 | 17.0765 | 0 | 0 | 365.4372 | 17.0765 | 0
5546 | 0 | 0 | 35.75 | 0 | 0 | 0 | 0 | 0 | 32.5254 | 459.65 | 0 | 0 | 0 | 0 | 0 | 365.44 | 54869.57 | 0 | 0 | 0 | 0 | 5.03 | 0 | 181.39 | 17.08 | 0 | 0 | 68.2757 | 0 | 0 | 0 | 0 | 0 | 0 | 17.0765 | 0 | 0 | 365.4372 | 17.0765 | 0
5547 | 0 | 0 | 34.3 | 0 | 0 | 0 | 0 | 0 | 151.483 | 302.51 | 0 | 0 | 0 | 117.13 | 0 | 283.45 | 54586.13 | 0 | 0 | 1.38 | 0 | 5.46 | 0 | 164.62 | 17.08 | 0 | 0 | 67.2716 | 0 | 0 | 0 | 0 | 0 | 0 | 17.0765 | 0 | 0 | 365.4372 | 17.0765 | 0
5548 | 0 | 0 | 31.86 | 0 | 0 | 0 | 0 | 0 | 36.4199 | 264.74 | 0 | 0 | 0 | 0 | 0 | 365.44 | 54220.69 | 0 | 0 | 0 | 0 | 4.53 | 0 | 146.9 | 17.08 | 0 | 0 | 68.2757 | 0 | 0 | 0 | 0 | 0 | 0 | 17.0765 | 0 | 0 | 365.4372 | 17.0765 | 0
5549 | 0 | 0 | 29.2 | 0 | 0 | 0 | 0 | 0 | 43.0908 | 220.04 | 0 | 0 | 0 | 0 | 0 | 365.44 | 53855.25 | 0 | 0 | 0 | 0 | 3.62 | 0 | 129.68 | 17.08 | 0 | 0 | 72.2919 | 0 | 0 | 0 | 0 | 0 | 0 | 17.0765 | 0 | 0 | 365.4372 | 17.0765 | 0
5550 | 0 | 0 | 26.73 | 0 | 0 | 0 | 0 | 0 | 151.483 | 62.9 | 0 | 0 | 0 | 100.95 | 0 | 294.78 | 53560.48 | 0 | 0 | 0 | 0 | 2.69 | 0 | 112.03 | 17.08 | 0 | 0 | 76.3081 | 0.95311 | 0 | 0 | 0 | 0 | 0 | 17.0765 | 0 | 0 | 365.4372 | 17.0765 | 0
5551 | 0 | 0 | 24.33 | 0 | 0 | 0 | 0 | 0 | 58.91 | 1.79 | 0 | 0 | 0 | 0 | 0 | 365.44 | 53195.04 | 0 | 0 | 0 | 0 | 1.79 | 0 | 94.98 | 17.08 | 0 | 0 | 81.3284 | 1.9062 | 0 | 0 | 0 | 0 | 0 | 17.0765 | 0 | 0 | 365.4372 | 17.0765 | 0
5552 | 7.99 | 389.22 | 21.44 | 0 | 0 | 0 | 0 | 0 | 0 | 1.79 | 0 | 0 | 0 | 328.5 | 0 | 135.49 | 53059.55 | 0 | 0 | 0 | 0 | 0.97 | 0 | 79.36 | 17.08 | 0 | 0 | 86.3487 | 3.8124 | 0 | 0 | 0 | 0 | 0 | 17.0765 | 0 | 0 | 365.4372 | 17.0765 | 0
5553 | 24.43 | 1021.55 | 18.58 | 0 | 0 | 0 | 0 | 0 | 0 | 1.79 | 0 | 0 | 0 | 968.47 | 312.49 | 0 | 53372.05 | 0 | 0 | 0 | 0 | 0.43 | 0 | 68.96 | 17.08 | 0 | 0 | 90.3649 | 5.7186 | 0 | 0 | 0 | 0 | 0 | 17.0765 | 0 | 0 | 365.4372 | 17.0765 | 0
5554 | 36.59 | 1385.07 | 17.66 | 0 | 0 | 0 | 0 | 0 | 1.7256 | 0 | 0 | 0 | 0 | 1345.86 | 576.67 | 0 | 53948.71 | 0 | 0 | 0 | 0 | 0 | 0 | 60.89 | 17.08 | 0 | 0 | 91.3689 | 3.8124 | 0 | 0 | 0 | 0 | 0 | 17.0765 | 0 | 0 | 365.4372 | 17.0765 | 0
5555 | 44.44 | 1585.37 | 17.55 | 0 | 0 | 0 | 0 | 157.14 | 17.7183 | 133.1 | 0 | 0 | 0 | 1377.96 | 599.13 | 0 | 54547.84 | 0 | 0 | 1.18 | 0 | 0.77 | 32.62 | 85.19 | 17.08 | 0 | 0 | 92.373 | 3.8124 | 0 | 0 | 0 | 0 | 0 | 17.0765 | 0 | 0 | 365.4372 | 17.0765 | 0
5556 | 47.59 | 1659.21 | 18.07 | 0 | 0 | 0 | 0 | 157.14 | 0 | 284.58 | 0 | 0 | 0 | 1377.96 | 599.13 | 0 | 55146.98 | 0 | 0 | 1.19 | 0 | 1.72 | 0 | 81.75 | 17.08 | 93.4 | 0 | 91.3689 | 3.8124 | 0 | 0 | 0 | 0 | 0 | 17.0765 | 0 | 0 | 365.4372 | 17.0765 | 0
5557 | 49.57 | 1704.05 | 19.85 | 0 | 0 | 0 | 0 | 157.14 | 0 | 436.06 | 0 | 0 | 0 | 1377.96 | 599.13 | 0 | 55746.11 | 0 | 0 | 1.2 | 0 | 2.76 | 40.31 | 118.23 | 17.08 | 101.73 | 0 | 90.3649 | 4.7655 | 0 | 0 | 0 | 0 | 0 | 17.0765 | 0 | 0 | 365.4372 | 17.0765 | 0
5558 | 50.77 | 1730.62 | 22.61 | 0 | 0 | 0 | 0 | 59.3 | 0 | 493.23 | 0 | 0 | 0 | 1377.96 | 599.13 | 0 | 56345.24 | 0 | 0 | 1.18 | 0 | 3.82 | 39.49 | 154.58 | 17.08 | 231.94 | 0 | 89.3608 | 4.7655 | 0 | 0 | 0 | 0 | 0 | 17.0765 | 0 | 0 | 365.4372 | 17.0765 | 0
5559 | 49.37 | 1699.69 | 25.59 | 0 | 0 | 0 | 0 | 0 | 0 | 493.23 | 0 | 0 | 0 | 1377.96 | 599.13 | 0 | 56944.38 | 0 | 0 | 1.13 | 0 | 4.83 | 38.02 | 189.41 | 17.08 | 263.41 | 0 | 89.3608 | 4.7655 | 0 | 0 | 0 | 0 | 0 | 17.0765 | 0 | 0 | 365.4372 | 17.0765 | 0
5560 | 47.9 | 1666.36 | 27.43 | 0 | 0 | 0 | 0 | 157.14 | 0 | 644.71 | 0 | 0 | 0 | 1377.96 | 599.13 | 0 | 57543.51 | 0 | 0 | 1.12 | 0 | 5.85 | 37.52 | 224.17 | 17.08 | 72.82 | 0 | 90.3649 | 4.7655 | 0 | 0 | 0 | 0 | 0 | 17.0765 | 0 | 0 | 365.4372 | 17.0765 | 0
5561 | 46.23 | 1627.72 | 27.95 | 0 | 0 | 0 | 0 | 157.14 | 0 | 796.19 | 0 | 0 | 0 | 1377.96 | 599.13 | 0 | 58142.64 | 0 | 0 | 1.13 | 0 | 6.89 | 37.78 | 259.41 | 17.08 | 30.81 | 0 | 91.3689 | 5.7186 | 0 | 0 | 0 | 0 | 0 | 17.0765 | 0 | 0 | 365.4372 | 17.0765 | 0
5562 | 51.19 | 1739.98 | 27.46 | 0 | 0 | 0 | 0 | 157.14 | 0 | 947.67 | 0 | 0 | 0 | 1377.96 | 599.13 | 0 | 58741.77 | 0 | 0 | 1.12 | 0 | 7.79 | 37.55 | 292 | 17.08 | 144.82 | 0 | 93.377 | 6.6717 | 0 | 0 | 0 | 0 | 0 | 17.0765 | 0 | 0 | 365.4372 | 17.0765 | 0
5563 | 31.13 | 1230.82 | 26.42 | 0 | 0 | 0 | 0 | 0 | 0 | 947.67 | 0 | 0 | 0 | 1183.52 | 463.03 | 0 | 59204.81 | 0 | 0 | 0.78 | 0 | 8.14 | 0 | 284.61 | 17.08 | 0 | 0 | 97.3933 | 6.6717 | 0 | 0 | 0 | 0 | 0 | 17.0765 | 0 | 0 | 365.4372 | 17.0765 | 0
5564 | 0 | 0 | 25.3 | 0 | 0 | 0 | 0 | 0 | 123.4884 | 819.57 | 0 | 0 | 0 | 40.65 | 0 | 336.98 | 58867.83 | 0 | 0 | 0 | 0 | 7.66 | 0 | 275.58 | 17.08 | 0 | 0 | 102.4135 | 5.7186 | 0 | 0 | 0 | 0 | 0 | 17.0765 | 0 | 0 | 365.4372 | 17.0765 | 0
5565 | 0 | 0 | 24.69 | 0 | 0 | 0 | 0 | 0 | 84.7356 | 731.67 | 0 | 0 | 0 | 0 | 0 | 365.44 | 58502.39 | 0 | 0 | 1.24 | 0 | 8.25 | 0 | 264.39 | 17.08 | 0 | 0 | 103.4176 | 4.7655 | 0 | 0 | 0 | 0 | 0 | 17.0765 | 0 | 0 | 365.4372 | 17.0765 | 0
5566 | 0 | 0 | 24.93 | 0 | 0 | 0 | 0 | 0 | 75.2691 | 653.59 | 0 | 0 | 0 | 0 | 0 | 365.44 | 58136.95 | 0 | 0 | 0 | 0 | 7.58 | 0 | 251.68 | 17.08 | 0 | 0 | 96.3892 | 3.8124 | 0 | 0 | 0 | 0 | 0 | 17.0765 | 0 | 0 | 365.4372 | 17.0765 | 0
5567 | 0 | 0 | 26.11 | 0 | 0 | 0 | 0 | 0 | 62.1009 | 589.18 | 0 | 0 | 0 | 0 | 0 | 365.44 | 57771.52 | 0 | 0 | 0 | 0 | 6.86 | 0 | 237.94 | 17.08 | 0 | 0 | 85.3446 | 2.8593 | 0 | 0 | 0 | 0 | 0 | 17.0765 | 0 | 0 | 365.4372 | 17.0765 | 0
5568 | 0 | 0 | 27.98 | 0 | 0 | 0 | 0 | 0 | 51.2366 | 536.03 | 0 | 0 | 0 | 0 | 0 | 365.44 | 57406.08 | 0 | 0 | 0 | 0 | 6.14 | 0 | 224.34 | 17.08 | 0 | 0 | 77.3122 | 1.9062 | 0 | 0 | 0 | 0 | 0 | 17.0765 | 0 | 0 | 365.4372 | 17.0765 | 0
5569 | 0 | 0 | 30.26 | 0 | 0 | 0 | 0 | 0 | 42.9848 | 491.44 | 0 | 0 | 0 | 0 | 0 | 365.44 | 57040.64 | 0 | 0 | 0 | 0 | 5.49 | 0 | 211.91 | 17.08 | 0 | 0 | 72.2919 | 0.95311 | 0 | 0 | 0 | 0 | 0 | 17.0765 | 0 | 0 | 365.4372 | 17.0765 | 0
5570 | 0 | 0 | 32.45 | 0 | 0 | 0 | 0 | 0 | 151.483 | 334.3 | 0 | 0 | 0 | 113.27 | 0 | 286.15 | 56754.49 | 0 | 0 | 1.38 | 0 | 6.06 | 0 | 197.91 | 17.08 | 0 | 0 | 69.2797 | 0 | 0 | 0 | 0 | 0 | 0 | 17.0765 | 0 | 0 | 365.4372 | 17.0765 | 0
5571 | 0 | 0 | 33.75 | 0 | 0 | 0 | 0 | 0 | 34.5305 | 298.48 | 0 | 0 | 0 | 0 | 0 | 365.44 | 56389.05 | 0 | 0 | 0 | 0 | 5.18 | 0 | 181.13 | 17.08 | 0 | 0 | 68.2757 | 0 | 0 | 0 | 0 | 0 | 0 | 17.0765 | 0 | 0 | 365.4372 | 17.0765 | 0
5572 | 0 | 0 | 32.17 | 0 | 0 | 0 | 0 | 0 | 37.114 | 259.99 | 0 | 0 | 0 | 0 | 0 | 365.44 | 56023.62 | 0 | 0 | 0 | 0 | 4.25 | 0 | 163.42 | 17.08 | 0 | 0 | 69.2797 | 0 | 0 | 0 | 0 | 0 | 0 | 17.0765 | 0 | 0 | 365.4372 | 17.0765 | 0
5573 | 0 | 0 | 28.7 | 0 | 0 | 0 | 0 | 0 | 43.5921 | 214.77 | 0 | 0 | 0 | 0 | 0 | 365.44 | 55658.18 | 0 | 0 | 0 | 0 | 3.34 | 0 | 146.2 | 17.08 | 0 | 0 | 72.2919 | 0 | 0 | 0 | 0 | 0 | 0 | 17.0765 | 0 | 0 | 365.4372 | 17.0765 | 0
5574 | 0 | 0 | 24.17 | 0 | 0 | 0 | 0 | 0 | 54.0997 | 158.65 | 0 | 0 | 0 | 0 | 0 | 365.44 | 55292.74 | 0 | 0 | 0 | 0 | 2.41 | 0 | 128.55 | 17.08 | 0 | 0 | 77.3122 | 0.95311 | 0 | 0 | 0 | 0 | 0 | 17.0765 | 0 | 0 | 365.4372 | 17.0765 | 0
5575 | 0 | 0 | 20.23 | 0 | 0 | 0 | 0 | 0 | 151.483 | 1.51 | 0 | 0 | 0 | 87.47 | 0 | 304.21 | 54988.53 | 0 | 0 | 0 | 0 | 1.51 | 0 | 111.5 | 17.08 | 0 | 0 | 82.3324 | 1.9062 | 0 | 0 | 0 | 0 | 0 | 17.0765 | 0 | 0 | 365.4372 | 17.0765 | 0
5576 | 13.85 | 637.25 | 16.35 | 0 | 0 | 0 | 0 | 0 | 0 | 1.51 | 0 | 0 | 0 | 577.29 | 38.66 | 0 | 55027.2 | 0 | 0 | 0 | 0 | 0.69 | 0 | 95.88 | 17.08 | 0 | 0 | 86.3487 | 3.8124 | 0 | 0 | 0 | 0 | 0 | 17.0765 | 0 | 0 | 365.4372 | 17.0765 | 0
5577 | 30.34 | 1207.18 | 13.27 | 0 | 0 | 0 | 0 | 0 | 1.3207 | 0.14 | 0 | 0 | 0 | 1156.02 | 443.78 | 0 | 55470.97 | 0 | 0 | 0 | 0 | 0.14 | 0 | 85.48 | 17.08 | 0 | 0 | 90.3649 | 5.7186 | 0 | 0 | 0 | 0 | 0 | 17.0765 | 0 | 0 | 365.4372 | 17.0765 | 0
5578 | 38.07 | 1424.71 | 11.52 | 0 | 0 | 0 | 0 | 0 | 0.13496 | 0 | 0 | 0 | 0 | 1377.96 | 599.13 | 0 | 56070.11 | 0 | 0 | 0.3 | 0 | 0 | 0 | 77.4 | 17.08 | 0 | 0 | 92.373 | 3.8124 | 0 | 0 | 0 | 0 | 0 | 17.0765 | 0 | 0 | 365.4372 | 17.0765 | 0
5579 | 44.59 | 1588.89 | 10.79 | 0 | 0 | 0 | 0 | 129.32 | 0 | 124.66 | 0 | 0 | 0 | 1377.96 | 599.13 | 0 | 56669.24 | 0 | 0 | 1.18 | 0 | 0.77 | 39.62 | 108.36 | 17.08 | 0 | 0 | 92.373 | 3.8124 | 0 | 0 | 0 | 0 | 0 | 17.0765 | 0 | 0 | 365.4372 | 17.0765 | 0
5580 | 47.4 | 1655.01 | 10.43 | 0 | 0 | 0 | 0 | 157.14 | 0 | 276.14 | 0 | 0 | 0 | 1377.96 | 599.13 | 0 | 57268.37 | 0 | 0 | 1.19 | 0 | 1.72 | 0 | 104.93 | 17.08 | 81.39 | 0 | 91.3689 | 3.8124 | 0 | 0 | 0 | 0 | 0 | 17.0765 | 0 | 0 | 365.4372 | 17.0765 | 0
5581 | 49.07 | 1693.03 | 10.17 | 0 | 0 | 0 | 0 | 157.14 | 0 | 427.62 | 0 | 0 | 0 | 1377.96 | 599.13 | 0 | 57867.5 | 0 | 0 | 1.2 | 0 | 2.76 | 40.31 | 141.4 | 17.08 | 80.53 | 0 | 90.3649 | 4.7655 | 0 | 0 | 0 | 0 | 0 | 17.0765 | 0 | 0 | 365.4372 | 17.0765 | 0
5582 | 49.91 | 1711.64 | 10.07 | 0 | 0 | 0 | 0 | 157.14 | 0 | 579.1 | 0 | 0 | 0 | 1377.96 | 599.13 | 0 | 58466.64 | 0 | 0 | 1.18 | 0 | 3.82 | 39.49 | 177.75 | 17.08 | 101.72 | 0 | 89.3608 | 4.7655 | 0 | 0 | 0 | 0 | 0 | 17.0765 | 0 | 0 | 365.4372 | 17.0765 | 0
5583 | 48.75 | 1685.78 | 10 | 0 | 0 | 0 | 0 | 68.06 | 0 | 644.71 | 0 | 0 | 0 | 1377.96 | 599.13 | 0 | 59065.77 | 0 | 0 | 1.13 | 0 | 4.83 | 38.02 | 212.58 | 17.08 | 165.24 | 0 | 89.3608 | 4.7655 | 0 | 0 | 0 | 0 | 0 | 17.0765 | 0 | 0 | 365.4372 | 17.0765 | 0
5584 | 47.6 | 1659.54 | 10 | 0 | 0 | 0 | 0 | 0 | 0 | 644.71 | 0 | 0 | 0 | 1377.96 | 599.13 | 0 | 59664.9 | 0 | 0 | 1.12 | 0 | 5.85 | 37.52 | 247.34 | 17.08 | 206.41 | 0 | 89.3608 | 4.7655 | 0 | 0 | 0 | 0 | 0 | 17.0765 | 0 | 0 | 365.4372 | 17.0765 | 0
5585 | 46.32 | 1629.9 | 10.05 | 0 | 0 | 0 | 0 | 157.14 | 0 | 796.19 | 0 | 0 | 0 | 1377.96 | 599.13 | 0 | 60264.04 | 0 | 0 | 1.13 | 0 | 6.89 | 37.78 | 282.58 | 17.08 | 15.18 | 0 | 91.3689 | 5.7186 | 0 | 0 | 0 | 0 | 0 | 17.0765 | 0 | 0 | 365.4372 | 17.0765 | 0
5586 | 51.07 | 1737.27 | 10.19 | 0 | 0 | 0 | 0 | 157.14 | 0 | 947.67 | 0 | 0 | 0 | 1377.96 | 599.13 | 0 | 60863.17 | 0 | 0 | 1.12 | 0 | 7.79 | 13.16 | 292 | 17.08 | 150.1 | 0 | 92.373 | 6.6717 | 0 | 0 | 0 | 0 | 0 | 17.0765 | 0 | 0 | 365.4372 | 17.0765 | 0
5587 | 31.24 | 1233.96 | 10.73 | 0 | 0 | 0 | 0 | 0 | 0 | 947.67 | 0 | 0 | 0 | 1163.95 | 449.33 | 0 | 61312.5 | 0 | 0 | 1.13 | 0 | 8.48 | 7.78 | 292 | 17.08 | 0 | 0 | 96.3892 | 6.6717 | 0 | 0 | 0 | 0 | 0 | 17.0765 | 0 | 0 | 365.4372 | 17.0765 | 0
5588 | 0 | 0 | 11.79 | 0 | 0 | 0 | 0 | 0 | 95.3396 | 848.77 | 0 | 0 | 0 | 0 | 0 | 365.44 | 60947.06 | 0 | 0 | 0 | 0 | 8 | 0 | 282.97 | 17.08 | 0 | 0 | 101.4095 | 5.7186 | 0 | 0 | 0 | 0 | 0 | 17.0765 | 0 | 0 | 365.4372 | 17.0765 | 0
5589 | 0 | 0 | 13.28 | 0 | 0 | 0 | 0 | 0 | 93.9032 | 751.36 | 0 | 0 | 0 | 0 | 0 | 365.44 | 60581.62 | 0 | 0 | 0 | 0 | 7.41 | 0 | 271.78 | 17.08 | 0 | 0 | 102.4135 | 4.7655 | 0 | 0 | 0 | 0 | 0 | 17.0765 | 0 | 0 | 365.4372 | 17.0765 | 0
5590 | 0 | 0 | 14.53 | 0 | 0 | 0 | 0 | 0 | 84.6585 | 663.54 | 0 | 0 | 0 | 0 | 0 | 365.44 | 60216.19 | 0 | 0 | 0 | 0 | 6.74 | 0 | 259.08 | 17.08 | 0 | 0 | 95.3851 | 3.8124 | 0 | 0 | 0 | 0 | 0 | 17.0765 | 0 | 0 | 365.4372 | 17.0765 | 0
5591 | 0 | 0 | 16.05 | 0 | 0 | 0 | 0 | 0 | 71.1528 | 589.73 | 0 | 0 | 0 | 0 | 0 | 365.44 | 59850.75 | 0 | 0 | 0 | 0 | 6.02 | 0 | 245.34 | 17.08 | 0 | 0 | 84.3406 | 2.8593 | 0 | 0 | 0 | 0 | 0 | 17.0765 | 0 | 0 | 365.4372 | 17.0765 | 0
5592 | 0 | 0 | 17.25 | 0 | 0 | 0 | 0 | 0 | 60.9634 | 526.49 | 0 | 0 | 0 | 0 | 0 | 365.44 | 59485.31 | 0 | 0 | 0 | 0 | 5.3 | 0 | 231.74 | 17.08 | 0 | 0 | 76.3081 | 1.9062 | 0 | 0 | 0 | 0 | 0 | 17.0765 | 0 | 0 | 365.4372 | 17.0765 | 0
5593 | 0 | 0 | 17.23 | 0 | 0 | 0 | 0 | 0 | 55.0155 | 469.42 | 0 | 0 | 0 | 0 | 0 | 365.44 | 59119.87 | 0 | 0 | 0 | 0 | 4.65 | 0 | 219.3 | 17.08 | 0 | 0 | 71.2878 | 0.95311 | 0 | 0 | 0 | 0 | 0 | 17.0765 | 0 | 0 | 365.4372 | 17.0765 | 0
5594 | 0 | 0 | 16.27 | 0 | 0 | 0 | 0 | 0 | 52.0078 | 415.47 | 0 | 0 | 0 | 0 | 0 | 365.44 | 58754.44 | 0 | 0 | 0 | 0 | 3.91 | 0 | 205.3 | 17.08 | 0 | 0 | 68.2757 | 0 | 0 | 0 | 0 | 0 | 0 | 17.0765 | 0 | 0 | 365.4372 | 17.0765 | 0
5595 | 0 | 0 | 14.96 | 0 | 0 | 0 | 0 | 0 | 51.9789 | 361.55 | 0 | 0 | 0 | 0 | 0 | 365.44 | 58389 | 0 | 0 | 0.67 | 0 | 3.66 | 0 | 188.53 | 17.08 | 0 | 0 | 66.2676 | 0 | 0 | 0 | 0 | 0 | 0 | 17.0765 | 0 | 0 | 365.4372 | 17.0765 | 0
5596 | 0 | 0 | 13.36 | 0 | 0 | 0 | 0 | 0 | 53.9165 | 305.62 | 0 | 0 | 0 | 0 | 0 | 365.44 | 58023.56 | 0 | 0 | 0 | 0 | 2.73 | 0 | 170.81 | 17.08 | 0 | 0 | 67.2716 | 0 | 0 | 0 | 0 | 0 | 0 | 17.0765 | 0 | 0 | 365.4372 | 17.0765 | 0
5597 | 0 | 0 | 11.36 | 0 | 0 | 0 | 0 | 0 | 59.9222 | 243.46 | 0 | 0 | 0 | 0 | 0 | 365.44 | 57658.13 | 0 | 0 | 0 | 0 | 1.83 | 0 | 153.59 | 17.08 | 0 | 0 | 71.2878 | 0 | 0 | 0 | 0 | 0 | 0 | 17.0765 | 0 | 0 | 365.4372 | 17.0765 | 0
5598 | 0 | 0 | 9.45 | 0 | 0 | 0 | 0 | 0 | 66.8052 | 174.16 | 0 | 0 | 0 | 0 | 0 | 365.44 | 57292.69 | 0 | 0 | 0 | 0 | 0.9 | 0 | 135.94 | 17.08 | 0 | 0 | 75.3041 | 0.95311 | 0 | 0 | 0 | 0 | 0 | 17.0765 | 0 | 0 | 365.4372 | 17.0765 | 0
5599 | 0 | 0 | 8.11 | 0 | 0 | 0 | 0 | 0 | 74.122 | 97.28 | 0 | 0 | 0 | 0 | 0 | 365.44 | 56927.25 | 0 | 0 | 0 | 0 | 0 | 0 | 118.89 | 17.08 | 0 | 0 | 80.3243 | 1.9062 | 0 | 0 | 0 | 0 | 0 | 17.0765 | 0 | 0 | 365.4372 | 17.0765 | 0
5600 | 15.22 | 691.35 | 7.17 | 0 | 0 | 0 | 0 | 0 | 0 | 97.28 | 0 | 0 | 0 | 581.21 | 41.41 | 0 | 56968.66 | 0 | 0 | 1.26 | 0 | 0.37 | 42.12 | 143.28 | 17.08 | 0 | 0 | 85.3446 | 3.8124 | 0 | 0 | 0 | 0 | 0 | 17.0765 | 0 | 0 | 365.4372 | 17.0765 | 0
5601 | 25.76 | 1064.98 | 6.59 | 0 | 0 | 0 | 0 | 157.14 | 0 | 248.76 | 0 | 0 | 0 | 844.89 | 225.99 | 0 | 57194.65 | 0 | 0 | 1.22 | 0 | 0.99 | 0 | 132.88 | 17.08 | 0 | 0 | 88.3568 | 5.7186 | 0 | 0 | 0 | 0 | 0 | 17.0765 | 0 | 0 | 365.4372 | 17.0765 | 0
5602 | 36.22 | 1375.01 | 6.54 | 0 | 0 | 0 | 0 | 0 | 0 | 248.76 | 0 | 0 | 0 | 1322.39 | 560.23 | 0 | 57754.89 | 0 | 0 | 1.2 | 0 | 1.7 | 0 | 124.81 | 17.08 | 0 | 0 | 90.3649 | 3.8124 | 0 | 0 | 0 | 0 | 0 | 17.0765 | 0 | 0 | 365.4372 | 17.0765 | 0
5603 | 43.21 | 1555.41 | 6.72 | 0 | 0 | 0 | 0 | 114.67 | 0 | 359.29 | 0 | 0 | 0 | 1377.96 | 599.13 | 0 | 58354.02 | 0 | 0 | 1.18 | 0 | 2.47 | 17.36 | 134.62 | 17.08 | 0 | 0 | 90.3649 | 3.8124 | 0 | 0 | 0 | 0 | 0 | 17.0765 | 0 | 0 | 365.4372 | 17.0765 | 0
5604 | 44.4 | 1584.33 | 6.94 | 0 | 0 | 0 | 0 | 140.76 | 0 | 494.99 | 0 | 0 | 0 | 1359.85 | 586.46 | 0 | 58940.48 | 0 | 0 | 1.19 | 0 | 3.42 | 39.7 | 168.9 | 17.08 | 0 | 0 | 90.3649 | 3.8124 | 0 | 0 | 0 | 0 | 0 | 17.0765 | 0 | 0 | 365.4372 | 17.0765 | 0
5605 | 44 | 1574.72 | 7.3 | 0 | 0 | 0 | 0 | 153.74 | 0 | 643.19 | 0 | 0 | 0 | 1377.96 | 599.13 | 0 | 59539.61 | 0 | 0 | 1.2 | 0 | 4.47 | 0 | 167.08 | 17.08 | 0 | 0 | 88.3568 | 4.7655 | 0 | 0 | 0 | 0 | 0 | 17.0765 | 0 | 0 | 365.4372 | 17.0765 | 0
5606 | 42.29 | 1532.89 | 7.9 | 0 | 0 | 0 | 0 | 112.95 | 0 | 752.07 | 0 | 0 | 0 | 1377.96 | 599.13 | 0 | 60138.74 | 0 | 0 | 0.06 | 0 | 4.46 | 0 | 165.91 | 17.08 | 0 | 0 | 87.3527 | 4.7655 | 0 | 0 | 0 | 0 | 0 | 17.0765 | 0 | 0 | 365.4372 | 17.0765 | 0
5607 | 39.96 | 1474.11 | 8.64 | 0 | 0 | 0 | 0 | 13.49 | 0 | 765.08 | 0 | 0 | 0 | 1377.96 | 599.13 | 0 | 60737.87 | 0 | 0 | 1.13 | 0 | 5.47 | 38.02 | 200.74 | 17.08 | 0 | 0 | 87.3527 | 4.7655 | 0 | 0 | 0 | 0 | 0 | 17.0765 | 0 | 0 | 365.4372 | 17.0765 | 0
5608 | 36.98 | 1395.57 | 9.92 | 0 | 0 | 0 | 0 | 0 | 0 | 765.08 | 0 | 0 | 0 | 1348.22 | 578.32 | 0 | 61316.19 | 0 | 0 | 1.12 | 0 | 6.49 | 0 | 199.86 | 17.08 | 0 | 0 | 88.3568 | 4.7655 | 0 | 0 | 0 | 0 | 0 | 17.0765 | 0 | 0 | 365.4372 | 17.0765 | 0
5609 | 33.37 | 1295.72 | 11.67 | 0 | 0 | 0 | 0 | 0 | 0 | 765.08 | 0 | 0 | 0 | 1244.55 | 505.75 | 0 | 61821.94 | 0 | 0 | 1.13 | 0 | 7.52 | 0 | 199.21 | 17.08 | 0 | 0 | 89.3608 | 5.7186 | 0 | 0 | 0 | 0 | 0 | 17.0765 | 0 | 0 | 365.4372 | 17.0765 | 0
5610 | 35.45 | 1353.97 | 13.85 | 0 | 0 | 0 | 0 | 0 | 0 | 765.08 | 0 | 0 | 0 | 1304.11 | 547.44 | 0 | 62369.38 | 0 | 0 | 1.12 | 0 | 8.43 | 0 | 196.12 | 17.08 | 0 | 0 | 91.3689 | 6.6717 | 0 | 0 | 0 | 0 | 0 | 17.0765 | 0 | 0 | 365.4372 | 17.0765 | 0
5611 | 17.27 | 769.41 | 16.16 | 0 | 0 | 0 | 0 | 0 | 0 | 765.08 | 0 | 0 | 0 | 700.65 | 125.02 | 0 | 62494.4 | 0 | 0 | 1.13 | 0 | 9.11 | 0 | 188.73 | 17.08 | 0 | 0 | 94.3811 | 6.6717 | 0 | 0 | 0 | 0 | 0 | 17.0765 | 0 | 0 | 365.4372 | 17.0765 | 0
5612 | 0 | 0 | 18.51 | 0 | 0 | 0 | 0 | 0 | 87.618 | 674.19 | 0 | 0 | 0 | 0 | 0 | 365.44 | 62128.96 | 0 | 0 | 0 | 0 | 8.64 | 0 | 179.7 | 17.08 | 0 | 0 | 100.4054 | 5.7186 | 0 | 0 | 0 | 0 | 0 | 17.0765 | 0 | 0 | 365.4372 | 17.0765 | 0
5613 | 0 | 0 | 20.05 | 0 | 0 | 0 | 0 | 0 | 86.1238 | 584.85 | 0 | 0 | 0 | 0 | 0 | 365.44 | 61763.53 | 0 | 0 | 0 | 0 | 8.05 | 0 | 168.51 | 17.08 | 0 | 0 | 101.4095 | 4.7655 | 0 | 0 | 0 | 0 | 0 | 17.0765 | 0 | 0 | 365.4372 | 17.0765 | 0
5614 | 0 | 0 | 20.55 | 0 | 0 | 0 | 0 | 0 | 77.6406 | 504.31 | 0 | 0 | 0 | 0 | 0 | 365.44 | 61398.09 | 0 | 0 | 0 | 0 | 7.38 | 0 | 155.81 | 17.08 | 0 | 0 | 94.3811 | 3.8124 | 0 | 0 | 0 | 0 | 0 | 17.0765 | 0 | 0 | 365.4372 | 17.0765 | 0
5615 | 0 | 0 | 20.85 | 0 | 0 | 0 | 0 | 0 | 65.3496 | 436.52 | 0 | 0 | 0 | 0 | 0 | 365.44 | 61032.65 | 0 | 0 | 0 | 0 | 6.66 | 0 | 142.07 | 17.08 | 0 | 0 | 83.3365 | 2.8593 | 0 | 0 | 0 | 0 | 0 | 17.0765 | 0 | 0 | 365.4372 | 17.0765 | 0
5616 | 0 | 0 | 20.66 | 0 | 0 | 0 | 0 | 0 | 56.5482 | 377.86 | 0 | 0 | 0 | 0 | 0 | 365.44 | 60667.22 | 0 | 0 | 0 | 0 | 5.94 | 0 | 128.47 | 17.08 | 0 | 0 | 75.3041 | 1.9062 | 0 | 0 | 0 | 0 | 0 | 17.0765 | 0 | 0 | 365.4372 | 17.0765 | 0
5617 | 0 | 0 | 19.93 | 0 | 0 | 0 | 0 | 0 | 51.3041 | 324.64 | 0 | 0 | 0 | 0 | 0 | 365.44 | 60301.78 | 0 | 0 | 0 | 0 | 5.28 | 0 | 116.03 | 17.08 | 0 | 0 | 70.2838 | 0.95311 | 0 | 0 | 0 | 0 | 0 | 17.0765 | 0 | 0 | 365.4372 | 17.0765 | 0
5618 | 0 | 0 | 19.15 | 0 | 0 | 0 | 0 | 0 | 48.1229 | 274.72 | 0 | 0 | 0 | 0 | 0 | 365.44 | 59936.34 | 0 | 0 | 0 | 0 | 4.55 | 0 | 102.03 | 17.08 | 0 | 0 | 67.2716 | 0 | 0 | 0 | 0 | 0 | 0 | 17.0765 | 0 | 0 | 365.4372 | 17.0765 | 0
5619 | 0 | 0 | 18.75 | 0 | 0 | 0 | 0 | 0 | 46.513 | 226.47 | 0 | 0 | 0 | 0 | 0 | 365.44 | 59570.9 | 0 | 0 | 0 | 0 | 3.66 | 0 | 85.25 | 17.08 | 0 | 0 | 65.2635 | 0 | 0 | 0 | 0 | 0 | 0 | 17.0765 | 0 | 0 | 365.4372 | 17.0765 | 0
5620 | 0 | 0 | 19.19 | 0 | 0 | 0 | 0 | 0 | 48.0843 | 176.59 | 0 | 0 | 0 | 0 | 0 | 365.44 | 59205.47 | 0 | 0 | 0 | 0 | 2.73 | 0 | 67.54 | 17.08 | 0 | 0 | 67.2716 | 0 | 0 | 0 | 0 | 0 | 0 | 17.0765 | 0 | 0 | 365.4372 | 17.0765 | 0
5621 | 0 | 0 | 19.53 | 0 | 0 | 0 | 0 | 0 | 50.7546 | 123.94 | 0 | 0 | 0 | 0 | 0 | 365.44 | 58840.03 | 0 | 0 | 0 | 0 | 1.83 | 0 | 50.32 | 17.08 | 0 | 0 | 70.2838 | 0 | 0 | 0 | 0 | 0 | 0 | 17.0765 | 0 | 0 | 365.4372 | 17.0765 | 0
5622 | 0 | 0 | 19.37 | 0 | 0 | 0 | 0 | 0 | 55.8831 | 65.97 | 0 | 0 | 0 | 0 | 0 | 365.44 | 58474.59 | 0 | 0 | 0 | 0 | 0.9 | 0 | 32.67 | 17.08 | 0 | 0 | 74.3 | 0.95311 | 0 | 0 | 0 | 0 | 0 | 17.0765 | 0 | 0 | 365.4372 | 17.0765 | 0
5623 | 0 | 0 | 18.63 | 0 | 0 | 0 | 0 | 0 | 63.5951 | 0 | 0 | 0 | 0 | 0 | 0 | 365.44 | 58109.16 | 0 | 0 | 0 | 0 | 0 | 0 | 15.62 | 17.08 | 0 | 0 | 80.3243 | 1.9062 | 0 | 0 | 0 | 0 | 0 | 17.0765 | 0 | 0 | 365.4372 | 17.0765 | 0
5624 | 15.45 | 700.05 | 17.13 | 0 | 0 | 0 | 0 | 0 | 0 | 0 | 0 | 0 | 0 | 643.61 | 85.09 | 0 | 58194.24 | 0 | 0 | 0.87 | 0 | 0 | 0 | 0 | 17.08 | 0 | 0 | 84.3406 | 3.8124 | 0 | 0 | 0 | 0 | 0 | 17.0765 | 0 | 0 | 365.4372 | 17.0765 | 0
5625 | 30.88 | 1223.51 | 15.58 | 0 | 0 | 0 | 0 | 0 | 0 | 0 | 0 | 0 | 0 | 1164.37 | 449.62 | 0 | 58643.87 | 0 | 0 | 0.58 | 0 | 0 | 10.95 | 0 | 17.08 | 0 | 0 | 88.3568 | 5.7186 | 0 | 0 | 0 | 0 | 0 | 17.0765 | 0 | 0 | 365.4372 | 17.0765 | 0
5626 | 38.16 | 1426.99 | 15.19 | 0 | 0 | 0 | 0 | 0 | 0 | 0 | 0 | 0 | 0 | 1377.21 | 598.61 | 0 | 59242.48 | 0 | 0 | 0.45 | 0 | 0 | 8.5 | 0 | 17.08 | 0 | 0 | 90.3649 | 3.8124 | 0 | 0 | 0 | 0 | 0 | 17.0765 | 0 | 0 | 365.4372 | 17.0765 | 0
5627 | 44.65 | 1590.27 | 15.83 | 0 | 0 | 0 | 0 | 137.8 | 0 | 132.84 | 0 | 0 | 0 | 1377.96 | 599.13 | 0 | 59841.61 | 0 | 0 | 1.18 | 0 | 0.77 | 39.62 | 30.96 | 17.08 | 0 | 0 | 90.3649 | 3.8124 | 0 | 0 | 0 | 0 | 0 | 17.0765 | 0 | 0 | 365.4372 | 17.0765 | 0
5628 | 48.51 | 1680.29 | 17.48 | 0 | 0 | 0 | 0 | 157.14 | 0 | 284.32 | 0 | 0 | 0 | 1377.96 | 599.13 | 0 | 60440.74 | 0 | 0 | 1.19 | 0 | 1.72 | 39.7 | 65.24 | 17.08 | 77.12 | 0 | 89.3608 | 3.8124 | 0 | 0 | 0 | 0 | 0 | 17.0765 | 0 | 0 | 365.4372 | 17.0765 | 0
5629 | 51.43 | 1745.15 | 20.24 | 0 | 0 | 0 | 0 | 59.57 | 0 | 341.75 | 0 | 0 | 0 | 1377.96 | 599.13 | 0 | 61039.88 | 0 | 0 | 1.2 | 0 | 2.76 | 40.31 | 101.72 | 17.08 | 244.65 | 0 | 88.3568 | 4.7655 | 0 | 0 | 0 | 0 | 0 | 17.0765 | 0 | 0 | 365.4372 | 17.0765 | 0
5630 | 53.77 | 1795.17 | 23.86 | 0 | 0 | 0 | 0 | 157.14 | 0 | 493.23 | 0 | 0 | 0 | 1377.96 | 599.13 | 0 | 61639.01 | 0 | 0 | 1.18 | 0 | 3.82 | 39.49 | 138.06 | 17.08 | 204.92 | 0 | 87.3527 | 4.7655 | 0 | 0 | 0 | 0 | 0 | 17.0765 | 0 | 0 | 365.4372 | 17.0765 | 0
5631 | 51.65 | 1749.81 | 27.56 | 0 | 0 | 0 | 0 | 157.14 | 0 | 644.71 | 0 | 0 | 0 | 1377.96 | 599.13 | 0 | 62238.14 | 0 | 0 | 1.13 | 0 | 4.83 | 38.02 | 172.9 | 17.08 | 162.65 | 0 | 87.3527 | 4.7655 | 0 | 0 | 0 | 0 | 0 | 17.0765 | 0 | 0 | 365.4372 | 17.0765 | 0
5632 | 49.36 | 1699.5 | 30.79 | 0 | 0 | 0 | 0 | 157.14 | 0 | 796.19 | 0 | 0 | 0 | 1377.96 | 599.13 | 0 | 62837.27 | 0 | 0 | 1.12 | 0 | 5.85 | 37.52 | 207.66 | 17.08 | 112.8 | 0 | 88.3568 | 4.7655 | 0 | 0 | 0 | 0 | 0 | 17.0765 | 0 | 0 | 365.4372 | 17.0765 | 0
5633 | 46.64 | 1637.32 | 33.24 | 0 | 0 | 0 | 0 | 157.14 | 0 | 947.67 | 0 | 0 | 0 | 1377.96 | 599.13 | 0 | 63436.41 | 0 | 0 | 1.13 | 0 | 6.89 | 37.78 | 242.89 | 17.08 | 48.12 | 0 | 89.3608 | 5.7186 | 0 | 0 | 0 | 0 | 0 | 17.0765 | 0 | 0 | 365.4372 | 17.0765 | 0
5634 | 51.37 | 1743.78 | 34.62 | 0 | 0 | 0 | 0 | 0 | 0 | 947.67 | 0 | 0 | 0 | 1377.96 | 599.13 | 0 | 64035.54 | 0 | 0 | 1.12 | 0 | 7.79 | 37.55 | 275.49 | 17.08 | 315.1 | 0 | 91.3689 | 6.6717 | 0 | 0 | 0 | 0 | 0 | 17.0765 | 0 | 0 | 365.4372 | 17.0765 | 0
5635 | 30.82 | 1221.68 | 35.05 | 0 | 0 | 0 | 0 | 0 | 0 | 947.67 | 0 | 0 | 0 | 1184.87 | 463.97 | 0 | 64499.51 | 0 | 0 | 0.63 | 0 | 8 | 0 | 268.09 | 17.08 | 0 | 0 | 95.3851 | 6.6717 | 0 | 0 | 0 | 0 | 0 | 17.0765 | 0 | 0 | 365.4372 | 17.0765 | 0
5636 | 0 | 0 | 34.87 | 0 | 0 | 0 | 0 | 0 | 72.2518 | 872.72 | 0 | 0 | 0 | 0 | 0 | 365.44 | 64134.07 | 0 | 0 | 0 | 0 | 7.53 | 0 | 259.07 | 17.08 | 0 | 0 | 101.4095 | 5.7186 | 0 | 0 | 0 | 0 | 0 | 17.0765 | 0 | 0 | 365.4372 | 17.0765 | 0
5637 | 0 | 0 | 34.43 | 0 | 0 | 0 | 0 | 0 | 72.9844 | 797.01 | 0 | 0 | 0 | 0 | 0 | 365.44 | 63768.64 | 0 | 0 | 1.24 | 0 | 8.11 | 0 | 247.87 | 17.08 | 0 | 0 | 101.4095 | 4.7655 | 0 | 0 | 0 | 0 | 0 | 17.0765 | 0 | 0 | 365.4372 | 17.0765 | 0
5638 | 0 | 0 | 33.78 | 0 | 0 | 0 | 0 | 0 | 151.483 | 639.87 | 0 | 0 | 0 | 87.06 | 0 | 304.49 | 63464.14 | 0 | 0 | 0 | 0 | 7.45 | 0 | 235.17 | 17.08 | 0 | 0 | 94.3811 | 3.8124 | 0 | 0 | 0 | 0 | 0 | 17.0765 | 0 | 0 | 365.4372 | 17.0765 | 0
5639 | 0 | 0 | 33.06 | 0 | 0 | 0 | 0 | 0 | 53.1357 | 584.75 | 0 | 0 | 0 | 0 | 0 | 365.44 | 63098.71 | 0 | 0 | 0 | 0 | 6.72 | 0 | 221.43 | 17.08 | 0 | 0 | 83.3365 | 2.8593 | 0 | 0 | 0 | 0 | 0 | 17.0765 | 0 | 0 | 365.4372 | 17.0765 | 0
5640 | 0 | 0 | 32.23 | 0 | 0 | 0 | 0 | 0 | 151.483 | 427.62 | 0 | 0 | 0 | 106.5 | 0 | 290.89 | 62807.82 | 0 | 0 | 0 | 0 | 6.01 | 0 | 207.83 | 17.08 | 0 | 0 | 75.3041 | 1.9062 | 0 | 0 | 0 | 0 | 0 | 17.0765 | 0 | 0 | 365.4372 | 17.0765 | 0
5641 | 0 | 0 | 31.14 | 0 | 0 | 0 | 0 | 0 | 41.4713 | 384.6 | 0 | 0 | 0 | 0 | 0 | 365.44 | 62442.38 | 0 | 0 | 1.37 | 0 | 6.65 | 0 | 195.39 | 17.08 | 0 | 0 | 70.2838 | 0.95311 | 0 | 0 | 0 | 0 | 0 | 17.0765 | 0 | 0 | 365.4372 | 17.0765 | 0
5642 | 0 | 0 | 30.48 | 0 | 0 | 0 | 0 | 0 | 36.7959 | 346.43 | 0 | 0 | 0 | 0 | 0 | 365.44 | 62076.94 | 0 | 0 | 0 | 0 | 5.92 | 0 | 181.39 | 17.08 | 0 | 0 | 67.2716 | 0 | 0 | 0 | 0 | 0 | 0 | 17.0765 | 0 | 0 | 365.4372 | 17.0765 | 0
5643 | 0 | 0 | 30.61 | 0 | 0 | 0 | 0 | 0 | 35.6584 | 309.44 | 0 | 0 | 0 | 0 | 0 | 365.44 | 61711.51 | 0 | 0 | 0 | 0 | 5.03 | 0 | 164.62 | 17.08 | 0 | 0 | 66.2676 | 0 | 0 | 0 | 0 | 0 | 0 | 17.0765 | 0 | 0 | 365.4372 | 17.0765 | 0
5644 | 0 | 0 | 29.96 | 0 | 0 | 0 | 0 | 0 | 35.3017 | 272.82 | 0 | 0 | 0 | 0 | 0 | 365.44 | 61346.07 | 0 | 0 | 0 | 0 | 4.1 | 0 | 146.9 | 17.08 | 0 | 0 | 65.2635 | 0 | 0 | 0 | 0 | 0 | 0 | 17.0765 | 0 | 0 | 365.4372 | 17.0765 | 0
5645 | 0 | 0 | 28.79 | 0 | 0 | 0 | 0 | 0 | 151.483 | 115.68 | 0 | 0 | 0 | 112 | 0 | 287.04 | 61059.03 | 0 | 0 | 0 | 0 | 3.2 | 0 | 129.68 | 17.08 | 0 | 0 | 68.2757 | 0 | 0 | 0 | 0 | 0 | 0 | 17.0765 | 0 | 0 | 365.4372 | 17.0765 | 0
5646 | 0 | 0 | 27.56 | 0 | 0 | 0 | 0 | 0 | 46.6962 | 67.24 | 0 | 0 | 0 | 0 | 0 | 365.44 | 60693.59 | 0 | 0 | 0 | 0 | 2.27 | 0 | 112.03 | 17.08 | 0 | 0 | 73.296 | 0.95311 | 0 | 0 | 0 | 0 | 0 | 17.0765 | 0 | 0 | 365.4372 | 17.0765 | 0
5647 | 0 | 0 | 26.98 | 0 | 0 | 0 | 0 | 0 | 53.2417 | 12.02 | 0 | 0 | 0 | 0 | 0 | 365.44 | 60328.16 | 0 | 0 | 0 | 0 | 1.37 | 0 | 94.98 | 17.08 | 0 | 0 | 78.3162 | 1.9062 | 0 | 0 | 0 | 0 | 0 | 17.0765 | 0 | 0 | 365.4372 | 17.0765 | 0
5648 | 15.68 | 709.14 | 26.1 | 0 | 0 | 0 | 0 | 0 | 0 | 12.02 | 0 | 0 | 0 | 663.77 | 99.2 | 0 | 60427.36 | 0 | 0 | 0 | 0 | 0.55 | 0 | 79.36 | 17.08 | 0 | 0 | 83.3365 | 3.8124 | 0 | 0 | 0 | 0 | 0 | 17.0765 | 0 | 0 | 365.4372 | 17.0765 | 0
5649 | 27.19 | 1110.61 | 24.86 | 0 | 0 | 0 | 0 | 0 | 11.5873 | 0 | 0 | 0 | 0 | 1082.17 | 392.08 | 0 | 60819.44 | 0 | 0 | 0 | 0 | 0 | 0 | 68.96 | 17.08 | 0 | 0 | 86.3487 | 5.7186 | 0 | 0 | 0 | 0 | 0 | 17.0765 | 0 | 0 | 365.4372 | 17.0765 | 0
5650 | 37.49 | 1409.29 | 24.15 | 0 | 0 | 0 | 0 | 0.67 | 0 | 0.65 | 0 | 0 | 0 | 1377.96 | 599.13 | 0 | 61418.58 | 0 | 0 | 1.13 | 0 | 0.65 | 0 | 60.89 | 17.08 | 0 | 0 | 87.3527 | 3.8124 | 0 | 0 | 0 | 0 | 0 | 17.0765 | 0 | 0 | 365.4372 | 17.0765 | 0
5651 | 44.52 | 1587.16 | 24.09 | 0 | 0 | 0 | 0 | 145.84 | 0 | 141.24 | 0 | 0 | 0 | 1377.96 | 599.13 | 0 | 62017.71 | 0 | 0 | 1.18 | 0 | 1.42 | 39.62 | 91.85 | 17.08 | 0 | 0 | 87.3527 | 3.8124 | 0 | 0 | 0 | 0 | 0 | 17.0765 | 0 | 0 | 365.4372 | 17.0765 | 0
5652 | 46.92 | 1643.87 | 24.07 | 0 | 0 | 0 | 0 | 157.14 | 0 | 292.72 | 0 | 0 | 0 | 1377.96 | 599.13 | 0 | 62616.84 | 0 | 0 | 1.19 | 0 | 2.37 | 0 | 88.41 | 17.08 | 88.42 | 0 | 86.3487 | 3.8124 | 0 | 0 | 0 | 0 | 0 | 17.0765 | 0 | 0 | 365.4372 | 17.0765 | 0
5653 | 47.87 | 1665.85 | 24.41 | 0 | 0 | 0 | 0 | 157.14 | 0 | 444.2 | 0 | 0 | 0 | 1377.96 | 599.13 | 0 | 63215.98 | 0 | 0 | 1.2 | 0 | 3.41 | 40.31 | 124.89 | 17.08 | 72.42 | 0 | 84.3406 | 4.7655 | 0 | 0 | 0 | 0 | 0 | 17.0765 | 0 | 0 | 365.4372 | 17.0765 | 0
5654 | 47.64 | 1660.57 | 25.36 | 0 | 0 | 0 | 0 | 0 | 0 | 444.2 | 0 | 0 | 0 | 1377.96 | 599.13 | 0 | 63815.11 | 0 | 0 | 1.18 | 0 | 4.47 | 39.49 | 161.24 | 17.08 | 226.86 | 0 | 83.3365 | 4.7655 | 0 | 0 | 0 | 0 | 0 | 17.0765 | 0 | 0 | 365.4372 | 17.0765 | 0
5655 | 47.48 | 1656.89 | 27.06 | 0 | 0 | 0 | 0 | 157.14 | 0 | 595.68 | 0 | 0 | 0 | 1377.96 | 599.13 | 0 | 64414.24 | 0 | 0 | 1.13 | 0 | 5.48 | 38.02 | 196.07 | 17.08 | 70.09 | 0 | 82.3324 | 4.7655 | 0 | 0 | 0 | 0 | 0 | 17.0765 | 0 | 0 | 365.4372 | 17.0765 | 0
5656 | 46.71 | 1638.92 | 28.47 | 0 | 0 | 0 | 0 | 157.14 | 0 | 747.16 | 0 | 0 | 0 | 1377.96 | 599.13 | 0 | 65013.37 | 0 | 0 | 1.12 | 0 | 6.5 | 37.52 | 230.83 | 17.08 | 52.26 | 0 | 83.3365 | 4.7655 | 0 | 0 | 0 | 0 | 0 | 17.0765 | 0 | 0 | 365.4372 | 17.0765 | 0
5657 | 48.87 | 1688.47 | 29.24 | 0 | 0 | 0 | 0 | 157.14 | 0 | 898.64 | 0 | 0 | 0 | 1377.96 | 599.13 | 0 | 65612.51 | 0 | 0 | 1.13 | 0 | 7.54 | 37.78 | 266.06 | 17.08 | 101.52 | 0 | 85.3446 | 5.7186 | 0 | 0 | 0 | 0 | 0 | 17.0765 | 0 | 0 | 365.4372 | 17.0765 | 0
5658 | 53.98 | 1799.56 | 29.46 | 0 | 0 | 0 | 0 | 50.86 | 0 | 947.67 | 0 | 0 | 0 | 1377.96 | 599.13 | 0 | 66211.64 | 0 | 0 | 1.12 | 0 | 8.44 | 30.54 | 292 | 17.08 | 328.5 | 0 | 87.3527 | 6.6717 | 0 | 0 | 0 | 0 | 0 | 17.0765 | 0 | 0 | 365.4372 | 17.0765 | 0
5659 | 33.45 | 1297.87 | 29.27 | 0 | 0 | 0 | 0 | 0 | 0 | 947.67 | 0 | 0 | 0 | 1262.07 | 518.01 | 0 | 66729.65 | 0 | 0 | 0.47 | 0 | 8.5 | 0 | 284.61 | 17.08 | 0 | 0 | 91.3689 | 6.6717 | 0 | 0 | 0 | 0 | 0 | 17.0765 | 0 | 0 | 365.4372 | 17.0765 | 0
5660 | 0 | 0 | 28.99 | 0 | 0 | 0 | 0 | 0 | 76.2813 | 868.54 | 0 | 0 | 0 | 0 | 0 | 365.44 | 66364.22 | 0 | 0 | 1.15 | 0 | 9.12 | 0 | 275.58 | 17.08 | 0 | 0 | 98.3973 | 5.7186 | 0 | 0 | 0 | 0 | 0 | 17.0765 | 0 | 0 | 365.4372 | 17.0765 | 0
5661 | 0 | 0 | 29.04 | 0 | 0 | 0 | 0 | 0 | 75.1342 | 790.6 | 0 | 0 | 0 | 0 | 0 | 365.44 | 65998.78 | 0 | 0 | 0 | 0 | 8.53 | 0 | 264.39 | 17.08 | 0 | 0 | 99.4014 | 4.7655 | 0 | 0 | 0 | 0 | 0 | 17.0765 | 0 | 0 | 365.4372 | 17.0765 | 0
5662 | 0 | 0 | 29.92 | 0 | 0 | 0 | 0 | 0 | 67.2679 | 720.82 | 0 | 0 | 0 | 0 | 0 | 365.44 | 65633.34 | 0 | 0 | 0 | 0 | 7.86 | 0 | 251.68 | 17.08 | 0 | 0 | 93.377 | 3.8124 | 0 | 0 | 0 | 0 | 0 | 17.0765 | 0 | 0 | 365.4372 | 17.0765 | 0
5663 | 0 | 0 | 31.51 | 0 | 0 | 0 | 0 | 0 | 53.6852 | 665.13 | 0 | 0 | 0 | 0 | 0 | 365.44 | 65267.91 | 0 | 0 | 0 | 0 | 7.14 | 0 | 237.94 | 17.08 | 0 | 0 | 82.3324 | 2.8593 | 0 | 0 | 0 | 0 | 0 | 17.0765 | 0 | 0 | 365.4372 | 17.0765 | 0
5664 | 0 | 0 | 32.83 | 0 | 0 | 0 | 0 | 0 | 43.3704 | 620.14 | 0 | 0 | 0 | 0 | 0 | 365.44 | 64902.47 | 0 | 0 | 0 | 0 | 6.42 | 0 | 224.34 | 17.08 | 0 | 0 | 74.3 | 1.9062 | 0 | 0 | 0 | 0 | 0 | 17.0765 | 0 | 0 | 365.4372 | 17.0765 | 0
5665 | 0 | 0 | 33.48 | 0 | 0 | 0 | 0 | 0 | 151.483 | 463 | 0 | 0 | 0 | 114.73 | 0 | 285.13 | 64617.34 | 0 | 0 | 0 | 0 | 5.77 | 0 | 211.91 | 17.08 | 0 | 0 | 69.2797 | 0.95311 | 0 | 0 | 0 | 0 | 0 | 17.0765 | 0 | 0 | 365.4372 | 17.0765 | 0
5666 | 0 | 0 | 33.16 | 0 | 0 | 0 | 0 | 0 | 33.4894 | 428.26 | 0 | 0 | 0 | 0 | 0 | 365.44 | 64251.9 | 0 | 0 | 1.38 | 0 | 6.34 | 0 | 197.91 | 17.08 | 0 | 0 | 65.2635 | 0 | 0 | 0 | 0 | 0 | 0 | 17.0765 | 0 | 0 | 365.4372 | 17.0765 | 0
5667 | 0 | 0 | 32.01 | 0 | 0 | 0 | 0 | 0 | 32.2458 | 394.81 | 0 | 0 | 0 | 0 | 0 | 365.44 | 63886.47 | 0 | 0 | 0 | 0 | 5.46 | 0 | 181.13 | 17.08 | 0 | 0 | 64.2595 | 0 | 0 | 0 | 0 | 0 | 0 | 17.0765 | 0 | 0 | 365.4372 | 17.0765 | 0
5668 | 0 | 0 | 29.66 | 0 | 0 | 0 | 0 | 0 | 129.2917 | 260.69 | 0 | 0 | 0 | 93.69 | 0 | 299.86 | 63586.61 | 0 | 0 | 0 | 0 | 4.53 | 0 | 163.42 | 17.08 | 0 | 0 | 65.2635 | 0 | 0 | 0 | 0 | 0 | 0 | 17.0765 | 0 | 0 | 365.4372 | 17.0765 | 0
5669 | 0 | 0 | 26.99 | 0 | 0 | 0 | 0 | 0 | 42.281 | 216.82 | 0 | 0 | 0 | 0 | 0 | 365.44 | 63221.17 | 0 | 0 | 0 | 0 | 3.62 | 0 | 146.2 | 17.08 | 0 | 0 | 69.2797 | 0 | 0 | 0 | 0 | 0 | 0 | 17.0765 | 0 | 0 | 365.4372 | 17.0765 | 0
5670 | 0 | 0 | 25.18 | 0 | 0 | 0 | 0 | 0 | 151.483 | 59.69 | 0 | 0 | 0 | 102.41 | 0 | 293.75 | 62927.42 | 0 | 0 | 0 | 0 | 2.69 | 0 | 128.55 | 17.08 | 0 | 0 | 73.296 | 0.95311 | 0 | 0 | 0 | 0 | 0 | 17.0765 | 0 | 0 | 365.4372 | 17.0765 | 0
5671 | 0 | 0 | 24.42 | 0 | 0 | 0 | 0 | 0 | 55.806 | 1.79 | 0 | 0 | 0 | 0 | 0 | 365.44 | 62561.99 | 0 | 0 | 0 | 0 | 1.79 | 0 | 111.5 | 17.08 | 0 | 0 | 78.3162 | 1.9062 | 0 | 0 | 0 | 0 | 0 | 17.0765 | 0 | 0 | 365.4372 | 17.0765 | 0
5672 | 15.82 | 714.27 | 23.89 | 0 | 0 | 0 | 0 | 0 | 0 | 1.79 | 0 | 0 | 0 | 666.83 | 101.34 | 0 | 62663.33 | 0 | 0 | 0 | 0 | 0.97 | 0 | 95.88 | 17.08 | 0 | 0 | 83.3365 | 3.8124 | 0 | 0 | 0 | 0 | 0 | 17.0765 | 0 | 0 | 365.4372 | 17.0765 | 0
5673 | 26.63 | 1092.84 | 23.17 | 0 | 0 | 0 | 0 | 0 | 0 | 1.79 | 0 | 0 | 0 | 1050.57 | 369.96 | 0 | 63033.29 | 0 | 0 | 0 | 0 | 0.43 | 0 | 85.48 | 17.08 | 0 | 0 | 86.3487 | 5.7186 | 0 | 0 | 0 | 0 | 0 | 17.0765 | 0 | 0 | 365.4372 | 17.0765 | 0
5674 | 37.15 | 1400.11 | 22.34 | 0 | 0 | 0 | 0 | 0 | 1.7256 | 0 | 0 | 0 | 0 | 1370.15 | 593.67 | 0 | 63626.97 | 0 | 0 | 0 | 0 | 0 | 0 | 77.4 | 17.08 | 0 | 0 | 87.3527 | 3.8124 | 0 | 0 | 0 | 0 | 0 | 17.0765 | 0 | 0 | 365.4372 | 17.0765 | 0
5675 | 44.18 | 1578.98 | 21.26 | 0 | 0 | 0 | 0 | 157.14 | 22.654 | 127.98 | 0 | 0 | 0 | 1377.96 | 599.13 | 0 | 64226.1 | 0 | 0 | 1.18 | 0 | 0.77 | 39.62 | 108.36 | 17.08 | 0 | 0 | 87.3527 | 3.8124 | 0 | 0 | 0 | 0 | 0 | 17.0765 | 0 | 0 | 365.4372 | 17.0765 | 0
5676 | 48.11 | 1671.2 | 19.63 | 0 | 0 | 0 | 0 | 157.14 | 0 | 279.46 | 0 | 0 | 0 | 1377.96 | 599.13 | 0 | 64825.23 | 0 | 0 | 1.19 | 0 | 1.72 | 0 | 104.93 | 17.08 | 112.5 | 0 | 86.3487 | 3.8124 | 0 | 0 | 0 | 0 | 0 | 17.0765 | 0 | 0 | 365.4372 | 17.0765 | 0
5677 | 50.59 | 1726.82 | 17.83 | 0 | 0 | 0 | 0 | 157.14 | 0 | 430.94 | 0 | 0 | 0 | 1377.96 | 599.13 | 0 | 65424.36 | 0 | 0 | 1.2 | 0 | 2.76 | 40.31 | 141.4 | 17.08 | 129.52 | 0 | 84.3406 | 4.7655 | 0 | 0 | 0 | 0 | 0 | 17.0765 | 0 | 0 | 365.4372 | 17.0765 | 0
5678 | 52.08 | 1759.27 | 16.46 | 0 | 0 | 0 | 0 | 157.14 | 0 | 582.42 | 0 | 0 | 0 | 1377.96 | 599.13 | 0 | 66023.5 | 0 | 0 | 1.18 | 0 | 3.82 | 39.49 | 177.75 | 17.08 | 163.95 | 0 | 83.3365 | 4.7655 | 0 | 0 | 0 | 0 | 0 | 17.0765 | 0 | 0 | 365.4372 | 17.0765 | 0
5679 | 50.67 | 1728.4 | 15.44 | 0 | 0 | 0 | 0 | 0 | 0 | 582.42 | 0 | 0 | 0 | 1377.96 | 599.13 | 0 | 66622.63 | 0 | 0 | 1.13 | 0 | 4.83 | 38.02 | 212.58 | 17.08 | 290.3 | 0 | 82.3324 | 4.7655 | 0 | 0 | 0 | 0 | 0 | 17.0765 | 0 | 0 | 365.4372 | 17.0765 | 0
5680 | 49.13 | 1694.38 | 15.66 | 0 | 0 | 0 | 0 | 157.14 | 0 | 733.9 | 0 | 0 | 0 | 1377.96 | 599.13 | 0 | 67221.76 | 0 | 0 | 1.12 | 0 | 5.85 | 37.52 | 247.34 | 17.08 | 97.34 | 0 | 83.3365 | 4.7655 | 0 | 0 | 0 | 0 | 0 | 17.0765 | 0 | 0 | 365.4372 | 17.0765 | 0
5681 | 47.37 | 1654.25 | 16.54 | 0 | 0 | 0 | 0 | 157.14 | 0 | 885.38 | 0 | 0 | 0 | 1377.96 | 599.13 | 0 | 67820.9 | 0 | 0 | 1.13 | 0 | 6.89 | 37.78 | 282.58 | 17.08 | 53.1 | 0 | 85.3446 | 5.7186 | 0 | 0 | 0 | 0 | 0 | 17.0765 | 0 | 0 | 365.4372 | 17.0765 | 0
5682 | 51.93 | 1755.96 | 17.51 | 0 | 0 | 0 | 0 | 64.62 | 0 | 947.67 | 0 | 0 | 0 | 1377.96 | 599.13 | 0 | 68420.03 | 0 | 0 | 1.12 | 0 | 7.79 | 13.16 | 292 | 17.08 | 274.53 | 0 | 87.3527 | 6.6717 | 0 | 0 | 0 | 0 | 0 | 17.0765 | 0 | 0 | 365.4372 | 17.0765 | 0
5683 | 31.4 | 1238.86 | 18.63 | 0 | 0 | 0 | 0 | 0 | 0 | 947.67 | 0 | 0 | 0 | 1189.72 | 467.37 | 0 | 68887.4 | 0 | 0 | 1.13 | 0 | 8.48 | 0 | 284.61 | 17.08 | 0 | 0 | 91.3689 | 6.6717 | 0 | 0 | 0 | 0 | 0 | 17.0765 | 0 | 0 | 365.4372 | 17.0765 | 0
5684 | 0 | 0 | 20.11 | 0 | 0 | 0 | 0 | 0 | 83.5595 | 860.99 | 0 | 0 | 0 | 0 | 0 | 365.44 | 68521.96 | 0 | 0 | 0.55 | 0 | 8.52 | 0 | 275.58 | 17.08 | 0 | 0 | 97.3933 | 5.7186 | 0 | 0 | 0 | 0 | 0 | 17.0765 | 0 | 0 | 365.4372 | 17.0765 | 0
5685 | 0 | 0 | 22.27 | 0 | 0 | 0 | 0 | 0 | 83.1257 | 774.76 | 0 | 0 | 0 | 0 | 0 | 365.44 | 68156.52 | 0 | 0 | 1.24 | 0 | 9.11 | 0 | 264.39 | 17.08 | 0 | 0 | 99.4014 | 4.7655 | 0 | 0 | 0 | 0 | 0 | 17.0765 | 0 | 0 | 365.4372 | 17.0765 | 0
5686 | 0 | 0 | 25.04 | 0 | 0 | 0 | 0 | 0 | 151.483 | 617.62 | 0 | 0 | 0 | 79.33 | 0 | 309.9 | 67846.62 | 0 | 0 | 0 | 0 | 8.44 | 0 | 251.68 | 17.08 | 0 | 0 | 93.377 | 3.8124 | 0 | 0 | 0 | 0 | 0 | 17.0765 | 0 | 0 | 365.4372 | 17.0765 | 0
5687 | 0 | 0 | 28.61 | 0 | 0 | 0 | 0 | 0 | 57.8786 | 557.59 | 0 | 0 | 0 | 0 | 0 | 365.44 | 67481.18 | 0 | 0 | 1.29 | 0 | 8.95 | 0 | 237.94 | 17.08 | 0 | 0 | 82.3324 | 2.8593 | 0 | 0 | 0 | 0 | 0 | 17.0765 | 0 | 0 | 365.4372 | 17.0765 | 0
5688 | 0 | 0 | 32.66 | 0 | 0 | 0 | 0 | 0 | 44.8935 | 511.02 | 0 | 0 | 0 | 0 | 0 | 365.44 | 67115.75 | 0 | 0 | 1.35 | 0 | 9.51 | 0 | 224.34 | 17.08 | 0 | 0 | 74.3 | 1.9062 | 0 | 0 | 0 | 0 | 0 | 17.0765 | 0 | 0 | 365.4372 | 17.0765 | 0
5689 | 0 | 0 | 35.99 | 0 | 0 | 0 | 0 | 0 | 34.2413 | 475.49 | 0 | 0 | 0 | 0 | 0 | 365.44 | 66750.31 | 0 | 0 | 0 | 0 | 8.85 | 0 | 211.91 | 17.08 | 0 | 0 | 69.2797 | 0.95311 | 0 | 0 | 0 | 0 | 0 | 17.0765 | 0 | 0 | 365.4372 | 17.0765 | 0
5690 | 0 | 0 | 38.78 | 0 | 0 | 0 | 0 | 0 | 27.8692 | 446.59 | 0 | 0 | 0 | 0 | 0 | 365.44 | 66384.87 | 0 | 0 | 1.38 | 0 | 9.43 | 0 | 197.91 | 17.08 | 0 | 0 | 65.2635 | 0 | 0 | 0 | 0 | 0 | 0 | 17.0765 | 0 | 0 | 365.4372 | 17.0765 | 0
5691 | 0 | 0 | 41.13 | 0 | 0 | 0 | 0 | 0 | 23.1264 | 422.6 | 0 | 0 | 0 | 0 | 0 | 365.44 | 66019.43 | 0 | 0 | 0 | 0 | 8.55 | 0 | 181.13 | 17.08 | 0 | 0 | 64.2595 | 0 | 0 | 0 | 0 | 0 | 0 | 17.0765 | 0 | 0 | 365.4372 | 17.0765 | 0
5692 | 0 | 0 | 42.16 | 0 | 0 | 0 | 0 | 0 | 23.0974 | 398.63 | 0 | 0 | 0 | 0 | 0 | 365.44 | 65654 | 0 | 0 | 0 | 0 | 7.61 | 0 | 163.42 | 17.08 | 0 | 0 | 65.2635 | 0 | 0 | 0 | 0 | 0 | 0 | 17.0765 | 0 | 0 | 365.4372 | 17.0765 | 0
5693 | 0 | 0 | 42.93 | 0 | 0 | 0 | 0 | 0 | 29.749 | 367.77 | 0 | 0 | 0 | 0 | 0 | 365.44 | 65288.56 | 0 | 0 | 1.39 | 0 | 8.03 | 0 | 146.2 | 17.08 | 0 | 0 | 71.2878 | 0 | 0 | 0 | 0 | 0 | 0 | 17.0765 | 0 | 0 | 365.4372 | 17.0765 | 0
5694 | 0 | 0 | 43.79 | 0 | 0 | 0 | 0 | 0 | 32.4675 | 334.09 | 0 | 0 | 0 | 0 | 0 | 365.44 | 64923.12 | 0 | 0 | 0 | 0 | 7.1 | 0 | 128.55 | 17.08 | 0 | 0 | 75.3041 | 0.95311 | 0 | 0 | 0 | 0 | 0 | 17.0765 | 0 | 0 | 365.4372 | 17.0765 | 0
5695 | 0 | 0 | 44.67 | 0 | 0 | 0 | 0 | 0 | 38.8396 | 293.79 | 0 | 0 | 0 | 0 | 0 | 365.44 | 64557.68 | 0 | 0 | 1.28 | 0 | 7.42 | 0 | 111.5 | 17.08 | 0 | 0 | 80.3243 | 1.9062 | 0 | 0 | 0 | 0 | 0 | 17.0765 | 0 | 0 | 365.4372 | 17.0765 | 0
5696 | 12.86 | 597.34 | 45.18 | 0 | 0 | 0 | 0 | 0 | 0 | 293.79 | 0 | 0 | 0 | 566.23 | 30.92 | 0 | 64588.61 | 0 | 0 | 0 | 0 | 6.6 | 0 | 95.88 | 17.08 | 0 | 0 | 85.3446 | 3.8124 | 0 | 0 | 0 | 0 | 0 | 17.0765 | 0 | 0 | 365.4372 | 17.0765 | 0
5697 | 23.96 | 1005.95 | 45.35 | 0 | 0 | 0 | 0 | 0 | 0 | 293.79 | 0 | 0 | 0 | 980.17 | 320.69 | 0 | 64909.29 | 0 | 0 | 0 | 0 | 6.05 | 0 | 85.48 | 17.08 | 0 | 0 | 89.3608 | 5.7186 | 0 | 0 | 0 | 0 | 0 | 17.0765 | 0 | 0 | 365.4372 | 17.0765 | 0
5698 | 30.61 | 1215.4 | 46.12 | 0 | 0 | 0 | 0 | 0 | 0 | 293.79 | 0 | 0 | 0 | 1197.95 | 473.13 | 0 | 65382.42 | 0 | 0 | 0 | 0 | 5.63 | 0 | 77.4 | 17.08 | 0 | 0 | 90.3649 | 3.8124 | 0 | 0 | 0 | 0 | 0 | 17.0765 | 0 | 0 | 365.4372 | 17.0765 | 0
5699 | 34.32 | 1322.65 | 46.96 | 0 | 0 | 0 | 0 | 0 | 0 | 293.79 | 0 | 0 | 0 | 1308.76 | 550.69 | 0 | 65933.11 | 0 | 0 | 0 | 0 | 5.27 | 0 | 70.72 | 17.08 | 0 | 0 | 91.3689 | 3.8124 | 0 | 0 | 0 | 0 | 0 | 17.0765 | 0 | 0 | 365.4372 | 17.0765 | 0
5700 | 38.14 | 1426.49 | 47.23 | 0 | 0 | 0 | 0 | 0 | 0 | 293.79 | 0 | 0 | 0 | 1377.96 | 599.13 | 0 | 66532.24 | 0 | 0 | 1.19 | 0 | 6.22 | 38.54 | 103.89 | 17.08 | 0 | 0 | 90.3649 | 3.8124 | 0 | 0 | 0 | 0 | 0 | 17.0765 | 0 | 0 | 365.4372 | 17.0765 | 0
5701 | 39.79 | 1469.63 | 47.09 | 0 | 0 | 0 | 0 | 42.91 | 0 | 335.16 | 0 | 0 | 0 | 1377.96 | 599.13 | 0 | 67131.37 | 0 | 0 | 1.2 | 0 | 7.27 | 40.31 | 140.37 | 17.08 | 0 | 0 | 89.3608 | 4.7655 | 0 | 0 | 0 | 0 | 0 | 17.0765 | 0 | 0 | 365.4372 | 17.0765 | 0
5702 | 39.69 | 1467.15 | 46.62 | 0 | 0 | 0 | 0 | 41.72 | 0 | 375.38 | 0 | 0 | 0 | 1377.96 | 599.13 | 0 | 67730.51 | 0 | 0 | 1.18 | 0 | 8.33 | 39.49 | 176.72 | 17.08 | 0 | 0 | 88.3568 | 4.7655 | 0 | 0 | 0 | 0 | 0 | 17.0765 | 0 | 0 | 365.4372 | 17.0765 | 0
5703 | 40.69 | 1492.62 | 46.09 | 0 | 0 | 0 | 0 | 92.47 | 0 | 464.53 | 0 | 0 | 0 | 1377.96 | 599.13 | 0 | 68329.64 | 0 | 0 | 1.13 | 0 | 9.34 | 14.71 | 189.41 | 17.08 | 0 | 0 | 88.3568 | 4.7655 | 0 | 0 | 0 | 0 | 0 | 17.0765 | 0 | 0 | 365.4372 | 17.0765 | 0
5704 | 42.01 | 1525.81 | 46.36 | 0 | 0 | 0 | 0 | 103.46 | 0 | 564.26 | 0 | 0 | 0 | 1377.96 | 599.13 | 0 | 68928.77 | 0 | 0 | 1.12 | 0 | 10.35 | 37.52 | 224.17 | 17.08 | 0 | 0 | 89.3608 | 4.7655 | 0 | 0 | 0 | 0 | 0 | 17.0765 | 0 | 0 | 365.4372 | 17.0765 | 0
5705 | 43.94 | 1573.27 | 47.04 | 0 | 0 | 0 | 0 | 151.3 | 0 | 710.12 | 0 | 0 | 0 | 1377.96 | 599.13 | 0 | 69527.91 | 0 | 0 | 1.13 | 0 | 11.39 | 37.78 | 259.41 | 17.08 | 0 | 0 | 90.3649 | 5.7186 | 0 | 0 | 0 | 0 | 0 | 17.0765 | 0 | 0 | 365.4372 | 17.0765 | 0
5706 | 47.88 | 1666.05 | 47.44 | 0 | 0 | 0 | 0 | 157.14 | 0 | 861.6 | 0 | 0 | 0 | 1377.96 | 599.13 | 0 | 70127.04 | 0 | 0 | 1.12 | 0 | 12.29 | 37.55 | 292 | 17.08 | 88.56 | 0 | 92.373 | 6.6717 | 0 | 0 | 0 | 0 | 0 | 17.0765 | 0 | 0 | 365.4372 | 17.0765 | 0
5707 | 26.75 | 1096.65 | 47.74 | 0 | 0 | 0 | 0 | 0 | 0 | 861.6 | 0 | 0 | 0 | 1060.3 | 376.77 | 0 | 70503.81 | 0 | 0 | 0 | 0 | 11.9 | 7.78 | 292 | 17.08 | 0 | 0 | 96.3892 | 6.6717 | 0 | 0 | 0 | 0 | 0 | 17.0765 | 0 | 0 | 365.4372 | 17.0765 | 0
5708 | 0 | 0 | 48 | 0 | 0 | 0 | 0 | 0 | 67.5764 | 791.49 | 0 | 0 | 0 | 0 | 0 | 365.44 | 70138.37 | 0 | 0 | 0 | 0 | 11.43 | 7.45 | 290.05 | 17.08 | 0 | 0 | 102.4135 | 5.7186 | 0 | 0 | 0 | 0 | 0 | 17.0765 | 0 | 0 | 365.4372 | 17.0765 | 0
5709 | 0 | 0 | 48.49 | 0 | 0 | 0 | 0 | 0 | 117.5887 | 669.51 | 0 | 0 | 0 | 58.9 | 0 | 324.2 | 69814.17 | 0 | 0 | 0 | 0 | 10.84 | 0 | 278.86 | 17.08 | 0 | 0 | 102.4135 | 4.7655 | 0 | 0 | 0 | 0 | 0 | 17.0765 | 0 | 0 | 365.4372 | 17.0765 | 0
5710 | 0 | 0 | 50.19 | 0 | 0 | 0 | 0 | 0 | 49.0098 | 618.67 | 0 | 0 | 0 | 0 | 0 | 365.44 | 69448.73 | 0 | 0 | 0 | 0 | 10.17 | 0 | 266.15 | 17.08 | 0 | 0 | 95.3851 | 3.8124 | 0 | 0 | 0 | 0 | 0 | 17.0765 | 0 | 0 | 365.4372 | 17.0765 | 0
5711 | 0 | 0 | 51.77 | 0 | 0 | 0 | 0 | 0 | 35.4366 | 581.91 | 0 | 0 | 0 | 0 | 0 | 365.44 | 69083.29 | 0 | 0 | 0 | 0 | 9.45 | 0 | 252.41 | 17.08 | 0 | 0 | 84.3406 | 2.8593 | 0 | 0 | 0 | 0 | 0 | 17.0765 | 0 | 0 | 365.4372 | 17.0765 | 0
5712 | 0 | 0 | 52.62 | 0 | 0 | 0 | 0 | 0 | 25.5942 | 555.36 | 0 | 0 | 0 | 0 | 0 | 365.44 | 68717.86 | 0 | 0 | 0 | 0 | 8.73 | 0 | 238.82 | 17.08 | 0 | 0 | 76.3081 | 1.9062 | 0 | 0 | 0 | 0 | 0 | 17.0765 | 0 | 0 | 365.4372 | 17.0765 | 0
5713 | 0 | 0 | 53.12 | 0 | 0 | 0 | 0 | 0 | 19.1161 | 535.53 | 0 | 0 | 0 | 0 | 0 | 365.44 | 68352.42 | 0 | 0 | 0 | 0 | 8.08 | 0 | 226.38 | 17.08 | 0 | 0 | 71.2878 | 0.95311 | 0 | 0 | 0 | 0 | 0 | 17.0765 | 0 | 0 | 365.4372 | 17.0765 | 0
5714 | 0 | 0 | 53.41 | 0 | 0 | 0 | 0 | 0 | 14.8649 | 520.11 | 0 | 0 | 0 | 0 | 0 | 365.44 | 67986.98 | 0 | 0 | 0 | 0 | 7.34 | 0 | 212.38 | 17.08 | 0 | 0 | 68.2757 | 0 | 0 | 0 | 0 | 0 | 0 | 17.0765 | 0 | 0 | 365.4372 | 17.0765 | 0
5715 | 0 | 0 | 53.54 | 0 | 0 | 0 | 0 | 0 | 13.737 | 505.86 | 0 | 0 | 0 | 0 | 0 | 365.44 | 67621.54 | 0 | 0 | 0 | 0 | 6.46 | 0 | 195.6 | 17.08 | 0 | 0 | 67.2716 | 0 | 0 | 0 | 0 | 0 | 0 | 17.0765 | 0 | 0 | 365.4372 | 17.0765 | 0
5716 | 0 | 0 | 53.18 | 0 | 0 | 0 | 0 | 0 | 16.4748 | 488.76 | 0 | 0 | 0 | 0 | 0 | 365.44 | 67256.11 | 0 | 0 | 1.39 | 0 | 6.84 | 0 | 177.89 | 17.08 | 0 | 0 | 68.2757 | 0 | 0 | 0 | 0 | 0 | 0 | 17.0765 | 0 | 0 | 365.4372 | 17.0765 | 0
5717 | 0 | 0 | 52.73 | 0 | 0 | 0 | 0 | 0 | 20.9477 | 467.04 | 0 | 0 | 0 | 0 | 0 | 365.44 | 66890.67 | 0 | 0 | 1.39 | 0 | 7.26 | 0 | 160.67 | 17.08 | 0 | 0 | 72.2919 | 0 | 0 | 0 | 0 | 0 | 0 | 17.0765 | 0 | 0 | 365.4372 | 17.0765 | 0
5718 | 0 | 0 | 52.5 | 0 | 0 | 0 | 0 | 0 | 151.483 | 309.9 | 0 | 0 | 0 | 125.36 | 0 | 277.68 | 66612.99 | 0 | 0 | 1.35 | 0 | 7.61 | 0 | 143.02 | 17.08 | 0 | 0 | 76.3081 | 0.95311 | 0 | 0 | 0 | 0 | 0 | 17.0765 | 0 | 0 | 365.4372 | 17.0765 | 0
5719 | 0 | 0 | 52.45 | 0 | 0 | 0 | 0 | 0 | 32.0723 | 276.63 | 0 | 0 | 0 | 0 | 0 | 365.44 | 66247.55 | 0 | 0 | 1.28 | 0 | 7.93 | 0 | 125.97 | 17.08 | 0 | 0 | 81.3284 | 1.9062 | 0 | 0 | 0 | 0 | 0 | 17.0765 | 0 | 0 | 365.4372 | 17.0765 | 0
5720 | 3.49 | 178.21 | 52.48 | 0 | 0 | 0 | 0 | 0 | 0 | 276.63 | 0 | 0 | 0 | 144.02 | 0 | 264.62 | 65982.93 | 0 | 0 | 0 | 0 | 7.11 | 0 | 110.35 | 17.08 | 0 | 0 | 86.3487 | 3.8124 | 0 | 0 | 0 | 0 | 0 | 17.0765 | 0 | 0 | 365.4372 | 17.0765 | 0
5721 | 13.68 | 630.54 | 52.61 | 0 | 0 | 0 | 0 | 0 | 0 | 276.63 | 0 | 0 | 0 | 600.75 | 55.09 | 0 | 66038.02 | 0 | 0 | 0 | 0 | 6.56 | 0 | 99.95 | 17.08 | 0 | 0 | 90.3649 | 5.7186 | 0 | 0 | 0 | 0 | 0 | 17.0765 | 0 | 0 | 365.4372 | 17.0765 | 0
5722 | 21.63 | 926.86 | 53.01 | 0 | 0 | 0 | 0 | 0 | 151.483 | 119.49 | 0 | 0 | 0 | 1056.6 | 374.19 | 0 | 66412.2 | 0 | 0 | 1.2 | 0 | 7.28 | 0 | 91.87 | 17.08 | 0 | 0 | 91.3689 | 3.8124 | 0 | 0 | 0 | 0 | 0 | 17.0765 | 0 | 0 | 365.4372 | 17.0765 | 0
5723 | 26.24 | 1080.28 | 53.47 | 0 | 0 | 0 | 0 | 0 | 0 | 119.49 | 0 | 0 | 0 | 1063.8 | 379.22 | 0 | 66791.43 | 0 | 0 | 0 | 0 | 6.92 | 0 | 85.19 | 17.08 | 0 | 0 | 92.373 | 3.8124 | 0 | 0 | 0 | 0 | 0 | 17.0765 | 0 | 0 | 365.4372 | 17.0765 | 0
5724 | 34.39 | 1324.57 | 53.85 | 0 | 0 | 0 | 0 | 0 | 0 | 119.49 | 0 | 0 | 0 | 1317.63 | 556.9 | 0 | 67348.33 | 0 | 0 | 0 | 0 | 6.74 | 0 | 81.75 | 17.08 | 0 | 0 | 91.3689 | 3.8124 | 0 | 0 | 0 | 0 | 0 | 17.0765 | 0 | 0 | 365.4372 | 17.0765 | 0
5725 | 40.71 | 1493.18 | 54.13 | 0 | 0 | 0 | 0 | 73.42 | 0 | 190.27 | 0 | 0 | 0 | 1377.96 | 599.13 | 0 | 67947.46 | 0 | 0 | 1.2 | 0 | 7.79 | 40.31 | 118.23 | 17.08 | 0 | 0 | 90.3649 | 4.7655 | 0 | 0 | 0 | 0 | 0 | 17.0765 | 0 | 0 | 365.4372 | 17.0765 | 0
5726 | 45.99 | 1622.12 | 54.36 | 0 | 0 | 0 | 0 | 157.14 | 0 | 341.75 | 0 | 0 | 0 | 1377.96 | 599.13 | 0 | 68546.59 | 0 | 0 | 1.18 | 0 | 8.85 | 39.49 | 154.58 | 17.08 | 52.58 | 0 | 89.3608 | 4.7655 | 0 | 0 | 0 | 0 | 0 | 17.0765 | 0 | 0 | 365.4372 | 17.0765 | 0
5727 | 45.47 | 1609.79 | 54.59 | 0 | 0 | 0 | 0 | 157.14 | 0 | 493.23 | 0 | 0 | 0 | 1377.96 | 599.13 | 0 | 69145.73 | 0 | 0 | 1.13 | 0 | 9.86 | 38.02 | 189.41 | 17.08 | 41.47 | 0 | 89.3608 | 4.7655 | 0 | 0 | 0 | 0 | 0 | 17.0765 | 0 | 0 | 365.4372 | 17.0765 | 0
5728 | 44.89 | 1596.04 | 54.59 | 0 | 0 | 0 | 0 | 157.14 | 0 | 644.71 | 0 | 0 | 0 | 1377.96 | 599.13 | 0 | 69744.86 | 0 | 0 | 1.12 | 0 | 10.88 | 37.52 | 224.17 | 17.08 | 26.65 | 0 | 90.3649 | 4.7655 | 0 | 0 | 0 | 0 | 0 | 17.0765 | 0 | 0 | 365.4372 | 17.0765 | 0
5729 | 44.28 | 1581.39 | 54.37 | 0 | 0 | 0 | 0 | 157.14 | 0 | 796.19 | 0 | 0 | 0 | 1377.96 | 599.13 | 0 | 70343.99 | 0 | 0 | 1.13 | 0 | 11.91 | 37.78 | 259.41 | 17.08 | 8.96 | 0 | 91.3689 | 5.7186 | 0 | 0 | 0 | 0 | 0 | 17.0765 | 0 | 0 | 365.4372 | 17.0765 | 0
5730 | 48.34 | 1676.37 | 54.07 | 0 | 0 | 0 | 0 | 157.14 | 0 | 947.67 | 0 | 0 | 0 | 1377.96 | 599.13 | 0 | 70943.12 | 0 | 0 | 1.12 | 0 | 12.82 | 37.55 | 292 | 17.08 | 105.96 | 0 | 92.373 | 6.6717 | 0 | 0 | 0 | 0 | 0 | 17.0765 | 0 | 0 | 365.4372 | 17.0765 | 0
5731 | 26.9 | 1101.38 | 53.65 | 0 | 0 | 0 | 0 | 0 | 0 | 947.67 | 0 | 0 | 0 | 1068.95 | 382.83 | 0 | 71325.95 | 0 | 0 | 1.13 | 0 | 13.5 | 7.78 | 292 | 17.08 | 0 | 0 | 97.3933 | 6.6717 | 0 | 0 | 0 | 0 | 0 | 17.0765 | 0 | 0 | 365.4372 | 17.0765 | 0
5732 | 0 | 0 | 53.38 | 0 | 0 | 0 | 0 | 0 | 54.7552 | 890.87 | 0 | 0 | 0 | 0 | 0 | 365.44 | 70960.51 | 0 | 0 | 0 | 0 | 13.03 | 0 | 282.97 | 17.08 | 0 | 0 | 102.4135 | 5.7186 | 0 | 0 | 0 | 0 | 0 | 17.0765 | 0 | 0 | 365.4372 | 17.0765 | 0
5733 | 0 | 0 | 53.23 | 0 | 0 | 0 | 0 | 0 | 54.948 | 833.87 | 0 | 0 | 0 | 0 | 0 | 365.44 | 70595.08 | 0 | 0 | 0 | 0 | 12.44 | 0 | 271.78 | 17.08 | 0 | 0 | 103.4176 | 4.7655 | 0 | 0 | 0 | 0 | 0 | 17.0765 | 0 | 0 | 365.4372 | 17.0765 | 0
5734 | 0 | 0 | 53.74 | 0 | 0 | 0 | 0 | 0 | 47.7373 | 784.35 | 0 | 0 | 0 | 0 | 0 | 365.44 | 70229.64 | 0 | 0 | 1.27 | 0 | 12.98 | 0 | 259.08 | 17.08 | 0 | 0 | 96.3892 | 3.8124 | 0 | 0 | 0 | 0 | 0 | 17.0765 | 0 | 0 | 365.4372 | 17.0765 | 0
5735 | 0 | 0 | 54.28 | 0 | 0 | 0 | 0 | 0 | 33.9232 | 749.17 | 0 | 0 | 0 | 0 | 0 | 365.44 | 69864.2 | 0 | 0 | 0 | 0 | 12.26 | 0 | 245.34 | 17.08 | 0 | 0 | 85.3446 | 2.8593 | 0 | 0 | 0 | 0 | 0 | 17.0765 | 0 | 0 | 365.4372 | 17.0765 | 0
5736 | 0 | 0 | 54.68 | 0 | 0 | 0 | 0 | 0 | 24.5434 | 723.71 | 0 | 0 | 0 | 0 | 0 | 365.44 | 69498.77 | 0 | 0 | 0 | 0 | 11.54 | 0 | 231.74 | 17.08 | 0 | 0 | 77.3122 | 1.9062 | 0 | 0 | 0 | 0 | 0 | 17.0765 | 0 | 0 | 365.4372 | 17.0765 | 0
5737 | 0 | 0 | 54.98 | 0 | 0 | 0 | 0 | 0 | 18.2678 | 704.76 | 0 | 0 | 0 | 0 | 0 | 365.44 | 69133.33 | 0 | 0 | 0 | 0 | 10.88 | 0 | 219.3 | 17.08 | 0 | 0 | 72.2919 | 0.95311 | 0 | 0 | 0 | 0 | 0 | 17.0765 | 0 | 0 | 365.4372 | 17.0765 | 0
5738 | 0 | 0 | 55.23 | 0 | 0 | 0 | 0 | 0 | 14.0455 | 690.18 | 0 | 0 | 0 | 0 | 0 | 365.44 | 68767.89 | 0 | 0 | 0 | 0 | 10.15 | 0 | 205.3 | 17.08 | 0 | 0 | 69.2797 | 0 | 0 | 0 | 0 | 0 | 0 | 17.0765 | 0 | 0 | 365.4372 | 17.0765 | 0
5739 | 0 | 0 | 55.41 | 0 | 0 | 0 | 0 | 0 | 32.8435 | 656.11 | 0 | 0 | 0 | 0 | 0 | 365.44 | 68402.45 | 0 | 0 | 0 | 0 | 9.27 | 19.98 | 207.51 | 17.08 | 0 | 0 | 68.2757 | 0 | 0 | 0 | 0 | 0 | 0 | 17.0765 | 0 | 0 | 365.4372 | 17.0765 | 0
5740 | 0 | 0 | 55.02 | 0 | 0 | 0 | 0 | 0 | 14.2576 | 641.32 | 0 | 0 | 0 | 0 | 0 | 365.44 | 68037.02 | 0 | 0 | 0 | 0 | 8.33 | 0 | 189.8 | 17.08 | 0 | 0 | 69.2797 | 0 | 0 | 0 | 0 | 0 | 0 | 17.0765 | 0 | 0 | 365.4372 | 17.0765 | 0
5741 | 0 | 0 | 54.66 | 0 | 0 | 0 | 0 | 0 | 64.1831 | 574.74 | 0 | 0 | 0 | 0 | 0 | 365.44 | 67671.58 | 0 | 0 | 0 | 0 | 7.43 | 46.55 | 216.8 | 17.08 | 0 | 0 | 72.2919 | 0 | 0 | 0 | 0 | 0 | 0 | 17.0765 | 0 | 0 | 365.4372 | 17.0765 | 0
5742 | 0 | 0 | 54.4 | 0 | 0 | 0 | 0 | 0 | 25.2086 | 548.58 | 0 | 0 | 0 | 0 | 0 | 365.44 | 67306.14 | 0 | 0 | 1.35 | 0 | 7.78 | 0 | 199.15 | 17.08 | 0 | 0 | 77.3122 | 0.95311 | 0 | 0 | 0 | 0 | 0 | 17.0765 | 0 | 0 | 365.4372 | 17.0765 | 0
5743 | 0 | 0 | 54.14 | 0 | 0 | 0 | 0 | 0 | 31.3782 | 516.03 | 0 | 0 | 0 | 0 | 0 | 365.44 | 66940.71 | 0 | 0 | 1.28 | 0 | 8.1 | 0 | 182.1 | 17.08 | 0 | 0 | 82.3324 | 1.9062 | 0 | 0 | 0 | 0 | 0 | 17.0765 | 0 | 0 | 365.4372 | 17.0765 | 0
5744 | 1.74 | 90.55 | 53.82 | 0 | 0 | 0 | 0 | 0 | 0 | 516.03 | 0 | 0 | 0 | 13.83 | 0 | 355.76 | 66584.95 | 0 | 0 | 0 | 0 | 7.28 | 42.12 | 206.49 | 17.08 | 0 | 0 | 86.3487 | 3.8124 | 0 | 0 | 0 | 0 | 0 | 17.0765 | 0 | 0 | 365.4372 | 17.0765 | 0
5745 | 8.7 | 420.57 | 53.5 | 0 | 0 | 0 | 0 | 0 | 0 | 516.03 | 0 | 0 | 0 | 386.68 | 0 | 94.76 | 66490.19 | 0 | 0 | 0 | 0 | 6.73 | 0 | 196.09 | 17.08 | 0 | 0 | 90.3649 | 5.7186 | 0 | 0 | 0 | 0 | 0 | 17.0765 | 0 | 0 | 365.4372 | 17.0765 | 0
5746 | 14.59 | 666.45 | 53.38 | 0 | 0 | 0 | 0 | 0 | 0 | 516.03 | 0 | 0 | 0 | 637.03 | 80.49 | 0 | 66570.67 | 0 | 0 | 1.2 | 0 | 7.45 | 0 | 188.02 | 17.08 | 0 | 0 | 92.373 | 3.8124 | 0 | 0 | 0 | 0 | 0 | 17.0765 | 0 | 0 | 365.4372 | 17.0765 | 0
5747 | 17.05 | 761.39 | 53.44 | 0 | 0 | 0 | 0 | 0 | 0 | 516.03 | 0 | 0 | 0 | 735.7 | 149.55 | 0 | 66720.23 | 0 | 0 | 0 | 0 | 7.1 | 0 | 181.34 | 17.08 | 0 | 0 | 92.373 | 3.8124 | 0 | 0 | 0 | 0 | 0 | 17.0765 | 0 | 0 | 365.4372 | 17.0765 | 0
5748 | 25.39 | 1052.88 | 53.57 | 0 | 0 | 0 | 0 | 0 | 0 | 516.03 | 0 | 0 | 0 | 1036.66 | 360.22 | 0 | 67080.45 | 0 | 0 | 0 | 0 | 6.91 | 0 | 177.9 | 17.08 | 0 | 0 | 91.3689 | 3.8124 | 0 | 0 | 0 | 0 | 0 | 17.0765 | 0 | 0 | 365.4372 | 17.0765 | 0
5749 | 32.62 | 1274.18 | 53.91 | 0 | 0 | 0 | 0 | 0 | 0 | 516.03 | 0 | 0 | 0 | 1265.58 | 520.47 | 0 | 67600.92 | 0 | 0 | 0 | 0 | 6.82 | 0 | 176.08 | 17.08 | 0 | 0 | 90.3649 | 4.7655 | 0 | 0 | 0 | 0 | 0 | 17.0765 | 0 | 0 | 365.4372 | 17.0765 | 0
5750 | 38.89 | 1446.29 | 54.4 | 0 | 0 | 0 | 0 | 26.83 | 0 | 541.9 | 0 | 0 | 0 | 1377.96 | 599.13 | 0 | 68200.05 | 0 | 0 | 1.18 | 0 | 7.88 | 39.49 | 212.43 | 17.08 | 0 | 0 | 89.3608 | 4.7655 | 0 | 0 | 0 | 0 | 0 | 17.0765 | 0 | 0 | 365.4372 | 17.0765 | 0
5751 | 31.15 | 1231.36 | 54.99 | 0 | 0 | 0 | 0 | 0 | 0 | 541.9 | 0 | 0 | 0 | 1223.37 | 490.92 | 0 | 68690.97 | 0 | 0 | 0 | 0 | 7.81 | 0 | 211.14 | 17.08 | 0 | 0 | 89.3608 | 4.7655 | 0 | 0 | 0 | 0 | 0 | 17.0765 | 0 | 0 | 365.4372 | 17.0765 | 0
5752 | 21.94 | 937.6 | 55.55 | 0 | 0 | 0 | 0 | 0 | 0 | 541.9 | 0 | 0 | 0 | 919.85 | 278.46 | 0 | 68969.43 | 0 | 0 | 1.12 | 0 | 8.83 | 0 | 210.26 | 17.08 | 0 | 0 | 89.3608 | 4.7655 | 0 | 0 | 0 | 0 | 0 | 17.0765 | 0 | 0 | 365.4372 | 17.0765 | 0
5753 | 12.88 | 598.21 | 55.84 | 0 | 0 | 0 | 0 | 0 | 0 | 541.9 | 0 | 0 | 0 | 569.84 | 33.45 | 0 | 69002.88 | 0 | 0 | 0 | 0 | 8.79 | 0 | 209.61 | 17.08 | 0 | 0 | 91.3689 | 5.7186 | 0 | 0 | 0 | 0 | 0 | 17.0765 | 0 | 0 | 365.4372 | 17.0765 | 0
5754 | 11.83 | 555.02 | 56.03 | 0 | 0 | 0 | 0 | 0 | 0 | 541.9 | 0 | 0 | 0 | 522.72 | 0.47 | 0 | 69003.34 | 0 | 0 | 1.12 | 0 | 9.7 | 0 | 206.52 | 17.08 | 0 | 0 | 92.373 | 6.6717 | 0 | 0 | 0 | 0 | 0 | 17.0765 | 0 | 0 | 365.4372 | 17.0765 | 0
5755 | 4.81 | 241.88 | 56.11 | 0 | 0 | 0 | 0 | 0 | 0 | 541.9 | 0 | 0 | 0 | 199.74 | 0 | 225.62 | 68777.72 | 0 | 0 | 0 | 0 | 9.31 | 0 | 199.13 | 17.08 | 0 | 0 | 96.3892 | 6.6717 | 0 | 0 | 0 | 0 | 0 | 17.0765 | 0 | 0 | 365.4372 | 17.0765 | 0
5756 | 0 | 0 | 56.14 | 0 | 0 | 0 | 0 | 0 | 50.986 | 489.01 | 0 | 0 | 0 | 0 | 0 | 365.44 | 68412.29 | 0 | 0 | 0 | 0 | 8.83 | 0 | 190.1 | 17.08 | 0 | 0 | 101.4095 | 5.7186 | 0 | 0 | 0 | 0 | 0 | 17.0765 | 0 | 0 | 365.4372 | 17.0765 | 0
5757 | 0 | 0 | 56.14 | 0 | 0 | 0 | 0 | 0 | 52.2777 | 434.78 | 0 | 0 | 0 | 0 | 0 | 365.44 | 68046.85 | 0 | 0 | 1.24 | 0 | 9.42 | 0 | 178.91 | 17.08 | 0 | 0 | 102.4135 | 4.7655 | 0 | 0 | 0 | 0 | 0 | 17.0765 | 0 | 0 | 365.4372 | 17.0765 | 0
5758 | 0 | 0 | 56.11 | 0 | 0 | 0 | 0 | 0 | 106.5895 | 324.21 | 0 | 0 | 0 | 63.51 | 0 | 320.98 | 67725.86 | 0 | 0 | 0 | 0 | 8.75 | 0 | 166.21 | 17.08 | 0 | 0 | 95.3851 | 3.8124 | 0 | 0 | 0 | 0 | 0 | 17.0765 | 0 | 0 | 365.4372 | 17.0765 | 0
5759 | 0 | 0 | 55.96 | 0 | 0 | 0 | 0 | 0 | 31.2336 | 291.8 | 0 | 0 | 0 | 0 | 0 | 365.44 | 67360.43 | 0 | 0 | 0 | 0 | 8.02 | 0 | 152.47 | 17.08 | 0 | 0 | 84.3406 | 2.8593 | 0 | 0 | 0 | 0 | 0 | 17.0765 | 0 | 0 | 365.4372 | 17.0765 | 0
5760 | 0 | 0 | 55.75 | 0 | 0 | 0 | 0 | 0 | 22.4612 | 268.5 | 0 | 0 | 0 | 0 | 0 | 365.44 | 66994.99 | 0 | 0 | 0 | 0 | 7.31 | 0 | 138.87 | 17.08 | 0 | 0 | 76.3081 | 1.9062 | 0 | 0 | 0 | 0 | 0 | 17.0765 | 0 | 0 | 365.4372 | 17.0765 | 0
5761 | 0 | 0 | 55.55 | 0 | 0 | 0 | 0 | 0 | 16.6868 | 251.19 | 0 | 0 | 0 | 0 | 0 | 365.44 | 66629.55 | 0 | 0 | 0 | 0 | 6.65 | 0 | 126.43 | 17.08 | 0 | 0 | 71.2878 | 0.95311 | 0 | 0 | 0 | 0 | 0 | 17.0765 | 0 | 0 | 365.4372 | 17.0765 | 0
5762 | 0 | 0 | 55.35 | 0 | 0 | 0 | 0 | 0 | 12.9272 | 237.78 | 0 | 0 | 0 | 0 | 0 | 365.44 | 66264.12 | 0 | 0 | 0 | 0 | 5.92 | 0 | 112.43 | 17.08 | 0 | 0 | 68.2757 | 0 | 0 | 0 | 0 | 0 | 0 | 17.0765 | 0 | 0 | 365.4372 | 17.0765 | 0
5763 | 0 | 0 | 55.08 | 0 | 0 | 0 | 0 | 0 | 12.1946 | 225.13 | 0 | 0 | 0 | 0 | 0 | 365.44 | 65898.68 | 0 | 0 | 0 | 0 | 5.03 | 0 | 95.66 | 17.08 | 0 | 0 | 67.2716 | 0 | 0 | 0 | 0 | 0 | 0 | 17.0765 | 0 | 0 | 365.4372 | 17.0765 | 0
5764 | 0 | 0 | 54.7 | 0 | 0 | 0 | 0 | 0 | 13.5731 | 211.05 | 0 | 0 | 0 | 0 | 0 | 365.44 | 65533.24 | 0 | 0 | 0 | 0 | 4.1 | 0 | 77.94 | 17.08 | 0 | 0 | 68.2757 | 0 | 0 | 0 | 0 | 0 | 0 | 17.0765 | 0 | 0 | 365.4372 | 17.0765 | 0
5765 | 0 | 0 | 54.36 | 0 | 0 | 0 | 0 | 0 | 151.483 | 53.91 | 0 | 0 | 0 | 134.55 | 0 | 271.25 | 65261.99 | 0 | 0 | 0 | 0 | 3.2 | 0 | 60.72 | 17.08 | 0 | 0 | 71.2878 | 0 | 0 | 0 | 0 | 0 | 0 | 17.0765 | 0 | 0 | 365.4372 | 17.0765 | 0
5766 | 0 | 0 | 54.06 | 0 | 0 | 0 | 0 | 0 | 22.1913 | 30.89 | 0 | 0 | 0 | 0 | 0 | 365.44 | 64896.55 | 0 | 0 | 0 | 0 | 2.27 | 0 | 43.07 | 17.08 | 0 | 0 | 75.3041 | 0.95311 | 0 | 0 | 0 | 0 | 0 | 17.0765 | 0 | 0 | 365.4372 | 17.0765 | 0
5767 | 0 | 0 | 53.77 | 0 | 0 | 0 | 0 | 0 | 28.4573 | 1.37 | 0 | 0 | 0 | 0 | 0 | 365.44 | 64531.11 | 0 | 0 | 0 | 0 | 1.37 | 0 | 26.02 | 17.08 | 0 | 0 | 80.3243 | 1.9062 | 0 | 0 | 0 | 0 | 0 | 17.0765 | 0 | 0 | 365.4372 | 17.0765 | 0
5768 | 12.75 | 592.58 | 53.47 | 0 | 0 | 0 | 0 | 0 | 0 | 1.37 | 0 | 0 | 0 | 569.64 | 33.31 | 0 | 64564.42 | 0 | 0 | 0 | 0 | 0.55 | 0 | 10.4 | 17.08 | 0 | 0 | 85.3446 | 3.8124 | 0 | 0 | 0 | 0 | 0 | 17.0765 | 0 | 0 | 365.4372 | 17.0765 | 0
5769 | 26.68 | 1094.38 | 53.23 | 0 | 0 | 0 | 0 | 0 | 1.3207 | 0 | 0 | 0 | 0 | 1081.53 | 391.64 | 0 | 64956.06 | 0 | 0 | 0 | 0 | 0 | 0 | 0 | 17.08 | 0 | 0 | 88.3568 | 5.7186 | 0 | 0 | 0 | 0 | 0 | 17.0765 | 0 | 0 | 365.4372 | 17.0765 | 0
5770 | 37.37 | 1406.08 | 53.01 | 0 | 0 | 0 | 0 | 0 | 0 | 0 | 0 | 0 | 0 | 1377.96 | 599.13 | 0 | 65555.19 | 0 | 0 | 0.45 | 0 | 0 | 23.88 | 14.61 | 17.08 | 0 | 0 | 90.3649 | 3.8124 | 0 | 0 | 0 | 0 | 0 | 17.0765 | 0 | 0 | 365.4372 | 17.0765 | 0
5771 | 44.75 | 1592.64 | 53.06 | 0 | 0 | 0 | 0 | 157.14 | 0 | 151.48 | 0 | 0 | 0 | 1377.96 | 599.13 | 0 | 66154.32 | 0 | 0 | 1.18 | 0 | 0.77 | 39.62 | 45.57 | 17.08 | 19.36 | 0 | 91.3689 | 3.8124 | 0 | 0 | 0 | 0 | 0 | 17.0765 | 0 | 0 | 365.4372 | 17.0765 | 0
5772 | 48.18 | 1672.81 | 53.24 | 0 | 0 | 0 | 0 | 157.14 | 0 | 302.96 | 0 | 0 | 0 | 1377.96 | 599.13 | 0 | 66753.46 | 0 | 0 | 1.19 | 0 | 1.72 | 39.7 | 79.85 | 17.08 | 104.08 | 0 | 90.3649 | 3.8124 | 0 | 0 | 0 | 0 | 0 | 17.0765 | 0 | 0 | 365.4372 | 17.0765 | 0
5773 | 49.93 | 1712.13 | 53.45 | 0 | 0 | 0 | 0 | 157.14 | 0 | 454.44 | 0 | 0 | 0 | 1377.96 | 599.13 | 0 | 67352.59 | 0 | 0 | 1.2 | 0 | 2.76 | 40.31 | 116.32 | 17.08 | 144.77 | 0 | 89.3608 | 4.7655 | 0 | 0 | 0 | 0 | 0 | 17.0765 | 0 | 0 | 365.4372 | 17.0765 | 0
5774 | 50.43 | 1723.15 | 53.59 | 0 | 0 | 0 | 0 | 0 | 0 | 454.44 | 0 | 0 | 0 | 1377.96 | 599.13 | 0 | 67951.72 | 0 | 0 | 1.18 | 0 | 3.82 | 39.49 | 152.67 | 17.08 | 315.42 | 0 | 88.3568 | 4.7655 | 0 | 0 | 0 | 0 | 0 | 17.0765 | 0 | 0 | 365.4372 | 17.0765 | 0
5775 | 48.94 | 1690.05 | 53.62 | 0 | 0 | 0 | 0 | 157.14 | 0 | 605.92 | 0 | 0 | 0 | 1377.96 | 599.13 | 0 | 68550.86 | 0 | 0 | 1.13 | 0 | 4.83 | 38.02 | 187.5 | 17.08 | 126.24 | 0 | 87.3527 | 4.7655 | 0 | 0 | 0 | 0 | 0 | 17.0765 | 0 | 0 | 365.4372 | 17.0765 | 0
5776 | 47.25 | 1651.51 | 53.72 | 0 | 0 | 0 | 0 | 157.14 | 0 | 757.4 | 0 | 0 | 0 | 1377.96 | 599.13 | 0 | 69149.99 | 0 | 0 | 1.12 | 0 | 5.85 | 37.52 | 222.26 | 17.08 | 85.62 | 0 | 88.3568 | 4.7655 | 0 | 0 | 0 | 0 | 0 | 17.0765 | 0 | 0 | 365.4372 | 17.0765 | 0
5777 | 45.22 | 1604 | 53.62 | 0 | 0 | 0 | 0 | 157.14 | 0 | 908.88 | 0 | 0 | 0 | 1377.96 | 599.13 | 0 | 69749.12 | 0 | 0 | 1.13 | 0 | 6.89 | 37.78 | 257.5 | 17.08 | 33.76 | 0 | 89.3608 | 5.7186 | 0 | 0 | 0 | 0 | 0 | 17.0765 | 0 | 0 | 365.4372 | 17.0765 | 0
5778 | 49.31 | 1698.24 | 53.26 | 0 | 0 | 0 | 0 | 40.24 | 0 | 947.67 | 0 | 0 | 0 | 1377.96 | 599.13 | 0 | 70348.25 | 0 | 0 | 1.12 | 0 | 7.79 | 37.55 | 290.09 | 17.08 | 245.9 | 0 | 91.3689 | 6.6717 | 0 | 0 | 0 | 0 | 0 | 17.0765 | 0 | 0 | 365.4372 | 17.0765 | 0
5779 | 27.47 | 1119.54 | 52.66 | 0 | 0 | 0 | 0 | 0 | 0 | 947.67 | 0 | 0 | 0 | 1096.48 | 402.1 | 0 | 70750.36 | 0 | 0 | 1.13 | 0 | 8.48 | 0 | 282.7 | 17.08 | 0 | 0 | 95.3851 | 6.6717 | 0 | 0 | 0 | 0 | 0 | 17.0765 | 0 | 0 | 365.4372 | 17.0765 | 0
5780 | 0 | 0 | 51.86 | 0 | 0 | 0 | 0 | 0 | 55.7578 | 889.83 | 0 | 0 | 0 | 0 | 0 | 365.44 | 70384.92 | 0 | 0 | 0.48 | 0 | 8.46 | 0 | 273.67 | 17.08 | 0 | 0 | 101.4095 | 5.7186 | 0 | 0 | 0 | 0 | 0 | 17.0765 | 0 | 0 | 365.4372 | 17.0765 | 0
5781 | 0 | 0 | 51.1 | 0 | 0 | 0 | 0 | 0 | 151.483 | 732.7 | 0 | 0 | 0 | 95.17 | 0 | 298.82 | 70086.1 | 0 | 0 | 1.24 | 0 | 9.04 | 0 | 262.48 | 17.08 | 0 | 0 | 101.4095 | 4.7655 | 0 | 0 | 0 | 0 | 0 | 17.0765 | 0 | 0 | 365.4372 | 17.0765 | 0
5782 | 0 | 0 | 51.06 | 0 | 0 | 0 | 0 | 0 | 47.13 | 683.8 | 0 | 0 | 0 | 0 | 0 | 365.44 | 69720.66 | 0 | 0 | 0 | 0 | 8.38 | 0 | 249.77 | 17.08 | 0 | 0 | 94.3811 | 3.8124 | 0 | 0 | 0 | 0 | 0 | 17.0765 | 0 | 0 | 365.4372 | 17.0765 | 0
5783 | 0 | 0 | 51.49 | 0 | 0 | 0 | 0 | 0 | 112.0843 | 567.53 | 0 | 0 | 0 | 76.08 | 0 | 312.18 | 69408.48 | 0 | 0 | 1.29 | 0 | 8.88 | 0 | 236.04 | 17.08 | 0 | 0 | 83.3365 | 2.8593 | 0 | 0 | 0 | 0 | 0 | 17.0765 | 0 | 0 | 365.4372 | 17.0765 | 0
5784 | 0 | 0 | 52.09 | 0 | 0 | 0 | 0 | 0 | 26.4618 | 540.08 | 0 | 0 | 0 | 0 | 0 | 365.44 | 69043.05 | 0 | 0 | 1.35 | 0 | 9.44 | 0 | 222.44 | 17.08 | 0 | 0 | 75.3041 | 1.9062 | 0 | 0 | 0 | 0 | 0 | 17.0765 | 0 | 0 | 365.4372 | 17.0765 | 0
5785 | 0 | 0 | 52.47 | 0 | 0 | 0 | 0 | 0 | 18.7691 | 520.62 | 0 | 0 | 0 | 0 | 0 | 365.44 | 68677.61 | 0 | 0 | 0 | 0 | 8.79 | 0 | 210 | 17.08 | 0 | 0 | 70.2838 | 0.95311 | 0 | 0 | 0 | 0 | 0 | 17.0765 | 0 | 0 | 365.4372 | 17.0765 | 0
5786 | 0 | 0 | 52.67 | 0 | 0 | 0 | 0 | 0 | 15.9831 | 504.04 | 0 | 0 | 0 | 0 | 0 | 365.44 | 68312.17 | 0 | 0 | 1.38 | 0 | 9.37 | 0 | 196 | 17.08 | 0 | 0 | 67.2716 | 0 | 0 | 0 | 0 | 0 | 0 | 17.0765 | 0 | 0 | 365.4372 | 17.0765 | 0
5787 | 0 | 0 | 52.7 | 0 | 0 | 0 | 0 | 0 | 12.5609 | 491.01 | 0 | 0 | 0 | 0 | 0 | 365.44 | 67946.74 | 0 | 0 | 0 | 0 | 8.48 | 0 | 179.22 | 17.08 | 0 | 0 | 65.2635 | 0 | 0 | 0 | 0 | 0 | 0 | 17.0765 | 0 | 0 | 365.4372 | 17.0765 | 0
5788 | 0 | 0 | 52.51 | 0 | 0 | 0 | 0 | 0 | 13.7563 | 476.73 | 0 | 0 | 0 | 0 | 0 | 365.44 | 67581.3 | 0 | 0 | 0 | 0 | 7.55 | 0 | 161.51 | 17.08 | 0 | 0 | 66.2676 | 0 | 0 | 0 | 0 | 0 | 0 | 17.0765 | 0 | 0 | 365.4372 | 17.0765 | 0
5789 | 0 | 0 | 51.96 | 0 | 0 | 0 | 0 | 0 | 19.7138 | 456.29 | 0 | 0 | 0 | 0 | 0 | 365.44 | 67215.86 | 0 | 0 | 1.39 | 0 | 7.96 | 0 | 144.29 | 17.08 | 0 | 0 | 70.2838 | 0 | 0 | 0 | 0 | 0 | 0 | 17.0765 | 0 | 0 | 365.4372 | 17.0765 | 0
5790 | 0 | 0 | 51 | 0 | 0 | 0 | 0 | 0 | 151.483 | 299.15 | 0 | 0 | 0 | 127.23 | 0 | 276.38 | 66939.48 | 0 | 0 | 0 | 0 | 7.04 | 0 | 126.64 | 17.08 | 0 | 0 | 74.3 | 0.95311 | 0 | 0 | 0 | 0 | 0 | 17.0765 | 0 | 0 | 365.4372 | 17.0765 | 0
5791 | 0 | 0 | 49.64 | 0 | 0 | 0 | 0 | 0 | 33.875 | 264.01 | 0 | 0 | 0 | 0 | 0 | 365.44 | 66574.05 | 0 | 0 | 1.28 | 0 | 7.36 | 0 | 109.59 | 17.08 | 0 | 0 | 80.3243 | 1.9062 | 0 | 0 | 0 | 0 | 0 | 17.0765 | 0 | 0 | 365.4372 | 17.0765 | 0
5792 | 12.57 | 585.52 | 47.81 | 0 | 0 | 0 | 0 | 0 | 0 | 264.01 | 0 | 0 | 0 | 557.75 | 24.99 | 0 | 66599.03 | 0 | 0 | 0 | 0 | 6.54 | 0 | 93.97 | 17.08 | 0 | 0 | 84.3406 | 3.8124 | 0 | 0 | 0 | 0 | 0 | 17.0765 | 0 | 0 | 365.4372 | 17.0765 | 0
5793 | 26.2 | 1079.28 | 45.68 | 0 | 0 | 0 | 0 | 0 | 0 | 264.01 | 0 | 0 | 0 | 1057.09 | 374.52 | 0 | 66973.56 | 0 | 0 | 0 | 0 | 5.99 | 0 | 83.57 | 17.08 | 0 | 0 | 88.3568 | 5.7186 | 0 | 0 | 0 | 0 | 0 | 17.0765 | 0 | 0 | 365.4372 | 17.0765 | 0
5794 | 36.39 | 1379.64 | 43.95 | 0 | 0 | 0 | 0 | 0 | 0 | 264.01 | 0 | 0 | 0 | 1365.61 | 590.49 | 0 | 67564.05 | 0 | 0 | 1.2 | 0 | 6.7 | 0 | 75.49 | 17.08 | 0 | 0 | 89.3608 | 3.8124 | 0 | 0 | 0 | 0 | 0 | 17.0765 | 0 | 0 | 365.4372 | 17.0765 | 0
5795 | 43.52 | 1563.16 | 43.69 | 0 | 0 | 0 | 0 | 137.43 | 0 | 396.49 | 0 | 0 | 0 | 1377.96 | 599.13 | 0 | 68163.18 | 0 | 0 | 1.18 | 0 | 7.47 | 39.62 | 106.45 | 17.08 | 0 | 0 | 90.3649 | 3.8124 | 0 | 0 | 0 | 0 | 0 | 17.0765 | 0 | 0 | 365.4372 | 17.0765 | 0
5796 | 45.09 | 1600.98 | 44.6 | 0 | 0 | 0 | 0 | 157.14 | 0 | 547.97 | 0 | 0 | 0 | 1377.96 | 599.13 | 0 | 68762.31 | 0 | 0 | 1.19 | 0 | 8.42 | 39.7 | 140.73 | 17.08 | 21.53 | 0 | 89.3608 | 3.8124 | 0 | 0 | 0 | 0 | 0 | 17.0765 | 0 | 0 | 365.4372 | 17.0765 | 0
5797 | 44.7 | 1591.47 | 45.99 | 0 | 0 | 0 | 0 | 157.14 | 0 | 699.45 | 0 | 0 | 0 | 1377.96 | 599.13 | 0 | 69361.44 | 0 | 0 | 1.2 | 0 | 9.47 | 40.31 | 177.21 | 17.08 | 12.43 | 0 | 88.3568 | 4.7655 | 0 | 0 | 0 | 0 | 0 | 17.0765 | 0 | 0 | 365.4372 | 17.0765 | 0
5798 | 42.63 | 1541.21 | 47.55 | 0 | 0 | 0 | 0 | 120.65 | 0 | 815.75 | 0 | 0 | 0 | 1377.96 | 599.13 | 0 | 69960.58 | 0 | 0 | 1.18 | 0 | 10.52 | 39.49 | 213.56 | 17.08 | 0 | 0 | 87.3527 | 4.7655 | 0 | 0 | 0 | 0 | 0 | 17.0765 | 0 | 0 | 365.4372 | 17.0765 | 0
5799 | 40.94 | 1498.98 | 49.3 | 0 | 0 | 0 | 0 | 80 | 0 | 892.87 | 0 | 0 | 0 | 1377.96 | 599.13 | 0 | 70559.71 | 0 | 0 | 1.13 | 0 | 11.54 | 38.02 | 248.39 | 17.08 | 0 | 0 | 87.3527 | 4.7655 | 0 | 0 | 0 | 0 | 0 | 17.0765 | 0 | 0 | 365.4372 | 17.0765 | 0
5800 | 38.77 | 1443 | 50.5 | 0 | 0 | 0 | 0 | 22.54 | 0 | 914.6 | 0 | 0 | 0 | 1377.96 | 599.13 | 0 | 71158.84 | 0 | 0 | 1.12 | 0 | 12.55 | 37.52 | 283.15 | 17.08 | 0 | 0 | 88.3568 | 4.7655 | 0 | 0 | 0 | 0 | 0 | 17.0765 | 0 | 0 | 365.4372 | 17.0765 | 0
5801 | 36.15 | 1373.14 | 51.2 | 0 | 0 | 0 | 0 | 0 | 0 | 914.6 | 0 | 0 | 0 | 1365.41 | 590.35 | 0 | 71749.2 | 0 | 0 | 0 | 0 | 12.52 | 0 | 282.49 | 17.08 | 0 | 0 | 89.3608 | 5.7186 | 0 | 0 | 0 | 0 | 0 | 17.0765 | 0 | 0 | 365.4372 | 17.0765 | 0
5802 | 38.45 | 1434.6 | 51.63 | 0 | 0 | 0 | 0 | 34.3 | 0 | 947.67 | 0 | 0 | 0 | 1377.96 | 599.13 | 0 | 72348.33 | 0 | 0 | 1.12 | 0 | 13.42 | 13.25 | 292 | 17.08 | 0 | 0 | 91.3689 | 6.6717 | 0 | 0 | 0 | 0 | 0 | 17.0765 | 0 | 0 | 365.4372 | 17.0765 | 0
5803 | 18.27 | 806.66 | 51.88 | 0 | 0 | 0 | 0 | 0 | 0 | 947.67 | 0 | 0 | 0 | 766.97 | 171.44 | 0 | 72519.77 | 0 | 0 | 0 | 0 | 13.03 | 7.78 | 292 | 17.08 | 0 | 0 | 95.3851 | 6.6717 | 0 | 0 | 0 | 0 | 0 | 17.0765 | 0 | 0 | 365.4372 | 17.0765 | 0
5804 | 0 | 0 | 51.98 | 0 | 0 | 0 | 0 | 0 | 56.2976 | 889.27 | 0 | 0 | 0 | 0 | 0 | 365.44 | 72154.33 | 0 | 0 | 1.15 | 0 | 13.65 | 0 | 282.97 | 17.08 | 0 | 0 | 101.4095 | 5.7186 | 0 | 0 | 0 | 0 | 0 | 17.0765 | 0 | 0 | 365.4372 | 17.0765 | 0
5805 | 0 | 0 | 52.04 | 0 | 0 | 0 | 0 | 0 | 55.3722 | 831.83 | 0 | 0 | 0 | 0 | 0 | 365.44 | 71788.89 | 0 | 0 | 1.24 | 0 | 14.24 | 0 | 271.78 | 17.08 | 0 | 0 | 101.4095 | 4.7655 | 0 | 0 | 0 | 0 | 0 | 17.0765 | 0 | 0 | 365.4372 | 17.0765 | 0
5806 | 0 | 0 | 53.15 | 0 | 0 | 0 | 0 | 0 | 45.0381 | 785.11 | 0 | 0 | 0 | 0 | 0 | 365.44 | 71423.46 | 0 | 0 | 0 | 0 | 13.57 | 0 | 259.08 | 17.08 | 0 | 0 | 94.3811 | 3.8124 | 0 | 0 | 0 | 0 | 0 | 17.0765 | 0 | 0 | 365.4372 | 17.0765 | 0
5807 | 0 | 0 | 54.21 | 0 | 0 | 0 | 0 | 0 | 33.2773 | 750.59 | 0 | 0 | 0 | 0 | 0 | 365.44 | 71058.02 | 0 | 0 | 1.29 | 0 | 14.07 | 0 | 245.34 | 17.08 | 0 | 0 | 83.3365 | 2.8593 | 0 | 0 | 0 | 0 | 0 | 17.0765 | 0 | 0 | 365.4372 | 17.0765 | 0
5808 | 0 | 0 | 54.99 | 0 | 0 | 0 | 0 | 0 | 22.2202 | 727.54 | 0 | 0 | 0 | 0 | 0 | 365.44 | 70692.58 | 0 | 0 | 0 | 0 | 13.36 | 0 | 231.74 | 17.08 | 0 | 0 | 75.3041 | 1.9062 | 0 | 0 | 0 | 0 | 0 | 17.0765 | 0 | 0 | 365.4372 | 17.0765 | 0
5809 | 0 | 0 | 55.45 | 0 | 0 | 0 | 0 | 0 | 45.6165 | 680.22 | 0 | 0 | 0 | 0 | 0 | 365.44 | 70327.15 | 0 | 0 | 0 | 0 | 12.7 | 29.83 | 247.64 | 17.08 | 0 | 0 | 70.2838 | 0.95311 | 0 | 0 | 0 | 0 | 0 | 17.0765 | 0 | 0 | 365.4372 | 17.0765 | 0
5810 | 0 | 0 | 55.71 | 0 | 0 | 0 | 0 | 0 | 11.5584 | 668.23 | 0 | 0 | 0 | 0 | 0 | 365.44 | 69961.71 | 0 | 0 | 0 | 0 | 11.97 | 0 | 233.64 | 17.08 | 0 | 0 | 67.2716 | 0 | 0 | 0 | 0 | 0 | 0 | 17.0765 | 0 | 0 | 365.4372 | 17.0765 | 0
5811 | 0 | 0 | 55.87 | 0 | 0 | 0 | 0 | 0 | 58.0039 | 608.06 | 0 | 0 | 0 | 0 | 0 | 365.44 | 69596.27 | 0 | 0 | 1.38 | 0 | 12.4 | 46.22 | 260.77 | 17.08 | 0 | 0 | 66.2676 | 0 | 0 | 0 | 0 | 0 | 0 | 17.0765 | 0 | 0 | 365.4372 | 17.0765 | 0
5812 | 0 | 0 | 55.93 | 0 | 0 | 0 | 0 | 0 | 9.3315 | 598.38 | 0 | 0 | 0 | 0 | 0 | 365.44 | 69230.83 | 0 | 0 | 0 | 0 | 11.46 | 0 | 243.06 | 17.08 | 0 | 0 | 65.2635 | 0 | 0 | 0 | 0 | 0 | 0 | 17.0765 | 0 | 0 | 365.4372 | 17.0765 | 0
5813 | 0 | 0 | 55.89 | 0 | 0 | 0 | 0 | 0 | 12.3874 | 585.54 | 0 | 0 | 0 | 0 | 0 | 365.44 | 68865.4 | 0 | 0 | 0 | 0 | 10.56 | 0 | 225.84 | 17.08 | 0 | 0 | 68.2757 | 0 | 0 | 0 | 0 | 0 | 0 | 17.0765 | 0 | 0 | 365.4372 | 17.0765 | 0
5814 | 0 | 0 | 55.81 | 0 | 0 | 0 | 0 | 0 | 19.7909 | 565.01 | 0 | 0 | 0 | 0 | 0 | 365.44 | 68499.96 | 0 | 0 | 1.35 | 0 | 10.91 | 0 | 208.19 | 17.08 | 0 | 0 | 73.296 | 0.95311 | 0 | 0 | 0 | 0 | 0 | 17.0765 | 0 | 0 | 365.4372 | 17.0765 | 0
5815 | 0 | 0 | 55.69 | 0 | 0 | 0 | 0 | 0 | 24.5338 | 539.56 | 0 | 0 | 0 | 0 | 0 | 365.44 | 68134.52 | 0 | 0 | 0 | 0 | 10.01 | 0 | 191.14 | 17.08 | 0 | 0 | 78.3162 | 1.9062 | 0 | 0 | 0 | 0 | 0 | 17.0765 | 0 | 0 | 365.4372 | 17.0765 | 0
5816 | 0.99 | 51.9 | 55.54 | 0 | 0 | 0 | 0 | 0 | 0 | 539.56 | 0 | 0 | 0 | 0 | 0 | 365.44 | 67769.09 | 0 | 0 | 0 | 0 | 9.19 | 21.29 | 195.74 | 17.08 | 0 | 0 | 83.3365 | 3.8124 | 0 | 0 | 0 | 0 | 0 | 17.0765 | 0 | 0 | 365.4372 | 17.0765 | 0
5817 | 6.11 | 303.24 | 55.35 | 0 | 0 | 0 | 0 | 0 | 0 | 539.56 | 0 | 0 | 0 | 272.64 | 0 | 174.59 | 67594.49 | 0 | 0 | 0 | 0 | 8.64 | 0 | 185.34 | 17.08 | 0 | 0 | 86.3487 | 5.7186 | 0 | 0 | 0 | 0 | 0 | 17.0765 | 0 | 0 | 365.4372 | 17.0765 | 0
5818 | 9.9 | 473.26 | 54.96 | 0 | 0 | 0 | 0 | 0 | 0 | 539.56 | 0 | 0 | 0 | 446.96 | 0 | 52.57 | 67541.93 | 0 | 0 | 0 | 0 | 8.22 | 0 | 177.26 | 17.08 | 0 | 0 | 87.3527 | 3.8124 | 0 | 0 | 0 | 0 | 0 | 17.0765 | 0 | 0 | 365.4372 | 17.0765 | 0
5819 | 9.45 | 453.71 | 54.59 | 0 | 0 | 0 | 0 | 0 | 0 | 539.56 | 0 | 0 | 0 | 425.4 | 0 | 67.66 | 67474.27 | 0 | 0 | 1.18 | 0 | 8.99 | 0 | 170.58 | 17.08 | 0 | 0 | 87.3527 | 3.8124 | 0 | 0 | 0 | 0 | 0 | 17.0765 | 0 | 0 | 365.4372 | 17.0765 | 0
5820 | 12.84 | 596.41 | 54.34 | 0 | 0 | 0 | 0 | 0 | 0 | 539.56 | 0 | 0 | 0 | 533.73 | 8.17 | 0 | 67482.44 | 0 | 0 | 0 | 0 | 8.81 | 39.7 | 204.86 | 17.08 | 0 | 0 | 86.3487 | 3.8124 | 0 | 0 | 0 | 0 | 0 | 17.0765 | 0 | 0 | 365.4372 | 17.0765 | 0
5821 | 15.15 | 688.52 | 54.19 | 0 | 0 | 0 | 0 | 0 | 0 | 539.56 | 0 | 0 | 0 | 667.55 | 101.85 | 0 | 67584.29 | 0 | 0 | 1.2 | 0 | 9.86 | 0 | 203.04 | 17.08 | 0 | 0 | 84.3406 | 4.7655 | 0 | 0 | 0 | 0 | 0 | 17.0765 | 0 | 0 | 365.4372 | 17.0765 | 0
5822 | 16.07 | 723.98 | 54.22 | 0 | 0 | 0 | 0 | 0 | 0 | 539.56 | 0 | 0 | 0 | 707.18 | 129.59 | 0 | 67713.88 | 0 | 0 | 0 | 0 | 9.8 | 0 | 201.87 | 17.08 | 0 | 0 | 82.3324 | 4.7655 | 0 | 0 | 0 | 0 | 0 | 17.0765 | 0 | 0 | 365.4372 | 17.0765 | 0
5823 | 19.32 | 844.89 | 54.37 | 0 | 0 | 0 | 0 | 0 | 0 | 539.56 | 0 | 0 | 0 | 831.48 | 216.6 | 0 | 67930.47 | 0 | 0 | 0 | 0 | 9.73 | 0 | 200.59 | 17.08 | 0 | 0 | 82.3324 | 4.7655 | 0 | 0 | 0 | 0 | 0 | 17.0765 | 0 | 0 | 365.4372 | 17.0765 | 0
5824 | 22.88 | 969.68 | 54.5 | 0 | 0 | 0 | 0 | 0 | 0 | 539.56 | 0 | 0 | 0 | 957.84 | 305.05 | 0 | 68235.52 | 0 | 0 | 1.12 | 0 | 10.75 | 0 | 199.71 | 17.08 | 0 | 0 | 83.3365 | 4.7655 | 0 | 0 | 0 | 0 | 0 | 17.0765 | 0 | 0 | 365.4372 | 17.0765 | 0
5825 | 28.68 | 1156.9 | 54.66 | 0 | 0 | 0 | 0 | 0 | 0 | 539.56 | 0 | 0 | 0 | 1111.4 | 412.54 | 0 | 68648.07 | 0 | 0 | 0 | 0 | 10.71 | 37.78 | 234.94 | 17.08 | 0 | 0 | 85.3446 | 5.7186 | 0 | 0 | 0 | 0 | 0 | 17.0765 | 0 | 0 | 365.4372 | 17.0765 | 0
5826 | 29.69 | 1187.79 | 54.71 | 0 | 0 | 0 | 0 | 0 | 0 | 539.56 | 0 | 0 | 0 | 1177.05 | 458.5 | 0 | 69106.57 | 0 | 0 | 1.12 | 0 | 11.62 | 0 | 231.86 | 17.08 | 0 | 0 | 87.3527 | 6.6717 | 0 | 0 | 0 | 0 | 0 | 17.0765 | 0 | 0 | 365.4372 | 17.0765 | 0
5827 | 12.43 | 579.6 | 54.71 | 0 | 0 | 0 | 0 | 0 | 0 | 539.56 | 0 | 0 | 0 | 548.69 | 18.65 | 0 | 69125.21 | 0 | 0 | 0 | 0 | 11.23 | 0 | 224.47 | 17.08 | 0 | 0 | 91.3689 | 6.6717 | 0 | 0 | 0 | 0 | 0 | 17.0765 | 0 | 0 | 365.4372 | 17.0765 | 0
5828 | 0 | 0 | 54.69 | 0 | 0 | 0 | 0 | 0 | 48.4217 | 489.32 | 0 | 0 | 0 | 0 | 0 | 365.44 | 68759.78 | 0 | 0 | 0 | 0 | 10.75 | 0 | 215.44 | 17.08 | 0 | 0 | 97.3933 | 5.7186 | 0 | 0 | 0 | 0 | 0 | 17.0765 | 0 | 0 | 365.4372 | 17.0765 | 0
5829 | 0 | 0 | 54.71 | 0 | 0 | 0 | 0 | 0 | 50.6968 | 436.74 | 0 | 0 | 0 | 0 | 0 | 365.44 | 68394.34 | 0 | 0 | 1.24 | 0 | 11.34 | 0 | 204.25 | 17.08 | 0 | 0 | 99.4014 | 4.7655 | 0 | 0 | 0 | 0 | 0 | 17.0765 | 0 | 0 | 365.4372 | 17.0765 | 0
5830 | 0 | 0 | 54.57 | 0 | 0 | 0 | 0 | 0 | 42.6184 | 392.52 | 0 | 0 | 0 | 0 | 0 | 365.44 | 68028.9 | 0 | 0 | 0 | 0 | 10.67 | 0 | 191.54 | 17.08 | 0 | 0 | 93.377 | 3.8124 | 0 | 0 | 0 | 0 | 0 | 17.0765 | 0 | 0 | 365.4372 | 17.0765 | 0
5831 | 0 | 0 | 54.48 | 0 | 0 | 0 | 0 | 0 | 30.713 | 360.66 | 0 | 0 | 0 | 0 | 0 | 365.44 | 67663.47 | 0 | 0 | 0 | 0 | 9.94 | 0 | 177.8 | 17.08 | 0 | 0 | 82.3324 | 2.8593 | 0 | 0 | 0 | 0 | 0 | 17.0765 | 0 | 0 | 365.4372 | 17.0765 | 0
5832 | 0 | 0 | 54.53 | 0 | 0 | 0 | 0 | 0 | 20.6778 | 339.21 | 0 | 0 | 0 | 0 | 0 | 365.44 | 67298.03 | 0 | 0 | 0 | 0 | 9.23 | 0 | 164.2 | 17.08 | 0 | 0 | 73.296 | 1.9062 | 0 | 0 | 0 | 0 | 0 | 17.0765 | 0 | 0 | 365.4372 | 17.0765 | 0
5833 | 0 | 0 | 54.59 | 0 | 0 | 0 | 0 | 0 | 15.6457 | 322.99 | 0 | 0 | 0 | 0 | 0 | 365.44 | 66932.59 | 0 | 0 | 0 | 0 | 8.57 | 0 | 151.77 | 17.08 | 0 | 0 | 69.2797 | 0.95311 | 0 | 0 | 0 | 0 | 0 | 17.0765 | 0 | 0 | 365.4372 | 17.0765 | 0
5834 | 0 | 0 | 54.59 | 0 | 0 | 0 | 0 | 0 | 12.0596 | 310.48 | 0 | 0 | 0 | 0 | 0 | 365.44 | 66567.15 | 0 | 0 | 1.38 | 0 | 9.15 | 0 | 137.77 | 17.08 | 0 | 0 | 65.2635 | 0 | 0 | 0 | 0 | 0 | 0 | 17.0765 | 0 | 0 | 365.4372 | 17.0765 | 0
5835 | 0 | 0 | 54.54 | 0 | 0 | 0 | 0 | 0 | 9.7171 | 300.4 | 0 | 0 | 0 | 0 | 0 | 365.44 | 66201.72 | 0 | 0 | 0 | 0 | 8.27 | 0 | 120.99 | 17.08 | 0 | 0 | 64.2595 | 0 | 0 | 0 | 0 | 0 | 0 | 17.0765 | 0 | 0 | 365.4372 | 17.0765 | 0
5836 | 0 | 0 | 54.49 | 0 | 0 | 0 | 0 | 0 | 10.7775 | 289.22 | 0 | 0 | 0 | 0 | 0 | 365.44 | 65836.28 | 0 | 0 | 0 | 0 | 7.33 | 0 | 103.28 | 17.08 | 0 | 0 | 65.2635 | 0 | 0 | 0 | 0 | 0 | 0 | 17.0765 | 0 | 0 | 365.4372 | 17.0765 | 0
5837 | 0 | 0 | 54.27 | 0 | 0 | 0 | 0 | 0 | 62.9588 | 223.92 | 0 | 0 | 0 | 0 | 0 | 365.44 | 65470.84 | 0 | 0 | 1.39 | 0 | 7.75 | 46.55 | 130.28 | 17.08 | 0 | 0 | 69.2797 | 0 | 0 | 0 | 0 | 0 | 0 | 17.0765 | 0 | 0 | 365.4372 | 17.0765 | 0
5838 | 0 | 0 | 53.97 | 0 | 0 | 0 | 0 | 0 | 21.6322 | 201.48 | 0 | 0 | 0 | 0 | 0 | 365.44 | 65105.41 | 0 | 0 | 1.35 | 0 | 8.1 | 0 | 112.63 | 17.08 | 0 | 0 | 73.296 | 0.95311 | 0 | 0 | 0 | 0 | 0 | 17.0765 | 0 | 0 | 365.4372 | 17.0765 | 0
5839 | 0 | 0 | 53.54 | 0 | 0 | 0 | 0 | 0 | 26.6835 | 173.8 | 0 | 0 | 0 | 0 | 0 | 365.44 | 64739.97 | 0 | 0 | 0 | 0 | 7.21 | 0 | 95.58 | 17.08 | 0 | 0 | 78.3162 | 1.9062 | 0 | 0 | 0 | 0 | 0 | 17.0765 | 0 | 0 | 365.4372 | 17.0765 | 0
5840 | 17.36 | 773.05 | 52.98 | 0 | 0 | 0 | 0 | 0 | 0 | 173.8 | 0 | 0 | 0 | 754.98 | 163.05 | 0 | 64903.02 | 0 | 0 | 1.26 | 0 | 7.58 | 0 | 79.96 | 17.08 | 0 | 0 | 83.3365 | 3.8124 | 0 | 0 | 0 | 0 | 0 | 17.0765 | 0 | 0 | 365.4372 | 17.0765 | 0
5841 | 26.2 | 1079.25 | 52.32 | 0 | 0 | 0 | 0 | 0 | 0 | 173.8 | 0 | 0 | 0 | 1065.7 | 380.55 | 0 | 65283.57 | 0 | 0 | 0 | 0 | 7.03 | 0 | 69.56 | 17.08 | 0 | 0 | 86.3487 | 5.7186 | 0 | 0 | 0 | 0 | 0 | 17.0765 | 0 | 0 | 365.4372 | 17.0765 | 0
5842 | 36.78 | 1390.24 | 52.16 | 0 | 0 | 0 | 0 | 0 | 0 | 173.8 | 0 | 0 | 0 | 1377.96 | 599.13 | 0 | 65882.7 | 0 | 0 | 0 | 0 | 6.6 | 10.06 | 71.04 | 17.08 | 0 | 0 | 87.3527 | 3.8124 | 0 | 0 | 0 | 0 | 0 | 17.0765 | 0 | 0 | 365.4372 | 17.0765 | 0
5843 | 44.24 | 1580.61 | 52.44 | 0 | 0 | 0 | 0 | 157.14 | 0 | 325.28 | 0 | 0 | 0 | 1377.96 | 599.13 | 0 | 66481.84 | 0 | 0 | 1.18 | 0 | 7.38 | 39.62 | 102 | 17.08 | 10.23 | 0 | 87.3527 | 3.8124 | 0 | 0 | 0 | 0 | 0 | 17.0765 | 0 | 0 | 365.4372 | 17.0765 | 0
5844 | 43.04 | 1551.26 | 52.75 | 0 | 0 | 0 | 0 | 138.04 | 0 | 458.35 | 0 | 0 | 0 | 1377.96 | 599.13 | 0 | 67080.97 | 0 | 0 | 1.19 | 0 | 8.32 | 39.7 | 136.28 | 17.08 | 0 | 0 | 86.3487 | 3.8124 | 0 | 0 | 0 | 0 | 0 | 17.0765 | 0 | 0 | 365.4372 | 17.0765 | 0
5845 | 40.28 | 1482.13 | 53.01 | 0 | 0 | 0 | 0 | 66.83 | 0 | 522.77 | 0 | 0 | 0 | 1377.96 | 599.13 | 0 | 67680.1 | 0 | 0 | 1.2 | 0 | 9.37 | 40.31 | 172.76 | 17.08 | 0 | 0 | 84.3406 | 4.7655 | 0 | 0 | 0 | 0 | 0 | 17.0765 | 0 | 0 | 365.4372 | 17.0765 | 0
5846 | 35.78 | 1363.08 | 53.19 | 0 | 0 | 0 | 0 | 0 | 0 | 522.77 | 0 | 0 | 0 | 1363.95 | 589.33 | 0 | 68269.43 | 0 | 0 | 0 | 0 | 9.31 | 0 | 171.59 | 17.08 | 0 | 0 | 83.3365 | 4.7655 | 0 | 0 | 0 | 0 | 0 | 17.0765 | 0 | 0 | 365.4372 | 17.0765 | 0
5847 | 33.21 | 1291.06 | 53.2 | 0 | 0 | 0 | 0 | 0 | 0 | 522.77 | 0 | 0 | 0 | 1290.37 | 537.82 | 0 | 68807.25 | 0 | 0 | 0 | 0 | 9.24 | 0 | 170.31 | 17.08 | 0 | 0 | 82.3324 | 4.7655 | 0 | 0 | 0 | 0 | 0 | 17.0765 | 0 | 0 | 365.4372 | 17.0765 | 0
5848 | 29.65 | 1186.46 | 52.99 | 0 | 0 | 0 | 0 | 0 | 0 | 522.77 | 0 | 0 | 0 | 1180.99 | 461.25 | 0 | 69268.5 | 0 | 0 | 0 | 0 | 9.19 | 0 | 169.43 | 17.08 | 0 | 0 | 83.3365 | 4.7655 | 0 | 0 | 0 | 0 | 0 | 17.0765 | 0 | 0 | 365.4372 | 17.0765 | 0
5849 | 25.5 | 1056.62 | 52.83 | 0 | 0 | 0 | 0 | 0 | 0 | 522.77 | 0 | 0 | 0 | 1042.76 | 364.49 | 0 | 69633 | 0 | 0 | 1.13 | 0 | 10.23 | 0 | 168.77 | 17.08 | 0 | 0 | 85.3446 | 5.7186 | 0 | 0 | 0 | 0 | 0 | 17.0765 | 0 | 0 | 365.4372 | 17.0765 | 0
5850 | 25.77 | 1065.44 | 52.71 | 0 | 0 | 0 | 0 | 0 | 0 | 522.77 | 0 | 0 | 0 | 1049.9 | 369.49 | 0 | 70002.49 | 0 | 0 | 0 | 0 | 10.07 | 0 | 165.69 | 17.08 | 0 | 0 | 87.3527 | 6.6717 | 0 | 0 | 0 | 0 | 0 | 17.0765 | 0 | 0 | 365.4372 | 17.0765 | 0
5851 | 10.12 | 482.64 | 52.39 | 0 | 0 | 0 | 0 | 0 | 104.5169 | 414.35 | 0 | 0 | 0 | 550.63 | 20 | 0 | 70022.49 | 0 | 0 | 0 | 0 | 9.68 | 0 | 158.29 | 17.08 | 0 | 0 | 92.373 | 6.6717 | 0 | 0 | 0 | 0 | 0 | 17.0765 | 0 | 0 | 365.4372 | 17.0765 | 0
5852 | 0 | 0 | 51.98 | 0 | 0 | 0 | 0 | 0 | 52.1331 | 360.27 | 0 | 0 | 0 | 0 | 0 | 365.44 | 69657.05 | 0 | 0 | 0 | 0 | 9.2 | 0 | 149.27 | 17.08 | 0 | 0 | 98.3973 | 5.7186 | 0 | 0 | 0 | 0 | 0 | 17.0765 | 0 | 0 | 365.4372 | 17.0765 | 0
5853 | 0 | 0 | 51.56 | 0 | 0 | 0 | 0 | 0 | 53.8394 | 304.42 | 0 | 0 | 0 | 0 | 0 | 365.44 | 69291.62 | 0 | 0 | 1.24 | 0 | 9.79 | 0 | 138.08 | 17.08 | 0 | 0 | 99.4014 | 4.7655 | 0 | 0 | 0 | 0 | 0 | 17.0765 | 0 | 0 | 365.4372 | 17.0765 | 0
5854 | 0 | 0 | 51.24 | 0 | 0 | 0 | 0 | 0 | 47.2167 | 255.44 | 0 | 0 | 0 | 0 | 0 | 365.44 | 68926.18 | 0 | 0 | 1.27 | 0 | 10.33 | 0 | 125.37 | 17.08 | 0 | 0 | 93.377 | 3.8124 | 0 | 0 | 0 | 0 | 0 | 17.0765 | 0 | 0 | 365.4372 | 17.0765 | 0
5855 | 0 | 0 | 51.44 | 0 | 0 | 0 | 0 | 0 | 33.7496 | 220.43 | 0 | 0 | 0 | 0 | 0 | 365.44 | 68560.74 | 0 | 0 | 0 | 0 | 9.61 | 0 | 111.63 | 17.08 | 0 | 0 | 82.3324 | 2.8593 | 0 | 0 | 0 | 0 | 0 | 17.0765 | 0 | 0 | 365.4372 | 17.0765 | 0
5856 | 0 | 0 | 51.91 | 0 | 0 | 0 | 0 | 0 | 24.2928 | 195.22 | 0 | 0 | 0 | 0 | 0 | 365.44 | 68195.31 | 0 | 0 | 0 | 0 | 8.89 | 0 | 98.03 | 17.08 | 0 | 0 | 74.3 | 1.9062 | 0 | 0 | 0 | 0 | 0 | 17.0765 | 0 | 0 | 365.4372 | 17.0765 | 0
5857 | 0 | 0 | 52.27 | 0 | 0 | 0 | 0 | 0 | 17.9593 | 176.59 | 0 | 0 | 0 | 0 | 0 | 365.44 | 67829.87 | 0 | 0 | 0 | 0 | 8.24 | 0 | 85.59 | 17.08 | 0 | 0 | 69.2797 | 0.95311 | 0 | 0 | 0 | 0 | 0 | 17.0765 | 0 | 0 | 365.4372 | 17.0765 | 0
5858 | 0 | 0 | 52.24 | 0 | 0 | 0 | 0 | 0 | 13.0236 | 163.09 | 0 | 0 | 0 | 0 | 0 | 365.44 | 67464.43 | 0 | 0 | 0 | 0 | 7.5 | 0 | 71.6 | 17.08 | 0 | 0 | 65.2635 | 0 | 0 | 0 | 0 | 0 | 0 | 17.0765 | 0 | 0 | 365.4372 | 17.0765 | 0
5859 | 0 | 0 | 51.97 | 0 | 0 | 0 | 0 | 0 | 12.291 | 150.34 | 0 | 0 | 0 | 0 | 0 | 365.44 | 67098.99 | 0 | 0 | 0 | 0 | 6.62 | 0 | 54.82 | 17.08 | 0 | 0 | 64.2595 | 0 | 0 | 0 | 0 | 0 | 0 | 17.0765 | 0 | 0 | 365.4372 | 17.0765 | 0
5860 | 0 | 0 | 51.32 | 0 | 0 | 0 | 0 | 0 | 13.9394 | 135.87 | 0 | 0 | 0 | 0 | 0 | 365.44 | 66733.56 | 0 | 0 | 0 | 0 | 5.68 | 0 | 37.11 | 17.08 | 0 | 0 | 65.2635 | 0 | 0 | 0 | 0 | 0 | 0 | 17.0765 | 0 | 0 | 365.4372 | 17.0765 | 0
5861 | 0 | 0 | 50.28 | 0 | 0 | 0 | 0 | 0 | 21.0152 | 114.08 | 0 | 0 | 0 | 0 | 0 | 365.44 | 66368.12 | 0 | 0 | 0 | 0 | 4.78 | 0 | 19.89 | 17.08 | 0 | 0 | 71.2878 | 0 | 0 | 0 | 0 | 0 | 0 | 17.0765 | 0 | 0 | 365.4372 | 17.0765 | 0
5862 | 0 | 0 | 48.35 | 0 | 0 | 0 | 0 | 0 | 27.8982 | 85.13 | 0 | 0 | 0 | 0 | 0 | 365.44 | 66002.68 | 0 | 0 | 0 | 0 | 3.85 | 0 | 2.24 | 17.08 | 0 | 0 | 75.3041 | 0.95311 | 0 | 0 | 0 | 0 | 0 | 17.0765 | 0 | 0 | 365.4372 | 17.0765 | 0
5863 | 0 | 0 | 45.99 | 0 | 0 | 0 | 0 | 0 | 79.2215 | 2.95 | 0 | 0 | 0 | 0 | 0 | 365.44 | 65637.25 | 0 | 0 | 0 | 0 | 2.95 | 42.98 | 26.02 | 17.08 | 0 | 0 | 80.3243 | 1.9062 | 0 | 0 | 0 | 0 | 0 | 17.0765 | 0 | 0 | 365.4372 | 17.0765 | 0
5864 | 17.29 | 770.17 | 43.45 | 0 | 0 | 0 | 0 | 0 | 0.63624 | 2.3 | 0 | 0 | 0 | 742.37 | 154.22 | 0 | 65791.47 | 0 | 0 | 0 | 0 | 2.13 | 0 | 10.4 | 17.08 | 0 | 0 | 85.3446 | 3.8124 | 0 | 0 | 0 | 0 | 0 | 17.0765 | 0 | 0 | 365.4372 | 17.0765 | 0
5865 | 29.89 | 1193.77 | 41.27 | 0 | 0 | 0 | 0 | 0 | 0 | 2.3 | 0 | 0 | 0 | 1169.85 | 453.46 | 0 | 66244.93 | 0 | 0 | 0 | 0 | 1.58 | 0 | 0 | 17.08 | 0 | 0 | 89.3608 | 5.7186 | 0 | 0 | 0 | 0 | 0 | 17.0765 | 0 | 0 | 365.4372 | 17.0765 | 0
5866 | 37.99 | 1422.68 | 37.89 | 0 | 0 | 0 | 0 | 0 | 0 | 2.3 | 0 | 0 | 0 | 1377.96 | 599.13 | 0 | 66844.06 | 0 | 0 | 1.2 | 0 | 2.3 | 25.24 | 15.9 | 17.08 | 0 | 0 | 90.3649 | 3.8124 | 0 | 0 | 0 | 0 | 0 | 17.0765 | 0 | 0 | 365.4372 | 17.0765 | 0
5867 | 44.7 | 1591.48 | 34.77 | 0 | 0 | 0 | 0 | 157.01 | 0 | 153.65 | 0 | 0 | 0 | 1377.96 | 599.13 | 0 | 67443.19 | 0 | 0 | 1.18 | 0 | 3.07 | 39.62 | 46.86 | 17.08 | 0 | 0 | 91.3689 | 3.8124 | 0 | 0 | 0 | 0 | 0 | 17.0765 | 0 | 0 | 365.4372 | 17.0765 | 0
5868 | 46.12 | 1625.17 | 32.37 | 0 | 0 | 0 | 0 | 157.14 | 0 | 305.13 | 0 | 0 | 0 | 1377.96 | 599.13 | 0 | 68042.32 | 0 | 0 | 1.19 | 0 | 4.01 | 39.7 | 81.14 | 17.08 | 33.5 | 0 | 90.3649 | 3.8124 | 0 | 0 | 0 | 0 | 0 | 17.0765 | 0 | 0 | 365.4372 | 17.0765 | 0
5869 | 46.06 | 1623.87 | 30.47 | 0 | 0 | 0 | 0 | 157.14 | 0 | 456.61 | 0 | 0 | 0 | 1377.96 | 599.13 | 0 | 68641.46 | 0 | 0 | 1.2 | 0 | 5.06 | 40.31 | 117.61 | 17.08 | 29.67 | 0 | 89.3608 | 4.7655 | 0 | 0 | 0 | 0 | 0 | 17.0765 | 0 | 0 | 365.4372 | 17.0765 | 0
5870 | 44.6 | 1589.18 | 28.82 | 0 | 0 | 0 | 0 | 150.85 | 0 | 602.03 | 0 | 0 | 0 | 1377.96 | 599.13 | 0 | 69240.59 | 0 | 0 | 1.18 | 0 | 6.12 | 39.49 | 153.96 | 17.08 | 0 | 0 | 88.3568 | 4.7655 | 0 | 0 | 0 | 0 | 0 | 17.0765 | 0 | 0 | 365.4372 | 17.0765 | 0
5871 | 42.87 | 1547.26 | 27.73 | 0 | 0 | 0 | 0 | 145.65 | 0 | 742.44 | 0 | 0 | 0 | 1377.96 | 599.13 | 0 | 69839.72 | 0 | 0 | 1.13 | 0 | 7.13 | 0 | 152.68 | 17.08 | 0 | 0 | 88.3568 | 4.7655 | 0 | 0 | 0 | 0 | 0 | 17.0765 | 0 | 0 | 365.4372 | 17.0765 | 0
5872 | 40.69 | 1492.59 | 28.49 | 0 | 0 | 0 | 0 | 51.05 | 0 | 791.65 | 0 | 0 | 0 | 1377.96 | 599.13 | 0 | 70438.86 | 0 | 0 | 1.12 | 0 | 8.15 | 37.52 | 187.44 | 17.08 | 0 | 0 | 89.3608 | 4.7655 | 0 | 0 | 0 | 0 | 0 | 17.0765 | 0 | 0 | 365.4372 | 17.0765 | 0
5873 | 38.02 | 1423.35 | 29.53 | 0 | 0 | 0 | 0 | 15.73 | 0 | 806.81 | 0 | 0 | 0 | 1377.96 | 599.13 | 0 | 71037.99 | 0 | 0 | 1.13 | 0 | 9.18 | 0 | 186.78 | 17.08 | 0 | 0 | 90.3649 | 5.7186 | 0 | 0 | 0 | 0 | 0 | 17.0765 | 0 | 0 | 365.4372 | 17.0765 | 0
5874 | 40.02 | 1475.4 | 29.96 | 0 | 0 | 0 | 0 | 34.73 | 0 | 840.29 | 0 | 0 | 0 | 1377.96 | 599.13 | 0 | 71637.12 | 0 | 0 | 1.12 | 0 | 10.09 | 32.52 | 214.6 | 17.08 | 0 | 0 | 92.373 | 6.6717 | 0 | 0 | 0 | 0 | 0 | 17.0765 | 0 | 0 | 365.4372 | 17.0765 | 0
5875 | 16.53 | 741.47 | 30.37 | 0 | 0 | 0 | 0 | 0 | 0 | 840.29 | 0 | 0 | 0 | 685.3 | 114.27 | 0 | 71751.39 | 0 | 0 | 0 | 0 | 9.7 | 0 | 207.21 | 17.08 | 0 | 0 | 96.3892 | 6.6717 | 0 | 0 | 0 | 0 | 0 | 17.0765 | 0 | 0 | 365.4372 | 17.0765 | 0
5876 | 0 | 0 | 31.1 | 0 | 0 | 0 | 0 | 0 | 77.0332 | 760.38 | 0 | 0 | 0 | 0 | 0 | 365.44 | 71385.96 | 0 | 0 | 0 | 0 | 9.22 | 0 | 198.18 | 17.08 | 0 | 0 | 102.4135 | 5.7186 | 0 | 0 | 0 | 0 | 0 | 17.0765 | 0 | 0 | 365.4372 | 17.0765 | 0
5877 | 0 | 0 | 32.37 | 0 | 0 | 0 | 0 | 0 | 75.8186 | 681.74 | 0 | 0 | 0 | 0 | 0 | 365.44 | 71020.52 | 0 | 0 | 0 | 0 | 8.63 | 0 | 186.99 | 17.08 | 0 | 0 | 103.4176 | 4.7655 | 0 | 0 | 0 | 0 | 0 | 17.0765 | 0 | 0 | 365.4372 | 17.0765 | 0
5878 | 0 | 0 | 32.42 | 0 | 0 | 0 | 0 | 0 | 68.0584 | 611.14 | 0 | 0 | 0 | 0 | 0 | 365.44 | 70655.08 | 0 | 0 | 1.27 | 0 | 9.17 | 0 | 174.28 | 17.08 | 0 | 0 | 95.3851 | 3.8124 | 0 | 0 | 0 | 0 | 0 | 17.0765 | 0 | 0 | 365.4372 | 17.0765 | 0
5879 | 0 | 0 | 32.06 | 0 | 0 | 0 | 0 | 0 | 55.1408 | 553.94 | 0 | 0 | 0 | 0 | 0 | 365.44 | 70289.64 | 0 | 0 | 0 | 0 | 8.45 | 0 | 160.54 | 17.08 | 0 | 0 | 84.3406 | 2.8593 | 0 | 0 | 0 | 0 | 0 | 17.0765 | 0 | 0 | 365.4372 | 17.0765 | 0
5880 | 0 | 0 | 30.9 | 0 | 0 | 0 | 0 | 0 | 47.3131 | 504.87 | 0 | 0 | 0 | 0 | 0 | 365.44 | 69924.21 | 0 | 0 | 0 | 0 | 7.73 | 0 | 146.95 | 17.08 | 0 | 0 | 76.3081 | 1.9062 | 0 | 0 | 0 | 0 | 0 | 17.0765 | 0 | 0 | 365.4372 | 17.0765 | 0
5881 | 0 | 0 | 28.57 | 0 | 0 | 0 | 0 | 0 | 44.6718 | 458.53 | 0 | 0 | 0 | 0 | 0 | 365.44 | 69558.77 | 0 | 0 | 0 | 0 | 7.08 | 0 | 134.51 | 17.08 | 0 | 0 | 72.2919 | 0.95311 | 0 | 0 | 0 | 0 | 0 | 17.0765 | 0 | 0 | 365.4372 | 17.0765 | 0
5882 | 0 | 0 | 25.63 | 0 | 0 | 0 | 0 | 0 | 42.6377 | 414.29 | 0 | 0 | 0 | 0 | 0 | 365.44 | 69193.33 | 0 | 0 | 0 | 0 | 6.34 | 0 | 120.51 | 17.08 | 0 | 0 | 68.2757 | 0 | 0 | 0 | 0 | 0 | 0 | 17.0765 | 0 | 0 | 365.4372 | 17.0765 | 0
5883 | 0 | 0 | 22.57 | 0 | 0 | 0 | 0 | 0 | 44.7103 | 367.92 | 0 | 0 | 0 | 0 | 0 | 365.44 | 68827.9 | 0 | 0 | 0 | 0 | 5.46 | 0 | 103.73 | 17.08 | 0 | 0 | 67.2716 | 0 | 0 | 0 | 0 | 0 | 0 | 17.0765 | 0 | 0 | 365.4372 | 17.0765 | 0
5884 | 0 | 0 | 20.43 | 0 | 0 | 0 | 0 | 0 | 47.853 | 318.28 | 0 | 0 | 0 | 0 | 0 | 365.44 | 68462.46 | 0 | 0 | 0 | 0 | 4.53 | 0 | 86.02 | 17.08 | 0 | 0 | 68.2757 | 0 | 0 | 0 | 0 | 0 | 0 | 17.0765 | 0 | 0 | 365.4372 | 17.0765 | 0
5885 | 0 | 0 | 18.8 | 0 | 0 | 0 | 0 | 0 | 143.5492 | 169.37 | 0 | 0 | 0 | 90.06 | 0 | 302.4 | 68160.06 | 0 | 0 | 0 | 0 | 3.62 | 0 | 68.8 | 17.08 | 0 | 0 | 72.2919 | 0 | 0 | 0 | 0 | 0 | 0 | 17.0765 | 0 | 0 | 365.4372 | 17.0765 | 0
5886 | 0 | 0 | 17.42 | 0 | 0 | 0 | 0 | 0 | 59.8451 | 107.29 | 0 | 0 | 0 | 0 | 0 | 365.44 | 67794.62 | 0 | 0 | 0 | 0 | 2.69 | 0 | 51.15 | 17.08 | 0 | 0 | 76.3081 | 0.95311 | 0 | 0 | 0 | 0 | 0 | 17.0765 | 0 | 0 | 365.4372 | 17.0765 | 0
5887 | 0 | 0 | 16.36 | 0 | 0 | 0 | 0 | 0 | 67.8752 | 36.88 | 0 | 0 | 0 | 0 | 0 | 365.44 | 67429.19 | 0 | 0 | 0 | 0 | 1.79 | 0 | 34.1 | 17.08 | 0 | 0 | 82.3324 | 1.9062 | 0 | 0 | 0 | 0 | 0 | 17.0765 | 0 | 0 | 365.4372 | 17.0765 | 0
5888 | 18.38 | 810.83 | 15.36 | 0 | 0 | 0 | 0 | 0 | 0 | 36.88 | 0 | 0 | 0 | 754.41 | 162.65 | 0 | 67591.84 | 0 | 0 | 0 | 0 | 0.97 | 0 | 18.48 | 17.08 | 0 | 0 | 86.3487 | 3.8124 | 0 | 0 | 0 | 0 | 0 | 17.0765 | 0 | 0 | 365.4372 | 17.0765 | 0
5889 | 26.46 | 1087.61 | 14.57 | 0 | 0 | 0 | 0 | 0 | 0 | 36.88 | 0 | 0 | 0 | 1032.56 | 357.35 | 0 | 67949.19 | 0 | 0 | 0 | 0 | 0.43 | 0 | 8.08 | 17.08 | 0 | 0 | 90.3649 | 5.7186 | 0 | 0 | 0 | 0 | 0 | 17.0765 | 0 | 0 | 365.4372 | 17.0765 | 0
5890 | 36.7 | 1388.02 | 13.87 | 0 | 0 | 0 | 0 | 0 | 35.5523 | 0 | 0 | 0 | 0 | 1377.96 | 599.13 | 0 | 68548.32 | 0 | 0 | 0 | 0 | 0 | 0 | 0 | 17.08 | 0 | 0 | 92.373 | 3.8124 | 0 | 0 | 0 | 0 | 0 | 17.0765 | 0 | 0 | 365.4372 | 17.0765 | 0
5891 | 43.83 | 1570.53 | 13.27 | 0 | 0 | 0 | 0 | 112.68 | 0 | 108.62 | 0 | 0 | 0 | 1377.96 | 599.13 | 0 | 69147.46 | 0 | 0 | 1.18 | 0 | 0.77 | 39.62 | 30.96 | 17.08 | 0 | 0 | 92.373 | 3.8124 | 0 | 0 | 0 | 0 | 0 | 17.0765 | 0 | 0 | 365.4372 | 17.0765 | 0
5892 | 46.45 | 1632.81 | 12.84 | 0 | 0 | 0 | 0 | 157.14 | 0 | 260.1 | 0 | 0 | 0 | 1377.96 | 599.13 | 0 | 69746.59 | 0 | 0 | 1.19 | 0 | 1.72 | 39.7 | 65.24 | 17.08 | 20.94 | 0 | 91.3689 | 3.8124 | 0 | 0 | 0 | 0 | 0 | 17.0765 | 0 | 0 | 365.4372 | 17.0765 | 0
5893 | 47.47 | 1656.51 | 12.27 | 0 | 0 | 0 | 0 | 157.14 | 0 | 411.58 | 0 | 0 | 0 | 1377.96 | 599.13 | 0 | 70345.72 | 0 | 0 | 1.2 | 0 | 2.76 | 40.31 | 101.72 | 17.08 | 44.5 | 0 | 90.3649 | 4.7655 | 0 | 0 | 0 | 0 | 0 | 17.0765 | 0 | 0 | 365.4372 | 17.0765 | 0
5894 | 47.12 | 1648.47 | 11.52 | 0 | 0 | 0 | 0 | 108.93 | 0 | 516.59 | 0 | 0 | 0 | 1377.96 | 599.13 | 0 | 70944.86 | 0 | 0 | 1.18 | 0 | 3.82 | 39.49 | 138.06 | 17.08 | 85.42 | 0 | 89.3608 | 4.7655 | 0 | 0 | 0 | 0 | 0 | 17.0765 | 0 | 0 | 365.4372 | 17.0765 | 0
5895 | 45.67 | 1614.58 | 10.75 | 0 | 0 | 0 | 0 | 157.14 | 0 | 668.07 | 0 | 0 | 0 | 1377.96 | 599.13 | 0 | 71543.99 | 0 | 0 | 1.13 | 0 | 4.83 | 38.02 | 172.9 | 17.08 | 2.63 | 0 | 89.3608 | 4.7655 | 0 | 0 | 0 | 0 | 0 | 17.0765 | 0 | 0 | 365.4372 | 17.0765 | 0
5896 | 43.88 | 1571.8 | 10.81 | 0 | 0 | 0 | 0 | 114.76 | 0 | 778.7 | 0 | 0 | 0 | 1377.96 | 599.13 | 0 | 72143.12 | 0 | 0 | 1.12 | 0 | 5.85 | 37.52 | 207.66 | 17.08 | 0 | 0 | 90.3649 | 4.7655 | 0 | 0 | 0 | 0 | 0 | 17.0765 | 0 | 0 | 365.4372 | 17.0765 | 0
5897 | 41.65 | 1516.92 | 11.71 | 0 | 0 | 0 | 0 | 56.34 | 0 | 833.01 | 0 | 0 | 0 | 1377.96 | 599.13 | 0 | 72742.25 | 0 | 0 | 1.13 | 0 | 6.89 | 37.78 | 242.89 | 17.08 | 0 | 0 | 91.3689 | 5.7186 | 0 | 0 | 0 | 0 | 0 | 17.0765 | 0 | 0 | 365.4372 | 17.0765 | 0
5898 | 44.16 | 1578.65 | 12.81 | 0 | 0 | 0 | 0 | 118.95 | 0 | 947.67 | 0 | 0 | 0 | 1377.96 | 599.13 | 0 | 73341.39 | 0 | 0 | 1.12 | 0 | 7.79 | 37.55 | 275.49 | 17.08 | 0 | 0 | 93.377 | 6.6717 | 0 | 0 | 0 | 0 | 0 | 17.0765 | 0 | 0 | 365.4372 | 17.0765 | 0
5899 | 19.24 | 842.31 | 14.09 | 0 | 0 | 0 | 0 | 0 | 0 | 947.67 | 0 | 0 | 0 | 770.57 | 173.96 | 0 | 73515.35 | 0 | 0 | 1.01 | 0 | 8.36 | 0 | 268.09 | 17.08 | 0 | 0 | 97.3933 | 6.6717 | 0 | 0 | 0 | 0 | 0 | 17.0765 | 0 | 0 | 365.4372 | 17.0765 | 0
5900 | 0 | 0 | 15.6 | 0 | 0 | 0 | 0 | 0 | 92.5344 | 851.68 | 0 | 0 | 0 | 0 | 0 | 365.44 | 73149.91 | 0 | 0 | 0 | 0 | 7.88 | 0 | 259.07 | 17.08 | 0 | 0 | 102.4135 | 5.7186 | 0 | 0 | 0 | 0 | 0 | 17.0765 | 0 | 0 | 365.4372 | 17.0765 | 0
5901 | 0 | 0 | 16.82 | 0 | 0 | 0 | 0 | 0 | 91.3583 | 756.91 | 0 | 0 | 0 | 0 | 0 | 365.44 | 72784.48 | 0 | 0 | 0 | 0 | 7.3 | 0 | 247.87 | 17.08 | 0 | 0 | 103.4176 | 4.7655 | 0 | 0 | 0 | 0 | 0 | 17.0765 | 0 | 0 | 365.4372 | 17.0765 | 0
5902 | 0 | 0 | 17.54 | 0 | 0 | 0 | 0 | 0 | 82.663 | 671.16 | 0 | 0 | 0 | 0 | 0 | 365.44 | 72419.04 | 0 | 0 | 0 | 0 | 6.63 | 0 | 235.17 | 17.08 | 0 | 0 | 96.3892 | 3.8124 | 0 | 0 | 0 | 0 | 0 | 17.0765 | 0 | 0 | 365.4372 | 17.0765 | 0
5903 | 0 | 0 | 17.11 | 0 | 0 | 0 | 0 | 0 | 72.3868 | 596.07 | 0 | 0 | 0 | 0 | 0 | 365.44 | 72053.6 | 0 | 0 | 1.29 | 0 | 7.13 | 0 | 221.43 | 17.08 | 0 | 0 | 85.3446 | 2.8593 | 0 | 0 | 0 | 0 | 0 | 17.0765 | 0 | 0 | 365.4372 | 17.0765 | 0
5904 | 0 | 0 | 15.97 | 0 | 0 | 0 | 0 | 0 | 63.248 | 530.46 | 0 | 0 | 0 | 0 | 0 | 365.44 | 71688.16 | 0 | 0 | 0 | 0 | 6.42 | 0 | 207.83 | 17.08 | 0 | 0 | 77.3122 | 1.9062 | 0 | 0 | 0 | 0 | 0 | 17.0765 | 0 | 0 | 365.4372 | 17.0765 | 0
5905 | 0 | 0 | 14.38 | 0 | 0 | 0 | 0 | 0 | 58.8715 | 469.39 | 0 | 0 | 0 | 0 | 0 | 365.44 | 71322.73 | 0 | 0 | 0 | 0 | 5.76 | 0 | 195.39 | 17.08 | 0 | 0 | 72.2919 | 0.95311 | 0 | 0 | 0 | 0 | 0 | 17.0765 | 0 | 0 | 365.4372 | 17.0765 | 0
5906 | 0 | 0 | 13.01 | 0 | 0 | 0 | 0 | 0 | 56.2687 | 411.02 | 0 | 0 | 0 | 0 | 0 | 365.44 | 70957.29 | 0 | 0 | 0 | 0 | 5.03 | 0 | 181.39 | 17.08 | 0 | 0 | 69.2797 | 0 | 0 | 0 | 0 | 0 | 0 | 17.0765 | 0 | 0 | 365.4372 | 17.0765 | 0
5907 | 0 | 0 | 11.87 | 0 | 0 | 0 | 0 | 0 | 56.4036 | 352.51 | 0 | 0 | 0 | 0 | 0 | 365.44 | 70591.85 | 0 | 0 | 0 | 0 | 4.14 | 0 | 164.62 | 17.08 | 0 | 0 | 68.2757 | 0 | 0 | 0 | 0 | 0 | 0 | 17.0765 | 0 | 0 | 365.4372 | 17.0765 | 0
5908 | 0 | 0 | 10.34 | 0 | 0 | 0 | 0 | 0 | 60.3271 | 289.93 | 0 | 0 | 0 | 0 | 0 | 365.44 | 70226.42 | 0 | 0 | 1.39 | 0 | 4.53 | 0 | 146.9 | 17.08 | 0 | 0 | 69.2797 | 0 | 0 | 0 | 0 | 0 | 0 | 17.0765 | 0 | 0 | 365.4372 | 17.0765 | 0
5909 | 0 | 0 | 8.8 | 0 | 0 | 0 | 0 | 0 | 63.489 | 224.07 | 0 | 0 | 0 | 0 | 0 | 365.44 | 69860.98 | 0 | 0 | 0 | 0 | 3.62 | 0 | 129.68 | 17.08 | 0 | 0 | 72.2919 | 0 | 0 | 0 | 0 | 0 | 0 | 17.0765 | 0 | 0 | 365.4372 | 17.0765 | 0
5910 | 0 | 0 | 7.44 | 0 | 0 | 0 | 0 | 0 | 136.2903 | 82.69 | 0 | 0 | 0 | 65.46 | 0 | 319.61 | 69541.37 | 0 | 0 | 0 | 0 | 2.69 | 0 | 112.03 | 17.08 | 0 | 0 | 77.3122 | 0.95311 | 0 | 0 | 0 | 0 | 0 | 17.0765 | 0 | 0 | 365.4372 | 17.0765 | 0
5911 | 0 | 0 | 6.26 | 0 | 0 | 0 | 0 | 0 | 77.978 | 1.79 | 0 | 0 | 0 | 0 | 0 | 365.44 | 69175.93 | 0 | 0 | 0 | 0 | 1.79 | 0 | 94.98 | 17.08 | 0 | 0 | 82.3324 | 1.9062 | 0 | 0 | 0 | 0 | 0 | 17.0765 | 0 | 0 | 365.4372 | 17.0765 | 0
5912 | 18.7 | 822.46 | 5.13 | 0 | 0 | 0 | 0 | 0 | 0 | 1.79 | 0 | 0 | 0 | 756.13 | 163.85 | 0 | 69339.78 | 0 | 0 | 0 | 0 | 0.97 | 0 | 79.36 | 17.08 | 0 | 0 | 86.3487 | 3.8124 | 0 | 0 | 0 | 0 | 0 | 17.0765 | 0 | 0 | 365.4372 | 17.0765 | 0
5913 | 32.02 | 1256.79 | 4.31 | 0 | 0 | 0 | 0 | 0 | 0 | 1.79 | 0 | 0 | 0 | 1197.03 | 472.49 | 0 | 69812.27 | 0 | 0 | 0 | 0 | 0.43 | 0 | 68.96 | 17.08 | 0 | 0 | 90.3649 | 5.7186 | 0 | 0 | 0 | 0 | 0 | 17.0765 | 0 | 0 | 365.4372 | 17.0765 | 0
5914 | 38.26 | 1429.69 | 4.06 | 0 | 0 | 0 | 0 | 0 | 1.7256 | 0 | 0 | 0 | 0 | 1377.55 | 598.85 | 0 | 70411.11 | 0 | 0 | 0 | 0 | 0 | 0 | 60.89 | 17.08 | 0 | 0 | 92.373 | 3.8124 | 0 | 0 | 0 | 0 | 0 | 17.0765 | 0 | 0 | 365.4372 | 17.0765 | 0
5915 | 44.41 | 1584.59 | 4.09 | 0 | 0 | 0 | 0 | 118.14 | 0 | 113.89 | 0 | 0 | 0 | 1377.96 | 599.13 | 0 | 71010.25 | 0 | 0 | 1.18 | 0 | 0.77 | 39.62 | 91.85 | 17.08 | 0 | 0 | 92.373 | 3.8124 | 0 | 0 | 0 | 0 | 0 | 17.0765 | 0 | 0 | 365.4372 | 17.0765 | 0
5916 | 48.12 | 1671.56 | 4.26 | 0 | 0 | 0 | 0 | 157.14 | 0 | 265.37 | 0 | 0 | 0 | 1377.96 | 599.13 | 0 | 71609.38 | 0 | 0 | 1.19 | 0 | 1.72 | 39.7 | 126.12 | 17.08 | 52.78 | 0 | 91.3689 | 3.8124 | 0 | 0 | 0 | 0 | 0 | 17.0765 | 0 | 0 | 365.4372 | 17.0765 | 0
5917 | 51.03 | 1736.3 | 4.6 | 0 | 0 | 0 | 0 | 157.14 | 0 | 416.85 | 0 | 0 | 0 | 1377.96 | 599.13 | 0 | 72208.51 | 0 | 0 | 1.2 | 0 | 2.76 | 40.31 | 162.6 | 17.08 | 120.19 | 0 | 90.3649 | 4.7655 | 0 | 0 | 0 | 0 | 0 | 17.0765 | 0 | 0 | 365.4372 | 17.0765 | 0
5918 | 53.35 | 1786.29 | 5.25 | 0 | 0 | 0 | 0 | 157.14 | 0 | 568.33 | 0 | 0 | 0 | 1377.96 | 599.13 | 0 | 72807.65 | 0 | 0 | 1.18 | 0 | 3.82 | 39.49 | 198.95 | 17.08 | 175.01 | 0 | 89.3608 | 4.7655 | 0 | 0 | 0 | 0 | 0 | 17.0765 | 0 | 0 | 365.4372 | 17.0765 | 0
5919 | 49.96 | 1712.88 | 6.2 | 0 | 0 | 0 | 0 | 92.88 | 0 | 657.86 | 0 | 0 | 0 | 1377.96 | 599.13 | 0 | 73406.78 | 0 | 0 | 1.13 | 0 | 4.83 | 38.02 | 233.78 | 17.08 | 164.92 | 0 | 89.3608 | 4.7655 | 0 | 0 | 0 | 0 | 0 | 17.0765 | 0 | 0 | 365.4372 | 17.0765 | 0
5920 | 45.92 | 1620.54 | 7.16 | 0 | 0 | 0 | 0 | 157.14 | 0 | 809.34 | 0 | 0 | 0 | 1377.96 | 599.13 | 0 | 74005.91 | 0 | 0 | 1.12 | 0 | 5.85 | 0 | 232.9 | 17.08 | 43.28 | 0 | 89.3608 | 4.7655 | 0 | 0 | 0 | 0 | 0 | 17.0765 | 0 | 0 | 365.4372 | 17.0765 | 0
5921 | 40.98 | 1499.96 | 8.34 | 0 | 0 | 0 | 0 | 35.33 | 0 | 843.4 | 0 | 0 | 0 | 1377.96 | 599.13 | 0 | 74605.04 | 0 | 0 | 1.13 | 0 | 6.89 | 37.78 | 268.13 | 17.08 | 0 | 0 | 91.3689 | 5.7186 | 0 | 0 | 0 | 0 | 0 | 17.0765 | 0 | 0 | 365.4372 | 17.0765 | 0
5922 | 43.46 | 1561.58 | 9.62 | 0 | 0 | 0 | 0 | 108.17 | 0 | 947.67 | 0 | 0 | 0 | 1377.96 | 599.13 | 0 | 75204.18 | 0 | 0 | 1.12 | 0 | 7.79 | 28.37 | 292 | 17.08 | 0 | 0 | 92.373 | 6.6717 | 0 | 0 | 0 | 0 | 0 | 17.0765 | 0 | 0 | 365.4372 | 17.0765 | 0
5923 | 18.99 | 833.25 | 10.61 | 0 | 0 | 0 | 0 | 0 | 0 | 947.67 | 0 | 0 | 0 | 750.89 | 160.18 | 0 | 75364.36 | 0 | 0 | 1.13 | 0 | 8.48 | 7.78 | 292 | 17.08 | 0 | 0 | 96.3892 | 6.6717 | 0 | 0 | 0 | 0 | 0 | 17.0765 | 0 | 0 | 365.4372 | 17.0765 | 0
5924 | 0 | 0 | 11.3 | 0 | 0 | 0 | 0 | 0 | 96.8242 | 847.23 | 0 | 0 | 0 | 0 | 0 | 365.44 | 74998.92 | 0 | 0 | 0 | 0 | 8 | 0 | 282.97 | 17.08 | 0 | 0 | 102.4135 | 5.7186 | 0 | 0 | 0 | 0 | 0 | 17.0765 | 0 | 0 | 365.4372 | 17.0765 | 0
5925 | 0 | 0 | 12.27 | 0 | 0 | 0 | 0 | 0 | 94.9154 | 748.77 | 0 | 0 | 0 | 0 | 0 | 365.44 | 74633.49 | 0 | 0 | 0 | 0 | 7.41 | 0 | 271.78 | 17.08 | 0 | 0 | 102.4135 | 4.7655 | 0 | 0 | 0 | 0 | 0 | 17.0765 | 0 | 0 | 365.4372 | 17.0765 | 0
5926 | 0 | 0 | 13.88 | 0 | 0 | 0 | 0 | 0 | 85.314 | 660.27 | 0 | 0 | 0 | 0 | 0 | 365.44 | 74268.05 | 0 | 0 | 0 | 0 | 6.74 | 0 | 259.08 | 17.08 | 0 | 0 | 95.3851 | 3.8124 | 0 | 0 | 0 | 0 | 0 | 17.0765 | 0 | 0 | 365.4372 | 17.0765 | 0
5927 | 0 | 0 | 15.85 | 0 | 0 | 0 | 0 | 0 | 71.3456 | 586.25 | 0 | 0 | 0 | 0 | 0 | 365.44 | 73902.61 | 0 | 0 | 0 | 0 | 6.02 | 0 | 245.34 | 17.08 | 0 | 0 | 84.3406 | 2.8593 | 0 | 0 | 0 | 0 | 0 | 17.0765 | 0 | 0 | 365.4372 | 17.0765 | 0
5928 | 0 | 0 | 18.47 | 0 | 0 | 0 | 0 | 0 | 59.7487 | 524.28 | 0 | 0 | 0 | 0 | 0 | 365.44 | 73537.18 | 0 | 0 | 0 | 0 | 5.3 | 0 | 231.74 | 17.08 | 0 | 0 | 76.3081 | 1.9062 | 0 | 0 | 0 | 0 | 0 | 17.0765 | 0 | 0 | 365.4372 | 17.0765 | 0
5929 | 0 | 0 | 21.58 | 0 | 0 | 0 | 0 | 0 | 50.6582 | 471.72 | 0 | 0 | 0 | 0 | 0 | 365.44 | 73171.74 | 0 | 0 | 0 | 0 | 4.65 | 0 | 219.3 | 17.08 | 0 | 0 | 71.2878 | 0.95311 | 0 | 0 | 0 | 0 | 0 | 17.0765 | 0 | 0 | 365.4372 | 17.0765 | 0
5930 | 0 | 0 | 25.37 | 0 | 0 | 0 | 0 | 0 | 43.5728 | 426.52 | 0 | 0 | 0 | 0 | 0 | 365.44 | 72806.3 | 0 | 0 | 0.67 | 0 | 4.55 | 0 | 205.3 | 17.08 | 0 | 0 | 68.2757 | 0 | 0 | 0 | 0 | 0 | 0 | 17.0765 | 0 | 0 | 365.4372 | 17.0765 | 0
5931 | 0 | 0 | 28.76 | 0 | 0 | 0 | 0 | 0 | 37.5092 | 387.61 | 0 | 0 | 0 | 0 | 0 | 365.44 | 72440.86 | 0 | 0 | 0 | 0 | 3.66 | 0 | 188.53 | 17.08 | 0 | 0 | 66.2676 | 0 | 0 | 0 | 0 | 0 | 0 | 17.0765 | 0 | 0 | 365.4372 | 17.0765 | 0
5932 | 0 | 0 | 31.27 | 0 | 0 | 0 | 0 | 0 | 36.9983 | 349.23 | 0 | 0 | 0 | 0 | 0 | 365.44 | 72075.43 | 0 | 0 | 0 | 0 | 2.73 | 0 | 170.81 | 17.08 | 0 | 0 | 68.2757 | 0 | 0 | 0 | 0 | 0 | 0 | 17.0765 | 0 | 0 | 365.4372 | 17.0765 | 0
5933 | 0 | 0 | 32.94 | 0 | 0 | 0 | 0 | 0 | 38.3479 | 309.45 | 0 | 0 | 0 | 0 | 0 | 365.44 | 71709.99 | 0 | 0 | 0 | 0 | 1.83 | 0 | 153.59 | 17.08 | 0 | 0 | 71.2878 | 0 | 0 | 0 | 0 | 0 | 0 | 17.0765 | 0 | 0 | 365.4372 | 17.0765 | 0
5934 | 0 | 0 | 34.74 | 0 | 0 | 0 | 0 | 0 | 41.5098 | 266.38 | 0 | 0 | 0 | 0 | 0 | 365.44 | 71344.55 | 0 | 0 | 0 | 0 | 0.9 | 0 | 135.94 | 17.08 | 0 | 0 | 75.3041 | 0.95311 | 0 | 0 | 0 | 0 | 0 | 17.0765 | 0 | 0 | 365.4372 | 17.0765 | 0
5935 | 0 | 0 | 36.26 | 0 | 0 | 0 | 0 | 0 | 45.9635 | 218.7 | 0 | 0 | 0 | 0 | 0 | 365.44 | 70979.12 | 0 | 0 | 0 | 0 | 0 | 0 | 118.89 | 17.08 | 0 | 0 | 80.3243 | 1.9062 | 0 | 0 | 0 | 0 | 0 | 17.0765 | 0 | 0 | 365.4372 | 17.0765 | 0
5936 | 2.56 | 132.05 | 37.32 | 0 | 0 | 0 | 0 | 81.52 | 0 | 297.28 | 0 | 0 | 0 | 0 | 0 | 365.44 | 70613.68 | 0 | 0 | 1.26 | 0 | 0.37 | 0 | 103.27 | 17.08 | 0 | 0 | 85.3446 | 3.8124 | 0 | 0 | 0 | 0 | 0 | 17.0765 | 0 | 0 | 365.4372 | 17.0765 | 0
5937 | 10.85 | 513.92 | 38.54 | 0 | 0 | 0 | 0 | 0 | 0 | 297.28 | 0 | 0 | 0 | 427.05 | 0 | 66.5 | 70547.18 | 0 | 0 | 1.22 | 0 | 0.99 | 40.97 | 131.79 | 17.08 | 0 | 0 | 88.3568 | 5.7186 | 0 | 0 | 0 | 0 | 0 | 17.0765 | 0 | 0 | 365.4372 | 17.0765 | 0
5938 | 18.26 | 806.53 | 38.61 | 0 | 0 | 0 | 0 | 114.77 | 0 | 407.92 | 0 | 0 | 0 | 613.08 | 63.72 | 0 | 70610.9 | 0 | 0 | 1.2 | 0 | 1.7 | 40.17 | 161.88 | 17.08 | 0 | 0 | 90.3649 | 3.8124 | 0 | 0 | 0 | 0 | 0 | 17.0765 | 0 | 0 | 365.4372 | 17.0765 | 0
5939 | 22.4 | 953.18 | 39.14 | 0 | 0 | 0 | 0 | 0 | 0 | 407.92 | 0 | 0 | 0 | 919.36 | 278.11 | 0 | 70889.01 | 0 | 0 | 1.18 | 0 | 2.47 | 0 | 155.2 | 17.08 | 0 | 0 | 90.3649 | 3.8124 | 0 | 0 | 0 | 0 | 0 | 17.0765 | 0 | 0 | 365.4372 | 17.0765 | 0
5940 | 28.34 | 1146.43 | 40.2 | 0 | 0 | 0 | 0 | 0 | 0 | 407.92 | 0 | 0 | 0 | 1079.91 | 390.5 | 0 | 71279.51 | 0 | 0 | 1.19 | 0 | 3.42 | 39.7 | 189.48 | 17.08 | 0 | 0 | 90.3649 | 3.8124 | 0 | 0 | 0 | 0 | 0 | 17.0765 | 0 | 0 | 365.4372 | 17.0765 | 0
5941 | 32.27 | 1264.14 | 41.51 | 0 | 0 | 0 | 0 | 0 | 0 | 407.92 | 0 | 0 | 0 | 1242.59 | 504.38 | 0 | 71783.89 | 0 | 0 | 1.2 | 0 | 4.47 | 0 | 187.66 | 17.08 | 0 | 0 | 89.3608 | 4.7655 | 0 | 0 | 0 | 0 | 0 | 17.0765 | 0 | 0 | 365.4372 | 17.0765 | 0
5942 | 34.32 | 1322.62 | 42.95 | 0 | 0 | 0 | 0 | 0 | 0 | 407.92 | 0 | 0 | 0 | 1266.11 | 520.84 | 0 | 72304.73 | 0 | 0 | 1.18 | 0 | 5.52 | 39.49 | 224 | 17.08 | 0 | 0 | 88.3568 | 4.7655 | 0 | 0 | 0 | 0 | 0 | 17.0765 | 0 | 0 | 365.4372 | 17.0765 | 0
5943 | 28.85 | 1162.1 | 44.65 | 0 | 0 | 0 | 0 | 0 | 0 | 407.92 | 0 | 0 | 0 | 1142.35 | 434.2 | 0 | 72738.93 | 0 | 0 | 1.13 | 0 | 6.53 | 0 | 222.72 | 17.08 | 0 | 0 | 87.3527 | 4.7655 | 0 | 0 | 0 | 0 | 0 | 17.0765 | 0 | 0 | 365.4372 | 17.0765 | 0
5944 | 22.04 | 940.87 | 46.85 | 0 | 0 | 0 | 0 | 0 | 0 | 407.92 | 0 | 0 | 0 | 878 | 249.16 | 0 | 72988.09 | 0 | 0 | 1.12 | 0 | 7.55 | 37.52 | 257.48 | 17.08 | 0 | 0 | 88.3568 | 4.7655 | 0 | 0 | 0 | 0 | 0 | 17.0765 | 0 | 0 | 365.4372 | 17.0765 | 0
5945 | 14.94 | 680.43 | 48.77 | 0 | 0 | 0 | 0 | 157.14 | 0 | 559.4 | 0 | 0 | 0 | 490.8 | 0 | 21.88 | 72966.22 | 0 | 0 | 1.13 | 0 | 8.59 | 0 | 256.83 | 17.08 | 0 | 0 | 89.3608 | 5.7186 | 0 | 0 | 0 | 0 | 0 | 17.0765 | 0 | 0 | 365.4372 | 17.0765 | 0
5946 | 14.61 | 667.46 | 50.01 | 0 | 0 | 0 | 0 | 0 | 0 | 559.4 | 0 | 0 | 0 | 632.93 | 77.61 | 0 | 73043.83 | 0 | 0 | 1.12 | 0 | 9.49 | 0 | 253.74 | 17.08 | 0 | 0 | 91.3689 | 6.6717 | 0 | 0 | 0 | 0 | 0 | 17.0765 | 0 | 0 | 365.4372 | 17.0765 | 0
5947 | 5.45 | 272.45 | 50.78 | 0 | 0 | 0 | 0 | 0 | 0 | 559.4 | 0 | 0 | 0 | 226.62 | 0 | 206.8 | 72837.02 | 0 | 0 | 0.01 | 0 | 9.11 | 0 | 246.35 | 17.08 | 0 | 0 | 95.3851 | 6.6717 | 0 | 0 | 0 | 0 | 0 | 17.0765 | 0 | 0 | 365.4372 | 17.0765 | 0
5948 | 0 | 0 | 51.21 | 0 | 0 | 0 | 0 | 0 | 55.912 | 501.4 | 0 | 0 | 0 | 0 | 0 | 365.44 | 72471.58 | 0 | 0 | 0 | 0 | 8.64 | 0 | 237.32 | 17.08 | 0 | 0 | 101.4095 | 5.7186 | 0 | 0 | 0 | 0 | 0 | 17.0765 | 0 | 0 | 365.4372 | 17.0765 | 0
5949 | 0 | 0 | 51.35 | 0 | 0 | 0 | 0 | 0 | 54.8323 | 444.52 | 0 | 0 | 0 | 0 | 0 | 365.44 | 72106.15 | 0 | 0 | 0 | 0 | 8.05 | 0 | 226.13 | 17.08 | 0 | 0 | 101.4095 | 4.7655 | 0 | 0 | 0 | 0 | 0 | 17.0765 | 0 | 0 | 365.4372 | 17.0765 | 0
5950 | 0 | 0 | 51.13 | 0 | 0 | 0 | 0 | 0 | 47.0721 | 395.7 | 0 | 0 | 0 | 0 | 0 | 365.44 | 71740.71 | 0 | 0 | 0 | 0 | 7.38 | 0 | 213.43 | 17.08 | 0 | 0 | 94.3811 | 3.8124 | 0 | 0 | 0 | 0 | 0 | 17.0765 | 0 | 0 | 365.4372 | 17.0765 | 0
5951 | 0 | 0 | 50.64 | 0 | 0 | 0 | 0 | 0 | 35.5523 | 358.82 | 0 | 0 | 0 | 0 | 0 | 365.44 | 71375.27 | 0 | 0 | 0 | 0 | 6.66 | 0 | 199.69 | 17.08 | 0 | 0 | 83.3365 | 2.8593 | 0 | 0 | 0 | 0 | 0 | 17.0765 | 0 | 0 | 365.4372 | 17.0765 | 0
5952 | 0 | 0 | 50.14 | 0 | 0 | 0 | 0 | 0 | 27.0691 | 330.74 | 0 | 0 | 0 | 0 | 0 | 365.44 | 71009.84 | 0 | 0 | 0 | 0 | 5.94 | 0 | 186.09 | 17.08 | 0 | 0 | 75.3041 | 1.9062 | 0 | 0 | 0 | 0 | 0 | 17.0765 | 0 | 0 | 365.4372 | 17.0765 | 0
5953 | 0 | 0 | 49.47 | 0 | 0 | 0 | 0 | 0 | 21.7671 | 308.16 | 0 | 0 | 0 | 0 | 0 | 365.44 | 70644.4 | 0 | 0 | 0 | 0 | 5.28 | 0 | 173.65 | 17.08 | 0 | 0 | 70.2838 | 0.95311 | 0 | 0 | 0 | 0 | 0 | 17.0765 | 0 | 0 | 365.4372 | 17.0765 | 0
5954 | 0 | 0 | 48.69 | 0 | 0 | 0 | 0 | 0 | 18.5763 | 288.89 | 0 | 0 | 0 | 0 | 0 | 365.44 | 70278.96 | 0 | 0 | 0 | 0 | 4.55 | 0 | 159.65 | 17.08 | 0 | 0 | 67.2716 | 0 | 0 | 0 | 0 | 0 | 0 | 17.0765 | 0 | 0 | 365.4372 | 17.0765 | 0
5955 | 0 | 0 | 48.29 | 0 | 0 | 0 | 0 | 0 | 16.9664 | 271.28 | 0 | 0 | 0 | 0 | 0 | 365.44 | 69913.52 | 0 | 0 | 0 | 0 | 3.66 | 0 | 142.88 | 17.08 | 0 | 0 | 65.2635 | 0 | 0 | 0 | 0 | 0 | 0 | 17.0765 | 0 | 0 | 365.4372 | 17.0765 | 0
5956 | 0 | 0 | 48.46 | 0 | 0 | 0 | 0 | 0 | 18.8076 | 251.77 | 0 | 0 | 0 | 0 | 0 | 365.44 | 69548.09 | 0 | 0 | 0 | 0 | 2.73 | 0 | 125.16 | 17.08 | 0 | 0 | 67.2716 | 0 | 0 | 0 | 0 | 0 | 0 | 17.0765 | 0 | 0 | 365.4372 | 17.0765 | 0
5957 | 0 | 0 | 48.93 | 0 | 0 | 0 | 0 | 0 | 21.3622 | 229.62 | 0 | 0 | 0 | 0 | 0 | 365.44 | 69182.65 | 0 | 0 | 0 | 0 | 1.83 | 0 | 107.94 | 17.08 | 0 | 0 | 70.2838 | 0 | 0 | 0 | 0 | 0 | 0 | 17.0765 | 0 | 0 | 365.4372 | 17.0765 | 0
5958 | 0 | 0 | 49.11 | 0 | 0 | 0 | 0 | 0 | 26.1437 | 202.5 | 0 | 0 | 0 | 0 | 0 | 365.44 | 68817.21 | 0 | 0 | 0 | 0 | 0.9 | 0 | 90.29 | 17.08 | 0 | 0 | 74.3 | 0.95311 | 0 | 0 | 0 | 0 | 0 | 17.0765 | 0 | 0 | 365.4372 | 17.0765 | 0
5959 | 0 | 0 | 48.88 | 0 | 0 | 0 | 0 | 0 | 33.3544 | 167.9 | 0 | 0 | 0 | 0 | 0 | 365.44 | 68451.78 | 0 | 0 | 0 | 0 | 0 | 0 | 73.24 | 17.08 | 0 | 0 | 80.3243 | 1.9062 | 0 | 0 | 0 | 0 | 0 | 17.0765 | 0 | 0 | 365.4372 | 17.0765 | 0
5960 | 4.35 | 219.98 | 48.14 | 0 | 0 | 0 | 0 | 0 | 0 | 167.9 | 0 | 0 | 0 | 140.93 | 0 | 266.78 | 68184.99 | 0 | 0 | 1.26 | 0 | 0.37 | 42.12 | 97.64 | 17.08 | 0 | 0 | 84.3406 | 3.8124 | 0 | 0 | 0 | 0 | 0 | 17.0765 | 0 | 0 | 365.4372 | 17.0765 | 0
5961 | 15.65 | 707.99 | 47 | 0 | 0 | 0 | 0 | 0 | 0 | 167.9 | 0 | 0 | 0 | 675.34 | 107.3 | 0 | 68292.29 | 0 | 0 | 1.22 | 0 | 0.99 | 0 | 87.23 | 17.08 | 0 | 0 | 88.3568 | 5.7186 | 0 | 0 | 0 | 0 | 0 | 17.0765 | 0 | 0 | 365.4372 | 17.0765 | 0
5962 | 25.5 | 1056.53 | 46.38 | 0 | 0 | 0 | 0 | 0 | 0 | 167.9 | 0 | 0 | 0 | 1034.04 | 358.39 | 0 | 68650.69 | 0 | 0 | 1.2 | 0 | 1.7 | 0 | 79.16 | 17.08 | 0 | 0 | 89.3608 | 3.8124 | 0 | 0 | 0 | 0 | 0 | 17.0765 | 0 | 0 | 365.4372 | 17.0765 | 0
5963 | 32.03 | 1257.12 | 45.94 | 0 | 0 | 0 | 0 | 0 | 0 | 167.9 | 0 | 0 | 0 | 1239.73 | 502.37 | 0 | 69153.06 | 0 | 0 | 1.18 | 0 | 2.47 | 0 | 72.48 | 17.08 | 0 | 0 | 90.3649 | 3.8124 | 0 | 0 | 0 | 0 | 0 | 17.0765 | 0 | 0 | 365.4372 | 17.0765 | 0
5964 | 37.14 | 1399.8 | 45.75 | 0 | 0 | 0 | 0 | 0 | 0 | 167.9 | 0 | 0 | 0 | 1349.75 | 579.39 | 0 | 69732.45 | 0 | 0 | 0.06 | 0 | 2.35 | 39.7 | 106.75 | 17.08 | 0 | 0 | 89.3608 | 3.8124 | 0 | 0 | 0 | 0 | 0 | 17.0765 | 0 | 0 | 365.4372 | 17.0765 | 0
5965 | 40 | 1475.04 | 46.18 | 0 | 0 | 0 | 0 | 88.93 | 0 | 253.63 | 0 | 0 | 0 | 1377.96 | 599.13 | 0 | 70331.58 | 0 | 0 | 1.2 | 0 | 3.4 | 0 | 104.93 | 17.08 | 0 | 0 | 88.3568 | 4.7655 | 0 | 0 | 0 | 0 | 0 | 17.0765 | 0 | 0 | 365.4372 | 17.0765 | 0
5966 | 41.11 | 1503.33 | 47.17 | 0 | 0 | 0 | 0 | 80.88 | 0 | 331.6 | 0 | 0 | 0 | 1377.96 | 599.13 | 0 | 70930.72 | 0 | 0 | 1.18 | 0 | 4.46 | 39.49 | 141.28 | 17.08 | 0 | 0 | 87.3527 | 4.7655 | 0 | 0 | 0 | 0 | 0 | 17.0765 | 0 | 0 | 365.4372 | 17.0765 | 0
5967 | 38.91 | 1446.74 | 48.72 | 0 | 0 | 0 | 0 | 53.19 | 0 | 382.87 | 0 | 0 | 0 | 1377.96 | 599.13 | 0 | 71529.85 | 0 | 0 | 1.13 | 0 | 5.47 | 9.98 | 149.48 | 17.08 | 0 | 0 | 87.3527 | 4.7655 | 0 | 0 | 0 | 0 | 0 | 17.0765 | 0 | 0 | 365.4372 | 17.0765 | 0
5968 | 35.99 | 1368.67 | 49.99 | 0 | 0 | 0 | 0 | 0 | 0 | 382.87 | 0 | 0 | 0 | 1322.88 | 560.58 | 0 | 72090.43 | 0 | 0 | 1.12 | 0 | 6.49 | 37.52 | 184.24 | 17.08 | 0 | 0 | 88.3568 | 4.7655 | 0 | 0 | 0 | 0 | 0 | 17.0765 | 0 | 0 | 365.4372 | 17.0765 | 0
5969 | 32.47 | 1269.8 | 51 | 0 | 0 | 0 | 0 | 0 | 0 | 382.87 | 0 | 0 | 0 | 1257.06 | 514.5 | 0 | 72604.93 | 0 | 0 | 1.13 | 0 | 7.52 | 0 | 183.58 | 17.08 | 0 | 0 | 89.3608 | 5.7186 | 0 | 0 | 0 | 0 | 0 | 17.0765 | 0 | 0 | 365.4372 | 17.0765 | 0
5970 | 33.54 | 1300.65 | 51.78 | 0 | 0 | 0 | 0 | 0 | 0 | 382.87 | 0 | 0 | 0 | 1286.81 | 535.33 | 0 | 73140.26 | 0 | 0 | 1.12 | 0 | 8.43 | 0 | 180.5 | 17.08 | 0 | 0 | 91.3689 | 6.6717 | 0 | 0 | 0 | 0 | 0 | 17.0765 | 0 | 0 | 365.4372 | 17.0765 | 0
5971 | 12.17 | 568.82 | 52.13 | 0 | 0 | 0 | 0 | 0 | 0 | 382.87 | 0 | 0 | 0 | 529.92 | 5.51 | 0 | 73145.77 | 0 | 0 | 1.13 | 0 | 9.11 | 0 | 173.11 | 17.08 | 0 | 0 | 95.3851 | 6.6717 | 0 | 0 | 0 | 0 | 0 | 17.0765 | 0 | 0 | 365.4372 | 17.0765 | 0
5972 | 0 | 0 | 52.25 | 0 | 0 | 0 | 0 | 0 | 53.8683 | 326.98 | 0 | 0 | 0 | 0 | 0 | 365.44 | 72780.34 | 0 | 0 | 0 | 0 | 8.64 | 0 | 164.08 | 17.08 | 0 | 0 | 100.4054 | 5.7186 | 0 | 0 | 0 | 0 | 0 | 17.0765 | 0 | 0 | 365.4372 | 17.0765 | 0
5973 | 0 | 0 | 52.35 | 0 | 0 | 0 | 0 | 0 | 53.8298 | 271.15 | 0 | 0 | 0 | 0 | 0 | 365.44 | 72414.9 | 0 | 0 | 0 | 0 | 8.05 | 0 | 152.89 | 17.08 | 0 | 0 | 101.4095 | 4.7655 | 0 | 0 | 0 | 0 | 0 | 17.0765 | 0 | 0 | 365.4372 | 17.0765 | 0
5974 | 0 | 0 | 52.62 | 0 | 0 | 0 | 0 | 0 | 45.5683 | 223.87 | 0 | 0 | 0 | 0 | 0 | 365.44 | 72049.46 | 0 | 0 | 0 | 0 | 7.38 | 0 | 140.18 | 17.08 | 0 | 0 | 94.3811 | 3.8124 | 0 | 0 | 0 | 0 | 0 | 17.0765 | 0 | 0 | 365.4372 | 17.0765 | 0
5975 | 0 | 0 | 52.96 | 0 | 0 | 0 | 0 | 0 | 33.2291 | 189.4 | 0 | 0 | 0 | 0 | 0 | 365.44 | 71684.02 | 0 | 0 | 0 | 0 | 6.66 | 0 | 126.45 | 17.08 | 0 | 0 | 83.3365 | 2.8593 | 0 | 0 | 0 | 0 | 0 | 17.0765 | 0 | 0 | 365.4372 | 17.0765 | 0
5976 | 0 | 0 | 53.15 | 0 | 0 | 0 | 0 | 0 | 24.0614 | 164.44 | 0 | 0 | 0 | 0 | 0 | 365.44 | 71318.59 | 0 | 0 | 0 | 0 | 5.94 | 0 | 112.85 | 17.08 | 0 | 0 | 75.3041 | 1.9062 | 0 | 0 | 0 | 0 | 0 | 17.0765 | 0 | 0 | 365.4372 | 17.0765 | 0
5977 | 0 | 0 | 53.1 | 0 | 0 | 0 | 0 | 0 | 18.1425 | 145.62 | 0 | 0 | 0 | 0 | 0 | 365.44 | 70953.15 | 0 | 0 | 0 | 0 | 5.28 | 0 | 100.41 | 17.08 | 0 | 0 | 70.2838 | 0.95311 | 0 | 0 | 0 | 0 | 0 | 17.0765 | 0 | 0 | 365.4372 | 17.0765 | 0
5978 | 0 | 0 | 52.84 | 0 | 0 | 0 | 0 | 0 | 14.4311 | 130.66 | 0 | 0 | 0 | 0 | 0 | 365.44 | 70587.71 | 0 | 0 | 0 | 0 | 4.55 | 0 | 86.41 | 17.08 | 0 | 0 | 67.2716 | 0 | 0 | 0 | 0 | 0 | 0 | 17.0765 | 0 | 0 | 365.4372 | 17.0765 | 0
5979 | 0 | 0 | 52.29 | 0 | 0 | 0 | 0 | 0 | 13.9684 | 116.16 | 0 | 0 | 0 | 0 | 0 | 365.44 | 70222.28 | 0 | 0 | 0 | 0 | 3.66 | 0 | 69.63 | 17.08 | 0 | 0 | 66.2676 | 0 | 0 | 0 | 0 | 0 | 0 | 17.0765 | 0 | 0 | 365.4372 | 17.0765 | 0
5980 | 0 | 0 | 50.47 | 0 | 0 | 0 | 0 | 0 | 14.7974 | 100.82 | 0 | 0 | 0 | 0 | 0 | 365.44 | 69856.84 | 0 | 0 | 0 | 0 | 2.73 | 0 | 51.92 | 17.08 | 0 | 0 | 65.2635 | 0 | 0 | 0 | 0 | 0 | 0 | 17.0765 | 0 | 0 | 365.4372 | 17.0765 | 0
5981 | 0 | 0 | 46.79 | 0 | 0 | 0 | 0 | 0 | 21.4779 | 78.53 | 0 | 0 | 0 | 0 | 0 | 365.44 | 69491.4 | 0 | 0 | 0 | 0 | 1.83 | 0 | 34.7 | 17.08 | 0 | 0 | 68.2757 | 0 | 0 | 0 | 0 | 0 | 0 | 17.0765 | 0 | 0 | 365.4372 | 17.0765 | 0
5982 | 0 | 0 | 41.88 | 0 | 0 | 0 | 0 | 0 | 32.3615 | 44.96 | 0 | 0 | 0 | 0 | 0 | 365.44 | 69125.96 | 0 | 0 | 0 | 0 | 0.9 | 0 | 17.05 | 17.08 | 0 | 0 | 73.296 | 0.95311 | 0 | 0 | 0 | 0 | 0 | 17.0765 | 0 | 0 | 365.4372 | 17.0765 | 0
5983 | 0 | 0 | 36.88 | 0 | 0 | 0 | 0 | 0 | 43.3414 | 0 | 0 | 0 | 0 | 0 | 0 | 365.44 | 68760.53 | 0 | 0 | 0 | 0 | 0 | 0 | 0 | 17.08 | 0 | 0 | 78.3162 | 1.9062 | 0 | 0 | 0 | 0 | 0 | 17.0765 | 0 | 0 | 365.4372 | 17.0765 | 0
5984 | 19.83 | 863.5 | 31.85 | 0 | 0 | 0 | 0 | 0 | 0 | 0 | 0 | 0 | 0 | 810.72 | 202.07 | 0 | 68962.6 | 0 | 0 | 0.87 | 0 | 0 | 16.44 | 0 | 17.08 | 0 | 0 | 83.3365 | 3.8124 | 0 | 0 | 0 | 0 | 0 | 17.0765 | 0 | 0 | 365.4372 | 17.0765 | 0
5985 | 27.78 | 1128.96 | 27.43 | 0 | 0 | 0 | 0 | 0 | 0 | 0 | 0 | 0 | 0 | 1080.58 | 390.97 | 0 | 69353.56 | 0 | 0 | 0.58 | 0 | 0 | 10.95 | 0 | 17.08 | 0 | 0 | 86.3487 | 5.7186 | 0 | 0 | 0 | 0 | 0 | 17.0765 | 0 | 0 | 365.4372 | 17.0765 | 0
5986 | 38.04 | 1423.95 | 24.47 | 0 | 0 | 0 | 0 | 0.74 | 0 | 0.71 | 0 | 0 | 0 | 1377.96 | 599.13 | 0 | 69952.69 | 0 | 0 | 1.2 | 0 | 0.71 | 8.5 | 0 | 17.08 | 6.9 | 0 | 87.3527 | 3.8124 | 0 | 0 | 0 | 0 | 0 | 17.0765 | 0 | 0 | 365.4372 | 17.0765 | 0
5987 | 45.07 | 1600.48 | 23.48 | 0 | 0 | 0 | 0 | 157.14 | 0 | 152.19 | 0 | 0 | 0 | 1377.96 | 599.13 | 0 | 70551.83 | 0 | 0 | 1.18 | 0 | 1.49 | 39.62 | 30.96 | 17.08 | 1.97 | 0 | 87.3527 | 3.8124 | 0 | 0 | 0 | 0 | 0 | 17.0765 | 0 | 0 | 365.4372 | 17.0765 | 0
5988 | 46.65 | 1637.63 | 23.59 | 0 | 0 | 0 | 0 | 157.14 | 0 | 303.67 | 0 | 0 | 0 | 1377.96 | 599.13 | 0 | 71150.96 | 0 | 0 | 1.19 | 0 | 2.43 | 39.7 | 65.24 | 17.08 | 41.73 | 0 | 86.3487 | 3.8124 | 0 | 0 | 0 | 0 | 0 | 17.0765 | 0 | 0 | 365.4372 | 17.0765 | 0
5989 | 46.76 | 1640.21 | 24.29 | 0 | 0 | 0 | 0 | 39.5 | 0 | 341.75 | 0 | 0 | 0 | 1377.96 | 599.13 | 0 | 71750.09 | 0 | 0 | 1.2 | 0 | 3.48 | 40.31 | 101.72 | 17.08 | 163.19 | 0 | 84.3406 | 4.7655 | 0 | 0 | 0 | 0 | 0 | 17.0765 | 0 | 0 | 365.4372 | 17.0765 | 0
5990 | 45.52 | 1611.01 | 25.22 | 0 | 0 | 0 | 0 | 157.14 | 0 | 493.23 | 0 | 0 | 0 | 1377.96 | 599.13 | 0 | 72349.23 | 0 | 0 | 1.18 | 0 | 4.54 | 39.49 | 138.06 | 17.08 | 17.88 | 0 | 83.3365 | 4.7655 | 0 | 0 | 0 | 0 | 0 | 17.0765 | 0 | 0 | 365.4372 | 17.0765 | 0
5991 | 46.32 | 1629.78 | 26.22 | 0 | 0 | 0 | 0 | 157.14 | 0 | 644.71 | 0 | 0 | 0 | 1377.96 | 599.13 | 0 | 72948.36 | 0 | 0 | 1.13 | 0 | 5.55 | 38.02 | 172.9 | 17.08 | 40.98 | 0 | 82.3324 | 4.7655 | 0 | 0 | 0 | 0 | 0 | 17.0765 | 0 | 0 | 365.4372 | 17.0765 | 0
5992 | 47.43 | 1655.63 | 27.82 | 0 | 0 | 0 | 0 | 157.14 | 0 | 796.19 | 0 | 0 | 0 | 1377.96 | 599.13 | 0 | 73547.49 | 0 | 0 | 1.12 | 0 | 6.56 | 37.52 | 207.66 | 17.08 | 69.05 | 0 | 83.3365 | 4.7655 | 0 | 0 | 0 | 0 | 0 | 17.0765 | 0 | 0 | 365.4372 | 17.0765 | 0
5993 | 48.89 | 1688.9 | 29.85 | 0 | 0 | 0 | 0 | 157.14 | 0 | 947.67 | 0 | 0 | 0 | 1377.96 | 599.13 | 0 | 74146.62 | 0 | 0 | 1.13 | 0 | 7.6 | 37.78 | 242.89 | 17.08 | 102.57 | 0 | 85.3446 | 5.7186 | 0 | 0 | 0 | 0 | 0 | 17.0765 | 0 | 0 | 365.4372 | 17.0765 | 0
5994 | 52.82 | 1775.03 | 31.69 | 0 | 0 | 0 | 0 | 0 | 0 | 947.67 | 0 | 0 | 0 | 1377.96 | 599.13 | 0 | 74745.76 | 0 | 0 | 1.12 | 0 | 8.5 | 37.55 | 275.49 | 17.08 | 348.88 | 0 | 87.3527 | 6.6717 | 0 | 0 | 0 | 0 | 0 | 17.0765 | 0 | 0 | 365.4372 | 17.0765 | 0
5995 | 24.94 | 1038.49 | 32.87 | 0 | 0 | 0 | 0 | 0 | 0 | 947.67 | 0 | 0 | 0 | 996.85 | 332.36 | 0 | 75078.11 | 0 | 0 | 0.41 | 0 | 8.51 | 0 | 268.09 | 17.08 | 0 | 0 | 92.373 | 6.6717 | 0 | 0 | 0 | 0 | 0 | 17.0765 | 0 | 0 | 365.4372 | 17.0765 | 0
5996 | 0 | 0 | 34.21 | 0 | 0 | 0 | 0 | 0 | 71.0564 | 873.96 | 0 | 0 | 0 | 0 | 0 | 365.44 | 74712.68 | 0 | 0 | 1.15 | 0 | 9.13 | 0 | 259.07 | 17.08 | 0 | 0 | 98.3973 | 5.7186 | 0 | 0 | 0 | 0 | 0 | 17.0765 | 0 | 0 | 365.4372 | 17.0765 | 0
5997 | 0 | 0 | 36.15 | 0 | 0 | 0 | 0 | 0 | 68.0198 | 803.4 | 0 | 0 | 0 | 0 | 0 | 365.44 | 74347.24 | 0 | 0 | 0 | 0 | 8.54 | 0 | 247.87 | 17.08 | 0 | 0 | 99.4014 | 4.7655 | 0 | 0 | 0 | 0 | 0 | 17.0765 | 0 | 0 | 365.4372 | 17.0765 | 0
5998 | 0 | 0 | 37.73 | 0 | 0 | 0 | 0 | 0 | 143.2504 | 654.8 | 0 | 0 | 0 | 83.79 | 0 | 306.79 | 74040.45 | 0 | 0 | 0 | 0 | 7.87 | 0 | 235.17 | 17.08 | 0 | 0 | 93.377 | 3.8124 | 0 | 0 | 0 | 0 | 0 | 17.0765 | 0 | 0 | 365.4372 | 17.0765 | 0
5999 | 0 | 0 | 38.99 | 0 | 0 | 0 | 0 | 0 | 46.1949 | 606.88 | 0 | 0 | 0 | 0 | 0 | 365.44 | 73675.02 | 0 | 0 | 0 | 0 | 7.15 | 0 | 221.43 | 17.08 | 0 | 0 | 82.3324 | 2.8593 | 0 | 0 | 0 | 0 | 0 | 17.0765 | 0 | 0 | 365.4372 | 17.0765 | 0
6000 | 0 | 0 | 39.49 | 0 | 0 | 0 | 0 | 0 | 151.483 | 449.74 | 0 | 0 | 0 | 114.76 | 0 | 285.1 | 73389.91 | 0 | 0 | 0 | 0 | 6.43 | 0 | 207.83 | 17.08 | 0 | 0 | 74.3 | 1.9062 | 0 | 0 | 0 | 0 | 0 | 17.0765 | 0 | 0 | 365.4372 | 17.0765 | 0
6001 | 0 | 0 | 39.05 | 0 | 0 | 0 | 0 | 0 | 151.483 | 292.6 | 0 | 0 | 0 | 118.93 | 0 | 282.19 | 73107.72 | 0 | 0 | 1.37 | 0 | 7.08 | 0 | 195.39 | 17.08 | 0 | 0 | 69.2797 | 0.95311 | 0 | 0 | 0 | 0 | 0 | 17.0765 | 0 | 0 | 365.4372 | 17.0765 | 0
6002 | 0 | 0 | 38.68 | 0 | 0 | 0 | 0 | 0 | 26.5871 | 265.02 | 0 | 0 | 0 | 0 | 0 | 365.44 | 72742.29 | 0 | 0 | 0 | 0 | 6.34 | 0 | 181.39 | 17.08 | 0 | 0 | 65.2635 | 0 | 0 | 0 | 0 | 0 | 0 | 17.0765 | 0 | 0 | 365.4372 | 17.0765 | 0
6003 | 0 | 0 | 38.29 | 0 | 0 | 0 | 0 | 0 | 25.9702 | 238.08 | 0 | 0 | 0 | 0 | 0 | 365.44 | 72376.85 | 0 | 0 | 0 | 0 | 5.46 | 0 | 164.62 | 17.08 | 0 | 0 | 64.2595 | 0 | 0 | 0 | 0 | 0 | 0 | 17.0765 | 0 | 0 | 365.4372 | 17.0765 | 0
6004 | 0 | 0 | 36.74 | 0 | 0 | 0 | 0 | 0 | 28.5248 | 208.49 | 0 | 0 | 0 | 0 | 0 | 365.44 | 72011.41 | 0 | 0 | 0 | 0 | 4.53 | 0 | 146.9 | 17.08 | 0 | 0 | 65.2635 | 0 | 0 | 0 | 0 | 0 | 0 | 17.0765 | 0 | 0 | 365.4372 | 17.0765 | 0
6005 | 0 | 0 | 34.35 | 0 | 0 | 0 | 0 | 0 | 34.9257 | 172.26 | 0 | 0 | 0 | 0 | 0 | 365.44 | 71645.98 | 0 | 0 | 0 | 0 | 3.62 | 0 | 129.68 | 17.08 | 0 | 0 | 69.2797 | 0 | 0 | 0 | 0 | 0 | 0 | 17.0765 | 0 | 0 | 365.4372 | 17.0765 | 0
6006 | 0 | 0 | 31.81 | 0 | 0 | 0 | 0 | 0 | 42.4353 | 128.24 | 0 | 0 | 0 | 0 | 0 | 365.44 | 71280.54 | 0 | 0 | 0 | 0 | 2.69 | 0 | 112.03 | 17.08 | 0 | 0 | 73.296 | 0.95311 | 0 | 0 | 0 | 0 | 0 | 17.0765 | 0 | 0 | 365.4372 | 17.0765 | 0
6007 | 0 | 0 | 29.26 | 0 | 0 | 0 | 0 | 0 | 50.9667 | 75.37 | 0 | 0 | 0 | 0 | 0 | 365.44 | 70915.1 | 0 | 0 | 0 | 0 | 1.79 | 0 | 94.98 | 17.08 | 0 | 0 | 78.3162 | 1.9062 | 0 | 0 | 0 | 0 | 0 | 17.0765 | 0 | 0 | 365.4372 | 17.0765 | 0
6008 | 6.76 | 333.15 | 26.89 | 0 | 0 | 0 | 0 | 0 | 0 | 75.37 | 0 | 0 | 0 | 279.65 | 0 | 169.68 | 70745.42 | 0 | 0 | 0 | 0 | 0.97 | 0 | 79.36 | 17.08 | 0 | 0 | 83.3365 | 3.8124 | 0 | 0 | 0 | 0 | 0 | 17.0765 | 0 | 0 | 365.4372 | 17.0765 | 0
6009 | 21.74 | 930.63 | 25.74 | 0 | 0 | 0 | 0 | 0 | 0 | 75.37 | 0 | 0 | 0 | 886.04 | 254.79 | 0 | 71000.21 | 0 | 0 | 0 | 0 | 0.43 | 0 | 68.96 | 17.08 | 0 | 0 | 86.3487 | 5.7186 | 0 | 0 | 0 | 0 | 0 | 17.0765 | 0 | 0 | 365.4372 | 17.0765 | 0
6010 | 34.78 | 1335.45 | 26.23 | 0 | 0 | 0 | 0 | 0 | 72.6567 | 0 | 0 | 0 | 0 | 1377.96 | 599.13 | 0 | 71599.35 | 0 | 0 | 0 | 0 | 0 | 0 | 60.89 | 17.08 | 0 | 0 | 87.3527 | 3.8124 | 0 | 0 | 0 | 0 | 0 | 17.0765 | 0 | 0 | 365.4372 | 17.0765 | 0
6011 | 44.49 | 1586.61 | 27.8 | 0 | 0 | 0 | 0 | 157.14 | 0 | 151.48 | 0 | 0 | 0 | 1377.96 | 599.13 | 0 | 72198.48 | 0 | 0 | 1.18 | 0 | 0.77 | 0 | 54.2 | 17.08 | 31.47 | 0 | 87.3527 | 3.8124 | 0 | 0 | 0 | 0 | 0 | 17.0765 | 0 | 0 | 365.4372 | 17.0765 | 0
6012 | 46.28 | 1629.06 | 29.96 | 0 | 0 | 0 | 0 | 157.14 | 0 | 302.96 | 0 | 0 | 0 | 1377.96 | 599.13 | 0 | 72797.61 | 0 | 0 | 1.19 | 0 | 1.72 | 39.7 | 88.48 | 17.08 | 39.17 | 0 | 86.3487 | 3.8124 | 0 | 0 | 0 | 0 | 0 | 17.0765 | 0 | 0 | 365.4372 | 17.0765 | 0
6013 | 46.13 | 1625.46 | 32.36 | 0 | 0 | 0 | 0 | 157.14 | 0 | 454.44 | 0 | 0 | 0 | 1377.96 | 599.13 | 0 | 73396.74 | 0 | 0 | 1.2 | 0 | 2.76 | 40.31 | 124.96 | 17.08 | 38.23 | 0 | 84.3406 | 4.7655 | 0 | 0 | 0 | 0 | 0 | 17.0765 | 0 | 0 | 365.4372 | 17.0765 | 0
6014 | 44.29 | 1581.65 | 34.37 | 0 | 0 | 0 | 0 | 0 | 0 | 454.44 | 0 | 0 | 0 | 1377.96 | 599.13 | 0 | 73995.88 | 0 | 0 | 1.18 | 0 | 3.82 | 39.49 | 161.31 | 17.08 | 153.58 | 0 | 83.3365 | 4.7655 | 0 | 0 | 0 | 0 | 0 | 17.0765 | 0 | 0 | 365.4372 | 17.0765 | 0
6015 | 44.49 | 1586.5 | 35.72 | 0 | 0 | 0 | 0 | 157.14 | 0 | 605.92 | 0 | 0 | 0 | 1377.96 | 599.13 | 0 | 74595.01 | 0 | 0 | 1.13 | 0 | 4.83 | 38.02 | 196.14 | 17.08 | 5.37 | 0 | 82.3324 | 4.7655 | 0 | 0 | 0 | 0 | 0 | 17.0765 | 0 | 0 | 365.4372 | 17.0765 | 0
6016 | 44.74 | 1592.47 | 36.22 | 0 | 0 | 0 | 0 | 157.14 | 0 | 757.4 | 0 | 0 | 0 | 1377.96 | 599.13 | 0 | 75194.14 | 0 | 0 | 1.12 | 0 | 5.85 | 0 | 195.25 | 17.08 | 49.11 | 0 | 83.3365 | 4.7655 | 0 | 0 | 0 | 0 | 0 | 17.0765 | 0 | 0 | 365.4372 | 17.0765 | 0
6017 | 45.1 | 1601.22 | 35.22 | 0 | 0 | 0 | 0 | 157.14 | 0 | 908.88 | 0 | 0 | 0 | 1377.96 | 599.13 | 0 | 75793.28 | 0 | 0 | 1.13 | 0 | 6.89 | 37.78 | 230.49 | 17.08 | 16.48 | 0 | 85.3446 | 5.7186 | 0 | 0 | 0 | 0 | 0 | 17.0765 | 0 | 0 | 365.4372 | 17.0765 | 0
6018 | 48.25 | 1674.38 | 33.36 | 0 | 0 | 0 | 0 | 40.24 | 0 | 947.67 | 0 | 0 | 0 | 1377.96 | 599.13 | 0 | 76392.41 | 0 | 0 | 1.12 | 0 | 7.79 | 37.55 | 263.08 | 17.08 | 205.09 | 0 | 87.3527 | 6.6717 | 0 | 0 | 0 | 0 | 0 | 17.0765 | 0 | 0 | 365.4372 | 17.0765 | 0
6019 | 20.77 | 896.79 | 31.49 | 0 | 0 | 0 | 0 | 0 | 0 | 947.67 | 0 | 0 | 0 | 849.41 | 229.15 | 0 | 76621.56 | 0 | 0 | 0.59 | 0 | 7.96 | 0 | 255.69 | 17.08 | 0 | 0 | 92.373 | 6.6717 | 0 | 0 | 0 | 0 | 0 | 17.0765 | 0 | 0 | 365.4372 | 17.0765 | 0
6020 | 0 | 0 | 30.56 | 0 | 0 | 0 | 0 | 0 | 74.5558 | 870.33 | 0 | 0 | 0 | 0 | 0 | 365.44 | 76256.12 | 0 | 0 | 0 | 0 | 7.49 | 0 | 246.66 | 17.08 | 0 | 0 | 99.4014 | 5.7186 | 0 | 0 | 0 | 0 | 0 | 17.0765 | 0 | 0 | 365.4372 | 17.0765 | 0
6021 | 0 | 0 | 31.01 | 0 | 0 | 0 | 0 | 0 | 74.1605 | 793.4 | 0 | 0 | 0 | 0 | 0 | 365.44 | 75890.68 | 0 | 0 | 0 | 0 | 6.9 | 0 | 235.47 | 17.08 | 0 | 0 | 100.4054 | 4.7655 | 0 | 0 | 0 | 0 | 0 | 17.0765 | 0 | 0 | 365.4372 | 17.0765 | 0
6022 | 0 | 0 | 33.59 | 0 | 0 | 0 | 0 | 0 | 64.8676 | 726.11 | 0 | 0 | 0 | 0 | 0 | 365.44 | 75525.25 | 0 | 0 | 1.27 | 0 | 7.44 | 0 | 222.77 | 17.08 | 0 | 0 | 93.377 | 3.8124 | 0 | 0 | 0 | 0 | 0 | 17.0765 | 0 | 0 | 365.4372 | 17.0765 | 0
6023 | 0 | 0 | 36.31 | 0 | 0 | 0 | 0 | 0 | 136.2036 | 584.82 | 0 | 0 | 0 | 87.33 | 0 | 304.31 | 75220.94 | 0 | 0 | 0 | 0 | 6.71 | 0 | 209.03 | 17.08 | 0 | 0 | 82.3324 | 2.8593 | 0 | 0 | 0 | 0 | 0 | 17.0765 | 0 | 0 | 365.4372 | 17.0765 | 0
6024 | 0 | 0 | 37.37 | 0 | 0 | 0 | 0 | 0 | 38.8396 | 544.54 | 0 | 0 | 0 | 0 | 0 | 365.44 | 74855.5 | 0 | 0 | 0 | 0 | 6 | 0 | 195.43 | 17.08 | 0 | 0 | 74.3 | 1.9062 | 0 | 0 | 0 | 0 | 0 | 17.0765 | 0 | 0 | 365.4372 | 17.0765 | 0
6025 | 0 | 0 | 37.05 | 0 | 0 | 0 | 0 | 0 | 33.1905 | 510.11 | 0 | 0 | 0 | 0 | 0 | 365.44 | 74490.06 | 0 | 0 | 0 | 0 | 5.34 | 0 | 182.99 | 17.08 | 0 | 0 | 69.2797 | 0.95311 | 0 | 0 | 0 | 0 | 0 | 17.0765 | 0 | 0 | 365.4372 | 17.0765 | 0
6026 | 0 | 0 | 36.43 | 0 | 0 | 0 | 0 | 0 | 28.8332 | 480.2 | 0 | 0 | 0 | 0 | 0 | 365.44 | 74124.63 | 0 | 0 | 0 | 0 | 4.61 | 0 | 168.99 | 17.08 | 0 | 0 | 65.2635 | 0 | 0 | 0 | 0 | 0 | 0 | 17.0765 | 0 | 0 | 365.4372 | 17.0765 | 0
6027 | 0 | 0 | 35.68 | 0 | 0 | 0 | 0 | 0 | 29.9515 | 449.13 | 0 | 0 | 0 | 0 | 0 | 365.44 | 73759.19 | 0 | 0 | 1.38 | 0 | 5.03 | 0 | 152.22 | 17.08 | 0 | 0 | 64.2595 | 0 | 0 | 0 | 0 | 0 | 0 | 17.0765 | 0 | 0 | 365.4372 | 17.0765 | 0
6028 | 0 | 0 | 33.74 | 0 | 0 | 0 | 0 | 0 | 31.5228 | 416.42 | 0 | 0 | 0 | 0 | 0 | 365.44 | 73393.75 | 0 | 0 | 0 | 0 | 4.1 | 0 | 134.5 | 17.08 | 0 | 0 | 65.2635 | 0 | 0 | 0 | 0 | 0 | 0 | 17.0765 | 0 | 0 | 365.4372 | 17.0765 | 0
6029 | 0 | 0 | 30.87 | 0 | 0 | 0 | 0 | 0 | 40.4205 | 374.49 | 0 | 0 | 0 | 0 | 0 | 365.44 | 73028.32 | 0 | 0 | 0 | 0 | 3.2 | 0 | 117.28 | 17.08 | 0 | 0 | 71.2878 | 0 | 0 | 0 | 0 | 0 | 0 | 17.0765 | 0 | 0 | 365.4372 | 17.0765 | 0
6030 | 0 | 0 | 27.85 | 0 | 0 | 0 | 0 | 0 | 151.483 | 217.35 | 0 | 0 | 0 | 103.07 | 0 | 293.29 | 72735.03 | 0 | 0 | 0 | 0 | 2.27 | 0 | 99.63 | 17.08 | 0 | 0 | 75.3041 | 0.95311 | 0 | 0 | 0 | 0 | 0 | 17.0765 | 0 | 0 | 365.4372 | 17.0765 | 0
6031 | 0 | 0 | 24.71 | 0 | 0 | 0 | 0 | 0 | 57.5219 | 157.68 | 0 | 0 | 0 | 0 | 0 | 365.44 | 72369.59 | 0 | 0 | 0 | 0 | 1.37 | 0 | 82.58 | 17.08 | 0 | 0 | 80.3243 | 1.9062 | 0 | 0 | 0 | 0 | 0 | 17.0765 | 0 | 0 | 365.4372 | 17.0765 | 0
6032 | 15.96 | 719.77 | 21.53 | 0 | 0 | 0 | 0 | 0 | 151.483 | 0.55 | 0 | 0 | 0 | 819.58 | 208.27 | 0 | 72577.87 | 0 | 0 | 0 | 0 | 0.55 | 0 | 66.96 | 17.08 | 0 | 0 | 85.3446 | 3.8124 | 0 | 0 | 0 | 0 | 0 | 17.0765 | 0 | 0 | 365.4372 | 17.0765 | 0
6033 | 28.21 | 1142.59 | 18.82 | 0 | 0 | 0 | 0 | 0 | 0.5302 | 0 | 0 | 0 | 0 | 1095.07 | 401.11 | 0 | 72978.98 | 0 | 0 | 0 | 0 | 0 | 0 | 56.56 | 17.08 | 0 | 0 | 89.3608 | 5.7186 | 0 | 0 | 0 | 0 | 0 | 17.0765 | 0 | 0 | 365.4372 | 17.0765 | 0
6034 | 38.72 | 1441.86 | 16.62 | 0 | 0 | 0 | 0 | 0.74 | 0 | 0.71 | 0 | 0 | 0 | 1377.96 | 599.13 | 0 | 73578.11 | 0 | 0 | 1.2 | 0 | 0.71 | 0 | 48.48 | 17.08 | 23.13 | 0 | 90.3649 | 3.8124 | 0 | 0 | 0 | 0 | 0 | 17.0765 | 0 | 0 | 365.4372 | 17.0765 | 0
6035 | 45.92 | 1620.49 | 15.59 | 0 | 0 | 0 | 0 | 157.14 | 0 | 152.19 | 0 | 0 | 0 | 1377.96 | 599.13 | 0 | 74177.24 | 0 | 0 | 1.18 | 0 | 1.49 | 39.62 | 79.44 | 17.08 | 10.92 | 0 | 91.3689 | 3.8124 | 0 | 0 | 0 | 0 | 0 | 17.0765 | 0 | 0 | 365.4372 | 17.0765 | 0
6036 | 49.8 | 1709.2 | 15.52 | 0 | 0 | 0 | 0 | 157.14 | 0 | 303.67 | 0 | 0 | 0 | 1377.96 | 599.13 | 0 | 74776.38 | 0 | 0 | 1.19 | 0 | 2.43 | 39.7 | 113.72 | 17.08 | 104.36 | 0 | 90.3649 | 3.8124 | 0 | 0 | 0 | 0 | 0 | 17.0765 | 0 | 0 | 365.4372 | 17.0765 | 0
6037 | 52.3 | 1763.84 | 15.75 | 0 | 0 | 0 | 0 | 157.14 | 0 | 455.16 | 0 | 0 | 0 | 1377.96 | 599.13 | 0 | 75375.51 | 0 | 0 | 1.2 | 0 | 3.48 | 40.31 | 150.2 | 17.08 | 161.15 | 0 | 89.3608 | 4.7655 | 0 | 0 | 0 | 0 | 0 | 17.0765 | 0 | 0 | 365.4372 | 17.0765 | 0
6038 | 53.81 | 1796.01 | 16.18 | 0 | 0 | 0 | 0 | 39.5 | 0 | 493.23 | 0 | 0 | 0 | 1377.96 | 599.13 | 0 | 75974.64 | 0 | 0 | 1.18 | 0 | 4.54 | 39.49 | 186.55 | 17.08 | 314.76 | 0 | 88.3568 | 4.7655 | 0 | 0 | 0 | 0 | 0 | 17.0765 | 0 | 0 | 365.4372 | 17.0765 | 0
6039 | 51.88 | 1754.8 | 16.97 | 0 | 0 | 0 | 0 | 0 | 0 | 493.23 | 0 | 0 | 0 | 1377.96 | 599.13 | 0 | 76573.78 | 0 | 0 | 1.13 | 0 | 5.55 | 0 | 185.26 | 17.08 | 351.43 | 0 | 88.3568 | 4.7655 | 0 | 0 | 0 | 0 | 0 | 17.0765 | 0 | 0 | 365.4372 | 17.0765 | 0
6040 | 49.6 | 1704.86 | 17.74 | 0 | 0 | 0 | 0 | 157.14 | 0 | 644.71 | 0 | 0 | 0 | 1377.96 | 599.13 | 0 | 77172.91 | 0 | 0 | 1.12 | 0 | 6.56 | 37.52 | 220.02 | 17.08 | 104.35 | 0 | 89.3608 | 4.7655 | 0 | 0 | 0 | 0 | 0 | 17.0765 | 0 | 0 | 365.4372 | 17.0765 | 0
6041 | 46.84 | 1641.95 | 18.54 | 0 | 0 | 0 | 0 | 157.14 | 0 | 796.19 | 0 | 0 | 0 | 1377.96 | 599.13 | 0 | 77772.04 | 0 | 0 | 1.13 | 0 | 7.6 | 37.78 | 255.26 | 17.08 | 37.24 | 0 | 90.3649 | 5.7186 | 0 | 0 | 0 | 0 | 0 | 17.0765 | 0 | 0 | 365.4372 | 17.0765 | 0
6042 | 50.42 | 1723.11 | 19.55 | 0 | 0 | 0 | 0 | 157.14 | 0 | 947.67 | 0 | 0 | 0 | 1377.96 | 599.13 | 0 | 78371.17 | 0 | 0 | 1.12 | 0 | 8.5 | 37.55 | 287.85 | 17.08 | 120.27 | 0 | 92.373 | 6.6717 | 0 | 0 | 0 | 0 | 0 | 17.0765 | 0 | 0 | 365.4372 | 17.0765 | 0
6043 | 22.43 | 954.4 | 20.14 | 0 | 0 | 0 | 0 | 0 | 0 | 947.67 | 0 | 0 | 0 | 893.49 | 260.01 | 0 | 78631.18 | 0 | 0 | 0.41 | 0 | 8.51 | 0 | 280.46 | 17.08 | 0 | 0 | 96.3892 | 6.6717 | 0 | 0 | 0 | 0 | 0 | 17.0765 | 0 | 0 | 365.4372 | 17.0765 | 0
6044 | 0 | 0 | 20.53 | 0 | 0 | 0 | 0 | 0 | 117.7526 | 825.52 | 0 | 0 | 0 | 29 | 0 | 345.14 | 78286.05 | 0 | 0 | 1.15 | 0 | 9.13 | 0 | 271.43 | 17.08 | 0 | 0 | 102.4135 | 5.7186 | 0 | 0 | 0 | 0 | 0 | 17.0765 | 0 | 0 | 365.4372 | 17.0765 | 0
6045 | 0 | 0 | 21.23 | 0 | 0 | 0 | 0 | 0 | 85.9502 | 736.36 | 0 | 0 | 0 | 0 | 0 | 365.44 | 77920.61 | 0 | 0 | 0 | 0 | 8.54 | 0 | 260.24 | 17.08 | 0 | 0 | 102.4135 | 4.7655 | 0 | 0 | 0 | 0 | 0 | 17.0765 | 0 | 0 | 365.4372 | 17.0765 | 0
6046 | 0 | 0 | 22.29 | 0 | 0 | 0 | 0 | 0 | 77.9201 | 655.54 | 0 | 0 | 0 | 0 | 0 | 365.44 | 77555.17 | 0 | 0 | 0 | 0 | 7.87 | 0 | 247.54 | 17.08 | 0 | 0 | 96.3892 | 3.8124 | 0 | 0 | 0 | 0 | 0 | 17.0765 | 0 | 0 | 365.4372 | 17.0765 | 0
6047 | 0 | 0 | 23.96 | 0 | 0 | 0 | 0 | 0 | 151.483 | 498.4 | 0 | 0 | 0 | 88.24 | 0 | 303.67 | 77251.5 | 0 | 0 | 0 | 0 | 7.15 | 0 | 233.8 | 17.08 | 0 | 0 | 84.3406 | 2.8593 | 0 | 0 | 0 | 0 | 0 | 17.0765 | 0 | 0 | 365.4372 | 17.0765 | 0
6048 | 0 | 0 | 25.52 | 0 | 0 | 0 | 0 | 0 | 52.6922 | 443.74 | 0 | 0 | 0 | 0 | 0 | 365.44 | 76886.07 | 0 | 0 | 0 | 0 | 6.43 | 0 | 220.2 | 17.08 | 0 | 0 | 76.3081 | 1.9062 | 0 | 0 | 0 | 0 | 0 | 17.0765 | 0 | 0 | 365.4372 | 17.0765 | 0
6049 | 0 | 0 | 26.27 | 0 | 0 | 0 | 0 | 0 | 47.342 | 394.63 | 0 | 0 | 0 | 0 | 0 | 365.44 | 76520.63 | 0 | 0 | 1.37 | 0 | 7.08 | 0 | 207.76 | 17.08 | 0 | 0 | 71.2878 | 0.95311 | 0 | 0 | 0 | 0 | 0 | 17.0765 | 0 | 0 | 365.4372 | 17.0765 | 0
6050 | 0 | 0 | 26.38 | 0 | 0 | 0 | 0 | 0 | 151.483 | 237.49 | 0 | 0 | 0 | 109.58 | 0 | 288.73 | 76231.9 | 0 | 0 | 0 | 0 | 6.34 | 0 | 193.76 | 17.08 | 0 | 0 | 68.2757 | 0 | 0 | 0 | 0 | 0 | 0 | 17.0765 | 0 | 0 | 365.4372 | 17.0765 | 0
6051 | 0 | 0 | 26.39 | 0 | 0 | 0 | 0 | 0 | 40.8832 | 195.08 | 0 | 0 | 0 | 0 | 0 | 365.44 | 75866.46 | 0 | 0 | 0 | 0 | 5.46 | 0 | 176.99 | 17.08 | 0 | 0 | 67.2716 | 0 | 0 | 0 | 0 | 0 | 0 | 17.0765 | 0 | 0 | 365.4372 | 17.0765 | 0
6052 | 0 | 0 | 26.97 | 0 | 0 | 0 | 0 | 0 | 41.3074 | 152.23 | 0 | 0 | 0 | 0 | 0 | 365.44 | 75501.03 | 0 | 0 | 0 | 0 | 4.53 | 0 | 159.27 | 17.08 | 0 | 0 | 68.2757 | 0 | 0 | 0 | 0 | 0 | 0 | 17.0765 | 0 | 0 | 365.4372 | 17.0765 | 0
6053 | 0 | 0 | 27.8 | 0 | 0 | 0 | 0 | 0 | 43.486 | 107.12 | 0 | 0 | 0 | 0 | 0 | 365.44 | 75135.59 | 0 | 0 | 0 | 0 | 3.62 | 0 | 142.05 | 17.08 | 0 | 0 | 71.2878 | 0 | 0 | 0 | 0 | 0 | 0 | 17.0765 | 0 | 0 | 365.4372 | 17.0765 | 0
6054 | 0 | 0 | 29.1 | 0 | 0 | 0 | 0 | 0 | 48.1614 | 57.16 | 0 | 0 | 0 | 0 | 0 | 365.44 | 74770.15 | 0 | 0 | 0 | 0 | 2.69 | 0 | 124.4 | 17.08 | 0 | 0 | 76.3081 | 0.95311 | 0 | 0 | 0 | 0 | 0 | 17.0765 | 0 | 0 | 365.4372 | 17.0765 | 0
6055 | 0 | 0 | 29.86 | 0 | 0 | 0 | 0 | 0 | 53.3767 | 1.79 | 0 | 0 | 0 | 0 | 0 | 365.44 | 74404.71 | 0 | 0 | 0 | 0 | 1.79 | 0 | 107.35 | 17.08 | 0 | 0 | 81.3284 | 1.9062 | 0 | 0 | 0 | 0 | 0 | 17.0765 | 0 | 0 | 365.4372 | 17.0765 | 0
6056 | 9.16 | 440.83 | 29.83 | 0 | 0 | 0 | 0 | 0 | 0 | 1.79 | 0 | 0 | 0 | 389.65 | 0 | 92.68 | 74312.03 | 0 | 0 | 0 | 0 | 0.97 | 0 | 91.73 | 17.08 | 0 | 0 | 86.3487 | 3.8124 | 0 | 0 | 0 | 0 | 0 | 17.0765 | 0 | 0 | 365.4372 | 17.0765 | 0
6057 | 23.81 | 1000.86 | 29.73 | 0 | 0 | 0 | 0 | 0 | 0 | 1.79 | 0 | 0 | 0 | 959.32 | 306.08 | 0 | 74618.12 | 0 | 0 | 0 | 0 | 0.43 | 0 | 81.33 | 17.08 | 0 | 0 | 89.3608 | 5.7186 | 0 | 0 | 0 | 0 | 0 | 17.0765 | 0 | 0 | 365.4372 | 17.0765 | 0
6058 | 35.51 | 1355.57 | 28.98 | 0 | 0 | 0 | 0 | 0 | 1.7256 | 0 | 0 | 0 | 0 | 1326.6 | 563.19 | 0 | 75181.3 | 0 | 0 | 0 | 0 | 0 | 0 | 73.25 | 17.08 | 0 | 0 | 91.3689 | 3.8124 | 0 | 0 | 0 | 0 | 0 | 17.0765 | 0 | 0 | 365.4372 | 17.0765 | 0
6059 | 44.16 | 1578.5 | 29.15 | 0 | 0 | 0 | 0 | 40.24 | 0 | 38.79 | 0 | 0 | 0 | 1377.96 | 599.13 | 0 | 75780.44 | 0 | 0 | 1.18 | 0 | 0.77 | 39.62 | 104.21 | 17.08 | 96.63 | 0 | 92.373 | 3.8124 | 0 | 0 | 0 | 0 | 0 | 17.0765 | 0 | 0 | 365.4372 | 17.0765 | 0
6060 | 49.13 | 1694.24 | 30.92 | 0 | 0 | 0 | 0 | 157.14 | 0 | 190.27 | 0 | 0 | 0 | 1377.96 | 599.13 | 0 | 76379.57 | 0 | 0 | 1.19 | 0 | 1.72 | 39.7 | 138.49 | 17.08 | 103.13 | 0 | 91.3689 | 3.8124 | 0 | 0 | 0 | 0 | 0 | 17.0765 | 0 | 0 | 365.4372 | 17.0765 | 0
6061 | 52 | 1757.42 | 33.42 | 0 | 0 | 0 | 0 | 157.14 | 0 | 341.75 | 0 | 0 | 0 | 1377.96 | 599.13 | 0 | 76978.7 | 0 | 0 | 1.2 | 0 | 2.76 | 0 | 136.67 | 17.08 | 211.41 | 0 | 90.3649 | 4.7655 | 0 | 0 | 0 | 0 | 0 | 17.0765 | 0 | 0 | 365.4372 | 17.0765 | 0
6062 | 53.53 | 1790.1 | 36.27 | 0 | 0 | 0 | 0 | 157.14 | 0 | 493.23 | 0 | 0 | 0 | 1377.96 | 599.13 | 0 | 77577.84 | 0 | 0 | 1.18 | 0 | 3.82 | 39.49 | 173.02 | 17.08 | 210.02 | 0 | 89.3608 | 4.7655 | 0 | 0 | 0 | 0 | 0 | 17.0765 | 0 | 0 | 365.4372 | 17.0765 | 0
6063 | 51.66 | 1750.18 | 39.43 | 0 | 0 | 0 | 0 | 157.14 | 0 | 644.71 | 0 | 0 | 0 | 1377.96 | 599.13 | 0 | 78176.97 | 0 | 0 | 1.13 | 0 | 4.83 | 38.02 | 207.85 | 17.08 | 172.9 | 0 | 89.3608 | 4.7655 | 0 | 0 | 0 | 0 | 0 | 17.0765 | 0 | 0 | 365.4372 | 17.0765 | 0
6064 | 49.39 | 1700.19 | 42.62 | 0 | 0 | 0 | 0 | 0 | 0 | 644.71 | 0 | 0 | 0 | 1377.96 | 599.13 | 0 | 78776.1 | 0 | 0 | 1.12 | 0 | 5.85 | 37.52 | 242.61 | 17.08 | 280.47 | 0 | 90.3649 | 4.7655 | 0 | 0 | 0 | 0 | 0 | 17.0765 | 0 | 0 | 365.4372 | 17.0765 | 0
6065 | 46.61 | 1636.57 | 44.41 | 0 | 0 | 0 | 0 | 157.14 | 0 | 796.19 | 0 | 0 | 0 | 1377.96 | 599.13 | 0 | 79375.23 | 0 | 0 | 1.13 | 0 | 6.89 | 37.78 | 277.85 | 17.08 | 56.49 | 0 | 91.3689 | 5.7186 | 0 | 0 | 0 | 0 | 0 | 17.0765 | 0 | 0 | 365.4372 | 17.0765 | 0
6066 | 50.2 | 1718.22 | 44.94 | 0 | 0 | 0 | 0 | 157.14 | 0 | 947.67 | 0 | 0 | 0 | 1377.96 | 599.13 | 0 | 79974.37 | 0 | 0 | 1.12 | 0 | 7.79 | 0 | 274.77 | 17.08 | 177.1 | 0 | 93.377 | 6.6717 | 0 | 0 | 0 | 0 | 0 | 17.0765 | 0 | 0 | 365.4372 | 17.0765 | 0
6067 | 21.52 | 922.83 | 44.72 | 0 | 0 | 0 | 0 | 0 | 151.483 | 790.53 | 0 | 0 | 0 | 1035.88 | 359.68 | 0 | 80334.05 | 0 | 0 | 0.59 | 0 | 7.96 | 0 | 267.37 | 17.08 | 0 | 0 | 97.3933 | 6.6717 | 0 | 0 | 0 | 0 | 0 | 17.0765 | 0 | 0 | 365.4372 | 17.0765 | 0
6068 | 0 | 0 | 44.2 | 0 | 0 | 0 | 0 | 0 | 63.9325 | 724.21 | 0 | 0 | 0 | 0 | 0 | 365.44 | 79968.61 | 0 | 0 | 0 | 0 | 7.49 | 0 | 258.35 | 17.08 | 0 | 0 | 102.4135 | 5.7186 | 0 | 0 | 0 | 0 | 0 | 17.0765 | 0 | 0 | 365.4372 | 17.0765 | 0
6069 | 0 | 0 | 44 | 0 | 0 | 0 | 0 | 0 | 64.1831 | 657.63 | 0 | 0 | 0 | 0 | 0 | 365.44 | 79603.17 | 0 | 0 | 0 | 0 | 6.9 | 0 | 247.15 | 17.08 | 0 | 0 | 103.4176 | 4.7655 | 0 | 0 | 0 | 0 | 0 | 17.0765 | 0 | 0 | 365.4372 | 17.0765 | 0
6070 | 0 | 0 | 45.68 | 0 | 0 | 0 | 0 | 0 | 55.7963 | 599.75 | 0 | 0 | 0 | 0 | 0 | 365.44 | 79237.74 | 0 | 0 | 1.27 | 0 | 7.44 | 0 | 234.45 | 17.08 | 0 | 0 | 96.3892 | 3.8124 | 0 | 0 | 0 | 0 | 0 | 17.0765 | 0 | 0 | 365.4372 | 17.0765 | 0
6071 | 0 | 0 | 47.92 | 0 | 0 | 0 | 0 | 0 | 40.2856 | 557.95 | 0 | 0 | 0 | 0 | 0 | 365.44 | 78872.3 | 0 | 0 | 0 | 0 | 6.71 | 0 | 220.71 | 17.08 | 0 | 0 | 85.3446 | 2.8593 | 0 | 0 | 0 | 0 | 0 | 17.0765 | 0 | 0 | 365.4372 | 17.0765 | 0
6072 | 0 | 0 | 49.58 | 0 | 0 | 0 | 0 | 0 | 29.643 | 527.21 | 0 | 0 | 0 | 0 | 0 | 365.44 | 78506.86 | 0 | 0 | 0 | 0 | 6 | 0 | 207.11 | 17.08 | 0 | 0 | 77.3122 | 1.9062 | 0 | 0 | 0 | 0 | 0 | 17.0765 | 0 | 0 | 365.4372 | 17.0765 | 0
6073 | 0 | 0 | 50.18 | 0 | 0 | 0 | 0 | 0 | 23.0685 | 503.28 | 0 | 0 | 0 | 0 | 0 | 365.44 | 78141.42 | 0 | 0 | 0 | 0 | 5.34 | 0 | 194.67 | 17.08 | 0 | 0 | 72.2919 | 0.95311 | 0 | 0 | 0 | 0 | 0 | 17.0765 | 0 | 0 | 365.4372 | 17.0765 | 0
6074 | 0 | 0 | 50.17 | 0 | 0 | 0 | 0 | 0 | 19.1065 | 483.46 | 0 | 0 | 0 | 0 | 0 | 365.44 | 77775.99 | 0 | 0 | 0 | 0 | 4.61 | 0 | 180.67 | 17.08 | 0 | 0 | 69.2797 | 0 | 0 | 0 | 0 | 0 | 0 | 17.0765 | 0 | 0 | 365.4372 | 17.0765 | 0
6075 | 0 | 0 | 49.81 | 0 | 0 | 0 | 0 | 0 | 19.8391 | 462.87 | 0 | 0 | 0 | 0 | 0 | 365.44 | 77410.55 | 0 | 0 | 1.38 | 0 | 5.03 | 0 | 163.9 | 17.08 | 0 | 0 | 68.2757 | 0 | 0 | 0 | 0 | 0 | 0 | 17.0765 | 0 | 0 | 365.4372 | 17.0765 | 0
6076 | 0 | 0 | 49.09 | 0 | 0 | 0 | 0 | 0 | 20.1958 | 441.93 | 0 | 0 | 0 | 0 | 0 | 365.44 | 77045.11 | 0 | 0 | 0 | 0 | 4.1 | 0 | 146.19 | 17.08 | 0 | 0 | 69.2797 | 0 | 0 | 0 | 0 | 0 | 0 | 17.0765 | 0 | 0 | 365.4372 | 17.0765 | 0
6077 | 0 | 0 | 48.25 | 0 | 0 | 0 | 0 | 0 | 24.0422 | 416.99 | 0 | 0 | 0 | 0 | 0 | 365.44 | 76679.68 | 0 | 0 | 0 | 0 | 3.2 | 0 | 128.96 | 17.08 | 0 | 0 | 72.2919 | 0 | 0 | 0 | 0 | 0 | 0 | 17.0765 | 0 | 0 | 365.4372 | 17.0765 | 0
6078 | 0 | 0 | 47.76 | 0 | 0 | 0 | 0 | 0 | 30.5106 | 385.34 | 0 | 0 | 0 | 0 | 0 | 365.44 | 76314.24 | 0 | 0 | 0 | 0 | 2.27 | 0 | 111.31 | 17.08 | 0 | 0 | 77.3122 | 0.95311 | 0 | 0 | 0 | 0 | 0 | 17.0765 | 0 | 0 | 365.4372 | 17.0765 | 0
6079 | 0 | 0 | 47.69 | 0 | 0 | 0 | 0 | 0 | 68.5115 | 314.27 | 0 | 0 | 0 | 31.96 | 0 | 343.07 | 75971.17 | 0 | 0 | 0 | 0 | 1.37 | 0 | 94.27 | 17.08 | 0 | 0 | 82.3324 | 1.9062 | 0 | 0 | 0 | 0 | 0 | 17.0765 | 0 | 0 | 365.4372 | 17.0765 | 0
6080 | 15.21 | 690.77 | 47.45 | 0 | 0 | 0 | 0 | 0 | 151.483 | 157.14 | 0 | 0 | 0 | 814.75 | 204.89 | 0 | 76176.06 | 0 | 0 | 0 | 0 | 0.55 | 0 | 78.64 | 17.08 | 0 | 0 | 86.3487 | 3.8124 | 0 | 0 | 0 | 0 | 0 | 17.0765 | 0 | 0 | 365.4372 | 17.0765 | 0
6081 | 27.46 | 1119.19 | 46.82 | 0 | 0 | 0 | 0 | 0 | 151.483 | 0 | 0 | 0 | 0 | 1248.87 | 508.77 | 0 | 76684.83 | 0 | 0 | 0 | 0 | 0 | 0 | 68.24 | 17.08 | 0 | 0 | 90.3649 | 5.7186 | 0 | 0 | 0 | 0 | 0 | 17.0765 | 0 | 0 | 365.4372 | 17.0765 | 0
6082 | 37.64 | 1413.16 | 45.73 | 0 | 0 | 0 | 0 | 22.19 | 0 | 21.4 | 0 | 0 | 0 | 1377.96 | 599.13 | 0 | 77283.96 | 0 | 0 | 1.2 | 0 | 0.71 | 0 | 60.17 | 17.08 | 0 | 0 | 91.3689 | 3.8124 | 0 | 0 | 0 | 0 | 0 | 17.0765 | 0 | 0 | 365.4372 | 17.0765 | 0
6083 | 45.09 | 1600.84 | 44.44 | 0 | 0 | 0 | 0 | 157.14 | 0 | 172.88 | 0 | 0 | 0 | 1377.96 | 599.13 | 0 | 77883.1 | 0 | 0 | 1.18 | 0 | 1.49 | 39.62 | 91.13 | 17.08 | 18.28 | 0 | 92.373 | 3.8124 | 0 | 0 | 0 | 0 | 0 | 17.0765 | 0 | 0 | 365.4372 | 17.0765 | 0
6084 | 47.56 | 1658.54 | 42.6 | 0 | 0 | 0 | 0 | 65.07 | 0 | 235.6 | 0 | 0 | 0 | 1377.96 | 599.13 | 0 | 78482.23 | 0 | 0 | 1.19 | 0 | 2.43 | 39.7 | 125.41 | 17.08 | 169.61 | 0 | 91.3689 | 3.8124 | 0 | 0 | 0 | 0 | 0 | 17.0765 | 0 | 0 | 365.4372 | 17.0765 | 0
6085 | 47.87 | 1665.63 | 39.46 | 0 | 0 | 0 | 0 | 157.14 | 0 | 387.08 | 0 | 0 | 0 | 1377.96 | 599.13 | 0 | 79081.36 | 0 | 0 | 1.2 | 0 | 3.48 | 40.31 | 161.88 | 17.08 | 81.21 | 0 | 90.3649 | 4.7655 | 0 | 0 | 0 | 0 | 0 | 17.0765 | 0 | 0 | 365.4372 | 17.0765 | 0
6086 | 46.46 | 1633.26 | 36.13 | 0 | 0 | 0 | 0 | 157.14 | 0 | 538.56 | 0 | 0 | 0 | 1377.96 | 599.13 | 0 | 79680.5 | 0 | 0 | 1.18 | 0 | 4.54 | 39.49 | 198.23 | 17.08 | 45.96 | 0 | 89.3608 | 4.7655 | 0 | 0 | 0 | 0 | 0 | 17.0765 | 0 | 0 | 365.4372 | 17.0765 | 0
6087 | 45.19 | 1603.28 | 33.43 | 0 | 0 | 0 | 0 | 157.14 | 0 | 690.04 | 0 | 0 | 0 | 1377.96 | 599.13 | 0 | 80279.63 | 0 | 0 | 1.13 | 0 | 5.55 | 38.02 | 233.06 | 17.08 | 13.52 | 0 | 89.3608 | 4.7655 | 0 | 0 | 0 | 0 | 0 | 17.0765 | 0 | 0 | 365.4372 | 17.0765 | 0
6088 | 43.54 | 1563.56 | 30.84 | 0 | 0 | 0 | 0 | 127.21 | 0 | 812.67 | 0 | 0 | 0 | 1377.96 | 599.13 | 0 | 80878.76 | 0 | 0 | 1.12 | 0 | 6.56 | 37.52 | 267.82 | 17.08 | 0 | 0 | 89.3608 | 4.7655 | 0 | 0 | 0 | 0 | 0 | 17.0765 | 0 | 0 | 365.4372 | 17.0765 | 0
6089 | 41.52 | 1513.51 | 28.71 | 0 | 0 | 0 | 0 | 0 | 0 | 812.67 | 0 | 0 | 0 | 1377.96 | 599.13 | 0 | 81477.89 | 0 | 0 | 1.13 | 0 | 7.6 | 0 | 267.17 | 17.08 | 108.57 | 0 | 90.3649 | 5.7186 | 0 | 0 | 0 | 0 | 0 | 17.0765 | 0 | 0 | 365.4372 | 17.0765 | 0
6090 | 44.04 | 1575.78 | 27.72 | 0 | 0 | 0 | 0 | 140.04 | 0 | 947.67 | 0 | 0 | 0 | 1377.96 | 599.13 | 0 | 82077.03 | 0 | 0 | 1.12 | 0 | 8.5 | 29.38 | 292 | 17.08 | 0 | 0 | 92.373 | 6.6717 | 0 | 0 | 0 | 0 | 0 | 17.0765 | 0 | 0 | 365.4372 | 17.0765 | 0
6091 | 17 | 759.26 | 28.28 | 0 | 0 | 0 | 0 | 0 | 0 | 947.67 | 0 | 0 | 0 | 699.89 | 124.49 | 0 | 82201.51 | 0 | 0 | 0.58 | 0 | 8.67 | 0 | 284.61 | 17.08 | 0 | 0 | 97.3933 | 6.6717 | 0 | 0 | 0 | 0 | 0 | 17.0765 | 0 | 0 | 365.4372 | 17.0765 | 0
6092 | 0 | 0 | 29.99 | 0 | 0 | 0 | 0 | 0 | 79.2986 | 865.41 | 0 | 0 | 0 | 0 | 0 | 365.44 | 81836.08 | 0 | 0 | 1.15 | 0 | 9.29 | 0 | 275.58 | 17.08 | 0 | 0 | 102.4135 | 5.7186 | 0 | 0 | 0 | 0 | 0 | 17.0765 | 0 | 0 | 365.4372 | 17.0765 | 0
6093 | 0 | 0 | 32.39 | 0 | 0 | 0 | 0 | 0 | 75.7897 | 786.79 | 0 | 0 | 0 | 0 | 0 | 365.44 | 81470.64 | 0 | 0 | 0 | 0 | 8.7 | 0 | 264.39 | 17.08 | 0 | 0 | 103.4176 | 4.7655 | 0 | 0 | 0 | 0 | 0 | 17.0765 | 0 | 0 | 365.4372 | 17.0765 | 0
6094 | 0 | 0 | 33.65 | 0 | 0 | 0 | 0 | 0 | 66.8245 | 717.48 | 0 | 0 | 0 | 0 | 0 | 365.44 | 81105.2 | 0 | 0 | 1.27 | 0 | 9.24 | 0 | 251.68 | 17.08 | 0 | 0 | 95.3851 | 3.8124 | 0 | 0 | 0 | 0 | 0 | 17.0765 | 0 | 0 | 365.4372 | 17.0765 | 0
6095 | 0 | 0 | 34.39 | 0 | 0 | 0 | 0 | 0 | 52.8079 | 662.7 | 0 | 0 | 0 | 0 | 0 | 365.44 | 80739.76 | 0 | 0 | 0 | 0 | 8.51 | 0 | 237.94 | 17.08 | 0 | 0 | 84.3406 | 2.8593 | 0 | 0 | 0 | 0 | 0 | 17.0765 | 0 | 0 | 365.4372 | 17.0765 | 0
6096 | 0 | 0 | 35.13 | 0 | 0 | 0 | 0 | 0 | 44.4308 | 616.61 | 0 | 0 | 0 | 0 | 0 | 365.44 | 80374.33 | 0 | 0 | 1.35 | 0 | 9.08 | 0 | 224.34 | 17.08 | 0 | 0 | 76.3081 | 1.9062 | 0 | 0 | 0 | 0 | 0 | 17.0765 | 0 | 0 | 365.4372 | 17.0765 | 0
6097 | 0 | 0 | 34.76 | 0 | 0 | 0 | 0 | 0 | 37.4803 | 577.73 | 0 | 0 | 0 | 0 | 0 | 365.44 | 80008.89 | 0 | 0 | 0 | 0 | 8.42 | 0 | 211.91 | 17.08 | 0 | 0 | 71.2878 | 0.95311 | 0 | 0 | 0 | 0 | 0 | 17.0765 | 0 | 0 | 365.4372 | 17.0765 | 0
6098 | 0 | 0 | 33.59 | 0 | 0 | 0 | 0 | 0 | 34.6847 | 541.75 | 0 | 0 | 0 | 0 | 0 | 365.44 | 79643.45 | 0 | 0 | 0 | 0 | 7.69 | 0 | 197.91 | 17.08 | 0 | 0 | 68.2757 | 0 | 0 | 0 | 0 | 0 | 0 | 17.0765 | 0 | 0 | 365.4372 | 17.0765 | 0
6099 | 0 | 0 | 31.99 | 0 | 0 | 0 | 0 | 0 | 35.6584 | 504.76 | 0 | 0 | 0 | 0 | 0 | 365.44 | 79278.02 | 0 | 0 | 1.38 | 0 | 8.11 | 0 | 181.13 | 17.08 | 0 | 0 | 66.2676 | 0 | 0 | 0 | 0 | 0 | 0 | 17.0765 | 0 | 0 | 365.4372 | 17.0765 | 0
6100 | 0 | 0 | 32.75 | 0 | 0 | 0 | 0 | 0 | 35.5234 | 467.92 | 0 | 0 | 0 | 0 | 0 | 365.44 | 78912.58 | 0 | 0 | 0 | 0 | 7.18 | 0 | 163.42 | 17.08 | 0 | 0 | 68.2757 | 0 | 0 | 0 | 0 | 0 | 0 | 17.0765 | 0 | 0 | 365.4372 | 17.0765 | 0
6101 | 0 | 0 | 34.16 | 0 | 0 | 0 | 0 | 0 | 37.1236 | 429.4 | 0 | 0 | 0 | 0 | 0 | 365.44 | 78547.14 | 0 | 0 | 0 | 0 | 6.28 | 0 | 146.2 | 17.08 | 0 | 0 | 71.2878 | 0 | 0 | 0 | 0 | 0 | 0 | 17.0765 | 0 | 0 | 365.4372 | 17.0765 | 0
6102 | 0 | 0 | 34.33 | 0 | 0 | 0 | 0 | 0 | 41.9244 | 385.91 | 0 | 0 | 0 | 0 | 0 | 365.44 | 78181.7 | 0 | 0 | 0 | 0 | 5.35 | 0 | 128.55 | 17.08 | 0 | 0 | 75.3041 | 0.95311 | 0 | 0 | 0 | 0 | 0 | 17.0765 | 0 | 0 | 365.4372 | 17.0765 | 0
6103 | 0 | 0 | 33.43 | 0 | 0 | 0 | 0 | 0 | 50.0798 | 333.96 | 0 | 0 | 0 | 0 | 0 | 365.44 | 77816.27 | 0 | 0 | 1.28 | 0 | 5.67 | 0 | 111.5 | 17.08 | 0 | 0 | 80.3243 | 1.9062 | 0 | 0 | 0 | 0 | 0 | 17.0765 | 0 | 0 | 365.4372 | 17.0765 | 0
6104 | 9.57 | 458.7 | 31.93 | 0 | 0 | 0 | 0 | 0 | 0 | 333.96 | 0 | 0 | 0 | 411.04 | 0 | 77.71 | 77738.56 | 0 | 0 | 0 | 0 | 4.85 | 0 | 95.88 | 17.08 | 0 | 0 | 85.3446 | 3.8124 | 0 | 0 | 0 | 0 | 0 | 17.0765 | 0 | 0 | 365.4372 | 17.0765 | 0
6105 | 22.64 | 961.59 | 30.45 | 0 | 0 | 0 | 0 | 0 | 0 | 333.96 | 0 | 0 | 0 | 920.61 | 278.99 | 0 | 78017.54 | 0 | 0 | 0 | 0 | 4.3 | 0 | 85.48 | 17.08 | 0 | 0 | 88.3568 | 5.7186 | 0 | 0 | 0 | 0 | 0 | 17.0765 | 0 | 0 | 365.4372 | 17.0765 | 0
6106 | 32.52 | 1271.21 | 27.51 | 0 | 0 | 0 | 0 | 0 | 0 | 333.96 | 0 | 0 | 0 | 1237.06 | 500.5 | 0 | 78518.04 | 0 | 0 | 0 | 0 | 3.87 | 0 | 77.4 | 17.08 | 0 | 0 | 90.3649 | 3.8124 | 0 | 0 | 0 | 0 | 0 | 17.0765 | 0 | 0 | 365.4372 | 17.0765 | 0
6107 | 39.32 | 1457.37 | 25.49 | 0 | 0 | 0 | 0 | 48.86 | 0 | 381.06 | 0 | 0 | 0 | 1377.96 | 599.13 | 0 | 79117.18 | 0 | 0 | 1.18 | 0 | 4.65 | 0 | 70.72 | 17.08 | 0 | 0 | 90.3649 | 3.8124 | 0 | 0 | 0 | 0 | 0 | 17.0765 | 0 | 0 | 365.4372 | 17.0765 | 0
6108 | 41.6 | 1515.56 | 25.45 | 0 | 0 | 0 | 0 | 69.58 | 0 | 448.14 | 0 | 0 | 0 | 1377.96 | 599.13 | 0 | 79716.31 | 0 | 0 | 1.19 | 0 | 5.59 | 39.7 | 104.99 | 17.08 | 0 | 0 | 90.3649 | 3.8124 | 0 | 0 | 0 | 0 | 0 | 17.0765 | 0 | 0 | 365.4372 | 17.0765 | 0
6109 | 41.73 | 1518.92 | 26.39 | 0 | 0 | 0 | 0 | 74.44 | 0 | 519.9 | 0 | 0 | 0 | 1377.96 | 599.13 | 0 | 80315.44 | 0 | 0 | 1.2 | 0 | 6.64 | 40.31 | 141.47 | 17.08 | 0 | 0 | 88.3568 | 4.7655 | 0 | 0 | 0 | 0 | 0 | 17.0765 | 0 | 0 | 365.4372 | 17.0765 | 0
6110 | 39.87 | 1471.56 | 28.01 | 0 | 0 | 0 | 0 | 28.7 | 0 | 547.56 | 0 | 0 | 0 | 1377.96 | 599.13 | 0 | 80914.58 | 0 | 0 | 1.18 | 0 | 7.7 | 39.49 | 177.82 | 17.08 | 0 | 0 | 87.3527 | 4.7655 | 0 | 0 | 0 | 0 | 0 | 17.0765 | 0 | 0 | 365.4372 | 17.0765 | 0
6111 | 39.96 | 1473.99 | 30.21 | 0 | 0 | 0 | 0 | 34.94 | 0 | 581.25 | 0 | 0 | 0 | 1377.96 | 599.13 | 0 | 81513.71 | 0 | 0 | 1.13 | 0 | 8.71 | 38.02 | 212.65 | 17.08 | 0 | 0 | 87.3527 | 4.7655 | 0 | 0 | 0 | 0 | 0 | 17.0765 | 0 | 0 | 365.4372 | 17.0765 | 0
6112 | 40.06 | 1476.63 | 33.62 | 0 | 0 | 0 | 0 | 40.6 | 0 | 620.38 | 0 | 0 | 0 | 1377.96 | 599.13 | 0 | 82112.84 | 0 | 0 | 1.12 | 0 | 9.72 | 37.52 | 247.41 | 17.08 | 0 | 0 | 88.3568 | 4.7655 | 0 | 0 | 0 | 0 | 0 | 17.0765 | 0 | 0 | 365.4372 | 17.0765 | 0
6113 | 40.31 | 1483.05 | 36.48 | 0 | 0 | 0 | 0 | 72.37 | 0 | 690.14 | 0 | 0 | 0 | 1377.96 | 599.13 | 0 | 82711.98 | 0 | 0 | 1.13 | 0 | 10.76 | 13.31 | 259.41 | 17.08 | 0 | 0 | 89.3608 | 5.7186 | 0 | 0 | 0 | 0 | 0 | 17.0765 | 0 | 0 | 365.4372 | 17.0765 | 0
6114 | 42.66 | 1541.94 | 37.72 | 0 | 0 | 0 | 0 | 107.64 | 0 | 793.91 | 0 | 0 | 0 | 1377.96 | 599.13 | 0 | 83311.11 | 0 | 0 | 1.12 | 0 | 11.66 | 37.55 | 292 | 17.08 | 0 | 0 | 91.3689 | 6.6717 | 0 | 0 | 0 | 0 | 0 | 17.0765 | 0 | 0 | 365.4372 | 17.0765 | 0
6115 | 15.85 | 715.61 | 37.86 | 0 | 0 | 0 | 0 | 0 | 0 | 793.91 | 0 | 0 | 0 | 667.27 | 101.65 | 0 | 83412.76 | 0 | 0 | 0 | 0 | 11.27 | 0 | 284.61 | 17.08 | 0 | 0 | 95.3851 | 6.6717 | 0 | 0 | 0 | 0 | 0 | 17.0765 | 0 | 0 | 365.4372 | 17.0765 | 0
6116 | 0 | 0 | 37.44 | 0 | 0 | 0 | 0 | 0 | 70.8347 | 720.43 | 0 | 0 | 0 | 0 | 0 | 365.44 | 83047.32 | 0 | 0 | 1.15 | 0 | 11.89 | 0 | 275.58 | 17.08 | 0 | 0 | 101.4095 | 5.7186 | 0 | 0 | 0 | 0 | 0 | 17.0765 | 0 | 0 | 365.4372 | 17.0765 | 0
6117 | 0 | 0 | 36.87 | 0 | 0 | 0 | 0 | 0 | 69.302 | 648.54 | 0 | 0 | 0 | 0 | 0 | 365.44 | 82681.89 | 0 | 0 | 0 | 0 | 11.31 | 0 | 264.39 | 17.08 | 0 | 0 | 101.4095 | 4.7655 | 0 | 0 | 0 | 0 | 0 | 17.0765 | 0 | 0 | 365.4372 | 17.0765 | 0
6118 | 0 | 0 | 36.93 | 0 | 0 | 0 | 0 | 0 | 61.2622 | 584.99 | 0 | 0 | 0 | 0 | 0 | 365.44 | 82316.45 | 0 | 0 | 0 | 0 | 10.64 | 0 | 251.68 | 17.08 | 0 | 0 | 94.3811 | 3.8124 | 0 | 0 | 0 | 0 | 0 | 17.0765 | 0 | 0 | 365.4372 | 17.0765 | 0
6119 | 0 | 0 | 37.12 | 0 | 0 | 0 | 0 | 0 | 49.0772 | 534.08 | 0 | 0 | 0 | 0 | 0 | 365.44 | 81951.01 | 0 | 0 | 0 | 0 | 9.91 | 0 | 237.94 | 17.08 | 0 | 0 | 83.3365 | 2.8593 | 0 | 0 | 0 | 0 | 0 | 17.0765 | 0 | 0 | 365.4372 | 17.0765 | 0
6120 | 0 | 0 | 37.6 | 0 | 0 | 0 | 0 | 0 | 39.6108 | 493 | 0 | 0 | 0 | 0 | 0 | 365.44 | 81585.57 | 0 | 0 | 0 | 0 | 9.2 | 0 | 224.34 | 17.08 | 0 | 0 | 75.3041 | 1.9062 | 0 | 0 | 0 | 0 | 0 | 17.0765 | 0 | 0 | 365.4372 | 17.0765 | 0
6121 | 0 | 0 | 37.64 | 0 | 0 | 0 | 0 | 0 | 34.9739 | 456.72 | 0 | 0 | 0 | 0 | 0 | 365.44 | 81220.14 | 0 | 0 | 1.37 | 0 | 9.85 | 0 | 211.91 | 17.08 | 0 | 0 | 70.2838 | 0.95311 | 0 | 0 | 0 | 0 | 0 | 17.0765 | 0 | 0 | 365.4372 | 17.0765 | 0
6122 | 0 | 0 | 37.09 | 0 | 0 | 0 | 0 | 0 | 30.1828 | 425.41 | 0 | 0 | 0 | 0 | 0 | 365.44 | 80854.7 | 0 | 0 | 0 | 0 | 9.11 | 0 | 197.91 | 17.08 | 0 | 0 | 67.2716 | 0 | 0 | 0 | 0 | 0 | 0 | 17.0765 | 0 | 0 | 365.4372 | 17.0765 | 0
6123 | 0 | 0 | 35.83 | 0 | 0 | 0 | 0 | 0 | 29.4309 | 394.88 | 0 | 0 | 0 | 0 | 0 | 365.44 | 80489.26 | 0 | 0 | 0 | 0 | 8.23 | 0 | 181.13 | 17.08 | 0 | 0 | 65.2635 | 0 | 0 | 0 | 0 | 0 | 0 | 17.0765 | 0 | 0 | 365.4372 | 17.0765 | 0
6124 | 0 | 0 | 34.01 | 0 | 0 | 0 | 0 | 0 | 32.2554 | 361.41 | 0 | 0 | 0 | 0 | 0 | 365.44 | 80123.83 | 0 | 0 | 0 | 0 | 7.29 | 0 | 163.42 | 17.08 | 0 | 0 | 66.2676 | 0 | 0 | 0 | 0 | 0 | 0 | 17.0765 | 0 | 0 | 365.4372 | 17.0765 | 0
6125 | 0 | 0 | 31.19 | 0 | 0 | 0 | 0 | 0 | 39.0902 | 320.86 | 0 | 0 | 0 | 0 | 0 | 365.44 | 79758.39 | 0 | 0 | 0 | 0 | 6.39 | 0 | 146.2 | 17.08 | 0 | 0 | 70.2838 | 0 | 0 | 0 | 0 | 0 | 0 | 17.0765 | 0 | 0 | 365.4372 | 17.0765 | 0
6126 | 0 | 0 | 27.59 | 0 | 0 | 0 | 0 | 0 | 47.6602 | 271.42 | 0 | 0 | 0 | 0 | 0 | 365.44 | 79392.95 | 0 | 0 | 0 | 0 | 5.46 | 0 | 128.55 | 17.08 | 0 | 0 | 74.3 | 0.95311 | 0 | 0 | 0 | 0 | 0 | 17.0765 | 0 | 0 | 365.4372 | 17.0765 | 0
6127 | 0 | 0 | 24.23 | 0 | 0 | 0 | 0 | 0 | 58.2738 | 210.97 | 0 | 0 | 0 | 0 | 0 | 365.44 | 79027.51 | 0 | 0 | 1.28 | 0 | 5.78 | 0 | 111.5 | 17.08 | 0 | 0 | 79.3203 | 1.9062 | 0 | 0 | 0 | 0 | 0 | 17.0765 | 0 | 0 | 365.4372 | 17.0765 | 0
6128 | 10.05 | 479.52 | 21 | 0 | 0 | 0 | 0 | 0 | 0 | 210.97 | 0 | 0 | 0 | 422.41 | 0 | 69.75 | 78957.76 | 0 | 0 | 0 | 0 | 4.96 | 0 | 95.88 | 17.08 | 0 | 0 | 84.3406 | 3.8124 | 0 | 0 | 0 | 0 | 0 | 17.0765 | 0 | 0 | 365.4372 | 17.0765 | 0
6129 | 23.95 | 1005.81 | 18.12 | 0 | 0 | 0 | 0 | 0 | 0 | 210.97 | 0 | 0 | 0 | 953.81 | 302.23 | 0 | 79259.99 | 0 | 0 | 0 | 0 | 4.41 | 0 | 85.48 | 17.08 | 0 | 0 | 88.3568 | 5.7186 | 0 | 0 | 0 | 0 | 0 | 17.0765 | 0 | 0 | 365.4372 | 17.0765 | 0
6130 | 35.06 | 1343.13 | 16.11 | 0 | 0 | 0 | 0 | 0 | 76.8308 | 131.27 | 0 | 0 | 0 | 1377.96 | 599.13 | 0 | 79859.12 | 0 | 0 | 0 | 0 | 3.99 | 0 | 77.4 | 17.08 | 0 | 0 | 89.3608 | 3.8124 | 0 | 0 | 0 | 0 | 0 | 17.0765 | 0 | 0 | 365.4372 | 17.0765 | 0
6131 | 43.05 | 1551.57 | 15.34 | 0 | 0 | 0 | 0 | 136.64 | 0 | 262.99 | 0 | 0 | 0 | 1377.96 | 599.13 | 0 | 80458.26 | 0 | 0 | 1.18 | 0 | 4.76 | 0 | 70.72 | 17.08 | 0 | 0 | 90.3649 | 3.8124 | 0 | 0 | 0 | 0 | 0 | 17.0765 | 0 | 0 | 365.4372 | 17.0765 | 0
6132 | 46.51 | 1634.26 | 15.58 | 0 | 0 | 0 | 0 | 157.14 | 0 | 414.47 | 0 | 0 | 0 | 1377.96 | 599.13 | 0 | 81057.39 | 0 | 0 | 1.19 | 0 | 5.7 | 39.7 | 104.99 | 17.08 | 27.2 | 0 | 89.3608 | 3.8124 | 0 | 0 | 0 | 0 | 0 | 17.0765 | 0 | 0 | 365.4372 | 17.0765 | 0
6133 | 47.81 | 1664.34 | 16.17 | 0 | 0 | 0 | 0 | 157.14 | 0 | 565.95 | 0 | 0 | 0 | 1377.96 | 599.13 | 0 | 81656.52 | 0 | 0 | 1.2 | 0 | 6.75 | 40.31 | 141.47 | 17.08 | 58.59 | 0 | 88.3568 | 4.7655 | 0 | 0 | 0 | 0 | 0 | 17.0765 | 0 | 0 | 365.4372 | 17.0765 | 0
6134 | 47.53 | 1658.05 | 17.16 | 0 | 0 | 0 | 0 | 157.14 | 0 | 717.43 | 0 | 0 | 0 | 1377.96 | 599.13 | 0 | 82255.65 | 0 | 0 | 1.18 | 0 | 7.81 | 39.49 | 177.82 | 17.08 | 54.87 | 0 | 87.3527 | 4.7655 | 0 | 0 | 0 | 0 | 0 | 17.0765 | 0 | 0 | 365.4372 | 17.0765 | 0
6135 | 43.53 | 1563.34 | 18.55 | 0 | 0 | 0 | 0 | 139.72 | 0 | 852.12 | 0 | 0 | 0 | 1377.96 | 599.13 | 0 | 82854.79 | 0 | 0 | 1.13 | 0 | 8.82 | 14.49 | 190.3 | 17.08 | 0 | 0 | 87.3527 | 4.7655 | 0 | 0 | 0 | 0 | 0 | 17.0765 | 0 | 0 | 365.4372 | 17.0765 | 0
6136 | 38.51 | 1436.19 | 19.44 | 0 | 0 | 0 | 0 | 0 | 0 | 852.12 | 0 | 0 | 0 | 1377.96 | 599.13 | 0 | 83453.92 | 0 | 0 | 1.12 | 0 | 9.84 | 21.94 | 210.26 | 17.08 | 0 | 0 | 88.3568 | 4.7655 | 0 | 0 | 0 | 0 | 0 | 17.0765 | 0 | 0 | 365.4372 | 17.0765 | 0
6137 | 32.54 | 1271.84 | 19.89 | 0 | 0 | 0 | 0 | 0 | 0 | 852.12 | 0 | 0 | 0 | 1229.19 | 494.99 | 0 | 83948.91 | 0 | 0 | 0 | 0 | 9.8 | 0 | 209.61 | 17.08 | 0 | 0 | 89.3608 | 5.7186 | 0 | 0 | 0 | 0 | 0 | 17.0765 | 0 | 0 | 365.4372 | 17.0765 | 0
6138 | 33.66 | 1303.83 | 20.83 | 0 | 0 | 0 | 0 | 0 | 0 | 852.12 | 0 | 0 | 0 | 1261.28 | 517.46 | 0 | 84466.37 | 0 | 0 | 0 | 0 | 9.64 | 0 | 206.52 | 17.08 | 0 | 0 | 90.3649 | 6.6717 | 0 | 0 | 0 | 0 | 0 | 17.0765 | 0 | 0 | 365.4372 | 17.0765 | 0
6139 | 11.1 | 524.5 | 22.78 | 0 | 0 | 0 | 0 | 0 | 0 | 852.12 | 0 | 0 | 0 | 456.32 | 0 | 46.01 | 84420.36 | 0 | 0 | 0 | 0 | 9.25 | 0 | 199.13 | 17.08 | 0 | 0 | 95.3851 | 6.6717 | 0 | 0 | 0 | 0 | 0 | 17.0765 | 0 | 0 | 365.4372 | 17.0765 | 0
6140 | 0 | 0 | 25.32 | 0 | 0 | 0 | 0 | 0 | 80.8025 | 768.3 | 0 | 0 | 0 | 0 | 0 | 365.44 | 84054.92 | 0 | 0 | 0 | 0 | 8.78 | 0 | 190.1 | 17.08 | 0 | 0 | 100.4054 | 5.7186 | 0 | 0 | 0 | 0 | 0 | 17.0765 | 0 | 0 | 365.4372 | 17.0765 | 0
6141 | 0 | 0 | 27.96 | 0 | 0 | 0 | 0 | 0 | 78.2093 | 687.17 | 0 | 0 | 0 | 0 | 0 | 365.44 | 83689.49 | 0 | 0 | 0 | 0 | 8.19 | 0 | 178.91 | 17.08 | 0 | 0 | 101.4095 | 4.7655 | 0 | 0 | 0 | 0 | 0 | 17.0765 | 0 | 0 | 365.4372 | 17.0765 | 0
6142 | 0 | 0 | 30.36 | 0 | 0 | 0 | 0 | 0 | 67.827 | 616.8 | 0 | 0 | 0 | 0 | 0 | 365.44 | 83324.05 | 0 | 0 | 0 | 0 | 7.52 | 0 | 166.21 | 17.08 | 0 | 0 | 94.3811 | 3.8124 | 0 | 0 | 0 | 0 | 0 | 17.0765 | 0 | 0 | 365.4372 | 17.0765 | 0
6143 | 0 | 0 | 32.3 | 0 | 0 | 0 | 0 | 0 | 55.189 | 559.55 | 0 | 0 | 0 | 0 | 0 | 365.44 | 82958.61 | 0 | 0 | 1.29 | 0 | 8.02 | 0 | 152.47 | 17.08 | 0 | 0 | 83.3365 | 2.8593 | 0 | 0 | 0 | 0 | 0 | 17.0765 | 0 | 0 | 365.4372 | 17.0765 | 0
6144 | 0 | 0 | 33.5 | 0 | 0 | 0 | 0 | 0 | 43.7078 | 514.21 | 0 | 0 | 0 | 0 | 0 | 365.44 | 82593.18 | 0 | 0 | 0 | 0 | 7.31 | 0 | 138.87 | 17.08 | 0 | 0 | 75.3041 | 1.9062 | 0 | 0 | 0 | 0 | 0 | 17.0765 | 0 | 0 | 365.4372 | 17.0765 | 0
6145 | 0 | 0 | 33.09 | 0 | 0 | 0 | 0 | 0 | 38.1455 | 474.64 | 0 | 0 | 0 | 0 | 0 | 365.44 | 82227.74 | 0 | 0 | 0 | 0 | 6.65 | 0 | 126.43 | 17.08 | 0 | 0 | 70.2838 | 0.95311 | 0 | 0 | 0 | 0 | 0 | 17.0765 | 0 | 0 | 365.4372 | 17.0765 | 0
6146 | 0 | 0 | 31.85 | 0 | 0 | 0 | 0 | 0 | 35.427 | 437.89 | 0 | 0 | 0 | 0 | 0 | 365.44 | 81862.3 | 0 | 0 | 0 | 0 | 5.92 | 0 | 112.43 | 17.08 | 0 | 0 | 67.2716 | 0 | 0 | 0 | 0 | 0 | 0 | 17.0765 | 0 | 0 | 365.4372 | 17.0765 | 0
6147 | 0 | 0 | 30.33 | 0 | 0 | 0 | 0 | 0 | 35.9379 | 400.61 | 0 | 0 | 0 | 0 | 0 | 365.44 | 81496.86 | 0 | 0 | 0 | 0 | 5.03 | 0 | 95.66 | 17.08 | 0 | 0 | 66.2676 | 0 | 0 | 0 | 0 | 0 | 0 | 17.0765 | 0 | 0 | 365.4372 | 17.0765 | 0
6148 | 0 | 0 | 27.18 | 0 | 0 | 0 | 0 | 0 | 122.9775 | 273.04 | 0 | 0 | 0 | 84.89 | 0 | 306.02 | 81190.85 | 0 | 0 | 0 | 0 | 4.1 | 0 | 77.94 | 17.08 | 0 | 0 | 65.2635 | 0 | 0 | 0 | 0 | 0 | 0 | 17.0765 | 0 | 0 | 365.4372 | 17.0765 | 0
6149 | 0 | 0 | 23.03 | 0 | 0 | 0 | 0 | 0 | 45.2502 | 226.11 | 0 | 0 | 0 | 0 | 0 | 365.44 | 80825.41 | 0 | 0 | 0 | 0 | 3.2 | 0 | 60.72 | 17.08 | 0 | 0 | 68.2757 | 0 | 0 | 0 | 0 | 0 | 0 | 17.0765 | 0 | 0 | 365.4372 | 17.0765 | 0
6150 | 0 | 0 | 18.85 | 0 | 0 | 0 | 0 | 0 | 151.483 | 68.97 | 0 | 0 | 0 | 96.08 | 0 | 298.18 | 80527.23 | 0 | 0 | 0 | 0 | 2.27 | 0 | 43.07 | 17.08 | 0 | 0 | 73.296 | 0.95311 | 0 | 0 | 0 | 0 | 0 | 17.0765 | 0 | 0 | 365.4372 | 17.0765 | 0
6151 | 0 | 0 | 15.06 | 0 | 0 | 0 | 0 | 0 | 65.1664 | 1.37 | 0 | 0 | 0 | 0 | 0 | 365.44 | 80161.8 | 0 | 0 | 0 | 0 | 1.37 | 0 | 26.02 | 17.08 | 0 | 0 | 78.3162 | 1.9062 | 0 | 0 | 0 | 0 | 0 | 17.0765 | 0 | 0 | 365.4372 | 17.0765 | 0
6152 | 22.42 | 954.06 | 12.09 | 0 | 0 | 0 | 0 | 0 | 0 | 1.37 | 0 | 0 | 0 | 901.42 | 265.56 | 0 | 80427.35 | 0 | 0 | 0 | 0 | 0.55 | 0 | 10.4 | 17.08 | 0 | 0 | 83.3365 | 3.8124 | 0 | 0 | 0 | 0 | 0 | 17.0765 | 0 | 0 | 365.4372 | 17.0765 | 0
6153 | 29.35 | 1177.57 | 10.13 | 0 | 0 | 0 | 0 | 0 | 1.3207 | 0 | 0 | 0 | 0 | 1126.31 | 422.98 | 0 | 80850.33 | 0 | 0 | 0 | 0 | 0 | 0 | 0 | 17.08 | 0 | 0 | 86.3487 | 5.7186 | 0 | 0 | 0 | 0 | 0 | 17.0765 | 0 | 0 | 365.4372 | 17.0765 | 0
6154 | 39.65 | 1466.12 | 9.52 | 0 | 0 | 0 | 0 | 20.17 | 0 | 19.44 | 0 | 0 | 0 | 1377.96 | 599.13 | 0 | 81449.47 | 0 | 0 | 1.2 | 0 | 0.71 | 24.8 | 15.48 | 17.08 | 0 | 0 | 87.3527 | 3.8124 | 0 | 0 | 0 | 0 | 0 | 17.0765 | 0 | 0 | 365.4372 | 17.0765 | 0
6155 | 46.72 | 1639.23 | 9.87 | 0 | 0 | 0 | 0 | 157.14 | 0 | 170.92 | 0 | 0 | 0 | 1377.96 | 599.13 | 0 | 82048.6 | 0 | 0 | 1.18 | 0 | 1.49 | 39.62 | 46.44 | 17.08 | 28.75 | 0 | 87.3527 | 3.8124 | 0 | 0 | 0 | 0 | 0 | 17.0765 | 0 | 0 | 365.4372 | 17.0765 | 0
6156 | 49.94 | 1712.29 | 10.84 | 0 | 0 | 0 | 0 | 157.14 | 0 | 322.4 | 0 | 0 | 0 | 1377.96 | 599.13 | 0 | 82647.73 | 0 | 0 | 1.19 | 0 | 2.43 | 39.7 | 80.72 | 17.08 | 107.93 | 0 | 85.3446 | 3.8124 | 0 | 0 | 0 | 0 | 0 | 17.0765 | 0 | 0 | 365.4372 | 17.0765 | 0
6157 | 51.69 | 1750.71 | 11.75 | 0 | 0 | 0 | 0 | 157.14 | 0 | 473.89 | 0 | 0 | 0 | 1377.96 | 599.13 | 0 | 83246.86 | 0 | 0 | 1.2 | 0 | 3.48 | 40.31 | 117.2 | 17.08 | 148.43 | 0 | 84.3406 | 4.7655 | 0 | 0 | 0 | 0 | 0 | 17.0765 | 0 | 0 | 365.4372 | 17.0765 | 0
6158 | 52.48 | 1767.8 | 12.58 | 0 | 0 | 0 | 0 | 157.14 | 0 | 625.37 | 0 | 0 | 0 | 1377.96 | 599.13 | 0 | 83846 | 0 | 0 | 1.18 | 0 | 4.54 | 39.49 | 153.54 | 17.08 | 170.01 | 0 | 82.3324 | 4.7655 | 0 | 0 | 0 | 0 | 0 | 17.0765 | 0 | 0 | 365.4372 | 17.0765 | 0
6159 | 49.4 | 1700.43 | 13.62 | 0 | 0 | 0 | 0 | 0 | 0 | 625.37 | 0 | 0 | 0 | 1377.96 | 599.13 | 0 | 84445.13 | 0 | 0 | 1.13 | 0 | 5.55 | 38.02 | 188.38 | 17.08 | 259.25 | 0 | 82.3324 | 4.7655 | 0 | 0 | 0 | 0 | 0 | 17.0765 | 0 | 0 | 365.4372 | 17.0765 | 0
6160 | 45.55 | 1611.69 | 15.8 | 0 | 0 | 0 | 0 | 157.14 | 0 | 776.85 | 0 | 0 | 0 | 1377.96 | 599.13 | 0 | 85044.26 | 0 | 0 | 1.12 | 0 | 6.56 | 37.52 | 223.14 | 17.08 | 11.2 | 0 | 83.3365 | 4.7655 | 0 | 0 | 0 | 0 | 0 | 17.0765 | 0 | 0 | 365.4372 | 17.0765 | 0
6161 | 40.81 | 1495.68 | 17.94 | 0 | 0 | 0 | 0 | 67.11 | 0 | 841.54 | 0 | 0 | 0 | 1377.96 | 599.13 | 0 | 85643.4 | 0 | 0 | 1.13 | 0 | 7.6 | 0 | 222.48 | 17.08 | 17.17 | 0 | 85.3446 | 5.7186 | 0 | 0 | 0 | 0 | 0 | 17.0765 | 0 | 0 | 365.4372 | 17.0765 | 0
6162 | 43.32 | 1558.12 | 19.31 | 0 | 0 | 0 | 0 | 110.09 | 0 | 947.67 | 0 | 0 | 0 | 1377.96 | 599.13 | 0 | 86242.53 | 0 | 0 | 1.12 | 0 | 8.5 | 37.55 | 255.08 | 17.08 | 0 | 0 | 87.3527 | 6.6717 | 0 | 0 | 0 | 0 | 0 | 17.0765 | 0 | 0 | 365.4372 | 17.0765 | 0
6163 | 15.81 | 714.18 | 19.96 | 0 | 0 | 0 | 0 | 0 | 0 | 947.67 | 0 | 0 | 0 | 650.49 | 89.91 | 0 | 86332.44 | 0 | 0 | 0.41 | 0 | 8.51 | 0 | 247.68 | 17.08 | 0 | 0 | 92.373 | 6.6717 | 0 | 0 | 0 | 0 | 0 | 17.0765 | 0 | 0 | 365.4372 | 17.0765 | 0
6164 | 0 | 0 | 19.87 | 0 | 0 | 0 | 0 | 0 | 85.3911 | 859.09 | 0 | 0 | 0 | 0 | 0 | 365.44 | 85967 | 0 | 0 | 1.15 | 0 | 9.13 | 0 | 238.66 | 17.08 | 0 | 0 | 98.3973 | 5.7186 | 0 | 0 | 0 | 0 | 0 | 17.0765 | 0 | 0 | 365.4372 | 17.0765 | 0
6165 | 0 | 0 | 19.99 | 0 | 0 | 0 | 0 | 0 | 84.1765 | 771.77 | 0 | 0 | 0 | 0 | 0 | 365.44 | 85601.56 | 0 | 0 | 0 | 0 | 8.54 | 0 | 227.46 | 17.08 | 0 | 0 | 99.4014 | 4.7655 | 0 | 0 | 0 | 0 | 0 | 17.0765 | 0 | 0 | 365.4372 | 17.0765 | 0
6166 | 0 | 0 | 20.08 | 0 | 0 | 0 | 0 | 0 | 77.1104 | 691.78 | 0 | 0 | 0 | 0 | 0 | 365.44 | 85236.13 | 0 | 0 | 0 | 0 | 7.87 | 0 | 214.76 | 17.08 | 0 | 0 | 93.377 | 3.8124 | 0 | 0 | 0 | 0 | 0 | 17.0765 | 0 | 0 | 365.4372 | 17.0765 | 0
6167 | 0 | 0 | 20.66 | 0 | 0 | 0 | 0 | 0 | 64.5302 | 624.84 | 0 | 0 | 0 | 0 | 0 | 365.44 | 84870.69 | 0 | 0 | 0 | 0 | 7.15 | 0 | 201.02 | 17.08 | 0 | 0 | 82.3324 | 2.8593 | 0 | 0 | 0 | 0 | 0 | 17.0765 | 0 | 0 | 365.4372 | 17.0765 | 0
6168 | 0 | 0 | 21.3 | 0 | 0 | 0 | 0 | 0 | 53.9069 | 568.92 | 0 | 0 | 0 | 0 | 0 | 365.44 | 84505.25 | 0 | 0 | 0 | 0 | 6.43 | 0 | 187.42 | 17.08 | 0 | 0 | 73.296 | 1.9062 | 0 | 0 | 0 | 0 | 0 | 17.0765 | 0 | 0 | 365.4372 | 17.0765 | 0
6169 | 0 | 0 | 20.95 | 0 | 0 | 0 | 0 | 0 | 50.6582 | 516.37 | 0 | 0 | 0 | 0 | 0 | 365.44 | 84139.82 | 0 | 0 | 1.37 | 0 | 7.08 | 0 | 174.98 | 17.08 | 0 | 0 | 69.2797 | 0.95311 | 0 | 0 | 0 | 0 | 0 | 17.0765 | 0 | 0 | 365.4372 | 17.0765 | 0
6170 | 0 | 0 | 20.06 | 0 | 0 | 0 | 0 | 0 | 151.483 | 359.24 | 0 | 0 | 0 | 106.27 | 0 | 291.05 | 83848.77 | 0 | 0 | 0 | 0 | 6.34 | 0 | 160.98 | 17.08 | 0 | 0 | 65.2635 | 0 | 0 | 0 | 0 | 0 | 0 | 17.0765 | 0 | 0 | 365.4372 | 17.0765 | 0
6171 | 0 | 0 | 19.18 | 0 | 0 | 0 | 0 | 0 | 45.0863 | 312.47 | 0 | 0 | 0 | 0 | 0 | 365.44 | 83483.33 | 0 | 0 | 0 | 0 | 5.46 | 0 | 144.21 | 17.08 | 0 | 0 | 64.2595 | 0 | 0 | 0 | 0 | 0 | 0 | 17.0765 | 0 | 0 | 365.4372 | 17.0765 | 0
6172 | 0 | 0 | 16.43 | 0 | 0 | 0 | 0 | 0 | 48.8362 | 261.81 | 0 | 0 | 0 | 0 | 0 | 365.44 | 83117.89 | 0 | 0 | 0 | 0 | 4.53 | 0 | 126.49 | 17.08 | 0 | 0 | 65.2635 | 0 | 0 | 0 | 0 | 0 | 0 | 17.0765 | 0 | 0 | 365.4372 | 17.0765 | 0
6173 | 0 | 0 | 12.77 | 0 | 0 | 0 | 0 | 0 | 56.5097 | 203.19 | 0 | 0 | 0 | 0 | 0 | 365.44 | 82752.46 | 0 | 0 | 0 | 0 | 3.62 | 0 | 109.27 | 17.08 | 0 | 0 | 69.2797 | 0 | 0 | 0 | 0 | 0 | 0 | 17.0765 | 0 | 0 | 365.4372 | 17.0765 | 0
6174 | 0 | 0 | 9.58 | 0 | 0 | 0 | 0 | 0 | 72.5506 | 127.94 | 0 | 0 | 0 | 7.88 | 0 | 359.92 | 82392.54 | 0 | 0 | 0 | 0 | 2.69 | 0 | 91.62 | 17.08 | 0 | 0 | 73.296 | 0.95311 | 0 | 0 | 0 | 0 | 0 | 17.0765 | 0 | 0 | 365.4372 | 17.0765 | 0
6175 | 0 | 0 | 7.2 | 0 | 0 | 0 | 0 | 0 | 73.0134 | 52.19 | 0 | 0 | 0 | 0 | 0 | 365.44 | 82027.1 | 0 | 0 | 0 | 0 | 1.79 | 0 | 74.57 | 17.08 | 0 | 0 | 78.3162 | 1.9062 | 0 | 0 | 0 | 0 | 0 | 17.0765 | 0 | 0 | 365.4372 | 17.0765 | 0
6176 | 6.31 | 312.65 | 5.36 | 0 | 0 | 0 | 0 | 0 | 0 | 52.19 | 0 | 0 | 0 | 237.17 | 0 | 199.42 | 81827.68 | 0 | 0 | 0 | 0 | 0.97 | 0 | 58.95 | 17.08 | 0 | 0 | 83.3365 | 3.8124 | 0 | 0 | 0 | 0 | 0 | 17.0765 | 0 | 0 | 365.4372 | 17.0765 | 0
6177 | 21.8 | 932.69 | 4.17 | 0 | 0 | 0 | 0 | 0 | 0 | 52.19 | 0 | 0 | 0 | 866.59 | 241.18 | 0 | 82068.86 | 0 | 0 | 0 | 0 | 0.43 | 0 | 48.55 | 17.08 | 0 | 0 | 86.3487 | 5.7186 | 0 | 0 | 0 | 0 | 0 | 17.0765 | 0 | 0 | 365.4372 | 17.0765 | 0
6178 | 36.34 | 1378.22 | 4.25 | 0 | 0 | 0 | 0 | 0 | 50.3112 | 0 | 0 | 0 | 0 | 1377.96 | 599.13 | 0 | 82668 | 0 | 0 | 0 | 0 | 0 | 0 | 40.48 | 17.08 | 0 | 0 | 87.3527 | 3.8124 | 0 | 0 | 0 | 0 | 0 | 17.0765 | 0 | 0 | 365.4372 | 17.0765 | 0
6179 | 46.51 | 1634.3 | 5.5 | 0 | 0 | 0 | 0 | 40.24 | 0 | 38.79 | 0 | 0 | 0 | 1377.96 | 599.13 | 0 | 83267.13 | 0 | 0 | 1.18 | 0 | 0.77 | 39.62 | 71.44 | 17.08 | 136.15 | 0 | 87.3527 | 3.8124 | 0 | 0 | 0 | 0 | 0 | 17.0765 | 0 | 0 | 365.4372 | 17.0765 | 0
6180 | 50.75 | 1730.22 | 7.82 | 0 | 0 | 0 | 0 | 157.14 | 0 | 190.27 | 0 | 0 | 0 | 1377.96 | 599.13 | 0 | 83866.26 | 0 | 0 | 1.19 | 0 | 1.72 | 39.7 | 105.71 | 17.08 | 122.65 | 0 | 86.3487 | 3.8124 | 0 | 0 | 0 | 0 | 0 | 17.0765 | 0 | 0 | 365.4372 | 17.0765 | 0
6181 | 53.44 | 1788.3 | 11.04 | 0 | 0 | 0 | 0 | 157.14 | 0 | 341.75 | 0 | 0 | 0 | 1377.96 | 599.13 | 0 | 84465.39 | 0 | 0 | 1.2 | 0 | 2.76 | 40.31 | 142.19 | 17.08 | 187.07 | 0 | 84.3406 | 4.7655 | 0 | 0 | 0 | 0 | 0 | 17.0765 | 0 | 0 | 365.4372 | 17.0765 | 0
6182 | 55.4 | 1829.18 | 14.26 | 0 | 0 | 0 | 0 | 157.14 | 0 | 493.23 | 0 | 0 | 0 | 1377.96 | 599.13 | 0 | 85064.53 | 0 | 0 | 1.18 | 0 | 3.82 | 39.49 | 178.54 | 17.08 | 235.98 | 0 | 82.3324 | 4.7655 | 0 | 0 | 0 | 0 | 0 | 17.0765 | 0 | 0 | 365.4372 | 17.0765 | 0
6183 | 53.73 | 1794.29 | 16.45 | 0 | 0 | 0 | 0 | 157.14 | 0 | 644.71 | 0 | 0 | 0 | 1377.96 | 599.13 | 0 | 85663.66 | 0 | 0 | 1.13 | 0 | 4.83 | 0 | 177.26 | 17.08 | 241.14 | 0 | 82.3324 | 4.7655 | 0 | 0 | 0 | 0 | 0 | 17.0765 | 0 | 0 | 365.4372 | 17.0765 | 0
6184 | 51.65 | 1750 | 17.18 | 0 | 0 | 0 | 0 | 0 | 0 | 644.71 | 0 | 0 | 0 | 1377.96 | 599.13 | 0 | 86262.79 | 0 | 0 | 1.12 | 0 | 5.85 | 37.52 | 212.02 | 17.08 | 314.14 | 0 | 83.3365 | 4.7655 | 0 | 0 | 0 | 0 | 0 | 17.0765 | 0 | 0 | 365.4372 | 17.0765 | 0
6185 | 49.01 | 1691.62 | 16.91 | 0 | 0 | 0 | 0 | 157.14 | 0 | 796.19 | 0 | 0 | 0 | 1377.96 | 599.13 | 0 | 86861.93 | 0 | 0 | 1.13 | 0 | 6.89 | 37.78 | 247.25 | 17.08 | 92.48 | 0 | 85.3446 | 5.7186 | 0 | 0 | 0 | 0 | 0 | 17.0765 | 0 | 0 | 365.4372 | 17.0765 | 0
6186 | 53.29 | 1784.97 | 16.37 | 0 | 0 | 0 | 0 | 157.14 | 0 | 947.67 | 0 | 0 | 0 | 1377.96 | 599.13 | 0 | 87461.06 | 0 | 0 | 1.12 | 0 | 7.79 | 37.55 | 279.85 | 17.08 | 186.82 | 0 | 87.3527 | 6.6717 | 0 | 0 | 0 | 0 | 0 | 17.0765 | 0 | 0 | 365.4372 | 17.0765 | 0
6187 | 21.96 | 938.12 | 15.79 | 0 | 0 | 0 | 0 | 0 | 0 | 947.67 | 0 | 0 | 0 | 875.93 | 247.71 | 0 | 87708.77 | 0 | 0 | 0.89 | 0 | 8.25 | 0 | 272.45 | 17.08 | 0 | 0 | 92.373 | 6.6717 | 0 | 0 | 0 | 0 | 0 | 17.0765 | 0 | 0 | 365.4372 | 17.0765 | 0
6188 | 0 | 0 | 15.2 | 0 | 0 | 0 | 0 | 0 | 89.0543 | 855.29 | 0 | 0 | 0 | 0 | 0 | 365.44 | 87343.33 | 0 | 0 | 0.14 | 0 | 7.91 | 0 | 263.43 | 17.08 | 0 | 0 | 98.3973 | 5.7186 | 0 | 0 | 0 | 0 | 0 | 17.0765 | 0 | 0 | 365.4372 | 17.0765 | 0
6189 | 0 | 0 | 15.14 | 0 | 0 | 0 | 0 | 0 | 89.0254 | 762.94 | 0 | 0 | 0 | 0 | 0 | 365.44 | 86977.9 | 0 | 0 | 0 | 0 | 7.32 | 0 | 252.23 | 17.08 | 0 | 0 | 99.4014 | 4.7655 | 0 | 0 | 0 | 0 | 0 | 17.0765 | 0 | 0 | 365.4372 | 17.0765 | 0
6190 | 0 | 0 | 15.4 | 0 | 0 | 0 | 0 | 0 | 83.0679 | 676.77 | 0 | 0 | 0 | 0 | 0 | 365.44 | 86612.46 | 0 | 0 | 1.27 | 0 | 7.86 | 0 | 239.53 | 17.08 | 0 | 0 | 93.377 | 3.8124 | 0 | 0 | 0 | 0 | 0 | 17.0765 | 0 | 0 | 365.4372 | 17.0765 | 0
6191 | 0 | 0 | 15.7 | 0 | 0 | 0 | 0 | 0 | 69.4851 | 604.69 | 0 | 0 | 0 | 0 | 0 | 365.44 | 86247.02 | 0 | 0 | 0 | 0 | 7.14 | 0 | 225.79 | 17.08 | 0 | 0 | 82.3324 | 2.8593 | 0 | 0 | 0 | 0 | 0 | 17.0765 | 0 | 0 | 365.4372 | 17.0765 | 0
6192 | 0 | 0 | 15.38 | 0 | 0 | 0 | 0 | 0 | 59.8258 | 542.63 | 0 | 0 | 0 | 0 | 0 | 365.44 | 85881.59 | 0 | 0 | 0 | 0 | 6.42 | 0 | 212.19 | 17.08 | 0 | 0 | 73.296 | 1.9062 | 0 | 0 | 0 | 0 | 0 | 17.0765 | 0 | 0 | 365.4372 | 17.0765 | 0
6193 | 0 | 0 | 14.24 | 0 | 0 | 0 | 0 | 0 | 55.9988 | 484.54 | 0 | 0 | 0 | 0 | 0 | 365.44 | 85516.15 | 0 | 0 | 0 | 0 | 5.77 | 0 | 199.75 | 17.08 | 0 | 0 | 69.2797 | 0.95311 | 0 | 0 | 0 | 0 | 0 | 17.0765 | 0 | 0 | 365.4372 | 17.0765 | 0
6194 | 0 | 0 | 13.08 | 0 | 0 | 0 | 0 | 0 | 53.5598 | 428.98 | 0 | 0 | 0 | 0 | 0 | 365.44 | 85150.71 | 0 | 0 | 1.38 | 0 | 6.34 | 0 | 185.75 | 17.08 | 0 | 0 | 65.2635 | 0 | 0 | 0 | 0 | 0 | 0 | 17.0765 | 0 | 0 | 365.4372 | 17.0765 | 0
6195 | 0 | 0 | 12.18 | 0 | 0 | 0 | 0 | 0 | 151.483 | 271.84 | 0 | 0 | 0 | 99.4 | 0 | 295.86 | 84854.85 | 0 | 0 | 0 | 0 | 5.46 | 0 | 168.98 | 17.08 | 0 | 0 | 64.2595 | 0 | 0 | 0 | 0 | 0 | 0 | 17.0765 | 0 | 0 | 365.4372 | 17.0765 | 0
6196 | 0 | 0 | 10.8 | 0 | 0 | 0 | 0 | 0 | 54.466 | 215.34 | 0 | 0 | 0 | 0 | 0 | 365.44 | 84489.42 | 0 | 0 | 0 | 0 | 4.53 | 0 | 151.26 | 17.08 | 0 | 0 | 65.2635 | 0 | 0 | 0 | 0 | 0 | 0 | 17.0765 | 0 | 0 | 365.4372 | 17.0765 | 0
6197 | 0 | 0 | 9.27 | 0 | 0 | 0 | 0 | 0 | 62.0238 | 151.01 | 0 | 0 | 0 | 0 | 0 | 365.44 | 84123.98 | 0 | 0 | 0 | 0 | 3.62 | 0 | 134.04 | 17.08 | 0 | 0 | 71.2878 | 0 | 0 | 0 | 0 | 0 | 0 | 17.0765 | 0 | 0 | 365.4372 | 17.0765 | 0
6198 | 0 | 0 | 7.91 | 0 | 0 | 0 | 0 | 0 | 68.3476 | 80.1 | 0 | 0 | 0 | 0 | 0 | 365.44 | 83758.54 | 0 | 0 | 0 | 0 | 2.69 | 0 | 116.39 | 17.08 | 0 | 0 | 75.3041 | 0.95311 | 0 | 0 | 0 | 0 | 0 | 17.0765 | 0 | 0 | 365.4372 | 17.0765 | 0
6199 | 0 | 0 | 6.74 | 0 | 0 | 0 | 0 | 0 | 75.4908 | 1.79 | 0 | 0 | 0 | 0 | 0 | 365.44 | 83393.11 | 0 | 0 | 0 | 0 | 1.79 | 0 | 99.34 | 17.08 | 0 | 0 | 80.3243 | 1.9062 | 0 | 0 | 0 | 0 | 0 | 17.0765 | 0 | 0 | 365.4372 | 17.0765 | 0
6200 | 10.18 | 484.99 | 5.09 | 0 | 0 | 0 | 0 | 0 | 0.79048 | 0.97 | 0 | 0 | 0 | 411.89 | 0 | 77.11 | 83315.99 | 0 | 0 | 0 | 0 | 0.97 | 0 | 83.72 | 17.08 | 0 | 0 | 85.3446 | 3.8124 | 0 | 0 | 0 | 0 | 0 | 17.0765 | 0 | 0 | 365.4372 | 17.0765 | 0
6201 | 25.02 | 1041.06 | 3.46 | 0 | 0 | 0 | 0 | 0 | 0 | 0.97 | 0 | 0 | 0 | 974.46 | 316.68 | 0 | 83632.68 | 0 | 0 | 0 | 0 | 0.43 | 0 | 73.32 | 17.08 | 0 | 0 | 89.3608 | 5.7186 | 0 | 0 | 0 | 0 | 0 | 17.0765 | 0 | 0 | 365.4372 | 17.0765 | 0
6202 | 37.2 | 1401.52 | 2.81 | 0 | 0 | 0 | 0 | 0 | 0.93508 | 0 | 0 | 0 | 0 | 1348.29 | 578.36 | 0 | 84211.04 | 0 | 0 | 0 | 0 | 0 | 0 | 65.25 | 17.08 | 0 | 0 | 90.3649 | 3.8124 | 0 | 0 | 0 | 0 | 0 | 17.0765 | 0 | 0 | 365.4372 | 17.0765 | 0
6203 | 46 | 1622.3 | 2.63 | 0 | 0 | 0 | 0 | 156.97 | 0 | 151.32 | 0 | 0 | 0 | 1377.96 | 599.13 | 0 | 84810.18 | 0 | 0 | 1.18 | 0 | 0.77 | 39.62 | 96.21 | 17.08 | 0 | 0 | 91.3689 | 3.8124 | 0 | 0 | 0 | 0 | 0 | 17.0765 | 0 | 0 | 365.4372 | 17.0765 | 0
6204 | 50.07 | 1715.2 | 2.67 | 0 | 0 | 0 | 0 | 40.4 | 0 | 190.27 | 0 | 0 | 0 | 1377.96 | 599.13 | 0 | 85409.31 | 0 | 0 | 1.19 | 0 | 1.72 | 39.7 | 130.48 | 17.08 | 214.52 | 0 | 90.3649 | 3.8124 | 0 | 0 | 0 | 0 | 0 | 17.0765 | 0 | 0 | 365.4372 | 17.0765 | 0
6205 | 52.18 | 1761.29 | 3.06 | 0 | 0 | 0 | 0 | 157.14 | 0 | 341.75 | 0 | 0 | 0 | 1377.96 | 599.13 | 0 | 86008.44 | 0 | 0 | 1.2 | 0 | 2.76 | 0 | 128.66 | 17.08 | 186.11 | 0 | 89.3608 | 4.7655 | 0 | 0 | 0 | 0 | 0 | 17.0765 | 0 | 0 | 365.4372 | 17.0765 | 0
6206 | 53.3 | 1785.3 | 3.98 | 0 | 0 | 0 | 0 | 157.14 | 0 | 493.23 | 0 | 0 | 0 | 1377.96 | 599.13 | 0 | 86607.57 | 0 | 0 | 1.18 | 0 | 3.82 | 39.49 | 165.01 | 17.08 | 173.7 | 0 | 88.3568 | 4.7655 | 0 | 0 | 0 | 0 | 0 | 17.0765 | 0 | 0 | 365.4372 | 17.0765 | 0
6207 | 52.07 | 1758.96 | 5.47 | 0 | 0 | 0 | 0 | 157.14 | 0 | 644.71 | 0 | 0 | 0 | 1377.96 | 599.13 | 0 | 87206.71 | 0 | 0 | 1.13 | 0 | 4.83 | 38.02 | 199.84 | 17.08 | 149.14 | 0 | 88.3568 | 4.7655 | 0 | 0 | 0 | 0 | 0 | 17.0765 | 0 | 0 | 365.4372 | 17.0765 | 0
6208 | 50.6 | 1727.05 | 7.1 | 0 | 0 | 0 | 0 | 157.14 | 0 | 796.19 | 0 | 0 | 0 | 1377.96 | 599.13 | 0 | 87805.84 | 0 | 0 | 1.12 | 0 | 5.85 | 37.52 | 234.6 | 17.08 | 116.9 | 0 | 89.3608 | 4.7655 | 0 | 0 | 0 | 0 | 0 | 17.0765 | 0 | 0 | 365.4372 | 17.0765 | 0
6209 | 48.95 | 1690.28 | 8.6 | 0 | 0 | 0 | 0 | 0 | 0 | 796.19 | 0 | 0 | 0 | 1377.96 | 599.13 | 0 | 88404.97 | 0 | 0 | 1.13 | 0 | 6.89 | 37.78 | 269.84 | 17.08 | 234.88 | 0 | 90.3649 | 5.7186 | 0 | 0 | 0 | 0 | 0 | 17.0765 | 0 | 0 | 365.4372 | 17.0765 | 0
6210 | 53.2 | 1783.08 | 9.58 | 0 | 0 | 0 | 0 | 157.14 | 0 | 947.67 | 0 | 0 | 0 | 1377.96 | 599.13 | 0 | 89004.11 | 0 | 0 | 1.12 | 0 | 7.79 | 0 | 266.76 | 17.08 | 210.59 | 0 | 92.373 | 6.6717 | 0 | 0 | 0 | 0 | 0 | 17.0765 | 0 | 0 | 365.4372 | 17.0765 | 0
6211 | 21.99 | 939.32 | 9.96 | 0 | 0 | 0 | 0 | 0 | 0 | 947.67 | 0 | 0 | 0 | 867.08 | 241.52 | 0 | 89245.62 | 0 | 0 | 1.13 | 0 | 8.48 | 0 | 259.36 | 17.08 | 0 | 0 | 96.3892 | 6.6717 | 0 | 0 | 0 | 0 | 0 | 17.0765 | 0 | 0 | 365.4372 | 17.0765 | 0
6212 | 0 | 0 | 10.07 | 0 | 0 | 0 | 0 | 0 | 98.2123 | 845.79 | 0 | 0 | 0 | 0 | 0 | 365.44 | 88880.19 | 0 | 0 | 0.15 | 0 | 8.14 | 0 | 250.34 | 17.08 | 0 | 0 | 102.4135 | 5.7186 | 0 | 0 | 0 | 0 | 0 | 17.0765 | 0 | 0 | 365.4372 | 17.0765 | 0
6213 | 0 | 0 | 10.18 | 0 | 0 | 0 | 0 | 0 | 96.9977 | 745.16 | 0 | 0 | 0 | 0 | 0 | 365.44 | 88514.75 | 0 | 0 | 0 | 0 | 7.56 | 0 | 239.15 | 17.08 | 0 | 0 | 102.4135 | 4.7655 | 0 | 0 | 0 | 0 | 0 | 17.0765 | 0 | 0 | 365.4372 | 17.0765 | 0
6214 | 0 | 0 | 10.34 | 0 | 0 | 0 | 0 | 0 | 88.8519 | 652.99 | 0 | 0 | 0 | 0 | 0 | 365.44 | 88149.31 | 0 | 0 | 0 | 0 | 6.89 | 0 | 226.44 | 17.08 | 0 | 0 | 95.3851 | 3.8124 | 0 | 0 | 0 | 0 | 0 | 17.0765 | 0 | 0 | 365.4372 | 17.0765 | 0
6215 | 0 | 0 | 10.93 | 0 | 0 | 0 | 0 | 0 | 77.5634 | 572.53 | 0 | 0 | 0 | 0 | 0 | 365.44 | 87783.87 | 0 | 0 | 1.29 | 0 | 7.39 | 0 | 212.7 | 17.08 | 0 | 0 | 84.3406 | 2.8593 | 0 | 0 | 0 | 0 | 0 | 17.0765 | 0 | 0 | 365.4372 | 17.0765 | 0
6216 | 0 | 0 | 11.77 | 0 | 0 | 0 | 0 | 0 | 66.4389 | 503.61 | 0 | 0 | 0 | 0 | 0 | 365.44 | 87418.44 | 0 | 0 | 0 | 0 | 6.68 | 0 | 199.1 | 17.08 | 0 | 0 | 76.3081 | 1.9062 | 0 | 0 | 0 | 0 | 0 | 17.0765 | 0 | 0 | 365.4372 | 17.0765 | 0
6217 | 0 | 0 | 12.44 | 0 | 0 | 0 | 0 | 0 | 59.7969 | 441.58 | 0 | 0 | 0 | 0 | 0 | 365.44 | 87053 | 0 | 0 | 0 | 0 | 6.02 | 0 | 186.66 | 17.08 | 0 | 0 | 71.2878 | 0.95311 | 0 | 0 | 0 | 0 | 0 | 17.0765 | 0 | 0 | 365.4372 | 17.0765 | 0
6218 | 0 | 0 | 12.89 | 0 | 0 | 0 | 0 | 0 | 55.3818 | 384.12 | 0 | 0 | 0 | 0 | 0 | 365.44 | 86687.56 | 0 | 0 | 0 | 0 | 5.29 | 0 | 172.67 | 17.08 | 0 | 0 | 68.2757 | 0 | 0 | 0 | 0 | 0 | 0 | 17.0765 | 0 | 0 | 365.4372 | 17.0765 | 0
6219 | 0 | 0 | 13.28 | 0 | 0 | 0 | 0 | 0 | 53.9936 | 328.12 | 0 | 0 | 0 | 0 | 0 | 365.44 | 86322.13 | 0 | 0 | 0 | 0 | 4.4 | 0 | 155.89 | 17.08 | 0 | 0 | 67.2716 | 0 | 0 | 0 | 0 | 0 | 0 | 17.0765 | 0 | 0 | 365.4372 | 17.0765 | 0
6220 | 0 | 0 | 12.7 | 0 | 0 | 0 | 0 | 0 | 56.9628 | 269.03 | 0 | 0 | 0 | 0 | 0 | 365.44 | 85956.69 | 0 | 0 | 1.39 | 0 | 4.79 | 0 | 138.18 | 17.08 | 0 | 0 | 68.2757 | 0 | 0 | 0 | 0 | 0 | 0 | 17.0765 | 0 | 0 | 365.4372 | 17.0765 | 0
6221 | 0 | 0 | 11.31 | 0 | 0 | 0 | 0 | 0 | 60.9826 | 205.77 | 0 | 0 | 0 | 0 | 0 | 365.44 | 85591.25 | 0 | 0 | 0 | 0 | 3.88 | 0 | 120.96 | 17.08 | 0 | 0 | 72.2919 | 0 | 0 | 0 | 0 | 0 | 0 | 17.0765 | 0 | 0 | 365.4372 | 17.0765 | 0
6222 | 0 | 0 | 9.54 | 0 | 0 | 0 | 0 | 0 | 67.721 | 135.52 | 0 | 0 | 0 | 0 | 0 | 365.44 | 85225.81 | 0 | 0 | 0 | 0 | 2.95 | 0 | 103.31 | 17.08 | 0 | 0 | 76.3081 | 0.95311 | 0 | 0 | 0 | 0 | 0 | 17.0765 | 0 | 0 | 365.4372 | 17.0765 | 0
6223 | 0 | 0 | 7.84 | 0 | 0 | 0 | 0 | 0 | 75.3944 | 57.31 | 0 | 0 | 0 | 0 | 0 | 365.44 | 84860.38 | 0 | 0 | 0 | 0 | 2.05 | 0 | 86.26 | 17.08 | 0 | 0 | 81.3284 | 1.9062 | 0 | 0 | 0 | 0 | 0 | 17.0765 | 0 | 0 | 365.4372 | 17.0765 | 0
6224 | 10.03 | 478.57 | 6.23 | 0 | 0 | 0 | 0 | 0 | 0 | 57.31 | 0 | 0 | 0 | 404.67 | 0 | 82.17 | 84778.21 | 0 | 0 | 0 | 0 | 1.23 | 0 | 70.64 | 17.08 | 0 | 0 | 86.3487 | 3.8124 | 0 | 0 | 0 | 0 | 0 | 17.0765 | 0 | 0 | 365.4372 | 17.0765 | 0
6225 | 24.77 | 1032.61 | 5.01 | 0 | 0 | 0 | 0 | 0 | 54.5817 | 0.69 | 0 | 0 | 0 | 1020.89 | 349.19 | 0 | 85127.4 | 0 | 0 | 0 | 0 | 0.69 | 0 | 60.23 | 17.08 | 0 | 0 | 90.3649 | 5.7186 | 0 | 0 | 0 | 0 | 0 | 17.0765 | 0 | 0 | 365.4372 | 17.0765 | 0
6226 | 36.82 | 1391.33 | 4.57 | 0 | 0 | 0 | 0 | 0 | 0.41452 | 0.26 | 0 | 0 | 0 | 1337.94 | 571.12 | 0 | 85698.52 | 0 | 0 | 0 | 0 | 0.26 | 0 | 52.16 | 17.08 | 0 | 0 | 91.3689 | 3.8124 | 0 | 0 | 0 | 0 | 0 | 17.0765 | 0 | 0 | 365.4372 | 17.0765 | 0
6227 | 45.56 | 1612.08 | 4.58 | 0 | 0 | 0 | 0 | 147.27 | 0 | 142.23 | 0 | 0 | 0 | 1377.96 | 599.13 | 0 | 86297.65 | 0 | 0 | 1.18 | 0 | 1.03 | 39.62 | 83.12 | 17.08 | 0 | 0 | 92.373 | 3.8124 | 0 | 0 | 0 | 0 | 0 | 17.0765 | 0 | 0 | 365.4372 | 17.0765 | 0
6228 | 49.96 | 1712.87 | 4.87 | 0 | 0 | 0 | 0 | 157.14 | 0 | 293.71 | 0 | 0 | 0 | 1377.96 | 599.13 | 0 | 86896.78 | 0 | 0 | 1.19 | 0 | 1.98 | 39.7 | 117.4 | 17.08 | 96.55 | 0 | 91.3689 | 3.8124 | 0 | 0 | 0 | 0 | 0 | 17.0765 | 0 | 0 | 365.4372 | 17.0765 | 0
6229 | 52.49 | 1768.07 | 5.44 | 0 | 0 | 0 | 0 | 60.4 | 0 | 351.94 | 0 | 0 | 0 | 1377.96 | 599.13 | 0 | 87495.92 | 0 | 0 | 1.2 | 0 | 3.02 | 40.31 | 153.87 | 17.08 | 251 | 0 | 90.3649 | 4.7655 | 0 | 0 | 0 | 0 | 0 | 17.0765 | 0 | 0 | 365.4372 | 17.0765 | 0
6230 | 54.06 | 1801.27 | 6.25 | 0 | 0 | 0 | 0 | 157.14 | 0 | 503.42 | 0 | 0 | 0 | 1377.96 | 599.13 | 0 | 88095.05 | 0 | 0 | 1.18 | 0 | 4.08 | 39.49 | 190.22 | 17.08 | 191.69 | 0 | 89.3608 | 4.7655 | 0 | 0 | 0 | 0 | 0 | 17.0765 | 0 | 0 | 365.4372 | 17.0765 | 0
6231 | 51.75 | 1752.17 | 7.25 | 0 | 0 | 0 | 0 | 157.14 | 0 | 654.9 | 0 | 0 | 0 | 1377.96 | 599.13 | 0 | 88694.18 | 0 | 0 | 1.13 | 0 | 5.09 | 38.02 | 225.05 | 17.08 | 142.8 | 0 | 89.3608 | 4.7655 | 0 | 0 | 0 | 0 | 0 | 17.0765 | 0 | 0 | 365.4372 | 17.0765 | 0
6232 | 48.87 | 1688.55 | 7.18 | 0 | 0 | 0 | 0 | 157.14 | 0 | 806.38 | 0 | 0 | 0 | 1377.96 | 599.13 | 0 | 89293.32 | 0 | 0 | 1.12 | 0 | 6.11 | 0 | 224.17 | 17.08 | 113.26 | 0 | 90.3649 | 4.7655 | 0 | 0 | 0 | 0 | 0 | 17.0765 | 0 | 0 | 365.4372 | 17.0765 | 0
6233 | 45.42 | 1608.65 | 6.45 | 0 | 0 | 0 | 0 | 146.56 | 0 | 947.67 | 0 | 0 | 0 | 1377.96 | 599.13 | 0 | 89892.45 | 0 | 0 | 1.13 | 0 | 7.15 | 37.78 | 259.41 | 17.08 | 0 | 0 | 91.3689 | 5.7186 | 0 | 0 | 0 | 0 | 0 | 17.0765 | 0 | 0 | 365.4372 | 17.0765 | 0
6234 | 48.65 | 1683.48 | 5.71 | 0 | 0 | 0 | 0 | 0 | 0 | 947.67 | 0 | 0 | 0 | 1377.96 | 599.13 | 0 | 90491.58 | 0 | 0 | 1.12 | 0 | 8.05 | 37.55 | 292 | 17.08 | 221.16 | 0 | 93.377 | 6.6717 | 0 | 0 | 0 | 0 | 0 | 17.0765 | 0 | 0 | 365.4372 | 17.0765 | 0
6235 | 18.26 | 806.36 | 4.93 | 0 | 0 | 0 | 0 | 0 | 0 | 947.67 | 0 | 0 | 0 | 723.35 | 140.91 | 0 | 90632.49 | 0 | 0 | 1.13 | 0 | 8.74 | 0 | 284.61 | 17.08 | 0 | 0 | 98.3973 | 6.6717 | 0 | 0 | 0 | 0 | 0 | 17.0765 | 0 | 0 | 365.4372 | 17.0765 | 0
6236 | 0 | 0 | 4.18 | 0 | 0 | 0 | 0 | 0 | 104.9507 | 838.8 | 0 | 0 | 0 | 0 | 0 | 365.44 | 90267.05 | 0 | 0 | 0 | 0 | 8.26 | 0 | 275.58 | 17.08 | 0 | 0 | 103.4176 | 5.7186 | 0 | 0 | 0 | 0 | 0 | 17.0765 | 0 | 0 | 365.4372 | 17.0765 | 0
6237 | 0 | 0 | 3.65 | 0 | 0 | 0 | 0 | 0 | 105.5291 | 729.32 | 0 | 0 | 0 | 0 | 0 | 365.44 | 89901.61 | 0 | 0 | 0 | 0 | 7.67 | 0 | 264.39 | 17.08 | 0 | 0 | 104.4216 | 4.7655 | 0 | 0 | 0 | 0 | 0 | 17.0765 | 0 | 0 | 365.4372 | 17.0765 | 0
6238 | 0 | 0 | 4.01 | 0 | 0 | 0 | 0 | 0 | 96.1879 | 629.55 | 0 | 0 | 0 | 0 | 0 | 365.44 | 89536.18 | 0 | 0 | 0 | 0 | 7 | 0 | 251.68 | 17.08 | 0 | 0 | 96.3892 | 3.8124 | 0 | 0 | 0 | 0 | 0 | 17.0765 | 0 | 0 | 365.4372 | 17.0765 | 0
6239 | 0 | 0 | 5.03 | 0 | 0 | 0 | 0 | 0 | 83.1739 | 543.27 | 0 | 0 | 0 | 0 | 0 | 365.44 | 89170.74 | 0 | 0 | 0 | 0 | 6.28 | 0 | 237.94 | 17.08 | 0 | 0 | 85.3446 | 2.8593 | 0 | 0 | 0 | 0 | 0 | 17.0765 | 0 | 0 | 365.4372 | 17.0765 | 0
6240 | 0 | 0 | 6.35 | 0 | 0 | 0 | 0 | 0 | 72.8688 | 467.67 | 0 | 0 | 0 | 0 | 0 | 365.44 | 88805.3 | 0 | 0 | 0 | 0 | 5.56 | 0 | 224.34 | 17.08 | 0 | 0 | 77.3122 | 1.9062 | 0 | 0 | 0 | 0 | 0 | 17.0765 | 0 | 0 | 365.4372 | 17.0765 | 0
6241 | 0 | 0 | 7.77 | 0 | 0 | 0 | 0 | 0 | 65.4749 | 399.75 | 0 | 0 | 0 | 0 | 0 | 365.44 | 88439.87 | 0 | 0 | 0 | 0 | 4.91 | 0 | 211.91 | 17.08 | 0 | 0 | 72.2919 | 0.95311 | 0 | 0 | 0 | 0 | 0 | 17.0765 | 0 | 0 | 365.4372 | 17.0765 | 0
6242 | 0 | 0 | 9.33 | 0 | 0 | 0 | 0 | 0 | 59.9512 | 337.56 | 0 | 0 | 0 | 0 | 0 | 365.44 | 88074.43 | 0 | 0 | 0 | 0 | 4.17 | 0 | 197.91 | 17.08 | 0 | 0 | 69.2797 | 0 | 0 | 0 | 0 | 0 | 0 | 17.0765 | 0 | 0 | 365.4372 | 17.0765 | 0
6243 | 0 | 0 | 10.82 | 0 | 0 | 0 | 0 | 0 | 57.4544 | 277.96 | 0 | 0 | 0 | 0 | 0 | 365.44 | 87708.99 | 0 | 0 | 0 | 0 | 3.29 | 0 | 181.13 | 17.08 | 0 | 0 | 68.2757 | 0 | 0 | 0 | 0 | 0 | 0 | 17.0765 | 0 | 0 | 365.4372 | 17.0765 | 0
6244 | 0 | 0 | 10.8 | 0 | 0 | 0 | 0 | 0 | 58.4762 | 217.29 | 0 | 0 | 0 | 0 | 0 | 365.44 | 87343.55 | 0 | 0 | 0 | 0 | 2.36 | 0 | 163.42 | 17.08 | 0 | 0 | 69.2797 | 0 | 0 | 0 | 0 | 0 | 0 | 17.0765 | 0 | 0 | 365.4372 | 17.0765 | 0
6245 | 0 | 0 | 9.82 | 0 | 0 | 0 | 0 | 0 | 62.8624 | 152.08 | 0 | 0 | 0 | 0 | 0 | 365.44 | 86978.12 | 0 | 0 | 0.4 | 0 | 1.83 | 0 | 146.2 | 17.08 | 0 | 0 | 72.2919 | 0 | 0 | 0 | 0 | 0 | 0 | 17.0765 | 0 | 0 | 365.4372 | 17.0765 | 0
6246 | 0 | 0 | 8.65 | 0 | 0 | 0 | 0 | 0 | 69.6104 | 79.87 | 0 | 0 | 0 | 0 | 0 | 365.44 | 86612.68 | 0 | 0 | 0 | 0 | 0.9 | 0 | 128.55 | 17.08 | 0 | 0 | 77.3122 | 0.95311 | 0 | 0 | 0 | 0 | 0 | 17.0765 | 0 | 0 | 365.4372 | 17.0765 | 0
6247 | 0 | 0 | 7.25 | 0 | 0 | 0 | 0 | 0 | 76.9947 | 0 | 0 | 0 | 0 | 0 | 0 | 365.44 | 86247.24 | 0 | 0 | 0 | 0 | 0 | 0 | 111.5 | 17.08 | 0 | 0 | 82.3324 | 1.9062 | 0 | 0 | 0 | 0 | 0 | 17.0765 | 0 | 0 | 365.4372 | 17.0765 | 0
6248 | 9.58 | 459.16 | 6 | 0 | 0 | 0 | 0 | 0 | 0 | 0 | 0 | 0 | 0 | 383.71 | 0 | 96.84 | 86150.4 | 0 | 0 | 0.87 | 0 | 0 | 0 | 95.88 | 17.08 | 0 | 0 | 86.3487 | 3.8124 | 0 | 0 | 0 | 0 | 0 | 17.0765 | 0 | 0 | 365.4372 | 17.0765 | 0
6249 | 24.03 | 1008.24 | 5.07 | 0 | 0 | 0 | 0 | 0 | 0 | 0 | 0 | 0 | 0 | 940.67 | 293.03 | 0 | 86443.44 | 0 | 0 | 0.58 | 0 | 0 | 0 | 85.48 | 17.08 | 0 | 0 | 90.3649 | 5.7186 | 0 | 0 | 0 | 0 | 0 | 17.0765 | 0 | 0 | 365.4372 | 17.0765 | 0
6250 | 35.81 | 1363.97 | 4.84 | 0 | 0 | 0 | 0 | 0 | 0 | 0 | 0 | 0 | 0 | 1309 | 550.86 | 0 | 86994.3 | 0 | 0 | 0.45 | 0 | 0 | 0 | 77.4 | 17.08 | 0 | 0 | 91.3689 | 3.8124 | 0 | 0 | 0 | 0 | 0 | 17.0765 | 0 | 0 | 365.4372 | 17.0765 | 0
6251 | 44.55 | 1588.03 | 5.02 | 0 | 0 | 0 | 0 | 122.65 | 0 | 118.24 | 0 | 0 | 0 | 1377.96 | 599.13 | 0 | 87593.43 | 0 | 0 | 1.18 | 0 | 0.77 | 39.62 | 108.36 | 17.08 | 0 | 0 | 92.373 | 3.8124 | 0 | 0 | 0 | 0 | 0 | 17.0765 | 0 | 0 | 365.4372 | 17.0765 | 0
6252 | 47.08 | 1647.56 | 5.35 | 0 | 0 | 0 | 0 | 157.14 | 0 | 269.72 | 0 | 0 | 0 | 1377.96 | 599.13 | 0 | 88192.56 | 0 | 0 | 1.19 | 0 | 1.72 | 39.7 | 142.64 | 17.08 | 28.84 | 0 | 91.3689 | 3.8124 | 0 | 0 | 0 | 0 | 0 | 17.0765 | 0 | 0 | 365.4372 | 17.0765 | 0
6253 | 47.48 | 1656.89 | 5.94 | 0 | 0 | 0 | 0 | 157.14 | 0 | 421.2 | 0 | 0 | 0 | 1377.96 | 599.13 | 0 | 88791.7 | 0 | 0 | 1.2 | 0 | 2.76 | 40.31 | 179.12 | 17.08 | 38.57 | 0 | 90.3649 | 4.7655 | 0 | 0 | 0 | 0 | 0 | 17.0765 | 0 | 0 | 365.4372 | 17.0765 | 0
6254 | 46.38 | 1631.18 | 6.62 | 0 | 0 | 0 | 0 | 0 | 0 | 421.2 | 0 | 0 | 0 | 1377.96 | 599.13 | 0 | 89390.83 | 0 | 0 | 1.18 | 0 | 3.82 | 39.49 | 215.46 | 17.08 | 171.43 | 0 | 89.3608 | 4.7655 | 0 | 0 | 0 | 0 | 0 | 17.0765 | 0 | 0 | 365.4372 | 17.0765 | 0
6255 | 45.93 | 1620.74 | 7.42 | 0 | 0 | 0 | 0 | 157.14 | 0 | 572.68 | 0 | 0 | 0 | 1377.96 | 599.13 | 0 | 89989.96 | 0 | 0 | 1.13 | 0 | 4.83 | 38.02 | 250.29 | 17.08 | 5.72 | 0 | 89.3608 | 4.7655 | 0 | 0 | 0 | 0 | 0 | 17.0765 | 0 | 0 | 365.4372 | 17.0765 | 0
6256 | 45.27 | 1605.22 | 7.61 | 0 | 0 | 0 | 0 | 157.14 | 0 | 724.16 | 0 | 0 | 0 | 1377.96 | 599.13 | 0 | 90589.1 | 0 | 0 | 1.12 | 0 | 5.85 | 0 | 249.41 | 17.08 | 27.76 | 0 | 89.3608 | 4.7655 | 0 | 0 | 0 | 0 | 0 | 17.0765 | 0 | 0 | 365.4372 | 17.0765 | 0
6257 | 44.52 | 1587.13 | 7.71 | 0 | 0 | 0 | 0 | 126.4 | 0 | 846.01 | 0 | 0 | 0 | 1377.96 | 599.13 | 0 | 91188.23 | 0 | 0 | 1.13 | 0 | 6.89 | 37.78 | 284.65 | 17.08 | 0 | 0 | 90.3649 | 5.7186 | 0 | 0 | 0 | 0 | 0 | 17.0765 | 0 | 0 | 365.4372 | 17.0765 | 0
6258 | 47.53 | 1657.99 | 7.92 | 0 | 0 | 0 | 0 | 105.46 | 0 | 947.67 | 0 | 0 | 0 | 1377.96 | 599.13 | 0 | 91787.36 | 0 | 0 | 1.12 | 0 | 7.79 | 10.98 | 292 | 17.08 | 118.87 | 0 | 92.373 | 6.6717 | 0 | 0 | 0 | 0 | 0 | 17.0765 | 0 | 0 | 365.4372 | 17.0765 | 0
6259 | 17.28 | 770.04 | 8.11 | 0 | 0 | 0 | 0 | 0 | 0 | 947.67 | 0 | 0 | 0 | 682.46 | 112.28 | 0 | 91899.65 | 0 | 0 | 1.13 | 0 | 8.48 | 7.78 | 292 | 17.08 | 0 | 0 | 97.3933 | 6.6717 | 0 | 0 | 0 | 0 | 0 | 17.0765 | 0 | 0 | 365.4372 | 17.0765 | 0
6260 | 0 | 0 | 8.08 | 0 | 0 | 0 | 0 | 0 | 100.0536 | 843.88 | 0 | 0 | 0 | 0 | 0 | 365.44 | 91534.21 | 0 | 0 | 0 | 0 | 8 | 0 | 282.97 | 17.08 | 0 | 0 | 102.4135 | 5.7186 | 0 | 0 | 0 | 0 | 0 | 17.0765 | 0 | 0 | 365.4372 | 17.0765 | 0
6261 | 0 | 0 | 8.27 | 0 | 0 | 0 | 0 | 0 | 99.909 | 740.24 | 0 | 0 | 0 | 0 | 0 | 365.44 | 91168.77 | 0 | 0 | 0 | 0 | 7.41 | 0 | 271.78 | 17.08 | 0 | 0 | 103.4176 | 4.7655 | 0 | 0 | 0 | 0 | 0 | 17.0765 | 0 | 0 | 365.4372 | 17.0765 | 0
6262 | 0 | 0 | 9.98 | 0 | 0 | 0 | 0 | 0 | 89.2182 | 647.69 | 0 | 0 | 0 | 0 | 0 | 365.44 | 90803.33 | 0 | 0 | 0 | 0 | 6.74 | 0 | 259.08 | 17.08 | 0 | 0 | 95.3851 | 3.8124 | 0 | 0 | 0 | 0 | 0 | 17.0765 | 0 | 0 | 365.4372 | 17.0765 | 0
6263 | 0 | 0 | 12.54 | 0 | 0 | 0 | 0 | 0 | 74.6618 | 570.24 | 0 | 0 | 0 | 0 | 0 | 365.44 | 90437.9 | 0 | 0 | 0 | 0 | 6.02 | 0 | 245.34 | 17.08 | 0 | 0 | 84.3406 | 2.8593 | 0 | 0 | 0 | 0 | 0 | 17.0765 | 0 | 0 | 365.4372 | 17.0765 | 0
6264 | 0 | 0 | 15.49 | 0 | 0 | 0 | 0 | 0 | 62.7275 | 505.17 | 0 | 0 | 0 | 0 | 0 | 365.44 | 90072.46 | 0 | 0 | 0 | 0 | 5.3 | 0 | 231.74 | 17.08 | 0 | 0 | 76.3081 | 1.9062 | 0 | 0 | 0 | 0 | 0 | 17.0765 | 0 | 0 | 365.4372 | 17.0765 | 0
6265 | 0 | 0 | 18.43 | 0 | 0 | 0 | 0 | 0 | 53.8105 | 449.35 | 0 | 0 | 0 | 0 | 0 | 365.44 | 89707.02 | 0 | 0 | 0 | 0 | 4.65 | 0 | 219.3 | 17.08 | 0 | 0 | 71.2878 | 0.95311 | 0 | 0 | 0 | 0 | 0 | 17.0765 | 0 | 0 | 365.4372 | 17.0765 | 0
6266 | 0 | 0 | 21.07 | 0 | 0 | 0 | 0 | 0 | 47.2071 | 400.38 | 0 | 0 | 0 | 0 | 0 | 365.44 | 89341.59 | 0 | 0 | 0 | 0 | 3.91 | 0 | 205.3 | 17.08 | 0 | 0 | 68.2757 | 0 | 0 | 0 | 0 | 0 | 0 | 17.0765 | 0 | 0 | 365.4372 | 17.0765 | 0
6267 | 0 | 0 | 23.14 | 0 | 0 | 0 | 0 | 0 | 43.1294 | 355.64 | 0 | 0 | 0 | 0 | 0 | 365.44 | 88976.15 | 0 | 0 | 0 | 0 | 3.03 | 0 | 188.53 | 17.08 | 0 | 0 | 66.2676 | 0 | 0 | 0 | 0 | 0 | 0 | 17.0765 | 0 | 0 | 365.4372 | 17.0765 | 0
6268 | 0 | 0 | 23.71 | 0 | 0 | 0 | 0 | 0 | 43.5632 | 310.46 | 0 | 0 | 0 | 0 | 0 | 365.44 | 88610.71 | 0 | 0 | 0 | 0 | 2.1 | 0 | 170.81 | 17.08 | 0 | 0 | 67.2716 | 0 | 0 | 0 | 0 | 0 | 0 | 17.0765 | 0 | 0 | 365.4372 | 17.0765 | 0
6269 | 0 | 0 | 23.82 | 0 | 0 | 0 | 0 | 0 | 47.4674 | 261.22 | 0 | 0 | 0 | 0 | 0 | 365.44 | 88245.27 | 0 | 0 | 0 | 0 | 1.19 | 0 | 153.59 | 17.08 | 0 | 0 | 71.2878 | 0 | 0 | 0 | 0 | 0 | 0 | 17.0765 | 0 | 0 | 365.4372 | 17.0765 | 0
6270 | 0 | 0 | 23.67 | 0 | 0 | 0 | 0 | 0 | 53.261 | 205.97 | 0 | 0 | 0 | 0 | 0 | 365.44 | 87879.84 | 0 | 0 | 0.67 | 0 | 0.9 | 0 | 135.94 | 17.08 | 0 | 0 | 75.3041 | 0.95311 | 0 | 0 | 0 | 0 | 0 | 17.0765 | 0 | 0 | 365.4372 | 17.0765 | 0
6271 | 0 | 0 | 22.93 | 0 | 0 | 0 | 0 | 0 | 59.2956 | 144.46 | 0 | 0 | 0 | 0 | 0 | 365.44 | 87514.4 | 0 | 0 | 0 | 0 | 0 | 0 | 118.89 | 17.08 | 0 | 0 | 80.3243 | 1.9062 | 0 | 0 | 0 | 0 | 0 | 17.0765 | 0 | 0 | 365.4372 | 17.0765 | 0
6272 | 5.06 | 253.76 | 22.09 | 0 | 0 | 0 | 0 | 0 | 0 | 144.46 | 0 | 0 | 0 | 158.31 | 0 | 254.62 | 87259.78 | 0 | 0 | 1.26 | 0 | 0.37 | 32.18 | 133.84 | 17.08 | 0 | 0 | 85.3446 | 3.8124 | 0 | 0 | 0 | 0 | 0 | 17.0765 | 0 | 0 | 365.4372 | 17.0765 | 0
6273 | 16.79 | 751.57 | 21.23 | 0 | 0 | 0 | 0 | 0 | 0 | 144.46 | 0 | 0 | 0 | 694.29 | 120.57 | 0 | 87380.35 | 0 | 0 | 1.22 | 0 | 0.99 | 0 | 123.44 | 17.08 | 0 | 0 | 88.3568 | 5.7186 | 0 | 0 | 0 | 0 | 0 | 17.0765 | 0 | 0 | 365.4372 | 17.0765 | 0
6274 | 27.21 | 1111.32 | 19.98 | 0 | 0 | 0 | 0 | 31.51 | 0 | 174.83 | 0 | 0 | 0 | 991.46 | 328.59 | 0 | 87708.94 | 0 | 0 | 1.2 | 0 | 1.7 | 40.17 | 153.52 | 17.08 | 0 | 0 | 90.3649 | 3.8124 | 0 | 0 | 0 | 0 | 0 | 17.0765 | 0 | 0 | 365.4372 | 17.0765 | 0
6275 | 34.11 | 1316.73 | 19.11 | 0 | 0 | 0 | 0 | 157.14 | 0 | 326.31 | 0 | 0 | 0 | 1117.45 | 416.78 | 0 | 88125.71 | 0 | 0 | 1.18 | 0 | 2.47 | 0 | 146.84 | 17.08 | 0 | 0 | 90.3649 | 3.8124 | 0 | 0 | 0 | 0 | 0 | 17.0765 | 0 | 0 | 365.4372 | 17.0765 | 0
6276 | 37.47 | 1408.64 | 19.2 | 0 | 0 | 0 | 0 | 0 | 0 | 326.31 | 0 | 0 | 0 | 1370.95 | 594.22 | 0 | 88719.94 | 0 | 0 | 1.19 | 0 | 3.42 | 0 | 143.41 | 17.08 | 0 | 0 | 89.3608 | 3.8124 | 0 | 0 | 0 | 0 | 0 | 17.0765 | 0 | 0 | 365.4372 | 17.0765 | 0
6277 | 38.64 | 1439.72 | 20.09 | 0 | 0 | 0 | 0 | 26.16 | 0 | 351.53 | 0 | 0 | 0 | 1377.96 | 599.13 | 0 | 89319.07 | 0 | 0 | 1.2 | 0 | 4.47 | 0 | 141.59 | 17.08 | 0 | 0 | 88.3568 | 4.7655 | 0 | 0 | 0 | 0 | 0 | 17.0765 | 0 | 0 | 365.4372 | 17.0765 | 0
6278 | 37.75 | 1416.28 | 21.5 | 0 | 0 | 0 | 0 | 4.28 | 0 | 355.66 | 0 | 0 | 0 | 1377.96 | 599.13 | 0 | 89918.21 | 0 | 0 | 1.18 | 0 | 5.52 | 0 | 140.42 | 17.08 | 0 | 0 | 87.3527 | 4.7655 | 0 | 0 | 0 | 0 | 0 | 17.0765 | 0 | 0 | 365.4372 | 17.0765 | 0
6279 | 33.79 | 1307.61 | 23.38 | 0 | 0 | 0 | 0 | 0 | 0 | 355.66 | 0 | 0 | 0 | 1233.5 | 498.01 | 0 | 90416.22 | 0 | 0 | 1.13 | 0 | 6.53 | 38.02 | 175.25 | 17.08 | 0 | 0 | 87.3527 | 4.7655 | 0 | 0 | 0 | 0 | 0 | 17.0765 | 0 | 0 | 365.4372 | 17.0765 | 0
6280 | 28.78 | 1160.18 | 25.41 | 0 | 0 | 0 | 0 | 157.14 | 0 | 507.14 | 0 | 0 | 0 | 964 | 309.36 | 0 | 90725.58 | 0 | 0 | 1.12 | 0 | 7.55 | 0 | 174.37 | 17.08 | 0 | 0 | 87.3527 | 4.7655 | 0 | 0 | 0 | 0 | 0 | 17.0765 | 0 | 0 | 365.4372 | 17.0765 | 0
6281 | 23.15 | 978.95 | 27.37 | 0 | 0 | 0 | 0 | 0 | 0 | 507.14 | 0 | 0 | 0 | 896.62 | 262.19 | 0 | 90987.78 | 0 | 0 | 0.01 | 0 | 7.52 | 37.78 | 209.61 | 17.08 | 0 | 0 | 89.3608 | 5.7186 | 0 | 0 | 0 | 0 | 0 | 17.0765 | 0 | 0 | 365.4372 | 17.0765 | 0
6282 | 23.24 | 981.7 | 29.27 | 0 | 0 | 0 | 0 | 0 | 0 | 507.14 | 0 | 0 | 0 | 936.04 | 289.79 | 0 | 91277.57 | 0 | 0 | 1.12 | 0 | 8.43 | 0 | 206.52 | 17.08 | 0 | 0 | 90.3649 | 6.6717 | 0 | 0 | 0 | 0 | 0 | 17.0765 | 0 | 0 | 365.4372 | 17.0765 | 0
6283 | 7.63 | 373.15 | 30.76 | 0 | 0 | 0 | 0 | 0 | 0 | 507.14 | 0 | 0 | 0 | 308.36 | 0 | 149.59 | 91127.98 | 0 | 0 | 1.13 | 0 | 9.11 | 0 | 199.13 | 17.08 | 0 | 0 | 95.3851 | 6.6717 | 0 | 0 | 0 | 0 | 0 | 17.0765 | 0 | 0 | 365.4372 | 17.0765 | 0
6284 | 0 | 0 | 31.84 | 0 | 0 | 0 | 0 | 0 | 74.2858 | 430.08 | 0 | 0 | 0 | 0 | 0 | 365.44 | 90762.55 | 0 | 0 | 0 | 0 | 8.64 | 0 | 190.1 | 17.08 | 0 | 0 | 100.4054 | 5.7186 | 0 | 0 | 0 | 0 | 0 | 17.0765 | 0 | 0 | 365.4372 | 17.0765 | 0
6285 | 0 | 0 | 32.76 | 0 | 0 | 0 | 0 | 0 | 73.4182 | 353.92 | 0 | 0 | 0 | 0 | 0 | 365.44 | 90397.11 | 0 | 0 | 0 | 0 | 8.05 | 0 | 178.91 | 17.08 | 0 | 0 | 101.4095 | 4.7655 | 0 | 0 | 0 | 0 | 0 | 17.0765 | 0 | 0 | 365.4372 | 17.0765 | 0
6286 | 0 | 0 | 34.41 | 0 | 0 | 0 | 0 | 0 | 63.7879 | 287.75 | 0 | 0 | 0 | 0 | 0 | 365.44 | 90031.67 | 0 | 0 | 0 | 0 | 7.38 | 0 | 166.21 | 17.08 | 0 | 0 | 94.3811 | 3.8124 | 0 | 0 | 0 | 0 | 0 | 17.0765 | 0 | 0 | 365.4372 | 17.0765 | 0
6287 | 0 | 0 | 36.9 | 0 | 0 | 0 | 0 | 0 | 49.299 | 236.62 | 0 | 0 | 0 | 0 | 0 | 365.44 | 89666.24 | 0 | 0 | 0 | 0 | 6.66 | 0 | 152.47 | 17.08 | 0 | 0 | 83.3365 | 2.8593 | 0 | 0 | 0 | 0 | 0 | 17.0765 | 0 | 0 | 365.4372 | 17.0765 | 0
6288 | 0 | 0 | 39.05 | 0 | 0 | 0 | 0 | 0 | 37.1526 | 198.07 | 0 | 0 | 0 | 0 | 0 | 365.44 | 89300.8 | 0 | 0 | 0 | 0 | 5.94 | 0 | 138.87 | 17.08 | 0 | 0 | 74.3 | 1.9062 | 0 | 0 | 0 | 0 | 0 | 17.0765 | 0 | 0 | 365.4372 | 17.0765 | 0
6289 | 0 | 0 | 40.72 | 0 | 0 | 0 | 0 | 0 | 30.5106 | 166.42 | 0 | 0 | 0 | 0 | 0 | 365.44 | 88935.36 | 0 | 0 | 0 | 0 | 5.28 | 0 | 126.43 | 17.08 | 0 | 0 | 70.2838 | 0.95311 | 0 | 0 | 0 | 0 | 0 | 17.0765 | 0 | 0 | 365.4372 | 17.0765 | 0
6290 | 0 | 0 | 41.98 | 0 | 0 | 0 | 0 | 0 | 24.2832 | 141.23 | 0 | 0 | 0 | 0 | 0 | 365.44 | 88569.92 | 0 | 0 | 0 | 0 | 4.55 | 0 | 112.43 | 17.08 | 0 | 0 | 66.2676 | 0 | 0 | 0 | 0 | 0 | 0 | 17.0765 | 0 | 0 | 365.4372 | 17.0765 | 0
6291 | 0 | 0 | 43.11 | 0 | 0 | 0 | 0 | 0 | 22.1527 | 118.25 | 0 | 0 | 0 | 0 | 0 | 365.44 | 88204.49 | 0 | 0 | 0 | 0 | 3.66 | 0 | 95.66 | 17.08 | 0 | 0 | 65.2635 | 0 | 0 | 0 | 0 | 0 | 0 | 17.0765 | 0 | 0 | 365.4372 | 17.0765 | 0
6292 | 0 | 0 | 44.32 | 0 | 0 | 0 | 0 | 0 | 21.9503 | 95.48 | 0 | 0 | 0 | 0 | 0 | 365.44 | 87839.05 | 0 | 0 | 0 | 0 | 2.73 | 0 | 77.94 | 17.08 | 0 | 0 | 66.2676 | 0 | 0 | 0 | 0 | 0 | 0 | 17.0765 | 0 | 0 | 365.4372 | 17.0765 | 0
6293 | 0 | 0 | 45.06 | 0 | 0 | 0 | 0 | 0 | 25.2279 | 69.31 | 0 | 0 | 0 | 0 | 0 | 365.44 | 87473.61 | 0 | 0 | 0 | 0 | 1.83 | 0 | 60.72 | 17.08 | 0 | 0 | 70.2838 | 0 | 0 | 0 | 0 | 0 | 0 | 17.0765 | 0 | 0 | 365.4372 | 17.0765 | 0
6294 | 0 | 0 | 45.08 | 0 | 0 | 0 | 0 | 0 | 30.1732 | 38.01 | 0 | 0 | 0 | 0 | 0 | 365.44 | 87108.18 | 0 | 0 | 0 | 0 | 0.9 | 0 | 43.07 | 17.08 | 0 | 0 | 74.3 | 0.95311 | 0 | 0 | 0 | 0 | 0 | 17.0765 | 0 | 0 | 365.4372 | 17.0765 | 0
6295 | 0 | 0 | 44.58 | 0 | 0 | 0 | 0 | 0 | 36.6416 | 0 | 0 | 0 | 0 | 0 | 0 | 365.44 | 86742.74 | 0 | 0 | 0 | 0 | 0 | 0 | 26.02 | 17.08 | 0 | 0 | 79.3203 | 1.9062 | 0 | 0 | 0 | 0 | 0 | 17.0765 | 0 | 0 | 365.4372 | 17.0765 | 0
6296 | 23.7 | 997.17 | 44.02 | 0 | 0 | 0 | 0 | 0 | 0 | 0 | 0 | 0 | 0 | 975.87 | 317.67 | 0 | 87060.41 | 0 | 0 | 0.87 | 0 | 0 | 0 | 10.4 | 17.08 | 0 | 0 | 84.3406 | 3.8124 | 0 | 0 | 0 | 0 | 0 | 17.0765 | 0 | 0 | 365.4372 | 17.0765 | 0
6297 | 32.85 | 1280.77 | 43.05 | 0 | 0 | 0 | 0 | 0 | 0 | 0 | 0 | 0 | 0 | 1263.01 | 518.67 | 0 | 87579.08 | 0 | 0 | 0.58 | 0 | 0 | 0 | 0 | 17.08 | 0 | 0 | 87.3527 | 5.7186 | 0 | 0 | 0 | 0 | 0 | 17.0765 | 0 | 0 | 365.4372 | 17.0765 | 0
6298 | 40.56 | 1489.23 | 40.98 | 0 | 0 | 0 | 0 | 58.27 | 0 | 56.17 | 0 | 0 | 0 | 1377.96 | 599.13 | 0 | 88178.21 | 0 | 0 | 1.2 | 0 | 0.71 | 40.17 | 30.09 | 17.08 | 0 | 0 | 89.3608 | 3.8124 | 0 | 0 | 0 | 0 | 0 | 17.0765 | 0 | 0 | 365.4372 | 17.0765 | 0
6299 | 47.46 | 1656.24 | 39.38 | 0 | 0 | 0 | 0 | 0 | 0 | 56.17 | 0 | 0 | 0 | 1377.96 | 599.13 | 0 | 88777.35 | 0 | 0 | 1.18 | 0 | 1.49 | 39.62 | 61.05 | 17.08 | 230.14 | 0 | 90.3649 | 3.8124 | 0 | 0 | 0 | 0 | 0 | 17.0765 | 0 | 0 | 365.4372 | 17.0765 | 0
6300 | 51.61 | 1749.13 | 38.55 | 0 | 0 | 0 | 0 | 157.14 | 0 | 207.65 | 0 | 0 | 0 | 1377.96 | 599.13 | 0 | 89376.48 | 0 | 0 | 1.19 | 0 | 2.43 | 39.7 | 95.33 | 17.08 | 170.14 | 0 | 89.3608 | 3.8124 | 0 | 0 | 0 | 0 | 0 | 17.0765 | 0 | 0 | 365.4372 | 17.0765 | 0
6301 | 54.58 | 1812.14 | 37.75 | 0 | 0 | 0 | 0 | 157.14 | 0 | 359.13 | 0 | 0 | 0 | 1377.96 | 599.13 | 0 | 89975.61 | 0 | 0 | 1.2 | 0 | 3.48 | 40.31 | 131.8 | 17.08 | 234.74 | 0 | 88.3568 | 4.7655 | 0 | 0 | 0 | 0 | 0 | 17.0765 | 0 | 0 | 365.4372 | 17.0765 | 0
6302 | 56.88 | 1859.27 | 37.01 | 0 | 0 | 0 | 0 | 157.14 | 0 | 510.61 | 0 | 0 | 0 | 1377.96 | 599.13 | 0 | 90574.74 | 0 | 0 | 1.18 | 0 | 4.54 | 39.49 | 168.15 | 17.08 | 285.29 | 0 | 87.3527 | 4.7655 | 0 | 0 | 0 | 0 | 0 | 17.0765 | 0 | 0 | 365.4372 | 17.0765 | 0
6303 | 54.47 | 1809.85 | 36.94 | 0 | 0 | 0 | 0 | 0 | 0 | 510.61 | 0 | 0 | 0 | 1377.96 | 599.13 | 0 | 91173.88 | 0 | 0 | 1.13 | 0 | 5.55 | 38.02 | 202.98 | 17.08 | 392.04 | 0 | 87.3527 | 4.7655 | 0 | 0 | 0 | 0 | 0 | 17.0765 | 0 | 0 | 365.4372 | 17.0765 | 0
6304 | 51.41 | 1744.64 | 37.88 | 0 | 0 | 0 | 0 | 139.1 | 0 | 644.71 | 0 | 0 | 0 | 1377.96 | 599.13 | 0 | 91773.01 | 0 | 0 | 1.12 | 0 | 6.56 | 37.52 | 237.74 | 17.08 | 186.11 | 0 | 87.3527 | 4.7655 | 0 | 0 | 0 | 0 | 0 | 17.0765 | 0 | 0 | 365.4372 | 17.0765 | 0
6305 | 47.76 | 1663.17 | 39.03 | 0 | 0 | 0 | 0 | 157.14 | 0 | 796.19 | 0 | 0 | 0 | 1377.96 | 599.13 | 0 | 92372.14 | 0 | 0 | 1.13 | 0 | 7.6 | 0 | 237.09 | 17.08 | 118.66 | 0 | 89.3608 | 5.7186 | 0 | 0 | 0 | 0 | 0 | 17.0765 | 0 | 0 | 365.4372 | 17.0765 | 0
6306 | 51.42 | 1744.96 | 40.75 | 0 | 0 | 0 | 0 | 157.14 | 0 | 947.67 | 0 | 0 | 0 | 1377.96 | 599.13 | 0 | 92971.28 | 0 | 0 | 1.12 | 0 | 8.5 | 37.55 | 269.68 | 17.08 | 166.32 | 0 | 90.3649 | 6.6717 | 0 | 0 | 0 | 0 | 0 | 17.0765 | 0 | 0 | 365.4372 | 17.0765 | 0
6307 | 18.03 | 798.03 | 42.34 | 0 | 0 | 0 | 0 | 0 | 0 | 947.67 | 0 | 0 | 0 | 755.94 | 163.72 | 0 | 93135 | 0 | 0 | 0.41 | 0 | 8.51 | 0 | 262.29 | 17.08 | 0 | 0 | 95.3851 | 6.6717 | 0 | 0 | 0 | 0 | 0 | 17.0765 | 0 | 0 | 365.4372 | 17.0765 | 0
6308 | 0 | 0 | 43.82 | 0 | 0 | 0 | 0 | 0 | 64.4627 | 880.8 | 0 | 0 | 0 | 0 | 0 | 365.44 | 92769.56 | 0 | 0 | 1.15 | 0 | 9.13 | 0 | 253.26 | 17.08 | 0 | 0 | 101.4095 | 5.7186 | 0 | 0 | 0 | 0 | 0 | 17.0765 | 0 | 0 | 365.4372 | 17.0765 | 0
6309 | 0 | 0 | 45.33 | 0 | 0 | 0 | 0 | 0 | 60.8477 | 817.69 | 0 | 0 | 0 | 0 | 0 | 365.44 | 92404.12 | 0 | 0 | 0 | 0 | 8.54 | 0 | 242.07 | 17.08 | 0 | 0 | 101.4095 | 4.7655 | 0 | 0 | 0 | 0 | 0 | 17.0765 | 0 | 0 | 365.4372 | 17.0765 | 0
6310 | 0 | 0 | 47.4 | 0 | 0 | 0 | 0 | 0 | 50.7932 | 765 | 0 | 0 | 0 | 0 | 0 | 365.44 | 92038.68 | 0 | 0 | 0 | 0 | 7.87 | 0 | 229.36 | 17.08 | 0 | 0 | 94.3811 | 3.8124 | 0 | 0 | 0 | 0 | 0 | 17.0765 | 0 | 0 | 365.4372 | 17.0765 | 0
6311 | 0 | 0 | 49.29 | 0 | 0 | 0 | 0 | 0 | 36.9116 | 726.71 | 0 | 0 | 0 | 0 | 0 | 365.44 | 91673.25 | 0 | 0 | 0 | 0 | 7.15 | 0 | 215.63 | 17.08 | 0 | 0 | 83.3365 | 2.8593 | 0 | 0 | 0 | 0 | 0 | 17.0765 | 0 | 0 | 365.4372 | 17.0765 | 0
6312 | 0 | 0 | 50.68 | 0 | 0 | 0 | 0 | 0 | 151.483 | 569.57 | 0 | 0 | 0 | 124.95 | 0 | 277.97 | 91395.28 | 0 | 0 | 0 | 0 | 6.43 | 0 | 202.03 | 17.08 | 0 | 0 | 75.3041 | 1.9062 | 0 | 0 | 0 | 0 | 0 | 17.0765 | 0 | 0 | 365.4372 | 17.0765 | 0
6313 | 0 | 0 | 51.16 | 0 | 0 | 0 | 0 | 0 | 146.4027 | 417.71 | 0 | 0 | 0 | 124.95 | 0 | 277.97 | 91117.3 | 0 | 0 | 1.37 | 0 | 7.08 | 0 | 189.59 | 17.08 | 0 | 0 | 70.2838 | 0.95311 | 0 | 0 | 0 | 0 | 0 | 17.0765 | 0 | 0 | 365.4372 | 17.0765 | 0
6314 | 0 | 0 | 51.5 | 0 | 0 | 0 | 0 | 0 | 15.771 | 401.35 | 0 | 0 | 0 | 0 | 0 | 365.44 | 90751.87 | 0 | 0 | 0 | 0 | 6.34 | 0 | 175.59 | 17.08 | 0 | 0 | 67.2716 | 0 | 0 | 0 | 0 | 0 | 0 | 17.0765 | 0 | 0 | 365.4372 | 17.0765 | 0
6315 | 0 | 0 | 51.66 | 0 | 0 | 0 | 0 | 0 | 151.483 | 244.22 | 0 | 0 | 0 | 136.87 | 0 | 269.63 | 90482.24 | 0 | 0 | 0 | 0 | 5.46 | 0 | 158.81 | 17.08 | 0 | 0 | 66.2676 | 0 | 0 | 0 | 0 | 0 | 0 | 17.0765 | 0 | 0 | 365.4372 | 17.0765 | 0
6316 | 0 | 0 | 51.53 | 0 | 0 | 0 | 0 | 0 | 13.7274 | 229.97 | 0 | 0 | 0 | 0 | 0 | 365.44 | 90116.8 | 0 | 0 | 0 | 0 | 4.53 | 0 | 141.1 | 17.08 | 0 | 0 | 65.2635 | 0 | 0 | 0 | 0 | 0 | 0 | 17.0765 | 0 | 0 | 365.4372 | 17.0765 | 0
6317 | 0 | 0 | 51.33 | 0 | 0 | 0 | 0 | 0 | 16.9471 | 212.39 | 0 | 0 | 0 | 0 | 0 | 365.44 | 89751.37 | 0 | 0 | 0 | 0 | 3.62 | 0 | 123.88 | 17.08 | 0 | 0 | 68.2757 | 0 | 0 | 0 | 0 | 0 | 0 | 17.0765 | 0 | 0 | 365.4372 | 17.0765 | 0
6318 | 0 | 0 | 51.12 | 0 | 0 | 0 | 0 | 0 | 23.1264 | 188.4 | 0 | 0 | 0 | 0 | 0 | 365.44 | 89385.93 | 0 | 0 | 0 | 0 | 2.69 | 0 | 106.23 | 17.08 | 0 | 0 | 73.296 | 0.95311 | 0 | 0 | 0 | 0 | 0 | 17.0765 | 0 | 0 | 365.4372 | 17.0765 | 0
6319 | 0 | 0 | 50.5 | 0 | 0 | 0 | 0 | 0 | 29.7201 | 157.56 | 0 | 0 | 0 | 0 | 0 | 365.44 | 89020.49 | 0 | 0 | 0 | 0 | 1.79 | 0 | 89.18 | 17.08 | 0 | 0 | 78.3162 | 1.9062 | 0 | 0 | 0 | 0 | 0 | 17.0765 | 0 | 0 | 365.4372 | 17.0765 | 0
6320 | 17.85 | 791.26 | 49.77 | 0 | 0 | 0 | 0 | 0 | 0 | 157.56 | 0 | 0 | 0 | 771.72 | 174.77 | 0 | 89195.26 | 0 | 0 | 0 | 0 | 0.97 | 0 | 73.56 | 17.08 | 0 | 0 | 83.3365 | 3.8124 | 0 | 0 | 0 | 0 | 0 | 17.0765 | 0 | 0 | 365.4372 | 17.0765 | 0
6321 | 27.02 | 1105.12 | 48.97 | 0 | 0 | 0 | 0 | 0 | 151.483 | 0.43 | 0 | 0 | 0 | 1240.51 | 502.92 | 0 | 89698.18 | 0 | 0 | 0 | 0 | 0.43 | 0 | 63.16 | 17.08 | 0 | 0 | 86.3487 | 5.7186 | 0 | 0 | 0 | 0 | 0 | 17.0765 | 0 | 0 | 365.4372 | 17.0765 | 0
6322 | 34.68 | 1332.65 | 48.28 | 0 | 0 | 0 | 0 | 0 | 0.41452 | 0 | 0 | 0 | 0 | 1324.85 | 561.96 | 0 | 90260.14 | 0 | 0 | 0 | 0 | 0 | 0 | 55.08 | 17.08 | 0 | 0 | 87.3527 | 3.8124 | 0 | 0 | 0 | 0 | 0 | 17.0765 | 0 | 0 | 365.4372 | 17.0765 | 0
6323 | 39.69 | 1467.02 | 48.01 | 0 | 0 | 0 | 0 | 44.78 | 0 | 43.17 | 0 | 0 | 0 | 1377.96 | 599.13 | 0 | 90859.28 | 0 | 0 | 1.18 | 0 | 0.77 | 39.62 | 86.04 | 17.08 | 0 | 0 | 87.3527 | 3.8124 | 0 | 0 | 0 | 0 | 0 | 17.0765 | 0 | 0 | 365.4372 | 17.0765 | 0
6324 | 44.8 | 1594.01 | 47.88 | 0 | 0 | 0 | 0 | 0 | 4.2223 | 38.79 | 0 | 0 | 0 | 1377.96 | 599.13 | 0 | 91458.41 | 0 | 0 | 1.19 | 0 | 1.72 | 39.7 | 120.32 | 17.08 | 182.92 | 0 | 85.3446 | 3.8124 | 0 | 0 | 0 | 0 | 0 | 17.0765 | 0 | 0 | 365.4372 | 17.0765 | 0
6325 | 47.74 | 1662.79 | 47.64 | 0 | 0 | 0 | 0 | 157.14 | 0 | 190.27 | 0 | 0 | 0 | 1377.96 | 599.13 | 0 | 92057.54 | 0 | 0 | 1.2 | 0 | 2.76 | 40.31 | 156.8 | 17.08 | 92.45 | 0 | 84.3406 | 4.7655 | 0 | 0 | 0 | 0 | 0 | 17.0765 | 0 | 0 | 365.4372 | 17.0765 | 0
6326 | 49.22 | 1696.3 | 47.37 | 0 | 0 | 0 | 0 | 157.14 | 0 | 341.75 | 0 | 0 | 0 | 1377.96 | 599.13 | 0 | 92656.67 | 0 | 0 | 1.18 | 0 | 3.82 | 39.49 | 193.15 | 17.08 | 130.03 | 0 | 82.3324 | 4.7655 | 0 | 0 | 0 | 0 | 0 | 17.0765 | 0 | 0 | 365.4372 | 17.0765 | 0
6327 | 48.66 | 1683.7 | 47.27 | 0 | 0 | 0 | 0 | 157.14 | 0 | 493.23 | 0 | 0 | 0 | 1377.96 | 599.13 | 0 | 93255.81 | 0 | 0 | 1.13 | 0 | 4.83 | 38.02 | 227.98 | 17.08 | 118.29 | 0 | 82.3324 | 4.7655 | 0 | 0 | 0 | 0 | 0 | 17.0765 | 0 | 0 | 365.4372 | 17.0765 | 0
6328 | 47.77 | 1663.37 | 46.57 | 0 | 0 | 0 | 0 | 157.14 | 0 | 644.71 | 0 | 0 | 0 | 1377.96 | 599.13 | 0 | 93854.94 | 0 | 0 | 1.12 | 0 | 5.85 | 0 | 227.09 | 17.08 | 133.39 | 0 | 83.3365 | 4.7655 | 0 | 0 | 0 | 0 | 0 | 17.0765 | 0 | 0 | 365.4372 | 17.0765 | 0
6329 | 46.74 | 1639.64 | 45.45 | 0 | 0 | 0 | 0 | 157.14 | 0 | 796.19 | 0 | 0 | 0 | 1377.96 | 599.13 | 0 | 94454.07 | 0 | 0 | 1.13 | 0 | 6.89 | 37.78 | 262.33 | 17.08 | 67.77 | 0 | 84.3406 | 5.7186 | 0 | 0 | 0 | 0 | 0 | 17.0765 | 0 | 0 | 365.4372 | 17.0765 | 0
6330 | 50.38 | 1722.04 | 44.35 | 0 | 0 | 0 | 0 | 157.14 | 0 | 947.67 | 0 | 0 | 0 | 1377.96 | 599.13 | 0 | 95053.21 | 0 | 0 | 1.12 | 0 | 7.79 | 34.48 | 292 | 17.08 | 152.05 | 0 | 87.3527 | 6.6717 | 0 | 0 | 0 | 0 | 0 | 17.0765 | 0 | 0 | 365.4372 | 17.0765 | 0
6331 | 16.79 | 751.33 | 43.31 | 0 | 0 | 0 | 0 | 0 | 0 | 947.67 | 0 | 0 | 0 | 711.37 | 132.52 | 0 | 95185.73 | 0 | 0 | 1.01 | 0 | 8.37 | 0 | 284.61 | 17.08 | 0 | 0 | 92.373 | 6.6717 | 0 | 0 | 0 | 0 | 0 | 17.0765 | 0 | 0 | 365.4372 | 17.0765 | 0
6332 | 0 | 0 | 41.93 | 0 | 0 | 0 | 0 | 0 | 63.1902 | 882.12 | 0 | 0 | 0 | 0 | 0 | 365.44 | 94820.29 | 0 | 0 | 0 | 0 | 7.89 | 0 | 275.58 | 17.08 | 0 | 0 | 99.4014 | 5.7186 | 0 | 0 | 0 | 0 | 0 | 17.0765 | 0 | 0 | 365.4372 | 17.0765 | 0
6333 | 0 | 0 | 40.56 | 0 | 0 | 0 | 0 | 0 | 64.6169 | 815.09 | 0 | 0 | 0 | 0 | 0 | 365.44 | 94454.85 | 0 | 0 | 0 | 0 | 7.3 | 0 | 264.39 | 17.08 | 0 | 0 | 100.4054 | 4.7655 | 0 | 0 | 0 | 0 | 0 | 17.0765 | 0 | 0 | 365.4372 | 17.0765 | 0
6334 | 0 | 0 | 41.12 | 0 | 0 | 0 | 0 | 0 | 123.7101 | 686.76 | 0 | 0 | 0 | 67.65 | 0 | 318.08 | 94136.77 | 0 | 0 | 0 | 0 | 6.63 | 0 | 251.68 | 17.08 | 0 | 0 | 93.377 | 3.8124 | 0 | 0 | 0 | 0 | 0 | 17.0765 | 0 | 0 | 365.4372 | 17.0765 | 0
6335 | 0 | 0 | 42.69 | 0 | 0 | 0 | 0 | 0 | 43.8042 | 641.32 | 0 | 0 | 0 | 0 | 0 | 365.44 | 93771.33 | 0 | 0 | 1.29 | 0 | 7.14 | 0 | 237.94 | 17.08 | 0 | 0 | 82.3324 | 2.8593 | 0 | 0 | 0 | 0 | 0 | 17.0765 | 0 | 0 | 365.4372 | 17.0765 | 0
6336 | 0 | 0 | 44.46 | 0 | 0 | 0 | 0 | 0 | 30.742 | 609.43 | 0 | 0 | 0 | 0 | 0 | 365.44 | 93405.9 | 0 | 0 | 0 | 0 | 6.42 | 0 | 224.34 | 17.08 | 0 | 0 | 73.296 | 1.9062 | 0 | 0 | 0 | 0 | 0 | 17.0765 | 0 | 0 | 365.4372 | 17.0765 | 0
6337 | 0 | 0 | 46 | 0 | 0 | 0 | 0 | 0 | 151.483 | 452.29 | 0 | 0 | 0 | 127.25 | 0 | 276.37 | 93129.53 | 0 | 0 | 0 | 0 | 5.77 | 0 | 211.91 | 17.08 | 0 | 0 | 69.2797 | 0.95311 | 0 | 0 | 0 | 0 | 0 | 17.0765 | 0 | 0 | 365.4372 | 17.0765 | 0
6338 | 0 | 0 | 47.49 | 0 | 0 | 0 | 0 | 0 | 17.7665 | 433.86 | 0 | 0 | 0 | 0 | 0 | 365.44 | 92764.09 | 0 | 0 | 0 | 0 | 5.03 | 0 | 197.91 | 17.08 | 0 | 0 | 65.2635 | 0 | 0 | 0 | 0 | 0 | 0 | 17.0765 | 0 | 0 | 365.4372 | 17.0765 | 0
6339 | 0 | 0 | 48.77 | 0 | 0 | 0 | 0 | 0 | 16.8604 | 416.36 | 0 | 0 | 0 | 0 | 0 | 365.44 | 92398.66 | 0 | 0 | 1.38 | 0 | 5.46 | 0 | 181.13 | 17.08 | 0 | 0 | 64.2595 | 0 | 0 | 0 | 0 | 0 | 0 | 17.0765 | 0 | 0 | 365.4372 | 17.0765 | 0
6340 | 0 | 0 | 49.03 | 0 | 0 | 0 | 0 | 0 | 16.2338 | 399.52 | 0 | 0 | 0 | 0 | 0 | 365.44 | 92033.22 | 0 | 0 | 0 | 0 | 4.53 | 0 | 163.42 | 17.08 | 0 | 0 | 65.2635 | 0 | 0 | 0 | 0 | 0 | 0 | 17.0765 | 0 | 0 | 365.4372 | 17.0765 | 0
6341 | 0 | 0 | 48.73 | 0 | 0 | 0 | 0 | 0 | 20.5428 | 378.21 | 0 | 0 | 0 | 0 | 0 | 365.44 | 91667.78 | 0 | 0 | 0 | 0 | 3.62 | 0 | 146.2 | 17.08 | 0 | 0 | 69.2797 | 0 | 0 | 0 | 0 | 0 | 0 | 17.0765 | 0 | 0 | 365.4372 | 17.0765 | 0
6342 | 0 | 0 | 47.58 | 0 | 0 | 0 | 0 | 0 | 26.6642 | 350.55 | 0 | 0 | 0 | 0 | 0 | 365.44 | 91302.35 | 0 | 0 | 0 | 0 | 2.69 | 0 | 128.55 | 17.08 | 0 | 0 | 73.296 | 0.95311 | 0 | 0 | 0 | 0 | 0 | 17.0765 | 0 | 0 | 365.4372 | 17.0765 | 0
6343 | 0 | 0 | 45.25 | 0 | 0 | 0 | 0 | 0 | 34.9643 | 314.27 | 0 | 0 | 0 | 0 | 0 | 365.44 | 90936.91 | 0 | 0 | 0 | 0 | 1.79 | 0 | 111.5 | 17.08 | 0 | 0 | 78.3162 | 1.9062 | 0 | 0 | 0 | 0 | 0 | 17.0765 | 0 | 0 | 365.4372 | 17.0765 | 0
6344 | 4.22 | 213.52 | 42.32 | 0 | 0 | 0 | 0 | 0 | 0 | 314.27 | 0 | 0 | 0 | 172.91 | 0 | 244.4 | 90692.51 | 0 | 0 | 0 | 0 | 0.97 | 0 | 95.88 | 17.08 | 0 | 0 | 83.3365 | 3.8124 | 0 | 0 | 0 | 0 | 0 | 17.0765 | 0 | 0 | 365.4372 | 17.0765 | 0
6345 | 15.59 | 705.67 | 38.96 | 0 | 0 | 0 | 0 | 0 | 151.483 | 157.14 | 0 | 0 | 0 | 819.63 | 208.31 | 0 | 90900.81 | 0 | 0 | 0 | 0 | 0.43 | 0 | 85.48 | 17.08 | 0 | 0 | 86.3487 | 5.7186 | 0 | 0 | 0 | 0 | 0 | 17.0765 | 0 | 0 | 365.4372 | 17.0765 | 0
6346 | 25.61 | 1060.11 | 36.14 | 0 | 0 | 0 | 0 | 0 | 151.483 | 0 | 0 | 0 | 0 | 1182.17 | 462.08 | 0 | 91362.9 | 0 | 0 | 0 | 0 | 0 | 0 | 77.4 | 17.08 | 0 | 0 | 87.3527 | 3.8124 | 0 | 0 | 0 | 0 | 0 | 17.0765 | 0 | 0 | 365.4372 | 17.0765 | 0
6347 | 31.97 | 1255.41 | 33.3 | 0 | 0 | 0 | 0 | 0 | 0 | 0 | 0 | 0 | 0 | 1229.14 | 494.96 | 0 | 91857.86 | 0 | 0 | 0.37 | 0 | 0 | 0 | 70.72 | 17.08 | 0 | 0 | 87.3527 | 3.8124 | 0 | 0 | 0 | 0 | 0 | 17.0765 | 0 | 0 | 365.4372 | 17.0765 | 0
6348 | 39.59 | 1464.56 | 30.76 | 0 | 0 | 0 | 0 | 65.61 | 0 | 63.25 | 0 | 0 | 0 | 1377.96 | 599.13 | 0 | 92456.99 | 0 | 0 | 1.19 | 0 | 0.94 | 0 | 67.28 | 17.08 | 0 | 0 | 86.3487 | 3.8124 | 0 | 0 | 0 | 0 | 0 | 17.0765 | 0 | 0 | 365.4372 | 17.0765 | 0
6349 | 45.29 | 1605.56 | 28.75 | 0 | 0 | 0 | 0 | 131.76 | 0 | 190.27 | 0 | 0 | 0 | 1377.96 | 599.13 | 0 | 93056.13 | 0 | 0 | 1.2 | 0 | 1.99 | 40.31 | 103.76 | 17.08 | 39.27 | 0 | 84.3406 | 4.7655 | 0 | 0 | 0 | 0 | 0 | 17.0765 | 0 | 0 | 365.4372 | 17.0765 | 0
6350 | 49.89 | 1711.25 | 27.26 | 0 | 0 | 0 | 0 | 157.14 | 0 | 341.75 | 0 | 0 | 0 | 1377.96 | 599.13 | 0 | 93655.26 | 0 | 0 | 1.18 | 0 | 3.05 | 39.49 | 140.11 | 17.08 | 125.54 | 0 | 82.3324 | 4.7655 | 0 | 0 | 0 | 0 | 0 | 17.0765 | 0 | 0 | 365.4372 | 17.0765 | 0
6351 | 49.82 | 1709.74 | 25.8 | 0 | 0 | 0 | 0 | 157.14 | 0 | 493.23 | 0 | 0 | 0 | 1377.96 | 599.13 | 0 | 94254.39 | 0 | 0 | 1.13 | 0 | 4.06 | 38.02 | 174.94 | 17.08 | 124.02 | 0 | 82.3324 | 4.7655 | 0 | 0 | 0 | 0 | 0 | 17.0765 | 0 | 0 | 365.4372 | 17.0765 | 0
6352 | 49.52 | 1703 | 25.61 | 0 | 0 | 0 | 0 | 157.14 | 0 | 644.71 | 0 | 0 | 0 | 1377.96 | 599.13 | 0 | 94853.53 | 0 | 0 | 1.12 | 0 | 5.08 | 37.52 | 209.7 | 17.08 | 116.29 | 0 | 83.3365 | 4.7655 | 0 | 0 | 0 | 0 | 0 | 17.0765 | 0 | 0 | 365.4372 | 17.0765 | 0
6353 | 49.19 | 1695.65 | 26.69 | 0 | 0 | 0 | 0 | 157.14 | 0 | 796.19 | 0 | 0 | 0 | 1377.96 | 599.13 | 0 | 95452.66 | 0 | 0 | 1.13 | 0 | 6.12 | 37.78 | 244.94 | 17.08 | 106.46 | 0 | 85.3446 | 5.7186 | 0 | 0 | 0 | 0 | 0 | 17.0765 | 0 | 0 | 365.4372 | 17.0765 | 0
6354 | 53.3 | 1785.26 | 28.54 | 0 | 0 | 0 | 0 | 157.14 | 0 | 947.67 | 0 | 0 | 0 | 1377.96 | 599.13 | 0 | 96051.79 | 0 | 0 | 1.12 | 0 | 7.02 | 37.55 | 277.53 | 17.08 | 199.3 | 0 | 87.3527 | 6.6717 | 0 | 0 | 0 | 0 | 0 | 17.0765 | 0 | 0 | 365.4372 | 17.0765 | 0
6355 | 18.15 | 802.2 | 30.23 | 0 | 0 | 0 | 0 | 0 | 151.483 | 790.53 | 0 | 0 | 0 | 901.88 | 265.88 | 0 | 96317.67 | 0 | 0 | 1.13 | 0 | 7.7 | 0 | 270.13 | 17.08 | 0 | 0 | 92.373 | 6.6717 | 0 | 0 | 0 | 0 | 0 | 17.0765 | 0 | 0 | 365.4372 | 17.0765 | 0
6356 | 0 | 0 | 31.78 | 0 | 0 | 0 | 0 | 0 | 72.5796 | 715.25 | 0 | 0 | 0 | 0 | 0 | 365.44 | 95952.24 | 0 | 0 | 0.24 | 0 | 7.46 | 0 | 261.11 | 17.08 | 0 | 0 | 98.3973 | 5.7186 | 0 | 0 | 0 | 0 | 0 | 17.0765 | 0 | 0 | 365.4372 | 17.0765 | 0
6357 | 0 | 0 | 33.59 | 0 | 0 | 0 | 0 | 0 | 70.5744 | 642.04 | 0 | 0 | 0 | 0 | 0 | 365.44 | 95586.8 | 0 | 0 | 0 | 0 | 6.87 | 0 | 249.92 | 17.08 | 0 | 0 | 99.4014 | 4.7655 | 0 | 0 | 0 | 0 | 0 | 17.0765 | 0 | 0 | 365.4372 | 17.0765 | 0
6358 | 0 | 0 | 35.92 | 0 | 0 | 0 | 0 | 0 | 61.2718 | 578.48 | 0 | 0 | 0 | 0 | 0 | 365.44 | 95221.36 | 0 | 0 | 0 | 0 | 6.2 | 0 | 237.21 | 17.08 | 0 | 0 | 93.377 | 3.8124 | 0 | 0 | 0 | 0 | 0 | 17.0765 | 0 | 0 | 365.4372 | 17.0765 | 0
6359 | 0 | 0 | 38.7 | 0 | 0 | 0 | 0 | 0 | 47.7855 | 528.91 | 0 | 0 | 0 | 0 | 0 | 365.44 | 94855.92 | 0 | 0 | 1.29 | 0 | 6.71 | 0 | 223.47 | 17.08 | 0 | 0 | 82.3324 | 2.8593 | 0 | 0 | 0 | 0 | 0 | 17.0765 | 0 | 0 | 365.4372 | 17.0765 | 0
6360 | 0 | 0 | 41.52 | 0 | 0 | 0 | 0 | 0 | 33.6822 | 493.97 | 0 | 0 | 0 | 0 | 0 | 365.44 | 94490.49 | 0 | 0 | 0 | 0 | 5.99 | 0 | 209.87 | 17.08 | 0 | 0 | 73.296 | 1.9062 | 0 | 0 | 0 | 0 | 0 | 17.0765 | 0 | 0 | 365.4372 | 17.0765 | 0
6361 | 0 | 0 | 43.74 | 0 | 0 | 0 | 0 | 0 | 26.5004 | 466.48 | 0 | 0 | 0 | 0 | 0 | 365.44 | 94125.05 | 0 | 0 | 0 | 0 | 5.34 | 0 | 197.43 | 17.08 | 0 | 0 | 69.2797 | 0.95311 | 0 | 0 | 0 | 0 | 0 | 17.0765 | 0 | 0 | 365.4372 | 17.0765 | 0
6362 | 0 | 0 | 45.21 | 0 | 0 | 0 | 0 | 0 | 20.0512 | 445.68 | 0 | 0 | 0 | 0 | 0 | 365.44 | 93759.61 | 0 | 0 | 0 | 0 | 4.6 | 0 | 183.44 | 17.08 | 0 | 0 | 65.2635 | 0 | 0 | 0 | 0 | 0 | 0 | 17.0765 | 0 | 0 | 365.4372 | 17.0765 | 0
6363 | 0 | 0 | 46.19 | 0 | 0 | 0 | 0 | 0 | 18.075 | 426.93 | 0 | 0 | 0 | 0 | 0 | 365.44 | 93394.18 | 0 | 0 | 0 | 0 | 3.72 | 0 | 166.66 | 17.08 | 0 | 0 | 64.2595 | 0 | 0 | 0 | 0 | 0 | 0 | 17.0765 | 0 | 0 | 365.4372 | 17.0765 | 0
6364 | 0 | 0 | 46.83 | 0 | 0 | 0 | 0 | 0 | 76.6284 | 347.44 | 0 | 0 | 0 | 56.81 | 0 | 325.67 | 93068.51 | 0 | 0 | 1.39 | 0 | 4.1 | 0 | 148.95 | 17.08 | 0 | 0 | 65.2635 | 0 | 0 | 0 | 0 | 0 | 0 | 17.0765 | 0 | 0 | 365.4372 | 17.0765 | 0
6365 | 0 | 0 | 46.63 | 0 | 0 | 0 | 0 | 0 | 151.483 | 190.3 | 0 | 0 | 0 | 126.83 | 0 | 276.66 | 92791.85 | 0 | 0 | 0 | 0 | 3.2 | 0 | 131.73 | 17.08 | 0 | 0 | 71.2878 | 0 | 0 | 0 | 0 | 0 | 0 | 17.0765 | 0 | 0 | 365.4372 | 17.0765 | 0
6366 | 0 | 0 | 45.6 | 0 | 0 | 0 | 0 | 0 | 30.6552 | 158.51 | 0 | 0 | 0 | 0 | 0 | 365.44 | 92426.41 | 0 | 0 | 0 | 0 | 2.27 | 0 | 114.08 | 17.08 | 0 | 0 | 75.3041 | 0.95311 | 0 | 0 | 0 | 0 | 0 | 17.0765 | 0 | 0 | 365.4372 | 17.0765 | 0
6367 | 0 | 0 | 43.94 | 0 | 0 | 0 | 0 | 0 | 151.483 | 1.37 | 0 | 0 | 0 | 113.19 | 0 | 286.2 | 92140.21 | 0 | 0 | 0 | 0 | 1.37 | 0 | 97.03 | 17.08 | 0 | 0 | 80.3243 | 1.9062 | 0 | 0 | 0 | 0 | 0 | 17.0765 | 0 | 0 | 365.4372 | 17.0765 | 0
6368 | 21.4 | 918.94 | 42.21 | 0 | 0 | 0 | 0 | 0 | 0 | 1.37 | 0 | 0 | 0 | 893.4 | 259.94 | 0 | 92400.15 | 0 | 0 | 0 | 0 | 0.55 | 0 | 81.41 | 17.08 | 0 | 0 | 85.3446 | 3.8124 | 0 | 0 | 0 | 0 | 0 | 17.0765 | 0 | 0 | 365.4372 | 17.0765 | 0
6369 | 29.91 | 1194.46 | 40.94 | 0 | 0 | 0 | 0 | 0 | 1.3207 | 0 | 0 | 0 | 0 | 1172.55 | 455.35 | 0 | 92855.49 | 0 | 0 | 0 | 0 | 0 | 0 | 71 | 17.08 | 0 | 0 | 88.3568 | 5.7186 | 0 | 0 | 0 | 0 | 0 | 17.0765 | 0 | 0 | 365.4372 | 17.0765 | 0
6370 | 39.9 | 1472.37 | 39.22 | 0 | 0 | 0 | 0 | 37.99 | 0 | 36.62 | 0 | 0 | 0 | 1377.96 | 599.13 | 0 | 93454.63 | 0 | 0 | 1.2 | 0 | 0.71 | 40.17 | 101.09 | 17.08 | 0 | 0 | 90.3649 | 3.8124 | 0 | 0 | 0 | 0 | 0 | 17.0765 | 0 | 0 | 365.4372 | 17.0765 | 0
6371 | 47.23 | 1651.05 | 39.08 | 0 | 0 | 0 | 0 | 157.14 | 0 | 188.1 | 0 | 0 | 0 | 1377.96 | 599.13 | 0 | 94053.76 | 0 | 0 | 1.18 | 0 | 1.49 | 24.6 | 117.78 | 17.08 | 81.3 | 0 | 91.3689 | 3.8124 | 0 | 0 | 0 | 0 | 0 | 17.0765 | 0 | 0 | 365.4372 | 17.0765 | 0
6372 | 52.11 | 1759.84 | 40.29 | 0 | 0 | 0 | 0 | 157.14 | 0 | 339.58 | 0 | 0 | 0 | 1377.96 | 599.13 | 0 | 94652.89 | 0 | 0 | 1.19 | 0 | 2.43 | 0 | 114.35 | 17.08 | 221.78 | 0 | 90.3649 | 3.8124 | 0 | 0 | 0 | 0 | 0 | 17.0765 | 0 | 0 | 365.4372 | 17.0765 | 0
6373 | 54.96 | 1820.07 | 42.22 | 0 | 0 | 0 | 0 | 157.14 | 0 | 491.06 | 0 | 0 | 0 | 1377.96 | 599.13 | 0 | 95252.03 | 0 | 0 | 1.2 | 0 | 3.48 | 40.31 | 150.82 | 17.08 | 246.51 | 0 | 89.3608 | 4.7655 | 0 | 0 | 0 | 0 | 0 | 17.0765 | 0 | 0 | 365.4372 | 17.0765 | 0
6374 | 56.79 | 1857.55 | 44.33 | 0 | 0 | 0 | 0 | 0 | 0 | 491.06 | 0 | 0 | 0 | 1377.96 | 599.13 | 0 | 95851.16 | 0 | 0 | 1.18 | 0 | 4.54 | 39.49 | 187.17 | 17.08 | 446.93 | 0 | 88.3568 | 4.7655 | 0 | 0 | 0 | 0 | 0 | 17.0765 | 0 | 0 | 365.4372 | 17.0765 | 0
6375 | 52.49 | 1767.95 | 46.1 | 0 | 0 | 0 | 0 | 157.14 | 0 | 642.54 | 0 | 0 | 0 | 1377.96 | 599.13 | 0 | 96450.29 | 0 | 0 | 1.13 | 0 | 5.55 | 38.02 | 222 | 17.08 | 199.17 | 0 | 88.3568 | 4.7655 | 0 | 0 | 0 | 0 | 0 | 17.0765 | 0 | 0 | 365.4372 | 17.0765 | 0
6376 | 47.13 | 1648.75 | 47.94 | 0 | 0 | 0 | 0 | 157.14 | 0 | 794.02 | 0 | 0 | 0 | 1377.96 | 599.13 | 0 | 97049.42 | 0 | 0 | 1.12 | 0 | 6.56 | 37.52 | 256.76 | 17.08 | 75.96 | 0 | 89.3608 | 4.7655 | 0 | 0 | 0 | 0 | 0 | 17.0765 | 0 | 0 | 365.4372 | 17.0765 | 0
6377 | 40.91 | 1498.19 | 49.26 | 0 | 0 | 0 | 0 | 75.41 | 0 | 866.71 | 0 | 0 | 0 | 1377.96 | 599.13 | 0 | 97648.56 | 0 | 0 | 1.13 | 0 | 7.6 | 37.78 | 292 | 17.08 | 0 | 0 | 90.3649 | 5.7186 | 0 | 0 | 0 | 0 | 0 | 17.0765 | 0 | 0 | 365.4372 | 17.0765 | 0
6378 | 43.62 | 1565.39 | 50.26 | 0 | 0 | 0 | 0 | 83.98 | 0 | 947.67 | 0 | 0 | 0 | 1377.96 | 599.13 | 0 | 98247.69 | 0 | 0 | 1.12 | 0 | 8.5 | 3.24 | 292 | 17.08 | 93.92 | 0 | 92.373 | 6.6717 | 0 | 0 | 0 | 0 | 0 | 17.0765 | 0 | 0 | 365.4372 | 17.0765 | 0
6379 | 12.78 | 593.75 | 50.89 | 0 | 0 | 0 | 0 | 0 | 0 | 947.67 | 0 | 0 | 0 | 549.28 | 19.06 | 0 | 98266.75 | 0 | 0 | 1.13 | 0 | 9.19 | 3.95 | 288.36 | 17.08 | 0 | 0 | 96.3892 | 6.6717 | 0 | 0 | 0 | 0 | 0 | 17.0765 | 0 | 0 | 365.4372 | 17.0765 | 0
6380 | 0 | 0 | 51.05 | 0 | 0 | 0 | 0 | 0 | 57.0881 | 888.45 | 0 | 0 | 0 | 0 | 0 | 365.44 | 97901.31 | 0 | 0 | 0 | 0 | 8.71 | 0 | 279.33 | 17.08 | 0 | 0 | 102.4135 | 5.7186 | 0 | 0 | 0 | 0 | 0 | 17.0765 | 0 | 0 | 365.4372 | 17.0765 | 0
6381 | 0 | 0 | 51 | 0 | 0 | 0 | 0 | 0 | 58.4184 | 827.85 | 0 | 0 | 0 | 0 | 0 | 365.44 | 97535.88 | 0 | 0 | 1.24 | 0 | 9.3 | 0 | 268.14 | 17.08 | 0 | 0 | 103.4176 | 4.7655 | 0 | 0 | 0 | 0 | 0 | 17.0765 | 0 | 0 | 365.4372 | 17.0765 | 0
6382 | 0 | 0 | 50.36 | 0 | 0 | 0 | 0 | 0 | 50.1087 | 775.87 | 0 | 0 | 0 | 0 | 0 | 365.44 | 97170.44 | 0 | 0 | 1.27 | 0 | 9.84 | 0 | 255.43 | 17.08 | 0 | 0 | 95.3851 | 3.8124 | 0 | 0 | 0 | 0 | 0 | 17.0765 | 0 | 0 | 365.4372 | 17.0765 | 0
6383 | 0 | 0 | 49.55 | 0 | 0 | 0 | 0 | 0 | 37.6538 | 736.81 | 0 | 0 | 0 | 0 | 0 | 365.44 | 96805 | 0 | 0 | 0 | 0 | 9.12 | 0 | 241.69 | 17.08 | 0 | 0 | 84.3406 | 2.8593 | 0 | 0 | 0 | 0 | 0 | 17.0765 | 0 | 0 | 365.4372 | 17.0765 | 0
6384 | 0 | 0 | 48.39 | 0 | 0 | 0 | 0 | 0 | 30.6938 | 704.97 | 0 | 0 | 0 | 0 | 0 | 365.44 | 96439.57 | 0 | 0 | 0.87 | 0 | 9.23 | 0 | 228.09 | 17.08 | 0 | 0 | 76.3081 | 1.9062 | 0 | 0 | 0 | 0 | 0 | 17.0765 | 0 | 0 | 365.4372 | 17.0765 | 0
6385 | 0 | 0 | 46.45 | 0 | 0 | 0 | 0 | 0 | 25.7966 | 678.21 | 0 | 0 | 0 | 0 | 0 | 365.44 | 96074.13 | 0 | 0 | 0 | 0 | 8.57 | 0 | 215.66 | 17.08 | 0 | 0 | 71.2878 | 0.95311 | 0 | 0 | 0 | 0 | 0 | 17.0765 | 0 | 0 | 365.4372 | 17.0765 | 0
6386 | 0 | 0 | 44.06 | 0 | 0 | 0 | 0 | 0 | 24.2157 | 653.09 | 0 | 0 | 0 | 0 | 0 | 365.44 | 95708.69 | 0 | 0 | 0 | 0 | 7.84 | 0 | 201.66 | 17.08 | 0 | 0 | 68.2757 | 0 | 0 | 0 | 0 | 0 | 0 | 17.0765 | 0 | 0 | 365.4372 | 17.0765 | 0
6387 | 0 | 0 | 41.56 | 0 | 0 | 0 | 0 | 0 | 25.7099 | 626.42 | 0 | 0 | 0 | 0 | 0 | 365.44 | 95343.25 | 0 | 0 | 0 | 0 | 6.95 | 0 | 184.88 | 17.08 | 0 | 0 | 67.2716 | 0 | 0 | 0 | 0 | 0 | 0 | 17.0765 | 0 | 0 | 365.4372 | 17.0765 | 0
6388 | 0 | 0 | 40.85 | 0 | 0 | 0 | 0 | 0 | 27.4258 | 597.97 | 0 | 0 | 0 | 0 | 0 | 365.44 | 94977.82 | 0 | 0 | 0 | 0 | 6.02 | 0 | 167.17 | 17.08 | 0 | 0 | 68.2757 | 0 | 0 | 0 | 0 | 0 | 0 | 17.0765 | 0 | 0 | 365.4372 | 17.0765 | 0
6389 | 0 | 0 | 40.37 | 0 | 0 | 0 | 0 | 0 | 31.9277 | 564.85 | 0 | 0 | 0 | 0 | 0 | 365.44 | 94612.38 | 0 | 0 | 0 | 0 | 5.11 | 0 | 149.95 | 17.08 | 0 | 0 | 72.2919 | 0 | 0 | 0 | 0 | 0 | 0 | 17.0765 | 0 | 0 | 365.4372 | 17.0765 | 0
6390 | 0 | 0 | 39.71 | 0 | 0 | 0 | 0 | 0 | 40.7097 | 522.62 | 0 | 0 | 0 | 0 | 0 | 365.44 | 94246.94 | 0 | 0 | 0 | 0 | 4.18 | 3.16 | 135.3 | 17.08 | 0 | 0 | 76.3081 | 0.95311 | 0 | 0 | 0 | 0 | 0 | 17.0765 | 0 | 0 | 365.4372 | 17.0765 | 0
6391 | 0 | 0 | 39.15 | 0 | 0 | 0 | 0 | 0 | 45.3658 | 475.55 | 0 | 0 | 0 | 0 | 0 | 365.44 | 93881.51 | 0 | 0 | 1.28 | 0 | 4.51 | 0 | 118.25 | 17.08 | 0 | 0 | 81.3284 | 1.9062 | 0 | 0 | 0 | 0 | 0 | 17.0765 | 0 | 0 | 365.4372 | 17.0765 | 0
6392 | 8.06 | 392.3 | 38.63 | 0 | 0 | 0 | 0 | 0 | 0 | 475.55 | 0 | 0 | 0 | 305.44 | 0 | 151.63 | 93729.88 | 0 | 0 | 1.26 | 0 | 4.88 | 42.12 | 142.64 | 17.08 | 0 | 0 | 86.3487 | 3.8124 | 0 | 0 | 0 | 0 | 0 | 17.0765 | 0 | 0 | 365.4372 | 17.0765 | 0
6393 | 22.58 | 959.63 | 37.92 | 0 | 0 | 0 | 0 | 0 | 0 | 475.55 | 0 | 0 | 0 | 924.05 | 281.4 | 0 | 94011.28 | 0 | 0 | 0 | 0 | 4.33 | 0 | 132.24 | 17.08 | 0 | 0 | 90.3649 | 5.7186 | 0 | 0 | 0 | 0 | 0 | 17.0765 | 0 | 0 | 365.4372 | 17.0765 | 0
6394 | 34.96 | 1340.34 | 37.45 | 0 | 0 | 0 | 0 | 0 | 0 | 475.55 | 0 | 0 | 0 | 1316.37 | 556.02 | 0 | 94567.3 | 0 | 0 | 1.2 | 0 | 5.05 | 0 | 124.16 | 17.08 | 0 | 0 | 91.3689 | 3.8124 | 0 | 0 | 0 | 0 | 0 | 17.0765 | 0 | 0 | 365.4372 | 17.0765 | 0
6395 | 44.04 | 1575.66 | 37.36 | 0 | 0 | 0 | 0 | 142.11 | 0 | 612.55 | 0 | 0 | 0 | 1377.96 | 599.13 | 0 | 95166.44 | 0 | 0 | 1.18 | 0 | 5.82 | 39.62 | 155.12 | 17.08 | 0 | 0 | 92.373 | 3.8124 | 0 | 0 | 0 | 0 | 0 | 17.0765 | 0 | 0 | 365.4372 | 17.0765 | 0
6396 | 44.95 | 1597.49 | 37.82 | 0 | 0 | 0 | 0 | 157.14 | 0 | 764.03 | 0 | 0 | 0 | 1377.96 | 599.13 | 0 | 95765.57 | 0 | 0 | 1.19 | 0 | 6.76 | 39.7 | 189.4 | 17.08 | 9.1 | 0 | 91.3689 | 3.8124 | 0 | 0 | 0 | 0 | 0 | 17.0765 | 0 | 0 | 365.4372 | 17.0765 | 0
6397 | 43.71 | 1567.64 | 38.49 | 0 | 0 | 0 | 0 | 135.23 | 0 | 894.39 | 0 | 0 | 0 | 1377.96 | 599.13 | 0 | 96364.7 | 0 | 0 | 1.2 | 0 | 7.81 | 40.31 | 225.88 | 17.08 | 0 | 0 | 90.3649 | 4.7655 | 0 | 0 | 0 | 0 | 0 | 17.0765 | 0 | 0 | 365.4372 | 17.0765 | 0
6398 | 40.51 | 1488.18 | 39.32 | 0 | 0 | 0 | 0 | 55.27 | 0 | 947.67 | 0 | 0 | 0 | 1377.96 | 599.13 | 0 | 96963.84 | 0 | 0 | 1.18 | 0 | 8.87 | 39.49 | 262.23 | 17.08 | 0 | 0 | 89.3608 | 4.7655 | 0 | 0 | 0 | 0 | 0 | 17.0765 | 0 | 0 | 365.4372 | 17.0765 | 0
6399 | 34.28 | 1321.49 | 40.39 | 0 | 0 | 0 | 0 | 0 | 0 | 947.67 | 0 | 0 | 0 | 1300.89 | 545.19 | 0 | 97509.03 | 0 | 0 | 1.13 | 0 | 9.88 | 0 | 260.94 | 17.08 | 0 | 0 | 89.3608 | 4.7655 | 0 | 0 | 0 | 0 | 0 | 17.0765 | 0 | 0 | 365.4372 | 17.0765 | 0
6400 | 26.88 | 1100.85 | 40.49 | 0 | 0 | 0 | 0 | 0 | 0 | 947.67 | 0 | 0 | 0 | 1071.96 | 384.94 | 0 | 97893.96 | 0 | 0 | 1.12 | 0 | 10.9 | 0 | 260.06 | 17.08 | 0 | 0 | 90.3649 | 4.7655 | 0 | 0 | 0 | 0 | 0 | 17.0765 | 0 | 0 | 365.4372 | 17.0765 | 0
6401 | 19.2 | 840.75 | 39.99 | 0 | 0 | 0 | 0 | 0 | 0 | 947.67 | 0 | 0 | 0 | 801.72 | 195.77 | 0 | 98089.73 | 0 | 0 | 1.13 | 0 | 11.93 | 0 | 259.41 | 17.08 | 0 | 0 | 91.3689 | 5.7186 | 0 | 0 | 0 | 0 | 0 | 17.0765 | 0 | 0 | 365.4372 | 17.0765 | 0
6402 | 17.94 | 794.38 | 39.43 | 0 | 0 | 0 | 0 | 0 | 0 | 947.67 | 0 | 0 | 0 | 713.02 | 133.68 | 0 | 98223.41 | 0 | 0 | 1.12 | 0 | 12.84 | 37.55 | 292 | 17.08 | 0 | 0 | 93.377 | 6.6717 | 0 | 0 | 0 | 0 | 0 | 17.0765 | 0 | 0 | 365.4372 | 17.0765 | 0
6403 | 5.7 | 284.19 | 38.69 | 0 | 0 | 0 | 0 | 0 | 0 | 947.67 | 0 | 0 | 0 | 222.38 | 0 | 209.77 | 98013.64 | 0 | 0 | 1.13 | 0 | 13.52 | 0 | 284.61 | 17.08 | 0 | 0 | 98.3973 | 6.6717 | 0 | 0 | 0 | 0 | 0 | 17.0765 | 0 | 0 | 365.4372 | 17.0765 | 0
6404 | 0 | 0 | 37.5 | 0 | 0 | 0 | 0 | 0 | 72.6374 | 872.32 | 0 | 0 | 0 | 0 | 0 | 365.44 | 97648.2 | 0 | 0 | 0 | 0 | 13.05 | 0 | 275.58 | 17.08 | 0 | 0 | 104.4216 | 5.7186 | 0 | 0 | 0 | 0 | 0 | 17.0765 | 0 | 0 | 365.4372 | 17.0765 | 0
6405 | 0 | 0 | 36.4 | 0 | 0 | 0 | 0 | 0 | 72.7916 | 796.81 | 0 | 0 | 0 | 0 | 0 | 365.44 | 97282.77 | 0 | 0 | 0 | 0 | 12.46 | 0 | 264.39 | 17.08 | 0 | 0 | 104.4216 | 4.7655 | 0 | 0 | 0 | 0 | 0 | 17.0765 | 0 | 0 | 365.4372 | 17.0765 | 0
6406 | 0 | 0 | 35.32 | 0 | 0 | 0 | 0 | 0 | 64.8868 | 729.5 | 0 | 0 | 0 | 0 | 0 | 365.44 | 96917.33 | 0 | 0 | 0 | 0 | 11.79 | 0 | 251.68 | 17.08 | 0 | 0 | 96.3892 | 3.8124 | 0 | 0 | 0 | 0 | 0 | 17.0765 | 0 | 0 | 365.4372 | 17.0765 | 0
6407 | 0 | 0 | 34.1 | 0 | 0 | 0 | 0 | 0 | 54.1093 | 673.37 | 0 | 0 | 0 | 0 | 0 | 365.44 | 96551.89 | 0 | 0 | 0 | 0 | 11.06 | 0 | 237.94 | 17.08 | 0 | 0 | 85.3446 | 2.8593 | 0 | 0 | 0 | 0 | 0 | 17.0765 | 0 | 0 | 365.4372 | 17.0765 | 0
6408 | 0 | 0 | 33.05 | 0 | 0 | 0 | 0 | 0 | 46.166 | 625.48 | 0 | 0 | 0 | 0 | 0 | 365.44 | 96186.45 | 0 | 0 | 0 | 0 | 10.35 | 0 | 224.34 | 17.08 | 0 | 0 | 77.3122 | 1.9062 | 0 | 0 | 0 | 0 | 0 | 17.0765 | 0 | 0 | 365.4372 | 17.0765 | 0
6409 | 0 | 0 | 31.88 | 0 | 0 | 0 | 0 | 0 | 41.3652 | 582.58 | 0 | 0 | 0 | 0 | 0 | 365.44 | 95821.02 | 0 | 0 | 0 | 0 | 9.69 | 0 | 211.91 | 17.08 | 0 | 0 | 72.2919 | 0.95311 | 0 | 0 | 0 | 0 | 0 | 17.0765 | 0 | 0 | 365.4372 | 17.0765 | 0
6410 | 0 | 0 | 30.73 | 0 | 0 | 0 | 0 | 0 | 38.5504 | 542.59 | 0 | 0 | 0 | 0 | 0 | 365.44 | 95455.58 | 0 | 0 | 0 | 0 | 8.96 | 0 | 197.91 | 17.08 | 0 | 0 | 69.2797 | 0 | 0 | 0 | 0 | 0 | 0 | 17.0765 | 0 | 0 | 365.4372 | 17.0765 | 0
6411 | 0 | 0 | 29.62 | 0 | 0 | 0 | 0 | 0 | 38.6564 | 502.49 | 0 | 0 | 0 | 0 | 0 | 365.44 | 95090.14 | 0 | 0 | 0 | 0 | 8.07 | 0 | 181.13 | 17.08 | 0 | 0 | 68.2757 | 0 | 0 | 0 | 0 | 0 | 0 | 17.0765 | 0 | 0 | 365.4372 | 17.0765 | 0
6412 | 0 | 0 | 28.36 | 0 | 0 | 0 | 0 | 0 | 40.9218 | 460.04 | 0 | 0 | 0 | 0 | 0 | 365.44 | 94724.71 | 0 | 0 | 0 | 0 | 7.14 | 0 | 163.42 | 17.08 | 0 | 0 | 69.2797 | 0 | 0 | 0 | 0 | 0 | 0 | 17.0765 | 0 | 0 | 365.4372 | 17.0765 | 0
6413 | 0 | 0 | 26.55 | 0 | 0 | 0 | 0 | 0 | 45.7418 | 412.59 | 0 | 0 | 0 | 0 | 0 | 365.44 | 94359.27 | 0 | 0 | 0 | 0 | 6.24 | 0 | 146.2 | 17.08 | 0 | 0 | 72.2919 | 0 | 0 | 0 | 0 | 0 | 0 | 17.0765 | 0 | 0 | 365.4372 | 17.0765 | 0
6414 | 0 | 0 | 24.45 | 0 | 0 | 0 | 0 | 0 | 53.8201 | 356.76 | 0 | 0 | 0 | 0 | 0 | 365.44 | 93993.83 | 0 | 0 | 0 | 0 | 5.31 | 0 | 128.55 | 17.08 | 0 | 0 | 77.3122 | 0.95311 | 0 | 0 | 0 | 0 | 0 | 17.0765 | 0 | 0 | 365.4372 | 17.0765 | 0
6415 | 0 | 0 | 21.67 | 0 | 0 | 0 | 0 | 0 | 62.5732 | 291.85 | 0 | 0 | 0 | 0 | 0 | 365.44 | 93628.39 | 0 | 0 | 0 | 0 | 4.41 | 0 | 111.5 | 17.08 | 0 | 0 | 82.3324 | 1.9062 | 0 | 0 | 0 | 0 | 0 | 17.0765 | 0 | 0 | 365.4372 | 17.0765 | 0
6416 | 9.78 | 467.92 | 18.82 | 0 | 0 | 0 | 0 | 0 | 0 | 291.85 | 0 | 0 | 0 | 362.98 | 0 | 111.35 | 93517.04 | 0 | 0 | 1.26 | 0 | 4.78 | 42.12 | 135.89 | 17.08 | 0 | 0 | 86.3487 | 3.8124 | 0 | 0 | 0 | 0 | 0 | 17.0765 | 0 | 0 | 365.4372 | 17.0765 | 0
6417 | 23.18 | 979.93 | 16.2 | 0 | 0 | 0 | 0 | 0 | 0 | 291.85 | 0 | 0 | 0 | 922.01 | 279.97 | 0 | 93797.01 | 0 | 0 | 1.22 | 0 | 5.4 | 0 | 125.49 | 17.08 | 0 | 0 | 90.3649 | 5.7186 | 0 | 0 | 0 | 0 | 0 | 17.0765 | 0 | 0 | 365.4372 | 17.0765 | 0
6418 | 33.25 | 1292.35 | 13.9 | 0 | 0 | 0 | 0 | 0 | 0 | 291.85 | 0 | 0 | 0 | 1202.95 | 476.63 | 0 | 94273.64 | 0 | 0 | 1.2 | 0 | 6.11 | 40.17 | 155.58 | 17.08 | 0 | 0 | 91.3689 | 3.8124 | 0 | 0 | 0 | 0 | 0 | 17.0765 | 0 | 0 | 365.4372 | 17.0765 | 0
6419 | 40.01 | 1475.34 | 12.43 | 0 | 0 | 0 | 0 | 52.46 | 0 | 342.42 | 0 | 0 | 0 | 1377.96 | 599.13 | 0 | 94872.77 | 0 | 0 | 1.18 | 0 | 6.88 | 0 | 148.89 | 17.08 | 0 | 0 | 92.373 | 3.8124 | 0 | 0 | 0 | 0 | 0 | 17.0765 | 0 | 0 | 365.4372 | 17.0765 | 0
6420 | 42.71 | 1543.12 | 11.72 | 0 | 0 | 0 | 0 | 157.14 | 0 | 493.9 | 0 | 0 | 0 | 1344.04 | 575.39 | 0 | 95448.17 | 0 | 0 | 1.19 | 0 | 7.83 | 0 | 145.46 | 17.08 | 0 | 0 | 91.3689 | 3.8124 | 0 | 0 | 0 | 0 | 0 | 17.0765 | 0 | 0 | 365.4372 | 17.0765 | 0
6421 | 43.18 | 1554.67 | 11.58 | 0 | 0 | 0 | 0 | 157.14 | 0 | 645.38 | 0 | 0 | 0 | 1355.96 | 583.73 | 0 | 96031.9 | 0 | 0 | 1.2 | 0 | 8.87 | 0 | 143.64 | 17.08 | 0 | 0 | 90.3649 | 4.7655 | 0 | 0 | 0 | 0 | 0 | 17.0765 | 0 | 0 | 365.4372 | 17.0765 | 0
6422 | 41.79 | 1520.38 | 11.76 | 0 | 0 | 0 | 0 | 100.67 | 0 | 742.42 | 0 | 0 | 0 | 1377.96 | 599.13 | 0 | 96631.03 | 0 | 0 | 1.18 | 0 | 9.93 | 0 | 142.47 | 17.08 | 0 | 0 | 89.3608 | 4.7655 | 0 | 0 | 0 | 0 | 0 | 17.0765 | 0 | 0 | 365.4372 | 17.0765 | 0
6423 | 40.53 | 1488.52 | 12.1 | 0 | 0 | 0 | 0 | 29.92 | 0 | 771.26 | 0 | 0 | 0 | 1377.96 | 599.13 | 0 | 97230.16 | 0 | 0 | 1.13 | 0 | 10.94 | 38.02 | 177.31 | 17.08 | 0 | 0 | 89.3608 | 4.7655 | 0 | 0 | 0 | 0 | 0 | 17.0765 | 0 | 0 | 365.4372 | 17.0765 | 0
6424 | 38.78 | 1443.38 | 13.15 | 0 | 0 | 0 | 0 | 25.86 | 0 | 796.19 | 0 | 0 | 0 | 1375.33 | 597.29 | 0 | 97827.46 | 0 | 0 | 0 | 0 | 10.9 | 0 | 176.42 | 17.08 | 0 | 0 | 89.3608 | 4.7655 | 0 | 0 | 0 | 0 | 0 | 17.0765 | 0 | 0 | 365.4372 | 17.0765 | 0
6425 | 36.79 | 1390.44 | 14.18 | 0 | 0 | 0 | 0 | 0 | 0 | 796.19 | 0 | 0 | 0 | 1306.42 | 549.06 | 0 | 98376.51 | 0 | 0 | 1.13 | 0 | 11.93 | 37.78 | 211.66 | 17.08 | 0 | 0 | 90.3649 | 5.7186 | 0 | 0 | 0 | 0 | 0 | 17.0765 | 0 | 0 | 365.4372 | 17.0765 | 0
6426 | 38.6 | 1438.54 | 14.88 | 0 | 0 | 0 | 0 | 157.14 | 0 | 947.67 | 0 | 0 | 0 | 1198.28 | 473.36 | 0 | 98849.87 | 0 | 0 | 0 | 0 | 11.77 | 37.55 | 244.25 | 17.08 | 0 | 0 | 92.373 | 6.6717 | 0 | 0 | 0 | 0 | 0 | 17.0765 | 0 | 0 | 365.4372 | 17.0765 | 0
6427 | 9.19 | 442.25 | 14.87 | 0 | 0 | 0 | 0 | 0 | 0 | 947.67 | 0 | 0 | 0 | 361.11 | 0 | 112.66 | 98737.21 | 0 | 0 | 1.13 | 0 | 12.46 | 0 | 236.86 | 17.08 | 0 | 0 | 97.3933 | 6.6717 | 0 | 0 | 0 | 0 | 0 | 17.0765 | 0 | 0 | 365.4372 | 17.0765 | 0
6428 | 0 | 0 | 14.36 | 0 | 0 | 0 | 0 | 0 | 93.7683 | 850.4 | 0 | 0 | 0 | 0 | 0 | 365.44 | 98371.78 | 0 | 0 | 0 | 0 | 11.98 | 0 | 227.83 | 17.08 | 0 | 0 | 102.4135 | 5.7186 | 0 | 0 | 0 | 0 | 0 | 17.0765 | 0 | 0 | 365.4372 | 17.0765 | 0
6429 | 0 | 0 | 13.79 | 0 | 0 | 0 | 0 | 0 | 94.3949 | 752.47 | 0 | 0 | 0 | 0 | 0 | 365.44 | 98006.34 | 0 | 0 | 0 | 0 | 11.39 | 0 | 216.64 | 17.08 | 0 | 0 | 103.4176 | 4.7655 | 0 | 0 | 0 | 0 | 0 | 17.0765 | 0 | 0 | 365.4372 | 17.0765 | 0
6430 | 0 | 0 | 13.15 | 0 | 0 | 0 | 0 | 0 | 86.0466 | 663.22 | 0 | 0 | 0 | 0 | 0 | 365.44 | 97640.9 | 0 | 0 | 0 | 0 | 10.72 | 0 | 203.93 | 17.08 | 0 | 0 | 95.3851 | 3.8124 | 0 | 0 | 0 | 0 | 0 | 17.0765 | 0 | 0 | 365.4372 | 17.0765 | 0
6431 | 0 | 0 | 12.83 | 0 | 0 | 0 | 0 | 0 | 74.3726 | 586.07 | 0 | 0 | 0 | 0 | 0 | 365.44 | 97275.47 | 0 | 0 | 0 | 0 | 10 | 0 | 190.2 | 17.08 | 0 | 0 | 84.3406 | 2.8593 | 0 | 0 | 0 | 0 | 0 | 17.0765 | 0 | 0 | 365.4372 | 17.0765 | 0
6432 | 0 | 0 | 12.96 | 0 | 0 | 0 | 0 | 0 | 65.2532 | 518.38 | 0 | 0 | 0 | 0 | 0 | 365.44 | 96910.03 | 0 | 0 | 0 | 0 | 9.29 | 0 | 176.6 | 17.08 | 0 | 0 | 76.3081 | 1.9062 | 0 | 0 | 0 | 0 | 0 | 17.0765 | 0 | 0 | 365.4372 | 17.0765 | 0
6433 | 0 | 0 | 13.47 | 0 | 0 | 0 | 0 | 0 | 58.7654 | 457.42 | 0 | 0 | 0 | 0 | 0 | 365.44 | 96544.59 | 0 | 0 | 0 | 0 | 8.63 | 0 | 164.16 | 17.08 | 0 | 0 | 71.2878 | 0.95311 | 0 | 0 | 0 | 0 | 0 | 17.0765 | 0 | 0 | 365.4372 | 17.0765 | 0
6434 | 0 | 0 | 14.39 | 0 | 0 | 0 | 0 | 0 | 53.8876 | 401.52 | 0 | 0 | 0 | 0 | 0 | 365.44 | 96179.15 | 0 | 0 | 0 | 0 | 7.89 | 0 | 150.16 | 17.08 | 0 | 0 | 68.2757 | 0 | 0 | 0 | 0 | 0 | 0 | 17.0765 | 0 | 0 | 365.4372 | 17.0765 | 0
6435 | 0 | 0 | 15.52 | 0 | 0 | 0 | 0 | 0 | 50.745 | 348.88 | 0 | 0 | 0 | 0 | 0 | 365.44 | 95813.72 | 0 | 0 | 0 | 0 | 7.01 | 0 | 133.38 | 17.08 | 0 | 0 | 66.2676 | 0 | 0 | 0 | 0 | 0 | 0 | 17.0765 | 0 | 0 | 365.4372 | 17.0765 | 0
6436 | 0 | 0 | 16.65 | 0 | 0 | 0 | 0 | 0 | 50.6196 | 296.36 | 0 | 0 | 0 | 0 | 0 | 365.44 | 95448.28 | 0 | 0 | 0 | 0 | 6.08 | 0 | 115.67 | 17.08 | 0 | 0 | 67.2716 | 0 | 0 | 0 | 0 | 0 | 0 | 17.0765 | 0 | 0 | 365.4372 | 17.0765 | 0
6437 | 0 | 0 | 17.36 | 0 | 0 | 0 | 0 | 0 | 53.9262 | 240.42 | 0 | 0 | 0 | 0 | 0 | 365.44 | 95082.84 | 0 | 0 | 0 | 0 | 5.17 | 0 | 98.45 | 17.08 | 0 | 0 | 71.2878 | 0 | 0 | 0 | 0 | 0 | 0 | 17.0765 | 0 | 0 | 365.4372 | 17.0765 | 0
6438 | 0 | 0 | 17.54 | 0 | 0 | 0 | 0 | 0 | 58.7172 | 179.51 | 0 | 0 | 0 | 0 | 0 | 365.44 | 94717.41 | 0 | 0 | 0 | 0 | 4.24 | 0 | 80.8 | 17.08 | 0 | 0 | 75.3041 | 0.95311 | 0 | 0 | 0 | 0 | 0 | 17.0765 | 0 | 0 | 365.4372 | 17.0765 | 0
6439 | 0 | 0 | 17.06 | 0 | 0 | 0 | 0 | 0 | 65.1664 | 111.91 | 0 | 0 | 0 | 0 | 0 | 365.44 | 94351.97 | 0 | 0 | 0 | 0 | 3.35 | 0 | 63.75 | 17.08 | 0 | 0 | 80.3243 | 1.9062 | 0 | 0 | 0 | 0 | 0 | 17.0765 | 0 | 0 | 365.4372 | 17.0765 | 0
6440 | 14.67 | 669.85 | 16.27 | 0 | 0 | 0 | 0 | 50.37 | 0 | 160.47 | 0 | 0 | 0 | 517.88 | 0 | 2.92 | 94349.05 | 0 | 0 | 1.26 | 0 | 3.72 | 42.12 | 88.14 | 17.08 | 0 | 0 | 85.3446 | 3.8124 | 0 | 0 | 0 | 0 | 0 | 17.0765 | 0 | 0 | 365.4372 | 17.0765 | 0
6441 | 27.76 | 1128.5 | 15.43 | 0 | 0 | 0 | 0 | 157.14 | 0 | 311.95 | 0 | 0 | 0 | 919.25 | 278.04 | 0 | 94627.09 | 0 | 0 | 1.22 | 0 | 4.33 | 0 | 77.74 | 17.08 | 0 | 0 | 88.3568 | 5.7186 | 0 | 0 | 0 | 0 | 0 | 17.0765 | 0 | 0 | 365.4372 | 17.0765 | 0
6442 | 37.98 | 1422.32 | 14.47 | 0 | 0 | 0 | 0 | 1.43 | 0 | 313.33 | 0 | 0 | 0 | 1377.96 | 599.13 | 0 | 95226.22 | 0 | 0 | 1.2 | 0 | 5.05 | 0 | 69.67 | 17.08 | 0 | 0 | 90.3649 | 3.8124 | 0 | 0 | 0 | 0 | 0 | 17.0765 | 0 | 0 | 365.4372 | 17.0765 | 0
6443 | 46.14 | 1625.69 | 13.73 | 0 | 0 | 0 | 0 | 157.14 | 0 | 464.81 | 0 | 0 | 0 | 1377.96 | 599.13 | 0 | 95825.35 | 0 | 0 | 1.18 | 0 | 5.82 | 39.62 | 100.63 | 17.08 | 15.48 | 0 | 90.3649 | 3.8124 | 0 | 0 | 0 | 0 | 0 | 17.0765 | 0 | 0 | 365.4372 | 17.0765 | 0
6444 | 47.81 | 1664.34 | 13.39 | 0 | 0 | 0 | 0 | 157.14 | 0 | 616.29 | 0 | 0 | 0 | 1377.96 | 599.13 | 0 | 96424.49 | 0 | 0 | 1.19 | 0 | 6.76 | 39.7 | 134.9 | 17.08 | 55.38 | 0 | 90.3649 | 3.8124 | 0 | 0 | 0 | 0 | 0 | 17.0765 | 0 | 0 | 365.4372 | 17.0765 | 0
6445 | 47.21 | 1650.57 | 13.3 | 0 | 0 | 0 | 0 | 157.14 | 0 | 767.78 | 0 | 0 | 0 | 1377.96 | 599.13 | 0 | 97023.62 | 0 | 0 | 1.2 | 0 | 7.81 | 40.31 | 171.38 | 17.08 | 41.35 | 0 | 88.3568 | 4.7655 | 0 | 0 | 0 | 0 | 0 | 17.0765 | 0 | 0 | 365.4372 | 17.0765 | 0
6446 | 44.86 | 1595.33 | 13.36 | 0 | 0 | 0 | 0 | 157.14 | 0 | 919.26 | 0 | 0 | 0 | 1363.63 | 589.1 | 0 | 97612.72 | 0 | 0 | 1.18 | 0 | 8.87 | 39.49 | 207.73 | 17.08 | 0 | 0 | 87.3527 | 4.7655 | 0 | 0 | 0 | 0 | 0 | 17.0765 | 0 | 0 | 365.4372 | 17.0765 | 0
6447 | 38.96 | 1448.03 | 13.7 | 0 | 0 | 0 | 0 | 29.48 | 0 | 947.67 | 0 | 0 | 0 | 1377.96 | 599.13 | 0 | 98211.85 | 0 | 0 | 1.13 | 0 | 9.88 | 0 | 206.45 | 17.08 | 0 | 0 | 87.3527 | 4.7655 | 0 | 0 | 0 | 0 | 0 | 17.0765 | 0 | 0 | 365.4372 | 17.0765 | 0
6448 | 31.9 | 1253.35 | 14.65 | 0 | 0 | 0 | 0 | 0 | 0 | 947.67 | 0 | 0 | 0 | 1168.13 | 452.26 | 0 | 98664.11 | 0 | 0 | 1.12 | 0 | 10.9 | 37.52 | 241.21 | 17.08 | 0 | 0 | 88.3568 | 4.7655 | 0 | 0 | 0 | 0 | 0 | 17.0765 | 0 | 0 | 365.4372 | 17.0765 | 0
6449 | 23.83 | 1001.66 | 16.28 | 0 | 0 | 0 | 0 | 0 | 0 | 947.67 | 0 | 0 | 0 | 945.56 | 296.46 | 0 | 98960.57 | 0 | 0 | 1.13 | 0 | 11.93 | 0 | 240.55 | 17.08 | 0 | 0 | 89.3608 | 5.7186 | 0 | 0 | 0 | 0 | 0 | 17.0765 | 0 | 0 | 365.4372 | 17.0765 | 0
6450 | 24.77 | 1032.81 | 18.63 | 0 | 0 | 0 | 0 | 0 | 0 | 947.67 | 0 | 0 | 0 | 977.05 | 318.5 | 0 | 99279.07 | 0 | 0 | 1.12 | 0 | 12.84 | 0 | 237.47 | 17.08 | 0 | 0 | 91.3689 | 6.6717 | 0 | 0 | 0 | 0 | 0 | 17.0765 | 0 | 0 | 365.4372 | 17.0765 | 0
6451 | 6.35 | 314.51 | 21.33 | 0 | 0 | 0 | 0 | 0 | 0 | 947.67 | 0 | 0 | 0 | 239 | 0 | 198.14 | 99080.93 | 0 | 0 | 1.13 | 0 | 13.52 | 0 | 230.08 | 17.08 | 0 | 0 | 95.3851 | 6.6717 | 0 | 0 | 0 | 0 | 0 | 17.0765 | 0 | 0 | 365.4372 | 17.0765 | 0
6452 | 0 | 0 | 24.28 | 0 | 0 | 0 | 0 | 0 | 82.8462 | 861.73 | 0 | 0 | 0 | 0 | 0 | 365.44 | 98715.49 | 0 | 0 | 0 | 0 | 13.05 | 0 | 221.05 | 17.08 | 0 | 0 | 101.4095 | 5.7186 | 0 | 0 | 0 | 0 | 0 | 17.0765 | 0 | 0 | 365.4372 | 17.0765 | 0
6453 | 0 | 0 | 27.46 | 0 | 0 | 0 | 0 | 0 | 78.7202 | 780.08 | 0 | 0 | 0 | 0 | 0 | 365.44 | 98350.05 | 0 | 0 | 0 | 0 | 12.46 | 0 | 209.86 | 17.08 | 0 | 0 | 101.4095 | 4.7655 | 0 | 0 | 0 | 0 | 0 | 17.0765 | 0 | 0 | 365.4372 | 17.0765 | 0
6454 | 0 | 0 | 30.6 | 0 | 0 | 0 | 0 | 0 | 67.5957 | 709.96 | 0 | 0 | 0 | 0 | 0 | 365.44 | 97984.62 | 0 | 0 | 0 | 0 | 11.79 | 0 | 197.15 | 17.08 | 0 | 0 | 94.3811 | 3.8124 | 0 | 0 | 0 | 0 | 0 | 17.0765 | 0 | 0 | 365.4372 | 17.0765 | 0
6455 | 0 | 0 | 33.14 | 0 | 0 | 0 | 0 | 0 | 53.0489 | 654.92 | 0 | 0 | 0 | 0 | 0 | 365.44 | 97619.18 | 0 | 0 | 0 | 0 | 11.07 | 0 | 183.41 | 17.08 | 0 | 0 | 83.3365 | 2.8593 | 0 | 0 | 0 | 0 | 0 | 17.0765 | 0 | 0 | 365.4372 | 17.0765 | 0
6456 | 0 | 0 | 34.69 | 0 | 0 | 0 | 0 | 0 | 42.522 | 610.81 | 0 | 0 | 0 | 0 | 0 | 365.44 | 97253.74 | 0 | 0 | 0 | 0 | 10.35 | 0 | 169.81 | 17.08 | 0 | 0 | 75.3041 | 1.9062 | 0 | 0 | 0 | 0 | 0 | 17.0765 | 0 | 0 | 365.4372 | 17.0765 | 0
6457 | 0 | 0 | 35.85 | 0 | 0 | 0 | 0 | 0 | 35.3884 | 574.1 | 0 | 0 | 0 | 0 | 0 | 365.44 | 96888.31 | 0 | 0 | 0 | 0 | 9.7 | 0 | 157.38 | 17.08 | 0 | 0 | 70.2838 | 0.95311 | 0 | 0 | 0 | 0 | 0 | 17.0765 | 0 | 0 | 365.4372 | 17.0765 | 0
6458 | 0 | 0 | 37.32 | 0 | 0 | 0 | 0 | 0 | 28.9489 | 544.07 | 0 | 0 | 0 | 0 | 0 | 365.44 | 96522.87 | 0 | 0 | 0 | 0 | 8.96 | 0 | 143.38 | 17.08 | 0 | 0 | 66.2676 | 0 | 0 | 0 | 0 | 0 | 0 | 17.0765 | 0 | 0 | 365.4372 | 17.0765 | 0
6459 | 0 | 0 | 38.84 | 0 | 0 | 0 | 0 | 0 | 26.4232 | 516.66 | 0 | 0 | 0 | 0 | 0 | 365.44 | 96157.43 | 0 | 0 | 0 | 0 | 8.08 | 0 | 126.6 | 17.08 | 0 | 0 | 65.2635 | 0 | 0 | 0 | 0 | 0 | 0 | 17.0765 | 0 | 0 | 365.4372 | 17.0765 | 0
6460 | 0 | 0 | 41.12 | 0 | 0 | 0 | 0 | 0 | 25.1508 | 490.57 | 0 | 0 | 0 | 0 | 0 | 365.44 | 95791.99 | 0 | 0 | 0 | 0 | 7.14 | 0 | 108.89 | 17.08 | 0 | 0 | 66.2676 | 0 | 0 | 0 | 0 | 0 | 0 | 17.0765 | 0 | 0 | 365.4372 | 17.0765 | 0
6461 | 0 | 0 | 43.42 | 0 | 0 | 0 | 0 | 0 | 26.8667 | 462.7 | 0 | 0 | 0 | 0 | 0 | 365.44 | 95426.56 | 0 | 0 | 0 | 0 | 6.24 | 0 | 91.67 | 17.08 | 0 | 0 | 70.2838 | 0 | 0 | 0 | 0 | 0 | 0 | 17.0765 | 0 | 0 | 365.4372 | 17.0765 | 0
6462 | 0 | 0 | 45.25 | 0 | 0 | 0 | 0 | 0 | 29.9997 | 431.58 | 0 | 0 | 0 | 0 | 0 | 365.44 | 95061.12 | 0 | 0 | 0 | 0 | 5.31 | 0 | 74.02 | 17.08 | 0 | 0 | 74.3 | 0.95311 | 0 | 0 | 0 | 0 | 0 | 17.0765 | 0 | 0 | 365.4372 | 17.0765 | 0
6463 | 0 | 0 | 46.09 | 0 | 0 | 0 | 0 | 0 | 35.1378 | 395.13 | 0 | 0 | 0 | 0 | 0 | 365.44 | 94695.68 | 0 | 0 | 0 | 0 | 4.41 | 0 | 56.97 | 17.08 | 0 | 0 | 79.3203 | 1.9062 | 0 | 0 | 0 | 0 | 0 | 17.0765 | 0 | 0 | 365.4372 | 17.0765 | 0
6464 | 1.22 | 63.71 | 46.12 | 0 | 0 | 0 | 0 | 21.64 | 0 | 415.99 | 0 | 0 | 0 | 0 | 0 | 365.44 | 94330.25 | 0 | 0 | 1.26 | 0 | 4.78 | 0 | 41.35 | 17.08 | 0 | 0 | 84.3406 | 3.8124 | 0 | 0 | 0 | 0 | 0 | 17.0765 | 0 | 0 | 365.4372 | 17.0765 | 0
6465 | 5.39 | 269.66 | 45.57 | 0 | 0 | 0 | 0 | 157.14 | 0 | 567.47 | 0 | 0 | 0 | 28.22 | 0 | 345.68 | 93984.57 | 0 | 0 | 1.22 | 0 | 5.4 | 40.97 | 69.87 | 17.08 | 0 | 0 | 87.3527 | 5.7186 | 0 | 0 | 0 | 0 | 0 | 17.0765 | 0 | 0 | 365.4372 | 17.0765 | 0
6466 | 9.72 | 465.2 | 43.83 | 0 | 0 | 0 | 0 | 157.14 | 0 | 718.95 | 0 | 0 | 0 | 227.06 | 0 | 206.49 | 93778.07 | 0 | 0 | 1.2 | 0 | 6.11 | 40.17 | 99.96 | 17.08 | 0 | 0 | 89.3608 | 3.8124 | 0 | 0 | 0 | 0 | 0 | 17.0765 | 0 | 0 | 365.4372 | 17.0765 | 0
6467 | 9.47 | 454.61 | 42.02 | 0 | 0 | 0 | 0 | 0 | 0 | 718.95 | 0 | 0 | 0 | 371.12 | 0 | 105.65 | 93672.42 | 0 | 0 | 1.18 | 0 | 6.88 | 39.62 | 130.92 | 17.08 | 0 | 0 | 90.3649 | 3.8124 | 0 | 0 | 0 | 0 | 0 | 17.0765 | 0 | 0 | 365.4372 | 17.0765 | 0
6468 | 7.65 | 373.81 | 40.12 | 0 | 0 | 0 | 0 | 0 | 0 | 718.95 | 0 | 0 | 0 | 327.21 | 0 | 136.39 | 93536.03 | 0 | 0 | 1.19 | 0 | 7.83 | 0 | 127.48 | 17.08 | 0 | 0 | 89.3608 | 3.8124 | 0 | 0 | 0 | 0 | 0 | 17.0765 | 0 | 0 | 365.4372 | 17.0765 | 0
6469 | 4.4 | 222.41 | 38.1 | 0 | 0 | 0 | 0 | 131.48 | 0 | 845.7 | 0 | 0 | 0 | 0 | 0 | 365.44 | 93170.59 | 0 | 0 | 0 | 0 | 7.73 | 40.31 | 163.96 | 17.08 | 0 | 0 | 88.3568 | 4.7655 | 0 | 0 | 0 | 0 | 0 | 17.0765 | 0 | 0 | 365.4372 | 17.0765 | 0
6470 | 0.69 | 36.23 | 36.6 | 0 | 0 | 0 | 0 | 0 | 18.5956 | 826.4 | 0 | 0 | 0 | 0 | 0 | 365.44 | 92805.16 | 0 | 0 | 0 | 0 | 7.67 | 0 | 162.8 | 17.08 | 0 | 0 | 87.3527 | 4.7655 | 0 | 0 | 0 | 0 | 0 | 17.0765 | 0 | 0 | 365.4372 | 17.0765 | 0
6471 | 0.64 | 33.62 | 35.94 | 0 | 0 | 0 | 0 | 0 | 21.9117 | 803.67 | 0 | 0 | 0 | 0 | 0 | 365.44 | 92439.72 | 0 | 0 | 0 | 0 | 7.6 | 0 | 161.51 | 17.08 | 0 | 0 | 87.3527 | 4.7655 | 0 | 0 | 0 | 0 | 0 | 17.0765 | 0 | 0 | 365.4372 | 17.0765 | 0
6472 | 0.55 | 28.91 | 35.58 | 0 | 0 | 0 | 0 | 0 | 27.0788 | 775.58 | 0 | 0 | 0 | 0 | 0 | 365.44 | 92074.28 | 0 | 0 | 0 | 0 | 7.56 | 0 | 160.63 | 17.08 | 0 | 0 | 87.3527 | 4.7655 | 0 | 0 | 0 | 0 | 0 | 17.0765 | 0 | 0 | 365.4372 | 17.0765 | 0
6473 | 0.32 | 16.95 | 35.04 | 0 | 0 | 0 | 0 | 0 | 42.7727 | 731.21 | 0 | 0 | 0 | 0 | 0 | 365.44 | 91708.85 | 0 | 0 | 0 | 0 | 7.52 | 0 | 159.97 | 17.08 | 0 | 0 | 89.3608 | 5.7186 | 0 | 0 | 0 | 0 | 0 | 17.0765 | 0 | 0 | 365.4372 | 17.0765 | 0
6474 | 3.44 | 175.56 | 34.64 | 0 | 0 | 0 | 0 | 0 | 0 | 731.21 | 0 | 0 | 0 | 76.93 | 0 | 311.59 | 91397.26 | 0 | 0 | 1.12 | 0 | 8.43 | 37.55 | 192.57 | 17.08 | 0 | 0 | 91.3689 | 6.6717 | 0 | 0 | 0 | 0 | 0 | 17.0765 | 0 | 0 | 365.4372 | 17.0765 | 0
6475 | 1.89 | 98.01 | 34.16 | 0 | 0 | 0 | 0 | 0 | 0 | 731.21 | 0 | 0 | 0 | 29.87 | 0 | 344.53 | 91052.73 | 0 | 0 | 1.13 | 0 | 9.11 | 0 | 185.17 | 17.08 | 0 | 0 | 96.3892 | 6.6717 | 0 | 0 | 0 | 0 | 0 | 17.0765 | 0 | 0 | 365.4372 | 17.0765 | 0
6476 | 0 | 0 | 33.21 | 0 | 0 | 0 | 0 | 0 | 74.9221 | 653.49 | 0 | 0 | 0 | 0 | 0 | 365.44 | 90687.29 | 0 | 0 | 0 | 0 | 8.64 | 0 | 176.15 | 17.08 | 0 | 0 | 102.4135 | 5.7186 | 0 | 0 | 0 | 0 | 0 | 17.0765 | 0 | 0 | 365.4372 | 17.0765 | 0
6477 | 0 | 0 | 31.64 | 0 | 0 | 0 | 0 | 0 | 75.539 | 575.13 | 0 | 0 | 0 | 0 | 0 | 365.44 | 90321.85 | 0 | 0 | 0 | 0 | 8.05 | 0 | 164.95 | 17.08 | 0 | 0 | 102.4135 | 4.7655 | 0 | 0 | 0 | 0 | 0 | 17.0765 | 0 | 0 | 365.4372 | 17.0765 | 0
6478 | 0 | 0 | 32.64 | 0 | 0 | 0 | 0 | 0 | 65.552 | 507.12 | 0 | 0 | 0 | 0 | 0 | 365.44 | 89956.42 | 0 | 0 | 0 | 0 | 7.38 | 0 | 152.25 | 17.08 | 0 | 0 | 94.3811 | 3.8124 | 0 | 0 | 0 | 0 | 0 | 17.0765 | 0 | 0 | 365.4372 | 17.0765 | 0
6479 | 0 | 0 | 34.3 | 0 | 0 | 0 | 0 | 0 | 51.8921 | 453.29 | 0 | 0 | 0 | 0 | 0 | 365.44 | 89590.98 | 0 | 0 | 0 | 0 | 6.66 | 0 | 138.51 | 17.08 | 0 | 0 | 83.3365 | 2.8593 | 0 | 0 | 0 | 0 | 0 | 17.0765 | 0 | 0 | 365.4372 | 17.0765 | 0
6480 | 0 | 0 | 35.32 | 0 | 0 | 0 | 0 | 0 | 41.8858 | 409.83 | 0 | 0 | 0 | 0 | 0 | 365.44 | 89225.54 | 0 | 0 | 0 | 0 | 5.94 | 0 | 124.91 | 17.08 | 0 | 0 | 75.3041 | 1.9062 | 0 | 0 | 0 | 0 | 0 | 17.0765 | 0 | 0 | 365.4372 | 17.0765 | 0
6481 | 0 | 0 | 36.16 | 0 | 0 | 0 | 0 | 0 | 35.0703 | 373.45 | 0 | 0 | 0 | 0 | 0 | 365.44 | 88860.11 | 0 | 0 | 0 | 0 | 5.28 | 0 | 112.47 | 17.08 | 0 | 0 | 70.2838 | 0.95311 | 0 | 0 | 0 | 0 | 0 | 17.0765 | 0 | 0 | 365.4372 | 17.0765 | 0
6482 | 0 | 0 | 37.36 | 0 | 0 | 0 | 0 | 0 | 29.9129 | 342.42 | 0 | 0 | 0 | 0 | 0 | 365.44 | 88494.67 | 0 | 0 | 0 | 0 | 4.55 | 0 | 98.47 | 17.08 | 0 | 0 | 67.2716 | 0 | 0 | 0 | 0 | 0 | 0 | 17.0765 | 0 | 0 | 365.4372 | 17.0765 | 0
6483 | 0 | 0 | 38.89 | 0 | 0 | 0 | 0 | 0 | 27.3776 | 314.02 | 0 | 0 | 0 | 0 | 0 | 365.44 | 88129.23 | 0 | 0 | 0 | 0 | 3.66 | 0 | 81.7 | 17.08 | 0 | 0 | 66.2676 | 0 | 0 | 0 | 0 | 0 | 0 | 17.0765 | 0 | 0 | 365.4372 | 17.0765 | 0
6484 | 0 | 0 | 35.5 | 0 | 0 | 0 | 0 | 0 | 29.7683 | 283.15 | 0 | 0 | 0 | 0 | 0 | 365.44 | 87763.79 | 0 | 0 | 0 | 0 | 2.73 | 0 | 63.99 | 17.08 | 0 | 0 | 65.2635 | 0 | 0 | 0 | 0 | 0 | 0 | 17.0765 | 0 | 0 | 365.4372 | 17.0765 | 0
6485 | 0 | 0 | 31.42 | 0 | 0 | 0 | 0 | 0 | 36.8537 | 244.92 | 0 | 0 | 0 | 0 | 0 | 365.44 | 87398.36 | 0 | 0 | 0 | 0 | 1.83 | 0 | 46.76 | 17.08 | 0 | 0 | 68.2757 | 0 | 0 | 0 | 0 | 0 | 0 | 17.0765 | 0 | 0 | 365.4372 | 17.0765 | 0
6486 | 0 | 0 | 28.98 | 0 | 0 | 0 | 0 | 0 | 45.2598 | 197.97 | 0 | 0 | 0 | 0 | 0 | 365.44 | 87032.92 | 0 | 0 | 0 | 0 | 0.9 | 0 | 29.11 | 17.08 | 0 | 0 | 73.296 | 0.95311 | 0 | 0 | 0 | 0 | 0 | 17.0765 | 0 | 0 | 365.4372 | 17.0765 | 0
6487 | 0 | 0 | 27.35 | 0 | 0 | 0 | 0 | 0 | 52.8658 | 143.12 | 0 | 0 | 0 | 0 | 0 | 365.44 | 86667.48 | 0 | 0 | 0 | 0 | 0 | 0 | 12.07 | 17.08 | 0 | 0 | 78.3162 | 1.9062 | 0 | 0 | 0 | 0 | 0 | 17.0765 | 0 | 0 | 365.4372 | 17.0765 | 0
6488 | 2.89 | 148.22 | 26.42 | 0 | 0 | 0 | 0 | 0 | 0 | 143.12 | 0 | 0 | 0 | 47 | 0 | 332.54 | 86334.94 | 0 | 0 | 1.26 | 0 | 0.37 | 42.12 | 36.46 | 17.08 | 0 | 0 | 83.3365 | 3.8124 | 0 | 0 | 0 | 0 | 0 | 17.0765 | 0 | 0 | 365.4372 | 17.0765 | 0
6489 | 12 | 561.93 | 25.91 | 0 | 0 | 0 | 0 | 66.8 | 0 | 207.51 | 0 | 0 | 0 | 398.78 | 0 | 86.29 | 86248.65 | 0 | 0 | 1.22 | 0 | 0.99 | 40.97 | 64.98 | 17.08 | 0 | 0 | 86.3487 | 5.7186 | 0 | 0 | 0 | 0 | 0 | 17.0765 | 0 | 0 | 365.4372 | 17.0765 | 0
6490 | 19.26 | 842.69 | 27.92 | 0 | 0 | 0 | 0 | 0 | 0 | 207.51 | 0 | 0 | 0 | 797.5 | 192.81 | 0 | 86441.47 | 0 | 0 | 1.2 | 0 | 1.7 | 0 | 56.9 | 17.08 | 0 | 0 | 87.3527 | 3.8124 | 0 | 0 | 0 | 0 | 0 | 17.0765 | 0 | 0 | 365.4372 | 17.0765 | 0
6491 | 22.67 | 962.47 | 31.28 | 0 | 0 | 0 | 0 | 0 | 0 | 207.51 | 0 | 0 | 0 | 884.44 | 253.67 | 0 | 86695.14 | 0 | 0 | 1.18 | 0 | 2.47 | 39.62 | 87.87 | 17.08 | 0 | 0 | 87.3527 | 3.8124 | 0 | 0 | 0 | 0 | 0 | 17.0765 | 0 | 0 | 365.4372 | 17.0765 | 0
6492 | 28.2 | 1142.14 | 34.28 | 0 | 0 | 0 | 0 | 157.14 | 0 | 358.99 | 0 | 0 | 0 | 917.45 | 276.78 | 0 | 86971.92 | 0 | 0 | 1.19 | 0 | 3.42 | 39.7 | 122.14 | 17.08 | 0 | 0 | 85.3446 | 3.8124 | 0 | 0 | 0 | 0 | 0 | 17.0765 | 0 | 0 | 365.4372 | 17.0765 | 0
6493 | 32.27 | 1264.16 | 36.67 | 0 | 0 | 0 | 0 | 157.14 | 0 | 510.47 | 0 | 0 | 0 | 1085.66 | 394.52 | 0 | 87366.44 | 0 | 0 | 1.2 | 0 | 4.47 | 0 | 120.32 | 17.08 | 0 | 0 | 84.3406 | 4.7655 | 0 | 0 | 0 | 0 | 0 | 17.0765 | 0 | 0 | 365.4372 | 17.0765 | 0
6494 | 34.55 | 1329.06 | 39.47 | 0 | 0 | 0 | 0 | 0 | 0 | 510.47 | 0 | 0 | 0 | 1275.32 | 527.29 | 0 | 87893.73 | 0 | 0 | 1.18 | 0 | 5.52 | 39.49 | 156.67 | 17.08 | 0 | 0 | 82.3324 | 4.7655 | 0 | 0 | 0 | 0 | 0 | 17.0765 | 0 | 0 | 365.4372 | 17.0765 | 0
6495 | 30.08 | 1199.52 | 42.28 | 0 | 0 | 0 | 0 | 0 | 0 | 510.47 | 0 | 0 | 0 | 1183.65 | 463.12 | 0 | 88356.84 | 0 | 0 | 1.13 | 0 | 6.53 | 0 | 155.39 | 17.08 | 0 | 0 | 82.3324 | 4.7655 | 0 | 0 | 0 | 0 | 0 | 17.0765 | 0 | 0 | 365.4372 | 17.0765 | 0
6496 | 24.7 | 1030.37 | 44 | 0 | 0 | 0 | 0 | 0 | 0 | 510.47 | 0 | 0 | 0 | 1009.85 | 341.46 | 0 | 88698.3 | 0 | 0 | 1.12 | 0 | 7.55 | 0 | 154.5 | 17.08 | 0 | 0 | 83.3365 | 4.7655 | 0 | 0 | 0 | 0 | 0 | 17.0765 | 0 | 0 | 365.4372 | 17.0765 | 0
6497 | 17.82 | 790.09 | 45.15 | 0 | 0 | 0 | 0 | 0 | 0 | 510.47 | 0 | 0 | 0 | 724.09 | 141.43 | 0 | 88839.73 | 0 | 0 | 1.13 | 0 | 8.59 | 37.78 | 189.74 | 17.08 | 0 | 0 | 84.3406 | 5.7186 | 0 | 0 | 0 | 0 | 0 | 17.0765 | 0 | 0 | 365.4372 | 17.0765 | 0
6498 | 17.05 | 761.21 | 46.17 | 0 | 0 | 0 | 0 | 0 | 0 | 510.47 | 0 | 0 | 0 | 729.28 | 145.06 | 0 | 88984.79 | 0 | 0 | 1.12 | 0 | 9.49 | 0 | 186.66 | 17.08 | 0 | 0 | 87.3527 | 6.6717 | 0 | 0 | 0 | 0 | 0 | 17.0765 | 0 | 0 | 365.4372 | 17.0765 | 0
6499 | 5.68 | 283.14 | 46.74 | 0 | 0 | 0 | 0 | 0 | 0 | 510.47 | 0 | 0 | 0 | 197.51 | 0 | 227.18 | 88757.61 | 0 | 0 | 1.13 | 0 | 10.18 | 37.87 | 215.24 | 17.08 | 0 | 0 | 92.373 | 6.6717 | 0 | 0 | 0 | 0 | 0 | 17.0765 | 0 | 0 | 365.4372 | 17.0765 | 0
6500 | 0 | 0 | 46.57 | 0 | 0 | 0 | 0 | 0 | 58.5534 | 449.74 | 0 | 0 | 0 | 0 | 0 | 365.44 | 88392.17 | 0 | 0 | 0 | 0 | 9.7 | 0 | 206.22 | 17.08 | 0 | 0 | 99.4014 | 5.7186 | 0 | 0 | 0 | 0 | 0 | 17.0765 | 0 | 0 | 365.4372 | 17.0765 | 0
6501 | 0 | 0 | 46.01 | 0 | 0 | 0 | 0 | 0 | 59.1607 | 388.37 | 0 | 0 | 0 | 0 | 0 | 365.44 | 88026.74 | 0 | 0 | 0 | 0 | 9.11 | 0 | 195.02 | 17.08 | 0 | 0 | 100.4054 | 4.7655 | 0 | 0 | 0 | 0 | 0 | 17.0765 | 0 | 0 | 365.4372 | 17.0765 | 0
6502 | 0 | 0 | 46.8 | 0 | 0 | 0 | 0 | 0 | 50.3883 | 336.1 | 0 | 0 | 0 | 0 | 0 | 365.44 | 87661.3 | 0 | 0 | 0 | 0 | 8.44 | 0 | 182.32 | 17.08 | 0 | 0 | 93.377 | 3.8124 | 0 | 0 | 0 | 0 | 0 | 17.0765 | 0 | 0 | 365.4372 | 17.0765 | 0
6503 | 0 | 0 | 47.8 | 0 | 0 | 0 | 0 | 0 | 37.3936 | 297.31 | 0 | 0 | 0 | 0 | 0 | 365.44 | 87295.86 | 0 | 0 | 0 | 0 | 7.72 | 0 | 168.58 | 17.08 | 0 | 0 | 82.3324 | 2.8593 | 0 | 0 | 0 | 0 | 0 | 17.0765 | 0 | 0 | 365.4372 | 17.0765 | 0
6504 | 0 | 0 | 48.75 | 0 | 0 | 0 | 0 | 0 | 26.4522 | 269.87 | 0 | 0 | 0 | 0 | 0 | 365.44 | 86930.43 | 0 | 0 | 0 | 0 | 7 | 0 | 154.98 | 17.08 | 0 | 0 | 73.296 | 1.9062 | 0 | 0 | 0 | 0 | 0 | 17.0765 | 0 | 0 | 365.4372 | 17.0765 | 0
6505 | 0 | 0 | 49.59 | 0 | 0 | 0 | 0 | 0 | 20.6489 | 248.45 | 0 | 0 | 0 | 0 | 0 | 365.44 | 86564.99 | 0 | 0 | 0 | 0 | 6.35 | 0 | 142.54 | 17.08 | 0 | 0 | 69.2797 | 0.95311 | 0 | 0 | 0 | 0 | 0 | 17.0765 | 0 | 0 | 365.4372 | 17.0765 | 0
6506 | 0 | 0 | 49.91 | 0 | 0 | 0 | 0 | 0 | 15.3565 | 232.52 | 0 | 0 | 0 | 0 | 0 | 365.44 | 86199.55 | 0 | 0 | 0 | 0 | 5.61 | 0 | 128.54 | 17.08 | 0 | 0 | 65.2635 | 0 | 0 | 0 | 0 | 0 | 0 | 17.0765 | 0 | 0 | 365.4372 | 17.0765 | 0
6507 | 0 | 0 | 50.07 | 0 | 0 | 0 | 0 | 0 | 14.1901 | 217.8 | 0 | 0 | 0 | 0 | 0 | 365.44 | 85834.11 | 0 | 0 | 0 | 0 | 4.73 | 0 | 111.77 | 17.08 | 0 | 0 | 64.2595 | 0 | 0 | 0 | 0 | 0 | 0 | 17.0765 | 0 | 0 | 365.4372 | 17.0765 | 0
6508 | 0 | 0 | 49.34 | 0 | 0 | 0 | 0 | 0 | 15.9253 | 201.28 | 0 | 0 | 0 | 0 | 0 | 365.44 | 85468.68 | 0 | 0 | 0 | 0 | 3.8 | 0 | 94.05 | 17.08 | 0 | 0 | 65.2635 | 0 | 0 | 0 | 0 | 0 | 0 | 17.0765 | 0 | 0 | 365.4372 | 17.0765 | 0
6509 | 0 | 0 | 47.69 | 0 | 0 | 0 | 0 | 0 | 21.5936 | 178.88 | 0 | 0 | 0 | 0 | 0 | 365.44 | 85103.24 | 0 | 0 | 0 | 0 | 2.89 | 0 | 76.83 | 17.08 | 0 | 0 | 69.2797 | 0 | 0 | 0 | 0 | 0 | 0 | 17.0765 | 0 | 0 | 365.4372 | 17.0765 | 0
6510 | 0 | 0 | 45.19 | 0 | 0 | 0 | 0 | 0 | 29.055 | 148.73 | 0 | 0 | 0 | 0 | 0 | 365.44 | 84737.8 | 0 | 0 | 0 | 0 | 1.96 | 0 | 59.18 | 17.08 | 0 | 0 | 73.296 | 0.95311 | 0 | 0 | 0 | 0 | 0 | 17.0765 | 0 | 0 | 365.4372 | 17.0765 | 0
6511 | 0 | 0 | 41.64 | 0 | 0 | 0 | 0 | 0 | 38.5889 | 108.71 | 0 | 0 | 0 | 0 | 0 | 365.44 | 84372.37 | 0 | 0 | 0 | 0 | 1.07 | 0 | 42.13 | 17.08 | 0 | 0 | 78.3162 | 1.9062 | 0 | 0 | 0 | 0 | 0 | 17.0765 | 0 | 0 | 365.4372 | 17.0765 | 0
6512 | 2.21 | 114.31 | 37.74 | 0 | 0 | 0 | 0 | 65.85 | 0 | 172.19 | 0 | 0 | 0 | 0 | 0 | 365.44 | 84006.93 | 0 | 0 | 1.26 | 0 | 1.44 | 0 | 26.51 | 17.08 | 0 | 0 | 83.3365 | 3.8124 | 0 | 0 | 0 | 0 | 0 | 17.0765 | 0 | 0 | 365.4372 | 17.0765 | 0
6513 | 9.28 | 446.3 | 33.75 | 0 | 0 | 0 | 0 | 0 | 0 | 172.19 | 0 | 0 | 0 | 356.3 | 0 | 116.03 | 83890.9 | 0 | 0 | 0 | 0 | 0.89 | 40.97 | 55.04 | 17.08 | 0 | 0 | 86.3487 | 5.7186 | 0 | 0 | 0 | 0 | 0 | 17.0765 | 0 | 0 | 365.4372 | 17.0765 | 0
6514 | 14.54 | 664.53 | 29.58 | 0 | 0 | 0 | 0 | 0 | 0 | 172.19 | 0 | 0 | 0 | 616.29 | 65.97 | 0 | 83956.86 | 0 | 0 | 1.2 | 0 | 1.6 | 0 | 46.96 | 17.08 | 0 | 0 | 87.3527 | 3.8124 | 0 | 0 | 0 | 0 | 0 | 17.0765 | 0 | 0 | 365.4372 | 17.0765 | 0
6515 | 16.52 | 741.39 | 26.44 | 0 | 0 | 0 | 0 | 0 | 0 | 172.19 | 0 | 0 | 0 | 652.38 | 91.23 | 0 | 84048.09 | 0 | 0 | 1.18 | 0 | 2.38 | 39.62 | 77.92 | 17.08 | 0 | 0 | 87.3527 | 3.8124 | 0 | 0 | 0 | 0 | 0 | 17.0765 | 0 | 0 | 365.4372 | 17.0765 | 0
6516 | 25.35 | 1051.86 | 24.84 | 0 | 0 | 0 | 0 | 0 | 0 | 172.19 | 0 | 0 | 0 | 1010.7 | 342.06 | 0 | 84390.15 | 0 | 0 | 1.19 | 0 | 3.32 | 0 | 74.49 | 17.08 | 0 | 0 | 86.3487 | 3.8124 | 0 | 0 | 0 | 0 | 0 | 17.0765 | 0 | 0 | 365.4372 | 17.0765 | 0
6517 | 34.34 | 1323.21 | 24.49 | 0 | 0 | 0 | 0 | 0 | 0 | 172.19 | 0 | 0 | 0 | 1291.73 | 538.78 | 0 | 84928.92 | 0 | 0 | 1.2 | 0 | 4.37 | 0 | 72.67 | 17.08 | 0 | 0 | 84.3406 | 4.7655 | 0 | 0 | 0 | 0 | 0 | 17.0765 | 0 | 0 | 365.4372 | 17.0765 | 0
6518 | 43.07 | 1552.14 | 25.25 | 0 | 0 | 0 | 0 | 114.74 | 0 | 282.8 | 0 | 0 | 0 | 1377.96 | 599.13 | 0 | 85528.06 | 0 | 0 | 1.18 | 0 | 5.43 | 39.49 | 109.01 | 17.08 | 0 | 0 | 82.3324 | 4.7655 | 0 | 0 | 0 | 0 | 0 | 17.0765 | 0 | 0 | 365.4372 | 17.0765 | 0
6519 | 42.17 | 1529.9 | 27.13 | 0 | 0 | 0 | 0 | 99.45 | 0 | 378.67 | 0 | 0 | 0 | 1377.96 | 599.13 | 0 | 86127.19 | 0 | 0 | 1.13 | 0 | 6.44 | 33.56 | 139.61 | 17.08 | 0 | 0 | 82.3324 | 4.7655 | 0 | 0 | 0 | 0 | 0 | 17.0765 | 0 | 0 | 365.4372 | 17.0765 | 0
6520 | 41.23 | 1506.29 | 29.54 | 0 | 0 | 0 | 0 | 72.35 | 0 | 448.42 | 0 | 0 | 0 | 1377.96 | 599.13 | 0 | 86726.32 | 0 | 0 | 1.12 | 0 | 7.46 | 37.52 | 174.37 | 17.08 | 0 | 0 | 83.3365 | 4.7655 | 0 | 0 | 0 | 0 | 0 | 17.0765 | 0 | 0 | 365.4372 | 17.0765 | 0
6521 | 40 | 1474.92 | 31.33 | 0 | 0 | 0 | 0 | 38.32 | 0 | 485.36 | 0 | 0 | 0 | 1377.96 | 599.13 | 0 | 87325.45 | 0 | 0 | 1.13 | 0 | 8.49 | 37.78 | 209.61 | 17.08 | 0 | 0 | 85.3446 | 5.7186 | 0 | 0 | 0 | 0 | 0 | 17.0765 | 0 | 0 | 365.4372 | 17.0765 | 0
6522 | 42.09 | 1527.84 | 32.26 | 0 | 0 | 0 | 0 | 130.11 | 0 | 610.78 | 0 | 0 | 0 | 1377.96 | 599.13 | 0 | 87924.59 | 0 | 0 | 0.1 | 0 | 8.43 | 0 | 206.52 | 17.08 | 0 | 0 | 87.3527 | 6.6717 | 0 | 0 | 0 | 0 | 0 | 17.0765 | 0 | 0 | 365.4372 | 17.0765 | 0
6523 | 9.39 | 451.21 | 32.25 | 0 | 0 | 0 | 0 | 0 | 0 | 610.78 | 0 | 0 | 0 | 392.68 | 0 | 90.56 | 87834.03 | 0 | 0 | 1.13 | 0 | 9.11 | 0 | 199.13 | 17.08 | 0 | 0 | 92.373 | 6.6717 | 0 | 0 | 0 | 0 | 0 | 17.0765 | 0 | 0 | 365.4372 | 17.0765 | 0
6524 | 0 | 0 | 31.63 | 0 | 0 | 0 | 0 | 0 | 73.4954 | 534.54 | 0 | 0 | 0 | 0 | 0 | 365.44 | 87468.59 | 0 | 0 | 0 | 0 | 8.64 | 0 | 190.1 | 17.08 | 0 | 0 | 99.4014 | 5.7186 | 0 | 0 | 0 | 0 | 0 | 17.0765 | 0 | 0 | 365.4372 | 17.0765 | 0
6525 | 0 | 0 | 30.95 | 0 | 0 | 0 | 0 | 0 | 74.2184 | 457.56 | 0 | 0 | 0 | 0 | 0 | 365.44 | 87103.15 | 0 | 0 | 0 | 0 | 8.05 | 0 | 178.91 | 17.08 | 0 | 0 | 100.4054 | 4.7655 | 0 | 0 | 0 | 0 | 0 | 17.0765 | 0 | 0 | 365.4372 | 17.0765 | 0
6526 | 0 | 0 | 31.06 | 0 | 0 | 0 | 0 | 0 | 66.1208 | 388.96 | 0 | 0 | 0 | 0 | 0 | 365.44 | 86737.71 | 0 | 0 | 0 | 0 | 7.38 | 0 | 166.21 | 17.08 | 0 | 0 | 93.377 | 3.8124 | 0 | 0 | 0 | 0 | 0 | 17.0765 | 0 | 0 | 365.4372 | 17.0765 | 0
6527 | 0 | 0 | 31.79 | 0 | 0 | 0 | 0 | 0 | 53.4056 | 333.56 | 0 | 0 | 0 | 0 | 0 | 365.44 | 86372.28 | 0 | 0 | 0 | 0 | 6.66 | 0 | 152.47 | 17.08 | 0 | 0 | 82.3324 | 2.8593 | 0 | 0 | 0 | 0 | 0 | 17.0765 | 0 | 0 | 365.4372 | 17.0765 | 0
6528 | 0 | 0 | 32.58 | 0 | 0 | 0 | 0 | 0 | 42.6184 | 289.35 | 0 | 0 | 0 | 0 | 0 | 365.44 | 86006.84 | 0 | 0 | 0 | 0 | 5.94 | 0 | 138.87 | 17.08 | 0 | 0 | 73.296 | 1.9062 | 0 | 0 | 0 | 0 | 0 | 17.0765 | 0 | 0 | 365.4372 | 17.0765 | 0
6529 | 0 | 0 | 33.45 | 0 | 0 | 0 | 0 | 0 | 36.7862 | 251.19 | 0 | 0 | 0 | 0 | 0 | 365.44 | 85641.4 | 0 | 0 | 0 | 0 | 5.28 | 0 | 126.43 | 17.08 | 0 | 0 | 69.2797 | 0.95311 | 0 | 0 | 0 | 0 | 0 | 17.0765 | 0 | 0 | 365.4372 | 17.0765 | 0
6530 | 0 | 0 | 34.11 | 0 | 0 | 0 | 0 | 0 | 31.1565 | 218.87 | 0 | 0 | 0 | 0 | 0 | 365.44 | 85275.96 | 0 | 0 | 0 | 0 | 4.55 | 0 | 112.43 | 17.08 | 0 | 0 | 65.2635 | 0 | 0 | 0 | 0 | 0 | 0 | 17.0765 | 0 | 0 | 365.4372 | 17.0765 | 0
6531 | 0 | 0 | 33.71 | 0 | 0 | 0 | 0 | 0 | 30.5492 | 187.18 | 0 | 0 | 0 | 0 | 0 | 365.44 | 84910.53 | 0 | 0 | 0 | 0 | 3.66 | 0 | 95.66 | 17.08 | 0 | 0 | 64.2595 | 0 | 0 | 0 | 0 | 0 | 0 | 17.0765 | 0 | 0 | 365.4372 | 17.0765 | 0
6532 | 0 | 0 | 32.16 | 0 | 0 | 0 | 0 | 0 | 33.1038 | 152.85 | 0 | 0 | 0 | 0 | 0 | 365.44 | 84545.09 | 0 | 0 | 0 | 0 | 2.73 | 0 | 77.94 | 17.08 | 0 | 0 | 65.2635 | 0 | 0 | 0 | 0 | 0 | 0 | 17.0765 | 0 | 0 | 365.4372 | 17.0765 | 0
6533 | 0 | 0 | 29.97 | 0 | 0 | 0 | 0 | 0 | 41.317 | 109.99 | 0 | 0 | 0 | 0 | 0 | 365.44 | 84179.65 | 0 | 0 | 0 | 0 | 1.83 | 0 | 60.72 | 17.08 | 0 | 0 | 71.2878 | 0 | 0 | 0 | 0 | 0 | 0 | 17.0765 | 0 | 0 | 365.4372 | 17.0765 | 0
6534 | 0 | 0 | 27.51 | 0 | 0 | 0 | 0 | 0 | 48.7495 | 59.42 | 0 | 0 | 0 | 0 | 0 | 365.44 | 83814.22 | 0 | 0 | 0 | 0 | 0.9 | 0 | 43.07 | 17.08 | 0 | 0 | 75.3041 | 0.95311 | 0 | 0 | 0 | 0 | 0 | 17.0765 | 0 | 0 | 365.4372 | 17.0765 | 0
6535 | 0 | 0 | 24.95 | 0 | 0 | 0 | 0 | 0 | 57.2809 | 0 | 0 | 0 | 0 | 0 | 0 | 365.44 | 83448.78 | 0 | 0 | 0 | 0 | 0 | 0 | 26.02 | 17.08 | 0 | 0 | 80.3243 | 1.9062 | 0 | 0 | 0 | 0 | 0 | 17.0765 | 0 | 0 | 365.4372 | 17.0765 | 0
6536 | 17.2 | 766.8 | 22.96 | 0 | 0 | 0 | 0 | 0 | 0 | 0 | 0 | 0 | 0 | 716.93 | 136.41 | 0 | 83585.19 | 0 | 0 | 0.87 | 0 | 0 | 0 | 10.4 | 17.08 | 0 | 0 | 85.3446 | 3.8124 | 0 | 0 | 0 | 0 | 0 | 17.0765 | 0 | 0 | 365.4372 | 17.0765 | 0
6537 | 30.26 | 1204.78 | 21.74 | 0 | 0 | 0 | 0 | 0 | 0 | 0 | 0 | 0 | 0 | 1162.12 | 448.05 | 0 | 84033.24 | 0 | 0 | 0.58 | 0 | 0 | 0 | 0 | 17.08 | 0 | 0 | 88.3568 | 5.7186 | 0 | 0 | 0 | 0 | 0 | 17.0765 | 0 | 0 | 365.4372 | 17.0765 | 0
6538 | 40.85 | 1496.78 | 22.35 | 0 | 0 | 0 | 0 | 46.47 | 0 | 44.8 | 0 | 0 | 0 | 1377.96 | 599.13 | 0 | 84632.37 | 0 | 0 | 1.2 | 0 | 0.71 | 40.17 | 30.09 | 17.08 | 0 | 0 | 90.3649 | 3.8124 | 0 | 0 | 0 | 0 | 0 | 17.0765 | 0 | 0 | 365.4372 | 17.0765 | 0
6539 | 48.02 | 1669.14 | 23.85 | 0 | 0 | 0 | 0 | 0 | 5.7936 | 38.79 | 0 | 0 | 0 | 1377.96 | 599.13 | 0 | 85231.51 | 0 | 0 | 1.18 | 0 | 1.49 | 39.62 | 61.05 | 17.08 | 232.86 | 0 | 91.3689 | 3.8124 | 0 | 0 | 0 | 0 | 0 | 17.0765 | 0 | 0 | 365.4372 | 17.0765 | 0
6540 | 51.96 | 1756.67 | 26.04 | 0 | 0 | 0 | 0 | 157.14 | 0 | 190.27 | 0 | 0 | 0 | 1377.96 | 599.13 | 0 | 85830.64 | 0 | 0 | 1.19 | 0 | 2.43 | 39.7 | 95.33 | 17.08 | 164.52 | 0 | 90.3649 | 3.8124 | 0 | 0 | 0 | 0 | 0 | 17.0765 | 0 | 0 | 365.4372 | 17.0765 | 0
6541 | 54.16 | 1803.4 | 28.9 | 0 | 0 | 0 | 0 | 157.14 | 0 | 341.75 | 0 | 0 | 0 | 1377.96 | 599.13 | 0 | 86429.77 | 0 | 0 | 1.2 | 0 | 3.48 | 40.31 | 131.8 | 17.08 | 215.72 | 0 | 89.3608 | 4.7655 | 0 | 0 | 0 | 0 | 0 | 17.0765 | 0 | 0 | 365.4372 | 17.0765 | 0
6542 | 55.3 | 1827.09 | 31.82 | 0 | 0 | 0 | 0 | 157.14 | 0 | 493.23 | 0 | 0 | 0 | 1377.96 | 599.13 | 0 | 87028.91 | 0 | 0 | 1.18 | 0 | 4.54 | 39.49 | 168.15 | 17.08 | 245.33 | 0 | 88.3568 | 4.7655 | 0 | 0 | 0 | 0 | 0 | 17.0765 | 0 | 0 | 365.4372 | 17.0765 | 0
6543 | 53.46 | 1788.63 | 34.75 | 0 | 0 | 0 | 0 | 0 | 0 | 493.23 | 0 | 0 | 0 | 1377.96 | 599.13 | 0 | 87628.04 | 0 | 0 | 1.13 | 0 | 5.55 | 38.02 | 202.98 | 17.08 | 366.61 | 0 | 88.3568 | 4.7655 | 0 | 0 | 0 | 0 | 0 | 17.0765 | 0 | 0 | 365.4372 | 17.0765 | 0
6544 | 52.32 | 1764.44 | 37.73 | 0 | 0 | 0 | 0 | 157.14 | 0 | 644.71 | 0 | 0 | 0 | 1377.96 | 599.13 | 0 | 88227.17 | 0 | 0 | 1.12 | 0 | 6.56 | 0 | 202.1 | 17.08 | 224.15 | 0 | 89.3608 | 4.7655 | 0 | 0 | 0 | 0 | 0 | 17.0765 | 0 | 0 | 365.4372 | 17.0765 | 0
6545 | 50.61 | 1727.23 | 40.84 | 0 | 0 | 0 | 0 | 157.14 | 0 | 796.19 | 0 | 0 | 0 | 1377.96 | 599.13 | 0 | 88826.3 | 0 | 0 | 1.13 | 0 | 7.6 | 37.78 | 237.34 | 17.08 | 148.6 | 0 | 90.3649 | 5.7186 | 0 | 0 | 0 | 0 | 0 | 17.0765 | 0 | 0 | 365.4372 | 17.0765 | 0
6546 | 54.6 | 1812.55 | 43.56 | 0 | 0 | 0 | 0 | 157.14 | 0 | 947.67 | 0 | 0 | 0 | 1377.96 | 599.13 | 0 | 89425.44 | 0 | 0 | 1.12 | 0 | 8.5 | 37.55 | 269.93 | 17.08 | 237.89 | 0 | 92.373 | 6.6717 | 0 | 0 | 0 | 0 | 0 | 17.0765 | 0 | 0 | 365.4372 | 17.0765 | 0
6547 | 12.38 | 577.41 | 45.29 | 0 | 0 | 0 | 0 | 0 | 151.483 | 790.53 | 0 | 0 | 0 | 681.38 | 111.53 | 0 | 89536.97 | 0 | 0 | 1.12 | 0 | 9.18 | 0 | 262.53 | 17.08 | 0 | 0 | 97.3933 | 6.6717 | 0 | 0 | 0 | 0 | 0 | 17.0765 | 0 | 0 | 365.4372 | 17.0765 | 0
6548 | 0 | 0 | 46.04 | 0 | 0 | 0 | 0 | 0 | 63.1034 | 725.08 | 0 | 0 | 0 | 0 | 0 | 365.44 | 89171.53 | 0 | 0 | 0 | 0 | 8.7 | 0 | 253.51 | 17.08 | 0 | 0 | 103.4176 | 5.7186 | 0 | 0 | 0 | 0 | 0 | 17.0765 | 0 | 0 | 365.4372 | 17.0765 | 0
6549 | 0 | 0 | 46.34 | 0 | 0 | 0 | 0 | 0 | 61.8406 | 660.93 | 0 | 0 | 0 | 0 | 0 | 365.44 | 88806.09 | 0 | 0 | 0 | 0 | 8.11 | 0 | 242.32 | 17.08 | 0 | 0 | 103.4176 | 4.7655 | 0 | 0 | 0 | 0 | 0 | 17.0765 | 0 | 0 | 365.4372 | 17.0765 | 0
6550 | 0 | 0 | 46.13 | 0 | 0 | 0 | 0 | 0 | 54.0708 | 604.83 | 0 | 0 | 0 | 0 | 0 | 365.44 | 88440.65 | 0 | 0 | 0 | 0 | 7.45 | 0 | 229.61 | 17.08 | 0 | 0 | 96.3892 | 3.8124 | 0 | 0 | 0 | 0 | 0 | 17.0765 | 0 | 0 | 365.4372 | 17.0765 | 0
6551 | 0 | 0 | 45.76 | 0 | 0 | 0 | 0 | 0 | 41.4327 | 561.85 | 0 | 0 | 0 | 0 | 0 | 365.44 | 88075.22 | 0 | 0 | 0 | 0 | 6.72 | 0 | 215.87 | 17.08 | 0 | 0 | 84.3406 | 2.8593 | 0 | 0 | 0 | 0 | 0 | 17.0765 | 0 | 0 | 365.4372 | 17.0765 | 0
6552 | 0 | 0 | 45.33 | 0 | 0 | 0 | 0 | 0 | 32.882 | 527.74 | 0 | 0 | 0 | 0 | 0 | 365.44 | 87709.78 | 0 | 0 | 0 | 0 | 6.01 | 0 | 202.27 | 17.08 | 0 | 0 | 76.3081 | 1.9062 | 0 | 0 | 0 | 0 | 0 | 17.0765 | 0 | 0 | 365.4372 | 17.0765 | 0
6553 | 0 | 0 | 44.52 | 0 | 0 | 0 | 0 | 0 | 29.0935 | 497.56 | 0 | 0 | 0 | 0 | 0 | 365.44 | 87344.34 | 0 | 0 | 1.37 | 0 | 6.65 | 0 | 189.83 | 17.08 | 0 | 0 | 71.2878 | 0.95311 | 0 | 0 | 0 | 0 | 0 | 17.0765 | 0 | 0 | 365.4372 | 17.0765 | 0
6554 | 0 | 0 | 43.75 | 0 | 0 | 0 | 0 | 0 | 24.5242 | 472.12 | 0 | 0 | 0 | 0 | 0 | 365.44 | 86978.91 | 0 | 0 | 0 | 0 | 5.92 | 0 | 175.84 | 17.08 | 0 | 0 | 68.2757 | 0 | 0 | 0 | 0 | 0 | 0 | 17.0765 | 0 | 0 | 365.4372 | 17.0765 | 0
6555 | 0 | 0 | 42.8 | 0 | 0 | 0 | 0 | 0 | 24.4663 | 446.74 | 0 | 0 | 0 | 0 | 0 | 365.44 | 86613.47 | 0 | 0 | 0 | 0 | 5.03 | 0 | 159.06 | 17.08 | 0 | 0 | 67.2716 | 0 | 0 | 0 | 0 | 0 | 0 | 17.0765 | 0 | 0 | 365.4372 | 17.0765 | 0
6556 | 0 | 0 | 41.56 | 0 | 0 | 0 | 0 | 0 | 26.7124 | 419.03 | 0 | 0 | 0 | 0 | 0 | 365.44 | 86248.03 | 0 | 0 | 0 | 0 | 4.1 | 0 | 141.35 | 17.08 | 0 | 0 | 68.2757 | 0 | 0 | 0 | 0 | 0 | 0 | 17.0765 | 0 | 0 | 365.4372 | 17.0765 | 0
6557 | 0 | 0 | 39.87 | 0 | 0 | 0 | 0 | 0 | 151.483 | 261.89 | 0 | 0 | 0 | 119.06 | 0 | 282.1 | 85965.93 | 0 | 0 | 0 | 0 | 3.2 | 0 | 124.13 | 17.08 | 0 | 0 | 72.2919 | 0 | 0 | 0 | 0 | 0 | 0 | 17.0765 | 0 | 0 | 365.4372 | 17.0765 | 0
6558 | 0 | 0 | 38.2 | 0 | 0 | 0 | 0 | 0 | 39.0613 | 221.36 | 0 | 0 | 0 | 0 | 0 | 365.44 | 85600.5 | 0 | 0 | 0 | 0 | 2.27 | 0 | 106.48 | 17.08 | 0 | 0 | 76.3081 | 0.95311 | 0 | 0 | 0 | 0 | 0 | 17.0765 | 0 | 0 | 365.4372 | 17.0765 | 0
6559 | 0 | 0 | 36.7 | 0 | 0 | 0 | 0 | 0 | 61.3875 | 157.68 | 0 | 0 | 0 | 14.86 | 0 | 355.04 | 85245.46 | 0 | 0 | 0 | 0 | 1.37 | 0 | 89.43 | 17.08 | 0 | 0 | 81.3284 | 1.9062 | 0 | 0 | 0 | 0 | 0 | 17.0765 | 0 | 0 | 365.4372 | 17.0765 | 0
6560 | 14.88 | 678.07 | 34.79 | 0 | 0 | 0 | 0 | 0 | 151.483 | 0.55 | 0 | 0 | 0 | 789.06 | 186.9 | 0 | 85432.36 | 0 | 0 | 0 | 0 | 0.55 | 0 | 73.81 | 17.08 | 0 | 0 | 86.3487 | 3.8124 | 0 | 0 | 0 | 0 | 0 | 17.0765 | 0 | 0 | 365.4372 | 17.0765 | 0
6561 | 28.93 | 1164.74 | 32.14 | 0 | 0 | 0 | 0 | 0 | 0.5302 | 0 | 0 | 0 | 0 | 1130.26 | 425.74 | 0 | 85858.1 | 0 | 0 | 0 | 0 | 0 | 0 | 63.4 | 17.08 | 0 | 0 | 90.3649 | 5.7186 | 0 | 0 | 0 | 0 | 0 | 17.0765 | 0 | 0 | 365.4372 | 17.0765 | 0
6562 | 40.07 | 1476.9 | 30.1 | 0 | 0 | 0 | 0 | 32.56 | 0 | 31.39 | 0 | 0 | 0 | 1377.96 | 599.13 | 0 | 86457.24 | 0 | 0 | 1.2 | 0 | 0.71 | 40.17 | 93.49 | 17.08 | 0 | 0 | 91.3689 | 3.8124 | 0 | 0 | 0 | 0 | 0 | 17.0765 | 0 | 0 | 365.4372 | 17.0765 | 0
6563 | 48.52 | 1680.63 | 28.64 | 0 | 0 | 0 | 0 | 157.14 | 0 | 182.87 | 0 | 0 | 0 | 1377.96 | 599.13 | 0 | 87056.37 | 0 | 0 | 1.18 | 0 | 1.49 | 39.62 | 124.45 | 17.08 | 85.71 | 0 | 92.373 | 3.8124 | 0 | 0 | 0 | 0 | 0 | 17.0765 | 0 | 0 | 365.4372 | 17.0765 | 0
6564 | 51.19 | 1739.98 | 27.11 | 0 | 0 | 0 | 0 | 7.68 | 0 | 190.27 | 0 | 0 | 0 | 1377.96 | 599.13 | 0 | 87655.5 | 0 | 0 | 1.19 | 0 | 2.43 | 0 | 121.02 | 17.08 | 336.28 | 0 | 91.3689 | 3.8124 | 0 | 0 | 0 | 0 | 0 | 17.0765 | 0 | 0 | 365.4372 | 17.0765 | 0
6565 | 52.24 | 1762.57 | 25.72 | 0 | 0 | 0 | 0 | 157.14 | 0 | 341.75 | 0 | 0 | 0 | 1377.96 | 599.13 | 0 | 88254.63 | 0 | 0 | 1.2 | 0 | 3.48 | 40.31 | 157.49 | 17.08 | 168.78 | 0 | 90.3649 | 4.7655 | 0 | 0 | 0 | 0 | 0 | 17.0765 | 0 | 0 | 365.4372 | 17.0765 | 0
6566 | 51.79 | 1752.89 | 25.05 | 0 | 0 | 0 | 0 | 157.14 | 0 | 493.23 | 0 | 0 | 0 | 1377.96 | 599.13 | 0 | 88853.77 | 0 | 0 | 1.18 | 0 | 4.54 | 39.49 | 193.84 | 17.08 | 159.83 | 0 | 89.3608 | 4.7655 | 0 | 0 | 0 | 0 | 0 | 17.0765 | 0 | 0 | 365.4372 | 17.0765 | 0
6567 | 50.26 | 1719.45 | 25.3 | 0 | 0 | 0 | 0 | 157.14 | 0 | 644.71 | 0 | 0 | 0 | 1377.96 | 599.13 | 0 | 89452.9 | 0 | 0 | 1.13 | 0 | 5.55 | 34.2 | 225.05 | 17.08 | 130.44 | 0 | 89.3608 | 4.7655 | 0 | 0 | 0 | 0 | 0 | 17.0765 | 0 | 0 | 365.4372 | 17.0765 | 0
6568 | 47.99 | 1668.42 | 24.01 | 0 | 0 | 0 | 0 | 157.14 | 0 | 796.19 | 0 | 0 | 0 | 1377.96 | 599.13 | 0 | 90052.03 | 0 | 0 | 1.12 | 0 | 6.56 | 0 | 224.17 | 17.08 | 109.08 | 0 | 90.3649 | 4.7655 | 0 | 0 | 0 | 0 | 0 | 17.0765 | 0 | 0 | 365.4372 | 17.0765 | 0
6569 | 46.25 | 1628.29 | 22.06 | 0 | 0 | 0 | 0 | 0 | 0 | 796.19 | 0 | 0 | 0 | 1377.96 | 599.13 | 0 | 90651.17 | 0 | 0 | 1.13 | 0 | 7.6 | 37.78 | 259.41 | 17.08 | 182.66 | 0 | 91.3689 | 5.7186 | 0 | 0 | 0 | 0 | 0 | 17.0765 | 0 | 0 | 365.4372 | 17.0765 | 0
6570 | 49.58 | 1704.36 | 20.4 | 0 | 0 | 0 | 0 | 157.14 | 0 | 947.67 | 0 | 0 | 0 | 1377.96 | 599.13 | 0 | 91250.3 | 0 | 0 | 1.12 | 0 | 8.5 | 37.55 | 292 | 17.08 | 100.52 | 0 | 93.377 | 6.6717 | 0 | 0 | 0 | 0 | 0 | 17.0765 | 0 | 0 | 365.4372 | 17.0765 | 0
6571 | 11.17 | 527.06 | 19.09 | 0 | 0 | 0 | 0 | 0 | 0 | 947.67 | 0 | 0 | 0 | 451.12 | 0 | 49.65 | 91200.65 | 0 | 0 | 1.12 | 0 | 9.18 | 0 | 284.61 | 17.08 | 0 | 0 | 98.3973 | 6.6717 | 0 | 0 | 0 | 0 | 0 | 17.0765 | 0 | 0 | 365.4372 | 17.0765 | 0
6572 | 0 | 0 | 18.13 | 0 | 0 | 0 | 0 | 0 | 92.0138 | 852.22 | 0 | 0 | 0 | 0 | 0 | 365.44 | 90835.21 | 0 | 0 | 0 | 0 | 8.7 | 0 | 275.58 | 17.08 | 0 | 0 | 104.4216 | 5.7186 | 0 | 0 | 0 | 0 | 0 | 17.0765 | 0 | 0 | 365.4372 | 17.0765 | 0
6573 | 0 | 0 | 17.64 | 0 | 0 | 0 | 0 | 0 | 129.7544 | 717.62 | 0 | 0 | 0 | 38.2 | 0 | 338.69 | 90496.52 | 0 | 0 | 0 | 0 | 8.11 | 0 | 264.39 | 17.08 | 0 | 0 | 104.4216 | 4.7655 | 0 | 0 | 0 | 0 | 0 | 17.0765 | 0 | 0 | 365.4372 | 17.0765 | 0
6574 | 0 | 0 | 18.7 | 0 | 0 | 0 | 0 | 0 | 81.5062 | 633.07 | 0 | 0 | 0 | 0 | 0 | 365.44 | 90131.08 | 0 | 0 | 0 | 0 | 7.45 | 0 | 251.68 | 17.08 | 0 | 0 | 96.3892 | 3.8124 | 0 | 0 | 0 | 0 | 0 | 17.0765 | 0 | 0 | 365.4372 | 17.0765 | 0
6575 | 0 | 0 | 20.63 | 0 | 0 | 0 | 0 | 0 | 67.5764 | 562.97 | 0 | 0 | 0 | 0 | 0 | 365.44 | 89765.64 | 0 | 0 | 0 | 0 | 6.72 | 0 | 237.94 | 17.08 | 0 | 0 | 85.3446 | 2.8593 | 0 | 0 | 0 | 0 | 0 | 17.0765 | 0 | 0 | 365.4372 | 17.0765 | 0
6576 | 0 | 0 | 22.3 | 0 | 0 | 0 | 0 | 0 | 56.9146 | 503.93 | 0 | 0 | 0 | 0 | 0 | 365.44 | 89400.21 | 0 | 0 | 0 | 0 | 6.01 | 0 | 224.34 | 17.08 | 0 | 0 | 77.3122 | 1.9062 | 0 | 0 | 0 | 0 | 0 | 17.0765 | 0 | 0 | 365.4372 | 17.0765 | 0
6577 | 0 | 0 | 23.77 | 0 | 0 | 0 | 0 | 0 | 50.851 | 451.18 | 0 | 0 | 0 | 0 | 0 | 365.44 | 89034.77 | 0 | 0 | 1.37 | 0 | 6.65 | 0 | 211.91 | 17.08 | 0 | 0 | 72.2919 | 0.95311 | 0 | 0 | 0 | 0 | 0 | 17.0765 | 0 | 0 | 365.4372 | 17.0765 | 0
6578 | 0 | 0 | 25.19 | 0 | 0 | 0 | 0 | 0 | 44.0934 | 405.44 | 0 | 0 | 0 | 0 | 0 | 365.44 | 88669.33 | 0 | 0 | 0 | 0 | 5.92 | 0 | 197.91 | 17.08 | 0 | 0 | 69.2797 | 0 | 0 | 0 | 0 | 0 | 0 | 17.0765 | 0 | 0 | 365.4372 | 17.0765 | 0
6579 | 0 | 0 | 26.48 | 0 | 0 | 0 | 0 | 0 | 40.7868 | 363.13 | 0 | 0 | 0 | 0 | 0 | 365.44 | 88303.89 | 0 | 0 | 0 | 0 | 5.03 | 0 | 181.13 | 17.08 | 0 | 0 | 67.2716 | 0 | 0 | 0 | 0 | 0 | 0 | 17.0765 | 0 | 0 | 365.4372 | 17.0765 | 0
6580 | 0 | 0 | 26.74 | 0 | 0 | 0 | 0 | 0 | 42.5413 | 319 | 0 | 0 | 0 | 0 | 0 | 365.44 | 87938.46 | 0 | 0 | 0 | 0 | 4.1 | 0 | 163.42 | 17.08 | 0 | 0 | 69.2797 | 0 | 0 | 0 | 0 | 0 | 0 | 17.0765 | 0 | 0 | 365.4372 | 17.0765 | 0
6581 | 0 | 0 | 26.4 | 0 | 0 | 0 | 0 | 0 | 45.8864 | 271.4 | 0 | 0 | 0 | 0 | 0 | 365.44 | 87573.02 | 0 | 0 | 0 | 0 | 3.2 | 0 | 146.2 | 17.08 | 0 | 0 | 72.2919 | 0 | 0 | 0 | 0 | 0 | 0 | 17.0765 | 0 | 0 | 365.4372 | 17.0765 | 0
6582 | 0 | 0 | 26.04 | 0 | 0 | 0 | 0 | 0 | 51.2173 | 218.27 | 0 | 0 | 0 | 0 | 0 | 365.44 | 87207.58 | 0 | 0 | 0 | 0 | 2.27 | 0 | 128.55 | 17.08 | 0 | 0 | 76.3081 | 0.95311 | 0 | 0 | 0 | 0 | 0 | 17.0765 | 0 | 0 | 365.4372 | 17.0765 | 0
6583 | 0 | 0 | 25.31 | 0 | 0 | 0 | 0 | 0 | 58.9293 | 157.14 | 0 | 0 | 0 | 0 | 0 | 365.44 | 86842.15 | 0 | 0 | 0 | 0 | 1.37 | 0 | 111.5 | 17.08 | 0 | 0 | 82.3324 | 1.9062 | 0 | 0 | 0 | 0 | 0 | 17.0765 | 0 | 0 | 365.4372 | 17.0765 | 0
6584 | 21.95 | 937.73 | 24.32 | 0 | 0 | 0 | 0 | 0 | 0 | 157.14 | 0 | 0 | 0 | 893.84 | 260.25 | 0 | 87102.39 | 0 | 0 | 0 | 0 | 0.55 | 0 | 95.88 | 17.08 | 0 | 0 | 86.3487 | 3.8124 | 0 | 0 | 0 | 0 | 0 | 17.0765 | 0 | 0 | 365.4372 | 17.0765 | 0
6585 | 32.03 | 1257.04 | 23.32 | 0 | 0 | 0 | 0 | 0 | 151.483 | 0 | 0 | 0 | 0 | 1367.78 | 592.01 | 0 | 87694.4 | 0 | 0 | 0 | 0 | 0 | 0 | 85.48 | 17.08 | 0 | 0 | 90.3649 | 5.7186 | 0 | 0 | 0 | 0 | 0 | 17.0765 | 0 | 0 | 365.4372 | 17.0765 | 0
6586 | 42.06 | 1527.08 | 22.11 | 0 | 0 | 0 | 0 | 76.74 | 0 | 73.98 | 0 | 0 | 0 | 1377.96 | 599.13 | 0 | 88293.54 | 0 | 0 | 1.2 | 0 | 0.71 | 40.17 | 115.56 | 17.08 | 0 | 0 | 91.3689 | 3.8124 | 0 | 0 | 0 | 0 | 0 | 17.0765 | 0 | 0 | 365.4372 | 17.0765 | 0
6587 | 48.52 | 1680.65 | 21.74 | 0 | 0 | 0 | 0 | 157.14 | 0 | 225.46 | 0 | 0 | 0 | 1377.96 | 599.13 | 0 | 88892.67 | 0 | 0 | 1.18 | 0 | 1.49 | 39.62 | 146.52 | 17.08 | 78.82 | 0 | 92.373 | 3.8124 | 0 | 0 | 0 | 0 | 0 | 17.0765 | 0 | 0 | 365.4372 | 17.0765 | 0
6588 | 51.29 | 1741.98 | 22.41 | 0 | 0 | 0 | 0 | 157.14 | 0 | 376.94 | 0 | 0 | 0 | 1377.96 | 599.13 | 0 | 89491.8 | 0 | 0 | 1.19 | 0 | 2.43 | 0 | 143.09 | 17.08 | 184.21 | 0 | 91.3689 | 3.8124 | 0 | 0 | 0 | 0 | 0 | 17.0765 | 0 | 0 | 365.4372 | 17.0765 | 0
6589 | 52.03 | 1758.13 | 23.38 | 0 | 0 | 0 | 0 | 28.96 | 0 | 404.85 | 0 | 0 | 0 | 1377.96 | 599.13 | 0 | 90090.93 | 0 | 0 | 1.2 | 0 | 3.48 | 40.31 | 179.57 | 17.08 | 289.97 | 0 | 90.3649 | 4.7655 | 0 | 0 | 0 | 0 | 0 | 17.0765 | 0 | 0 | 365.4372 | 17.0765 | 0
6590 | 51.42 | 1745 | 24.95 | 0 | 0 | 0 | 0 | 157.14 | 0 | 556.33 | 0 | 0 | 0 | 1377.96 | 599.13 | 0 | 90690.07 | 0 | 0 | 1.18 | 0 | 4.54 | 39.49 | 215.91 | 17.08 | 151.49 | 0 | 89.3608 | 4.7655 | 0 | 0 | 0 | 0 | 0 | 17.0765 | 0 | 0 | 365.4372 | 17.0765 | 0
6591 | 48.41 | 1678.08 | 27.07 | 0 | 0 | 0 | 0 | 157.14 | 0 | 707.81 | 0 | 0 | 0 | 1377.96 | 599.13 | 0 | 91289.2 | 0 | 0 | 1.13 | 0 | 5.55 | 38.02 | 250.74 | 17.08 | 86.19 | 0 | 88.3568 | 4.7655 | 0 | 0 | 0 | 0 | 0 | 17.0765 | 0 | 0 | 365.4372 | 17.0765 | 0
6592 | 45.17 | 1602.89 | 29.36 | 0 | 0 | 0 | 0 | 157.14 | 0 | 859.29 | 0 | 0 | 0 | 1377.96 | 599.13 | 0 | 91888.33 | 0 | 0 | 1.12 | 0 | 6.56 | 37.52 | 285.51 | 17.08 | 9.56 | 0 | 89.3608 | 4.7655 | 0 | 0 | 0 | 0 | 0 | 17.0765 | 0 | 0 | 365.4372 | 17.0765 | 0
6593 | 41.05 | 1501.66 | 31.66 | 0 | 0 | 0 | 0 | 91.68 | 0 | 947.67 | 0 | 0 | 0 | 1377.96 | 599.13 | 0 | 92487.47 | 0 | 0 | 1.13 | 0 | 7.6 | 7.52 | 292 | 17.08 | 0 | 0 | 90.3649 | 5.7186 | 0 | 0 | 0 | 0 | 0 | 17.0765 | 0 | 0 | 365.4372 | 17.0765 | 0
6594 | 43.34 | 1558.55 | 33.9 | 0 | 0 | 0 | 0 | 0 | 0 | 947.67 | 0 | 0 | 0 | 1377.96 | 599.13 | 0 | 93086.6 | 0 | 0 | 1.12 | 0 | 8.5 | 3.24 | 292 | 17.08 | 154.41 | 0 | 92.373 | 6.6717 | 0 | 0 | 0 | 0 | 0 | 17.0765 | 0 | 0 | 365.4372 | 17.0765 | 0
6595 | 9.64 | 461.79 | 35.9 | 0 | 0 | 0 | 0 | 0 | 0 | 947.67 | 0 | 0 | 0 | 394.35 | 0 | 89.4 | 92997.2 | 0 | 0 | 1.13 | 0 | 9.19 | 7.78 | 292 | 17.08 | 0 | 0 | 97.3933 | 6.6717 | 0 | 0 | 0 | 0 | 0 | 17.0765 | 0 | 0 | 365.4372 | 17.0765 | 0
6596 | 0 | 0 | 37.05 | 0 | 0 | 0 | 0 | 0 | 71.0854 | 873.93 | 0 | 0 | 0 | 0 | 0 | 365.44 | 92631.77 | 0 | 0 | 0 | 0 | 8.71 | 0 | 282.97 | 17.08 | 0 | 0 | 102.4135 | 5.7186 | 0 | 0 | 0 | 0 | 0 | 17.0765 | 0 | 0 | 365.4372 | 17.0765 | 0
6597 | 0 | 0 | 37.71 | 0 | 0 | 0 | 0 | 0 | 70.478 | 800.82 | 0 | 0 | 0 | 0 | 0 | 365.44 | 92266.33 | 0 | 0 | 0 | 0 | 8.13 | 0 | 271.78 | 17.08 | 0 | 0 | 103.4176 | 4.7655 | 0 | 0 | 0 | 0 | 0 | 17.0765 | 0 | 0 | 365.4372 | 17.0765 | 0
6598 | 0 | 0 | 39.4 | 0 | 0 | 0 | 0 | 0 | 59.7969 | 738.79 | 0 | 0 | 0 | 0 | 0 | 365.44 | 91900.89 | 0 | 0 | 0 | 0 | 7.46 | 0 | 259.08 | 17.08 | 0 | 0 | 95.3851 | 3.8124 | 0 | 0 | 0 | 0 | 0 | 17.0765 | 0 | 0 | 365.4372 | 17.0765 | 0
6599 | 0 | 0 | 41.41 | 0 | 0 | 0 | 0 | 0 | 45.79 | 691.29 | 0 | 0 | 0 | 0 | 0 | 365.44 | 91535.46 | 0 | 0 | 0 | 0 | 6.73 | 0 | 245.34 | 17.08 | 0 | 0 | 84.3406 | 2.8593 | 0 | 0 | 0 | 0 | 0 | 17.0765 | 0 | 0 | 365.4372 | 17.0765 | 0
6600 | 0 | 0 | 42.93 | 0 | 0 | 0 | 0 | 0 | 35.2824 | 654.69 | 0 | 0 | 0 | 0 | 0 | 365.44 | 91170.02 | 0 | 0 | 0 | 0 | 6.02 | 0 | 231.74 | 17.08 | 0 | 0 | 76.3081 | 1.9062 | 0 | 0 | 0 | 0 | 0 | 17.0765 | 0 | 0 | 365.4372 | 17.0765 | 0
6601 | 0 | 0 | 44.19 | 0 | 0 | 0 | 0 | 0 | 28.0524 | 625.59 | 0 | 0 | 0 | 0 | 0 | 365.44 | 90804.58 | 0 | 0 | 0 | 0 | 5.36 | 0 | 219.3 | 17.08 | 0 | 0 | 71.2878 | 0.95311 | 0 | 0 | 0 | 0 | 0 | 17.0765 | 0 | 0 | 365.4372 | 17.0765 | 0
6602 | 0 | 0 | 45.3 | 0 | 0 | 0 | 0 | 0 | 22.9818 | 601.75 | 0 | 0 | 0 | 0 | 0 | 365.44 | 90439.14 | 0 | 0 | 0 | 0 | 4.63 | 0 | 205.3 | 17.08 | 0 | 0 | 68.2757 | 0 | 0 | 0 | 0 | 0 | 0 | 17.0765 | 0 | 0 | 365.4372 | 17.0765 | 0
6603 | 0 | 0 | 46.37 | 0 | 0 | 0 | 0 | 0 | 19.897 | 581.12 | 0 | 0 | 0 | 0 | 0 | 365.44 | 90073.71 | 0 | 0 | 0 | 0 | 3.74 | 0 | 188.53 | 17.08 | 0 | 0 | 66.2676 | 0 | 0 | 0 | 0 | 0 | 0 | 17.0765 | 0 | 0 | 365.4372 | 17.0765 | 0
6604 | 0 | 0 | 46.74 | 0 | 0 | 0 | 0 | 0 | 20.5332 | 559.81 | 0 | 0 | 0 | 0 | 0 | 365.44 | 89708.27 | 0 | 0 | 0 | 0 | 2.81 | 0 | 170.81 | 17.08 | 0 | 0 | 67.2716 | 0 | 0 | 0 | 0 | 0 | 0 | 17.0765 | 0 | 0 | 365.4372 | 17.0765 | 0
6605 | 0 | 0 | 46.55 | 0 | 0 | 0 | 0 | 0 | 24.7459 | 534.15 | 0 | 0 | 0 | 0 | 0 | 365.44 | 89342.83 | 0 | 0 | 0 | 0 | 1.9 | 0 | 153.59 | 17.08 | 0 | 0 | 71.2878 | 0 | 0 | 0 | 0 | 0 | 0 | 17.0765 | 0 | 0 | 365.4372 | 17.0765 | 0
6606 | 0 | 0 | 46.28 | 0 | 0 | 0 | 0 | 0 | 29.9804 | 503.05 | 0 | 0 | 0 | 0 | 0 | 365.44 | 88977.4 | 0 | 0 | 0 | 0 | 0.98 | 0 | 135.94 | 17.08 | 0 | 0 | 75.3041 | 0.95311 | 0 | 0 | 0 | 0 | 0 | 17.0765 | 0 | 0 | 365.4372 | 17.0765 | 0
6607 | 0 | 0 | 45.45 | 0 | 0 | 0 | 0 | 0 | 36.7766 | 464.9 | 0 | 0 | 0 | 0 | 0 | 365.44 | 88611.96 | 0 | 0 | 0 | 0 | 0.08 | 0 | 118.89 | 17.08 | 0 | 0 | 80.3243 | 1.9062 | 0 | 0 | 0 | 0 | 0 | 17.0765 | 0 | 0 | 365.4372 | 17.0765 | 0
6608 | 2.29 | 118.23 | 44.11 | 0 | 0 | 0 | 0 | 0 | 0 | 464.9 | 0 | 0 | 0 | 55.13 | 0 | 326.85 | 88285.11 | 0 | 0 | 1.26 | 0 | 0.45 | 19.08 | 121.4 | 17.08 | 0 | 0 | 85.3446 | 3.8124 | 0 | 0 | 0 | 0 | 0 | 17.0765 | 0 | 0 | 365.4372 | 17.0765 | 0
6609 | 8.99 | 433.67 | 42.58 | 0 | 0 | 0 | 0 | 0 | 0 | 464.9 | 0 | 0 | 0 | 348.97 | 0 | 121.15 | 88163.96 | 0 | 0 | 1.22 | 0 | 1.07 | 40.97 | 149.92 | 17.08 | 0 | 0 | 88.3568 | 5.7186 | 0 | 0 | 0 | 0 | 0 | 17.0765 | 0 | 0 | 365.4372 | 17.0765 | 0
6610 | 14.23 | 652.31 | 40.48 | 0 | 0 | 0 | 0 | 0 | 0 | 464.9 | 0 | 0 | 0 | 611.64 | 62.71 | 0 | 88226.67 | 0 | 0 | 1.2 | 0 | 1.78 | 0 | 141.84 | 17.08 | 0 | 0 | 90.3649 | 3.8124 | 0 | 0 | 0 | 0 | 0 | 17.0765 | 0 | 0 | 365.4372 | 17.0765 | 0
6611 | 15.75 | 711.64 | 39.5 | 0 | 0 | 0 | 0 | 0 | 0 | 464.9 | 0 | 0 | 0 | 631.91 | 76.9 | 0 | 88303.57 | 0 | 0 | 1.18 | 0 | 2.55 | 39.62 | 172.8 | 17.08 | 0 | 0 | 90.3649 | 3.8124 | 0 | 0 | 0 | 0 | 0 | 17.0765 | 0 | 0 | 365.4372 | 17.0765 | 0
6612 | 15.44 | 699.87 | 39.4 | 0 | 0 | 0 | 0 | 0 | 0 | 464.9 | 0 | 0 | 0 | 659.36 | 96.11 | 0 | 88399.68 | 0 | 0 | 1.19 | 0 | 3.5 | 0 | 169.37 | 17.08 | 0 | 0 | 90.3649 | 3.8124 | 0 | 0 | 0 | 0 | 0 | 17.0765 | 0 | 0 | 365.4372 | 17.0765 | 0
6613 | 12.76 | 593.33 | 39.4 | 0 | 0 | 0 | 0 | 0 | 0 | 464.9 | 0 | 0 | 0 | 551.17 | 20.38 | 0 | 88420.06 | 0 | 0 | 1.2 | 0 | 4.54 | 0 | 167.55 | 17.08 | 0 | 0 | 88.3568 | 4.7655 | 0 | 0 | 0 | 0 | 0 | 17.0765 | 0 | 0 | 365.4372 | 17.0765 | 0
6614 | 8.7 | 420.54 | 39.59 | 0 | 0 | 0 | 0 | 0 | 0 | 464.9 | 0 | 0 | 0 | 376.71 | 0 | 101.74 | 88318.32 | 0 | 0 | 0 | 0 | 4.48 | 0 | 166.38 | 17.08 | 0 | 0 | 87.3527 | 4.7655 | 0 | 0 | 0 | 0 | 0 | 17.0765 | 0 | 0 | 365.4372 | 17.0765 | 0
6615 | 14.53 | 664.19 | 39.78 | 0 | 0 | 0 | 0 | 151.82 | 0 | 611.25 | 0 | 0 | 0 | 473.42 | 0 | 34.04 | 88284.28 | 0 | 0 | 1.13 | 0 | 5.49 | 0 | 165.1 | 17.08 | 0 | 0 | 87.3527 | 4.7655 | 0 | 0 | 0 | 0 | 0 | 17.0765 | 0 | 0 | 365.4372 | 17.0765 | 0
6616 | 21.68 | 928.56 | 40.83 | 0 | 0 | 0 | 0 | 0 | 0 | 611.25 | 0 | 0 | 0 | 859.34 | 236.1 | 0 | 88520.38 | 0 | 0 | 1.09 | 0 | 6.49 | 37.52 | 199.86 | 17.08 | 0 | 0 | 88.3568 | 4.7655 | 0 | 0 | 0 | 0 | 0 | 17.0765 | 0 | 0 | 365.4372 | 17.0765 | 0
6617 | 34.35 | 1323.48 | 40.63 | 0 | 0 | 0 | 0 | 0 | 0 | 611.25 | 0 | 0 | 0 | 1302.25 | 546.14 | 0 | 89066.52 | 0 | 0 | 1.13 | 0 | 7.52 | 0 | 199.21 | 17.08 | 0 | 0 | 89.3608 | 5.7186 | 0 | 0 | 0 | 0 | 0 | 17.0765 | 0 | 0 | 365.4372 | 17.0765 | 0
6618 | 35.56 | 1357 | 38.77 | 0 | 0 | 0 | 0 | 0 | 0 | 611.25 | 0 | 0 | 0 | 1332.17 | 567.08 | 0 | 89633.6 | 0 | 0 | 1.12 | 0 | 8.43 | 0 | 196.12 | 17.08 | 0 | 0 | 91.3689 | 6.6717 | 0 | 0 | 0 | 0 | 0 | 17.0765 | 0 | 0 | 365.4372 | 17.0765 | 0
6619 | 8.37 | 406.26 | 36.48 | 0 | 0 | 0 | 0 | 0 | 0 | 611.25 | 0 | 0 | 0 | 346.92 | 0 | 122.59 | 89511.01 | 0 | 0 | 1.13 | 0 | 9.11 | 0 | 188.73 | 17.08 | 0 | 0 | 96.3892 | 6.6717 | 0 | 0 | 0 | 0 | 0 | 17.0765 | 0 | 0 | 365.4372 | 17.0765 | 0
6620 | 0 | 0 | 34.4 | 0 | 0 | 0 | 0 | 0 | 73.7364 | 534.76 | 0 | 0 | 0 | 0 | 0 | 365.44 | 89145.57 | 0 | 0 | 0 | 0 | 8.64 | 0 | 179.7 | 17.08 | 0 | 0 | 102.4135 | 5.7186 | 0 | 0 | 0 | 0 | 0 | 17.0765 | 0 | 0 | 365.4372 | 17.0765 | 0
6621 | 0 | 0 | 33.01 | 0 | 0 | 0 | 0 | 0 | 74.1702 | 457.83 | 0 | 0 | 0 | 0 | 0 | 365.44 | 88780.13 | 0 | 0 | 0 | 0 | 8.05 | 0 | 168.51 | 17.08 | 0 | 0 | 102.4135 | 4.7655 | 0 | 0 | 0 | 0 | 0 | 17.0765 | 0 | 0 | 365.4372 | 17.0765 | 0
6622 | 0 | 0 | 31.8 | 0 | 0 | 0 | 0 | 0 | 66.3907 | 388.95 | 0 | 0 | 0 | 0 | 0 | 365.44 | 88414.7 | 0 | 0 | 0 | 0 | 7.38 | 0 | 155.81 | 17.08 | 0 | 0 | 94.3811 | 3.8124 | 0 | 0 | 0 | 0 | 0 | 17.0765 | 0 | 0 | 365.4372 | 17.0765 | 0
6623 | 0 | 0 | 31.22 | 0 | 0 | 0 | 0 | 0 | 54.9769 | 331.92 | 0 | 0 | 0 | 0 | 0 | 365.44 | 88049.26 | 0 | 0 | 0 | 0 | 6.66 | 0 | 142.07 | 17.08 | 0 | 0 | 83.3365 | 2.8593 | 0 | 0 | 0 | 0 | 0 | 17.0765 | 0 | 0 | 365.4372 | 17.0765 | 0
6624 | 0 | 0 | 31.77 | 0 | 0 | 0 | 0 | 0 | 45.443 | 284.78 | 0 | 0 | 0 | 0 | 0 | 365.44 | 87683.82 | 0 | 0 | 0 | 0 | 5.94 | 0 | 128.47 | 17.08 | 0 | 0 | 75.3041 | 1.9062 | 0 | 0 | 0 | 0 | 0 | 17.0765 | 0 | 0 | 365.4372 | 17.0765 | 0
6625 | 0 | 0 | 32.66 | 0 | 0 | 0 | 0 | 0 | 38.5793 | 244.76 | 0 | 0 | 0 | 0 | 0 | 365.44 | 87318.38 | 0 | 0 | 0 | 0 | 5.28 | 0 | 116.03 | 17.08 | 0 | 0 | 70.2838 | 0.95311 | 0 | 0 | 0 | 0 | 0 | 17.0765 | 0 | 0 | 365.4372 | 17.0765 | 0
6626 | 0 | 0 | 33.22 | 0 | 0 | 0 | 0 | 0 | 34.0485 | 209.43 | 0 | 0 | 0 | 0 | 0 | 365.44 | 86952.95 | 0 | 0 | 0 | 0 | 4.55 | 0 | 102.03 | 17.08 | 0 | 0 | 67.2716 | 0 | 0 | 0 | 0 | 0 | 0 | 17.0765 | 0 | 0 | 365.4372 | 17.0765 | 0
6627 | 0 | 0 | 33.25 | 0 | 0 | 0 | 0 | 0 | 32.0144 | 176.23 | 0 | 0 | 0 | 0 | 0 | 365.44 | 86587.51 | 0 | 0 | 0 | 0 | 3.66 | 0 | 85.25 | 17.08 | 0 | 0 | 65.2635 | 0 | 0 | 0 | 0 | 0 | 0 | 17.0765 | 0 | 0 | 365.4372 | 17.0765 | 0
6628 | 0 | 0 | 32.94 | 0 | 0 | 0 | 0 | 0 | 33.3351 | 141.65 | 0 | 0 | 0 | 0 | 0 | 365.44 | 86222.07 | 0 | 0 | 0 | 0 | 2.73 | 0 | 67.54 | 17.08 | 0 | 0 | 66.2676 | 0 | 0 | 0 | 0 | 0 | 0 | 17.0765 | 0 | 0 | 365.4372 | 17.0765 | 0
6629 | 0 | 0 | 31.77 | 0 | 0 | 0 | 0 | 0 | 38.5118 | 101.7 | 0 | 0 | 0 | 0 | 0 | 365.44 | 85856.64 | 0 | 0 | 0 | 0 | 1.83 | 0 | 50.32 | 17.08 | 0 | 0 | 70.2838 | 0 | 0 | 0 | 0 | 0 | 0 | 17.0765 | 0 | 0 | 365.4372 | 17.0765 | 0
6630 | 0 | 0 | 30.16 | 0 | 0 | 0 | 0 | 0 | 45.0959 | 54.92 | 0 | 0 | 0 | 0 | 0 | 365.44 | 85491.2 | 0 | 0 | 0 | 0 | 0.9 | 0 | 32.67 | 17.08 | 0 | 0 | 74.3 | 0.95311 | 0 | 0 | 0 | 0 | 0 | 17.0765 | 0 | 0 | 365.4372 | 17.0765 | 0
6631 | 0 | 0 | 28.28 | 0 | 0 | 0 | 0 | 0 | 52.9429 | 0 | 0 | 0 | 0 | 0 | 0 | 365.44 | 85125.76 | 0 | 0 | 0 | 0 | 0 | 0 | 15.62 | 17.08 | 0 | 0 | 79.3203 | 1.9062 | 0 | 0 | 0 | 0 | 0 | 17.0765 | 0 | 0 | 365.4372 | 17.0765 | 0
6632 | 16.65 | 746.3 | 26.52 | 0 | 0 | 0 | 0 | 0 | 0 | 0 | 0 | 0 | 0 | 700.46 | 124.88 | 0 | 85250.64 | 0 | 0 | 0.87 | 0 | 0 | 0 | 0 | 17.08 | 0 | 0 | 84.3406 | 3.8124 | 0 | 0 | 0 | 0 | 0 | 17.0765 | 0 | 0 | 365.4372 | 17.0765 | 0
6633 | 30.67 | 1217.21 | 25.07 | 0 | 0 | 0 | 0 | 0 | 0 | 0 | 0 | 0 | 0 | 1167.35 | 451.71 | 0 | 85702.35 | 0 | 0 | 0.58 | 0 | 0 | 10.95 | 0 | 17.08 | 0 | 0 | 88.3568 | 5.7186 | 0 | 0 | 0 | 0 | 0 | 17.0765 | 0 | 0 | 365.4372 | 17.0765 | 0
6634 | 42.07 | 1527.43 | 23.9 | 0 | 0 | 0 | 0 | 40.24 | 0 | 38.79 | 0 | 0 | 0 | 1377.96 | 599.13 | 0 | 86301.48 | 0 | 0 | 1.2 | 0 | 0.71 | 40.17 | 30.09 | 17.08 | 40.67 | 0 | 89.3608 | 3.8124 | 0 | 0 | 0 | 0 | 0 | 17.0765 | 0 | 0 | 365.4372 | 17.0765 | 0
6635 | 49.85 | 1710.33 | 23.09 | 0 | 0 | 0 | 0 | 157.14 | 0 | 190.27 | 0 | 0 | 0 | 1377.96 | 599.13 | 0 | 86900.62 | 0 | 0 | 1.18 | 0 | 1.49 | 39.62 | 61.05 | 17.08 | 113.19 | 0 | 90.3649 | 3.8124 | 0 | 0 | 0 | 0 | 0 | 17.0765 | 0 | 0 | 365.4372 | 17.0765 | 0
6636 | 53.81 | 1796.07 | 22.66 | 0 | 0 | 0 | 0 | 157.14 | 0 | 341.75 | 0 | 0 | 0 | 1377.96 | 599.13 | 0 | 87499.75 | 0 | 0 | 1.19 | 0 | 2.43 | 39.7 | 95.33 | 17.08 | 203.4 | 0 | 89.3608 | 3.8124 | 0 | 0 | 0 | 0 | 0 | 17.0765 | 0 | 0 | 365.4372 | 17.0765 | 0
6637 | 56.61 | 1853.85 | 22.33 | 0 | 0 | 0 | 0 | 157.14 | 0 | 493.23 | 0 | 0 | 0 | 1377.96 | 599.13 | 0 | 88098.88 | 0 | 0 | 1.2 | 0 | 3.48 | 40.31 | 131.8 | 17.08 | 263.06 | 0 | 88.3568 | 4.7655 | 0 | 0 | 0 | 0 | 0 | 17.0765 | 0 | 0 | 365.4372 | 17.0765 | 0
6638 | 58.66 | 1894.77 | 22.25 | 0 | 0 | 0 | 0 | 0 | 0 | 493.23 | 0 | 0 | 0 | 1377.96 | 599.13 | 0 | 88698.01 | 0 | 0 | 1.18 | 0 | 4.54 | 39.49 | 168.15 | 17.08 | 464.94 | 0 | 87.3527 | 4.7655 | 0 | 0 | 0 | 0 | 0 | 17.0765 | 0 | 0 | 365.4372 | 17.0765 | 0
6639 | 55.59 | 1833.12 | 22.62 | 0 | 0 | 0 | 0 | 0 | 0 | 493.23 | 0 | 0 | 0 | 1377.96 | 599.13 | 0 | 89297.15 | 0 | 0 | 1.13 | 0 | 5.55 | 38.02 | 202.98 | 17.08 | 402.11 | 0 | 87.3527 | 4.7655 | 0 | 0 | 0 | 0 | 0 | 17.0765 | 0 | 0 | 365.4372 | 17.0765 | 0
6640 | 51.98 | 1757.15 | 23.53 | 0 | 0 | 0 | 0 | 157.14 | 0 | 644.71 | 0 | 0 | 0 | 1377.96 | 599.13 | 0 | 89896.28 | 0 | 0 | 1.12 | 0 | 6.56 | 0 | 202.1 | 17.08 | 204.33 | 0 | 87.3527 | 4.7655 | 0 | 0 | 0 | 0 | 0 | 17.0765 | 0 | 0 | 365.4372 | 17.0765 | 0
6641 | 47.77 | 1663.34 | 24.17 | 0 | 0 | 0 | 0 | 157.14 | 0 | 796.19 | 0 | 0 | 0 | 1377.96 | 599.13 | 0 | 90495.41 | 0 | 0 | 1.13 | 0 | 7.6 | 37.78 | 237.34 | 17.08 | 66.19 | 0 | 89.3608 | 5.7186 | 0 | 0 | 0 | 0 | 0 | 17.0765 | 0 | 0 | 365.4372 | 17.0765 | 0
6642 | 51.57 | 1748.2 | 24.77 | 0 | 0 | 0 | 0 | 157.14 | 0 | 947.67 | 0 | 0 | 0 | 1377.96 | 599.13 | 0 | 91094.55 | 0 | 0 | 1.12 | 0 | 8.5 | 37.55 | 269.93 | 17.08 | 152.73 | 0 | 91.3689 | 6.6717 | 0 | 0 | 0 | 0 | 0 | 17.0765 | 0 | 0 | 365.4372 | 17.0765 | 0
6643 | 11.23 | 529.71 | 25.61 | 0 | 0 | 0 | 0 | 0 | 0 | 947.67 | 0 | 0 | 0 | 462.36 | 0 | 41.79 | 91052.76 | 0 | 0 | 1.13 | 0 | 9.19 | 0 | 262.53 | 17.08 | 0 | 0 | 96.3892 | 6.6717 | 0 | 0 | 0 | 0 | 0 | 17.0765 | 0 | 0 | 365.4372 | 17.0765 | 0
6644 | 0 | 0 | 26.16 | 0 | 0 | 0 | 0 | 0 | 121.5411 | 821.59 | 0 | 0 | 0 | 39.55 | 0 | 337.75 | 90715.01 | 0 | 0 | 0.01 | 0 | 8.73 | 0 | 253.51 | 17.08 | 0 | 0 | 102.4135 | 5.7186 | 0 | 0 | 0 | 0 | 0 | 17.0765 | 0 | 0 | 365.4372 | 17.0765 | 0
6645 | 0 | 0 | 26.65 | 0 | 0 | 0 | 0 | 0 | 80.5326 | 738.06 | 0 | 0 | 0 | 0 | 0 | 365.44 | 90349.57 | 0 | 0 | 0 | 0 | 8.14 | 0 | 242.32 | 17.08 | 0 | 0 | 102.4135 | 4.7655 | 0 | 0 | 0 | 0 | 0 | 17.0765 | 0 | 0 | 365.4372 | 17.0765 | 0
6646 | 0 | 0 | 27.43 | 0 | 0 | 0 | 0 | 0 | 70.7672 | 664.65 | 0 | 0 | 0 | 0 | 0 | 365.44 | 89984.14 | 0 | 0 | 0 | 0 | 7.47 | 0 | 229.61 | 17.08 | 0 | 0 | 94.3811 | 3.8124 | 0 | 0 | 0 | 0 | 0 | 17.0765 | 0 | 0 | 365.4372 | 17.0765 | 0
6647 | 0 | 0 | 28.84 | 0 | 0 | 0 | 0 | 0 | 57.3484 | 605.15 | 0 | 0 | 0 | 0 | 0 | 365.44 | 89618.7 | 0 | 0 | 0 | 0 | 6.75 | 0 | 215.87 | 17.08 | 0 | 0 | 83.3365 | 2.8593 | 0 | 0 | 0 | 0 | 0 | 17.0765 | 0 | 0 | 365.4372 | 17.0765 | 0
6648 | 0 | 0 | 30.63 | 0 | 0 | 0 | 0 | 0 | 47.9301 | 555.44 | 0 | 0 | 0 | 0 | 0 | 365.44 | 89253.26 | 0 | 0 | 1.35 | 0 | 7.31 | 0 | 202.27 | 17.08 | 0 | 0 | 75.3041 | 1.9062 | 0 | 0 | 0 | 0 | 0 | 17.0765 | 0 | 0 | 365.4372 | 17.0765 | 0
6649 | 0 | 0 | 32.44 | 0 | 0 | 0 | 0 | 0 | 38.801 | 515.19 | 0 | 0 | 0 | 0 | 0 | 365.44 | 88887.82 | 0 | 0 | 0 | 0 | 6.65 | 0 | 189.83 | 17.08 | 0 | 0 | 70.2838 | 0.95311 | 0 | 0 | 0 | 0 | 0 | 17.0765 | 0 | 0 | 365.4372 | 17.0765 | 0
6650 | 0 | 0 | 34.28 | 0 | 0 | 0 | 0 | 0 | 151.483 | 358.05 | 0 | 0 | 0 | 118.49 | 0 | 282.5 | 88605.33 | 0 | 0 | 0 | 0 | 5.92 | 0 | 175.84 | 17.08 | 0 | 0 | 67.2716 | 0 | 0 | 0 | 0 | 0 | 0 | 17.0765 | 0 | 0 | 365.4372 | 17.0765 | 0
6651 | 0 | 0 | 35.8 | 0 | 0 | 0 | 0 | 0 | 30.4624 | 326.45 | 0 | 0 | 0 | 0 | 0 | 365.44 | 88239.89 | 0 | 0 | 0 | 0 | 5.03 | 0 | 159.06 | 17.08 | 0 | 0 | 66.2676 | 0 | 0 | 0 | 0 | 0 | 0 | 17.0765 | 0 | 0 | 365.4372 | 17.0765 | 0
6652 | 0 | 0 | 34.7 | 0 | 0 | 0 | 0 | 0 | 30.5588 | 294.75 | 0 | 0 | 0 | 0 | 0 | 365.44 | 87874.45 | 0 | 0 | 0 | 0 | 4.1 | 0 | 141.35 | 17.08 | 0 | 0 | 65.2635 | 0 | 0 | 0 | 0 | 0 | 0 | 17.0765 | 0 | 0 | 365.4372 | 17.0765 | 0
6653 | 0 | 0 | 32.6 | 0 | 0 | 0 | 0 | 0 | 35.6776 | 257.74 | 0 | 0 | 0 | 0 | 0 | 365.44 | 87509.02 | 0 | 0 | 0 | 0 | 3.2 | 0 | 124.13 | 17.08 | 0 | 0 | 68.2757 | 0 | 0 | 0 | 0 | 0 | 0 | 17.0765 | 0 | 0 | 365.4372 | 17.0765 | 0
6654 | 0 | 0 | 30.18 | 0 | 0 | 0 | 0 | 0 | 44.0644 | 212.03 | 0 | 0 | 0 | 0 | 0 | 365.44 | 87143.58 | 0 | 0 | 0 | 0 | 2.27 | 0 | 106.48 | 17.08 | 0 | 0 | 73.296 | 0.95311 | 0 | 0 | 0 | 0 | 0 | 17.0765 | 0 | 0 | 365.4372 | 17.0765 | 0
6655 | 0 | 0 | 27.3 | 0 | 0 | 0 | 0 | 0 | 52.914 | 157.14 | 0 | 0 | 0 | 0 | 0 | 365.44 | 86778.14 | 0 | 0 | 0 | 0 | 1.37 | 0 | 89.43 | 17.08 | 0 | 0 | 78.3162 | 1.9062 | 0 | 0 | 0 | 0 | 0 | 17.0765 | 0 | 0 | 365.4372 | 17.0765 | 0
6656 | 17.59 | 781.63 | 24.28 | 0 | 0 | 0 | 0 | 0 | 0 | 157.14 | 0 | 0 | 0 | 736.35 | 150.01 | 0 | 86928.15 | 0 | 0 | 0 | 0 | 0.55 | 0 | 73.81 | 17.08 | 0 | 0 | 83.3365 | 3.8124 | 0 | 0 | 0 | 0 | 0 | 17.0765 | 0 | 0 | 365.4372 | 17.0765 | 0
6657 | 30.93 | 1224.77 | 21.67 | 0 | 0 | 0 | 0 | 0 | 151.483 | 0 | 0 | 0 | 0 | 1336.78 | 570.31 | 0 | 87498.46 | 0 | 0 | 0 | 0 | 0 | 0 | 63.4 | 17.08 | 0 | 0 | 86.3487 | 5.7186 | 0 | 0 | 0 | 0 | 0 | 17.0765 | 0 | 0 | 365.4372 | 17.0765 | 0
6658 | 42 | 1525.57 | 20.3 | 0 | 0 | 0 | 0 | 77.37 | 0 | 74.59 | 0 | 0 | 0 | 1377.96 | 599.13 | 0 | 88097.59 | 0 | 0 | 1.2 | 0 | 0.71 | 40.17 | 93.49 | 17.08 | 0 | 0 | 87.3527 | 3.8124 | 0 | 0 | 0 | 0 | 0 | 17.0765 | 0 | 0 | 365.4372 | 17.0765 | 0
6659 | 49.68 | 1706.57 | 19.25 | 0 | 0 | 0 | 0 | 18.81 | 0 | 92.72 | 0 | 0 | 0 | 1377.96 | 599.13 | 0 | 88696.72 | 0 | 0 | 1.18 | 0 | 1.49 | 39.62 | 124.45 | 17.08 | 246.76 | 0 | 87.3527 | 3.8124 | 0 | 0 | 0 | 0 | 0 | 17.0765 | 0 | 0 | 365.4372 | 17.0765 | 0
6660 | 53.18 | 1782.65 | 18.05 | 0 | 0 | 0 | 0 | 157.14 | 0 | 244.2 | 0 | 0 | 0 | 1377.96 | 599.13 | 0 | 89295.85 | 0 | 0 | 1.19 | 0 | 2.43 | 0 | 121.02 | 17.08 | 228.44 | 0 | 85.3446 | 3.8124 | 0 | 0 | 0 | 0 | 0 | 17.0765 | 0 | 0 | 365.4372 | 17.0765 | 0
6661 | 55.41 | 1829.36 | 17.02 | 0 | 0 | 0 | 0 | 157.14 | 0 | 395.68 | 0 | 0 | 0 | 1377.96 | 599.13 | 0 | 89894.99 | 0 | 0 | 1.2 | 0 | 3.48 | 40.31 | 157.49 | 17.08 | 236.07 | 0 | 84.3406 | 4.7655 | 0 | 0 | 0 | 0 | 0 | 17.0765 | 0 | 0 | 365.4372 | 17.0765 | 0
6662 | 56.65 | 1854.57 | 16.49 | 0 | 0 | 0 | 0 | 157.14 | 0 | 547.16 | 0 | 0 | 0 | 1377.96 | 599.13 | 0 | 90494.12 | 0 | 0 | 1.18 | 0 | 4.54 | 39.49 | 193.84 | 17.08 | 264.85 | 0 | 82.3324 | 4.7655 | 0 | 0 | 0 | 0 | 0 | 17.0765 | 0 | 0 | 365.4372 | 17.0765 | 0
6663 | 52.78 | 1774.28 | 16.54 | 0 | 0 | 0 | 0 | 157.14 | 0 | 698.64 | 0 | 0 | 0 | 1377.96 | 599.13 | 0 | 91093.25 | 0 | 0 | 1.13 | 0 | 5.55 | 34.2 | 225.05 | 17.08 | 186.08 | 0 | 82.3324 | 4.7655 | 0 | 0 | 0 | 0 | 0 | 17.0765 | 0 | 0 | 365.4372 | 17.0765 | 0
6664 | 48.19 | 1672.95 | 17.79 | 0 | 0 | 0 | 0 | 0 | 0 | 698.64 | 0 | 0 | 0 | 1377.96 | 599.13 | 0 | 91692.39 | 0 | 0 | 1.12 | 0 | 6.56 | 0 | 224.17 | 17.08 | 271.75 | 0 | 83.3365 | 4.7655 | 0 | 0 | 0 | 0 | 0 | 17.0765 | 0 | 0 | 365.4372 | 17.0765 | 0
6665 | 42.87 | 1547.02 | 19.23 | 0 | 0 | 0 | 0 | 101.19 | 0 | 796.19 | 0 | 0 | 0 | 1377.96 | 599.13 | 0 | 92291.52 | 0 | 0 | 1.13 | 0 | 7.6 | 37.78 | 259.41 | 17.08 | 0 | 0 | 85.3446 | 5.7186 | 0 | 0 | 0 | 0 | 0 | 17.0765 | 0 | 0 | 365.4372 | 17.0765 | 0
6666 | 45.74 | 1616.3 | 20.06 | 0 | 0 | 0 | 0 | 157.14 | 0 | 947.67 | 0 | 0 | 0 | 1377.96 | 599.13 | 0 | 92890.65 | 0 | 0 | 1.12 | 0 | 8.5 | 37.55 | 292 | 17.08 | 14.31 | 0 | 87.3527 | 6.6717 | 0 | 0 | 0 | 0 | 0 | 17.0765 | 0 | 0 | 365.4372 | 17.0765 | 0
6667 | 10.05 | 479.39 | 20.15 | 0 | 0 | 0 | 0 | 0 | 0 | 947.67 | 0 | 0 | 0 | 409.41 | 0 | 78.85 | 92811.8 | 0 | 0 | 1.13 | 0 | 9.19 | 0 | 284.61 | 17.08 | 0 | 0 | 92.373 | 6.6717 | 0 | 0 | 0 | 0 | 0 | 17.0765 | 0 | 0 | 365.4372 | 17.0765 | 0
6668 | 0 | 0 | 19.41 | 0 | 0 | 0 | 0 | 0 | 86.2491 | 858.2 | 0 | 0 | 0 | 0 | 0 | 365.44 | 92446.36 | 0 | 0 | 0.53 | 0 | 9.22 | 0 | 275.58 | 17.08 | 0 | 0 | 99.4014 | 5.7186 | 0 | 0 | 0 | 0 | 0 | 17.0765 | 0 | 0 | 365.4372 | 17.0765 | 0
6669 | 0 | 0 | 18.38 | 0 | 0 | 0 | 0 | 0 | 86.7889 | 768.17 | 0 | 0 | 0 | 0 | 0 | 365.44 | 92080.93 | 0 | 0 | 0 | 0 | 8.63 | 0 | 264.39 | 17.08 | 0 | 0 | 100.4054 | 4.7655 | 0 | 0 | 0 | 0 | 0 | 17.0765 | 0 | 0 | 365.4372 | 17.0765 | 0
6670 | 0 | 0 | 16.98 | 0 | 0 | 0 | 0 | 0 | 81.4869 | 683.65 | 0 | 0 | 0 | 0 | 0 | 365.44 | 91715.49 | 0 | 0 | 1.27 | 0 | 9.17 | 0 | 251.68 | 17.08 | 0 | 0 | 93.377 | 3.8124 | 0 | 0 | 0 | 0 | 0 | 17.0765 | 0 | 0 | 365.4372 | 17.0765 | 0
6671 | 0 | 0 | 15.53 | 0 | 0 | 0 | 0 | 0 | 69.6586 | 611.39 | 0 | 0 | 0 | 0 | 0 | 365.44 | 91350.05 | 0 | 0 | 0 | 0 | 8.45 | 0 | 237.94 | 17.08 | 0 | 0 | 82.3324 | 2.8593 | 0 | 0 | 0 | 0 | 0 | 17.0765 | 0 | 0 | 365.4372 | 17.0765 | 0
6672 | 0 | 0 | 14.54 | 0 | 0 | 0 | 0 | 0 | 62.0141 | 547.06 | 0 | 0 | 0 | 0 | 0 | 365.44 | 90984.62 | 0 | 0 | 1.35 | 0 | 9.01 | 0 | 224.34 | 17.08 | 0 | 0 | 73.296 | 1.9062 | 0 | 0 | 0 | 0 | 0 | 17.0765 | 0 | 0 | 365.4372 | 17.0765 | 0
6673 | 0 | 0 | 13.69 | 0 | 0 | 0 | 0 | 0 | 56.5386 | 488.41 | 0 | 0 | 0 | 0 | 0 | 365.44 | 90619.18 | 0 | 0 | 0 | 0 | 8.36 | 0 | 211.91 | 17.08 | 0 | 0 | 69.2797 | 0.95311 | 0 | 0 | 0 | 0 | 0 | 17.0765 | 0 | 0 | 365.4372 | 17.0765 | 0
6674 | 0 | 0 | 12.75 | 0 | 0 | 0 | 0 | 0 | 53.8972 | 432.5 | 0 | 0 | 0 | 0 | 0 | 365.44 | 90253.74 | 0 | 0 | 1.38 | 0 | 8.93 | 0 | 197.91 | 17.08 | 0 | 0 | 65.2635 | 0 | 0 | 0 | 0 | 0 | 0 | 17.0765 | 0 | 0 | 365.4372 | 17.0765 | 0
6675 | 0 | 0 | 11.71 | 0 | 0 | 0 | 0 | 0 | 52.5476 | 377.99 | 0 | 0 | 0 | 0 | 0 | 365.44 | 89888.3 | 0 | 0 | 0 | 0 | 8.05 | 0 | 181.13 | 17.08 | 0 | 0 | 64.2595 | 0 | 0 | 0 | 0 | 0 | 0 | 17.0765 | 0 | 0 | 365.4372 | 17.0765 | 0
6676 | 0 | 0 | 10.06 | 0 | 0 | 0 | 0 | 0 | 56.5868 | 319.29 | 0 | 0 | 0 | 0 | 0 | 365.44 | 89522.87 | 0 | 0 | 1.39 | 0 | 8.43 | 0 | 163.42 | 17.08 | 0 | 0 | 65.2635 | 0 | 0 | 0 | 0 | 0 | 0 | 17.0765 | 0 | 0 | 365.4372 | 17.0765 | 0
6677 | 0 | 0 | 8.36 | 0 | 0 | 0 | 0 | 0 | 60.9152 | 256.1 | 0 | 0 | 0 | 0 | 0 | 365.44 | 89157.43 | 0 | 0 | 0 | 0 | 7.53 | 0 | 146.2 | 17.08 | 0 | 0 | 69.2797 | 0 | 0 | 0 | 0 | 0 | 0 | 17.0765 | 0 | 0 | 365.4372 | 17.0765 | 0
6678 | 0 | 0 | 6.8 | 0 | 0 | 0 | 0 | 0 | 68.8007 | 184.73 | 0 | 0 | 0 | 0 | 0 | 365.44 | 88791.99 | 0 | 0 | 1.35 | 0 | 7.88 | 0 | 128.55 | 17.08 | 0 | 0 | 73.296 | 0.95311 | 0 | 0 | 0 | 0 | 0 | 17.0765 | 0 | 0 | 365.4372 | 17.0765 | 0
6679 | 0 | 0 | 5.35 | 0 | 0 | 0 | 0 | 0 | 74.8642 | 107.06 | 0 | 0 | 0 | 0 | 0 | 365.44 | 88426.56 | 0 | 0 | 0 | 0 | 6.99 | 0 | 111.5 | 17.08 | 0 | 0 | 78.3162 | 1.9062 | 0 | 0 | 0 | 0 | 0 | 17.0765 | 0 | 0 | 365.4372 | 17.0765 | 0
6680 | 10.99 | 519.57 | 4.06 | 0 | 0 | 0 | 0 | 0 | 96.1108 | 7.36 | 0 | 0 | 0 | 542.32 | 14.19 | 0 | 88440.75 | 0 | 0 | 1.26 | 0 | 7.36 | 0 | 95.88 | 17.08 | 0 | 0 | 83.3365 | 3.8124 | 0 | 0 | 0 | 0 | 0 | 17.0765 | 0 | 0 | 365.4372 | 17.0765 | 0
6681 | 27.45 | 1118.66 | 3.04 | 0 | 0 | 0 | 0 | 0 | 0.5302 | 6.81 | 0 | 0 | 0 | 1057.61 | 374.89 | 0 | 88815.64 | 0 | 0 | 0 | 0 | 6.81 | 0 | 85.48 | 17.08 | 0 | 0 | 86.3487 | 5.7186 | 0 | 0 | 0 | 0 | 0 | 17.0765 | 0 | 0 | 365.4372 | 17.0765 | 0
6682 | 40.5 | 1487.74 | 1.89 | 0 | 0 | 0 | 0 | 19.64 | 0 | 25.75 | 0 | 0 | 0 | 1377.96 | 599.13 | 0 | 89414.77 | 0 | 0 | 1.2 | 0 | 7.52 | 40.17 | 115.56 | 17.08 | 0 | 0 | 87.3527 | 3.8124 | 0 | 0 | 0 | 0 | 0 | 17.0765 | 0 | 0 | 365.4372 | 17.0765 | 0
6683 | 48.99 | 1691.24 | 1.17 | 0 | 0 | 0 | 0 | 157.14 | 0 | 177.23 | 0 | 0 | 0 | 1377.96 | 599.13 | 0 | 90013.9 | 0 | 0 | 1.18 | 0 | 8.3 | 39.62 | 146.52 | 17.08 | 74.34 | 0 | 87.3527 | 3.8124 | 0 | 0 | 0 | 0 | 0 | 17.0765 | 0 | 0 | 365.4372 | 17.0765 | 0
6684 | 50.98 | 1735.3 | 0.87 | 0 | 0 | 0 | 0 | 13.53 | 0 | 190.27 | 0 | 0 | 0 | 1377.96 | 599.13 | 0 | 90613.04 | 0 | 0 | 1.19 | 0 | 9.24 | 0 | 143.09 | 17.08 | 304.32 | 0 | 86.3487 | 3.8124 | 0 | 0 | 0 | 0 | 0 | 17.0765 | 0 | 0 | 365.4372 | 17.0765 | 0
6685 | 51.75 | 1752.13 | 0.83 | 0 | 0 | 0 | 0 | 157.14 | 0 | 341.75 | 0 | 0 | 0 | 1377.96 | 599.13 | 0 | 91212.17 | 0 | 0 | 1.2 | 0 | 10.29 | 40.31 | 179.57 | 17.08 | 139 | 0 | 84.3406 | 4.7655 | 0 | 0 | 0 | 0 | 0 | 17.0765 | 0 | 0 | 365.4372 | 17.0765 | 0
6686 | 51.11 | 1738.07 | 0.91 | 0 | 0 | 0 | 0 | 157.14 | 0 | 493.23 | 0 | 0 | 0 | 1377.96 | 599.13 | 0 | 91811.3 | 0 | 0 | 1.18 | 0 | 11.35 | 39.49 | 215.91 | 17.08 | 127.23 | 0 | 82.3324 | 4.7655 | 0 | 0 | 0 | 0 | 0 | 17.0765 | 0 | 0 | 365.4372 | 17.0765 | 0
6687 | 49.72 | 1707.6 | 1.07 | 0 | 0 | 0 | 0 | 157.14 | 0 | 644.71 | 0 | 0 | 0 | 1377.96 | 599.13 | 0 | 92410.43 | 0 | 0 | 1.13 | 0 | 12.36 | 38.02 | 250.74 | 17.08 | 97.05 | 0 | 82.3324 | 4.7655 | 0 | 0 | 0 | 0 | 0 | 17.0765 | 0 | 0 | 365.4372 | 17.0765 | 0
6688 | 48.49 | 1679.87 | 1.08 | 0 | 0 | 0 | 0 | 157.14 | 0 | 796.19 | 0 | 0 | 0 | 1377.96 | 599.13 | 0 | 93009.57 | 0 | 0 | 1.12 | 0 | 13.38 | 37.52 | 285.51 | 17.08 | 67.6 | 0 | 83.3365 | 4.7655 | 0 | 0 | 0 | 0 | 0 | 17.0765 | 0 | 0 | 365.4372 | 17.0765 | 0
6689 | 47.62 | 1659.92 | 1.08 | 0 | 0 | 0 | 0 | 0 | 0 | 796.19 | 0 | 0 | 0 | 1377.96 | 599.13 | 0 | 93608.7 | 0 | 0 | 1.13 | 0 | 14.41 | 7.52 | 292 | 17.08 | 230.95 | 0 | 85.3446 | 5.7186 | 0 | 0 | 0 | 0 | 0 | 17.0765 | 0 | 0 | 365.4372 | 17.0765 | 0
6690 | 52 | 1757.51 | 1.21 | 0 | 0 | 0 | 0 | 157.14 | 0 | 947.67 | 0 | 0 | 0 | 1377.96 | 599.13 | 0 | 94207.83 | 0 | 0 | 1.12 | 0 | 15.32 | 3.24 | 292 | 17.08 | 177.23 | 0 | 87.3527 | 6.6717 | 0 | 0 | 0 | 0 | 0 | 17.0765 | 0 | 0 | 365.4372 | 17.0765 | 0
6691 | 11.6 | 545.11 | 1.39 | 0 | 0 | 0 | 0 | 0 | 0 | 947.67 | 0 | 0 | 0 | 451.06 | 0 | 49.69 | 94158.14 | 0 | 0 | 1.13 | 0 | 16 | 5.84 | 290.16 | 17.08 | 0 | 0 | 93.377 | 6.6717 | 0 | 0 | 0 | 0 | 0 | 17.0765 | 0 | 0 | 365.4372 | 17.0765 | 0
6692 | 0 | 0 | 1.58 | 0 | 0 | 0 | 0 | 0 | 103.2926 | 840.52 | 0 | 0 | 0 | 0 | 0 | 365.44 | 93792.7 | 0 | 0 | 0 | 0.247 | 15.27 | 0 | 281.13 | 17.08 | 0 | 0 | 99.4014 | 5.7186 | 0 | 0 | 0 | 0 | 0 | 17.0765 | 0 | 0 | 365.4372 | 17.0765 | 0
6693 | 0 | 0 | 1.79 | 0 | 0 | 0 | 0 | 0 | 103.3794 | 733.27 | 0 | 0 | 0 | 0 | 0 | 365.44 | 93427.27 | 0 | 0 | 0 | 0 | 14.68 | 0 | 269.94 | 17.08 | 0 | 0 | 100.4054 | 4.7655 | 0 | 0 | 0 | 0 | 0 | 17.0765 | 0 | 0 | 365.4372 | 17.0765 | 0
6694 | 0 | 0 | 2.05 | 0 | 0 | 0 | 0 | 0 | 93.9322 | 635.83 | 0 | 0 | 0 | 0 | 0 | 365.44 | 93061.83 | 0 | 0 | 0 | 1.2065 | 12.74 | 0 | 257.23 | 17.08 | 0 | 0 | 93.377 | 3.8124 | 0 | 0 | 0 | 0 | 0 | 17.0765 | 0 | 0 | 365.4372 | 17.0765 | 0
6695 | 0 | 0 | 2.32 | 0 | 0 | 0 | 0 | 0 | 82.8654 | 549.87 | 0 | 0 | 0 | 0 | 0 | 365.44 | 92696.39 | 0 | 0 | 0 | 0 | 12.01 | 0 | 243.5 | 17.08 | 0 | 0 | 82.3324 | 2.8593 | 0 | 0 | 0 | 0 | 0 | 17.0765 | 0 | 0 | 365.4372 | 17.0765 | 0
6696 | 0 | 0 | 2.58 | 0 | 0 | 0 | 0 | 0 | 71.3456 | 475.86 | 0 | 0 | 0 | 0 | 0 | 365.44 | 92330.96 | 0 | 0 | 0 | 1.2825 | 9.95 | 0 | 229.9 | 17.08 | 0 | 0 | 73.296 | 1.9062 | 0 | 0 | 0 | 0 | 0 | 17.0765 | 0 | 0 | 365.4372 | 17.0765 | 0
6697 | 0 | 0 | 2.76 | 0 | 0 | 0 | 0 | 0 | 67.4704 | 405.87 | 0 | 0 | 0 | 0 | 0 | 365.44 | 91965.52 | 0 | 0 | 0 | 0 | 9.3 | 0 | 217.46 | 17.08 | 0 | 0 | 69.2797 | 0.95311 | 0 | 0 | 0 | 0 | 0 | 17.0765 | 0 | 0 | 365.4372 | 17.0765 | 0
6698 | 0 | 0 | 2.79 | 0 | 0 | 0 | 0 | 0 | 49.781 | 354.23 | 0 | 0 | 0 | 0 | 0 | 392.44 | 91573.08 | 27.01 | 12.6947 | 0 | 0 | 8.56 | 0 | 203.46 | 17.08 | 0 | 0 | 65.2635 | 0 | 0 | 0 | 0 | 0 | 0 | 17.0765 | 0 | 0 | 365.4372 | 17.0765 | 0
6699 | 0 | 0 | 2.58 | 0 | 0 | 0 | 0 | 0 | 53.9744 | 298.24 | 0 | 0 | 0 | 0 | 0 | 379.04 | 91194.04 | 13.6 | 6.392 | 0 | 1.311 | 6.3 | 0 | 186.68 | 17.08 | 0 | 0 | 64.2595 | 0 | 0 | 0 | 0 | 0 | 0 | 17.0765 | 0 | 0 | 365.4372 | 17.0765 | 0
6700 | 0 | 0 | 1.96 | 0 | 0 | 0 | 0 | 0 | 63.3059 | 232.57 | 0 | 0 | 0 | 0 | 0 | 365.44 | 90828.6 | 0 | 0 | 0 | 0 | 5.37 | 0 | 168.97 | 17.08 | 0 | 0 | 65.2635 | 0 | 0 | 0 | 0 | 0 | 0 | 17.0765 | 0 | 0 | 365.4372 | 17.0765 | 0
6701 | 0 | 0 | 1.34 | 0 | 0 | 0 | 0 | 0 | 69.9478 | 160.01 | 0 | 0 | 0 | 0 | 0 | 365.44 | 90463.16 | 0 | 0 | 0 | 0 | 4.46 | 0 | 151.75 | 17.08 | 0 | 0 | 71.2878 | 0 | 0 | 0 | 0 | 0 | 0 | 17.0765 | 0 | 0 | 365.4372 | 17.0765 | 0
6702 | 0 | 0 | 0.95 | 0 | 0 | 0 | 0 | 0 | 74.0256 | 83.22 | 0 | 0 | 0 | 0 | 0 | 365.44 | 90097.73 | 0 | 0 | 0 | 1.2825 | 2.18 | 0 | 134.1 | 17.08 | 0 | 0 | 75.3041 | 0.95311 | 0 | 0 | 0 | 0 | 0 | 17.0765 | 0 | 0 | 365.4372 | 17.0765 | 0
6703 | 0 | 0 | 0.78 | 0 | 0 | 0 | 0 | 0 | 80.2241 | 0 | 0 | 0 | 0 | 0 | 0 | 365.44 | 89732.29 | 0 | 0 | 0 | 1.216 | 0 | 0 | 117.05 | 17.08 | 0 | 0 | 80.3243 | 1.9062 | 0 | 0 | 0 | 0 | 0 | 17.0765 | 0 | 0 | 365.4372 | 17.0765 | 0
6704 | 15.78 | 713.04 | 0.76 | 0 | 0 | 0 | 0 | 1.02 | 0 | 0.99 | 0 | 0 | 0 | 638.15 | 81.26 | 0 | 89813.55 | 0 | 0 | 1.26 | 0 | 0.37 | 0 | 101.43 | 17.08 | 0 | 0 | 85.3446 | 3.8124 | 0 | 0 | 0 | 0 | 0 | 17.0765 | 0 | 0 | 365.4372 | 17.0765 | 0
6705 | 29.3 | 1175.83 | 0.83 | 0 | 0 | 0 | 0 | 0 | 0 | 0.99 | 0 | 0 | 0 | 1110.66 | 412.02 | 0 | 90225.58 | 0 | 0 | 1.22 | 0 | 0.99 | 0 | 91.03 | 17.08 | 0 | 0 | 88.3568 | 5.7186 | 0 | 0 | 0 | 0 | 0 | 17.0765 | 0 | 0 | 365.4372 | 17.0765 | 0
6706 | 39.18 | 1453.8 | 0.88 | 0 | 0 | 0 | 0 | 20.53 | 0 | 20.78 | 0 | 0 | 0 | 1377.96 | 599.13 | 0 | 90824.71 | 0 | 0 | 1.2 | 0 | 1.7 | 0 | 82.95 | 17.08 | 0 | 0 | 90.3649 | 3.8124 | 0 | 0 | 0 | 0 | 0 | 17.0765 | 0 | 0 | 365.4372 | 17.0765 | 0
6707 | 45.14 | 1602 | 1.03 | 0 | 0 | 0 | 0 | 134.75 | 0 | 150.68 | 0 | 0 | 0 | 1377.96 | 599.13 | 0 | 91423.84 | 0 | 0 | 1.18 | 0 | 2.47 | 39.09 | 113.4 | 17.08 | 0 | 0 | 91.3689 | 3.8124 | 0 | 0 | 0 | 0 | 0 | 17.0765 | 0 | 0 | 365.4372 | 17.0765 | 0
6708 | 47.19 | 1650.2 | 1.35 | 0 | 0 | 0 | 0 | 157.14 | 0 | 302.16 | 0 | 0 | 0 | 1377.96 | 599.13 | 0 | 92022.98 | 0 | 0 | 1.19 | 0 | 3.42 | 39.7 | 147.68 | 17.08 | 28.59 | 0 | 90.3649 | 3.8124 | 0 | 0 | 0 | 0 | 0 | 17.0765 | 0 | 0 | 365.4372 | 17.0765 | 0
6709 | 48.69 | 1684.36 | 1.94 | 0 | 0 | 0 | 0 | 157.14 | 0 | 453.64 | 0 | 0 | 0 | 1377.96 | 599.13 | 0 | 92622.11 | 0 | 0 | 1.2 | 0 | 4.47 | 40.31 | 184.16 | 17.08 | 64.25 | 0 | 89.3608 | 4.7655 | 0 | 0 | 0 | 0 | 0 | 17.0765 | 0 | 0 | 365.4372 | 17.0765 | 0
6710 | 48.93 | 1689.77 | 3.03 | 0 | 0 | 0 | 0 | 157.14 | 0 | 605.12 | 0 | 0 | 0 | 1377.96 | 599.13 | 0 | 93221.24 | 0 | 0 | 1.18 | 0 | 5.52 | 39.49 | 220.5 | 17.08 | 72.85 | 0 | 88.3568 | 4.7655 | 0 | 0 | 0 | 0 | 0 | 17.0765 | 0 | 0 | 365.4372 | 17.0765 | 0
6711 | 43.24 | 1556.28 | 4.82 | 0 | 0 | 0 | 0 | 132.13 | 0 | 732.49 | 0 | 0 | 0 | 1377.96 | 599.13 | 0 | 93820.37 | 0 | 0 | 1.13 | 0 | 6.53 | 0 | 219.22 | 17.08 | 0 | 0 | 88.3568 | 4.7655 | 0 | 0 | 0 | 0 | 0 | 17.0765 | 0 | 0 | 365.4372 | 17.0765 | 0
6712 | 36.75 | 1389.32 | 6.9 | 0 | 0 | 0 | 0 | 0 | 0 | 732.49 | 0 | 0 | 0 | 1337.72 | 570.96 | 0 | 94391.34 | 0 | 0 | 1.12 | 0 | 7.55 | 0 | 218.34 | 17.08 | 0 | 0 | 89.3608 | 4.7655 | 0 | 0 | 0 | 0 | 0 | 17.0765 | 0 | 0 | 365.4372 | 17.0765 | 0
6713 | 29.05 | 1168.2 | 9.21 | 0 | 0 | 0 | 0 | 0 | 0 | 732.49 | 0 | 0 | 0 | 1109.25 | 411.04 | 0 | 94802.37 | 0 | 0 | 1.13 | 0 | 8.59 | 0 | 217.68 | 17.08 | 0 | 0 | 90.3649 | 5.7186 | 0 | 0 | 0 | 0 | 0 | 17.0765 | 0 | 0 | 365.4372 | 17.0765 | 0
6714 | 30.23 | 1203.93 | 11.84 | 0 | 0 | 0 | 0 | 0 | 0 | 732.49 | 0 | 0 | 0 | 1146.95 | 437.43 | 0 | 95239.8 | 0 | 0 | 0 | 0 | 8.43 | 0 | 214.6 | 17.08 | 0 | 0 | 92.373 | 6.6717 | 0 | 0 | 0 | 0 | 0 | 17.0765 | 0 | 0 | 365.4372 | 17.0765 | 0
6715 | 8.1 | 394.16 | 14.41 | 0 | 0 | 0 | 0 | 0 | 0 | 732.49 | 0 | 0 | 0 | 311.48 | 0 | 147.4 | 95092.4 | 0 | 0 | 1.13 | 0 | 9.11 | 0 | 207.21 | 17.08 | 0 | 0 | 97.3933 | 6.6717 | 0 | 0 | 0 | 0 | 0 | 17.0765 | 0 | 0 | 365.4372 | 17.0765 | 0
6716 | 0 | 0 | 16.45 | 0 | 0 | 0 | 0 | 0 | 92.6886 | 636.35 | 0 | 0 | 0 | 0 | 0 | 365.44 | 94726.96 | 0 | 0 | 0 | 0 | 8.64 | 0 | 198.18 | 17.08 | 0 | 0 | 103.4176 | 5.7186 | 0 | 0 | 0 | 0 | 0 | 17.0765 | 0 | 0 | 365.4372 | 17.0765 | 0
6717 | 0 | 0 | 17.78 | 0 | 0 | 0 | 0 | 0 | 90.4039 | 542.57 | 0 | 0 | 0 | 0 | 0 | 365.44 | 94361.53 | 0 | 0 | 0 | 0 | 8.05 | 0 | 186.99 | 17.08 | 0 | 0 | 103.4176 | 4.7655 | 0 | 0 | 0 | 0 | 0 | 17.0765 | 0 | 0 | 365.4372 | 17.0765 | 0
6718 | 0 | 0 | 19.07 | 0 | 0 | 0 | 0 | 0 | 80.1277 | 459.45 | 0 | 0 | 0 | 0 | 0 | 365.44 | 93996.09 | 0 | 0 | 0 | 0 | 7.38 | 0 | 174.28 | 17.08 | 0 | 0 | 95.3851 | 3.8124 | 0 | 0 | 0 | 0 | 0 | 17.0765 | 0 | 0 | 365.4372 | 17.0765 | 0
6719 | 0 | 0 | 20.35 | 0 | 0 | 0 | 0 | 0 | 66.8438 | 390.11 | 0 | 0 | 0 | 0 | 0 | 365.44 | 93630.65 | 0 | 0 | 0 | 0 | 6.66 | 0 | 160.54 | 17.08 | 0 | 0 | 84.3406 | 2.8593 | 0 | 0 | 0 | 0 | 0 | 17.0765 | 0 | 0 | 365.4372 | 17.0765 | 0
6720 | 0 | 0 | 21.6 | 0 | 0 | 0 | 0 | 0 | 56.6061 | 331.38 | 0 | 0 | 0 | 0 | 0 | 365.44 | 93265.21 | 0 | 0 | 0 | 0 | 5.94 | 0 | 146.95 | 17.08 | 0 | 0 | 76.3081 | 1.9062 | 0 | 0 | 0 | 0 | 0 | 17.0765 | 0 | 0 | 365.4372 | 17.0765 | 0
6721 | 0 | 0 | 23.47 | 0 | 0 | 0 | 0 | 0 | 48.7784 | 280.78 | 0 | 0 | 0 | 0 | 0 | 365.44 | 92899.78 | 0 | 0 | 0 | 0 | 5.28 | 0 | 134.51 | 17.08 | 0 | 0 | 71.2878 | 0.95311 | 0 | 0 | 0 | 0 | 0 | 17.0765 | 0 | 0 | 365.4372 | 17.0765 | 0
6722 | 0 | 0 | 25.91 | 0 | 0 | 0 | 0 | 0 | 42.3582 | 236.84 | 0 | 0 | 0 | 0 | 0 | 365.44 | 92534.34 | 0 | 0 | 0 | 0 | 4.55 | 0 | 120.51 | 17.08 | 0 | 0 | 68.2757 | 0 | 0 | 0 | 0 | 0 | 0 | 17.0765 | 0 | 0 | 365.4372 | 17.0765 | 0
6723 | 0 | 0 | 28.39 | 0 | 0 | 0 | 0 | 0 | 38.8781 | 196.51 | 0 | 0 | 0 | 0 | 0 | 365.44 | 92168.9 | 0 | 0 | 0 | 0 | 3.66 | 0 | 103.73 | 17.08 | 0 | 0 | 67.2716 | 0 | 0 | 0 | 0 | 0 | 0 | 17.0765 | 0 | 0 | 365.4372 | 17.0765 | 0
6724 | 0 | 0 | 29.42 | 0 | 0 | 0 | 0 | 0 | 38.8492 | 156.21 | 0 | 0 | 0 | 0 | 0 | 365.44 | 91803.47 | 0 | 0 | 0 | 0 | 2.73 | 0 | 86.02 | 17.08 | 0 | 0 | 68.2757 | 0 | 0 | 0 | 0 | 0 | 0 | 17.0765 | 0 | 0 | 365.4372 | 17.0765 | 0
6725 | 0 | 0 | 29.25 | 0 | 0 | 0 | 0 | 0 | 43.0426 | 111.56 | 0 | 0 | 0 | 0 | 0 | 365.44 | 91438.03 | 0 | 0 | 0 | 0 | 1.83 | 0 | 68.8 | 17.08 | 0 | 0 | 72.2919 | 0 | 0 | 0 | 0 | 0 | 0 | 17.0765 | 0 | 0 | 365.4372 | 17.0765 | 0
6726 | 0 | 0 | 27.85 | 0 | 0 | 0 | 0 | 0 | 49.405 | 60.31 | 0 | 0 | 0 | 0 | 0 | 365.44 | 91072.59 | 0 | 0 | 0 | 0 | 0.9 | 0 | 51.15 | 17.08 | 0 | 0 | 76.3081 | 0.95311 | 0 | 0 | 0 | 0 | 0 | 17.0765 | 0 | 0 | 365.4372 | 17.0765 | 0
6727 | 0 | 0 | 25.1 | 0 | 0 | 0 | 0 | 0 | 58.1388 | 0 | 0 | 0 | 0 | 0 | 0 | 365.44 | 90707.15 | 0 | 0 | 0 | 0 | 0 | 0 | 34.1 | 17.08 | 0 | 0 | 81.3284 | 1.9062 | 0 | 0 | 0 | 0 | 0 | 17.0765 | 0 | 0 | 365.4372 | 17.0765 | 0
6728 | 6.6 | 326.05 | 21.99 | 0 | 0 | 0 | 0 | 0 | 0 | 0 | 0 | 0 | 0 | 263.62 | 0 | 180.9 | 90526.25 | 0 | 0 | 0.87 | 0 | 0 | 0 | 18.48 | 17.08 | 0 | 0 | 86.3487 | 3.8124 | 0 | 0 | 0 | 0 | 0 | 17.0765 | 0 | 0 | 365.4372 | 17.0765 | 0
6729 | 21.92 | 936.74 | 19.41 | 0 | 0 | 0 | 0 | 0 | 0 | 0 | 0 | 0 | 0 | 882.42 | 252.25 | 0 | 90778.5 | 0 | 0 | 0.58 | 0 | 0 | 0 | 8.08 | 17.08 | 0 | 0 | 89.3608 | 5.7186 | 0 | 0 | 0 | 0 | 0 | 17.0765 | 0 | 0 | 365.4372 | 17.0765 | 0
6730 | 36.91 | 1393.77 | 19.35 | 0 | 0 | 0 | 0 | 0 | 0 | 0 | 0 | 0 | 0 | 1354.39 | 582.64 | 0 | 91361.14 | 0 | 0 | 0.45 | 0 | 0 | 0 | 0 | 17.08 | 0 | 0 | 91.3689 | 3.8124 | 0 | 0 | 0 | 0 | 0 | 17.0765 | 0 | 0 | 365.4372 | 17.0765 | 0
6731 | 47.63 | 1660.13 | 20.95 | 0 | 0 | 0 | 0 | 157.14 | 0 | 151.48 | 0 | 0 | 0 | 1377.96 | 599.13 | 0 | 91960.28 | 0 | 0 | 1.18 | 0 | 0.77 | 39.62 | 30.96 | 17.08 | 56.62 | 0 | 92.373 | 3.8124 | 0 | 0 | 0 | 0 | 0 | 17.0765 | 0 | 0 | 365.4372 | 17.0765 | 0
6732 | 49.71 | 1707.2 | 23.5 | 0 | 0 | 0 | 0 | 157.14 | 0 | 302.96 | 0 | 0 | 0 | 1377.96 | 599.13 | 0 | 92559.41 | 0 | 0 | 1.19 | 0 | 1.72 | 39.7 | 65.24 | 17.08 | 109.24 | 0 | 91.3689 | 3.8124 | 0 | 0 | 0 | 0 | 0 | 17.0765 | 0 | 0 | 365.4372 | 17.0765 | 0
6733 | 49.68 | 1706.5 | 27.15 | 0 | 0 | 0 | 0 | 157.14 | 0 | 454.44 | 0 | 0 | 0 | 1377.96 | 599.13 | 0 | 93158.54 | 0 | 0 | 1.2 | 0 | 2.76 | 40.31 | 101.72 | 17.08 | 111.58 | 0 | 90.3649 | 4.7655 | 0 | 0 | 0 | 0 | 0 | 17.0765 | 0 | 0 | 365.4372 | 17.0765 | 0
6734 | 47.99 | 1668.49 | 31.47 | 0 | 0 | 0 | 0 | 95.98 | 0 | 546.96 | 0 | 0 | 0 | 1377.96 | 599.13 | 0 | 93757.67 | 0 | 0 | 1.18 | 0 | 3.82 | 39.49 | 138.06 | 17.08 | 139.22 | 0 | 89.3608 | 4.7655 | 0 | 0 | 0 | 0 | 0 | 17.0765 | 0 | 0 | 365.4372 | 17.0765 | 0
6735 | 45.54 | 1611.48 | 36.2 | 0 | 0 | 0 | 0 | 157.14 | 0 | 698.44 | 0 | 0 | 0 | 1377.96 | 599.13 | 0 | 94356.81 | 0 | 0 | 1.13 | 0 | 4.83 | 38.02 | 172.9 | 17.08 | 24.85 | 0 | 89.3608 | 4.7655 | 0 | 0 | 0 | 0 | 0 | 17.0765 | 0 | 0 | 365.4372 | 17.0765 | 0
6736 | 42.59 | 1540.2 | 39.74 | 0 | 0 | 0 | 0 | 110.79 | 0 | 805.24 | 0 | 0 | 0 | 1377.96 | 599.13 | 0 | 94955.94 | 0 | 0 | 1.12 | 0 | 5.85 | 37.52 | 207.66 | 17.08 | 0 | 0 | 90.3649 | 4.7655 | 0 | 0 | 0 | 0 | 0 | 17.0765 | 0 | 0 | 365.4372 | 17.0765 | 0
6737 | 39.28 | 1456.37 | 41.25 | 0 | 0 | 0 | 0 | 22.94 | 0 | 827.36 | 0 | 0 | 0 | 1377.96 | 599.13 | 0 | 95555.07 | 0 | 0 | 1.13 | 0 | 6.89 | 37.78 | 242.89 | 17.08 | 0 | 0 | 91.3689 | 5.7186 | 0 | 0 | 0 | 0 | 0 | 17.0765 | 0 | 0 | 365.4372 | 17.0765 | 0
6738 | 41.78 | 1520.23 | 41.92 | 0 | 0 | 0 | 0 | 124.8 | 0 | 947.67 | 0 | 0 | 0 | 1377.96 | 599.13 | 0 | 96154.21 | 0 | 0 | 1.12 | 0 | 7.79 | 0 | 239.81 | 17.08 | 0 | 0 | 93.377 | 6.6717 | 0 | 0 | 0 | 0 | 0 | 17.0765 | 0 | 0 | 365.4372 | 17.0765 | 0
6739 | 9.58 | 459.49 | 42.08 | 0 | 0 | 0 | 0 | 0 | 0 | 947.67 | 0 | 0 | 0 | 405.45 | 0 | 81.62 | 96072.59 | 0 | 0 | 0.62 | 0 | 7.99 | 0 | 232.42 | 17.08 | 0 | 0 | 98.3973 | 6.6717 | 0 | 0 | 0 | 0 | 0 | 17.0765 | 0 | 0 | 365.4372 | 17.0765 | 0
6740 | 0 | 0 | 41.29 | 0 | 0 | 0 | 0 | 0 | 68.8585 | 876.25 | 0 | 0 | 0 | 0 | 0 | 365.44 | 95707.15 | 0 | 0 | 0 | 0 | 7.52 | 0 | 223.39 | 17.08 | 0 | 0 | 104.4216 | 5.7186 | 0 | 0 | 0 | 0 | 0 | 17.0765 | 0 | 0 | 365.4372 | 17.0765 | 0
6741 | 0 | 0 | 39.89 | 0 | 0 | 0 | 0 | 0 | 70.5359 | 803.07 | 0 | 0 | 0 | 0 | 0 | 365.44 | 95341.71 | 0 | 0 | 1.24 | 0 | 8.1 | 0 | 212.2 | 17.08 | 0 | 0 | 104.4216 | 4.7655 | 0 | 0 | 0 | 0 | 0 | 17.0765 | 0 | 0 | 365.4372 | 17.0765 | 0
6742 | 0 | 0 | 39.28 | 0 | 0 | 0 | 0 | 0 | 60.9248 | 739.87 | 0 | 0 | 0 | 0 | 0 | 365.44 | 94976.28 | 0 | 0 | 0 | 0 | 7.44 | 0 | 199.49 | 17.08 | 0 | 0 | 96.3892 | 3.8124 | 0 | 0 | 0 | 0 | 0 | 17.0765 | 0 | 0 | 365.4372 | 17.0765 | 0
6743 | 0 | 0 | 38.81 | 0 | 0 | 0 | 0 | 0 | 49.3954 | 688.64 | 0 | 0 | 0 | 0 | 0 | 365.44 | 94610.84 | 0 | 0 | 0 | 0 | 6.71 | 0 | 185.75 | 17.08 | 0 | 0 | 85.3446 | 2.8593 | 0 | 0 | 0 | 0 | 0 | 17.0765 | 0 | 0 | 365.4372 | 17.0765 | 0
6744 | 0 | 0 | 38.02 | 0 | 0 | 0 | 0 | 0 | 41.2014 | 645.9 | 0 | 0 | 0 | 0 | 0 | 365.44 | 94245.4 | 0 | 0 | 0 | 0 | 6 | 0 | 172.15 | 17.08 | 0 | 0 | 77.3122 | 1.9062 | 0 | 0 | 0 | 0 | 0 | 17.0765 | 0 | 0 | 365.4372 | 17.0765 | 0
6745 | 0 | 0 | 37.08 | 0 | 0 | 0 | 0 | 0 | 151.483 | 488.76 | 0 | 0 | 0 | 115.31 | 0 | 284.72 | 93960.68 | 0 | 0 | 0 | 0 | 5.34 | 0 | 159.72 | 17.08 | 0 | 0 | 72.2919 | 0.95311 | 0 | 0 | 0 | 0 | 0 | 17.0765 | 0 | 0 | 365.4372 | 17.0765 | 0
6746 | 0 | 0 | 36.37 | 0 | 0 | 0 | 0 | 0 | 34.2895 | 453.19 | 0 | 0 | 0 | 0 | 0 | 365.44 | 93595.25 | 0 | 0 | 1.38 | 0 | 5.92 | 0 | 145.72 | 17.08 | 0 | 0 | 69.2797 | 0 | 0 | 0 | 0 | 0 | 0 | 17.0765 | 0 | 0 | 365.4372 | 17.0765 | 0
6747 | 0 | 0 | 35.25 | 0 | 0 | 0 | 0 | 0 | 33.0266 | 418.93 | 0 | 0 | 0 | 0 | 0 | 365.44 | 93229.81 | 0 | 0 | 0 | 0 | 5.03 | 0 | 128.94 | 17.08 | 0 | 0 | 68.2757 | 0 | 0 | 0 | 0 | 0 | 0 | 17.0765 | 0 | 0 | 365.4372 | 17.0765 | 0
6748 | 0 | 0 | 31.12 | 0 | 0 | 0 | 0 | 0 | 38.1551 | 379.34 | 0 | 0 | 0 | 0 | 0 | 365.44 | 92864.37 | 0 | 0 | 0 | 0 | 4.1 | 0 | 111.23 | 17.08 | 0 | 0 | 69.2797 | 0 | 0 | 0 | 0 | 0 | 0 | 17.0765 | 0 | 0 | 365.4372 | 17.0765 | 0
6749 | 0 | 0 | 27.17 | 0 | 0 | 0 | 0 | 0 | 45.1248 | 332.54 | 0 | 0 | 0 | 0 | 0 | 365.44 | 92498.93 | 0 | 0 | 0 | 0 | 3.2 | 0 | 94.01 | 17.08 | 0 | 0 | 72.2919 | 0 | 0 | 0 | 0 | 0 | 0 | 17.0765 | 0 | 0 | 365.4372 | 17.0765 | 0
6750 | 0 | 0 | 23.74 | 0 | 0 | 0 | 0 | 0 | 151.483 | 175.4 | 0 | 0 | 0 | 96.95 | 0 | 297.57 | 92201.36 | 0 | 0 | 0 | 0 | 2.27 | 0 | 76.36 | 17.08 | 0 | 0 | 77.3122 | 0.95311 | 0 | 0 | 0 | 0 | 0 | 17.0765 | 0 | 0 | 365.4372 | 17.0765 | 0
6751 | 0 | 0 | 20.31 | 0 | 0 | 0 | 0 | 0 | 63.9325 | 109.08 | 0 | 0 | 0 | 0 | 0 | 365.44 | 91835.93 | 0 | 0 | 0 | 0 | 1.37 | 0 | 59.31 | 17.08 | 0 | 0 | 82.3324 | 1.9062 | 0 | 0 | 0 | 0 | 0 | 17.0765 | 0 | 0 | 365.4372 | 17.0765 | 0
6752 | 23.07 | 976.04 | 17.33 | 0 | 0 | 0 | 0 | 0 | 0 | 109.08 | 0 | 0 | 0 | 926.28 | 282.96 | 0 | 92118.89 | 0 | 0 | 0 | 0 | 0.55 | 0 | 43.69 | 17.08 | 0 | 0 | 86.3487 | 3.8124 | 0 | 0 | 0 | 0 | 0 | 17.0765 | 0 | 0 | 365.4372 | 17.0765 | 0
6753 | 32.57 | 1272.69 | 15.25 | 0 | 0 | 0 | 0 | 0 | 105.1531 | 0 | 0 | 0 | 0 | 1329.58 | 565.27 | 0 | 92684.16 | 0 | 0 | 0 | 0 | 0 | 0 | 33.29 | 17.08 | 0 | 0 | 90.3649 | 5.7186 | 0 | 0 | 0 | 0 | 0 | 17.0765 | 0 | 0 | 365.4372 | 17.0765 | 0
6754 | 42.46 | 1536.96 | 14.38 | 0 | 0 | 0 | 0 | 52.78 | 0 | 50.88 | 0 | 0 | 0 | 1377.96 | 599.13 | 0 | 93283.29 | 0 | 0 | 1.2 | 0 | 0.71 | 40.17 | 63.37 | 17.08 | 26.51 | 0 | 91.3689 | 3.8124 | 0 | 0 | 0 | 0 | 0 | 17.0765 | 0 | 0 | 365.4372 | 17.0765 | 0
6755 | 49.46 | 1701.69 | 14.07 | 0 | 0 | 0 | 0 | 157.14 | 0 | 202.36 | 0 | 0 | 0 | 1377.96 | 599.13 | 0 | 93882.43 | 0 | 0 | 1.18 | 0 | 1.49 | 39.62 | 94.33 | 17.08 | 93.13 | 0 | 92.373 | 3.8124 | 0 | 0 | 0 | 0 | 0 | 17.0765 | 0 | 0 | 365.4372 | 17.0765 | 0
6756 | 53.38 | 1786.93 | 14.28 | 0 | 0 | 0 | 0 | 157.14 | 0 | 353.84 | 0 | 0 | 0 | 1377.96 | 599.13 | 0 | 94481.56 | 0 | 0 | 1.19 | 0 | 2.43 | 39.7 | 128.61 | 17.08 | 183.42 | 0 | 91.3689 | 3.8124 | 0 | 0 | 0 | 0 | 0 | 17.0765 | 0 | 0 | 365.4372 | 17.0765 | 0
6757 | 55.91 | 1839.5 | 14.85 | 0 | 0 | 0 | 0 | 157.14 | 0 | 505.32 | 0 | 0 | 0 | 1377.96 | 599.13 | 0 | 95080.69 | 0 | 0 | 1.2 | 0 | 3.48 | 40.31 | 165.09 | 17.08 | 238.52 | 0 | 90.3649 | 4.7655 | 0 | 0 | 0 | 0 | 0 | 17.0765 | 0 | 0 | 365.4372 | 17.0765 | 0
6758 | 57.28 | 1867.26 | 15.73 | 0 | 0 | 0 | 0 | 157.14 | 0 | 656.8 | 0 | 0 | 0 | 1377.96 | 599.13 | 0 | 95679.83 | 0 | 0 | 1.18 | 0 | 4.54 | 0 | 163.92 | 17.08 | 309.87 | 0 | 89.3608 | 4.7655 | 0 | 0 | 0 | 0 | 0 | 17.0765 | 0 | 0 | 365.4372 | 17.0765 | 0
6759 | 52.3 | 1763.9 | 16.47 | 0 | 0 | 0 | 0 | 0 | 0 | 656.8 | 0 | 0 | 0 | 1377.96 | 599.13 | 0 | 96278.96 | 0 | 0 | 1.13 | 0 | 5.55 | 38.02 | 198.76 | 17.08 | 321.44 | 0 | 89.3608 | 4.7655 | 0 | 0 | 0 | 0 | 0 | 17.0765 | 0 | 0 | 365.4372 | 17.0765 | 0
6760 | 46.76 | 1640.22 | 16.8 | 0 | 0 | 0 | 0 | 157.14 | 0 | 808.28 | 0 | 0 | 0 | 1377.96 | 599.13 | 0 | 96878.09 | 0 | 0 | 1.12 | 0 | 6.56 | 37.52 | 233.52 | 17.08 | 35.91 | 0 | 89.3608 | 4.7655 | 0 | 0 | 0 | 0 | 0 | 17.0765 | 0 | 0 | 365.4372 | 17.0765 | 0
6761 | 40.65 | 1491.72 | 16.5 | 0 | 0 | 0 | 0 | 0 | 0 | 808.28 | 0 | 0 | 0 | 1377.96 | 599.13 | 0 | 97477.22 | 0 | 0 | 1.13 | 0 | 7.6 | 37.78 | 268.75 | 17.08 | 35.93 | 0 | 90.3649 | 5.7186 | 0 | 0 | 0 | 0 | 0 | 17.0765 | 0 | 0 | 365.4372 | 17.0765 | 0
6762 | 43.54 | 1563.63 | 15.54 | 0 | 0 | 0 | 0 | 144.59 | 0 | 947.67 | 0 | 0 | 0 | 1377.96 | 599.13 | 0 | 98076.36 | 0 | 0 | 1.12 | 0 | 8.5 | 0 | 265.67 | 17.08 | 0 | 0 | 92.373 | 6.6717 | 0 | 0 | 0 | 0 | 0 | 17.0765 | 0 | 0 | 365.4372 | 17.0765 | 0
6763 | 9.99 | 477.09 | 14.26 | 0 | 0 | 0 | 0 | 0 | 0 | 947.67 | 0 | 0 | 0 | 396.15 | 0 | 88.13 | 97988.22 | 0 | 0 | 1.13 | 0 | 9.19 | 0 | 258.28 | 17.08 | 0 | 0 | 97.3933 | 6.6717 | 0 | 0 | 0 | 0 | 0 | 17.0765 | 0 | 0 | 365.4372 | 17.0765 | 0
6764 | 0 | 0 | 12.79 | 0 | 0 | 0 | 0 | 0 | 96.9784 | 847.07 | 0 | 0 | 0 | 0 | 0 | 365.44 | 97622.79 | 0 | 0 | 0.63 | 0 | 9.32 | 0 | 249.25 | 17.08 | 0 | 0 | 103.4176 | 5.7186 | 0 | 0 | 0 | 0 | 0 | 17.0765 | 0 | 0 | 365.4372 | 17.0765 | 0
6765 | 0 | 0 | 11.48 | 0 | 0 | 0 | 0 | 0 | 96.6988 | 746.76 | 0 | 0 | 0 | 0 | 0 | 365.44 | 97257.35 | 0 | 0 | 0 | 0 | 8.73 | 0 | 238.06 | 17.08 | 0 | 0 | 103.4176 | 4.7655 | 0 | 0 | 0 | 0 | 0 | 17.0765 | 0 | 0 | 365.4372 | 17.0765 | 0
6766 | 0 | 0 | 10.63 | 0 | 0 | 0 | 0 | 0 | 89.8352 | 653.56 | 0 | 0 | 0 | 0 | 0 | 365.44 | 96891.91 | 0 | 0 | 1.27 | 0 | 9.27 | 0 | 225.35 | 17.08 | 0 | 0 | 95.3851 | 3.8124 | 0 | 0 | 0 | 0 | 0 | 17.0765 | 0 | 0 | 365.4372 | 17.0765 | 0
6767 | 0 | 0 | 9.89 | 0 | 0 | 0 | 0 | 0 | 77.3128 | 573.37 | 0 | 0 | 0 | 0 | 0 | 365.44 | 96526.47 | 0 | 0 | 0 | 0 | 8.54 | 0 | 211.61 | 17.08 | 0 | 0 | 84.3406 | 2.8593 | 0 | 0 | 0 | 0 | 0 | 17.0765 | 0 | 0 | 365.4372 | 17.0765 | 0
6768 | 0 | 0 | 9.16 | 0 | 0 | 0 | 0 | 0 | 70.4009 | 500.34 | 0 | 0 | 0 | 0 | 0 | 365.44 | 96161.04 | 0 | 0 | 1.35 | 0 | 9.11 | 0 | 198.02 | 17.08 | 0 | 0 | 76.3081 | 1.9062 | 0 | 0 | 0 | 0 | 0 | 17.0765 | 0 | 0 | 365.4372 | 17.0765 | 0
6769 | 0 | 0 | 8.5 | 0 | 0 | 0 | 0 | 0 | 63.7397 | 434.22 | 0 | 0 | 0 | 0 | 0 | 365.44 | 95795.6 | 0 | 0 | 0 | 0 | 8.45 | 0 | 185.58 | 17.08 | 0 | 0 | 71.2878 | 0.95311 | 0 | 0 | 0 | 0 | 0 | 17.0765 | 0 | 0 | 365.4372 | 17.0765 | 0
6770 | 0 | 0 | 7.8 | 0 | 0 | 0 | 0 | 0 | 61.8599 | 370.05 | 0 | 0 | 0 | 0 | 0 | 365.44 | 95430.16 | 0 | 0 | 1.38 | 0 | 9.03 | 0 | 171.58 | 17.08 | 0 | 0 | 68.2757 | 0 | 0 | 0 | 0 | 0 | 0 | 17.0765 | 0 | 0 | 365.4372 | 17.0765 | 0
6771 | 0 | 0 | 7.12 | 0 | 0 | 0 | 0 | 0 | 72.5699 | 294.77 | 0 | 0 | 0 | 13.43 | 0 | 356.04 | 95074.12 | 0 | 0 | 0 | 0 | 8.14 | 0 | 154.8 | 17.08 | 0 | 0 | 66.2676 | 0 | 0 | 0 | 0 | 0 | 0 | 17.0765 | 0 | 0 | 365.4372 | 17.0765 | 0
6772 | 0 | 0 | 6.34 | 0 | 0 | 0 | 0 | 0 | 60.9344 | 231.56 | 0 | 0 | 0 | 0 | 0 | 365.44 | 94708.69 | 0 | 0 | 0 | 0 | 7.21 | 0 | 137.09 | 17.08 | 0 | 0 | 67.2716 | 0 | 0 | 0 | 0 | 0 | 0 | 17.0765 | 0 | 0 | 365.4372 | 17.0765 | 0
6773 | 0 | 0 | 5.68 | 0 | 0 | 0 | 0 | 0 | 66.998 | 162.06 | 0 | 0 | 0 | 0 | 0 | 365.44 | 94343.25 | 0 | 0 | 1.39 | 0 | 7.63 | 0 | 119.87 | 17.08 | 0 | 0 | 71.2878 | 0 | 0 | 0 | 0 | 0 | 0 | 17.0765 | 0 | 0 | 365.4372 | 17.0765 | 0
6774 | 0 | 0 | 5.23 | 0 | 0 | 0 | 0 | 0 | 71.0275 | 88.38 | 0 | 0 | 0 | 0 | 0 | 365.44 | 93977.81 | 0 | 0 | 0 | 0 | 6.7 | 0 | 102.22 | 17.08 | 0 | 0 | 75.3041 | 0.95311 | 0 | 0 | 0 | 0 | 0 | 17.0765 | 0 | 0 | 365.4372 | 17.0765 | 0
6775 | 0 | 0 | 5.08 | 0 | 0 | 0 | 0 | 0 | 78.431 | 7.02 | 0 | 0 | 0 | 0 | 0 | 365.44 | 93612.37 | 0 | 0 | 1.28 | 0 | 7.02 | 0 | 85.17 | 17.08 | 0 | 0 | 80.3243 | 1.9062 | 0 | 0 | 0 | 0 | 0 | 17.0765 | 0 | 0 | 365.4372 | 17.0765 | 0
6776 | 21.07 | 907.44 | 5.31 | 0 | 0 | 0 | 0 | 0 | 0 | 7.02 | 0 | 0 | 0 | 844.67 | 225.83 | 0 | 93838.2 | 0 | 0 | 0 | 0 | 6.2 | 0 | 69.55 | 17.08 | 0 | 0 | 85.3446 | 3.8124 | 0 | 0 | 0 | 0 | 0 | 17.0765 | 0 | 0 | 365.4372 | 17.0765 | 0
6777 | 31.75 | 1249.06 | 5.76 | 0 | 0 | 0 | 0 | 0 | 0.20244 | 6.81 | 0 | 0 | 0 | 1191.48 | 468.6 | 0 | 94306.8 | 0 | 0 | 1.22 | 0 | 6.81 | 0 | 59.15 | 17.08 | 0 | 0 | 88.3568 | 5.7186 | 0 | 0 | 0 | 0 | 0 | 17.0765 | 0 | 0 | 365.4372 | 17.0765 | 0
6778 | 41.5 | 1513.11 | 5.56 | 0 | 0 | 0 | 0 | 46.67 | 0 | 51.8 | 0 | 0 | 0 | 1377.96 | 599.13 | 0 | 94905.93 | 0 | 0 | 1.2 | 0 | 7.52 | 40.17 | 89.23 | 17.08 | 0 | 0 | 90.3649 | 3.8124 | 0 | 0 | 0 | 0 | 0 | 17.0765 | 0 | 0 | 365.4372 | 17.0765 | 0
6779 | 48.2 | 1673.26 | 4.82 | 0 | 0 | 0 | 0 | 0 | 0 | 51.8 | 0 | 0 | 0 | 1377.96 | 599.13 | 0 | 95505.07 | 0 | 0 | 1.18 | 0 | 8.3 | 39.62 | 120.19 | 17.08 | 213.34 | 0 | 90.3649 | 3.8124 | 0 | 0 | 0 | 0 | 0 | 17.0765 | 0 | 0 | 365.4372 | 17.0765 | 0
6780 | 51.6 | 1748.82 | 4.01 | 0 | 0 | 0 | 0 | 157.14 | 0 | 203.28 | 0 | 0 | 0 | 1377.96 | 599.13 | 0 | 96104.2 | 0 | 0 | 1.19 | 0 | 9.24 | 39.7 | 154.47 | 17.08 | 135.28 | 0 | 89.3608 | 3.8124 | 0 | 0 | 0 | 0 | 0 | 17.0765 | 0 | 0 | 365.4372 | 17.0765 | 0
6781 | 53.75 | 1794.73 | 3.3 | 0 | 0 | 0 | 0 | 157.14 | 0 | 354.76 | 0 | 0 | 0 | 1377.96 | 599.13 | 0 | 96703.33 | 0 | 0 | 1.2 | 0 | 10.29 | 0 | 152.65 | 17.08 | 222.36 | 0 | 88.3568 | 4.7655 | 0 | 0 | 0 | 0 | 0 | 17.0765 | 0 | 0 | 365.4372 | 17.0765 | 0
6782 | 54.76 | 1815.84 | 2.71 | 0 | 0 | 0 | 0 | 157.14 | 0 | 506.24 | 0 | 0 | 0 | 1377.96 | 599.13 | 0 | 97302.47 | 0 | 0 | 1.18 | 0 | 11.35 | 39.49 | 189 | 17.08 | 205.42 | 0 | 87.3527 | 4.7655 | 0 | 0 | 0 | 0 | 0 | 17.0765 | 0 | 0 | 365.4372 | 17.0765 | 0
6783 | 52.55 | 1769.39 | 2.33 | 0 | 0 | 0 | 0 | 0 | 0 | 506.24 | 0 | 0 | 0 | 1377.96 | 599.13 | 0 | 97901.6 | 0 | 0 | 1.13 | 0 | 12.36 | 38.02 | 223.83 | 17.08 | 315.05 | 0 | 87.3527 | 4.7655 | 0 | 0 | 0 | 0 | 0 | 17.0765 | 0 | 0 | 365.4372 | 17.0765 | 0
6784 | 50.27 | 1719.71 | 2.3 | 0 | 0 | 0 | 0 | 157.14 | 0 | 657.72 | 0 | 0 | 0 | 1377.96 | 599.13 | 0 | 98500.73 | 0 | 0 | 1.12 | 0 | 13.38 | 37.52 | 258.59 | 17.08 | 105.42 | 0 | 88.3568 | 4.7655 | 0 | 0 | 0 | 0 | 0 | 17.0765 | 0 | 0 | 365.4372 | 17.0765 | 0
6785 | 48.12 | 1671.54 | 2.49 | 0 | 0 | 0 | 0 | 157.14 | 0 | 809.2 | 0 | 0 | 0 | 1377.96 | 599.13 | 0 | 99099.86 | 0 | 0 | 1.13 | 0 | 14.41 | 0 | 257.94 | 17.08 | 90.85 | 0 | 89.3608 | 5.7186 | 0 | 0 | 0 | 0 | 0 | 17.0765 | 0 | 0 | 365.4372 | 17.0765 | 0
6786 | 52.6 | 1770.44 | 2.83 | 0 | 0 | 0 | 0 | 143.64 | 0 | 947.67 | 0 | 0 | 0 | 1377.96 | 599.13 | 0 | 99699 | 0 | 0 | 1.12 | 0 | 15.32 | 37.55 | 290.53 | 17.08 | 167.56 | 0 | 91.3689 | 6.6717 | 0 | 0 | 0 | 0 | 0 | 17.0765 | 0 | 0 | 365.4372 | 17.0765 | 0
6787 | 11.95 | 559.61 | 3.26 | 0 | 0 | 0 | 0 | 0 | 0 | 947.67 | 0 | 0 | 0 | 470.63 | 0 | 35.99 | 99663 | 0 | 0 | 1.13 | 0 | 16 | 0 | 283.14 | 17.08 | 0 | 0 | 96.3892 | 6.6717 | 0 | 0 | 0 | 0 | 0 | 17.0765 | 0 | 0 | 365.4372 | 17.0765 | 0
6788 | 0 | 0 | 3.69 | 0 | 0 | 0 | 0 | 0 | 104.1988 | 839.58 | 0 | 0 | 0 | 0 | 0 | 365.44 | 99297.57 | 0 | 0 | 0 | 0.247 | 15.27 | 0 | 274.11 | 17.08 | 0 | 0 | 102.4135 | 5.7186 | 0 | 0 | 0 | 0 | 0 | 17.0765 | 0 | 0 | 365.4372 | 17.0765 | 0
6789 | 0 | 0 | 4 | 0 | 0 | 0 | 0 | 0 | 90.481 | 745.72 | 0 | 0 | 0 | 0 | 0 | 392.44 | 98905.12 | 27.01 | 12.6947 | 0 | 0 | 14.68 | 0 | 262.92 | 17.08 | 0 | 0 | 102.4135 | 4.7655 | 0 | 0 | 0 | 0 | 0 | 17.0765 | 0 | 0 | 365.4372 | 17.0765 | 0
6790 | 0 | 0 | 3.89 | 0 | 0 | 0 | 0 | 0 | 93.0935 | 649.14 | 0 | 0 | 0 | 0 | 0 | 365.44 | 98539.69 | 0 | 0 | 0 | 1.2065 | 12.74 | 0 | 250.21 | 17.08 | 0 | 0 | 94.3811 | 3.8124 | 0 | 0 | 0 | 0 | 0 | 17.0765 | 0 | 0 | 365.4372 | 17.0765 | 0
6791 | 0 | 0 | 3.56 | 0 | 0 | 0 | 0 | 0 | 82.6437 | 563.42 | 0 | 0 | 0 | 0 | 0 | 365.44 | 98174.25 | 0 | 0 | 0 | 0 | 12.01 | 0 | 236.48 | 17.08 | 0 | 0 | 83.3365 | 2.8593 | 0 | 0 | 0 | 0 | 0 | 17.0765 | 0 | 0 | 365.4372 | 17.0765 | 0
6792 | 0 | 0 | 3.16 | 0 | 0 | 0 | 0 | 0 | 72.7724 | 487.93 | 0 | 0 | 0 | 0 | 0 | 365.44 | 97808.81 | 0 | 0 | 0 | 1.2825 | 9.95 | 0 | 222.88 | 17.08 | 0 | 0 | 75.3041 | 1.9062 | 0 | 0 | 0 | 0 | 0 | 17.0765 | 0 | 0 | 365.4372 | 17.0765 | 0
6793 | 0 | 0 | 2.82 | 0 | 0 | 0 | 0 | 0 | 68.4151 | 416.96 | 0 | 0 | 0 | 0 | 0 | 365.44 | 97443.37 | 0 | 0 | 0 | 0 | 9.3 | 0 | 210.44 | 17.08 | 0 | 0 | 70.2838 | 0.95311 | 0 | 0 | 0 | 0 | 0 | 17.0765 | 0 | 0 | 365.4372 | 17.0765 | 0
6794 | 0 | 0 | 2.55 | 0 | 0 | 0 | 0 | 0 | 63.7204 | 350.86 | 0 | 0 | 0 | 0 | 0 | 365.44 | 97077.94 | 0 | 0 | 0 | 0 | 8.56 | 0 | 196.44 | 17.08 | 0 | 0 | 66.2676 | 0 | 0 | 0 | 0 | 0 | 0 | 17.0765 | 0 | 0 | 365.4372 | 17.0765 | 0
6795 | 0 | 0 | 2.4 | 0 | 0 | 0 | 0 | 0 | 61.5514 | 287.02 | 0 | 0 | 0 | 0 | 0 | 365.44 | 96712.5 | 0 | 0 | 0 | 1.311 | 6.3 | 0 | 179.66 | 17.08 | 0 | 0 | 65.2635 | 0 | 0 | 0 | 0 | 0 | 0 | 17.0765 | 0 | 0 | 365.4372 | 17.0765 | 0
6796 | 0 | 0 | 2.35 | 0 | 0 | 0 | 0 | 0 | 63.9228 | 220.71 | 0 | 0 | 0 | 0 | 0 | 365.44 | 96347.06 | 0 | 0 | 0 | 0 | 5.37 | 0 | 161.95 | 17.08 | 0 | 0 | 66.2676 | 0 | 0 | 0 | 0 | 0 | 0 | 17.0765 | 0 | 0 | 365.4372 | 17.0765 | 0
6797 | 0 | 0 | 2.3 | 0 | 0 | 0 | 0 | 0 | 67.9813 | 150.19 | 0 | 0 | 0 | 0 | 0 | 365.44 | 95981.63 | 0 | 0 | 0 | 0 | 4.46 | 0 | 144.73 | 17.08 | 0 | 0 | 70.2838 | 0 | 0 | 0 | 0 | 0 | 0 | 17.0765 | 0 | 0 | 365.4372 | 17.0765 | 0
6798 | 0 | 0 | 2.33 | 0 | 0 | 0 | 0 | 0 | 71.6348 | 75.88 | 0 | 0 | 0 | 0 | 0 | 365.44 | 95616.19 | 0 | 0 | 0 | 1.2825 | 2.18 | 0 | 127.08 | 17.08 | 0 | 0 | 74.3 | 0.95311 | 0 | 0 | 0 | 0 | 0 | 17.0765 | 0 | 0 | 365.4372 | 17.0765 | 0
6799 | 0 | 0 | 2.39 | 0 | 0 | 0 | 0 | 0 | 73.1483 | 0 | 0 | 0 | 0 | 0 | 0 | 374.95 | 95241.24 | 9.51 | 4.4697 | 0 | 1.216 | 0 | 0 | 110.03 | 17.08 | 0 | 0 | 79.3203 | 1.9062 | 0 | 0 | 0 | 0 | 0 | 17.0765 | 0 | 0 | 365.4372 | 17.0765 | 0
6800 | 20.7 | 894.19 | 2.47 | 0 | 0 | 0 | 0 | 0 | 0 | 0 | 0 | 0 | 0 | 828.34 | 214.4 | 0 | 95455.64 | 0 | 0 | 0.87 | 0 | 0 | 0 | 94.41 | 17.08 | 0 | 0 | 84.3406 | 3.8124 | 0 | 0 | 0 | 0 | 0 | 17.0765 | 0 | 0 | 365.4372 | 17.0765 | 0
6801 | 31.16 | 1231.66 | 2.62 | 0 | 0 | 0 | 0 | 0 | 0 | 0 | 0 | 0 | 0 | 1171.79 | 454.82 | 0 | 95910.45 | 0 | 0 | 0.58 | 0 | 0 | 0 | 84.01 | 17.08 | 0 | 0 | 87.3527 | 5.7186 | 0 | 0 | 0 | 0 | 0 | 17.0765 | 0 | 0 | 365.4372 | 17.0765 | 0
6802 | 40.7 | 1492.78 | 2.74 | 0 | 0 | 0 | 0 | 41.17 | 0 | 39.68 | 0 | 0 | 0 | 1377.96 | 599.13 | 0 | 96509.58 | 0 | 0 | 1.2 | 0 | 0.71 | 22.73 | 97.52 | 17.08 | 0 | 0 | 89.3608 | 3.8124 | 0 | 0 | 0 | 0 | 0 | 17.0765 | 0 | 0 | 365.4372 | 17.0765 | 0
6803 | 47.37 | 1654.34 | 2.93 | 0 | 0 | 0 | 0 | 157.14 | 0 | 191.16 | 0 | 0 | 0 | 1377.96 | 599.13 | 0 | 97108.72 | 0 | 0 | 1.18 | 0 | 1.49 | 39.62 | 128.48 | 17.08 | 34.56 | 0 | 90.3649 | 3.8124 | 0 | 0 | 0 | 0 | 0 | 17.0765 | 0 | 0 | 365.4372 | 17.0765 | 0
6804 | 50.78 | 1730.87 | 3.04 | 0 | 0 | 0 | 0 | 0 | 0.85796 | 190.27 | 0 | 0 | 0 | 1377.96 | 599.13 | 0 | 97707.85 | 0 | 0 | 1.19 | 0 | 2.43 | 0 | 125.05 | 17.08 | 313.23 | 0 | 89.3608 | 3.8124 | 0 | 0 | 0 | 0 | 0 | 17.0765 | 0 | 0 | 365.4372 | 17.0765 | 0
6805 | 52.88 | 1776.38 | 3.12 | 0 | 0 | 0 | 0 | 157.14 | 0 | 341.75 | 0 | 0 | 0 | 1377.96 | 599.13 | 0 | 98306.98 | 0 | 0 | 1.2 | 0 | 3.48 | 40.31 | 161.52 | 17.08 | 162.65 | 0 | 88.3568 | 4.7655 | 0 | 0 | 0 | 0 | 0 | 17.0765 | 0 | 0 | 365.4372 | 17.0765 | 0
6806 | 54.3 | 1806.27 | 3.4 | 0 | 0 | 0 | 0 | 157.14 | 0 | 493.23 | 0 | 0 | 0 | 1377.96 | 599.13 | 0 | 98906.12 | 0 | 0 | 1.18 | 0 | 4.54 | 39.49 | 197.87 | 17.08 | 196.09 | 0 | 87.3527 | 4.7655 | 0 | 0 | 0 | 0 | 0 | 17.0765 | 0 | 0 | 365.4372 | 17.0765 | 0
6807 | 52.47 | 1767.54 | 3.8 | 0 | 0 | 0 | 0 | 157.14 | 0 | 644.71 | 0 | 0 | 0 | 1377.96 | 599.13 | 0 | 99505.25 | 0 | 0 | 1.13 | 0 | 5.55 | 0 | 196.59 | 17.08 | 195.46 | 0 | 87.3527 | 4.7655 | 0 | 0 | 0 | 0 | 0 | 17.0765 | 0 | 0 | 365.4372 | 17.0765 | 0
6808 | 50.31 | 1720.47 | 4.13 | 0 | 0 | 0 | 0 | 157.14 | 0 | 796.19 | 0 | 0 | 0 | 1377.96 | 599.13 | 0 | 100104.38 | 0 | 0 | 1.12 | 0 | 6.56 | 0 | 195.7 | 17.08 | 146.58 | 0 | 87.3527 | 4.7655 | 0 | 0 | 0 | 0 | 0 | 17.0765 | 0 | 0 | 365.4372 | 17.0765 | 0
6809 | 48.21 | 1673.49 | 4.36 | 0 | 0 | 0 | 0 | 0 | 0 | 796.19 | 0 | 0 | 0 | 1377.96 | 599.13 | 0 | 100703.51 | 0 | 0 | 1.13 | 0 | 7.6 | 37.78 | 230.94 | 17.08 | 214.11 | 0 | 89.3608 | 5.7186 | 0 | 0 | 0 | 0 | 0 | 17.0765 | 0 | 0 | 365.4372 | 17.0765 | 0
6810 | 53.07 | 1780.41 | 4.65 | 0 | 0 | 0 | 0 | 157.14 | 0 | 947.67 | 0 | 0 | 0 | 1377.96 | 599.13 | 0 | 101302.65 | 0 | 0 | 1.12 | 0 | 8.5 | 37.55 | 263.53 | 17.08 | 167.33 | 0 | 90.3649 | 6.6717 | 0 | 0 | 0 | 0 | 0 | 17.0765 | 0 | 0 | 365.4372 | 17.0765 | 0
6811 | 12.16 | 568.63 | 5.02 | 0 | 0 | 0 | 0 | 0 | 0 | 947.67 | 0 | 0 | 0 | 481.63 | 0 | 28.3 | 101274.35 | 0 | 0 | 1.13 | 0 | 9.19 | 0 | 256.14 | 17.08 | 0 | 0 | 96.3892 | 6.6717 | 0 | 0 | 0 | 0 | 0 | 17.0765 | 0 | 0 | 365.4372 | 17.0765 | 0
6812 | 0 | 0 | 5.28 | 0 | 0 | 0 | 0 | 0 | 102.8684 | 840.97 | 0 | 0 | 0 | 0 | 0 | 365.44 | 100908.91 | 0 | 0 | 0.01 | 0 | 8.73 | 0 | 247.11 | 17.08 | 0 | 0 | 102.4135 | 5.7186 | 0 | 0 | 0 | 0 | 0 | 17.0765 | 0 | 0 | 365.4372 | 17.0765 | 0
6813 | 0 | 0 | 5.62 | 0 | 0 | 0 | 0 | 0 | 101.5574 | 735.61 | 0 | 0 | 0 | 0 | 0 | 365.44 | 100543.47 | 0 | 0 | 0 | 0 | 8.14 | 0 | 235.92 | 17.08 | 0 | 0 | 102.4135 | 4.7655 | 0 | 0 | 0 | 0 | 0 | 17.0765 | 0 | 0 | 365.4372 | 17.0765 | 0
6814 | 0 | 0 | 6.54 | 0 | 0 | 0 | 0 | 0 | 91.6475 | 640.54 | 0 | 0 | 0 | 0 | 0 | 365.44 | 100178.04 | 0 | 0 | 0 | 0 | 7.47 | 0 | 223.22 | 17.08 | 0 | 0 | 94.3811 | 3.8124 | 0 | 0 | 0 | 0 | 0 | 17.0765 | 0 | 0 | 365.4372 | 17.0765 | 0
6815 | 0 | 0 | 8.22 | 0 | 0 | 0 | 0 | 0 | 77.978 | 559.65 | 0 | 0 | 0 | 0 | 0 | 365.44 | 99812.6 | 0 | 0 | 0 | 0 | 6.75 | 0 | 209.48 | 17.08 | 0 | 0 | 83.3365 | 2.8593 | 0 | 0 | 0 | 0 | 0 | 17.0765 | 0 | 0 | 365.4372 | 17.0765 | 0
6816 | 0 | 0 | 10.28 | 0 | 0 | 0 | 0 | 0 | 68.2705 | 488.83 | 0 | 0 | 0 | 0 | 0 | 365.44 | 99447.16 | 0 | 0 | 1.35 | 0 | 7.31 | 0 | 195.88 | 17.08 | 0 | 0 | 75.3041 | 1.9062 | 0 | 0 | 0 | 0 | 0 | 17.0765 | 0 | 0 | 365.4372 | 17.0765 | 0
6817 | 0 | 0 | 12.37 | 0 | 0 | 0 | 0 | 0 | 58.8618 | 427.77 | 0 | 0 | 0 | 0 | 0 | 365.44 | 99081.73 | 0 | 0 | 0 | 0 | 6.65 | 0 | 183.44 | 17.08 | 0 | 0 | 70.2838 | 0.95311 | 0 | 0 | 0 | 0 | 0 | 17.0765 | 0 | 0 | 365.4372 | 17.0765 | 0
6818 | 0 | 0 | 14.5 | 0 | 0 | 0 | 0 | 0 | 52.7694 | 373.02 | 0 | 0 | 0 | 0 | 0 | 365.44 | 98716.29 | 0 | 0 | 0 | 0 | 5.92 | 0 | 169.44 | 17.08 | 0 | 0 | 67.2716 | 0 | 0 | 0 | 0 | 0 | 0 | 17.0765 | 0 | 0 | 365.4372 | 17.0765 | 0
6819 | 0 | 0 | 16.54 | 0 | 0 | 0 | 0 | 0 | 49.7328 | 321.43 | 0 | 0 | 0 | 0 | 0 | 365.44 | 98350.85 | 0 | 0 | 0 | 0 | 5.03 | 0 | 152.67 | 17.08 | 0 | 0 | 66.2676 | 0 | 0 | 0 | 0 | 0 | 0 | 17.0765 | 0 | 0 | 365.4372 | 17.0765 | 0
6820 | 0 | 0 | 17.24 | 0 | 0 | 0 | 0 | 0 | 48.0265 | 271.62 | 0 | 0 | 0 | 0 | 0 | 365.44 | 97985.41 | 0 | 0 | 0 | 0 | 4.1 | 0 | 134.95 | 17.08 | 0 | 0 | 65.2635 | 0 | 0 | 0 | 0 | 0 | 0 | 17.0765 | 0 | 0 | 365.4372 | 17.0765 | 0
6821 | 0 | 0 | 17.48 | 0 | 0 | 0 | 0 | 0 | 50.7932 | 218.92 | 0 | 0 | 0 | 0 | 0 | 365.44 | 97619.98 | 0 | 0 | 0 | 0 | 3.2 | 0 | 117.73 | 17.08 | 0 | 0 | 68.2757 | 0 | 0 | 0 | 0 | 0 | 0 | 17.0765 | 0 | 0 | 365.4372 | 17.0765 | 0
6822 | 0 | 0 | 17.53 | 0 | 0 | 0 | 0 | 0 | 56.7218 | 160.08 | 0 | 0 | 0 | 0 | 0 | 365.44 | 97254.54 | 0 | 0 | 0 | 0 | 2.27 | 0 | 100.08 | 17.08 | 0 | 0 | 73.296 | 0.95311 | 0 | 0 | 0 | 0 | 0 | 17.0765 | 0 | 0 | 365.4372 | 17.0765 | 0
6823 | 0 | 0 | 17.23 | 0 | 0 | 0 | 0 | 0 | 62.9878 | 94.74 | 0 | 0 | 0 | 0 | 0 | 365.44 | 96889.1 | 0 | 0 | 0 | 0 | 1.37 | 0 | 83.03 | 17.08 | 0 | 0 | 78.3162 | 1.9062 | 0 | 0 | 0 | 0 | 0 | 17.0765 | 0 | 0 | 365.4372 | 17.0765 | 0
6824 | 13.66 | 629.36 | 16.83 | 0 | 0 | 0 | 0 | 0 | 0 | 94.74 | 0 | 0 | 0 | 573.7 | 36.15 | 0 | 96925.25 | 0 | 0 | 0 | 0 | 0.55 | 0 | 67.41 | 17.08 | 0 | 0 | 82.3324 | 3.8124 | 0 | 0 | 0 | 0 | 0 | 17.0765 | 0 | 0 | 365.4372 | 17.0765 | 0
6825 | 28.08 | 1138.29 | 16.47 | 0 | 0 | 0 | 0 | 0 | 91.3294 | 0 | 0 | 0 | 0 | 1182.1 | 462.03 | 0 | 97387.29 | 0 | 0 | 0 | 0 | 0 | 0 | 57.01 | 17.08 | 0 | 0 | 86.3487 | 5.7186 | 0 | 0 | 0 | 0 | 0 | 17.0765 | 0 | 0 | 365.4372 | 17.0765 | 0
6826 | 39.01 | 1449.45 | 15.74 | 0 | 0 | 0 | 0 | 0.74 | 0 | 0.71 | 0 | 0 | 0 | 1377.96 | 599.13 | 0 | 97986.42 | 0 | 0 | 1.2 | 0 | 0.71 | 0 | 48.93 | 17.08 | 33.13 | 0 | 87.3527 | 3.8124 | 0 | 0 | 0 | 0 | 0 | 17.0765 | 0 | 0 | 365.4372 | 17.0765 | 0
6827 | 47.11 | 1648.16 | 15.1 | 0 | 0 | 0 | 0 | 157.14 | 0 | 152.19 | 0 | 0 | 0 | 1377.96 | 599.13 | 0 | 98585.55 | 0 | 0 | 1.18 | 0 | 1.49 | 39.62 | 79.89 | 17.08 | 43.3 | 0 | 87.3527 | 3.8124 | 0 | 0 | 0 | 0 | 0 | 17.0765 | 0 | 0 | 365.4372 | 17.0765 | 0
6828 | 51.81 | 1753.41 | 14.75 | 0 | 0 | 0 | 0 | 157.14 | 0 | 303.67 | 0 | 0 | 0 | 1377.96 | 599.13 | 0 | 99184.69 | 0 | 0 | 1.19 | 0 | 2.43 | 39.7 | 114.17 | 17.08 | 154.84 | 0 | 85.3446 | 3.8124 | 0 | 0 | 0 | 0 | 0 | 17.0765 | 0 | 0 | 365.4372 | 17.0765 | 0
6829 | 54.43 | 1809.09 | 14.46 | 0 | 0 | 0 | 0 | 55.15 | 0 | 356.84 | 0 | 0 | 0 | 1377.96 | 599.13 | 0 | 99783.82 | 0 | 0 | 1.2 | 0 | 3.48 | 40.31 | 150.65 | 17.08 | 315.26 | 0 | 83.3365 | 4.7655 | 0 | 0 | 0 | 0 | 0 | 17.0765 | 0 | 0 | 365.4372 | 17.0765 | 0
6830 | 55.75 | 1836.32 | 14.37 | 0 | 0 | 0 | 0 | 157.14 | 0 | 508.32 | 0 | 0 | 0 | 1377.96 | 599.13 | 0 | 100382.95 | 0 | 0 | 1.18 | 0 | 4.54 | 0 | 149.49 | 17.08 | 283.06 | 0 | 82.3324 | 4.7655 | 0 | 0 | 0 | 0 | 0 | 17.0765 | 0 | 0 | 365.4372 | 17.0765 | 0
6831 | 52.38 | 1765.55 | 14.33 | 0 | 0 | 0 | 0 | 157.14 | 0 | 659.8 | 0 | 0 | 0 | 1377.96 | 599.13 | 0 | 100982.08 | 0 | 0 | 1.13 | 0 | 5.55 | 38.02 | 184.32 | 17.08 | 170.91 | 0 | 82.3324 | 4.7655 | 0 | 0 | 0 | 0 | 0 | 17.0765 | 0 | 0 | 365.4372 | 17.0765 | 0
6832 | 48.57 | 1681.73 | 14.54 | 0 | 0 | 0 | 0 | 157.14 | 0 | 811.28 | 0 | 0 | 0 | 1377.96 | 599.13 | 0 | 101581.22 | 0 | 0 | 1.12 | 0 | 6.56 | 37.52 | 219.08 | 17.08 | 83 | 0 | 83.3365 | 4.7655 | 0 | 0 | 0 | 0 | 0 | 17.0765 | 0 | 0 | 365.4372 | 17.0765 | 0
6833 | 44.59 | 1589.01 | 14.8 | 0 | 0 | 0 | 0 | 141.49 | 0 | 947.67 | 0 | 0 | 0 | 1377.96 | 599.13 | 0 | 102180.35 | 0 | 0 | 1.13 | 0 | 7.6 | 37.78 | 254.31 | 17.08 | 0 | 0 | 84.3406 | 5.7186 | 0 | 0 | 0 | 0 | 0 | 17.0765 | 0 | 0 | 365.4372 | 17.0765 | 0
6834 | 48.48 | 1679.53 | 15.16 | 0 | 0 | 0 | 0 | 0 | 0 | 947.67 | 0 | 0 | 0 | 1377.96 | 599.13 | 0 | 102779.48 | 0 | 0 | 1.12 | 0 | 8.5 | 0 | 251.23 | 17.08 | 270.07 | 0 | 87.3527 | 6.6717 | 0 | 0 | 0 | 0 | 0 | 17.0765 | 0 | 0 | 365.4372 | 17.0765 | 0
6835 | 3.8 | 193.05 | 15.72 | 0 | 0 | 0 | 0 | 0 | 0 | 947.67 | 0 | 0 | 0 | 111.39 | 0 | 287.46 | 102492.02 | 0 | 0 | 1.13 | 0 | 9.19 | 0 | 243.84 | 17.08 | 0 | 0 | 93.377 | 6.6717 | 0 | 0 | 0 | 0 | 0 | 17.0765 | 0 | 0 | 365.4372 | 17.0765 | 0
6836 | 0 | 0 | 15.98 | 0 | 0 | 0 | 0 | 0 | 89.1604 | 855.18 | 0 | 0 | 0 | 0 | 0 | 365.44 | 102126.58 | 0 | 0 | 0.01 | 0 | 8.73 | 0 | 234.81 | 17.08 | 0 | 0 | 99.4014 | 5.7186 | 0 | 0 | 0 | 0 | 0 | 17.0765 | 0 | 0 | 365.4372 | 17.0765 | 0
6837 | 0 | 0 | 16.27 | 0 | 0 | 0 | 0 | 0 | 151.483 | 698.05 | 0 | 0 | 0 | 62.57 | 0 | 321.64 | 101804.95 | 0 | 0 | 0 | 0 | 8.14 | 0 | 223.62 | 17.08 | 0 | 0 | 100.4054 | 4.7655 | 0 | 0 | 0 | 0 | 0 | 17.0765 | 0 | 0 | 365.4372 | 17.0765 | 0
6838 | 0 | 0 | 17.52 | 0 | 0 | 0 | 0 | 0 | 78.6624 | 616.45 | 0 | 0 | 0 | 0 | 0 | 365.44 | 101439.51 | 0 | 0 | 0 | 0 | 7.47 | 0 | 210.91 | 17.08 | 0 | 0 | 92.373 | 3.8124 | 0 | 0 | 0 | 0 | 0 | 17.0765 | 0 | 0 | 365.4372 | 17.0765 | 0
6839 | 0 | 0 | 19.26 | 0 | 0 | 0 | 0 | 0 | 65.9376 | 548.05 | 0 | 0 | 0 | 0 | 0 | 365.44 | 101074.07 | 0 | 0 | 0 | 0 | 6.75 | 0 | 197.17 | 17.08 | 0 | 0 | 82.3324 | 2.8593 | 0 | 0 | 0 | 0 | 0 | 17.0765 | 0 | 0 | 365.4372 | 17.0765 | 0
6840 | 0 | 0 | 21.19 | 0 | 0 | 0 | 0 | 0 | 151.483 | 390.91 | 0 | 0 | 0 | 96.13 | 0 | 298.15 | 100775.92 | 0 | 0 | 1.35 | 0 | 7.31 | 0 | 183.58 | 17.08 | 0 | 0 | 73.296 | 1.9062 | 0 | 0 | 0 | 0 | 0 | 17.0765 | 0 | 0 | 365.4372 | 17.0765 | 0
6841 | 0 | 0 | 23.5 | 0 | 0 | 0 | 0 | 0 | 46.7347 | 342.43 | 0 | 0 | 0 | 0 | 0 | 365.44 | 100410.49 | 0 | 0 | 0 | 0 | 6.65 | 0 | 171.14 | 17.08 | 0 | 0 | 69.2797 | 0.95311 | 0 | 0 | 0 | 0 | 0 | 17.0765 | 0 | 0 | 365.4372 | 17.0765 | 0
6842 | 0 | 0 | 26.02 | 0 | 0 | 0 | 0 | 0 | 39.2444 | 301.72 | 0 | 0 | 0 | 0 | 0 | 365.44 | 100045.05 | 0 | 0 | 0 | 0 | 5.92 | 0 | 157.14 | 17.08 | 0 | 0 | 65.2635 | 0 | 0 | 0 | 0 | 0 | 0 | 17.0765 | 0 | 0 | 365.4372 | 17.0765 | 0
6843 | 0 | 0 | 28.34 | 0 | 0 | 0 | 0 | 0 | 117.0296 | 180.32 | 0 | 0 | 0 | 81.12 | 0 | 308.66 | 99736.39 | 0 | 0 | 0 | 0 | 5.03 | 0 | 140.36 | 17.08 | 0 | 0 | 64.2595 | 0 | 0 | 0 | 0 | 0 | 0 | 17.0765 | 0 | 0 | 365.4372 | 17.0765 | 0
6844 | 0 | 0 | 29.34 | 0 | 0 | 0 | 0 | 0 | 35.9283 | 143.05 | 0 | 0 | 0 | 0 | 0 | 365.44 | 99370.96 | 0 | 0 | 0 | 0 | 4.1 | 0 | 122.65 | 17.08 | 0 | 0 | 65.2635 | 0 | 0 | 0 | 0 | 0 | 0 | 17.0765 | 0 | 0 | 365.4372 | 17.0765 | 0
6845 | 0 | 0 | 29.43 | 0 | 0 | 0 | 0 | 0 | 38.8396 | 102.76 | 0 | 0 | 0 | 0 | 0 | 365.44 | 99005.52 | 0 | 0 | 0 | 0 | 3.2 | 0 | 105.43 | 17.08 | 0 | 0 | 68.2757 | 0 | 0 | 0 | 0 | 0 | 0 | 17.0765 | 0 | 0 | 365.4372 | 17.0765 | 0
6846 | 0 | 0 | 28.99 | 0 | 0 | 0 | 0 | 0 | 45.2502 | 55.82 | 0 | 0 | 0 | 0 | 0 | 365.44 | 98640.08 | 0 | 0 | 0 | 0 | 2.27 | 0 | 87.78 | 17.08 | 0 | 0 | 73.296 | 0.95311 | 0 | 0 | 0 | 0 | 0 | 17.0765 | 0 | 0 | 365.4372 | 17.0765 | 0
6847 | 0 | 0 | 27.74 | 0 | 0 | 0 | 0 | 0 | 52.4898 | 1.37 | 0 | 0 | 0 | 0 | 0 | 365.44 | 98274.64 | 0 | 0 | 0 | 0 | 1.37 | 0 | 70.73 | 17.08 | 0 | 0 | 78.3162 | 1.9062 | 0 | 0 | 0 | 0 | 0 | 17.0765 | 0 | 0 | 365.4372 | 17.0765 | 0
6848 | 12.57 | 585.23 | 26.55 | 0 | 0 | 0 | 0 | 0 | 0 | 1.37 | 0 | 0 | 0 | 537.2 | 10.6 | 0 | 98285.24 | 0 | 0 | 0 | 0 | 0.55 | 0 | 55.11 | 17.08 | 0 | 0 | 83.3365 | 3.8124 | 0 | 0 | 0 | 0 | 0 | 17.0765 | 0 | 0 | 365.4372 | 17.0765 | 0
6849 | 27.54 | 1121.49 | 25.73 | 0 | 0 | 0 | 0 | 0 | 1.3207 | 0 | 0 | 0 | 0 | 1084.01 | 393.37 | 0 | 98678.61 | 0 | 0 | 0 | 0 | 0 | 0 | 44.71 | 17.08 | 0 | 0 | 86.3487 | 5.7186 | 0 | 0 | 0 | 0 | 0 | 17.0765 | 0 | 0 | 365.4372 | 17.0765 | 0
6850 | 39.01 | 1449.52 | 25.71 | 0 | 0 | 0 | 0 | 3.75 | 0 | 3.61 | 0 | 0 | 0 | 1377.96 | 599.13 | 0 | 99277.75 | 0 | 0 | 1.2 | 0 | 0.71 | 40.17 | 74.79 | 17.08 | 0 | 0 | 87.3527 | 3.8124 | 0 | 0 | 0 | 0 | 0 | 17.0765 | 0 | 0 | 365.4372 | 17.0765 | 0
6851 | 47.48 | 1656.74 | 26.74 | 0 | 0 | 0 | 0 | 157.14 | 0 | 155.09 | 0 | 0 | 0 | 1377.96 | 599.13 | 0 | 99876.88 | 0 | 0 | 1.18 | 0 | 1.49 | 39.62 | 105.76 | 17.08 | 63.88 | 0 | 87.3527 | 3.8124 | 0 | 0 | 0 | 0 | 0 | 17.0765 | 0 | 0 | 365.4372 | 17.0765 | 0
6852 | 52 | 1757.56 | 27.96 | 0 | 0 | 0 | 0 | 157.14 | 0 | 306.57 | 0 | 0 | 0 | 1377.96 | 599.13 | 0 | 100476.01 | 0 | 0 | 1.19 | 0 | 2.43 | 39.7 | 140.03 | 17.08 | 172.39 | 0 | 85.3446 | 3.8124 | 0 | 0 | 0 | 0 | 0 | 17.0765 | 0 | 0 | 365.4372 | 17.0765 | 0
6853 | 54.4 | 1808.36 | 29.61 | 0 | 0 | 0 | 0 | 157.14 | 0 | 458.05 | 0 | 0 | 0 | 1377.96 | 599.13 | 0 | 101075.14 | 0 | 0 | 1.2 | 0 | 3.48 | 40.31 | 176.51 | 17.08 | 226.65 | 0 | 84.3406 | 4.7655 | 0 | 0 | 0 | 0 | 0 | 17.0765 | 0 | 0 | 365.4372 | 17.0765 | 0
6854 | 55.46 | 1830.27 | 31.81 | 0 | 0 | 0 | 0 | 0 | 0 | 458.05 | 0 | 0 | 0 | 1377.96 | 599.13 | 0 | 101674.28 | 0 | 0 | 1.18 | 0 | 4.54 | 0 | 175.35 | 17.08 | 451.3 | 0 | 82.3324 | 4.7655 | 0 | 0 | 0 | 0 | 0 | 17.0765 | 0 | 0 | 365.4372 | 17.0765 | 0
6855 | 52.84 | 1775.58 | 34.35 | 0 | 0 | 0 | 0 | 157.14 | 0 | 609.53 | 0 | 0 | 0 | 1377.96 | 599.13 | 0 | 102273.41 | 0 | 0 | 1.13 | 0 | 5.55 | 38.02 | 210.18 | 17.08 | 201.44 | 0 | 82.3324 | 4.7655 | 0 | 0 | 0 | 0 | 0 | 17.0765 | 0 | 0 | 365.4372 | 17.0765 | 0
6856 | 49.9 | 1711.4 | 36 | 0 | 0 | 0 | 0 | 157.14 | 0 | 761.01 | 0 | 0 | 0 | 1377.96 | 599.13 | 0 | 102872.54 | 0 | 0 | 1.12 | 0 | 6.56 | 37.52 | 244.94 | 17.08 | 135.46 | 0 | 83.3365 | 4.7655 | 0 | 0 | 0 | 0 | 0 | 17.0765 | 0 | 0 | 365.4372 | 17.0765 | 0
6857 | 46.95 | 1644.54 | 36.69 | 0 | 0 | 0 | 0 | 157.14 | 0 | 912.49 | 0 | 0 | 0 | 1377.96 | 599.13 | 0 | 103471.68 | 0 | 0 | 1.13 | 0 | 7.6 | 37.78 | 280.17 | 17.08 | 64.13 | 0 | 84.3406 | 5.7186 | 0 | 0 | 0 | 0 | 0 | 17.0765 | 0 | 0 | 365.4372 | 17.0765 | 0
6858 | 51.43 | 1745.15 | 36.43 | 0 | 0 | 0 | 0 | 36.49 | 0 | 947.67 | 0 | 0 | 0 | 1377.96 | 599.13 | 0 | 104070.81 | 0 | 0 | 1.12 | 0 | 8.5 | 0 | 277.09 | 17.08 | 323.41 | 0 | 87.3527 | 6.6717 | 0 | 0 | 0 | 0 | 0 | 17.0765 | 0 | 0 | 365.4372 | 17.0765 | 0
6859 | 3.69 | 187.77 | 35.33 | 0 | 0 | 0 | 0 | 0 | 0 | 947.67 | 0 | 0 | 0 | 125.61 | 0 | 277.51 | 103793.3 | 0 | 0 | 1.13 | 0 | 9.19 | 0 | 269.7 | 17.08 | 0 | 0 | 93.377 | 6.6717 | 0 | 0 | 0 | 0 | 0 | 17.0765 | 0 | 0 | 365.4372 | 17.0765 | 0
6860 | 0 | 0 | 33.44 | 0 | 0 | 0 | 0 | 0 | 72.6952 | 872.26 | 0 | 0 | 0 | 0 | 0 | 365.44 | 103427.86 | 0 | 0 | 0.01 | 0 | 8.73 | 0 | 260.67 | 17.08 | 0 | 0 | 100.4054 | 5.7186 | 0 | 0 | 0 | 0 | 0 | 17.0765 | 0 | 0 | 365.4372 | 17.0765 | 0
6861 | 0 | 0 | 31.4 | 0 | 0 | 0 | 0 | 0 | 73.7653 | 795.74 | 0 | 0 | 0 | 0 | 0 | 365.44 | 103062.42 | 0 | 0 | 0 | 0 | 8.14 | 0 | 249.48 | 17.08 | 0 | 0 | 100.4054 | 4.7655 | 0 | 0 | 0 | 0 | 0 | 17.0765 | 0 | 0 | 365.4372 | 17.0765 | 0
6862 | 0 | 0 | 30.17 | 0 | 0 | 0 | 0 | 0 | 67.0173 | 726.22 | 0 | 0 | 0 | 0 | 0 | 365.44 | 102696.98 | 0 | 0 | 0 | 0 | 7.47 | 0 | 236.77 | 17.08 | 0 | 0 | 93.377 | 3.8124 | 0 | 0 | 0 | 0 | 0 | 17.0765 | 0 | 0 | 365.4372 | 17.0765 | 0
6863 | 0 | 0 | 29.42 | 0 | 0 | 0 | 0 | 0 | 55.7674 | 668.37 | 0 | 0 | 0 | 0 | 0 | 365.44 | 102331.55 | 0 | 0 | 0 | 0 | 6.75 | 0 | 223.04 | 17.08 | 0 | 0 | 82.3324 | 2.8593 | 0 | 0 | 0 | 0 | 0 | 17.0765 | 0 | 0 | 365.4372 | 17.0765 | 0
6864 | 0 | 0 | 29.59 | 0 | 0 | 0 | 0 | 0 | 46.9564 | 619.66 | 0 | 0 | 0 | 0 | 0 | 365.44 | 101966.11 | 0 | 0 | 1.35 | 0 | 7.31 | 0 | 209.44 | 17.08 | 0 | 0 | 73.296 | 1.9062 | 0 | 0 | 0 | 0 | 0 | 17.0765 | 0 | 0 | 365.4372 | 17.0765 | 0
6865 | 0 | 0 | 30.26 | 0 | 0 | 0 | 0 | 0 | 151.483 | 462.52 | 0 | 0 | 0 | 111.5 | 0 | 287.38 | 101678.73 | 0 | 0 | 0 | 0 | 6.65 | 0 | 197 | 17.08 | 0 | 0 | 69.2797 | 0.95311 | 0 | 0 | 0 | 0 | 0 | 17.0765 | 0 | 0 | 365.4372 | 17.0765 | 0
6866 | 0 | 0 | 31.43 | 0 | 0 | 0 | 0 | 0 | 33.8268 | 427.43 | 0 | 0 | 0 | 0 | 0 | 365.44 | 101313.29 | 0 | 0 | 0 | 0 | 5.92 | 0 | 183 | 17.08 | 0 | 0 | 65.2635 | 0 | 0 | 0 | 0 | 0 | 0 | 17.0765 | 0 | 0 | 365.4372 | 17.0765 | 0
6867 | 0 | 0 | 32.5 | 0 | 0 | 0 | 0 | 0 | 31.7542 | 394.48 | 0 | 0 | 0 | 0 | 0 | 365.44 | 100947.85 | 0 | 0 | 0 | 0 | 5.03 | 0 | 166.22 | 17.08 | 0 | 0 | 64.2595 | 0 | 0 | 0 | 0 | 0 | 0 | 17.0765 | 0 | 0 | 365.4372 | 17.0765 | 0
6868 | 0 | 0 | 31.65 | 0 | 0 | 0 | 0 | 0 | 126.5154 | 263.25 | 0 | 0 | 0 | 92.89 | 0 | 300.41 | 100647.44 | 0 | 0 | 0 | 0 | 4.1 | 0 | 148.51 | 17.08 | 0 | 0 | 65.2635 | 0 | 0 | 0 | 0 | 0 | 0 | 17.0765 | 0 | 0 | 365.4372 | 17.0765 | 0
6869 | 0 | 0 | 28.95 | 0 | 0 | 0 | 0 | 0 | 41.3363 | 220.37 | 0 | 0 | 0 | 0 | 0 | 365.44 | 100282 | 0 | 0 | 0 | 0 | 3.2 | 0 | 131.29 | 17.08 | 0 | 0 | 70.2838 | 0 | 0 | 0 | 0 | 0 | 0 | 17.0765 | 0 | 0 | 365.4372 | 17.0765 | 0
6870 | 0 | 0 | 25.53 | 0 | 0 | 0 | 0 | 0 | 151.483 | 63.23 | 0 | 0 | 0 | 100.76 | 0 | 294.91 | 99987.1 | 0 | 0 | 0 | 0 | 2.27 | 0 | 113.64 | 17.08 | 0 | 0 | 75.3041 | 0.95311 | 0 | 0 | 0 | 0 | 0 | 17.0765 | 0 | 0 | 365.4372 | 17.0765 | 0
6871 | 0 | 0 | 22.59 | 0 | 0 | 0 | 0 | 0 | 59.633 | 1.37 | 0 | 0 | 0 | 0 | 0 | 365.44 | 99621.66 | 0 | 0 | 0 | 0 | 1.37 | 0 | 96.59 | 17.08 | 0 | 0 | 80.3243 | 1.9062 | 0 | 0 | 0 | 0 | 0 | 17.0765 | 0 | 0 | 365.4372 | 17.0765 | 0
6872 | 22.14 | 944.51 | 20.2 | 0 | 0 | 0 | 0 | 0 | 0 | 1.37 | 0 | 0 | 0 | 897.69 | 262.95 | 0 | 99884.6 | 0 | 0 | 0 | 0 | 0.55 | 0 | 80.97 | 17.08 | 0 | 0 | 85.3446 | 3.8124 | 0 | 0 | 0 | 0 | 0 | 17.0765 | 0 | 0 | 365.4372 | 17.0765 | 0
6873 | 32.18 | 1261.4 | 18.27 | 0 | 0 | 0 | 0 | 0 | 1.3207 | 0 | 0 | 0 | 0 | 1219.09 | 487.93 | 0 | 100372.53 | 0 | 0 | 0 | 0 | 0 | 0 | 70.57 | 17.08 | 0 | 0 | 88.3568 | 5.7186 | 0 | 0 | 0 | 0 | 0 | 17.0765 | 0 | 0 | 365.4372 | 17.0765 | 0
6874 | 42.13 | 1528.82 | 17.17 | 0 | 0 | 0 | 0 | 0.74 | 0 | 0.71 | 0 | 0 | 0 | 1377.96 | 599.13 | 0 | 100971.66 | 0 | 0 | 1.2 | 0 | 0.71 | 40.17 | 100.65 | 17.08 | 73.87 | 0 | 90.3649 | 3.8124 | 0 | 0 | 0 | 0 | 0 | 17.0765 | 0 | 0 | 365.4372 | 17.0765 | 0
6875 | 49.27 | 1697.45 | 17.55 | 0 | 0 | 0 | 0 | 157.14 | 0 | 152.19 | 0 | 0 | 0 | 1377.96 | 599.13 | 0 | 101570.8 | 0 | 0 | 1.18 | 0 | 1.49 | 39.62 | 131.62 | 17.08 | 93.19 | 0 | 91.3689 | 3.8124 | 0 | 0 | 0 | 0 | 0 | 17.0765 | 0 | 0 | 365.4372 | 17.0765 | 0
6876 | 53.32 | 1785.64 | 18.9 | 0 | 0 | 0 | 0 | 157.14 | 0 | 303.67 | 0 | 0 | 0 | 1377.96 | 599.13 | 0 | 102169.93 | 0 | 0 | 1.19 | 0 | 2.43 | 39.7 | 165.89 | 17.08 | 187.7 | 0 | 90.3649 | 3.8124 | 0 | 0 | 0 | 0 | 0 | 17.0765 | 0 | 0 | 365.4372 | 17.0765 | 0
6877 | 55.87 | 1838.75 | 20.32 | 0 | 0 | 0 | 0 | 157.14 | 0 | 455.16 | 0 | 0 | 0 | 1377.96 | 599.13 | 0 | 102769.06 | 0 | 0 | 1.2 | 0 | 3.48 | 0 | 164.07 | 17.08 | 284.52 | 0 | 89.3608 | 4.7655 | 0 | 0 | 0 | 0 | 0 | 17.0765 | 0 | 0 | 365.4372 | 17.0765 | 0
6878 | 57.51 | 1871.99 | 21.71 | 0 | 0 | 0 | 0 | 0 | 0 | 455.16 | 0 | 0 | 0 | 1377.96 | 599.13 | 0 | 103368.19 | 0 | 0 | 1.18 | 0 | 4.54 | 39.49 | 200.42 | 17.08 | 439.46 | 0 | 88.3568 | 4.7655 | 0 | 0 | 0 | 0 | 0 | 17.0765 | 0 | 0 | 365.4372 | 17.0765 | 0
6879 | 55.27 | 1826.37 | 23.22 | 0 | 0 | 0 | 0 | 157.14 | 0 | 606.64 | 0 | 0 | 0 | 1377.96 | 599.13 | 0 | 103967.33 | 0 | 0 | 1.13 | 0 | 5.55 | 38.02 | 235.25 | 17.08 | 237.49 | 0 | 88.3568 | 4.7655 | 0 | 0 | 0 | 0 | 0 | 17.0765 | 0 | 0 | 365.4372 | 17.0765 | 0
6880 | 52.6 | 1770.34 | 25.21 | 0 | 0 | 0 | 0 | 157.14 | 0 | 758.12 | 0 | 0 | 0 | 1377.96 | 599.13 | 0 | 104566.46 | 0 | 0 | 1.12 | 0 | 6.56 | 0 | 234.37 | 17.08 | 218.81 | 0 | 88.3568 | 4.7655 | 0 | 0 | 0 | 0 | 0 | 17.0765 | 0 | 0 | 365.4372 | 17.0765 | 0
6881 | 50.62 | 1727.39 | 26.18 | 0 | 0 | 0 | 0 | 157.14 | 0 | 909.6 | 0 | 0 | 0 | 1377.96 | 599.13 | 0 | 105165.59 | 0 | 0 | 1.13 | 0 | 7.6 | 0 | 233.72 | 17.08 | 171.88 | 0 | 90.3649 | 5.7186 | 0 | 0 | 0 | 0 | 0 | 17.0765 | 0 | 0 | 365.4372 | 17.0765 | 0
6882 | 55.64 | 1834.11 | 25.96 | 0 | 0 | 0 | 0 | 39.5 | 0 | 947.67 | 0 | 0 | 0 | 1377.96 | 599.13 | 0 | 105764.73 | 0 | 0 | 1.12 | 0 | 8.5 | 37.55 | 266.31 | 17.08 | 360.53 | 0 | 92.373 | 6.6717 | 0 | 0 | 0 | 0 | 0 | 17.0765 | 0 | 0 | 365.4372 | 17.0765 | 0
6883 | 3.05 | 156.47 | 25.62 | 0 | 0 | 0 | 0 | 0 | 0 | 947.67 | 0 | 0 | 0 | 79.95 | 0 | 309.47 | 105455.25 | 0 | 0 | 1.13 | 0 | 9.19 | 0 | 258.91 | 17.08 | 0 | 0 | 97.3933 | 6.6717 | 0 | 0 | 0 | 0 | 0 | 17.0765 | 0 | 0 | 365.4372 | 17.0765 | 0
6884 | 0 | 0 | 25.05 | 0 | 0 | 0 | 0 | 0 | 84.0994 | 860.43 | 0 | 0 | 0 | 0 | 0 | 365.44 | 105089.82 | 0 | 0 | 0.01 | 0 | 8.73 | 0 | 249.89 | 17.08 | 0 | 0 | 103.4176 | 5.7186 | 0 | 0 | 0 | 0 | 0 | 17.0765 | 0 | 0 | 365.4372 | 17.0765 | 0
6885 | 0 | 0 | 24.54 | 0 | 0 | 0 | 0 | 0 | 83.6463 | 773.66 | 0 | 0 | 0 | 0 | 0 | 365.44 | 104724.38 | 0 | 0 | 0 | 0 | 8.14 | 0 | 238.7 | 17.08 | 0 | 0 | 103.4176 | 4.7655 | 0 | 0 | 0 | 0 | 0 | 17.0765 | 0 | 0 | 365.4372 | 17.0765 | 0
6886 | 0 | 0 | 23.62 | 0 | 0 | 0 | 0 | 0 | 75.5776 | 695.26 | 0 | 0 | 0 | 0 | 0 | 365.44 | 104358.94 | 0 | 0 | 0 | 0 | 7.47 | 0 | 225.99 | 17.08 | 0 | 0 | 95.3851 | 3.8124 | 0 | 0 | 0 | 0 | 0 | 17.0765 | 0 | 0 | 365.4372 | 17.0765 | 0
6887 | 0 | 0 | 23.14 | 0 | 0 | 0 | 0 | 0 | 146.7304 | 543.05 | 0 | 0 | 0 | 82.67 | 0 | 307.57 | 104051.38 | 0 | 0 | 0 | 0 | 6.75 | 0 | 212.25 | 17.08 | 0 | 0 | 84.3406 | 2.8593 | 0 | 0 | 0 | 0 | 0 | 17.0765 | 0 | 0 | 365.4372 | 17.0765 | 0
6888 | 0 | 0 | 23.03 | 0 | 0 | 0 | 0 | 0 | 56.529 | 484.42 | 0 | 0 | 0 | 0 | 0 | 365.44 | 103685.94 | 0 | 0 | 1.35 | 0 | 7.31 | 0 | 198.65 | 17.08 | 0 | 0 | 76.3081 | 1.9062 | 0 | 0 | 0 | 0 | 0 | 17.0765 | 0 | 0 | 365.4372 | 17.0765 | 0
6889 | 0 | 0 | 22.77 | 0 | 0 | 0 | 0 | 0 | 49.4725 | 433.1 | 0 | 0 | 0 | 0 | 0 | 365.44 | 103320.5 | 0 | 0 | 0 | 0 | 6.65 | 0 | 186.21 | 17.08 | 0 | 0 | 71.2878 | 0.95311 | 0 | 0 | 0 | 0 | 0 | 17.0765 | 0 | 0 | 365.4372 | 17.0765 | 0
6890 | 0 | 0 | 22.3 | 0 | 0 | 0 | 0 | 0 | 151.483 | 275.96 | 0 | 0 | 0 | 105.5 | 0 | 291.58 | 103028.92 | 0 | 0 | 0 | 0 | 5.92 | 0 | 172.22 | 17.08 | 0 | 0 | 68.2757 | 0 | 0 | 0 | 0 | 0 | 0 | 17.0765 | 0 | 0 | 365.4372 | 17.0765 | 0
6891 | 0 | 0 | 21.67 | 0 | 0 | 0 | 0 | 0 | 45.5972 | 228.66 | 0 | 0 | 0 | 0 | 0 | 365.44 | 102663.48 | 0 | 0 | 0 | 0 | 5.03 | 0 | 155.44 | 17.08 | 0 | 0 | 67.2716 | 0 | 0 | 0 | 0 | 0 | 0 | 17.0765 | 0 | 0 | 365.4372 | 17.0765 | 0
6892 | 0 | 0 | 21.13 | 0 | 0 | 0 | 0 | 0 | 47.1492 | 179.76 | 0 | 0 | 0 | 0 | 0 | 365.44 | 102298.04 | 0 | 0 | 0 | 0 | 4.1 | 0 | 137.73 | 17.08 | 0 | 0 | 68.2757 | 0 | 0 | 0 | 0 | 0 | 0 | 17.0765 | 0 | 0 | 365.4372 | 17.0765 | 0
6893 | 0 | 0 | 20.74 | 0 | 0 | 0 | 0 | 0 | 50.5522 | 127.32 | 0 | 0 | 0 | 0 | 0 | 365.44 | 101932.61 | 0 | 0 | 0 | 0 | 3.2 | 0 | 120.51 | 17.08 | 0 | 0 | 71.2878 | 0 | 0 | 0 | 0 | 0 | 0 | 17.0765 | 0 | 0 | 365.4372 | 17.0765 | 0
6894 | 0 | 0 | 19.99 | 0 | 0 | 0 | 0 | 0 | 57.2712 | 67.91 | 0 | 0 | 0 | 0 | 0 | 365.44 | 101567.17 | 0 | 0 | 0 | 0 | 2.27 | 0 | 102.86 | 17.08 | 0 | 0 | 76.3081 | 0.95311 | 0 | 0 | 0 | 0 | 0 | 17.0765 | 0 | 0 | 365.4372 | 17.0765 | 0
6895 | 0 | 0 | 19.09 | 0 | 0 | 0 | 0 | 0 | 64.1446 | 1.37 | 0 | 0 | 0 | 0 | 0 | 365.44 | 101201.73 | 0 | 0 | 0 | 0 | 1.37 | 0 | 85.81 | 17.08 | 0 | 0 | 81.3284 | 1.9062 | 0 | 0 | 0 | 0 | 0 | 17.0765 | 0 | 0 | 365.4372 | 17.0765 | 0
6896 | 22.07 | 941.89 | 18.33 | 0 | 0 | 0 | 0 | 0 | 0 | 1.37 | 0 | 0 | 0 | 892.12 | 259.05 | 0 | 101460.78 | 0 | 0 | 0 | 0 | 0.55 | 0 | 70.19 | 17.08 | 0 | 0 | 86.3487 | 3.8124 | 0 | 0 | 0 | 0 | 0 | 17.0765 | 0 | 0 | 365.4372 | 17.0765 | 0
6897 | 31.75 | 1248.89 | 17.62 | 0 | 0 | 0 | 0 | 0 | 1.3207 | 0 | 0 | 0 | 0 | 1204.5 | 477.71 | 0 | 101938.49 | 0 | 0 | 0 | 0 | 0 | 0 | 59.78 | 17.08 | 0 | 0 | 89.3608 | 5.7186 | 0 | 0 | 0 | 0 | 0 | 17.0765 | 0 | 0 | 365.4372 | 17.0765 | 0
6898 | 41.53 | 1513.8 | 18.06 | 0 | 0 | 0 | 0 | 0.74 | 0 | 0.71 | 0 | 0 | 0 | 1377.96 | 599.13 | 0 | 102537.62 | 0 | 0 | 1.2 | 0 | 0.71 | 40.17 | 89.87 | 17.08 | 58.14 | 0 | 91.3689 | 3.8124 | 0 | 0 | 0 | 0 | 0 | 17.0765 | 0 | 0 | 365.4372 | 17.0765 | 0
6899 | 48.9 | 1689.04 | 19.1 | 0 | 0 | 0 | 0 | 73.15 | 0 | 71.23 | 0 | 0 | 0 | 1377.96 | 599.13 | 0 | 103136.76 | 0 | 0 | 1.18 | 0 | 1.49 | 39.62 | 120.83 | 17.08 | 168.93 | 0 | 92.373 | 3.8124 | 0 | 0 | 0 | 0 | 0 | 17.0765 | 0 | 0 | 365.4372 | 17.0765 | 0
6900 | 52.61 | 1770.68 | 20.51 | 0 | 0 | 0 | 0 | 157.14 | 0 | 222.71 | 0 | 0 | 0 | 1377.96 | 599.13 | 0 | 103735.89 | 0 | 0 | 1.19 | 0 | 2.43 | 0 | 117.4 | 17.08 | 212.34 | 0 | 91.3689 | 3.8124 | 0 | 0 | 0 | 0 | 0 | 17.0765 | 0 | 0 | 365.4372 | 17.0765 | 0
6901 | 54.5 | 1810.53 | 21.89 | 0 | 0 | 0 | 0 | 157.14 | 0 | 374.19 | 0 | 0 | 0 | 1377.96 | 599.13 | 0 | 104335.02 | 0 | 0 | 1.2 | 0 | 3.48 | 40.31 | 153.87 | 17.08 | 215.18 | 0 | 90.3649 | 4.7655 | 0 | 0 | 0 | 0 | 0 | 17.0765 | 0 | 0 | 365.4372 | 17.0765 | 0
6902 | 55.26 | 1826.33 | 23.46 | 0 | 0 | 0 | 0 | 157.14 | 0 | 525.67 | 0 | 0 | 0 | 1377.96 | 599.13 | 0 | 104934.15 | 0 | 0 | 1.18 | 0 | 4.54 | 39.49 | 190.22 | 17.08 | 235.17 | 0 | 89.3608 | 4.7655 | 0 | 0 | 0 | 0 | 0 | 17.0765 | 0 | 0 | 365.4372 | 17.0765 | 0
6903 | 51.9 | 1755.34 | 25.25 | 0 | 0 | 0 | 0 | 157.14 | 0 | 677.15 | 0 | 0 | 0 | 1377.96 | 599.13 | 0 | 105533.29 | 0 | 0 | 1.13 | 0 | 5.55 | 38.02 | 225.05 | 17.08 | 164.12 | 0 | 89.3608 | 4.7655 | 0 | 0 | 0 | 0 | 0 | 17.0765 | 0 | 0 | 365.4372 | 17.0765 | 0
6904 | 47.96 | 1667.9 | 25.28 | 0 | 0 | 0 | 0 | 0 | 0 | 677.15 | 0 | 0 | 0 | 1377.96 | 599.13 | 0 | 106132.42 | 0 | 0 | 1.12 | 0 | 6.56 | 0 | 224.17 | 17.08 | 267.94 | 0 | 89.3608 | 4.7655 | 0 | 0 | 0 | 0 | 0 | 17.0765 | 0 | 0 | 365.4372 | 17.0765 | 0
6905 | 43.79 | 1569.51 | 24.14 | 0 | 0 | 0 | 0 | 123.48 | 0 | 796.19 | 0 | 0 | 0 | 1377.96 | 599.13 | 0 | 106731.55 | 0 | 0 | 1.13 | 0 | 7.6 | 37.78 | 259.41 | 17.08 | 0 | 0 | 91.3689 | 5.7186 | 0 | 0 | 0 | 0 | 0 | 17.0765 | 0 | 0 | 365.4372 | 17.0765 | 0
6906 | 47.5 | 1657.29 | 22.79 | 0 | 0 | 0 | 0 | 157.14 | 0 | 947.67 | 0 | 0 | 0 | 1377.96 | 599.13 | 0 | 107330.69 | 0 | 0 | 1.12 | 0 | 8.5 | 37.55 | 292 | 17.08 | 54.76 | 0 | 92.373 | 6.6717 | 0 | 0 | 0 | 0 | 0 | 17.0765 | 0 | 0 | 365.4372 | 17.0765 | 0
6907 | 2.71 | 139.13 | 21.91 | 0 | 0 | 0 | 0 | 0 | 98.2316 | 845.77 | 0 | 0 | 0 | 155.79 | 0 | 256.39 | 107074.3 | 0 | 0 | 1.12 | 0 | 9.18 | 0 | 284.61 | 17.08 | 0 | 0 | 98.3973 | 6.6717 | 0 | 0 | 0 | 0 | 0 | 17.0765 | 0 | 0 | 365.4372 | 17.0765 | 0
6908 | 0 | 0 | 21.23 | 0 | 0 | 0 | 0 | 0 | 88.9097 | 753.54 | 0 | 0 | 0 | 0 | 0 | 365.44 | 106708.86 | 0 | 0 | 0 | 0 | 8.7 | 0 | 275.58 | 17.08 | 0 | 0 | 104.4216 | 5.7186 | 0 | 0 | 0 | 0 | 0 | 17.0765 | 0 | 0 | 365.4372 | 17.0765 | 0
6909 | 0 | 0 | 20.76 | 0 | 0 | 0 | 0 | 0 | 88.4277 | 661.81 | 0 | 0 | 0 | 0 | 0 | 365.44 | 106343.43 | 0 | 0 | 0 | 0 | 8.11 | 0 | 264.39 | 17.08 | 0 | 0 | 104.4216 | 4.7655 | 0 | 0 | 0 | 0 | 0 | 17.0765 | 0 | 0 | 365.4372 | 17.0765 | 0
6910 | 0 | 0 | 21.88 | 0 | 0 | 0 | 0 | 0 | 78.3154 | 580.57 | 0 | 0 | 0 | 0 | 0 | 365.44 | 105977.99 | 0 | 0 | 0 | 0 | 7.45 | 0 | 251.68 | 17.08 | 0 | 0 | 96.3892 | 3.8124 | 0 | 0 | 0 | 0 | 0 | 17.0765 | 0 | 0 | 365.4372 | 17.0765 | 0
6911 | 0 | 0 | 24.02 | 0 | 0 | 0 | 0 | 0 | 64.1831 | 513.98 | 0 | 0 | 0 | 0 | 0 | 365.44 | 105612.55 | 0 | 0 | 0 | 0 | 6.72 | 0 | 237.94 | 17.08 | 0 | 0 | 85.3446 | 2.8593 | 0 | 0 | 0 | 0 | 0 | 17.0765 | 0 | 0 | 365.4372 | 17.0765 | 0
6912 | 0 | 0 | 26.9 | 0 | 0 | 0 | 0 | 0 | 52.3163 | 459.71 | 0 | 0 | 0 | 0 | 0 | 365.44 | 105247.12 | 0 | 0 | 0 | 0 | 6.01 | 0 | 224.34 | 17.08 | 0 | 0 | 77.3122 | 1.9062 | 0 | 0 | 0 | 0 | 0 | 17.0765 | 0 | 0 | 365.4372 | 17.0765 | 0
6913 | 0 | 0 | 29.85 | 0 | 0 | 0 | 0 | 0 | 44.7682 | 413.27 | 0 | 0 | 0 | 0 | 0 | 365.44 | 104881.68 | 0 | 0 | 1.37 | 0 | 6.65 | 0 | 211.91 | 17.08 | 0 | 0 | 72.2919 | 0.95311 | 0 | 0 | 0 | 0 | 0 | 17.0765 | 0 | 0 | 365.4372 | 17.0765 | 0
6914 | 0 | 0 | 32.44 | 0 | 0 | 0 | 0 | 0 | 36.8344 | 375.06 | 0 | 0 | 0 | 0 | 0 | 365.44 | 104516.24 | 0 | 0 | 0 | 0 | 5.92 | 0 | 197.91 | 17.08 | 0 | 0 | 69.2797 | 0 | 0 | 0 | 0 | 0 | 0 | 17.0765 | 0 | 0 | 365.4372 | 17.0765 | 0
6915 | 0 | 0 | 33.93 | 0 | 0 | 0 | 0 | 0 | 33.3448 | 340.47 | 0 | 0 | 0 | 0 | 0 | 365.44 | 104150.8 | 0 | 0 | 0 | 0 | 5.03 | 0 | 181.13 | 17.08 | 0 | 0 | 67.2716 | 0 | 0 | 0 | 0 | 0 | 0 | 17.0765 | 0 | 0 | 365.4372 | 17.0765 | 0
6916 | 0 | 0 | 33.7 | 0 | 0 | 0 | 0 | 0 | 35.5812 | 303.57 | 0 | 0 | 0 | 0 | 0 | 365.44 | 103785.37 | 0 | 0 | 0 | 0 | 4.1 | 0 | 163.42 | 17.08 | 0 | 0 | 69.2797 | 0 | 0 | 0 | 0 | 0 | 0 | 17.0765 | 0 | 0 | 365.4372 | 17.0765 | 0
6917 | 0 | 0 | 32.96 | 0 | 0 | 0 | 0 | 0 | 39.3312 | 262.76 | 0 | 0 | 0 | 0 | 0 | 365.44 | 103419.93 | 0 | 0 | 0 | 0 | 3.2 | 0 | 146.2 | 17.08 | 0 | 0 | 72.2919 | 0 | 0 | 0 | 0 | 0 | 0 | 17.0765 | 0 | 0 | 365.4372 | 17.0765 | 0
6918 | 0 | 0 | 31.4 | 0 | 0 | 0 | 0 | 0 | 45.8575 | 215.19 | 0 | 0 | 0 | 0 | 0 | 365.44 | 103054.49 | 0 | 0 | 0 | 0 | 2.27 | 0 | 128.55 | 17.08 | 0 | 0 | 76.3081 | 0.95311 | 0 | 0 | 0 | 0 | 0 | 17.0765 | 0 | 0 | 365.4372 | 17.0765 | 0
6919 | 0 | 0 | 28.8 | 0 | 0 | 0 | 0 | 0 | 55.4396 | 157.68 | 0 | 0 | 0 | 0 | 0 | 365.44 | 102689.05 | 0 | 0 | 0 | 0 | 1.37 | 0 | 111.5 | 17.08 | 0 | 0 | 82.3324 | 1.9062 | 0 | 0 | 0 | 0 | 0 | 17.0765 | 0 | 0 | 365.4372 | 17.0765 | 0
6920 | 14.04 | 644.88 | 25.85 | 0 | 0 | 0 | 0 | 0 | 151.483 | 0.55 | 0 | 0 | 0 | 746.1 | 156.83 | 0 | 102845.88 | 0 | 0 | 0 | 0 | 0.55 | 0 | 95.88 | 17.08 | 0 | 0 | 86.3487 | 3.8124 | 0 | 0 | 0 | 0 | 0 | 17.0765 | 0 | 0 | 365.4372 | 17.0765 | 0
6921 | 29.19 | 1172.7 | 23.26 | 0 | 0 | 0 | 0 | 0 | 0.5302 | 0 | 0 | 0 | 0 | 1129.61 | 425.29 | 0 | 103271.17 | 0 | 0 | 0 | 0 | 0 | 0 | 85.48 | 17.08 | 0 | 0 | 90.3649 | 5.7186 | 0 | 0 | 0 | 0 | 0 | 17.0765 | 0 | 0 | 365.4372 | 17.0765 | 0
6922 | 40.75 | 1494.07 | 20.49 | 0 | 0 | 0 | 0 | 40.79 | 0 | 39.32 | 0 | 0 | 0 | 1377.96 | 599.13 | 0 | 103870.31 | 0 | 0 | 1.2 | 0 | 0.71 | 40.17 | 115.56 | 17.08 | 0 | 0 | 91.3689 | 3.8124 | 0 | 0 | 0 | 0 | 0 | 17.0765 | 0 | 0 | 365.4372 | 17.0765 | 0
6923 | 49.26 | 1697.32 | 18.28 | 0 | 0 | 0 | 0 | 157.14 | 0 | 190.8 | 0 | 0 | 0 | 1377.96 | 599.13 | 0 | 104469.44 | 0 | 0 | 1.18 | 0 | 1.49 | 0 | 108.88 | 17.08 | 132.41 | 0 | 92.373 | 3.8124 | 0 | 0 | 0 | 0 | 0 | 17.0765 | 0 | 0 | 365.4372 | 17.0765 | 0
6924 | 53.65 | 1792.57 | 17.12 | 0 | 0 | 0 | 0 | 0 | 0.51092 | 190.27 | 0 | 0 | 0 | 1377.96 | 599.13 | 0 | 105068.57 | 0 | 0 | 1.19 | 0 | 2.43 | 39.7 | 143.16 | 17.08 | 349.83 | 0 | 91.3689 | 3.8124 | 0 | 0 | 0 | 0 | 0 | 17.0765 | 0 | 0 | 365.4372 | 17.0765 | 0
6925 | 56.06 | 1842.76 | 16.64 | 0 | 0 | 0 | 0 | 157.14 | 0 | 341.75 | 0 | 0 | 0 | 1377.96 | 599.13 | 0 | 105667.7 | 0 | 0 | 1.2 | 0 | 3.48 | 40.31 | 179.64 | 17.08 | 243.73 | 0 | 90.3649 | 4.7655 | 0 | 0 | 0 | 0 | 0 | 17.0765 | 0 | 0 | 365.4372 | 17.0765 | 0
6926 | 57.3 | 1867.71 | 16.58 | 0 | 0 | 0 | 0 | 157.14 | 0 | 493.23 | 0 | 0 | 0 | 1377.96 | 599.13 | 0 | 106266.84 | 0 | 0 | 1.18 | 0 | 4.54 | 39.49 | 215.98 | 17.08 | 271.7 | 0 | 89.3608 | 4.7655 | 0 | 0 | 0 | 0 | 0 | 17.0765 | 0 | 0 | 365.4372 | 17.0765 | 0
6927 | 55.09 | 1822.64 | 17.11 | 0 | 0 | 0 | 0 | 157.14 | 0 | 644.71 | 0 | 0 | 0 | 1377.96 | 599.13 | 0 | 106865.97 | 0 | 0 | 1.13 | 0 | 5.55 | 0 | 214.7 | 17.08 | 265.48 | 0 | 88.3568 | 4.7655 | 0 | 0 | 0 | 0 | 0 | 17.0765 | 0 | 0 | 365.4372 | 17.0765 | 0
6928 | 52.61 | 1770.66 | 16.73 | 0 | 0 | 0 | 0 | 0 | 0 | 644.71 | 0 | 0 | 0 | 1377.96 | 599.13 | 0 | 107465.1 | 0 | 0 | 1.12 | 0 | 6.56 | 37.52 | 249.46 | 17.08 | 329.28 | 0 | 89.3608 | 4.7655 | 0 | 0 | 0 | 0 | 0 | 17.0765 | 0 | 0 | 365.4372 | 17.0765 | 0
6929 | 50.4 | 1722.64 | 15.86 | 0 | 0 | 0 | 0 | 157.14 | 0 | 796.19 | 0 | 0 | 0 | 1377.96 | 599.13 | 0 | 108064.24 | 0 | 0 | 1.13 | 0 | 7.6 | 37.78 | 284.7 | 17.08 | 118.82 | 0 | 90.3649 | 5.7186 | 0 | 0 | 0 | 0 | 0 | 17.0765 | 0 | 0 | 365.4372 | 17.0765 | 0
6930 | 55.65 | 1834.21 | 14.79 | 0 | 0 | 0 | 0 | 157.14 | 0 | 947.67 | 0 | 0 | 0 | 1377.96 | 599.13 | 0 | 108663.37 | 0 | 0 | 1.12 | 0 | 8.5 | 10.93 | 292 | 17.08 | 258.46 | 0 | 92.373 | 6.6717 | 0 | 0 | 0 | 0 | 0 | 17.0765 | 0 | 0 | 365.4372 | 17.0765 | 0
6931 | 2.63 | 135.37 | 13.66 | 0 | 0 | 0 | 0 | 0 | 0 | 947.67 | 0 | 0 | 0 | 45.46 | 0 | 333.62 | 108329.75 | 0 | 0 | 1.13 | 0 | 9.19 | 0 | 284.61 | 17.08 | 0 | 0 | 98.3973 | 6.6717 | 0 | 0 | 0 | 0 | 0 | 17.0765 | 0 | 0 | 365.4372 | 17.0765 | 0
6932 | 0 | 0 | 12.27 | 0 | 0 | 0 | 0 | 0 | 97.8846 | 846.13 | 0 | 0 | 0 | 0 | 0 | 365.44 | 107964.31 | 0 | 0 | 0.01 | 0 | 8.73 | 0 | 275.58 | 17.08 | 0 | 0 | 104.4216 | 5.7186 | 0 | 0 | 0 | 0 | 0 | 17.0765 | 0 | 0 | 365.4372 | 17.0765 | 0
6933 | 0 | 0 | 10.57 | 0 | 0 | 0 | 0 | 0 | 97.605 | 744.88 | 0 | 0 | 0 | 0 | 0 | 365.44 | 107598.88 | 0 | 0 | 0 | 0 | 8.14 | 0 | 264.39 | 17.08 | 0 | 0 | 103.4176 | 4.7655 | 0 | 0 | 0 | 0 | 0 | 17.0765 | 0 | 0 | 365.4372 | 17.0765 | 0
6934 | 0 | 0 | 10.14 | 0 | 0 | 0 | 0 | 0 | 89.0543 | 652.5 | 0 | 0 | 0 | 0 | 0 | 365.44 | 107233.44 | 0 | 0 | 0 | 0 | 7.47 | 0 | 251.68 | 17.08 | 0 | 0 | 95.3851 | 3.8124 | 0 | 0 | 0 | 0 | 0 | 17.0765 | 0 | 0 | 365.4372 | 17.0765 | 0
6935 | 0 | 0 | 10.33 | 0 | 0 | 0 | 0 | 0 | 76.8694 | 572.76 | 0 | 0 | 0 | 0 | 0 | 365.44 | 106868 | 0 | 0 | 0 | 0 | 6.75 | 0 | 237.94 | 17.08 | 0 | 0 | 84.3406 | 2.8593 | 0 | 0 | 0 | 0 | 0 | 17.0765 | 0 | 0 | 365.4372 | 17.0765 | 0
6936 | 0 | 0 | 10.32 | 0 | 0 | 0 | 0 | 0 | 69.2441 | 500.93 | 0 | 0 | 0 | 0 | 0 | 365.44 | 106502.57 | 0 | 0 | 1.35 | 0 | 7.31 | 0 | 224.34 | 17.08 | 0 | 0 | 76.3081 | 1.9062 | 0 | 0 | 0 | 0 | 0 | 17.0765 | 0 | 0 | 365.4372 | 17.0765 | 0
6937 | 0 | 0 | 10.11 | 0 | 0 | 0 | 0 | 0 | 62.1298 | 436.48 | 0 | 0 | 0 | 0 | 0 | 365.44 | 106137.13 | 0 | 0 | 0 | 0 | 6.65 | 0 | 211.91 | 17.08 | 0 | 0 | 71.2878 | 0.95311 | 0 | 0 | 0 | 0 | 0 | 17.0765 | 0 | 0 | 365.4372 | 17.0765 | 0
6938 | 0 | 0 | 9.94 | 0 | 0 | 0 | 0 | 0 | 58.3413 | 375.97 | 0 | 0 | 0 | 0 | 0 | 365.44 | 105771.69 | 0 | 0 | 0 | 0 | 5.92 | 0 | 197.91 | 17.08 | 0 | 0 | 68.2757 | 0 | 0 | 0 | 0 | 0 | 0 | 17.0765 | 0 | 0 | 365.4372 | 17.0765 | 0
6939 | 0 | 0 | 9.76 | 0 | 0 | 0 | 0 | 0 | 56.5097 | 317.34 | 0 | 0 | 0 | 0 | 0 | 365.44 | 105406.25 | 0 | 0 | 0 | 0 | 5.03 | 0 | 181.13 | 17.08 | 0 | 0 | 66.2676 | 0 | 0 | 0 | 0 | 0 | 0 | 17.0765 | 0 | 0 | 365.4372 | 17.0765 | 0
6940 | 0 | 0 | 8.65 | 0 | 0 | 0 | 0 | 0 | 58.6208 | 256.53 | 0 | 0 | 0 | 0 | 0 | 365.44 | 105040.82 | 0 | 0 | 0 | 0 | 4.1 | 0 | 163.42 | 17.08 | 0 | 0 | 67.2716 | 0 | 0 | 0 | 0 | 0 | 0 | 17.0765 | 0 | 0 | 365.4372 | 17.0765 | 0
6941 | 0 | 0 | 7.13 | 0 | 0 | 0 | 0 | 0 | 64.1542 | 189.98 | 0 | 0 | 0 | 0 | 0 | 365.44 | 104675.38 | 0 | 0 | 0 | 0 | 3.2 | 0 | 146.2 | 17.08 | 0 | 0 | 71.2878 | 0 | 0 | 0 | 0 | 0 | 0 | 17.0765 | 0 | 0 | 365.4372 | 17.0765 | 0
6942 | 0 | 0 | 5.76 | 0 | 0 | 0 | 0 | 0 | 70.4973 | 116.85 | 0 | 0 | 0 | 0 | 0 | 365.44 | 104309.94 | 0 | 0 | 0 | 0 | 2.27 | 0 | 128.55 | 17.08 | 0 | 0 | 75.3041 | 0.95311 | 0 | 0 | 0 | 0 | 0 | 17.0765 | 0 | 0 | 365.4372 | 17.0765 | 0
6943 | 0 | 0 | 4.71 | 0 | 0 | 0 | 0 | 0 | 77.5249 | 36.43 | 0 | 0 | 0 | 0 | 0 | 365.44 | 103944.51 | 0 | 0 | 0 | 0 | 1.37 | 0 | 111.5 | 17.08 | 0 | 0 | 80.3243 | 1.9062 | 0 | 0 | 0 | 0 | 0 | 17.0765 | 0 | 0 | 365.4372 | 17.0765 | 0
6944 | 21.91 | 936.34 | 3.85 | 0 | 0 | 0 | 0 | 0 | 0 | 36.43 | 0 | 0 | 0 | 872.94 | 245.62 | 0 | 104190.12 | 0 | 0 | 0 | 0 | 0.55 | 0 | 95.88 | 17.08 | 0 | 0 | 85.3446 | 3.8124 | 0 | 0 | 0 | 0 | 0 | 17.0765 | 0 | 0 | 365.4372 | 17.0765 | 0
6945 | 32.1 | 1259.32 | 3.11 | 0 | 0 | 0 | 0 | 0 | 35.1185 | 0 | 0 | 0 | 0 | 1235.58 | 499.47 | 0 | 104689.59 | 0 | 0 | 0 | 0 | 0 | 0 | 85.48 | 17.08 | 0 | 0 | 88.3568 | 5.7186 | 0 | 0 | 0 | 0 | 0 | 17.0765 | 0 | 0 | 365.4372 | 17.0765 | 0
6946 | 41.88 | 1522.72 | 3.1 | 0 | 0 | 0 | 0 | 94.37 | 0 | 90.97 | 0 | 0 | 0 | 1377.96 | 599.13 | 0 | 105288.73 | 0 | 0 | 1.2 | 0 | 0.71 | 0 | 77.4 | 17.08 | 0 | 0 | 90.3649 | 3.8124 | 0 | 0 | 0 | 0 | 0 | 17.0765 | 0 | 0 | 365.4372 | 17.0765 | 0
6947 | 48.87 | 1688.55 | 3.43 | 0 | 0 | 0 | 0 | 157.14 | 0 | 242.45 | 0 | 0 | 0 | 1377.96 | 599.13 | 0 | 105887.86 | 0 | 0 | 1.18 | 0 | 1.49 | 39.62 | 108.36 | 17.08 | 70.77 | 0 | 90.3649 | 3.8124 | 0 | 0 | 0 | 0 | 0 | 17.0765 | 0 | 0 | 365.4372 | 17.0765 | 0
6948 | 52.55 | 1769.25 | 3.77 | 0 | 0 | 0 | 0 | 157.14 | 0 | 393.93 | 0 | 0 | 0 | 1377.96 | 599.13 | 0 | 106486.99 | 0 | 0 | 1.19 | 0 | 2.43 | 39.7 | 142.64 | 17.08 | 155.41 | 0 | 90.3649 | 3.8124 | 0 | 0 | 0 | 0 | 0 | 17.0765 | 0 | 0 | 365.4372 | 17.0765 | 0
6949 | 54.7 | 1814.63 | 4.12 | 0 | 0 | 0 | 0 | 0 | 50.3015 | 341.75 | 0 | 0 | 0 | 1377.96 | 599.13 | 0 | 107086.12 | 0 | 0 | 1.2 | 0 | 3.48 | 40.31 | 179.12 | 17.08 | 411.16 | 0 | 88.3568 | 4.7655 | 0 | 0 | 0 | 0 | 0 | 17.0765 | 0 | 0 | 365.4372 | 17.0765 | 0
6950 | 56.12 | 1843.92 | 4.68 | 0 | 0 | 0 | 0 | 157.14 | 0 | 493.23 | 0 | 0 | 0 | 1377.96 | 599.13 | 0 | 107685.26 | 0 | 0 | 1.18 | 0 | 4.54 | 39.49 | 215.46 | 17.08 | 236.84 | 0 | 87.3527 | 4.7655 | 0 | 0 | 0 | 0 | 0 | 17.0765 | 0 | 0 | 365.4372 | 17.0765 | 0
6951 | 54.02 | 1800.39 | 5.66 | 0 | 0 | 0 | 0 | 157.14 | 0 | 644.71 | 0 | 0 | 0 | 1377.96 | 599.13 | 0 | 108284.39 | 0 | 0 | 1.13 | 0 | 5.55 | 0 | 214.18 | 17.08 | 231.71 | 0 | 87.3527 | 4.7655 | 0 | 0 | 0 | 0 | 0 | 17.0765 | 0 | 0 | 365.4372 | 17.0765 | 0
6952 | 51.57 | 1748.17 | 6.2 | 0 | 0 | 0 | 0 | 157.14 | 0 | 796.19 | 0 | 0 | 0 | 1377.96 | 599.13 | 0 | 108883.52 | 0 | 0 | 1.12 | 0 | 6.56 | 37.52 | 248.94 | 17.08 | 139.09 | 0 | 88.3568 | 4.7655 | 0 | 0 | 0 | 0 | 0 | 17.0765 | 0 | 0 | 365.4372 | 17.0765 | 0
6953 | 49.31 | 1698.42 | 6.54 | 0 | 0 | 0 | 0 | 0 | 0 | 796.19 | 0 | 0 | 0 | 1377.96 | 599.13 | 0 | 109482.66 | 0 | 0 | 1.13 | 0 | 7.6 | 37.78 | 284.18 | 17.08 | 242.34 | 0 | 89.3608 | 5.7186 | 0 | 0 | 0 | 0 | 0 | 17.0765 | 0 | 0 | 365.4372 | 17.0765 | 0
6954 | 54.45 | 1809.55 | 6.86 | 0 | 0 | 0 | 0 | 157.14 | 0 | 947.67 | 0 | 0 | 0 | 1377.96 | 599.13 | 0 | 110081.79 | 0 | 0 | 1.12 | 0 | 8.5 | 11.48 | 292 | 17.08 | 225.13 | 0 | 91.3689 | 6.6717 | 0 | 0 | 0 | 0 | 0 | 17.0765 | 0 | 0 | 365.4372 | 17.0765 | 0
6955 | 2.54 | 130.78 | 6.96 | 0 | 0 | 0 | 0 | 0 | 0 | 947.67 | 0 | 0 | 0 | 36.09 | 0 | 340.17 | 109741.61 | 0 | 0 | 1.13 | 0 | 9.19 | 0 | 284.61 | 17.08 | 0 | 0 | 96.3892 | 6.6717 | 0 | 0 | 0 | 0 | 0 | 17.0765 | 0 | 0 | 365.4372 | 17.0765 | 0
6956 | 0 | 0 | 6.55 | 0 | 0 | 0 | 0 | 0 | 114.5232 | 828.87 | 0 | 0 | 0 | 12.94 | 0 | 356.38 | 109385.23 | 0 | 0 | 0 | 0 | 8.71 | 0 | 275.58 | 17.08 | 0 | 0 | 102.4135 | 5.7186 | 0 | 0 | 0 | 0 | 0 | 17.0765 | 0 | 0 | 365.4372 | 17.0765 | 0
6957 | 0 | 0 | 5.72 | 0 | 0 | 0 | 0 | 0 | 101.4514 | 723.63 | 0 | 0 | 0 | 0 | 0 | 365.44 | 109019.8 | 0 | 0 | 0 | 0 | 8.13 | 0 | 264.39 | 17.08 | 0 | 0 | 102.4135 | 4.7655 | 0 | 0 | 0 | 0 | 0 | 17.0765 | 0 | 0 | 365.4372 | 17.0765 | 0
6958 | 0 | 0 | 5.33 | 0 | 0 | 0 | 0 | 0 | 92.8621 | 627.3 | 0 | 0 | 0 | 0 | 0 | 365.44 | 108654.36 | 0 | 0 | 0 | 0 | 7.46 | 0 | 251.68 | 17.08 | 0 | 0 | 94.3811 | 3.8124 | 0 | 0 | 0 | 0 | 0 | 17.0765 | 0 | 0 | 365.4372 | 17.0765 | 0
6959 | 0 | 0 | 5.35 | 0 | 0 | 0 | 0 | 0 | 80.841 | 543.44 | 0 | 0 | 0 | 0 | 0 | 365.44 | 108288.92 | 0 | 0 | 0 | 0 | 6.73 | 0 | 237.94 | 17.08 | 0 | 0 | 83.3365 | 2.8593 | 0 | 0 | 0 | 0 | 0 | 17.0765 | 0 | 0 | 365.4372 | 17.0765 | 0
6960 | 0 | 0 | 5.58 | 0 | 0 | 0 | 0 | 0 | 72.9748 | 467.73 | 0 | 0 | 0 | 0 | 0 | 365.44 | 107923.49 | 0 | 0 | 1.35 | 0 | 7.3 | 0 | 224.34 | 17.08 | 0 | 0 | 75.3041 | 1.9062 | 0 | 0 | 0 | 0 | 0 | 17.0765 | 0 | 0 | 365.4372 | 17.0765 | 0
6961 | 0 | 0 | 6 | 0 | 0 | 0 | 0 | 0 | 65.2435 | 400.06 | 0 | 0 | 0 | 0 | 0 | 365.44 | 107558.05 | 0 | 0 | 0 | 0 | 6.64 | 0 | 211.91 | 17.08 | 0 | 0 | 70.2838 | 0.95311 | 0 | 0 | 0 | 0 | 0 | 17.0765 | 0 | 0 | 365.4372 | 17.0765 | 0
6962 | 0 | 0 | 6.56 | 0 | 0 | 0 | 0 | 0 | 59.7102 | 338.12 | 0 | 0 | 0 | 0 | 0 | 365.44 | 107192.61 | 0 | 0 | 0 | 0 | 5.9 | 0 | 197.91 | 17.08 | 0 | 0 | 66.2676 | 0 | 0 | 0 | 0 | 0 | 0 | 17.0765 | 0 | 0 | 365.4372 | 17.0765 | 0
6963 | 0 | 0 | 7.14 | 0 | 0 | 0 | 0 | 0 | 58.1292 | 277.82 | 0 | 0 | 0 | 0 | 0 | 365.44 | 106827.17 | 0 | 0 | 0 | 0 | 5.02 | 0 | 181.13 | 17.08 | 0 | 0 | 65.2635 | 0 | 0 | 0 | 0 | 0 | 0 | 17.0765 | 0 | 0 | 365.4372 | 17.0765 | 0
6964 | 0 | 0 | 7.17 | 0 | 0 | 0 | 0 | 0 | 59.1028 | 216.51 | 0 | 0 | 0 | 0 | 0 | 365.44 | 106461.74 | 0 | 0 | 0 | 0 | 4.09 | 0 | 163.42 | 17.08 | 0 | 0 | 66.2676 | 0 | 0 | 0 | 0 | 0 | 0 | 17.0765 | 0 | 0 | 365.4372 | 17.0765 | 0
6965 | 0 | 0 | 6.84 | 0 | 0 | 0 | 0 | 0 | 63.4601 | 150.69 | 0 | 0 | 0 | 0 | 0 | 365.44 | 106096.3 | 0 | 0 | 0.01 | 0 | 3.2 | 0 | 146.2 | 17.08 | 0 | 0 | 70.2838 | 0 | 0 | 0 | 0 | 0 | 0 | 17.0765 | 0 | 0 | 365.4372 | 17.0765 | 0
6966 | 0 | 0 | 6.45 | 0 | 0 | 0 | 0 | 0 | 68.8103 | 79.31 | 0 | 0 | 0 | 0 | 0 | 365.44 | 105730.86 | 0 | 0 | 0 | 0 | 2.27 | 0 | 128.55 | 17.08 | 0 | 0 | 74.3 | 0.95311 | 0 | 0 | 0 | 0 | 0 | 17.0765 | 0 | 0 | 365.4372 | 17.0765 | 0
6967 | 0 | 0 | 6.09 | 0 | 0 | 0 | 0 | 0 | 75.1342 | 1.37 | 0 | 0 | 0 | 0 | 0 | 365.44 | 105365.43 | 0 | 0 | 0 | 0 | 1.37 | 0 | 111.5 | 17.08 | 0 | 0 | 79.3203 | 1.9062 | 0 | 0 | 0 | 0 | 0 | 17.0765 | 0 | 0 | 365.4372 | 17.0765 | 0
6968 | 19.94 | 867.4 | 5.99 | 0 | 0 | 0 | 0 | 0 | 0 | 1.37 | 0 | 0 | 0 | 805.18 | 198.19 | 0 | 105563.61 | 0 | 0 | 0 | 0 | 0.55 | 0 | 95.88 | 17.08 | 0 | 0 | 84.3406 | 3.8124 | 0 | 0 | 0 | 0 | 0 | 17.0765 | 0 | 0 | 365.4372 | 17.0765 | 0
6969 | 31.19 | 1232.45 | 6.24 | 0 | 0 | 0 | 0 | 0 | 1.3207 | 0 | 0 | 0 | 0 | 1178.13 | 459.25 | 0 | 106022.87 | 0 | 0 | 0 | 0 | 0 | 0 | 85.48 | 17.08 | 0 | 0 | 87.3527 | 5.7186 | 0 | 0 | 0 | 0 | 0 | 17.0765 | 0 | 0 | 365.4372 | 17.0765 | 0
6970 | 41.15 | 1504.26 | 7.28 | 0 | 0 | 0 | 0 | 80.36 | 0 | 77.47 | 0 | 0 | 0 | 1377.96 | 599.13 | 0 | 106622 | 0 | 0 | 1.2 | 0 | 0.71 | 0 | 77.4 | 17.08 | 0 | 0 | 89.3608 | 3.8124 | 0 | 0 | 0 | 0 | 0 | 17.0765 | 0 | 0 | 365.4372 | 17.0765 | 0
6971 | 48.49 | 1679.77 | 8.94 | 0 | 0 | 0 | 0 | 157.14 | 0 | 228.95 | 0 | 0 | 0 | 1377.96 | 599.13 | 0 | 107221.13 | 0 | 0 | 1.18 | 0 | 1.49 | 39.62 | 108.36 | 17.08 | 67.12 | 0 | 90.3649 | 3.8124 | 0 | 0 | 0 | 0 | 0 | 17.0765 | 0 | 0 | 365.4372 | 17.0765 | 0
6972 | 52.62 | 1770.75 | 10.97 | 0 | 0 | 0 | 0 | 157.14 | 0 | 380.43 | 0 | 0 | 0 | 1377.96 | 599.13 | 0 | 107820.26 | 0 | 0 | 1.19 | 0 | 2.43 | 39.7 | 142.64 | 17.08 | 165.19 | 0 | 89.3608 | 3.8124 | 0 | 0 | 0 | 0 | 0 | 17.0765 | 0 | 0 | 365.4372 | 17.0765 | 0
6973 | 55.12 | 1823.38 | 13.23 | 0 | 0 | 0 | 0 | 157.14 | 0 | 531.91 | 0 | 0 | 0 | 1377.96 | 599.13 | 0 | 108419.4 | 0 | 0 | 1.2 | 0 | 3.48 | 40.31 | 179.12 | 17.08 | 221.99 | 0 | 88.3568 | 4.7655 | 0 | 0 | 0 | 0 | 0 | 17.0765 | 0 | 0 | 365.4372 | 17.0765 | 0
6974 | 56.84 | 1858.41 | 15.63 | 0 | 0 | 0 | 0 | 109.59 | 0 | 637.55 | 0 | 0 | 0 | 1377.96 | 599.13 | 0 | 109018.53 | 0 | 0 | 1.18 | 0 | 4.54 | 39.49 | 215.46 | 17.08 | 310.54 | 0 | 87.3527 | 4.7655 | 0 | 0 | 0 | 0 | 0 | 17.0765 | 0 | 0 | 365.4372 | 17.0765 | 0
6975 | 51.07 | 1737.31 | 18.31 | 0 | 0 | 0 | 0 | 157.14 | 0 | 789.03 | 0 | 0 | 0 | 1377.96 | 599.13 | 0 | 109617.66 | 0 | 0 | 1.13 | 0 | 5.55 | 38.02 | 250.29 | 17.08 | 140.33 | 0 | 87.3527 | 4.7655 | 0 | 0 | 0 | 0 | 0 | 17.0765 | 0 | 0 | 365.4372 | 17.0765 | 0
6976 | 44.39 | 1584.22 | 20.65 | 0 | 0 | 0 | 0 | 140.55 | 0 | 924.52 | 0 | 0 | 0 | 1377.96 | 599.13 | 0 | 110216.8 | 0 | 0 | 1.12 | 0 | 6.56 | 37.52 | 285.06 | 17.08 | 0 | 0 | 87.3527 | 4.7655 | 0 | 0 | 0 | 0 | 0 | 17.0765 | 0 | 0 | 365.4372 | 17.0765 | 0
6977 | 37.09 | 1398.51 | 22.94 | 0 | 0 | 0 | 0 | 0 | 15.6361 | 908.31 | 0 | 0 | 0 | 1377.96 | 599.13 | 0 | 110815.93 | 0 | 0 | 1.13 | 0 | 7.6 | 0 | 284.4 | 17.08 | 0 | 0 | 89.3608 | 5.7186 | 0 | 0 | 0 | 0 | 0 | 17.0765 | 0 | 0 | 365.4372 | 17.0765 | 0
6978 | 39.54 | 1463.23 | 25.42 | 0 | 0 | 0 | 0 | 40.84 | 0 | 947.67 | 0 | 0 | 0 | 1377.96 | 599.13 | 0 | 111415.06 | 0 | 0 | 1.12 | 0 | 8.5 | 11.24 | 292 | 17.08 | 0 | 0 | 90.3649 | 6.6717 | 0 | 0 | 0 | 0 | 0 | 17.0765 | 0 | 0 | 365.4372 | 17.0765 | 0
6979 | 2.38 | 122.66 | 27.96 | 0 | 0 | 0 | 0 | 0 | 0 | 947.67 | 0 | 0 | 0 | 49.61 | 0 | 330.71 | 111084.35 | 0 | 0 | 0.32 | 0 | 8.42 | 0 | 284.61 | 17.08 | 0 | 0 | 96.3892 | 6.6717 | 0 | 0 | 0 | 0 | 0 | 17.0765 | 0 | 0 | 365.4372 | 17.0765 | 0
6980 | 0 | 0 | 30.12 | 0 | 0 | 0 | 0 | 0 | 78.0165 | 866.74 | 0 | 0 | 0 | 0 | 0 | 365.44 | 110718.91 | 0 | 0 | 0 | 0 | 7.95 | 0 | 275.58 | 17.08 | 0 | 0 | 102.4135 | 5.7186 | 0 | 0 | 0 | 0 | 0 | 17.0765 | 0 | 0 | 365.4372 | 17.0765 | 0
6981 | 0 | 0 | 31.97 | 0 | 0 | 0 | 0 | 0 | 76.4452 | 787.44 | 0 | 0 | 0 | 0 | 0 | 365.44 | 110353.48 | 0 | 0 | 1.24 | 0 | 8.53 | 0 | 264.39 | 17.08 | 0 | 0 | 102.4135 | 4.7655 | 0 | 0 | 0 | 0 | 0 | 17.0765 | 0 | 0 | 365.4372 | 17.0765 | 0
6982 | 0 | 0 | 34.99 | 0 | 0 | 0 | 0 | 0 | 63.1998 | 721.88 | 0 | 0 | 0 | 0 | 0 | 365.44 | 109988.04 | 0 | 0 | 0 | 0 | 7.86 | 0 | 251.68 | 17.08 | 0 | 0 | 94.3811 | 3.8124 | 0 | 0 | 0 | 0 | 0 | 17.0765 | 0 | 0 | 365.4372 | 17.0765 | 0
6983 | 0 | 0 | 38.47 | 0 | 0 | 0 | 0 | 0 | 47.7276 | 672.37 | 0 | 0 | 0 | 0 | 0 | 365.44 | 109622.6 | 0 | 0 | 0 | 0 | 7.14 | 0 | 237.94 | 17.08 | 0 | 0 | 83.3365 | 2.8593 | 0 | 0 | 0 | 0 | 0 | 17.0765 | 0 | 0 | 365.4372 | 17.0765 | 0
6984 | 0 | 0 | 41.58 | 0 | 0 | 0 | 0 | 0 | 35.6294 | 635.41 | 0 | 0 | 0 | 0 | 0 | 365.44 | 109257.17 | 0 | 0 | 0 | 0 | 6.42 | 0 | 224.34 | 17.08 | 0 | 0 | 75.3041 | 1.9062 | 0 | 0 | 0 | 0 | 0 | 17.0765 | 0 | 0 | 365.4372 | 17.0765 | 0
6985 | 0 | 0 | 44.28 | 0 | 0 | 0 | 0 | 0 | 26.9631 | 607.45 | 0 | 0 | 0 | 0 | 0 | 365.44 | 108891.73 | 0 | 0 | 0 | 0 | 5.77 | 0 | 211.91 | 17.08 | 0 | 0 | 70.2838 | 0.95311 | 0 | 0 | 0 | 0 | 0 | 17.0765 | 0 | 0 | 365.4372 | 17.0765 | 0
6986 | 0 | 0 | 46.49 | 0 | 0 | 0 | 0 | 0 | 20.7838 | 585.89 | 0 | 0 | 0 | 0 | 0 | 365.44 | 108526.29 | 0 | 0 | 0 | 0 | 5.03 | 0 | 197.91 | 17.08 | 0 | 0 | 67.2716 | 0 | 0 | 0 | 0 | 0 | 0 | 17.0765 | 0 | 0 | 365.4372 | 17.0765 | 0
6987 | 0 | 0 | 48.1 | 0 | 0 | 0 | 0 | 0 | 19.5499 | 565.61 | 0 | 0 | 0 | 0 | 0 | 365.44 | 108160.85 | 0 | 0 | 1.38 | 0 | 5.46 | 0 | 181.13 | 17.08 | 0 | 0 | 66.2676 | 0 | 0 | 0 | 0 | 0 | 0 | 17.0765 | 0 | 0 | 365.4372 | 17.0765 | 0
6988 | 0 | 0 | 47.94 | 0 | 0 | 0 | 0 | 0 | 151.483 | 408.47 | 0 | 0 | 0 | 134.16 | 0 | 271.53 | 107889.33 | 0 | 0 | 0 | 0 | 4.53 | 0 | 163.42 | 17.08 | 0 | 0 | 65.2635 | 0 | 0 | 0 | 0 | 0 | 0 | 17.0765 | 0 | 0 | 365.4372 | 17.0765 | 0
6989 | 0 | 0 | 46.96 | 0 | 0 | 0 | 0 | 0 | 52.9332 | 353.56 | 0 | 0 | 0 | 31.62 | 0 | 343.3 | 107546.02 | 0 | 0 | 0 | 0 | 3.62 | 0 | 146.2 | 17.08 | 0 | 0 | 68.2757 | 0 | 0 | 0 | 0 | 0 | 0 | 17.0765 | 0 | 0 | 365.4372 | 17.0765 | 0
6990 | 0 | 0 | 45.47 | 0 | 0 | 0 | 0 | 0 | 151.483 | 196.42 | 0 | 0 | 0 | 122.7 | 0 | 279.55 | 107266.47 | 0 | 0 | 0 | 0 | 2.69 | 0 | 128.55 | 17.08 | 0 | 0 | 73.296 | 0.95311 | 0 | 0 | 0 | 0 | 0 | 17.0765 | 0 | 0 | 365.4372 | 17.0765 | 0
6991 | 0 | 0 | 43.29 | 0 | 0 | 0 | 0 | 0 | 36.9308 | 158.11 | 0 | 0 | 0 | 0 | 0 | 365.44 | 106901.04 | 0 | 0 | 0 | 0 | 1.79 | 0 | 111.5 | 17.08 | 0 | 0 | 78.3162 | 1.9062 | 0 | 0 | 0 | 0 | 0 | 17.0765 | 0 | 0 | 365.4372 | 17.0765 | 0
6992 | 9.66 | 462.86 | 40.52 | 0 | 0 | 0 | 0 | 0 | 151.483 | 0.97 | 0 | 0 | 0 | 577.37 | 38.72 | 0 | 106939.76 | 0 | 0 | 0 | 0 | 0.97 | 0 | 95.88 | 17.08 | 0 | 0 | 83.3365 | 3.8124 | 0 | 0 | 0 | 0 | 0 | 17.0765 | 0 | 0 | 365.4372 | 17.0765 | 0
6993 | 24.02 | 1008.06 | 37.69 | 0 | 0 | 0 | 0 | 0 | 0 | 0.97 | 0 | 0 | 0 | 977.7 | 318.95 | 0 | 107258.71 | 0 | 0 | 0 | 0 | 0.43 | 0 | 85.48 | 17.08 | 0 | 0 | 86.3487 | 5.7186 | 0 | 0 | 0 | 0 | 0 | 17.0765 | 0 | 0 | 365.4372 | 17.0765 | 0
6994 | 35.66 | 1359.67 | 35.14 | 0 | 0 | 0 | 0 | 0 | 0.93508 | 0 | 0 | 0 | 0 | 1340.24 | 572.73 | 0 | 107831.45 | 0 | 0 | 0 | 0 | 0 | 0 | 77.4 | 17.08 | 0 | 0 | 87.3527 | 3.8124 | 0 | 0 | 0 | 0 | 0 | 17.0765 | 0 | 0 | 365.4372 | 17.0765 | 0
6995 | 43.5 | 1562.65 | 33.04 | 0 | 0 | 0 | 0 | 157.14 | 0 | 151.48 | 0 | 0 | 0 | 1377.96 | 599.13 | 0 | 108430.58 | 0 | 0 | 1.18 | 0 | 0.77 | 11.75 | 81.88 | 17.08 | 0 | 0 | 87.3527 | 3.8124 | 0 | 0 | 0 | 0 | 0 | 17.0765 | 0 | 0 | 365.4372 | 17.0765 | 0
6996 | 48.14 | 1671.93 | 31.11 | 0 | 0 | 0 | 0 | 157.14 | 0 | 302.96 | 0 | 0 | 0 | 1377.96 | 599.13 | 0 | 109029.71 | 0 | 0 | 1.19 | 0 | 1.72 | 39.7 | 116.16 | 17.08 | 86.05 | 0 | 85.3446 | 3.8124 | 0 | 0 | 0 | 0 | 0 | 17.0765 | 0 | 0 | 365.4372 | 17.0765 | 0
6997 | 50.65 | 1728.08 | 29.08 | 0 | 0 | 0 | 0 | 157.14 | 0 | 454.44 | 0 | 0 | 0 | 1377.96 | 599.13 | 0 | 109628.84 | 0 | 0 | 1.2 | 0 | 2.76 | 40.31 | 152.64 | 17.08 | 142.09 | 0 | 84.3406 | 4.7655 | 0 | 0 | 0 | 0 | 0 | 17.0765 | 0 | 0 | 365.4372 | 17.0765 | 0
6998 | 51.81 | 1753.35 | 27.05 | 0 | 0 | 0 | 0 | 157.14 | 0 | 605.92 | 0 | 0 | 0 | 1377.96 | 599.13 | 0 | 110227.98 | 0 | 0 | 1.18 | 0 | 3.82 | 39.49 | 188.98 | 17.08 | 169.35 | 0 | 82.3324 | 4.7655 | 0 | 0 | 0 | 0 | 0 | 17.0765 | 0 | 0 | 365.4372 | 17.0765 | 0
6999 | 47.98 | 1668.33 | 25.35 | 0 | 0 | 0 | 0 | 123.46 | 0 | 724.94 | 0 | 0 | 0 | 1377.96 | 599.13 | 0 | 110827.11 | 0 | 0 | 1.13 | 0 | 4.83 | 38.02 | 223.82 | 17.08 | 114 | 0 | 82.3324 | 4.7655 | 0 | 0 | 0 | 0 | 0 | 17.0765 | 0 | 0 | 365.4372 | 17.0765 | 0
7000 | 43.44 | 1561.13 | 23.56 | 0 | 0 | 0 | 0 | 157.14 | 0 | 876.42 | 0 | 0 | 0 | 1377.96 | 599.13 | 0 | 111426.24 | 0 | 0 | 1.12 | 0 | 5.85 | 0 | 222.93 | 17.08 | 3.81 | 0 | 83.3365 | 4.7655 | 0 | 0 | 0 | 0 | 0 | 17.0765 | 0 | 0 | 365.4372 | 17.0765 | 0
7001 | 38.48 | 1435.5 | 21.32 | 0 | 0 | 0 | 0 | 0 | 11.6355 | 864.35 | 0 | 0 | 0 | 1377.96 | 599.13 | 0 | 112025.38 | 0 | 0 | 1.13 | 0 | 6.89 | 37.78 | 258.17 | 17.08 | 0 | 0 | 84.3406 | 5.7186 | 0 | 0 | 0 | 0 | 0 | 17.0765 | 0 | 0 | 365.4372 | 17.0765 | 0
7002 | 40.96 | 1499.57 | 19 | 0 | 0 | 0 | 0 | 86.43 | 0 | 947.67 | 0 | 0 | 0 | 1377.96 | 599.13 | 0 | 112624.51 | 0 | 0 | 1.12 | 0 | 7.79 | 0 | 255.09 | 17.08 | 0 | 0 | 87.3527 | 6.6717 | 0 | 0 | 0 | 0 | 0 | 17.0765 | 0 | 0 | 365.4372 | 17.0765 | 0
7003 | 2.35 | 121.28 | 17.38 | 0 | 0 | 0 | 0 | 0 | 0 | 947.67 | 0 | 0 | 0 | 39.83 | 0 | 337.55 | 112286.96 | 0 | 0 | 1.13 | 0 | 8.48 | 0 | 247.69 | 17.08 | 0 | 0 | 93.377 | 6.6717 | 0 | 0 | 0 | 0 | 0 | 17.0765 | 0 | 0 | 365.4372 | 17.0765 | 0
7004 | 0 | 0 | 16.19 | 0 | 0 | 0 | 0 | 0 | 91.0884 | 853.18 | 0 | 0 | 0 | 0 | 0 | 365.44 | 111921.52 | 0 | 0 | 1.15 | 0 | 9.1 | 0 | 238.67 | 17.08 | 0 | 0 | 100.4054 | 5.7186 | 0 | 0 | 0 | 0 | 0 | 17.0765 | 0 | 0 | 365.4372 | 17.0765 | 0
7005 | 0 | 0 | 15.21 | 0 | 0 | 0 | 0 | 0 | 90.1244 | 759.69 | 0 | 0 | 0 | 0 | 0 | 365.44 | 111556.08 | 0 | 0 | 0.17 | 0 | 8.66 | 0 | 227.47 | 17.08 | 0 | 0 | 100.4054 | 4.7655 | 0 | 0 | 0 | 0 | 0 | 17.0765 | 0 | 0 | 365.4372 | 17.0765 | 0
7006 | 0 | 0 | 14.71 | 0 | 0 | 0 | 0 | 0 | 83.7523 | 672.81 | 0 | 0 | 0 | 0 | 0 | 365.44 | 111190.64 | 0 | 0 | 1.27 | 0 | 9.21 | 0 | 214.77 | 17.08 | 0 | 0 | 93.377 | 3.8124 | 0 | 0 | 0 | 0 | 0 | 17.0765 | 0 | 0 | 365.4372 | 17.0765 | 0
7007 | 0 | 0 | 14.22 | 0 | 0 | 0 | 0 | 0 | 70.9697 | 599.19 | 0 | 0 | 0 | 0 | 0 | 365.44 | 110825.21 | 0 | 0 | 0 | 0 | 8.48 | 0 | 201.03 | 17.08 | 0 | 0 | 82.3324 | 2.8593 | 0 | 0 | 0 | 0 | 0 | 17.0765 | 0 | 0 | 365.4372 | 17.0765 | 0
7008 | 0 | 0 | 13.79 | 0 | 0 | 0 | 0 | 0 | 62.7564 | 534.09 | 0 | 0 | 0 | 0 | 0 | 365.44 | 110459.77 | 0 | 0 | 1.35 | 0 | 9.04 | 0 | 187.43 | 17.08 | 0 | 0 | 73.296 | 1.9062 | 0 | 0 | 0 | 0 | 0 | 17.0765 | 0 | 0 | 365.4372 | 17.0765 | 0
7009 | 0 | 0 | 13.44 | 0 | 0 | 0 | 0 | 0 | 56.7989 | 475.17 | 0 | 0 | 0 | 0 | 0 | 365.44 | 110094.33 | 0 | 0 | 0 | 0 | 8.39 | 0 | 174.99 | 17.08 | 0 | 0 | 69.2797 | 0.95311 | 0 | 0 | 0 | 0 | 0 | 17.0765 | 0 | 0 | 365.4372 | 17.0765 | 0
7010 | 0 | 0 | 12.93 | 0 | 0 | 0 | 0 | 0 | 147.1739 | 322.5 | 0 | 0 | 0 | 93.45 | 0 | 300.02 | 109794.31 | 0 | 0 | 1.38 | 0 | 8.97 | 0 | 160.99 | 17.08 | 0 | 0 | 65.2635 | 0 | 0 | 0 | 0 | 0 | 0 | 17.0765 | 0 | 0 | 365.4372 | 17.0765 | 0
7011 | 0 | 0 | 12.13 | 0 | 0 | 0 | 0 | 0 | 52.1235 | 268.43 | 0 | 0 | 0 | 0 | 0 | 365.44 | 109428.88 | 0 | 0 | 0 | 0 | 8.08 | 0 | 144.22 | 17.08 | 0 | 0 | 64.2595 | 0 | 0 | 0 | 0 | 0 | 0 | 17.0765 | 0 | 0 | 365.4372 | 17.0765 | 0
7012 | 0 | 0 | 11.2 | 0 | 0 | 0 | 0 | 0 | 55.4493 | 210.91 | 0 | 0 | 0 | 0 | 0 | 365.44 | 109063.44 | 0 | 0 | 1.39 | 0 | 8.47 | 0 | 126.51 | 17.08 | 0 | 0 | 65.2635 | 0 | 0 | 0 | 0 | 0 | 0 | 17.0765 | 0 | 0 | 365.4372 | 17.0765 | 0
7013 | 0 | 0 | 10.28 | 0 | 0 | 0 | 0 | 0 | 57.9942 | 150.75 | 0 | 0 | 0 | 0 | 0 | 365.44 | 108698 | 0 | 0 | 0 | 0 | 7.56 | 0 | 109.28 | 17.08 | 0 | 0 | 68.2757 | 0 | 0 | 0 | 0 | 0 | 0 | 17.0765 | 0 | 0 | 365.4372 | 17.0765 | 0
7014 | 0 | 0 | 9.2 | 0 | 0 | 0 | 0 | 0 | 66.4003 | 81.87 | 0 | 0 | 0 | 0 | 0 | 365.44 | 108332.56 | 0 | 0 | 1.35 | 0 | 7.92 | 0 | 91.63 | 17.08 | 0 | 0 | 73.296 | 0.95311 | 0 | 0 | 0 | 0 | 0 | 17.0765 | 0 | 0 | 365.4372 | 17.0765 | 0
7015 | 0 | 0 | 8.07 | 0 | 0 | 0 | 0 | 0 | 72.1554 | 7.02 | 0 | 0 | 0 | 0 | 0 | 365.44 | 107967.13 | 0 | 0 | 0 | 0 | 7.02 | 0 | 74.58 | 17.08 | 0 | 0 | 78.3162 | 1.9062 | 0 | 0 | 0 | 0 | 0 | 17.0765 | 0 | 0 | 365.4372 | 17.0765 | 0
7016 | 12.54 | 583.98 | 6.99 | 0 | 0 | 0 | 0 | 0 | 0 | 7.02 | 0 | 0 | 0 | 516.36 | 0 | 3.99 | 107963.14 | 0 | 0 | 0 | 0 | 6.2 | 0 | 58.96 | 17.08 | 0 | 0 | 83.3365 | 3.8124 | 0 | 0 | 0 | 0 | 0 | 17.0765 | 0 | 0 | 365.4372 | 17.0765 | 0
7017 | 27.94 | 1133.97 | 6 | 0 | 0 | 0 | 0 | 0 | 0.20244 | 6.81 | 0 | 0 | 0 | 1074.82 | 386.94 | 0 | 108350.08 | 0 | 0 | 1.22 | 0 | 6.81 | 0 | 48.56 | 17.08 | 0 | 0 | 86.3487 | 5.7186 | 0 | 0 | 0 | 0 | 0 | 17.0765 | 0 | 0 | 365.4372 | 17.0765 | 0
7018 | 40.02 | 1475.63 | 5.38 | 0 | 0 | 0 | 0 | 12.13 | 0 | 18.5 | 0 | 0 | 0 | 1377.96 | 599.13 | 0 | 108949.21 | 0 | 0 | 1.2 | 0 | 7.52 | 38.59 | 77.14 | 17.08 | 0 | 0 | 87.3527 | 3.8124 | 0 | 0 | 0 | 0 | 0 | 17.0765 | 0 | 0 | 365.4372 | 17.0765 | 0
7019 | 48.81 | 1687.11 | 5.25 | 0 | 0 | 0 | 0 | 21.05 | 0 | 38.79 | 0 | 0 | 0 | 1377.96 | 599.13 | 0 | 109548.34 | 0 | 0 | 1.18 | 0 | 8.3 | 39.62 | 108.11 | 17.08 | 210.19 | 0 | 87.3527 | 3.8124 | 0 | 0 | 0 | 0 | 0 | 17.0765 | 0 | 0 | 365.4372 | 17.0765 | 0
7020 | 52.69 | 1772.25 | 5.4 | 0 | 0 | 0 | 0 | 157.14 | 0 | 190.27 | 0 | 0 | 0 | 1377.96 | 599.13 | 0 | 110147.48 | 0 | 0 | 1.19 | 0 | 9.24 | 39.7 | 142.38 | 17.08 | 165.21 | 0 | 85.3446 | 3.8124 | 0 | 0 | 0 | 0 | 0 | 17.0765 | 0 | 0 | 365.4372 | 17.0765 | 0
7021 | 54.55 | 1811.6 | 5.69 | 0 | 0 | 0 | 0 | 157.14 | 0 | 341.75 | 0 | 0 | 0 | 1377.96 | 599.13 | 0 | 110746.61 | 0 | 0 | 1.2 | 0 | 10.29 | 40.31 | 178.86 | 17.08 | 206.13 | 0 | 84.3406 | 4.7655 | 0 | 0 | 0 | 0 | 0 | 17.0765 | 0 | 0 | 365.4372 | 17.0765 | 0
7022 | 55.32 | 1827.47 | 6.11 | 0 | 0 | 0 | 0 | 157.14 | 0 | 493.23 | 0 | 0 | 0 | 1377.96 | 599.13 | 0 | 111345.74 | 0 | 0 | 1.18 | 0 | 11.35 | 0 | 177.7 | 17.08 | 265.52 | 0 | 82.3324 | 4.7655 | 0 | 0 | 0 | 0 | 0 | 17.0765 | 0 | 0 | 365.4372 | 17.0765 | 0
7023 | 52.98 | 1778.4 | 6.66 | 0 | 0 | 0 | 0 | 0 | 0 | 493.23 | 0 | 0 | 0 | 1377.96 | 599.13 | 0 | 111944.87 | 0 | 0 | 1.13 | 0 | 12.36 | 38.02 | 212.53 | 17.08 | 333.83 | 0 | 82.3324 | 4.7655 | 0 | 0 | 0 | 0 | 0 | 17.0765 | 0 | 0 | 365.4372 | 17.0765 | 0
7024 | 50.25 | 1719.35 | 7.07 | 0 | 0 | 0 | 0 | 157.14 | 0 | 644.71 | 0 | 0 | 0 | 1377.96 | 599.13 | 0 | 112544.01 | 0 | 0 | 1.12 | 0 | 13.38 | 37.52 | 247.29 | 17.08 | 114.84 | 0 | 83.3365 | 4.7655 | 0 | 0 | 0 | 0 | 0 | 17.0765 | 0 | 0 | 365.4372 | 17.0765 | 0
7025 | 47.62 | 1660.09 | 7.1 | 0 | 0 | 0 | 0 | 157.14 | 0 | 796.19 | 0 | 0 | 0 | 1377.96 | 599.13 | 0 | 113143.14 | 0 | 0 | 1.13 | 0 | 14.41 | 37.78 | 282.52 | 17.08 | 50.75 | 0 | 84.3406 | 5.7186 | 0 | 0 | 0 | 0 | 0 | 17.0765 | 0 | 0 | 365.4372 | 17.0765 | 0
7026 | 52.21 | 1762.01 | 6.77 | 0 | 0 | 0 | 0 | 157.14 | 0 | 947.67 | 0 | 0 | 0 | 1377.96 | 599.13 | 0 | 113742.27 | 0 | 0 | 1.12 | 0 | 15.32 | 0 | 279.44 | 17.08 | 190.75 | 0 | 87.3527 | 6.6717 | 0 | 0 | 0 | 0 | 0 | 17.0765 | 0 | 0 | 365.4372 | 17.0765 | 0
7027 | 2.4 | 123.77 | 6.28 | 0 | 0 | 0 | 0 | 0 | 0 | 947.67 | 0 | 0 | 0 | 31.27 | 0 | 343.55 | 113398.73 | 0 | 0 | 1.13 | 0 | 16 | 0 | 272.05 | 17.08 | 0 | 0 | 93.377 | 6.6717 | 0 | 0 | 0 | 0 | 0 | 17.0765 | 0 | 0 | 365.4372 | 17.0765 | 0
7028 | 0 | 0 | 5.66 | 0 | 0 | 0 | 0 | 0 | 98.8389 | 845.14 | 0 | 0 | 0 | 0 | 0 | 368.9 | 113029.83 | 3.46 | 1.6262 | 0 | 0 | 15.52 | 0 | 263.02 | 17.08 | 0 | 0 | 100.4054 | 5.7186 | 0 | 0 | 0 | 0 | 0 | 17.0765 | 0 | 0 | 365.4372 | 17.0765 | 0
7029 | 0 | 0 | 5.01 | 0 | 0 | 0 | 0 | 0 | 98.9932 | 742.46 | 0 | 0 | 0 | 0 | 0 | 365.44 | 112664.39 | 0 | 0 | 0 | 1.178 | 13.7 | 0 | 251.83 | 17.08 | 0 | 0 | 100.4054 | 4.7655 | 0 | 0 | 0 | 0 | 0 | 17.0765 | 0 | 0 | 365.4372 | 17.0765 | 0
7030 | 0 | 0 | 4.08 | 0 | 0 | 0 | 0 | 0 | 93.1128 | 645.87 | 0 | 0 | 0 | 0 | 0 | 365.44 | 112298.95 | 0 | 0 | 0 | 0 | 13.03 | 0 | 239.12 | 17.08 | 0 | 0 | 93.377 | 3.8124 | 0 | 0 | 0 | 0 | 0 | 17.0765 | 0 | 0 | 365.4372 | 17.0765 | 0
7031 | 0 | 0 | 3.37 | 0 | 0 | 0 | 0 | 0 | 81.8243 | 560.99 | 0 | 0 | 0 | 0 | 0 | 365.44 | 111933.52 | 0 | 0 | 0 | 0 | 12.31 | 0 | 225.39 | 17.08 | 0 | 0 | 82.3324 | 2.8593 | 0 | 0 | 0 | 0 | 0 | 17.0765 | 0 | 0 | 365.4372 | 17.0765 | 0
7032 | 0 | 0 | 3.05 | 0 | 0 | 0 | 0 | 0 | 70.8733 | 487.46 | 0 | 0 | 0 | 0 | 0 | 365.44 | 111568.08 | 0 | 0 | 0 | 1.2825 | 10.25 | 0 | 211.79 | 17.08 | 0 | 0 | 73.296 | 1.9062 | 0 | 0 | 0 | 0 | 0 | 17.0765 | 0 | 0 | 365.4372 | 17.0765 | 0
7033 | 0 | 0 | 3.05 | 0 | 0 | 0 | 0 | 0 | 65.8798 | 419.12 | 0 | 0 | 0 | 0 | 0 | 365.44 | 111202.64 | 0 | 0 | 0 | 1.3015 | 8.22 | 0 | 199.35 | 17.08 | 0 | 0 | 69.2797 | 0.95311 | 0 | 0 | 0 | 0 | 0 | 17.0765 | 0 | 0 | 365.4372 | 17.0765 | 0
7034 | 0 | 0 | 3.17 | 0 | 0 | 0 | 0 | 0 | 61.8406 | 354.97 | 0 | 0 | 0 | 0 | 0 | 365.44 | 110837.21 | 0 | 0 | 0 | 0.2565 | 7.22 | 0 | 185.35 | 17.08 | 0 | 0 | 65.2635 | 0 | 0 | 0 | 0 | 0 | 0 | 17.0765 | 0 | 0 | 365.4372 | 17.0765 | 0
7035 | 0 | 0 | 3.19 | 0 | 0 | 0 | 0 | 0 | 61.0694 | 291.61 | 0 | 0 | 0 | 0 | 0 | 365.44 | 110471.77 | 0 | 0 | 0 | 0 | 6.33 | 0 | 168.57 | 17.08 | 0 | 0 | 64.2595 | 0 | 0 | 0 | 0 | 0 | 0 | 17.0765 | 0 | 0 | 365.4372 | 17.0765 | 0
7036 | 0 | 0 | 3.01 | 0 | 0 | 0 | 0 | 0 | 60.9344 | 228.41 | 0 | 0 | 0 | 0 | 0 | 365.44 | 110106.33 | 0 | 0 | 0 | 1.3205 | 4.02 | 0 | 150.86 | 17.08 | 0 | 0 | 65.2635 | 0 | 0 | 0 | 0 | 0 | 0 | 17.0765 | 0 | 0 | 365.4372 | 17.0765 | 0
7037 | 0 | 0 | 2.89 | 0 | 0 | 0 | 0 | 0 | 67.3932 | 158.5 | 0 | 0 | 0 | 0 | 0 | 365.44 | 109740.89 | 0 | 0 | 0 | 0 | 3.11 | 0 | 133.64 | 17.08 | 0 | 0 | 70.2838 | 0 | 0 | 0 | 0 | 0 | 0 | 17.0765 | 0 | 0 | 365.4372 | 17.0765 | 0
7038 | 0 | 0 | 2.49 | 0 | 0 | 0 | 0 | 0 | 73.7653 | 81.98 | 0 | 0 | 0 | 0 | 0 | 365.44 | 109375.46 | 0 | 0 | 0 | 0 | 2.18 | 0 | 115.99 | 17.08 | 0 | 0 | 75.3041 | 0.95311 | 0 | 0 | 0 | 0 | 0 | 17.0765 | 0 | 0 | 365.4372 | 17.0765 | 0
7039 | 0 | 0 | 1.98 | 0 | 0 | 0 | 0 | 0 | 79.0287 | 0 | 0 | 0 | 0 | 0 | 0 | 365.44 | 109010.02 | 0 | 0 | 0 | 1.216 | 0 | 0 | 98.94 | 17.08 | 0 | 0 | 80.3243 | 1.9062 | 0 | 0 | 0 | 0 | 0 | 17.0765 | 0 | 0 | 365.4372 | 17.0765 | 0
7040 | 21.82 | 933.35 | 1.52 | 0 | 0 | 0 | 0 | 0.39 | 0 | 0.37 | 0 | 0 | 0 | 865.89 | 240.69 | 0 | 109250.71 | 0 | 0 | 1.26 | 0 | 0.37 | 0 | 83.32 | 17.08 | 0 | 0 | 85.3446 | 3.8124 | 0 | 0 | 0 | 0 | 0 | 17.0765 | 0 | 0 | 365.4372 | 17.0765 | 0
7041 | 32.17 | 1261.1 | 1.13 | 0 | 0 | 0 | 0 | 0.64 | 0 | 0.99 | 0 | 0 | 0 | 1198.47 | 473.49 | 0 | 109724.2 | 0 | 0 | 1.22 | 0 | 0.99 | 0 | 72.92 | 17.08 | 0 | 0 | 88.3568 | 5.7186 | 0 | 0 | 0 | 0 | 0 | 17.0765 | 0 | 0 | 365.4372 | 17.0765 | 0
7042 | 41.84 | 1521.62 | 0.93 | 0 | 0 | 0 | 0 | 91.05 | 0 | 88.76 | 0 | 0 | 0 | 1377.96 | 599.13 | 0 | 110323.33 | 0 | 0 | 1.2 | 0 | 1.7 | 0 | 64.84 | 17.08 | 0 | 0 | 90.3649 | 3.8124 | 0 | 0 | 0 | 0 | 0 | 17.0765 | 0 | 0 | 365.4372 | 17.0765 | 0
7043 | 48.75 | 1685.68 | 0.85 | 0 | 0 | 0 | 0 | 0 | 0 | 88.76 | 0 | 0 | 0 | 1377.96 | 599.13 | 0 | 110922.46 | 0 | 0 | 1.18 | 0 | 2.47 | 39.62 | 95.8 | 17.08 | 221.33 | 0 | 91.3689 | 3.8124 | 0 | 0 | 0 | 0 | 0 | 17.0765 | 0 | 0 | 365.4372 | 17.0765 | 0
7044 | 52.09 | 1759.44 | 0.95 | 0 | 0 | 0 | 0 | 105.3 | 0 | 190.27 | 0 | 0 | 0 | 1377.96 | 599.13 | 0 | 111521.59 | 0 | 0 | 1.19 | 0 | 3.42 | 39.7 | 130.08 | 17.08 | 194.16 | 0 | 90.3649 | 3.8124 | 0 | 0 | 0 | 0 | 0 | 17.0765 | 0 | 0 | 365.4372 | 17.0765 | 0
7045 | 53.86 | 1797 | 1.21 | 0 | 0 | 0 | 0 | 157.14 | 0 | 341.75 | 0 | 0 | 0 | 1377.96 | 599.13 | 0 | 112120.73 | 0 | 0 | 1.2 | 0 | 4.47 | 40.31 | 166.56 | 17.08 | 181.33 | 0 | 89.3608 | 4.7655 | 0 | 0 | 0 | 0 | 0 | 17.0765 | 0 | 0 | 365.4372 | 17.0765 | 0
7046 | 54.91 | 1819.01 | 1.6 | 0 | 0 | 0 | 0 | 157.14 | 0 | 493.23 | 0 | 0 | 0 | 1377.96 | 599.13 | 0 | 112719.86 | 0 | 0 | 1.18 | 0 | 5.52 | 0 | 165.39 | 17.08 | 246.12 | 0 | 88.3568 | 4.7655 | 0 | 0 | 0 | 0 | 0 | 17.0765 | 0 | 0 | 365.4372 | 17.0765 | 0
7047 | 52.22 | 1762.22 | 2.15 | 0 | 0 | 0 | 0 | 157.14 | 0 | 644.71 | 0 | 0 | 0 | 1377.96 | 599.13 | 0 | 113318.99 | 0 | 0 | 1.13 | 0 | 6.53 | 38.02 | 200.22 | 17.08 | 149.22 | 0 | 88.3568 | 4.7655 | 0 | 0 | 0 | 0 | 0 | 17.0765 | 0 | 0 | 365.4372 | 17.0765 | 0
7048 | 49.22 | 1696.31 | 2.59 | 0 | 0 | 0 | 0 | 0 | 0 | 644.71 | 0 | 0 | 0 | 1377.96 | 599.13 | 0 | 113918.13 | 0 | 0 | 1.12 | 0 | 7.55 | 37.52 | 234.98 | 17.08 | 238.4 | 0 | 88.3568 | 4.7655 | 0 | 0 | 0 | 0 | 0 | 17.0765 | 0 | 0 | 365.4372 | 17.0765 | 0
7049 | 46.25 | 1628.14 | 2.81 | 0 | 0 | 0 | 0 | 157.14 | 0 | 796.19 | 0 | 0 | 0 | 1377.96 | 599.13 | 0 | 114517.26 | 0 | 0 | 1.13 | 0 | 8.59 | 37.78 | 270.22 | 17.08 | 7.11 | 0 | 90.3649 | 5.7186 | 0 | 0 | 0 | 0 | 0 | 17.0765 | 0 | 0 | 365.4372 | 17.0765 | 0
7050 | 50.77 | 1730.75 | 2.9 | 0 | 0 | 0 | 0 | 157.14 | 0 | 947.67 | 0 | 0 | 0 | 1377.96 | 599.13 | 0 | 115116.39 | 0 | 0 | 1.12 | 0 | 9.49 | 0 | 267.14 | 17.08 | 149.17 | 0 | 92.373 | 6.6717 | 0 | 0 | 0 | 0 | 0 | 17.0765 | 0 | 0 | 365.4372 | 17.0765 | 0
7051 | 2.37 | 122.22 | 2.94 | 0 | 0 | 0 | 0 | 0 | 0 | 947.67 | 0 | 0 | 0 | 22.33 | 0 | 349.81 | 114766.59 | 0 | 0 | 1.13 | 0 | 10.18 | 0 | 259.74 | 17.08 | 0 | 0 | 97.3933 | 6.6717 | 0 | 0 | 0 | 0 | 0 | 17.0765 | 0 | 0 | 365.4372 | 17.0765 | 0
7052 | 0 | 0 | 2.82 | 0 | 0 | 0 | 0 | 0 | 106.3196 | 837.38 | 0 | 0 | 0 | 0 | 0 | 365.44 | 114401.15 | 0 | 0 | 0 | 0 | 9.7 | 0 | 250.72 | 17.08 | 0 | 0 | 103.4176 | 5.7186 | 0 | 0 | 0 | 0 | 0 | 17.0765 | 0 | 0 | 365.4372 | 17.0765 | 0
7053 | 0 | 0 | 2.53 | 0 | 0 | 0 | 0 | 0 | 105.6544 | 727.78 | 0 | 0 | 0 | 0 | 0 | 365.44 | 114035.71 | 0 | 0 | 0 | 0 | 9.11 | 0 | 239.53 | 17.08 | 0 | 0 | 103.4176 | 4.7655 | 0 | 0 | 0 | 0 | 0 | 17.0765 | 0 | 0 | 365.4372 | 17.0765 | 0
7054 | 0 | 0 | 1.97 | 0 | 0 | 0 | 0 | 0 | 84.5332 | 640.09 | 0 | 0 | 0 | 0 | 0 | 392.44 | 113643.27 | 27.01 | 12.6947 | 0 | 0 | 8.44 | 0 | 226.82 | 17.08 | 0 | 0 | 95.3851 | 3.8124 | 0 | 0 | 0 | 0 | 0 | 17.0765 | 0 | 0 | 365.4372 | 17.0765 | 0
7055 | 0 | 0 | 1.44 | 0 | 0 | 0 | 0 | 0 | 73.0616 | 564.3 | 0 | 0 | 0 | 0 | 0 | 392.44 | 113250.83 | 27.01 | 12.6947 | 0 | 0 | 7.72 | 0 | 213.08 | 17.08 | 0 | 0 | 84.3406 | 2.8593 | 0 | 0 | 0 | 0 | 0 | 17.0765 | 0 | 0 | 365.4372 | 17.0765 | 0
7056 | 0 | 0 | 1.09 | 0 | 0 | 0 | 0 | 0 | 77.12 | 484.29 | 0 | 0 | 0 | 0 | 0 | 365.44 | 112885.39 | 0 | 0 | 0 | 0 | 7 | 0 | 199.48 | 17.08 | 0 | 0 | 76.3081 | 1.9062 | 0 | 0 | 0 | 0 | 0 | 17.0765 | 0 | 0 | 365.4372 | 17.0765 | 0
7057 | 0 | 0 | 0.87 | 0 | 0 | 0 | 0 | 0 | 71.3649 | 410.26 | 0 | 0 | 0 | 0 | 0 | 365.44 | 112519.95 | 0 | 0 | 0 | 0 | 6.35 | 0 | 187.04 | 17.08 | 0 | 0 | 71.2878 | 0.95311 | 0 | 0 | 0 | 0 | 0 | 17.0765 | 0 | 0 | 365.4372 | 17.0765 | 0
7058 | 0 | 0 | 0.81 | 0 | 0 | 0 | 0 | 0 | 67.4704 | 340.27 | 0 | 0 | 0 | 0 | 0 | 365.44 | 112154.51 | 0 | 0 | 0 | 0 | 5.61 | 0 | 173.05 | 17.08 | 0 | 0 | 68.2757 | 0 | 0 | 0 | 0 | 0 | 0 | 17.0765 | 0 | 0 | 365.4372 | 17.0765 | 0
7059 | 0 | 0 | 0.85 | 0 | 0 | 0 | 0 | 0 | 58.1388 | 279.96 | 0 | 0 | 0 | 0 | 0 | 383.06 | 111771.46 | 17.62 | 8.2814 | 0 | 0 | 4.73 | 0 | 156.27 | 17.08 | 0 | 0 | 67.2716 | 0 | 0 | 0 | 0 | 0 | 0 | 17.0765 | 0 | 0 | 365.4372 | 17.0765 | 0
7060 | 0 | 0 | 0.97 | 0 | 0 | 0 | 0 | 0 | 67.3065 | 210.15 | 0 | 0 | 0 | 0 | 0 | 365.44 | 111406.02 | 0 | 0 | 0 | 0 | 3.8 | 0 | 138.56 | 17.08 | 0 | 0 | 68.2757 | 0 | 0 | 0 | 0 | 0 | 0 | 17.0765 | 0 | 0 | 365.4372 | 17.0765 | 0
7061 | 0 | 0 | 1.02 | 0 | 0 | 0 | 0 | 0 | 70.266 | 137.25 | 0 | 0 | 0 | 0 | 0 | 365.44 | 111040.58 | 0 | 0 | 0 | 0 | 2.89 | 0 | 121.34 | 17.08 | 0 | 0 | 71.2878 | 0 | 0 | 0 | 0 | 0 | 0 | 17.0765 | 0 | 0 | 365.4372 | 17.0765 | 0
7062 | 0 | 0 | 0.96 | 0 | 0 | 0 | 0 | 0 | 63.6047 | 71.27 | 0 | 0 | 0 | 0 | 0 | 392.44 | 110648.14 | 27.01 | 12.6947 | 0 | 0 | 1.96 | 0 | 103.69 | 17.08 | 0 | 0 | 76.3081 | 0.95311 | 0 | 0 | 0 | 0 | 0 | 17.0765 | 0 | 0 | 365.4372 | 17.0765 | 0
7063 | 0 | 0 | 0.83 | 0 | 0 | 0 | 0 | 0 | 68.7043 | 0 | 0 | 0 | 0 | 0 | 0 | 392.44 | 110255.7 | 27.01 | 12.6947 | 0 | 1.0165 | 0 | 0 | 86.64 | 17.08 | 0 | 0 | 81.3284 | 1.9062 | 0 | 0 | 0 | 0 | 0 | 17.0765 | 0 | 0 | 365.4372 | 17.0765 | 0
7064 | 21.54 | 923.59 | 0.65 | 0 | 0 | 0 | 0 | 0.39 | 0 | 0.37 | 0 | 0 | 0 | 853.98 | 232.35 | 0 | 110488.04 | 0 | 0 | 1.26 | 0 | 0.37 | 0 | 71.02 | 17.08 | 0 | 0 | 86.3487 | 3.8124 | 0 | 0 | 0 | 0 | 0 | 17.0765 | 0 | 0 | 365.4372 | 17.0765 | 0
7065 | 31.7 | 1247.63 | 0.5 | 0 | 0 | 0 | 0 | 0.64 | 0 | 0.99 | 0 | 0 | 0 | 1182.89 | 462.59 | 0 | 110950.63 | 0 | 0 | 1.22 | 0 | 0.99 | 0 | 60.61 | 17.08 | 0 | 0 | 89.3608 | 5.7186 | 0 | 0 | 0 | 0 | 0 | 17.0765 | 0 | 0 | 365.4372 | 17.0765 | 0
7066 | 41.05 | 1501.67 | 0.38 | 0 | 0 | 0 | 0 | 28.59 | 0 | 28.55 | 0 | 0 | 0 | 1377.96 | 599.13 | 0 | 111549.76 | 0 | 0 | 1.2 | 0 | 1.7 | 40.17 | 90.7 | 17.08 | 0 | 0 | 91.3689 | 3.8124 | 0 | 0 | 0 | 0 | 0 | 17.0765 | 0 | 0 | 365.4372 | 17.0765 | 0
7067 | 47.66 | 1660.83 | 0.34 | 0 | 0 | 0 | 0 | 157.14 | 0 | 180.03 | 0 | 0 | 0 | 1377.96 | 599.13 | 0 | 112148.89 | 0 | 0 | 1.18 | 0 | 2.47 | 39.62 | 121.66 | 17.08 | 36.74 | 0 | 92.373 | 3.8124 | 0 | 0 | 0 | 0 | 0 | 17.0765 | 0 | 0 | 365.4372 | 17.0765 | 0
7068 | 50.72 | 1729.52 | 0.34 | 0 | 0 | 0 | 0 | 157.14 | 0 | 331.51 | 0 | 0 | 0 | 1377.96 | 599.13 | 0 | 112748.03 | 0 | 0 | 1.19 | 0 | 3.42 | 39.7 | 155.94 | 17.08 | 109.41 | 0 | 91.3689 | 3.8124 | 0 | 0 | 0 | 0 | 0 | 17.0765 | 0 | 0 | 365.4372 | 17.0765 | 0
7069 | 52.26 | 1763.04 | 0.37 | 0 | 0 | 0 | 0 | 10.62 | 0 | 341.75 | 0 | 0 | 0 | 1377.96 | 599.13 | 0 | 113347.16 | 0 | 0 | 1.2 | 0 | 4.47 | 0 | 154.12 | 17.08 | 330.76 | 0 | 90.3649 | 4.7655 | 0 | 0 | 0 | 0 | 0 | 17.0765 | 0 | 0 | 365.4372 | 17.0765 | 0
7070 | 52.98 | 1778.5 | 0.46 | 0 | 0 | 0 | 0 | 157.14 | 0 | 493.23 | 0 | 0 | 0 | 1377.96 | 599.13 | 0 | 113946.29 | 0 | 0 | 1.18 | 0 | 5.52 | 39.49 | 190.47 | 17.08 | 162.05 | 0 | 89.3608 | 4.7655 | 0 | 0 | 0 | 0 | 0 | 17.0765 | 0 | 0 | 365.4372 | 17.0765 | 0
7071 | 50.55 | 1725.94 | 0.6 | 0 | 0 | 0 | 0 | 157.14 | 0 | 644.71 | 0 | 0 | 0 | 1377.96 | 599.13 | 0 | 114545.43 | 0 | 0 | 1.13 | 0 | 6.53 | 38.02 | 225.3 | 17.08 | 108.72 | 0 | 89.3608 | 4.7655 | 0 | 0 | 0 | 0 | 0 | 17.0765 | 0 | 0 | 365.4372 | 17.0765 | 0
7072 | 47.93 | 1667.13 | 0.91 | 0 | 0 | 0 | 0 | 157.14 | 0 | 796.19 | 0 | 0 | 0 | 1377.96 | 599.13 | 0 | 115144.56 | 0 | 0 | 1.12 | 0 | 7.55 | 37.52 | 260.06 | 17.08 | 47.11 | 0 | 90.3649 | 4.7655 | 0 | 0 | 0 | 0 | 0 | 17.0765 | 0 | 0 | 365.4372 | 17.0765 | 0
7073 | 45.42 | 1608.64 | 1.22 | 0 | 0 | 0 | 0 | 0 | 0 | 796.19 | 0 | 0 | 0 | 1377.96 | 599.13 | 0 | 115743.69 | 0 | 0 | 1.13 | 0 | 8.59 | 0 | 259.41 | 17.08 | 179.11 | 0 | 91.3689 | 5.7186 | 0 | 0 | 0 | 0 | 0 | 17.0765 | 0 | 0 | 365.4372 | 17.0765 | 0
7074 | 49.74 | 1707.87 | 1.52 | 0 | 0 | 0 | 0 | 157.14 | 0 | 947.67 | 0 | 0 | 0 | 1377.96 | 599.13 | 0 | 116342.82 | 0 | 0 | 1.12 | 0 | 9.49 | 37.55 | 292 | 17.08 | 85.3 | 0 | 93.377 | 6.6717 | 0 | 0 | 0 | 0 | 0 | 17.0765 | 0 | 0 | 365.4372 | 17.0765 | 0
7075 | 2.35 | 121.48 | 1.76 | 0 | 0 | 0 | 0 | 0 | 0 | 947.67 | 0 | 0 | 0 | 18.4 | 0 | 352.56 | 115990.27 | 0 | 0 | 1.13 | 0 | 10.18 | 0 | 284.61 | 17.08 | 0 | 0 | 99.4014 | 6.6717 | 0 | 0 | 0 | 0 | 0 | 17.0765 | 0 | 0 | 365.4372 | 17.0765 | 0
7076 | 0 | 0 | 1.85 | 0 | 0 | 0 | 0 | 0 | 108.2958 | 835.33 | 0 | 0 | 0 | 0 | 0 | 365.44 | 115624.83 | 0 | 0 | 0 | 0 | 9.7 | 0 | 275.58 | 17.08 | 0 | 0 | 104.4216 | 5.7186 | 0 | 0 | 0 | 0 | 0 | 17.0765 | 0 | 0 | 365.4372 | 17.0765 | 0
7077 | 0 | 0 | 1.7 | 0 | 0 | 0 | 0 | 0 | 107.486 | 723.83 | 0 | 0 | 0 | 0 | 0 | 365.44 | 115259.39 | 0 | 0 | 0 | 0 | 9.11 | 0 | 264.39 | 17.08 | 0 | 0 | 104.4216 | 4.7655 | 0 | 0 | 0 | 0 | 0 | 17.0765 | 0 | 0 | 365.4372 | 17.0765 | 0
7078 | 0 | 0 | 1.55 | 0 | 0 | 0 | 0 | 0 | 98.6461 | 621.5 | 0 | 0 | 0 | 0 | 0 | 365.44 | 114893.95 | 0 | 0 | 0 | 0 | 8.44 | 0 | 251.68 | 17.08 | 0 | 0 | 96.3892 | 3.8124 | 0 | 0 | 0 | 0 | 0 | 17.0765 | 0 | 0 | 365.4372 | 17.0765 | 0
7079 | 0 | 0 | 1.46 | 0 | 0 | 0 | 0 | 0 | 74.0545 | 544.68 | 0 | 0 | 0 | 0 | 0 | 392.44 | 114501.51 | 27.01 | 12.6947 | 0 | 0 | 7.72 | 0 | 237.94 | 17.08 | 0 | 0 | 85.3446 | 2.8593 | 0 | 0 | 0 | 0 | 0 | 17.0765 | 0 | 0 | 365.4372 | 17.0765 | 0
7080 | 0 | 0 | 1.38 | 0 | 0 | 0 | 0 | 0 | 65.1471 | 477.1 | 0 | 0 | 0 | 0 | 0 | 392.44 | 114109.07 | 27.01 | 12.6947 | 0 | 0 | 7 | 0 | 224.34 | 17.08 | 0 | 0 | 77.3122 | 1.9062 | 0 | 0 | 0 | 0 | 0 | 17.0765 | 0 | 0 | 365.4372 | 17.0765 | 0
7081 | 0 | 0 | 1.31 | 0 | 0 | 0 | 0 | 0 | 59.2474 | 415.65 | 0 | 0 | 0 | 0 | 0 | 392.44 | 113716.62 | 27.01 | 12.6947 | 0 | 0 | 6.35 | 0 | 211.91 | 17.08 | 0 | 0 | 72.2919 | 0.95311 | 0 | 0 | 0 | 0 | 0 | 17.0765 | 0 | 0 | 365.4372 | 17.0765 | 0
7082 | 0 | 0 | 1.23 | 0 | 0 | 0 | 0 | 0 | 68.0488 | 345.06 | 0 | 0 | 0 | 0 | 0 | 365.44 | 113351.19 | 0 | 0 | 0 | 0 | 5.61 | 0 | 197.91 | 17.08 | 0 | 0 | 69.2797 | 0 | 0 | 0 | 0 | 0 | 0 | 17.0765 | 0 | 0 | 365.4372 | 17.0765 | 0
7083 | 0 | 0 | 1.19 | 0 | 0 | 0 | 0 | 0 | 54.3985 | 288.63 | 0 | 0 | 0 | 0 | 0 | 392.44 | 112958.74 | 27.01 | 12.6947 | 0 | 0 | 4.73 | 0 | 181.13 | 17.08 | 0 | 0 | 68.2757 | 0 | 0 | 0 | 0 | 0 | 0 | 17.0765 | 0 | 0 | 365.4372 | 17.0765 | 0
7084 | 0 | 0 | 1.24 | 0 | 0 | 0 | 0 | 0 | 61.4839 | 224.84 | 0 | 0 | 0 | 0 | 0 | 379.37 | 112579.37 | 13.93 | 6.5471 | 0 | 0 | 3.8 | 0 | 163.42 | 17.08 | 0 | 0 | 69.2797 | 0 | 0 | 0 | 0 | 0 | 0 | 17.0765 | 0 | 0 | 365.4372 | 17.0765 | 0
7085 | 0 | 0 | 1.38 | 0 | 0 | 0 | 0 | 0 | 58.2256 | 164.45 | 0 | 0 | 0 | 0 | 0 | 392.44 | 112186.93 | 27.01 | 12.6947 | 0 | 0 | 2.89 | 0 | 146.2 | 17.08 | 0 | 0 | 72.2919 | 0 | 0 | 0 | 0 | 0 | 0 | 17.0765 | 0 | 0 | 365.4372 | 17.0765 | 0
7086 | 0 | 0 | 1.45 | 0 | 0 | 0 | 0 | 0 | 76.8115 | 84.76 | 0 | 0 | 0 | 0 | 0 | 365.44 | 111821.49 | 0 | 0 | 0 | 0 | 1.96 | 0 | 128.55 | 17.08 | 0 | 0 | 77.3122 | 0.95311 | 0 | 0 | 0 | 0 | 0 | 17.0765 | 0 | 0 | 365.4372 | 17.0765 | 0
7087 | 0 | 0 | 1.51 | 0 | 0 | 0 | 0 | 0 | 81.7086 | 0 | 0 | 0 | 0 | 0 | 0 | 365.44 | 111456.06 | 0 | 0 | 0 | 1.0165 | 0 | 0 | 111.5 | 17.08 | 0 | 0 | 82.3324 | 1.9062 | 0 | 0 | 0 | 0 | 0 | 17.0765 | 0 | 0 | 365.4372 | 17.0765 | 0
7088 | 21.56 | 924.54 | 1.56 | 0 | 0 | 0 | 0 | 0.39 | 0 | 0.37 | 0 | 0 | 0 | 855.87 | 233.67 | 0 | 111689.73 | 0 | 0 | 1.26 | 0 | 0.37 | 0 | 95.88 | 17.08 | 0 | 0 | 86.3487 | 3.8124 | 0 | 0 | 0 | 0 | 0 | 17.0765 | 0 | 0 | 365.4372 | 17.0765 | 0
7089 | 31.83 | 1251.19 | 1.61 | 0 | 0 | 0 | 0 | 0.64 | 0 | 0.99 | 0 | 0 | 0 | 1186.68 | 465.24 | 0 | 112154.97 | 0 | 0 | 1.22 | 0 | 0.99 | 0 | 85.48 | 17.08 | 0 | 0 | 90.3649 | 5.7186 | 0 | 0 | 0 | 0 | 0 | 17.0765 | 0 | 0 | 365.4372 | 17.0765 | 0
7090 | 41.2 | 1505.54 | 1.5 | 0 | 0 | 0 | 0 | 33.72 | 0 | 33.5 | 0 | 0 | 0 | 1377.96 | 599.13 | 0 | 112754.1 | 0 | 0 | 1.2 | 0 | 1.7 | 40.17 | 115.56 | 17.08 | 0 | 0 | 91.3689 | 3.8124 | 0 | 0 | 0 | 0 | 0 | 17.0765 | 0 | 0 | 365.4372 | 17.0765 | 0
7091 | 47.87 | 1665.76 | 1.37 | 0 | 0 | 0 | 0 | 157.14 | 0 | 184.98 | 0 | 0 | 0 | 1377.96 | 599.13 | 0 | 113353.23 | 0 | 0 | 1.18 | 0 | 2.47 | 39.62 | 146.52 | 17.08 | 42.92 | 0 | 92.373 | 3.8124 | 0 | 0 | 0 | 0 | 0 | 17.0765 | 0 | 0 | 365.4372 | 17.0765 | 0
7092 | 51.28 | 1741.78 | 1.39 | 0 | 0 | 0 | 0 | 157.14 | 0 | 336.46 | 0 | 0 | 0 | 1377.96 | 599.13 | 0 | 113952.36 | 0 | 0 | 1.19 | 0 | 3.42 | 10.06 | 152.64 | 17.08 | 152.93 | 0 | 91.3689 | 3.8124 | 0 | 0 | 0 | 0 | 0 | 17.0765 | 0 | 0 | 365.4372 | 17.0765 | 0
7093 | 53.4 | 1787.49 | 1.46 | 0 | 0 | 0 | 0 | 157.14 | 0 | 487.94 | 0 | 0 | 0 | 1377.96 | 599.13 | 0 | 114551.5 | 0 | 0 | 1.2 | 0 | 4.47 | 0 | 150.82 | 17.08 | 210.93 | 0 | 90.3649 | 4.7655 | 0 | 0 | 0 | 0 | 0 | 17.0765 | 0 | 0 | 365.4372 | 17.0765 | 0
7094 | 54.75 | 1815.62 | 1.56 | 0 | 0 | 0 | 0 | 0 | 0 | 487.94 | 0 | 0 | 0 | 1377.96 | 599.13 | 0 | 115150.63 | 0 | 0 | 1.18 | 0 | 5.52 | 39.49 | 187.17 | 17.08 | 359.18 | 0 | 89.3608 | 4.7655 | 0 | 0 | 0 | 0 | 0 | 17.0765 | 0 | 0 | 365.4372 | 17.0765 | 0
7095 | 51.04 | 1736.67 | 1.78 | 0 | 0 | 0 | 0 | 157.14 | 0 | 639.42 | 0 | 0 | 0 | 1377.96 | 599.13 | 0 | 115749.76 | 0 | 0 | 1.13 | 0 | 6.53 | 38.02 | 222 | 17.08 | 122.12 | 0 | 88.3568 | 4.7655 | 0 | 0 | 0 | 0 | 0 | 17.0765 | 0 | 0 | 365.4372 | 17.0765 | 0
7096 | 46.8 | 1641.12 | 2.22 | 0 | 0 | 0 | 0 | 157.14 | 0 | 790.9 | 0 | 0 | 0 | 1377.96 | 599.13 | 0 | 116348.9 | 0 | 0 | 1.12 | 0 | 7.55 | 37.52 | 256.76 | 17.08 | 22.27 | 0 | 89.3608 | 4.7655 | 0 | 0 | 0 | 0 | 0 | 17.0765 | 0 | 0 | 365.4372 | 17.0765 | 0
7097 | 42.28 | 1532.67 | 2.72 | 0 | 0 | 0 | 0 | 64.73 | 0 | 853.3 | 0 | 0 | 0 | 1377.96 | 599.13 | 0 | 116948.03 | 0 | 0 | 1.13 | 0 | 8.59 | 37.78 | 292 | 17.08 | 0 | 0 | 90.3649 | 5.7186 | 0 | 0 | 0 | 0 | 0 | 17.0765 | 0 | 0 | 365.4372 | 17.0765 | 0
7098 | 45.68 | 1614.91 | 3.16 | 0 | 0 | 0 | 0 | 97.9 | 0 | 947.67 | 0 | 0 | 0 | 1377.96 | 599.13 | 0 | 117547.16 | 0 | 0 | 1.12 | 0 | 9.49 | 3.24 | 292 | 17.08 | 84.48 | 0 | 92.373 | 6.6717 | 0 | 0 | 0 | 0 | 0 | 17.0765 | 0 | 0 | 365.4372 | 17.0765 | 0
7099 | 2.29 | 118.44 | 3.62 | 0 | 0 | 0 | 0 | 0 | 0 | 947.67 | 0 | 0 | 0 | 18.16 | 0 | 352.72 | 117194.44 | 0 | 0 | 1.13 | 0 | 10.18 | 0 | 284.61 | 17.08 | 0 | 0 | 98.3973 | 6.6717 | 0 | 0 | 0 | 0 | 0 | 17.0765 | 0 | 0 | 365.4372 | 17.0765 | 0
7100 | 0 | 0 | 4.04 | 0 | 0 | 0 | 0 | 0 | 93.4116 | 850.77 | 0 | 0 | 0 | 0 | 0 | 392.44 | 116801.99 | 27.01 | 12.6947 | 0 | 0 | 9.7 | 0 | 275.58 | 17.08 | 0 | 0 | 104.4216 | 5.7186 | 0 | 0 | 0 | 0 | 0 | 17.0765 | 0 | 0 | 365.4372 | 17.0765 | 0
7101 | 0 | 0 | 4.23 | 0 | 0 | 0 | 0 | 0 | 103.9481 | 742.94 | 0 | 0 | 0 | 0 | 0 | 365.44 | 116436.56 | 0 | 0 | 0 | 0 | 9.11 | 0 | 264.39 | 17.08 | 0 | 0 | 103.4176 | 4.7655 | 0 | 0 | 0 | 0 | 0 | 17.0765 | 0 | 0 | 365.4372 | 17.0765 | 0
7102 | 0 | 0 | 4.1 | 0 | 0 | 0 | 0 | 0 | 95.0986 | 644.29 | 0 | 0 | 0 | 0 | 0 | 365.44 | 116071.12 | 0 | 0 | 0 | 0 | 8.44 | 0 | 251.68 | 17.08 | 0 | 0 | 95.3851 | 3.8124 | 0 | 0 | 0 | 0 | 0 | 17.0765 | 0 | 0 | 365.4372 | 17.0765 | 0
7103 | 0 | 0 | 3.91 | 0 | 0 | 0 | 0 | 0 | 83.2896 | 557.88 | 0 | 0 | 0 | 0 | 0 | 365.44 | 115705.68 | 0 | 0 | 0 | 0 | 7.72 | 0 | 237.94 | 17.08 | 0 | 0 | 84.3406 | 2.8593 | 0 | 0 | 0 | 0 | 0 | 17.0765 | 0 | 0 | 365.4372 | 17.0765 | 0
7104 | 0 | 0 | 3.83 | 0 | 0 | 0 | 0 | 0 | 74.3822 | 480.73 | 0 | 0 | 0 | 0 | 0 | 365.44 | 115340.25 | 0 | 0 | 0 | 0 | 7 | 0 | 224.34 | 17.08 | 0 | 0 | 76.3081 | 1.9062 | 0 | 0 | 0 | 0 | 0 | 17.0765 | 0 | 0 | 365.4372 | 17.0765 | 0
7105 | 0 | 0 | 3.86 | 0 | 0 | 0 | 0 | 0 | 68.3862 | 409.79 | 0 | 0 | 0 | 0 | 0 | 365.44 | 114974.81 | 0 | 0 | 0 | 0 | 6.35 | 0 | 211.91 | 17.08 | 0 | 0 | 71.2878 | 0.95311 | 0 | 0 | 0 | 0 | 0 | 17.0765 | 0 | 0 | 365.4372 | 17.0765 | 0
7106 | 0 | 0 | 4.01 | 0 | 0 | 0 | 0 | 0 | 64.2699 | 343.12 | 0 | 0 | 0 | 0 | 0 | 365.44 | 114609.37 | 0 | 0 | 0 | 0 | 5.61 | 0 | 197.91 | 17.08 | 0 | 0 | 68.2757 | 0 | 0 | 0 | 0 | 0 | 0 | 17.0765 | 0 | 0 | 365.4372 | 17.0765 | 0
7107 | 0 | 0 | 4.24 | 0 | 0 | 0 | 0 | 0 | 62.0334 | 278.77 | 0 | 0 | 0 | 0 | 0 | 365.44 | 114243.93 | 0 | 0 | 0 | 0 | 4.73 | 0 | 181.13 | 17.08 | 0 | 0 | 66.2676 | 0 | 0 | 0 | 0 | 0 | 0 | 17.0765 | 0 | 0 | 365.4372 | 17.0765 | 0
7108 | 0 | 0 | 4.28 | 0 | 0 | 0 | 0 | 0 | 63.9903 | 212.39 | 0 | 0 | 0 | 0 | 0 | 365.44 | 113878.5 | 0 | 0 | 0 | 0 | 3.8 | 0 | 163.42 | 17.08 | 0 | 0 | 68.2757 | 0 | 0 | 0 | 0 | 0 | 0 | 17.0765 | 0 | 0 | 365.4372 | 17.0765 | 0
7109 | 0 | 0 | 4.45 | 0 | 0 | 0 | 0 | 0 | 56.6157 | 153.66 | 0 | 0 | 0 | 0 | 0 | 387.19 | 113491.31 | 21.75 | 10.2225 | 0 | 0 | 2.89 | 0 | 146.2 | 17.08 | 0 | 0 | 71.2878 | 0 | 0 | 0 | 0 | 0 | 0 | 17.0765 | 0 | 0 | 365.4372 | 17.0765 | 0
7110 | 0 | 0 | 4.61 | 0 | 0 | 0 | 0 | 0 | 71.6541 | 79.33 | 0 | 0 | 0 | 0 | 0 | 365.44 | 113125.87 | 0 | 0 | 0 | 0 | 1.96 | 0 | 128.55 | 17.08 | 0 | 0 | 75.3041 | 0.95311 | 0 | 0 | 0 | 0 | 0 | 17.0765 | 0 | 0 | 365.4372 | 17.0765 | 0
7111 | 0 | 0 | 4.74 | 0 | 0 | 0 | 0 | 0 | 76.4741 | 0 | 0 | 0 | 0 | 0 | 0 | 365.44 | 112760.43 | 0 | 0 | 0 | 1.0165 | 0 | 0 | 111.5 | 17.08 | 0 | 0 | 80.3243 | 1.9062 | 0 | 0 | 0 | 0 | 0 | 17.0765 | 0 | 0 | 365.4372 | 17.0765 | 0
7112 | 20.92 | 902.18 | 5.06 | 0 | 0 | 0 | 0 | 0 | 0 | 0 | 0 | 0 | 0 | 838.14 | 221.26 | 0 | 112981.69 | 0 | 0 | 0.87 | 0 | 0 | 0 | 95.88 | 17.08 | 0 | 0 | 85.3446 | 3.8124 | 0 | 0 | 0 | 0 | 0 | 17.0765 | 0 | 0 | 365.4372 | 17.0765 | 0
7113 | 31.71 | 1247.77 | 5.66 | 0 | 0 | 0 | 0 | 0 | 0 | 0 | 0 | 0 | 0 | 1190.49 | 467.9 | 0 | 113449.6 | 0 | 0 | 0.58 | 0 | 0 | 0 | 85.48 | 17.08 | 0 | 0 | 88.3568 | 5.7186 | 0 | 0 | 0 | 0 | 0 | 17.0765 | 0 | 0 | 365.4372 | 17.0765 | 0
7114 | 41.41 | 1510.77 | 7.29 | 0 | 0 | 0 | 0 | 61.62 | 0 | 59.4 | 0 | 0 | 0 | 1377.96 | 599.13 | 0 | 114048.73 | 0 | 0 | 1.2 | 0 | 0.71 | 24.52 | 100.7 | 17.08 | 0 | 0 | 90.3649 | 3.8124 | 0 | 0 | 0 | 0 | 0 | 17.0765 | 0 | 0 | 365.4372 | 17.0765 | 0
7115 | 48.57 | 1681.57 | 9.41 | 0 | 0 | 0 | 0 | 157.14 | 0 | 210.88 | 0 | 0 | 0 | 1377.96 | 599.13 | 0 | 114647.87 | 0 | 0 | 1.18 | 0 | 1.49 | 39.62 | 131.66 | 17.08 | 69.47 | 0 | 90.3649 | 3.8124 | 0 | 0 | 0 | 0 | 0 | 17.0765 | 0 | 0 | 365.4372 | 17.0765 | 0
7116 | 52.24 | 1762.63 | 12.04 | 0 | 0 | 0 | 0 | 157.14 | 0 | 362.36 | 0 | 0 | 0 | 1377.96 | 599.13 | 0 | 115247 | 0 | 0 | 1.19 | 0 | 2.43 | 39.7 | 165.93 | 17.08 | 156.76 | 0 | 90.3649 | 3.8124 | 0 | 0 | 0 | 0 | 0 | 17.0765 | 0 | 0 | 365.4372 | 17.0765 | 0
7117 | 54.38 | 1807.97 | 15.09 | 0 | 0 | 0 | 0 | 157.14 | 0 | 513.84 | 0 | 0 | 0 | 1377.96 | 599.13 | 0 | 115846.13 | 0 | 0 | 1.2 | 0 | 3.48 | 40.31 | 202.41 | 17.08 | 207.7 | 0 | 88.3568 | 4.7655 | 0 | 0 | 0 | 0 | 0 | 17.0765 | 0 | 0 | 365.4372 | 17.0765 | 0
7118 | 55.75 | 1836.28 | 18.04 | 0 | 0 | 0 | 0 | 157.14 | 0 | 665.32 | 0 | 0 | 0 | 1377.96 | 599.13 | 0 | 116445.26 | 0 | 0 | 1.18 | 0 | 4.54 | 39.49 | 238.76 | 17.08 | 242.19 | 0 | 87.3527 | 4.7655 | 0 | 0 | 0 | 0 | 0 | 17.0765 | 0 | 0 | 365.4372 | 17.0765 | 0
7119 | 50.26 | 1719.57 | 21.12 | 0 | 0 | 0 | 0 | 135.75 | 0 | 796.19 | 0 | 0 | 0 | 1377.96 | 599.13 | 0 | 117044.4 | 0 | 0 | 1.13 | 0 | 5.55 | 38.02 | 273.59 | 17.08 | 145.97 | 0 | 87.3527 | 4.7655 | 0 | 0 | 0 | 0 | 0 | 17.0765 | 0 | 0 | 365.4372 | 17.0765 | 0
7120 | 43.81 | 1570.08 | 25.18 | 0 | 0 | 0 | 0 | 157.14 | 0 | 947.67 | 0 | 0 | 0 | 1377.96 | 599.13 | 0 | 117643.53 | 0 | 0 | 1.12 | 0 | 6.56 | 9.73 | 281.95 | 17.08 | 0 | 0 | 88.3568 | 4.7655 | 0 | 0 | 0 | 0 | 0 | 17.0765 | 0 | 0 | 365.4372 | 17.0765 | 0
7121 | 36.69 | 1387.87 | 29.54 | 0 | 0 | 0 | 0 | 0 | 20.0608 | 926.86 | 0 | 0 | 0 | 1377.96 | 599.13 | 0 | 118242.66 | 0 | 0 | 1.13 | 0 | 7.6 | 0 | 281.3 | 17.08 | 0 | 0 | 89.3608 | 5.7186 | 0 | 0 | 0 | 0 | 0 | 17.0765 | 0 | 0 | 365.4372 | 17.0765 | 0
7122 | 38.68 | 1440.77 | 33.76 | 0 | 0 | 0 | 0 | 21.59 | 0 | 947.67 | 0 | 0 | 0 | 1377.96 | 599.13 | 0 | 118841.8 | 0 | 0 | 1.12 | 0 | 8.5 | 14.51 | 292 | 17.08 | 0 | 0 | 91.3689 | 6.6717 | 0 | 0 | 0 | 0 | 0 | 17.0765 | 0 | 0 | 365.4372 | 17.0765 | 0
7123 | 2.23 | 115.09 | 37.88 | 0 | 0 | 0 | 0 | 0 | 0 | 947.67 | 0 | 0 | 0 | 51 | 0 | 329.74 | 118512.06 | 0 | 0 | 1.13 | 0 | 9.19 | 0 | 284.61 | 17.08 | 0 | 0 | 96.3892 | 6.6717 | 0 | 0 | 0 | 0 | 0 | 17.0765 | 0 | 0 | 365.4372 | 17.0765 | 0
7124 | 0 | 0 | 41.05 | 0 | 0 | 0 | 0 | 0 | 67.0848 | 878.08 | 0 | 0 | 0 | 0 | 0 | 365.44 | 118146.62 | 0 | 0 | 0 | 0 | 8.71 | 0 | 275.58 | 17.08 | 0 | 0 | 102.4135 | 5.7186 | 0 | 0 | 0 | 0 | 0 | 17.0765 | 0 | 0 | 365.4372 | 17.0765 | 0
7125 | 0 | 0 | 43.18 | 0 | 0 | 0 | 0 | 0 | 71.3071 | 804.12 | 0 | 0 | 0 | 0 | 0 | 365.44 | 117781.19 | 0 | 0 | 0 | 0 | 8.13 | 7.31 | 271.33 | 17.08 | 0 | 0 | 102.4135 | 4.7655 | 0 | 0 | 0 | 0 | 0 | 17.0765 | 0 | 0 | 365.4372 | 17.0765 | 0
7126 | 0 | 0 | 44.84 | 0 | 0 | 0 | 0 | 0 | 151.483 | 646.98 | 0 | 0 | 0 | 98.13 | 0 | 296.75 | 117484.44 | 0 | 0 | 0 | 0 | 7.46 | 0 | 258.63 | 17.08 | 0 | 0 | 94.3811 | 3.8124 | 0 | 0 | 0 | 0 | 0 | 17.0765 | 0 | 0 | 365.4372 | 17.0765 | 0
7127 | 0 | 0 | 46.01 | 0 | 0 | 0 | 0 | 0 | 41.4713 | 603.95 | 0 | 0 | 0 | 0 | 0 | 365.44 | 117119 | 0 | 0 | 1.29 | 0 | 7.96 | 0 | 244.89 | 17.08 | 0 | 0 | 83.3365 | 2.8593 | 0 | 0 | 0 | 0 | 0 | 17.0765 | 0 | 0 | 365.4372 | 17.0765 | 0
7128 | 0 | 0 | 46.45 | 0 | 0 | 0 | 0 | 0 | 32.1012 | 570.65 | 0 | 0 | 0 | 0 | 0 | 365.44 | 116753.56 | 0 | 0 | 1.35 | 0 | 8.53 | 0 | 231.29 | 17.08 | 0 | 0 | 75.3041 | 1.9062 | 0 | 0 | 0 | 0 | 0 | 17.0765 | 0 | 0 | 365.4372 | 17.0765 | 0
7129 | 0 | 0 | 46.26 | 0 | 0 | 0 | 0 | 0 | 46.754 | 522.15 | 0 | 0 | 0 | 21.35 | 0 | 350.49 | 116403.07 | 0 | 0 | 0.42 | 0 | 8.27 | 0 | 218.85 | 17.08 | 0 | 0 | 70.2838 | 0.95311 | 0 | 0 | 0 | 0 | 0 | 17.0765 | 0 | 0 | 365.4372 | 17.0765 | 0
7130 | 0 | 0 | 45.46 | 0 | 0 | 0 | 0 | 0 | 151.483 | 365.02 | 0 | 0 | 0 | 129.3 | 0 | 274.93 | 116128.14 | 0 | 0 | 1.38 | 0 | 8.85 | 0 | 204.85 | 17.08 | 0 | 0 | 66.2676 | 0 | 0 | 0 | 0 | 0 | 0 | 17.0765 | 0 | 0 | 365.4372 | 17.0765 | 0
7131 | 0 | 0 | 43.97 | 0 | 0 | 0 | 0 | 0 | 21.2948 | 342.92 | 0 | 0 | 0 | 0 | 0 | 365.44 | 115762.7 | 0 | 0 | 0 | 0 | 7.97 | 0 | 188.08 | 17.08 | 0 | 0 | 65.2635 | 0 | 0 | 0 | 0 | 0 | 0 | 17.0765 | 0 | 0 | 365.4372 | 17.0765 | 0
7132 | 0 | 0 | 41.61 | 0 | 0 | 0 | 0 | 0 | 26.0376 | 315.91 | 0 | 0 | 0 | 0 | 0 | 365.44 | 115397.27 | 0 | 0 | 1.39 | 0 | 8.35 | 0 | 170.36 | 17.08 | 0 | 0 | 66.2676 | 0 | 0 | 0 | 0 | 0 | 0 | 17.0765 | 0 | 0 | 365.4372 | 17.0765 | 0
7133 | 0 | 0 | 38.98 | 0 | 0 | 0 | 0 | 0 | 32.6989 | 281.99 | 0 | 0 | 0 | 0 | 0 | 365.44 | 115031.83 | 0 | 0 | 1.39 | 0 | 8.76 | 0 | 153.14 | 17.08 | 0 | 0 | 70.2838 | 0 | 0 | 0 | 0 | 0 | 0 | 17.0765 | 0 | 0 | 365.4372 | 17.0765 | 0
7134 | 0 | 0 | 36.25 | 0 | 0 | 0 | 0 | 0 | 39.0034 | 241.53 | 0 | 0 | 0 | 0 | 0 | 365.44 | 114666.39 | 0 | 0 | 0 | 0 | 7.84 | 0 | 135.49 | 17.08 | 0 | 0 | 74.3 | 0.95311 | 0 | 0 | 0 | 0 | 0 | 17.0765 | 0 | 0 | 365.4372 | 17.0765 | 0
7135 | 0 | 0 | 33.51 | 0 | 0 | 0 | 0 | 0 | 49.0001 | 190.7 | 0 | 0 | 0 | 0 | 0 | 365.44 | 114300.95 | 0 | 0 | 1.28 | 0 | 8.16 | 0 | 118.44 | 17.08 | 0 | 0 | 79.3203 | 1.9062 | 0 | 0 | 0 | 0 | 0 | 17.0765 | 0 | 0 | 365.4372 | 17.0765 | 0
7136 | 8.83 | 426.4 | 31.3 | 0 | 0 | 0 | 0 | 0 | 0 | 190.7 | 0 | 0 | 0 | 378.37 | 0 | 100.58 | 114200.38 | 0 | 0 | 0 | 0 | 7.34 | 0 | 102.82 | 17.08 | 0 | 0 | 84.3406 | 3.8124 | 0 | 0 | 0 | 0 | 0 | 17.0765 | 0 | 0 | 365.4372 | 17.0765 | 0
7137 | 23.22 | 981.06 | 29.87 | 0 | 0 | 0 | 0 | 0 | 0 | 190.7 | 0 | 0 | 0 | 939.84 | 292.45 | 0 | 114492.83 | 0 | 0 | 1.22 | 0 | 7.95 | 0 | 92.42 | 17.08 | 0 | 0 | 87.3527 | 5.7186 | 0 | 0 | 0 | 0 | 0 | 17.0765 | 0 | 0 | 365.4372 | 17.0765 | 0
7138 | 35.41 | 1352.95 | 26.83 | 0 | 0 | 0 | 0 | 0 | 0 | 190.7 | 0 | 0 | 0 | 1322.01 | 559.97 | 0 | 115052.81 | 0 | 0 | 0 | 0 | 7.52 | 0 | 84.34 | 17.08 | 0 | 0 | 89.3608 | 3.8124 | 0 | 0 | 0 | 0 | 0 | 17.0765 | 0 | 0 | 365.4372 | 17.0765 | 0
7139 | 43.68 | 1567.05 | 24.24 | 0 | 0 | 0 | 0 | 122.03 | 0 | 308.34 | 0 | 0 | 0 | 1377.96 | 599.13 | 0 | 115651.94 | 0 | 0 | 1.18 | 0 | 8.3 | 39.62 | 115.31 | 17.08 | 0 | 0 | 90.3649 | 3.8124 | 0 | 0 | 0 | 0 | 0 | 17.0765 | 0 | 0 | 365.4372 | 17.0765 | 0
7140 | 47.42 | 1655.31 | 23.31 | 0 | 0 | 0 | 0 | 157.14 | 0 | 459.82 | 0 | 0 | 0 | 1377.96 | 599.13 | 0 | 116251.07 | 0 | 0 | 1.19 | 0 | 9.24 | 39.7 | 149.58 | 17.08 | 56.88 | 0 | 89.3608 | 3.8124 | 0 | 0 | 0 | 0 | 0 | 17.0765 | 0 | 0 | 365.4372 | 17.0765 | 0
7141 | 49.03 | 1692.11 | 22.95 | 0 | 0 | 0 | 0 | 157.14 | 0 | 611.3 | 0 | 0 | 0 | 1377.96 | 599.13 | 0 | 116850.2 | 0 | 0 | 1.2 | 0 | 10.29 | 40.31 | 186.06 | 17.08 | 94.36 | 0 | 88.3568 | 4.7655 | 0 | 0 | 0 | 0 | 0 | 17.0765 | 0 | 0 | 365.4372 | 17.0765 | 0
7142 | 49.14 | 1694.43 | 22.41 | 0 | 0 | 0 | 0 | 157.14 | 0 | 762.78 | 0 | 0 | 0 | 1377.96 | 599.13 | 0 | 117449.34 | 0 | 0 | 1.18 | 0 | 11.35 | 39.49 | 222.41 | 17.08 | 98.1 | 0 | 87.3527 | 4.7655 | 0 | 0 | 0 | 0 | 0 | 17.0765 | 0 | 0 | 365.4372 | 17.0765 | 0
7143 | 45.11 | 1601.24 | 21.45 | 0 | 0 | 0 | 0 | 157.14 | 0 | 914.26 | 0 | 0 | 0 | 1377.96 | 599.13 | 0 | 118048.47 | 0 | 0 | 1.13 | 0 | 12.36 | 38.02 | 257.24 | 17.08 | 1.43 | 0 | 87.3527 | 4.7655 | 0 | 0 | 0 | 0 | 0 | 17.0765 | 0 | 0 | 365.4372 | 17.0765 | 0
7144 | 40.28 | 1482.23 | 20.86 | 0 | 0 | 0 | 0 | 34.65 | 0 | 947.67 | 0 | 0 | 0 | 1377.96 | 599.13 | 0 | 118647.6 | 0 | 0 | 1.12 | 0 | 13.38 | 37.52 | 292 | 17.08 | 0 | 0 | 87.3527 | 4.7655 | 0 | 0 | 0 | 0 | 0 | 17.0765 | 0 | 0 | 365.4372 | 17.0765 | 0
7145 | 34.96 | 1340.4 | 19.87 | 0 | 0 | 0 | 0 | 0 | 0 | 947.67 | 0 | 0 | 0 | 1298.33 | 543.39 | 0 | 119190.99 | 0 | 0 | 1.13 | 0 | 14.41 | 0.69 | 292 | 17.08 | 0 | 0 | 89.3608 | 5.7186 | 0 | 0 | 0 | 0 | 0 | 17.0765 | 0 | 0 | 365.4372 | 17.0765 | 0
7146 | 36.5 | 1382.76 | 18.09 | 0 | 0 | 0 | 0 | 0 | 0 | 947.67 | 0 | 0 | 0 | 1336.07 | 569.81 | 0 | 119760.81 | 0 | 0 | 0 | 0 | 14.25 | 3.24 | 292 | 17.08 | 0 | 0 | 91.3689 | 6.6717 | 0 | 0 | 0 | 0 | 0 | 17.0765 | 0 | 0 | 365.4372 | 17.0765 | 0
7147 | 2.2 | 113.77 | 16.49 | 0 | 0 | 0 | 0 | 0 | 0 | 947.67 | 0 | 0 | 0 | 19.48 | 0 | 351.8 | 119409.01 | 0 | 0 | 1.13 | 0 | 14.93 | 7.78 | 292 | 17.08 | 0 | 0 | 97.3933 | 6.6717 | 0 | 0 | 0 | 0 | 0 | 17.0765 | 0 | 0 | 365.4372 | 17.0765 | 0
7148 | 0 | 0 | 15.03 | 0 | 0 | 0 | 0 | 0 | 93.1031 | 851.09 | 0 | 0 | 0 | 0 | 0 | 365.44 | 119043.57 | 0 | 0 | 0 | 0 | 14.46 | 0 | 282.97 | 17.08 | 0 | 0 | 102.4135 | 5.7186 | 0 | 0 | 0 | 0 | 0 | 17.0765 | 0 | 0 | 365.4372 | 17.0765 | 0
7149 | 0 | 0 | 13.78 | 0 | 0 | 0 | 0 | 0 | 93.402 | 754.2 | 0 | 0 | 0 | 0 | 0 | 365.44 | 118678.13 | 0 | 0 | 0 | 0 | 13.87 | 0 | 271.78 | 17.08 | 0 | 0 | 102.4135 | 4.7655 | 0 | 0 | 0 | 0 | 0 | 17.0765 | 0 | 0 | 365.4372 | 17.0765 | 0
7150 | 0 | 0 | 13.42 | 0 | 0 | 0 | 0 | 0 | 84.7742 | 666.26 | 0 | 0 | 0 | 0 | 0 | 365.44 | 118312.7 | 0 | 0 | 0 | 0 | 13.2 | 0 | 259.08 | 17.08 | 0 | 0 | 94.3811 | 3.8124 | 0 | 0 | 0 | 0 | 0 | 17.0765 | 0 | 0 | 365.4372 | 17.0765 | 0
7151 | 0 | 0 | 13.58 | 0 | 0 | 0 | 0 | 0 | 72.6085 | 590.93 | 0 | 0 | 0 | 0 | 0 | 365.44 | 117947.26 | 0 | 0 | 0 | 0 | 12.48 | 0 | 245.34 | 17.08 | 0 | 0 | 83.3365 | 2.8593 | 0 | 0 | 0 | 0 | 0 | 17.0765 | 0 | 0 | 365.4372 | 17.0765 | 0
7152 | 0 | 0 | 14.49 | 0 | 0 | 0 | 0 | 0 | 62.7178 | 525.87 | 0 | 0 | 0 | 0 | 0 | 365.44 | 117581.82 | 0 | 0 | 0 | 0 | 11.76 | 0 | 231.74 | 17.08 | 0 | 0 | 75.3041 | 1.9062 | 0 | 0 | 0 | 0 | 0 | 17.0765 | 0 | 0 | 365.4372 | 17.0765 | 0
7153 | 0 | 0 | 16.09 | 0 | 0 | 0 | 0 | 0 | 55.1504 | 468.67 | 0 | 0 | 0 | 0 | 0 | 365.44 | 117216.39 | 0 | 0 | 0 | 0 | 11.11 | 0 | 219.3 | 17.08 | 0 | 0 | 70.2838 | 0.95311 | 0 | 0 | 0 | 0 | 0 | 17.0765 | 0 | 0 | 365.4372 | 17.0765 | 0
7154 | 0 | 0 | 17.87 | 0 | 0 | 0 | 0 | 0 | 49.405 | 417.41 | 0 | 0 | 0 | 0 | 0 | 365.44 | 116850.95 | 0 | 0 | 0 | 0 | 10.37 | 0 | 205.3 | 17.08 | 0 | 0 | 67.2716 | 0 | 0 | 0 | 0 | 0 | 0 | 17.0765 | 0 | 0 | 365.4372 | 17.0765 | 0
7155 | 0 | 0 | 19.38 | 0 | 0 | 0 | 0 | 0 | 46.889 | 368.78 | 0 | 0 | 0 | 0 | 0 | 365.44 | 116485.51 | 0 | 0 | 0 | 0 | 9.49 | 0 | 188.53 | 17.08 | 0 | 0 | 66.2676 | 0 | 0 | 0 | 0 | 0 | 0 | 17.0765 | 0 | 0 | 365.4372 | 17.0765 | 0
7156 | 0 | 0 | 18.27 | 0 | 0 | 0 | 0 | 0 | 46.9854 | 320.03 | 0 | 0 | 0 | 0 | 0 | 365.44 | 116120.07 | 0 | 0 | 0 | 0 | 8.56 | 0 | 170.81 | 17.08 | 0 | 0 | 65.2635 | 0 | 0 | 0 | 0 | 0 | 0 | 17.0765 | 0 | 0 | 365.4372 | 17.0765 | 0
7157 | 0 | 0 | 16.2 | 0 | 0 | 0 | 0 | 0 | 52.0753 | 266.01 | 0 | 0 | 0 | 0 | 0 | 365.44 | 115754.64 | 0 | 0 | 0 | 0 | 7.65 | 0 | 153.59 | 17.08 | 0 | 0 | 68.2757 | 0 | 0 | 0 | 0 | 0 | 0 | 17.0765 | 0 | 0 | 365.4372 | 17.0765 | 0
7158 | 0 | 0 | 13.81 | 0 | 0 | 0 | 0 | 0 | 60.4428 | 203.31 | 0 | 0 | 0 | 0 | 0 | 365.44 | 115389.2 | 0 | 0 | 0 | 0 | 6.72 | 0 | 135.94 | 17.08 | 0 | 0 | 73.296 | 0.95311 | 0 | 0 | 0 | 0 | 0 | 17.0765 | 0 | 0 | 365.4372 | 17.0765 | 0
7159 | 0 | 0 | 11.72 | 0 | 0 | 0 | 0 | 0 | 68.5018 | 132.26 | 0 | 0 | 0 | 0 | 0 | 365.44 | 115023.76 | 0 | 0 | 0 | 0 | 5.82 | 0 | 118.89 | 17.08 | 0 | 0 | 78.3162 | 1.9062 | 0 | 0 | 0 | 0 | 0 | 17.0765 | 0 | 0 | 365.4372 | 17.0765 | 0
7160 | 9.93 | 474.5 | 9.88 | 0 | 0 | 0 | 0 | 0 | 0 | 132.26 | 0 | 0 | 0 | 405.9 | 0 | 81.3 | 114942.46 | 0 | 0 | 1.26 | 0 | 6.2 | 0 | 103.27 | 17.08 | 0 | 0 | 83.3365 | 3.8124 | 0 | 0 | 0 | 0 | 0 | 17.0765 | 0 | 0 | 365.4372 | 17.0765 | 0
7161 | 24.77 | 1032.61 | 8.45 | 0 | 0 | 0 | 0 | 134.13 | 0 | 261.56 | 0 | 0 | 0 | 838.41 | 221.45 | 0 | 115163.91 | 0 | 0 | 1.22 | 0 | 6.81 | 0 | 92.87 | 17.08 | 0 | 0 | 86.3487 | 5.7186 | 0 | 0 | 0 | 0 | 0 | 17.0765 | 0 | 0 | 365.4372 | 17.0765 | 0
7162 | 37.16 | 1400.34 | 7.71 | 0 | 0 | 0 | 0 | 0 | 0 | 261.56 | 0 | 0 | 0 | 1352.85 | 581.56 | 0 | 115745.46 | 0 | 0 | 1.2 | 0 | 7.52 | 0 | 84.79 | 17.08 | 0 | 0 | 87.3527 | 3.8124 | 0 | 0 | 0 | 0 | 0 | 17.0765 | 0 | 0 | 365.4372 | 17.0765 | 0
7163 | 45.84 | 1618.68 | 7.57 | 0 | 0 | 0 | 0 | 157.14 | 0 | 413.04 | 0 | 0 | 0 | 1377.96 | 599.13 | 0 | 116344.6 | 0 | 0 | 1.18 | 0 | 8.3 | 39.62 | 115.75 | 17.08 | 5.02 | 0 | 87.3527 | 3.8124 | 0 | 0 | 0 | 0 | 0 | 17.0765 | 0 | 0 | 365.4372 | 17.0765 | 0
7164 | 48.77 | 1686.27 | 7.69 | 0 | 0 | 0 | 0 | 157.14 | 0 | 564.52 | 0 | 0 | 0 | 1377.96 | 599.13 | 0 | 116943.73 | 0 | 0 | 1.19 | 0 | 9.24 | 39.7 | 150.03 | 17.08 | 77.6 | 0 | 85.3446 | 3.8124 | 0 | 0 | 0 | 0 | 0 | 17.0765 | 0 | 0 | 365.4372 | 17.0765 | 0
7165 | 49.63 | 1705.49 | 7.82 | 0 | 0 | 0 | 0 | 157.14 | 0 | 716 | 0 | 0 | 0 | 1377.96 | 599.13 | 0 | 117542.86 | 0 | 0 | 1.2 | 0 | 10.29 | 40.31 | 186.51 | 17.08 | 97.22 | 0 | 84.3406 | 4.7655 | 0 | 0 | 0 | 0 | 0 | 17.0765 | 0 | 0 | 365.4372 | 17.0765 | 0
7166 | 49.13 | 1694.35 | 8 | 0 | 0 | 0 | 0 | 157.14 | 0 | 867.48 | 0 | 0 | 0 | 1377.96 | 599.13 | 0 | 118142 | 0 | 0 | 1.18 | 0 | 11.35 | 39.49 | 222.86 | 17.08 | 88.62 | 0 | 82.3324 | 4.7655 | 0 | 0 | 0 | 0 | 0 | 17.0765 | 0 | 0 | 365.4372 | 17.0765 | 0
7167 | 40.99 | 1500.15 | 8.25 | 0 | 0 | 0 | 0 | 83.19 | 0 | 947.67 | 0 | 0 | 0 | 1377.96 | 599.13 | 0 | 118741.13 | 0 | 0 | 1.13 | 0 | 12.36 | 0 | 221.57 | 17.08 | 0 | 0 | 82.3324 | 4.7655 | 0 | 0 | 0 | 0 | 0 | 17.0765 | 0 | 0 | 365.4372 | 17.0765 | 0
7168 | 31.66 | 1246.43 | 8.51 | 0 | 0 | 0 | 0 | 0 | 0 | 947.67 | 0 | 0 | 0 | 1197.38 | 472.73 | 0 | 119213.86 | 0 | 0 | 1.12 | 0 | 13.38 | 0 | 220.69 | 17.08 | 0 | 0 | 83.3365 | 4.7655 | 0 | 0 | 0 | 0 | 0 | 17.0765 | 0 | 0 | 365.4372 | 17.0765 | 0
7169 | 21.78 | 932.03 | 8.74 | 0 | 0 | 0 | 0 | 0 | 0 | 947.67 | 0 | 0 | 0 | 833.59 | 218.07 | 0 | 119431.93 | 0 | 0 | 1.13 | 0 | 14.41 | 37.78 | 255.93 | 17.08 | 0 | 0 | 84.3406 | 5.7186 | 0 | 0 | 0 | 0 | 0 | 17.0765 | 0 | 0 | 365.4372 | 17.0765 | 0
7170 | 21.56 | 924.52 | 8.82 | 0 | 0 | 0 | 0 | 0 | 0 | 947.67 | 0 | 0 | 0 | 859.76 | 236.4 | 0 | 119668.33 | 0 | 0 | 1.12 | 0 | 15.32 | 0 | 252.84 | 17.08 | 0 | 0 | 87.3527 | 6.6717 | 0 | 0 | 0 | 0 | 0 | 17.0765 | 0 | 0 | 365.4372 | 17.0765 | 0
7171 | 2.07 | 107.11 | 8.94 | 0 | 0 | 0 | 0 | 0 | 0 | 947.67 | 0 | 0 | 0 | 0 | 0 | 365.44 | 119302.89 | 0 | 0 | 1.13 | 0 | 16 | 15.93 | 260.58 | 17.08 | 0 | 0 | 94.3811 | 6.6717 | 0 | 0 | 0 | 0 | 0 | 17.0765 | 0 | 0 | 365.4372 | 17.0765 | 0
7172 | 0 | 0 | 8.92 | 0 | 0 | 0 | 0 | 0 | 97.2001 | 846.84 | 0 | 0 | 0 | 0 | 0 | 365.44 | 118937.45 | 0 | 0 | 0 | 0 | 15.52 | 0 | 251.56 | 17.08 | 0 | 0 | 100.4054 | 5.7186 | 0 | 0 | 0 | 0 | 0 | 17.0765 | 0 | 0 | 365.4372 | 17.0765 | 0
7173 | 0 | 0 | 8.82 | 0 | 0 | 0 | 0 | 0 | 96.3518 | 746.89 | 0 | 0 | 0 | 0 | 0 | 365.44 | 118572.02 | 0 | 0 | 0 | 0 | 14.94 | 0 | 240.37 | 17.08 | 0 | 0 | 100.4054 | 4.7655 | 0 | 0 | 0 | 0 | 0 | 17.0765 | 0 | 0 | 365.4372 | 17.0765 | 0
7174 | 0 | 0 | 9.04 | 0 | 0 | 0 | 0 | 0 | 88.1482 | 655.45 | 0 | 0 | 0 | 0 | 0 | 365.44 | 118206.58 | 0 | 0 | 0 | 0 | 14.27 | 0 | 227.66 | 17.08 | 0 | 0 | 93.377 | 3.8124 | 0 | 0 | 0 | 0 | 0 | 17.0765 | 0 | 0 | 365.4372 | 17.0765 | 0
7175 | 0 | 0 | 9.88 | 0 | 0 | 0 | 0 | 0 | 75.3077 | 577.33 | 0 | 0 | 0 | 0 | 0 | 365.44 | 117841.14 | 0 | 0 | 0 | 0 | 13.54 | 0 | 213.92 | 17.08 | 0 | 0 | 82.3324 | 2.8593 | 0 | 0 | 0 | 0 | 0 | 17.0765 | 0 | 0 | 365.4372 | 17.0765 | 0
7176 | 0 | 0 | 11.35 | 0 | 0 | 0 | 0 | 0 | 63.9807 | 510.95 | 0 | 0 | 0 | 0 | 0 | 365.44 | 117475.71 | 0 | 0 | 0.14 | 0 | 12.96 | 0 | 200.32 | 17.08 | 0 | 0 | 73.296 | 1.9062 | 0 | 0 | 0 | 0 | 0 | 17.0765 | 0 | 0 | 365.4372 | 17.0765 | 0
7177 | 0 | 0 | 13.12 | 0 | 0 | 0 | 0 | 0 | 57.1074 | 451.71 | 0 | 0 | 0 | 0 | 0 | 365.44 | 117110.27 | 0 | 0 | 0 | 0 | 12.3 | 0 | 187.88 | 17.08 | 0 | 0 | 69.2797 | 0.95311 | 0 | 0 | 0 | 0 | 0 | 17.0765 | 0 | 0 | 365.4372 | 17.0765 | 0
7178 | 0 | 0 | 14.54 | 0 | 0 | 0 | 0 | 0 | 50.7257 | 399.09 | 0 | 0 | 0 | 0 | 0 | 365.44 | 116744.83 | 0 | 0 | 0 | 0 | 11.57 | 0 | 173.89 | 17.08 | 0 | 0 | 65.2635 | 0 | 0 | 0 | 0 | 0 | 0 | 17.0765 | 0 | 0 | 365.4372 | 17.0765 | 0
7179 | 0 | 0 | 15.02 | 0 | 0 | 0 | 0 | 0 | 49.2411 | 348.01 | 0 | 0 | 0 | 0 | 0 | 365.44 | 116379.39 | 0 | 0 | 0 | 0 | 10.68 | 0 | 157.11 | 17.08 | 0 | 0 | 64.2595 | 0 | 0 | 0 | 0 | 0 | 0 | 17.0765 | 0 | 0 | 365.4372 | 17.0765 | 0
7180 | 0 | 0 | 13.9 | 0 | 0 | 0 | 0 | 0 | 51.3716 | 294.73 | 0 | 0 | 0 | 0 | 0 | 365.44 | 116013.96 | 0 | 0 | 0 | 0 | 9.75 | 0 | 139.4 | 17.08 | 0 | 0 | 65.2635 | 0 | 0 | 0 | 0 | 0 | 0 | 17.0765 | 0 | 0 | 365.4372 | 17.0765 | 0
7181 | 0 | 0 | 11.95 | 0 | 0 | 0 | 0 | 0 | 57.3387 | 235.25 | 0 | 0 | 0 | 0 | 0 | 365.44 | 115648.52 | 0 | 0 | 0 | 0 | 8.84 | 0 | 122.18 | 17.08 | 0 | 0 | 69.2797 | 0 | 0 | 0 | 0 | 0 | 0 | 17.0765 | 0 | 0 | 365.4372 | 17.0765 | 0
7182 | 0 | 0 | 9.82 | 0 | 0 | 0 | 0 | 0 | 64.4241 | 168.42 | 0 | 0 | 0 | 0 | 0 | 365.44 | 115283.08 | 0 | 0 | 0 | 0 | 7.92 | 0 | 104.53 | 17.08 | 0 | 0 | 73.296 | 0.95311 | 0 | 0 | 0 | 0 | 0 | 17.0765 | 0 | 0 | 365.4372 | 17.0765 | 0
7183 | 0 | 0 | 7.79 | 0 | 0 | 0 | 0 | 0 | 72.435 | 93.29 | 0 | 0 | 0 | 0 | 0 | 365.44 | 114917.65 | 0 | 0 | 0 | 0 | 7.02 | 0 | 87.48 | 17.08 | 0 | 0 | 78.3162 | 1.9062 | 0 | 0 | 0 | 0 | 0 | 17.0765 | 0 | 0 | 365.4372 | 17.0765 | 0
7184 | 1.02 | 53.2 | 6.32 | 0 | 0 | 0 | 0 | 0 | 26.616 | 65.68 | 0 | 0 | 0 | 0 | 0 | 365.44 | 114552.21 | 0 | 0 | 0 | 0 | 6.2 | 0 | 71.86 | 17.08 | 0 | 0 | 83.3365 | 3.8124 | 0 | 0 | 0 | 0 | 0 | 17.0765 | 0 | 0 | 365.4372 | 17.0765 | 0
7185 | 3.7 | 188.07 | 5.34 | 0 | 0 | 0 | 0 | 103.81 | 0 | 165.75 | 0 | 0 | 0 | 0 | 0 | 365.44 | 114186.77 | 0 | 0 | 1.22 | 0 | 6.81 | 0 | 61.45 | 17.08 | 0 | 0 | 86.3487 | 5.7186 | 0 | 0 | 0 | 0 | 0 | 17.0765 | 0 | 0 | 365.4372 | 17.0765 | 0
7186 | 5.57 | 277.93 | 4.96 | 0 | 0 | 0 | 0 | 157.14 | 0 | 317.23 | 0 | 0 | 0 | 38.96 | 0 | 338.17 | 113848.6 | 0 | 0 | 1.2 | 0 | 7.52 | 0 | 53.38 | 17.08 | 0 | 0 | 87.3527 | 3.8124 | 0 | 0 | 0 | 0 | 0 | 17.0765 | 0 | 0 | 365.4372 | 17.0765 | 0
7187 | 6.11 | 303.51 | 5.08 | 0 | 0 | 0 | 0 | 0 | 0 | 317.23 | 0 | 0 | 0 | 182.74 | 0 | 237.52 | 113611.08 | 0 | 0 | 1.18 | 0 | 8.3 | 39.62 | 84.34 | 17.08 | 0 | 0 | 87.3527 | 3.8124 | 0 | 0 | 0 | 0 | 0 | 17.0765 | 0 | 0 | 365.4372 | 17.0765 | 0
7188 | 7.31 | 358.3 | 5.62 | 0 | 0 | 0 | 0 | 0 | 0 | 317.23 | 0 | 0 | 0 | 279.88 | 0 | 169.52 | 113441.56 | 0 | 0 | 1.19 | 0 | 9.24 | 0 | 80.9 | 17.08 | 0 | 0 | 86.3487 | 3.8124 | 0 | 0 | 0 | 0 | 0 | 17.0765 | 0 | 0 | 365.4372 | 17.0765 | 0
7189 | 7.91 | 385.53 | 6.16 | 0 | 0 | 0 | 0 | 157.14 | 0 | 468.71 | 0 | 0 | 0 | 111.83 | 0 | 287.16 | 113154.4 | 0 | 0 | 1.2 | 0 | 10.29 | 40.31 | 117.38 | 17.08 | 0 | 0 | 84.3406 | 4.7655 | 0 | 0 | 0 | 0 | 0 | 17.0765 | 0 | 0 | 365.4372 | 17.0765 | 0
7190 | 7.68 | 375.19 | 6.66 | 0 | 0 | 0 | 0 | 157.14 | 0 | 620.19 | 0 | 0 | 0 | 144.12 | 0 | 264.56 | 112889.85 | 0 | 0 | 1.18 | 0 | 11.35 | 0 | 116.22 | 17.08 | 0 | 0 | 82.3324 | 4.7655 | 0 | 0 | 0 | 0 | 0 | 17.0765 | 0 | 0 | 365.4372 | 17.0765 | 0
7191 | 10.29 | 489.9 | 7.41 | 0 | 0 | 0 | 0 | 157.14 | 0 | 771.67 | 0 | 0 | 0 | 224.22 | 0 | 208.49 | 112681.36 | 0 | 0 | 1.13 | 0 | 12.36 | 38.02 | 151.05 | 17.08 | 0 | 0 | 82.3324 | 4.7655 | 0 | 0 | 0 | 0 | 0 | 17.0765 | 0 | 0 | 365.4372 | 17.0765 | 0
7192 | 12.15 | 568.16 | 7.84 | 0 | 0 | 0 | 0 | 0 | 0 | 771.67 | 0 | 0 | 0 | 461.4 | 0 | 42.45 | 112638.91 | 0 | 0 | 1.12 | 0 | 13.38 | 37.52 | 185.81 | 17.08 | 0 | 0 | 83.3365 | 4.7655 | 0 | 0 | 0 | 0 | 0 | 17.0765 | 0 | 0 | 365.4372 | 17.0765 | 0
7193 | 13.89 | 638.57 | 7.77 | 0 | 0 | 0 | 0 | 157.14 | 0 | 923.15 | 0 | 0 | 0 | 410.9 | 0 | 77.81 | 112561.1 | 0 | 0 | 1.13 | 0 | 14.41 | 0 | 185.15 | 17.08 | 0 | 0 | 85.3446 | 5.7186 | 0 | 0 | 0 | 0 | 0 | 17.0765 | 0 | 0 | 365.4372 | 17.0765 | 0
7194 | 13.45 | 621.14 | 7.36 | 0 | 0 | 0 | 0 | 25.43 | 0 | 947.67 | 0 | 0 | 0 | 483.82 | 0 | 26.76 | 112534.34 | 0 | 0 | 1.12 | 0 | 15.32 | 37.55 | 217.75 | 17.08 | 0 | 0 | 87.3527 | 6.6717 | 0 | 0 | 0 | 0 | 0 | 17.0765 | 0 | 0 | 365.4372 | 17.0765 | 0
7195 | 1.97 | 102.13 | 6.84 | 0 | 0 | 0 | 0 | 0 | 0 | 947.67 | 0 | 0 | 0 | 0 | 0 | 365.44 | 112168.9 | 0 | 0 | 1.13 | 0 | 16 | 9.76 | 219.62 | 17.08 | 0 | 0 | 93.377 | 6.6717 | 0 | 0 | 0 | 0 | 0 | 17.0765 | 0 | 0 | 365.4372 | 17.0765 | 0
7196 | 0 | 0 | 6.17 | 0 | 0 | 0 | 0 | 0 | 99.7065 | 844.24 | 0 | 0 | 0 | 0 | 0 | 365.44 | 111803.46 | 0 | 0 | 0 | 0.247 | 15.27 | 0 | 210.59 | 17.08 | 0 | 0 | 100.4054 | 5.7186 | 0 | 0 | 0 | 0 | 0 | 17.0765 | 0 | 0 | 365.4372 | 17.0765 | 0
7197 | 0 | 0 | 5.45 | 0 | 0 | 0 | 0 | 0 | 99.7162 | 740.8 | 0 | 0 | 0 | 0 | 0 | 365.44 | 111438.03 | 0 | 0 | 0 | 0 | 14.68 | 0 | 199.4 | 17.08 | 0 | 0 | 100.4054 | 4.7655 | 0 | 0 | 0 | 0 | 0 | 17.0765 | 0 | 0 | 365.4372 | 17.0765 | 0
7198 | 0 | 0 | 4.37 | 0 | 0 | 0 | 0 | 0 | 91.6186 | 645.76 | 0 | 0 | 0 | 0 | 0 | 365.44 | 111072.59 | 0 | 0 | 0 | 1.2065 | 12.74 | 0 | 186.7 | 17.08 | 0 | 0 | 93.377 | 3.8124 | 0 | 0 | 0 | 0 | 0 | 17.0765 | 0 | 0 | 365.4372 | 17.0765 | 0
7199 | 0 | 0 | 3.23 | 0 | 0 | 0 | 0 | 0 | 81.0242 | 561.71 | 0 | 0 | 0 | 0 | 0 | 367.42 | 110705.17 | 1.98 | 0.9306 | 0 | 0 | 12.01 | 0 | 172.96 | 17.08 | 0 | 0 | 82.3324 | 2.8593 | 0 | 0 | 0 | 0 | 0 | 17.0765 | 0 | 0 | 365.4372 | 17.0765 | 0
7200 | 0 | 0 | 2.44 | 0 | 0 | 0 | 0 | 0 | 71.4806 | 487.55 | 0 | 0 | 0 | 0 | 0 | 365.44 | 110339.73 | 0 | 0 | 0 | 1.2825 | 9.95 | 0 | 159.36 | 17.08 | 0 | 0 | 73.296 | 1.9062 | 0 | 0 | 0 | 0 | 0 | 17.0765 | 0 | 0 | 365.4372 | 17.0765 | 0
7201 | 0 | 0 | 1.91 | 0 | 0 | 0 | 0 | 0 | 68.3187 | 416.68 | 0 | 0 | 0 | 0 | 0 | 365.44 | 109974.3 | 0 | 0 | 0 | 0 | 9.3 | 0 | 146.92 | 17.08 | 0 | 0 | 69.2797 | 0.95311 | 0 | 0 | 0 | 0 | 0 | 17.0765 | 0 | 0 | 365.4372 | 17.0765 | 0
7202 | 0 | 0 | 1.57 | 0 | 0 | 0 | 0 | 0 | 63.6915 | 350.61 | 0 | 0 | 0 | 0 | 0 | 365.44 | 109608.86 | 0 | 0 | 0 | 0 | 8.56 | 0 | 132.92 | 17.08 | 0 | 0 | 65.2635 | 0 | 0 | 0 | 0 | 0 | 0 | 17.0765 | 0 | 0 | 365.4372 | 17.0765 | 0
7203 | 0 | 0 | 1.29 | 0 | 0 | 0 | 0 | 0 | 61.6574 | 286.65 | 0 | 0 | 0 | 0 | 0 | 365.44 | 109243.42 | 0 | 0 | 0 | 1.311 | 6.3 | 0 | 116.15 | 17.08 | 0 | 0 | 64.2595 | 0 | 0 | 0 | 0 | 0 | 0 | 17.0765 | 0 | 0 | 365.4372 | 17.0765 | 0
7204 | 0 | 0 | 1 | 0 | 0 | 0 | 0 | 0 | 51.5644 | 233.16 | 0 | 0 | 0 | 0 | 0 | 392.44 | 108850.98 | 27.01 | 12.6947 | 0 | 0 | 5.37 | 0 | 98.43 | 17.08 | 0 | 0 | 65.2635 | 0 | 0 | 0 | 0 | 0 | 0 | 17.0765 | 0 | 0 | 365.4372 | 17.0765 | 0
7205 | 0 | 0 | 0.73 | 0 | 0 | 0 | 0 | 0 | 69.5526 | 161.01 | 0 | 0 | 0 | 0 | 0 | 365.44 | 108485.54 | 0 | 0 | 0 | 0 | 4.46 | 0 | 81.21 | 17.08 | 0 | 0 | 70.2838 | 0 | 0 | 0 | 0 | 0 | 0 | 17.0765 | 0 | 0 | 365.4372 | 17.0765 | 0
7206 | 0 | 0 | 0.49 | 0 | 0 | 0 | 0 | 0 | 74.4883 | 83.74 | 0 | 0 | 0 | 0 | 0 | 365.44 | 108120.1 | 0 | 0 | 0 | 1.2825 | 2.18 | 0 | 63.56 | 17.08 | 0 | 0 | 75.3041 | 0.95311 | 0 | 0 | 0 | 0 | 0 | 17.0765 | 0 | 0 | 365.4372 | 17.0765 | 0
7207 | 0 | 0 | 0.28 | 0 | 0 | 0 | 0 | 0 | 80.7254 | 0 | 0 | 0 | 0 | 0 | 0 | 365.44 | 107754.67 | 0 | 0 | 0 | 1.216 | 0 | 0 | 46.51 | 17.08 | 0 | 0 | 80.3243 | 1.9062 | 0 | 0 | 0 | 0 | 0 | 17.0765 | 0 | 0 | 365.4372 | 17.0765 | 0
7208 | 14.25 | 652.96 | 0.15 | 0 | 0 | 0 | 0 | 0.39 | 0 | 0.37 | 0 | 0 | 0 | 576.57 | 38.16 | 0 | 107792.83 | 0 | 0 | 1.26 | 0 | 0.37 | 0 | 30.89 | 17.08 | 0 | 0 | 85.3446 | 3.8124 | 0 | 0 | 0 | 0 | 0 | 17.0765 | 0 | 0 | 365.4372 | 17.0765 | 0
7209 | 28.99 | 1166.47 | 0.09 | 0 | 0 | 0 | 0 | 1.38 | 0 | 1.7 | 0 | 0 | 0 | 1098.88 | 403.78 | 0 | 108196.6 | 0 | 0 | 1.22 | 0 | 0.99 | 0 | 20.49 | 17.08 | 0 | 0 | 88.3568 | 5.7186 | 0 | 0 | 0 | 0 | 0 | 17.0765 | 0 | 0 | 365.4372 | 17.0765 | 0
7210 | 39.34 | 1457.87 | 0.09 | 0 | 0 | 0 | 0 | 0 | 0 | 1.7 | 0 | 0 | 0 | 1377.96 | 599.13 | 0 | 108795.73 | 0 | 0 | 1.2 | 0 | 1.7 | 23.96 | 35.18 | 17.08 | 0 | 0 | 90.3649 | 3.8124 | 0 | 0 | 0 | 0 | 0 | 17.0765 | 0 | 0 | 365.4372 | 17.0765 | 0
7211 | 46.18 | 1626.7 | 0.13 | 0 | 0 | 0 | 0 | 157.14 | 0 | 153.18 | 0 | 0 | 0 | 1377.96 | 599.13 | 0 | 109394.87 | 0 | 0 | 1.18 | 0 | 2.47 | 39.62 | 66.14 | 17.08 | 1.93 | 0 | 91.3689 | 3.8124 | 0 | 0 | 0 | 0 | 0 | 17.0765 | 0 | 0 | 365.4372 | 17.0765 | 0
7212 | 47.99 | 1668.55 | 0.23 | 0 | 0 | 0 | 0 | 157.14 | 0 | 304.66 | 0 | 0 | 0 | 1377.96 | 599.13 | 0 | 109994 | 0 | 0 | 1.19 | 0 | 3.42 | 39.7 | 100.42 | 17.08 | 46.62 | 0 | 90.3649 | 3.8124 | 0 | 0 | 0 | 0 | 0 | 17.0765 | 0 | 0 | 365.4372 | 17.0765 | 0
7213 | 48.35 | 1676.72 | 0.36 | 0 | 0 | 0 | 0 | 157.14 | 0 | 456.14 | 0 | 0 | 0 | 1377.96 | 599.13 | 0 | 110593.13 | 0 | 0 | 1.2 | 0 | 4.47 | 40.31 | 136.89 | 17.08 | 54.69 | 0 | 89.3608 | 4.7655 | 0 | 0 | 0 | 0 | 0 | 17.0765 | 0 | 0 | 365.4372 | 17.0765 | 0
7214 | 47.81 | 1664.46 | 0.62 | 0 | 0 | 0 | 0 | 157.14 | 0 | 607.62 | 0 | 0 | 0 | 1377.96 | 599.13 | 0 | 111192.27 | 0 | 0 | 1.18 | 0 | 5.52 | 39.49 | 173.24 | 17.08 | 44.01 | 0 | 88.3568 | 4.7655 | 0 | 0 | 0 | 0 | 0 | 17.0765 | 0 | 0 | 365.4372 | 17.0765 | 0
7215 | 44.89 | 1596.15 | 0.91 | 0 | 0 | 0 | 0 | 157.14 | 0 | 759.1 | 0 | 0 | 0 | 1377.96 | 599.13 | 0 | 111791.4 | 0 | 0 | 1.13 | 0 | 6.53 | 12.6 | 183.93 | 17.08 | 0 | 0 | 88.3568 | 4.7655 | 0 | 0 | 0 | 0 | 0 | 17.0765 | 0 | 0 | 365.4372 | 17.0765 | 0
7216 | 41.82 | 1521.23 | 1.12 | 0 | 0 | 0 | 0 | 129.42 | 0 | 883.86 | 0 | 0 | 0 | 1303 | 546.66 | 0 | 112338.06 | 0 | 0 | 1.12 | 0 | 7.55 | 37.52 | 218.69 | 17.08 | 0 | 0 | 88.3568 | 4.7655 | 0 | 0 | 0 | 0 | 0 | 17.0765 | 0 | 0 | 365.4372 | 17.0765 | 0
7217 | 38.31 | 1430.95 | 1.15 | 0 | 0 | 0 | 0 | 0 | 0 | 883.86 | 0 | 0 | 0 | 1373.2 | 595.8 | 0 | 112933.86 | 0 | 0 | 1.13 | 0 | 8.59 | 0 | 218.03 | 17.08 | 0 | 0 | 90.3649 | 5.7186 | 0 | 0 | 0 | 0 | 0 | 17.0765 | 0 | 0 | 365.4372 | 17.0765 | 0
7218 | 41.24 | 1506.66 | 0.99 | 0 | 0 | 0 | 0 | 66.19 | 0 | 947.67 | 0 | 0 | 0 | 1377.96 | 599.13 | 0 | 113533 | 0 | 0 | 1.12 | 0 | 9.49 | 4.58 | 219.3 | 17.08 | 0 | 0 | 92.373 | 6.6717 | 0 | 0 | 0 | 0 | 0 | 17.0765 | 0 | 0 | 365.4372 | 17.0765 | 0
7219 | 2.23 | 115.52 | 0.88 | 0 | 0 | 0 | 0 | 0 | 0 | 947.67 | 0 | 0 | 0 | 0 | 0 | 365.44 | 113167.56 | 0 | 0 | 1.13 | 0 | 10.18 | 12.44 | 223.72 | 17.08 | 0 | 0 | 98.3973 | 6.6717 | 0 | 0 | 0 | 0 | 0 | 17.0765 | 0 | 0 | 365.4372 | 17.0765 | 0
7220 | 0 | 0 | 0.91 | 0 | 0 | 0 | 0 | 0 | 108.2283 | 835.4 | 0 | 0 | 0 | 0 | 0 | 365.44 | 112802.12 | 0 | 0 | 0 | 0 | 9.7 | 0 | 214.69 | 17.08 | 0 | 0 | 103.4176 | 5.7186 | 0 | 0 | 0 | 0 | 0 | 17.0765 | 0 | 0 | 365.4372 | 17.0765 | 0
7221 | 0 | 0 | 1.12 | 0 | 0 | 0 | 0 | 0 | 107.0618 | 724.34 | 0 | 0 | 0 | 0 | 0 | 365.44 | 112436.68 | 0 | 0 | 0 | 0 | 9.11 | 0 | 203.5 | 17.08 | 0 | 0 | 103.4176 | 4.7655 | 0 | 0 | 0 | 0 | 0 | 17.0765 | 0 | 0 | 365.4372 | 17.0765 | 0
7222 | 0 | 0 | 0.98 | 0 | 0 | 0 | 0 | 0 | 85.5261 | 635.63 | 0 | 0 | 0 | 0 | 0 | 392.44 | 112044.24 | 27.01 | 12.6947 | 0 | 0 | 8.44 | 0 | 190.8 | 17.08 | 0 | 0 | 95.3851 | 3.8124 | 0 | 0 | 0 | 0 | 0 | 17.0765 | 0 | 0 | 365.4372 | 17.0765 | 0
7223 | 0 | 0 | 0.67 | 0 | 0 | 0 | 0 | 0 | 73.8328 | 559.03 | 0 | 0 | 0 | 0 | 0 | 392.44 | 111651.8 | 27.01 | 12.6947 | 0 | 0 | 7.72 | 0 | 177.06 | 17.08 | 0 | 0 | 84.3406 | 2.8593 | 0 | 0 | 0 | 0 | 0 | 17.0765 | 0 | 0 | 365.4372 | 17.0765 | 0
7224 | 0 | 0 | 0.52 | 0 | 0 | 0 | 0 | 0 | 72.8495 | 483.46 | 0 | 0 | 0 | 0 | 0 | 375.75 | 111276.05 | 10.31 | 4.8457 | 0 | 0 | 7 | 0 | 163.46 | 17.08 | 0 | 0 | 76.3081 | 1.9062 | 0 | 0 | 0 | 0 | 0 | 17.0765 | 0 | 0 | 365.4372 | 17.0765 | 0
7225 | 0 | 0 | 0.41 | 0 | 0 | 0 | 0 | 0 | 71.8276 | 408.95 | 0 | 0 | 0 | 0 | 0 | 365.44 | 110910.62 | 0 | 0 | 0 | 0 | 6.35 | 0 | 151.02 | 17.08 | 0 | 0 | 71.2878 | 0.95311 | 0 | 0 | 0 | 0 | 0 | 17.0765 | 0 | 0 | 365.4372 | 17.0765 | 0
7226 | 0 | 0 | 0.33 | 0 | 0 | 0 | 0 | 0 | 55.2565 | 351.64 | 0 | 0 | 0 | 0 | 0 | 392.44 | 110518.17 | 27.01 | 12.6947 | 0 | 0 | 5.61 | 0 | 137.02 | 17.08 | 0 | 0 | 68.2757 | 0 | 0 | 0 | 0 | 0 | 0 | 17.0765 | 0 | 0 | 365.4372 | 17.0765 | 0
7227 | 0 | 0 | 0.3 | 0 | 0 | 0 | 0 | 0 | 54.2732 | 295.33 | 0 | 0 | 0 | 0 | 0 | 392.44 | 110125.73 | 27.01 | 12.6947 | 0 | 0 | 4.73 | 0 | 120.25 | 17.08 | 0 | 0 | 67.2716 | 0 | 0 | 0 | 0 | 0 | 0 | 17.0765 | 0 | 0 | 365.4372 | 17.0765 | 0
7228 | 0 | 0 | 0.34 | 0 | 0 | 0 | 0 | 0 | 67.9331 | 224.86 | 0 | 0 | 0 | 0 | 0 | 365.44 | 109760.29 | 0 | 0 | 0 | 0 | 3.8 | 0 | 102.53 | 17.08 | 0 | 0 | 68.2757 | 0 | 0 | 0 | 0 | 0 | 0 | 17.0765 | 0 | 0 | 365.4372 | 17.0765 | 0
7229 | 0 | 0 | 0.41 | 0 | 0 | 0 | 0 | 0 | 58.187 | 164.5 | 0 | 0 | 0 | 0 | 0 | 392.44 | 109367.85 | 27.01 | 12.6947 | 0 | 0 | 2.89 | 0 | 85.31 | 17.08 | 0 | 0 | 71.2878 | 0 | 0 | 0 | 0 | 0 | 0 | 17.0765 | 0 | 0 | 365.4372 | 17.0765 | 0
7230 | 0 | 0 | 0.44 | 0 | 0 | 0 | 0 | 0 | 76.8212 | 84.81 | 0 | 0 | 0 | 0 | 0 | 365.44 | 109002.41 | 0 | 0 | 0 | 0 | 1.96 | 0 | 67.66 | 17.08 | 0 | 0 | 76.3081 | 0.95311 | 0 | 0 | 0 | 0 | 0 | 17.0765 | 0 | 0 | 365.4372 | 17.0765 | 0
7231 | 0 | 0 | 0.46 | 0 | 0 | 0 | 0 | 0 | 81.7568 | 0 | 0 | 0 | 0 | 0 | 0 | 365.44 | 108636.97 | 0 | 0 | 0 | 1.0165 | 0 | 0 | 50.61 | 17.08 | 0 | 0 | 81.3284 | 1.9062 | 0 | 0 | 0 | 0 | 0 | 17.0765 | 0 | 0 | 365.4372 | 17.0765 | 0
7232 | 11.3 | 532.78 | 0.51 | 0 | 0 | 0 | 0 | 1.02 | 0 | 0.99 | 0 | 0 | 0 | 452.15 | 0 | 48.93 | 108588.04 | 0 | 0 | 1.26 | 0 | 0.37 | 0 | 34.99 | 17.08 | 0 | 0 | 86.3487 | 3.8124 | 0 | 0 | 0 | 0 | 0 | 17.0765 | 0 | 0 | 365.4372 | 17.0765 | 0
7233 | 26.17 | 1078.26 | 0.58 | 0 | 0 | 0 | 0 | 0 | 0 | 0.99 | 0 | 0 | 0 | 1008.71 | 340.66 | 0 | 108928.7 | 0 | 0 | 1.22 | 0 | 0.99 | 0 | 24.59 | 17.08 | 0 | 0 | 89.3608 | 5.7186 | 0 | 0 | 0 | 0 | 0 | 17.0765 | 0 | 0 | 365.4372 | 17.0765 | 0
7234 | 37.83 | 1418.34 | 0.62 | 0 | 0 | 0 | 0 | 0.74 | 0 | 1.7 | 0 | 0 | 0 | 1359.67 | 586.33 | 0 | 109515.03 | 0 | 0 | 1.2 | 0 | 1.7 | 0 | 16.51 | 17.08 | 0 | 0 | 91.3689 | 3.8124 | 0 | 0 | 0 | 0 | 0 | 17.0765 | 0 | 0 | 365.4372 | 17.0765 | 0
7235 | 45.88 | 1619.68 | 0.66 | 0 | 0 | 0 | 0 | 157.14 | 5.8611 | 147.1 | 0 | 0 | 0 | 1377.96 | 599.13 | 0 | 110114.16 | 0 | 0 | 1.18 | 0 | 2.47 | 39.62 | 47.48 | 17.08 | 0 | 0 | 92.373 | 3.8124 | 0 | 0 | 0 | 0 | 0 | 17.0765 | 0 | 0 | 365.4372 | 17.0765 | 0
7236 | 49.09 | 1693.48 | 0.71 | 0 | 0 | 0 | 0 | 157.14 | 0 | 298.58 | 0 | 0 | 0 | 1377.96 | 599.13 | 0 | 110713.29 | 0 | 0 | 1.19 | 0 | 3.42 | 39.7 | 81.75 | 17.08 | 72.12 | 0 | 91.3689 | 3.8124 | 0 | 0 | 0 | 0 | 0 | 17.0765 | 0 | 0 | 365.4372 | 17.0765 | 0
7237 | 50.79 | 1731.13 | 0.74 | 0 | 0 | 0 | 0 | 157.14 | 0 | 450.06 | 0 | 0 | 0 | 1377.96 | 599.13 | 0 | 111312.43 | 0 | 0 | 1.2 | 0 | 4.47 | 40.31 | 118.23 | 17.08 | 110.92 | 0 | 90.3649 | 4.7655 | 0 | 0 | 0 | 0 | 0 | 17.0765 | 0 | 0 | 365.4372 | 17.0765 | 0
7238 | 50.87 | 1732.85 | 0.75 | 0 | 0 | 0 | 0 | 157.14 | 0 | 601.54 | 0 | 0 | 0 | 1377.96 | 599.13 | 0 | 111911.56 | 0 | 0 | 1.18 | 0 | 5.52 | 39.49 | 154.58 | 17.08 | 114.59 | 0 | 89.3608 | 4.7655 | 0 | 0 | 0 | 0 | 0 | 17.0765 | 0 | 0 | 365.4372 | 17.0765 | 0
7239 | 48.09 | 1670.83 | 0.76 | 0 | 0 | 0 | 0 | 0 | 0 | 601.54 | 0 | 0 | 0 | 1377.96 | 599.13 | 0 | 112510.69 | 0 | 0 | 1.13 | 0 | 6.53 | 38.02 | 189.41 | 17.08 | 208.45 | 0 | 89.3608 | 4.7655 | 0 | 0 | 0 | 0 | 0 | 17.0765 | 0 | 0 | 365.4372 | 17.0765 | 0
7240 | 45.39 | 1607.96 | 0.7 | 0 | 0 | 0 | 0 | 157.14 | 13.8045 | 738.7 | 0 | 0 | 0 | 1377.96 | 599.13 | 0 | 113109.83 | 0 | 0 | 1.12 | 0 | 7.55 | 37.52 | 224.17 | 17.08 | 0 | 0 | 89.3608 | 4.7655 | 0 | 0 | 0 | 0 | 0 | 17.0765 | 0 | 0 | 365.4372 | 17.0765 | 0
7241 | 42.79 | 1545.08 | 0.63 | 0 | 0 | 0 | 0 | 74.55 | 0 | 810.56 | 0 | 0 | 0 | 1377.96 | 599.13 | 0 | 113708.96 | 0 | 0 | 1.13 | 0 | 8.59 | 37.78 | 259.41 | 17.08 | 0 | 0 | 91.3689 | 5.7186 | 0 | 0 | 0 | 0 | 0 | 17.0765 | 0 | 0 | 365.4372 | 17.0765 | 0
7242 | 46.14 | 1625.79 | 0.6 | 0 | 0 | 0 | 0 | 142.23 | 0 | 947.67 | 0 | 0 | 0 | 1377.96 | 599.13 | 0 | 114308.09 | 0 | 0 | 1.12 | 0 | 9.49 | 37.55 | 292 | 17.08 | 13.63 | 0 | 93.377 | 6.6717 | 0 | 0 | 0 | 0 | 0 | 17.0765 | 0 | 0 | 365.4372 | 17.0765 | 0
7243 | 2.27 | 117.14 | 0.61 | 0 | 0 | 0 | 0 | 0 | 0 | 947.67 | 0 | 0 | 0 | 12.81 | 0 | 356.47 | 113951.62 | 0 | 0 | 1.13 | 0 | 10.18 | 0 | 284.61 | 17.08 | 0 | 0 | 99.4014 | 6.6717 | 0 | 0 | 0 | 0 | 0 | 17.0765 | 0 | 0 | 365.4372 | 17.0765 | 0
7244 | 0 | 0 | 0.64 | 0 | 0 | 0 | 0 | 0 | 110.5033 | 833.04 | 0 | 0 | 0 | 0 | 0 | 365.44 | 113586.18 | 0 | 0 | 0 | 0 | 9.7 | 0 | 275.58 | 17.08 | 0 | 0 | 105.4257 | 5.7186 | 0 | 0 | 0 | 0 | 0 | 17.0765 | 0 | 0 | 365.4372 | 17.0765 | 0
7245 | 0 | 0 | 0.69 | 0 | 0 | 0 | 0 | 0 | 108.4982 | 720.49 | 0 | 0 | 0 | 0 | 0 | 365.44 | 113220.75 | 0 | 0 | 0 | 0 | 9.11 | 0 | 264.39 | 17.08 | 0 | 0 | 104.4216 | 4.7655 | 0 | 0 | 0 | 0 | 0 | 17.0765 | 0 | 0 | 365.4372 | 17.0765 | 0
7246 | 0 | 0 | 0.74 | 0 | 0 | 0 | 0 | 0 | 86.7696 | 630.48 | 0 | 0 | 0 | 0 | 0 | 392.44 | 112828.3 | 27.01 | 12.6947 | 0 | 0 | 8.44 | 0 | 251.68 | 17.08 | 0 | 0 | 96.3892 | 3.8124 | 0 | 0 | 0 | 0 | 0 | 17.0765 | 0 | 0 | 365.4372 | 17.0765 | 0
7247 | 0 | 0 | 0.84 | 0 | 0 | 0 | 0 | 0 | 74.6714 | 553.02 | 0 | 0 | 0 | 0 | 0 | 392.44 | 112435.86 | 27.01 | 12.6947 | 0 | 0 | 7.72 | 0 | 237.94 | 17.08 | 0 | 0 | 85.3446 | 2.8593 | 0 | 0 | 0 | 0 | 0 | 17.0765 | 0 | 0 | 365.4372 | 17.0765 | 0
7248 | 0 | 0 | 0.96 | 0 | 0 | 0 | 0 | 0 | 65.5616 | 485.01 | 0 | 0 | 0 | 0 | 0 | 392.44 | 112043.42 | 27.01 | 12.6947 | 0 | 0 | 7 | 0 | 224.34 | 17.08 | 0 | 0 | 77.3122 | 1.9062 | 0 | 0 | 0 | 0 | 0 | 17.0765 | 0 | 0 | 365.4372 | 17.0765 | 0
7249 | 0 | 0 | 1.1 | 0 | 0 | 0 | 0 | 0 | 59.4499 | 423.34 | 0 | 0 | 0 | 0 | 0 | 392.44 | 111650.97 | 27.01 | 12.6947 | 0 | 0 | 6.35 | 0 | 211.91 | 17.08 | 0 | 0 | 72.2919 | 0.95311 | 0 | 0 | 0 | 0 | 0 | 17.0765 | 0 | 0 | 365.4372 | 17.0765 | 0
7250 | 0 | 0 | 1.37 | 0 | 0 | 0 | 0 | 0 | 67.9138 | 352.89 | 0 | 0 | 0 | 0 | 0 | 365.44 | 111285.54 | 0 | 0 | 0 | 0 | 5.61 | 0 | 197.91 | 17.08 | 0 | 0 | 69.2797 | 0 | 0 | 0 | 0 | 0 | 0 | 17.0765 | 0 | 0 | 365.4372 | 17.0765 | 0
7251 | 0 | 0 | 1.62 | 0 | 0 | 0 | 0 | 0 | 66.6606 | 283.74 | 0 | 0 | 0 | 0 | 0 | 365.44 | 110920.1 | 0 | 0 | 0 | 0 | 4.73 | 0 | 181.13 | 17.08 | 0 | 0 | 68.2757 | 0 | 0 | 0 | 0 | 0 | 0 | 17.0765 | 0 | 0 | 365.4372 | 17.0765 | 0
7252 | 0 | 0 | 1.6 | 0 | 0 | 0 | 0 | 0 | 54.9866 | 226.7 | 0 | 0 | 0 | 0 | 0 | 392.44 | 110527.66 | 27.01 | 12.6947 | 0 | 0 | 3.8 | 0 | 163.42 | 17.08 | 0 | 0 | 69.2797 | 0 | 0 | 0 | 0 | 0 | 0 | 17.0765 | 0 | 0 | 365.4372 | 17.0765 | 0
7253 | 0 | 0 | 1.42 | 0 | 0 | 0 | 0 | 0 | 70.8733 | 153.18 | 0 | 0 | 0 | 0 | 0 | 365.44 | 110162.22 | 0 | 0 | 0 | 0 | 2.89 | 0 | 146.2 | 17.08 | 0 | 0 | 72.2919 | 0 | 0 | 0 | 0 | 0 | 0 | 17.0765 | 0 | 0 | 365.4372 | 17.0765 | 0
7254 | 0 | 0 | 1.25 | 0 | 0 | 0 | 0 | 0 | 65.5906 | 85.14 | 0 | 0 | 0 | 0 | 0 | 389.75 | 109772.47 | 24.32 | 11.4304 | 0 | 0 | 1.96 | 0 | 128.55 | 17.08 | 0 | 0 | 77.3122 | 0.95311 | 0 | 0 | 0 | 0 | 0 | 17.0765 | 0 | 0 | 365.4372 | 17.0765 | 0
7255 | 0 | 0 | 1.15 | 0 | 0 | 0 | 0 | 0 | 82.075 | 0 | 0 | 0 | 0 | 0 | 0 | 365.44 | 109407.03 | 0 | 0 | 0 | 1.0165 | 0 | 0 | 111.5 | 17.08 | 0 | 0 | 82.3324 | 1.9062 | 0 | 0 | 0 | 0 | 0 | 17.0765 | 0 | 0 | 365.4372 | 17.0765 | 0
7256 | 5.68 | 283.07 | 1.12 | 0 | 0 | 0 | 0 | 157.14 | 0 | 151.48 | 0 | 0 | 0 | 41.32 | 0 | 336.52 | 109070.51 | 0 | 0 | 1.26 | 0 | 0.37 | 0 | 95.88 | 17.08 | 0 | 0 | 86.3487 | 3.8124 | 0 | 0 | 0 | 0 | 0 | 17.0765 | 0 | 0 | 365.4372 | 17.0765 | 0
7257 | 16.99 | 758.89 | 1.18 | 0 | 0 | 0 | 0 | 157.14 | 0 | 302.96 | 0 | 0 | 0 | 481.64 | 0 | 28.29 | 109042.23 | 0 | 0 | 1.22 | 0 | 0.99 | 40.97 | 124.4 | 17.08 | 0 | 0 | 90.3649 | 5.7186 | 0 | 0 | 0 | 0 | 0 | 17.0765 | 0 | 0 | 365.4372 | 17.0765 | 0
7258 | 26.35 | 1083.98 | 1.17 | 0 | 0 | 0 | 0 | 157.14 | 0 | 454.44 | 0 | 0 | 0 | 857.98 | 235.15 | 0 | 109277.38 | 0 | 0 | 1.2 | 0 | 1.7 | 0 | 116.32 | 17.08 | 0 | 0 | 91.3689 | 3.8124 | 0 | 0 | 0 | 0 | 0 | 17.0765 | 0 | 0 | 365.4372 | 17.0765 | 0
7259 | 31.34 | 1237.01 | 1.16 | 0 | 0 | 0 | 0 | 0 | 0 | 454.44 | 0 | 0 | 0 | 1132.52 | 427.33 | 0 | 109704.7 | 0 | 0 | 1.18 | 0 | 2.47 | 39.62 | 147.28 | 17.08 | 0 | 0 | 92.373 | 3.8124 | 0 | 0 | 0 | 0 | 0 | 17.0765 | 0 | 0 | 365.4372 | 17.0765 | 0
7260 | 35.32 | 1350.42 | 1.29 | 0 | 0 | 0 | 0 | 157.14 | 0 | 605.92 | 0 | 0 | 0 | 1133.53 | 428.04 | 0 | 110132.74 | 0 | 0 | 1.19 | 0 | 3.42 | 0 | 143.85 | 17.08 | 0 | 0 | 91.3689 | 3.8124 | 0 | 0 | 0 | 0 | 0 | 17.0765 | 0 | 0 | 365.4372 | 17.0765 | 0
7261 | 37.44 | 1407.93 | 1.68 | 0 | 0 | 0 | 0 | 157.14 | 0 | 757.4 | 0 | 0 | 0 | 1153.26 | 441.85 | 0 | 110574.59 | 0 | 0 | 1.2 | 0 | 4.47 | 40.31 | 180.33 | 17.08 | 0 | 0 | 90.3649 | 4.7655 | 0 | 0 | 0 | 0 | 0 | 17.0765 | 0 | 0 | 365.4372 | 17.0765 | 0
7262 | 37.83 | 1418.31 | 2.28 | 0 | 0 | 0 | 0 | 157.14 | 0 | 908.88 | 0 | 0 | 0 | 1207.1 | 479.53 | 0 | 111054.12 | 0 | 0 | 0.06 | 0 | 4.46 | 0 | 179.16 | 17.08 | 0 | 0 | 89.3608 | 4.7655 | 0 | 0 | 0 | 0 | 0 | 17.0765 | 0 | 0 | 365.4372 | 17.0765 | 0
7263 | 34.71 | 1333.6 | 3.14 | 0 | 0 | 0 | 0 | 0 | 0 | 908.88 | 0 | 0 | 0 | 1276.19 | 527.9 | 0 | 111582.02 | 0 | 0 | 1.13 | 0 | 5.47 | 0 | 177.88 | 17.08 | 0 | 0 | 89.3608 | 4.7655 | 0 | 0 | 0 | 0 | 0 | 17.0765 | 0 | 0 | 365.4372 | 17.0765 | 0
7264 | 30.82 | 1221.68 | 4.11 | 0 | 0 | 0 | 0 | 37.44 | 0 | 944.97 | 0 | 0 | 0 | 1086.41 | 395.05 | 0 | 111977.07 | 0 | 0 | 1.12 | 0 | 6.49 | 37.52 | 212.64 | 17.08 | 0 | 0 | 89.3608 | 4.7655 | 0 | 0 | 0 | 0 | 0 | 17.0765 | 0 | 0 | 365.4372 | 17.0765 | 0
7265 | 26.39 | 1085.18 | 5.08 | 0 | 0 | 0 | 0 | 0 | 0 | 944.97 | 0 | 0 | 0 | 1019.43 | 348.17 | 0 | 112325.24 | 0 | 0 | 1.13 | 0 | 7.52 | 0 | 211.98 | 17.08 | 0 | 0 | 90.3649 | 5.7186 | 0 | 0 | 0 | 0 | 0 | 17.0765 | 0 | 0 | 365.4372 | 17.0765 | 0
7266 | 26.67 | 1094.02 | 6.03 | 0 | 0 | 0 | 0 | 0 | 0 | 944.97 | 0 | 0 | 0 | 988.99 | 326.86 | 0 | 112652.09 | 0 | 0 | 1.12 | 0 | 8.43 | 37.55 | 244.58 | 17.08 | 0 | 0 | 92.373 | 6.6717 | 0 | 0 | 0 | 0 | 0 | 17.0765 | 0 | 0 | 365.4372 | 17.0765 | 0
7267 | 2.11 | 109.39 | 6.93 | 0 | 0 | 0 | 0 | 2.8 | 0 | 947.67 | 0 | 0 | 0 | 0 | 0 | 365.44 | 112286.66 | 0 | 0 | 1.13 | 0 | 9.11 | 9.43 | 246.15 | 17.08 | 0 | 0 | 98.3973 | 6.6717 | 0 | 0 | 0 | 0 | 0 | 17.0765 | 0 | 0 | 365.4372 | 17.0765 | 0
7268 | 0 | 0 | 8.11 | 0 | 0 | 0 | 0 | 0 | 102.0298 | 841.83 | 0 | 0 | 0 | 0 | 0 | 365.44 | 111921.22 | 0 | 0 | 0 | 0 | 8.64 | 0 | 237.12 | 17.08 | 0 | 0 | 104.4216 | 5.7186 | 0 | 0 | 0 | 0 | 0 | 17.0765 | 0 | 0 | 365.4372 | 17.0765 | 0
7269 | 0 | 0 | 9.42 | 0 | 0 | 0 | 0 | 0 | 98.7714 | 739.37 | 0 | 0 | 0 | 0 | 0 | 365.44 | 111555.78 | 0 | 0 | 0 | 0 | 8.05 | 0 | 225.93 | 17.08 | 0 | 0 | 103.4176 | 4.7655 | 0 | 0 | 0 | 0 | 0 | 17.0765 | 0 | 0 | 365.4372 | 17.0765 | 0
7270 | 0 | 0 | 10.6 | 0 | 0 | 0 | 0 | 0 | 88.6012 | 647.47 | 0 | 0 | 0 | 0 | 0 | 365.44 | 111190.35 | 0 | 0 | 0 | 0 | 7.38 | 0 | 213.22 | 17.08 | 0 | 0 | 95.3851 | 3.8124 | 0 | 0 | 0 | 0 | 0 | 17.0765 | 0 | 0 | 365.4372 | 17.0765 | 0
7271 | 0 | 0 | 11.12 | 0 | 0 | 0 | 0 | 0 | 76.0885 | 568.54 | 0 | 0 | 0 | 0 | 0 | 365.44 | 110824.91 | 0 | 0 | 0 | 0 | 6.66 | 0 | 199.48 | 17.08 | 0 | 0 | 84.3406 | 2.8593 | 0 | 0 | 0 | 0 | 0 | 17.0765 | 0 | 0 | 365.4372 | 17.0765 | 0
7272 | 0 | 0 | 11.2 | 0 | 0 | 0 | 0 | 0 | 67.0173 | 499.02 | 0 | 0 | 0 | 0 | 0 | 365.44 | 110459.47 | 0 | 0 | 0 | 0 | 5.94 | 0 | 185.88 | 17.08 | 0 | 0 | 76.3081 | 1.9062 | 0 | 0 | 0 | 0 | 0 | 17.0765 | 0 | 0 | 365.4372 | 17.0765 | 0
7273 | 0 | 0 | 11.1 | 0 | 0 | 0 | 0 | 0 | 61.1465 | 435.59 | 0 | 0 | 0 | 0 | 0 | 365.44 | 110094.03 | 0 | 0 | 0 | 0 | 5.28 | 0 | 173.45 | 17.08 | 0 | 0 | 71.2878 | 0.95311 | 0 | 0 | 0 | 0 | 0 | 17.0765 | 0 | 0 | 365.4372 | 17.0765 | 0
7274 | 0 | 0 | 10.82 | 0 | 0 | 0 | 0 | 0 | 57.464 | 375.99 | 0 | 0 | 0 | 0 | 0 | 365.44 | 109728.6 | 0 | 0 | 0 | 0 | 4.55 | 0 | 159.45 | 17.08 | 0 | 0 | 68.2757 | 0 | 0 | 0 | 0 | 0 | 0 | 17.0765 | 0 | 0 | 365.4372 | 17.0765 | 0
7275 | 0 | 0 | 10.4 | 0 | 0 | 0 | 0 | 0 | 55.8638 | 318.04 | 0 | 0 | 0 | 0 | 0 | 365.44 | 109363.16 | 0 | 0 | 0 | 0 | 3.66 | 0 | 142.67 | 17.08 | 0 | 0 | 66.2676 | 0 | 0 | 0 | 0 | 0 | 0 | 17.0765 | 0 | 0 | 365.4372 | 17.0765 | 0
7276 | 0 | 0 | 9.42 | 0 | 0 | 0 | 0 | 0 | 57.8496 | 258.02 | 0 | 0 | 0 | 0 | 0 | 365.44 | 108997.72 | 0 | 0 | 0 | 0 | 2.73 | 0 | 124.96 | 17.08 | 0 | 0 | 67.2716 | 0 | 0 | 0 | 0 | 0 | 0 | 17.0765 | 0 | 0 | 365.4372 | 17.0765 | 0
7277 | 0 | 0 | 8.16 | 0 | 0 | 0 | 0 | 0 | 63.1324 | 192.54 | 0 | 0 | 0 | 0 | 0 | 365.44 | 108632.29 | 0 | 0 | 0 | 0 | 1.83 | 0 | 107.74 | 17.08 | 0 | 0 | 71.2878 | 0 | 0 | 0 | 0 | 0 | 0 | 17.0765 | 0 | 0 | 365.4372 | 17.0765 | 0
7278 | 0 | 0 | 6.71 | 0 | 0 | 0 | 0 | 0 | 69.543 | 120.39 | 0 | 0 | 0 | 0 | 0 | 365.44 | 108266.85 | 0 | 0 | 0 | 0 | 0.9 | 0 | 90.09 | 17.08 | 0 | 0 | 75.3041 | 0.95311 | 0 | 0 | 0 | 0 | 0 | 17.0765 | 0 | 0 | 365.4372 | 17.0765 | 0
7279 | 0 | 0 | 5.32 | 0 | 0 | 0 | 0 | 0 | 76.9176 | 40.61 | 0 | 0 | 0 | 0 | 0 | 365.44 | 107901.41 | 0 | 0 | 0 | 0 | 0 | 0 | 73.04 | 17.08 | 0 | 0 | 80.3243 | 1.9062 | 0 | 0 | 0 | 0 | 0 | 17.0765 | 0 | 0 | 365.4372 | 17.0765 | 0
7280 | 5.7 | 284.2 | 4.1 | 0 | 0 | 0 | 0 | 0 | 0 | 40.61 | 0 | 0 | 0 | 203.59 | 0 | 222.93 | 107678.48 | 0 | 0 | 1.26 | 0 | 0.37 | 0 | 57.42 | 17.08 | 0 | 0 | 85.3446 | 3.8124 | 0 | 0 | 0 | 0 | 0 | 17.0765 | 0 | 0 | 365.4372 | 17.0765 | 0
7281 | 17.83 | 790.29 | 3.18 | 0 | 0 | 0 | 0 | 157.14 | 0 | 192.09 | 0 | 0 | 0 | 517.88 | 0 | 2.92 | 107675.57 | 0 | 0 | 1.22 | 0 | 0.99 | 40.97 | 85.94 | 17.08 | 0 | 0 | 88.3568 | 5.7186 | 0 | 0 | 0 | 0 | 0 | 17.0765 | 0 | 0 | 365.4372 | 17.0765 | 0
7282 | 28.52 | 1151.94 | 3.45 | 0 | 0 | 0 | 0 | 157.14 | 0 | 343.57 | 0 | 0 | 0 | 891.21 | 258.41 | 0 | 107933.98 | 0 | 0 | 1.2 | 0 | 1.7 | 40.17 | 116.03 | 17.08 | 0 | 0 | 90.3649 | 3.8124 | 0 | 0 | 0 | 0 | 0 | 17.0765 | 0 | 0 | 365.4372 | 17.0765 | 0
7283 | 34.75 | 1334.56 | 4.77 | 0 | 0 | 0 | 0 | 143.39 | 0 | 481.8 | 0 | 0 | 0 | 1135.33 | 429.29 | 0 | 108363.27 | 0 | 0 | 1.18 | 0 | 2.47 | 0 | 109.34 | 17.08 | 0 | 0 | 90.3649 | 3.8124 | 0 | 0 | 0 | 0 | 0 | 17.0765 | 0 | 0 | 365.4372 | 17.0765 | 0
7284 | 39.32 | 1457.42 | 6.65 | 0 | 0 | 0 | 0 | 0 | 0 | 481.8 | 0 | 0 | 0 | 1370.45 | 593.88 | 0 | 108957.15 | 0 | 0 | 0.06 | 0 | 2.35 | 39.7 | 143.62 | 17.08 | 0 | 0 | 89.3608 | 3.8124 | 0 | 0 | 0 | 0 | 0 | 17.0765 | 0 | 0 | 365.4372 | 17.0765 | 0
7285 | 41.95 | 1524.35 | 9.28 | 0 | 0 | 0 | 0 | 103.3 | 0 | 581.37 | 0 | 0 | 0 | 1377.96 | 599.13 | 0 | 109556.29 | 0 | 0 | 1.2 | 0 | 3.4 | 0 | 141.8 | 17.08 | 0 | 0 | 88.3568 | 4.7655 | 0 | 0 | 0 | 0 | 0 | 17.0765 | 0 | 0 | 365.4372 | 17.0765 | 0
7286 | 43.3 | 1557.74 | 12.6 | 0 | 0 | 0 | 0 | 142.39 | 0 | 718.64 | 0 | 0 | 0 | 1377.96 | 599.13 | 0 | 110155.42 | 0 | 0 | 1.18 | 0 | 4.46 | 0 | 140.64 | 17.08 | 0 | 0 | 87.3527 | 4.7655 | 0 | 0 | 0 | 0 | 0 | 17.0765 | 0 | 0 | 365.4372 | 17.0765 | 0
7287 | 39.83 | 1470.6 | 16.6 | 0 | 0 | 0 | 0 | 17.81 | 0 | 735.8 | 0 | 0 | 0 | 1377.96 | 599.13 | 0 | 110754.55 | 0 | 0 | 1.13 | 0 | 5.47 | 38.02 | 175.47 | 17.08 | 0 | 0 | 87.3527 | 4.7655 | 0 | 0 | 0 | 0 | 0 | 17.0765 | 0 | 0 | 365.4372 | 17.0765 | 0
7288 | 35.44 | 1353.73 | 19.64 | 0 | 0 | 0 | 0 | 0 | 0 | 735.8 | 0 | 0 | 0 | 1314.56 | 554.75 | 0 | 111309.31 | 0 | 0 | 1.12 | 0 | 6.49 | 0 | 174.58 | 17.08 | 0 | 0 | 88.3568 | 4.7655 | 0 | 0 | 0 | 0 | 0 | 17.0765 | 0 | 0 | 365.4372 | 17.0765 | 0
7289 | 30.38 | 1208.59 | 21.49 | 0 | 0 | 0 | 0 | 0 | 0 | 735.8 | 0 | 0 | 0 | 1164.26 | 449.54 | 0 | 111758.85 | 0 | 0 | 1.13 | 0 | 7.52 | 0 | 173.93 | 17.08 | 0 | 0 | 89.3608 | 5.7186 | 0 | 0 | 0 | 0 | 0 | 17.0765 | 0 | 0 | 365.4372 | 17.0765 | 0
7290 | 31.21 | 1233.05 | 22.75 | 0 | 0 | 0 | 0 | 0 | 0 | 735.8 | 0 | 0 | 0 | 1150.29 | 439.77 | 0 | 112198.62 | 0 | 0 | 1.12 | 0 | 8.43 | 37.55 | 206.52 | 17.08 | 0 | 0 | 91.3689 | 6.6717 | 0 | 0 | 0 | 0 | 0 | 17.0765 | 0 | 0 | 365.4372 | 17.0765 | 0
7291 | 2.15 | 111.37 | 23.61 | 0 | 0 | 0 | 0 | 0 | 0 | 735.8 | 0 | 0 | 0 | 32.94 | 0 | 342.38 | 111856.24 | 0 | 0 | 1.13 | 0 | 9.11 | 0 | 199.13 | 17.08 | 0 | 0 | 96.3892 | 6.6717 | 0 | 0 | 0 | 0 | 0 | 17.0765 | 0 | 0 | 365.4372 | 17.0765 | 0
7292 | 0 | 0 | 23.95 | 0 | 0 | 0 | 0 | 0 | 84.1765 | 648.48 | 0 | 0 | 0 | 0 | 0 | 365.44 | 111490.8 | 0 | 0 | 0 | 0 | 8.64 | 0 | 190.1 | 17.08 | 0 | 0 | 102.4135 | 5.7186 | 0 | 0 | 0 | 0 | 0 | 17.0765 | 0 | 0 | 365.4372 | 17.0765 | 0
7293 | 0 | 0 | 24.01 | 0 | 0 | 0 | 0 | 0 | 83.1643 | 562.21 | 0 | 0 | 0 | 0 | 0 | 365.44 | 111125.36 | 0 | 0 | 0 | 0 | 8.05 | 0 | 178.91 | 17.08 | 0 | 0 | 102.4135 | 4.7655 | 0 | 0 | 0 | 0 | 0 | 17.0765 | 0 | 0 | 365.4372 | 17.0765 | 0
7294 | 0 | 0 | 24.22 | 0 | 0 | 0 | 0 | 0 | 73.9677 | 485.47 | 0 | 0 | 0 | 0 | 0 | 365.44 | 110759.93 | 0 | 0 | 0 | 0 | 7.38 | 0 | 166.21 | 17.08 | 0 | 0 | 94.3811 | 3.8124 | 0 | 0 | 0 | 0 | 0 | 17.0765 | 0 | 0 | 365.4372 | 17.0765 | 0
7295 | 0 | 0 | 24.4 | 0 | 0 | 0 | 0 | 0 | 61.7924 | 421.37 | 0 | 0 | 0 | 0 | 0 | 365.44 | 110394.49 | 0 | 0 | 0 | 0 | 6.66 | 0 | 152.47 | 17.08 | 0 | 0 | 83.3365 | 2.8593 | 0 | 0 | 0 | 0 | 0 | 17.0765 | 0 | 0 | 365.4372 | 17.0765 | 0
7296 | 0 | 0 | 24.56 | 0 | 0 | 0 | 0 | 0 | 52.6537 | 366.75 | 0 | 0 | 0 | 0 | 0 | 365.44 | 110029.05 | 0 | 0 | 0 | 0 | 5.94 | 0 | 138.87 | 17.08 | 0 | 0 | 75.3041 | 1.9062 | 0 | 0 | 0 | 0 | 0 | 17.0765 | 0 | 0 | 365.4372 | 17.0765 | 0
7297 | 0 | 0 | 24.71 | 0 | 0 | 0 | 0 | 0 | 46.5323 | 318.49 | 0 | 0 | 0 | 0 | 0 | 365.44 | 109663.62 | 0 | 0 | 0 | 0 | 5.28 | 0 | 126.43 | 17.08 | 0 | 0 | 70.2838 | 0.95311 | 0 | 0 | 0 | 0 | 0 | 17.0765 | 0 | 0 | 365.4372 | 17.0765 | 0
7298 | 0 | 0 | 24.44 | 0 | 0 | 0 | 0 | 0 | 42.8402 | 274.05 | 0 | 0 | 0 | 0 | 0 | 365.44 | 109298.18 | 0 | 0 | 0 | 0 | 4.55 | 0 | 112.43 | 17.08 | 0 | 0 | 67.2716 | 0 | 0 | 0 | 0 | 0 | 0 | 17.0765 | 0 | 0 | 365.4372 | 17.0765 | 0
7299 | 0 | 0 | 23.76 | 0 | 0 | 0 | 0 | 0 | 41.5002 | 231 | 0 | 0 | 0 | 0 | 0 | 365.44 | 108932.74 | 0 | 0 | 0 | 0 | 3.66 | 0 | 95.66 | 17.08 | 0 | 0 | 65.2635 | 0 | 0 | 0 | 0 | 0 | 0 | 17.0765 | 0 | 0 | 365.4372 | 17.0765 | 0
7300 | 0 | 0 | 21.26 | 0 | 0 | 0 | 0 | 0 | 45.0092 | 184.31 | 0 | 0 | 0 | 0 | 0 | 365.44 | 108567.3 | 0 | 0 | 0 | 0 | 2.73 | 0 | 77.94 | 17.08 | 0 | 0 | 66.2676 | 0 | 0 | 0 | 0 | 0 | 0 | 17.0765 | 0 | 0 | 365.4372 | 17.0765 | 0
7301 | 0 | 0 | 18.8 | 0 | 0 | 0 | 0 | 0 | 51.4776 | 130.91 | 0 | 0 | 0 | 0 | 0 | 365.44 | 108201.87 | 0 | 0 | 0 | 0 | 1.83 | 0 | 60.72 | 17.08 | 0 | 0 | 70.2838 | 0 | 0 | 0 | 0 | 0 | 0 | 17.0765 | 0 | 0 | 365.4372 | 17.0765 | 0
7302 | 0 | 0 | 16.36 | 0 | 0 | 0 | 0 | 0 | 58.8908 | 69.82 | 0 | 0 | 0 | 0 | 0 | 365.44 | 107836.43 | 0 | 0 | 0 | 0 | 0.9 | 0 | 43.07 | 17.08 | 0 | 0 | 74.3 | 0.95311 | 0 | 0 | 0 | 0 | 0 | 17.0765 | 0 | 0 | 365.4372 | 17.0765 | 0
7303 | 0 | 0 | 13.92 | 0 | 0 | 0 | 0 | 0 | 67.3065 | 0 | 0 | 0 | 0 | 0 | 0 | 365.44 | 107470.99 | 0 | 0 | 0 | 0 | 0 | 0 | 26.02 | 17.08 | 0 | 0 | 79.3203 | 1.9062 | 0 | 0 | 0 | 0 | 0 | 17.0765 | 0 | 0 | 365.4372 | 17.0765 | 0
7304 | 20.89 | 900.98 | 11.81 | 0 | 0 | 0 | 0 | 0 | 0 | 0 | 0 | 0 | 0 | 844.66 | 225.82 | 0 | 107696.82 | 0 | 0 | 0.87 | 0 | 0 | 0 | 10.4 | 17.08 | 0 | 0 | 84.3406 | 3.8124 | 0 | 0 | 0 | 0 | 0 | 17.0765 | 0 | 0 | 365.4372 | 17.0765 | 0
7305 | 32.56 | 1272.58 | 10.32 | 0 | 0 | 0 | 0 | 0 | 0 | 0 | 0 | 0 | 0 | 1220.81 | 489.13 | 0 | 108185.95 | 0 | 0 | 0.58 | 0 | 0 | 0 | 0 | 17.08 | 0 | 0 | 88.3568 | 5.7186 | 0 | 0 | 0 | 0 | 0 | 17.0765 | 0 | 0 | 365.4372 | 17.0765 | 0
7306 | 42.57 | 1539.83 | 9.69 | 0 | 0 | 0 | 0 | 79.59 | 0 | 76.72 | 0 | 0 | 0 | 1377.96 | 599.13 | 0 | 108785.08 | 0 | 0 | 1.2 | 0 | 0.71 | 40.17 | 30.09 | 17.08 | 0 | 0 | 89.3608 | 3.8124 | 0 | 0 | 0 | 0 | 0 | 17.0765 | 0 | 0 | 365.4372 | 17.0765 | 0
7307 | 49.91 | 1711.73 | 10.04 | 0 | 0 | 0 | 0 | 157.14 | 0 | 228.2 | 0 | 0 | 0 | 1377.96 | 599.13 | 0 | 109384.21 | 0 | 0 | 1.18 | 0 | 1.49 | 39.62 | 61.05 | 17.08 | 101.6 | 0 | 90.3649 | 3.8124 | 0 | 0 | 0 | 0 | 0 | 17.0765 | 0 | 0 | 365.4372 | 17.0765 | 0
7308 | 51.28 | 1741.78 | 11.45 | 0 | 0 | 0 | 0 | 157.14 | 0 | 379.68 | 0 | 0 | 0 | 1377.96 | 599.13 | 0 | 109983.35 | 0 | 0 | 1.19 | 0 | 2.43 | 39.7 | 95.33 | 17.08 | 135.35 | 0 | 89.3608 | 3.8124 | 0 | 0 | 0 | 0 | 0 | 17.0765 | 0 | 0 | 365.4372 | 17.0765 | 0
7309 | 50.97 | 1735.04 | 13.78 | 0 | 0 | 0 | 0 | 0 | 0 | 379.68 | 0 | 0 | 0 | 1377.96 | 599.13 | 0 | 110582.48 | 0 | 0 | 1.2 | 0 | 3.48 | 40.31 | 131.8 | 17.08 | 287.19 | 0 | 88.3568 | 4.7655 | 0 | 0 | 0 | 0 | 0 | 17.0765 | 0 | 0 | 365.4372 | 17.0765 | 0
7310 | 49.46 | 1701.61 | 16.86 | 0 | 0 | 0 | 0 | 157.14 | 0 | 531.16 | 0 | 0 | 0 | 1377.96 | 599.13 | 0 | 111181.61 | 0 | 0 | 1.18 | 0 | 4.54 | 39.49 | 168.15 | 17.08 | 100.04 | 0 | 87.3527 | 4.7655 | 0 | 0 | 0 | 0 | 0 | 17.0765 | 0 | 0 | 365.4372 | 17.0765 | 0
7311 | 49.05 | 1692.54 | 20.33 | 0 | 0 | 0 | 0 | 157.14 | 0 | 682.64 | 0 | 0 | 0 | 1377.96 | 599.13 | 0 | 111780.75 | 0 | 0 | 1.13 | 0 | 5.55 | 38.02 | 202.98 | 17.08 | 95.55 | 0 | 87.3527 | 4.7655 | 0 | 0 | 0 | 0 | 0 | 17.0765 | 0 | 0 | 365.4372 | 17.0765 | 0
7312 | 48.54 | 1680.89 | 22.69 | 0 | 0 | 0 | 0 | 157.14 | 0 | 834.12 | 0 | 0 | 0 | 1377.96 | 599.13 | 0 | 112379.88 | 0 | 0 | 1.12 | 0 | 6.56 | 37.52 | 237.74 | 17.08 | 86.26 | 0 | 87.3527 | 4.7655 | 0 | 0 | 0 | 0 | 0 | 17.0765 | 0 | 0 | 365.4372 | 17.0765 | 0
7313 | 48.41 | 1678.04 | 23.84 | 0 | 0 | 0 | 0 | 0 | 0 | 834.12 | 0 | 0 | 0 | 1377.96 | 599.13 | 0 | 112979.01 | 0 | 0 | 1.13 | 0 | 7.6 | 37.78 | 272.98 | 17.08 | 238.35 | 0 | 89.3608 | 5.7186 | 0 | 0 | 0 | 0 | 0 | 17.0765 | 0 | 0 | 365.4372 | 17.0765 | 0
7314 | 53.16 | 1782.36 | 23.88 | 0 | 0 | 0 | 0 | 117.79 | 0 | 947.67 | 0 | 0 | 0 | 1377.96 | 599.13 | 0 | 113578.15 | 0 | 0 | 1.12 | 0 | 8.5 | 23.27 | 292 | 17.08 | 241.23 | 0 | 91.3689 | 6.6717 | 0 | 0 | 0 | 0 | 0 | 17.0765 | 0 | 0 | 365.4372 | 17.0765 | 0
7315 | 2.33 | 120.31 | 23.07 | 0 | 0 | 0 | 0 | 0 | 69.1477 | 875.94 | 0 | 0 | 0 | 110.03 | 0 | 288.41 | 113289.73 | 0 | 0 | 0.76 | 0 | 8.83 | 0 | 284.61 | 17.08 | 0 | 0 | 97.3933 | 6.6717 | 0 | 0 | 0 | 0 | 0 | 17.0765 | 0 | 0 | 365.4372 | 17.0765 | 0
7316 | 0 | 0 | 21.88 | 0 | 0 | 0 | 0 | 0 | 87.2516 | 785.43 | 0 | 0 | 0 | 0 | 0 | 365.44 | 112924.29 | 0 | 0 | 0 | 0 | 8.36 | 0 | 275.58 | 17.08 | 0 | 0 | 103.4176 | 5.7186 | 0 | 0 | 0 | 0 | 0 | 17.0765 | 0 | 0 | 365.4372 | 17.0765 | 0
7317 | 0 | 0 | 20.71 | 0 | 0 | 0 | 0 | 0 | 87.7047 | 694.45 | 0 | 0 | 0 | 0 | 0 | 365.44 | 112558.86 | 0 | 0 | 1.24 | 0 | 8.94 | 0 | 264.39 | 17.08 | 0 | 0 | 102.4135 | 4.7655 | 0 | 0 | 0 | 0 | 0 | 17.0765 | 0 | 0 | 365.4372 | 17.0765 | 0
7318 | 0 | 0 | 20.28 | 0 | 0 | 0 | 0 | 0 | 77.9201 | 613.62 | 0 | 0 | 0 | 0 | 0 | 365.44 | 112193.42 | 0 | 0 | 0 | 0 | 8.28 | 0 | 251.68 | 17.08 | 0 | 0 | 94.3811 | 3.8124 | 0 | 0 | 0 | 0 | 0 | 17.0765 | 0 | 0 | 365.4372 | 17.0765 | 0
7319 | 0 | 0 | 20.36 | 0 | 0 | 0 | 0 | 0 | 65.8412 | 545.33 | 0 | 0 | 0 | 0 | 0 | 365.44 | 111827.98 | 0 | 0 | 0 | 0 | 7.55 | 0 | 237.94 | 17.08 | 0 | 0 | 83.3365 | 2.8593 | 0 | 0 | 0 | 0 | 0 | 17.0765 | 0 | 0 | 365.4372 | 17.0765 | 0
7320 | 0 | 0 | 21.02 | 0 | 0 | 0 | 0 | 0 | 57.5412 | 485.64 | 0 | 0 | 0 | 0 | 0 | 365.44 | 111462.54 | 0 | 0 | 1.35 | 0 | 8.11 | 0 | 224.34 | 17.08 | 0 | 0 | 75.3041 | 1.9062 | 0 | 0 | 0 | 0 | 0 | 17.0765 | 0 | 0 | 365.4372 | 17.0765 | 0
7321 | 0 | 0 | 22.18 | 0 | 0 | 0 | 0 | 0 | 49.058 | 434.75 | 0 | 0 | 0 | 0 | 0 | 365.44 | 111097.11 | 0 | 0 | 0 | 0 | 7.46 | 0 | 211.91 | 17.08 | 0 | 0 | 70.2838 | 0.95311 | 0 | 0 | 0 | 0 | 0 | 17.0765 | 0 | 0 | 365.4372 | 17.0765 | 0
7322 | 0 | 0 | 23.17 | 0 | 0 | 0 | 0 | 0 | 44.103 | 389 | 0 | 0 | 0 | 0 | 0 | 365.44 | 110731.67 | 0 | 0 | 0 | 0 | 6.72 | 0 | 197.91 | 17.08 | 0 | 0 | 67.2716 | 0 | 0 | 0 | 0 | 0 | 0 | 17.0765 | 0 | 0 | 365.4372 | 17.0765 | 0
7323 | 0 | 0 | 23.75 | 0 | 0 | 0 | 0 | 0 | 42.522 | 344.89 | 0 | 0 | 0 | 0 | 0 | 365.44 | 110366.23 | 0 | 0 | 0 | 0 | 5.84 | 0 | 181.13 | 17.08 | 0 | 0 | 66.2676 | 0 | 0 | 0 | 0 | 0 | 0 | 17.0765 | 0 | 0 | 365.4372 | 17.0765 | 0
7324 | 0 | 0 | 23.51 | 0 | 0 | 0 | 0 | 0 | 43.139 | 300.14 | 0 | 0 | 0 | 0 | 0 | 365.44 | 110000.8 | 0 | 0 | 1.39 | 0 | 6.22 | 0 | 163.42 | 17.08 | 0 | 0 | 65.2635 | 0 | 0 | 0 | 0 | 0 | 0 | 17.0765 | 0 | 0 | 365.4372 | 17.0765 | 0
7325 | 0 | 0 | 22.69 | 0 | 0 | 0 | 0 | 0 | 45.5876 | 252.85 | 0 | 0 | 0 | 0 | 0 | 365.44 | 109635.36 | 0 | 0 | 0 | 0 | 5.32 | 0 | 146.2 | 17.08 | 0 | 0 | 68.2757 | 0 | 0 | 0 | 0 | 0 | 0 | 17.0765 | 0 | 0 | 365.4372 | 17.0765 | 0
7326 | 0 | 0 | 21.28 | 0 | 0 | 0 | 0 | 0 | 52.9718 | 197.91 | 0 | 0 | 0 | 0 | 0 | 365.44 | 109269.92 | 0 | 0 | 0 | 0 | 4.39 | 0 | 128.55 | 17.08 | 0 | 0 | 73.296 | 0.95311 | 0 | 0 | 0 | 0 | 0 | 17.0765 | 0 | 0 | 365.4372 | 17.0765 | 0
7327 | 0 | 0 | 19.36 | 0 | 0 | 0 | 0 | 0 | 60.8573 | 134.77 | 0 | 0 | 0 | 0 | 0 | 365.44 | 108904.48 | 0 | 0 | 0 | 0 | 3.49 | 0 | 111.5 | 17.08 | 0 | 0 | 78.3162 | 1.9062 | 0 | 0 | 0 | 0 | 0 | 17.0765 | 0 | 0 | 365.4372 | 17.0765 | 0
7328 | 21.33 | 916.51 | 17.24 | 0 | 0 | 0 | 0 | 0 | 0 | 134.77 | 0 | 0 | 0 | 867.94 | 242.12 | 0 | 109146.61 | 0 | 0 | 0 | 0 | 2.67 | 0 | 95.88 | 17.08 | 0 | 0 | 83.3365 | 3.8124 | 0 | 0 | 0 | 0 | 0 | 17.0765 | 0 | 0 | 365.4372 | 17.0765 | 0
7329 | 32.7 | 1276.61 | 15.26 | 0 | 0 | 0 | 0 | 0 | 0 | 134.77 | 0 | 0 | 0 | 1231.29 | 496.46 | 0 | 109643.07 | 0 | 0 | 1.22 | 0 | 3.28 | 0 | 85.48 | 17.08 | 0 | 0 | 86.3487 | 5.7186 | 0 | 0 | 0 | 0 | 0 | 17.0765 | 0 | 0 | 365.4372 | 17.0765 | 0
7330 | 42.64 | 1541.5 | 14.65 | 0 | 0 | 0 | 0 | 128.47 | 0 | 258.62 | 0 | 0 | 0 | 1377.96 | 599.13 | 0 | 110242.2 | 0 | 0 | 1.2 | 0 | 4 | 0 | 77.4 | 17.08 | 0 | 0 | 87.3527 | 3.8124 | 0 | 0 | 0 | 0 | 0 | 17.0765 | 0 | 0 | 365.4372 | 17.0765 | 0
7331 | 49.99 | 1713.59 | 15.06 | 0 | 0 | 0 | 0 | 157.14 | 0 | 410.1 | 0 | 0 | 0 | 1377.96 | 599.13 | 0 | 110841.34 | 0 | 0 | 1.18 | 0 | 4.77 | 39.62 | 108.36 | 17.08 | 111.58 | 0 | 87.3527 | 3.8124 | 0 | 0 | 0 | 0 | 0 | 17.0765 | 0 | 0 | 365.4372 | 17.0765 | 0
7332 | 45.73 | 1615.94 | 15.71 | 0 | 0 | 0 | 0 | 157.14 | 0 | 561.58 | 0 | 0 | 0 | 1377.96 | 599.13 | 0 | 111440.47 | 0 | 0 | 1.19 | 0 | 5.72 | 39.7 | 142.64 | 17.08 | 12.23 | 0 | 85.3446 | 3.8124 | 0 | 0 | 0 | 0 | 0 | 17.0765 | 0 | 0 | 365.4372 | 17.0765 | 0
7333 | 40.16 | 1479.04 | 16.26 | 0 | 0 | 0 | 0 | 44.73 | 0 | 604.69 | 0 | 0 | 0 | 1377.96 | 599.13 | 0 | 112039.6 | 0 | 0 | 1.2 | 0 | 6.76 | 22.47 | 162.16 | 17.08 | 0 | 0 | 84.3406 | 4.7655 | 0 | 0 | 0 | 0 | 0 | 17.0765 | 0 | 0 | 365.4372 | 17.0765 | 0
7334 | 33.05 | 1286.62 | 16.96 | 0 | 0 | 0 | 0 | 0 | 0 | 604.69 | 0 | 0 | 0 | 1249.54 | 509.24 | 0 | 112548.85 | 0 | 0 | 0 | 0 | 6.7 | 0 | 161 | 17.08 | 0 | 0 | 82.3324 | 4.7655 | 0 | 0 | 0 | 0 | 0 | 17.0765 | 0 | 0 | 365.4372 | 17.0765 | 0
7335 | 35.3 | 1349.7 | 17.67 | 0 | 0 | 0 | 0 | 0 | 0 | 604.69 | 0 | 0 | 0 | 1315.57 | 555.46 | 0 | 113104.31 | 0 | 0 | 0 | 0 | 6.63 | 0 | 159.72 | 17.08 | 0 | 0 | 82.3324 | 4.7655 | 0 | 0 | 0 | 0 | 0 | 17.0765 | 0 | 0 | 365.4372 | 17.0765 | 0
7336 | 38.18 | 1427.73 | 17.85 | 0 | 0 | 0 | 0 | 0 | 0 | 604.69 | 0 | 0 | 0 | 1377.96 | 599.13 | 0 | 113703.44 | 0 | 0 | 1.12 | 0 | 7.65 | 16.58 | 174.58 | 17.08 | 0 | 0 | 83.3365 | 4.7655 | 0 | 0 | 0 | 0 | 0 | 17.0765 | 0 | 0 | 365.4372 | 17.0765 | 0
7337 | 42.29 | 1532.7 | 17.47 | 0 | 0 | 0 | 0 | 122.31 | 0 | 722.6 | 0 | 0 | 0 | 1377.96 | 599.13 | 0 | 114302.57 | 0 | 0 | 1.13 | 0 | 8.69 | 0 | 173.93 | 17.08 | 0 | 0 | 85.3446 | 5.7186 | 0 | 0 | 0 | 0 | 0 | 17.0765 | 0 | 0 | 365.4372 | 17.0765 | 0
7338 | 45.53 | 1611.31 | 16.79 | 0 | 0 | 0 | 0 | 157.14 | 0 | 874.08 | 0 | 0 | 0 | 1377.96 | 599.13 | 0 | 114901.71 | 0 | 0 | 1.12 | 0 | 9.59 | 37.55 | 206.52 | 17.08 | 5.83 | 0 | 87.3527 | 6.6717 | 0 | 0 | 0 | 0 | 0 | 17.0765 | 0 | 0 | 365.4372 | 17.0765 | 0
7339 | 2.29 | 118.15 | 16.4 | 0 | 0 | 0 | 0 | 0 | 0 | 874.08 | 0 | 0 | 0 | 35.78 | 0 | 340.39 | 114561.31 | 0 | 0 | 0 | 0 | 9.2 | 0 | 199.13 | 17.08 | 0 | 0 | 94.3811 | 6.6717 | 0 | 0 | 0 | 0 | 0 | 17.0765 | 0 | 0 | 365.4372 | 17.0765 | 0
7340 | 0 | 0 | 16.12 | 0 | 0 | 0 | 0 | 0 | 89.999 | 780.72 | 0 | 0 | 0 | 0 | 0 | 365.44 | 114195.88 | 0 | 0 | 0 | 0 | 8.73 | 0 | 190.1 | 17.08 | 0 | 0 | 100.4054 | 5.7186 | 0 | 0 | 0 | 0 | 0 | 17.0765 | 0 | 0 | 365.4372 | 17.0765 | 0
7341 | 0 | 0 | 15.66 | 0 | 0 | 0 | 0 | 0 | 89.517 | 687.87 | 0 | 0 | 0 | 0 | 0 | 365.44 | 113830.44 | 0 | 0 | 0 | 0 | 8.14 | 0 | 178.91 | 17.08 | 0 | 0 | 100.4054 | 4.7655 | 0 | 0 | 0 | 0 | 0 | 17.0765 | 0 | 0 | 365.4372 | 17.0765 | 0
7342 | 0 | 0 | 16.22 | 0 | 0 | 0 | 0 | 0 | 80.9664 | 603.87 | 0 | 0 | 0 | 0 | 0 | 365.44 | 113465 | 0 | 0 | 0 | 0 | 7.47 | 0 | 166.21 | 17.08 | 0 | 0 | 93.377 | 3.8124 | 0 | 0 | 0 | 0 | 0 | 17.0765 | 0 | 0 | 365.4372 | 17.0765 | 0
7343 | 0 | 0 | 17.17 | 0 | 0 | 0 | 0 | 0 | 68.0198 | 533.31 | 0 | 0 | 0 | 0 | 0 | 365.44 | 113099.57 | 0 | 0 | 0 | 0 | 6.75 | 0 | 152.47 | 17.08 | 0 | 0 | 82.3324 | 2.8593 | 0 | 0 | 0 | 0 | 0 | 17.0765 | 0 | 0 | 365.4372 | 17.0765 | 0
7344 | 0 | 0 | 18.28 | 0 | 0 | 0 | 0 | 0 | 58.2642 | 472.87 | 0 | 0 | 0 | 0 | 0 | 365.44 | 112734.13 | 0 | 0 | 1.35 | 0 | 7.31 | 0 | 138.87 | 17.08 | 0 | 0 | 73.296 | 1.9062 | 0 | 0 | 0 | 0 | 0 | 17.0765 | 0 | 0 | 365.4372 | 17.0765 | 0
7345 | 0 | 0 | 19.36 | 0 | 0 | 0 | 0 | 0 | 50.8703 | 420.1 | 0 | 0 | 0 | 0 | 0 | 365.44 | 112368.69 | 0 | 0 | 0 | 0 | 6.65 | 0 | 126.43 | 17.08 | 0 | 0 | 69.2797 | 0.95311 | 0 | 0 | 0 | 0 | 0 | 17.0765 | 0 | 0 | 365.4372 | 17.0765 | 0
7346 | 0 | 0 | 20.03 | 0 | 0 | 0 | 0 | 0 | 45.2309 | 373.18 | 0 | 0 | 0 | 0 | 0 | 365.44 | 112003.25 | 0 | 0 | 0 | 0 | 5.92 | 0 | 112.43 | 17.08 | 0 | 0 | 65.2635 | 0 | 0 | 0 | 0 | 0 | 0 | 17.0765 | 0 | 0 | 365.4372 | 17.0765 | 0
7347 | 0 | 0 | 20.39 | 0 | 0 | 0 | 0 | 0 | 43.8716 | 327.67 | 0 | 0 | 0 | 0 | 0 | 365.44 | 111637.82 | 0 | 0 | 0 | 0 | 5.03 | 0 | 95.66 | 17.08 | 0 | 0 | 64.2595 | 0 | 0 | 0 | 0 | 0 | 0 | 17.0765 | 0 | 0 | 365.4372 | 17.0765 | 0
7348 | 0 | 0 | 19.25 | 0 | 0 | 0 | 0 | 0 | 46.0214 | 279.93 | 0 | 0 | 0 | 0 | 0 | 365.44 | 111272.38 | 0 | 0 | 0 | 0 | 4.1 | 0 | 77.94 | 17.08 | 0 | 0 | 65.2635 | 0 | 0 | 0 | 0 | 0 | 0 | 17.0765 | 0 | 0 | 365.4372 | 17.0765 | 0
7349 | 0 | 0 | 17.82 | 0 | 0 | 0 | 0 | 0 | 51.4583 | 226.55 | 0 | 0 | 0 | 0 | 0 | 365.44 | 110906.94 | 0 | 0 | 0 | 0 | 3.2 | 0 | 60.72 | 17.08 | 0 | 0 | 69.2797 | 0 | 0 | 0 | 0 | 0 | 0 | 17.0765 | 0 | 0 | 365.4372 | 17.0765 | 0
7350 | 0 | 0 | 16.25 | 0 | 0 | 0 | 0 | 0 | 151.483 | 69.42 | 0 | 0 | 0 | 93.49 | 0 | 300 | 110606.95 | 0 | 0 | 0 | 0 | 2.27 | 0 | 43.07 | 17.08 | 0 | 0 | 73.296 | 0.95311 | 0 | 0 | 0 | 0 | 0 | 17.0765 | 0 | 0 | 365.4372 | 17.0765 | 0
7351 | 0 | 0 | 14.62 | 0 | 0 | 0 | 0 | 0 | 65.6002 | 1.37 | 0 | 0 | 0 | 0 | 0 | 365.44 | 110241.51 | 0 | 0 | 0 | 0 | 1.37 | 0 | 26.02 | 17.08 | 0 | 0 | 78.3162 | 1.9062 | 0 | 0 | 0 | 0 | 0 | 17.0765 | 0 | 0 | 365.4372 | 17.0765 | 0
7352 | 24.59 | 1026.83 | 12.93 | 0 | 0 | 0 | 0 | 0 | 0 | 1.37 | 0 | 0 | 0 | 977.2 | 318.6 | 0 | 110560.11 | 0 | 0 | 0 | 0 | 0.55 | 0 | 10.4 | 17.08 | 0 | 0 | 83.3365 | 3.8124 | 0 | 0 | 0 | 0 | 0 | 17.0765 | 0 | 0 | 365.4372 | 17.0765 | 0
7353 | 33.71 | 1305.45 | 11.44 | 0 | 0 | 0 | 0 | 0 | 1.3207 | 0 | 0 | 0 | 0 | 1259.86 | 516.47 | 0 | 111076.58 | 0 | 0 | 0 | 0 | 0 | 0 | 0 | 17.08 | 0 | 0 | 86.3487 | 5.7186 | 0 | 0 | 0 | 0 | 0 | 17.0765 | 0 | 0 | 365.4372 | 17.0765 | 0
7354 | 43.14 | 1553.68 | 10.08 | 0 | 0 | 0 | 0 | 40.24 | 0 | 38.79 | 0 | 0 | 0 | 1377.96 | 599.13 | 0 | 111675.71 | 0 | 0 | 1.2 | 0 | 0.71 | 40.17 | 30.09 | 17.08 | 56.16 | 0 | 87.3527 | 3.8124 | 0 | 0 | 0 | 0 | 0 | 17.0765 | 0 | 0 | 365.4372 | 17.0765 | 0
7355 | 50.06 | 1714.97 | 9.25 | 0 | 0 | 0 | 0 | 157.14 | 0 | 190.27 | 0 | 0 | 0 | 1377.96 | 599.13 | 0 | 112274.84 | 0 | 0 | 1.18 | 0 | 1.49 | 39.62 | 61.05 | 17.08 | 107.2 | 0 | 87.3527 | 3.8124 | 0 | 0 | 0 | 0 | 0 | 17.0765 | 0 | 0 | 365.4372 | 17.0765 | 0
7356 | 51.34 | 1743.25 | 9.03 | 0 | 0 | 0 | 0 | 157.14 | 0 | 341.75 | 0 | 0 | 0 | 1377.96 | 599.13 | 0 | 112873.98 | 0 | 0 | 1.19 | 0 | 2.43 | 39.7 | 95.33 | 17.08 | 137.49 | 0 | 86.3487 | 3.8124 | 0 | 0 | 0 | 0 | 0 | 17.0765 | 0 | 0 | 365.4372 | 17.0765 | 0
7357 | 51.06 | 1737.15 | 9.16 | 0 | 0 | 0 | 0 | 157.14 | 0 | 493.23 | 0 | 0 | 0 | 1377.96 | 599.13 | 0 | 113473.11 | 0 | 0 | 1.2 | 0 | 3.48 | 40.31 | 131.8 | 17.08 | 131.65 | 0 | 84.3406 | 4.7655 | 0 | 0 | 0 | 0 | 0 | 17.0765 | 0 | 0 | 365.4372 | 17.0765 | 0
7358 | 49.59 | 1704.64 | 9.55 | 0 | 0 | 0 | 0 | 157.14 | 0 | 644.71 | 0 | 0 | 0 | 1377.96 | 599.13 | 0 | 114072.24 | 0 | 0 | 1.18 | 0 | 4.54 | 39.49 | 168.15 | 17.08 | 100.92 | 0 | 82.3324 | 4.7655 | 0 | 0 | 0 | 0 | 0 | 17.0765 | 0 | 0 | 365.4372 | 17.0765 | 0
7359 | 47.59 | 1659.33 | 10.06 | 0 | 0 | 0 | 0 | 0 | 0 | 644.71 | 0 | 0 | 0 | 1377.96 | 599.13 | 0 | 114671.38 | 0 | 0 | 1.13 | 0 | 5.55 | 38.02 | 202.98 | 17.08 | 212.77 | 0 | 82.3324 | 4.7655 | 0 | 0 | 0 | 0 | 0 | 17.0765 | 0 | 0 | 365.4372 | 17.0765 | 0
7360 | 45.14 | 1601.99 | 10.87 | 0 | 0 | 0 | 0 | 157.14 | 0 | 796.19 | 0 | 0 | 0 | 1377.96 | 599.13 | 0 | 115270.51 | 0 | 0 | 1.12 | 0 | 6.56 | 0 | 202.1 | 17.08 | 33.68 | 0 | 83.3365 | 4.7655 | 0 | 0 | 0 | 0 | 0 | 17.0765 | 0 | 0 | 365.4372 | 17.0765 | 0
7361 | 42.58 | 1540.09 | 11.6 | 0 | 0 | 0 | 0 | 0 | 0 | 796.19 | 0 | 0 | 0 | 1377.96 | 599.13 | 0 | 115869.64 | 0 | 0 | 1.13 | 0 | 7.6 | 37.78 | 237.34 | 17.08 | 86.34 | 0 | 85.3446 | 5.7186 | 0 | 0 | 0 | 0 | 0 | 17.0765 | 0 | 0 | 365.4372 | 17.0765 | 0
7362 | 45.88 | 1619.64 | 11.78 | 0 | 0 | 0 | 0 | 157.14 | 0 | 947.67 | 0 | 0 | 0 | 1377.96 | 599.13 | 0 | 116468.77 | 0 | 0 | 1.12 | 0 | 8.5 | 37.55 | 269.93 | 17.08 | 9.51 | 0 | 87.3527 | 6.6717 | 0 | 0 | 0 | 0 | 0 | 17.0765 | 0 | 0 | 365.4372 | 17.0765 | 0
7363 | 2.3 | 118.6 | 11.96 | 0 | 0 | 0 | 0 | 0 | 0 | 947.67 | 0 | 0 | 0 | 31.69 | 0 | 343.25 | 116125.52 | 0 | 0 | 1.12 | 0 | 9.18 | 0 | 262.53 | 17.08 | 0 | 0 | 93.377 | 6.6717 | 0 | 0 | 0 | 0 | 0 | 17.0765 | 0 | 0 | 365.4372 | 17.0765 | 0
7364 | 0 | 0 | 12.14 | 0 | 0 | 0 | 0 | 0 | 110.9275 | 832.6 | 0 | 0 | 0 | 16.95 | 0 | 353.57 | 115771.95 | 0 | 0 | 0 | 0 | 8.7 | 0 | 253.51 | 17.08 | 0 | 0 | 100.4054 | 5.7186 | 0 | 0 | 0 | 0 | 0 | 17.0765 | 0 | 0 | 365.4372 | 17.0765 | 0
7365 | 0 | 0 | 12.31 | 0 | 0 | 0 | 0 | 0 | 92.8621 | 736.26 | 0 | 0 | 0 | 0 | 0 | 365.44 | 115406.51 | 0 | 0 | 0 | 0 | 8.11 | 0 | 242.32 | 17.08 | 0 | 0 | 100.4054 | 4.7655 | 0 | 0 | 0 | 0 | 0 | 17.0765 | 0 | 0 | 365.4372 | 17.0765 | 0
7366 | 0 | 0 | 12.64 | 0 | 0 | 0 | 0 | 0 | 84.5524 | 648.55 | 0 | 0 | 0 | 0 | 0 | 365.44 | 115041.07 | 0 | 0 | 0 | 0 | 7.45 | 0 | 229.61 | 17.08 | 0 | 0 | 93.377 | 3.8124 | 0 | 0 | 0 | 0 | 0 | 17.0765 | 0 | 0 | 365.4372 | 17.0765 | 0
7367 | 0 | 0 | 13.18 | 0 | 0 | 0 | 0 | 0 | 72.0108 | 573.85 | 0 | 0 | 0 | 0 | 0 | 365.44 | 114675.63 | 0 | 0 | 0 | 0 | 6.72 | 0 | 215.87 | 17.08 | 0 | 0 | 82.3324 | 2.8593 | 0 | 0 | 0 | 0 | 0 | 17.0765 | 0 | 0 | 365.4372 | 17.0765 | 0
7368 | 0 | 0 | 14.12 | 0 | 0 | 0 | 0 | 0 | 61.079 | 510.49 | 0 | 0 | 0 | 0 | 0 | 365.44 | 114310.2 | 0 | 0 | 0 | 0 | 6.01 | 0 | 202.27 | 17.08 | 0 | 0 | 73.296 | 1.9062 | 0 | 0 | 0 | 0 | 0 | 17.0765 | 0 | 0 | 365.4372 | 17.0765 | 0
7369 | 0 | 0 | 14.82 | 0 | 0 | 0 | 0 | 0 | 56.7796 | 451.59 | 0 | 0 | 0 | 0 | 0 | 365.44 | 113944.76 | 0 | 0 | 1.37 | 0 | 6.65 | 0 | 189.83 | 17.08 | 0 | 0 | 69.2797 | 0.95311 | 0 | 0 | 0 | 0 | 0 | 17.0765 | 0 | 0 | 365.4372 | 17.0765 | 0
7370 | 0 | 0 | 15.39 | 0 | 0 | 0 | 0 | 0 | 151.483 | 294.45 | 0 | 0 | 0 | 101.6 | 0 | 294.32 | 113650.44 | 0 | 0 | 0 | 0 | 5.92 | 0 | 175.84 | 17.08 | 0 | 0 | 65.2635 | 0 | 0 | 0 | 0 | 0 | 0 | 17.0765 | 0 | 0 | 365.4372 | 17.0765 | 0
7371 | 0 | 0 | 15.75 | 0 | 0 | 0 | 0 | 0 | 48.5085 | 244.14 | 0 | 0 | 0 | 0 | 0 | 365.44 | 113285.01 | 0 | 0 | 0 | 0 | 5.03 | 0 | 159.06 | 17.08 | 0 | 0 | 64.2595 | 0 | 0 | 0 | 0 | 0 | 0 | 17.0765 | 0 | 0 | 365.4372 | 17.0765 | 0
7372 | 0 | 0 | 16.04 | 0 | 0 | 0 | 0 | 0 | 49.2315 | 193.07 | 0 | 0 | 0 | 0 | 0 | 365.44 | 112919.57 | 0 | 0 | 0 | 0 | 4.1 | 0 | 141.35 | 17.08 | 0 | 0 | 65.2635 | 0 | 0 | 0 | 0 | 0 | 0 | 17.0765 | 0 | 0 | 365.4372 | 17.0765 | 0
7373 | 0 | 0 | 15.88 | 0 | 0 | 0 | 0 | 0 | 54.3985 | 136.63 | 0 | 0 | 0 | 0 | 0 | 365.44 | 112554.13 | 0 | 0 | 0 | 0 | 3.2 | 0 | 124.13 | 17.08 | 0 | 0 | 70.2838 | 0 | 0 | 0 | 0 | 0 | 0 | 17.0765 | 0 | 0 | 365.4372 | 17.0765 | 0
7374 | 0 | 0 | 14.83 | 0 | 0 | 0 | 0 | 0 | 61.4261 | 72.91 | 0 | 0 | 0 | 0 | 0 | 365.44 | 112188.7 | 0 | 0 | 0 | 0 | 2.27 | 0 | 106.48 | 17.08 | 0 | 0 | 75.3041 | 0.95311 | 0 | 0 | 0 | 0 | 0 | 17.0765 | 0 | 0 | 365.4372 | 17.0765 | 0
7375 | 0 | 0 | 13.26 | 0 | 0 | 0 | 0 | 0 | 68.9646 | 1.37 | 0 | 0 | 0 | 0 | 0 | 365.44 | 111823.26 | 0 | 0 | 0 | 0 | 1.37 | 0 | 89.43 | 17.08 | 0 | 0 | 80.3243 | 1.9062 | 0 | 0 | 0 | 0 | 0 | 17.0765 | 0 | 0 | 365.4372 | 17.0765 | 0
7376 | 15.25 | 692.36 | 11.74 | 0 | 0 | 0 | 0 | 0 | 0 | 1.37 | 0 | 0 | 0 | 630.2 | 75.7 | 0 | 111898.96 | 0 | 0 | 0 | 0 | 0.55 | 0 | 73.81 | 17.08 | 0 | 0 | 85.3446 | 3.8124 | 0 | 0 | 0 | 0 | 0 | 17.0765 | 0 | 0 | 365.4372 | 17.0765 | 0
7377 | 30.5 | 1212.05 | 10.41 | 0 | 0 | 0 | 0 | 0 | 1.3207 | 0 | 0 | 0 | 0 | 1160.21 | 446.71 | 0 | 112345.67 | 0 | 0 | 0 | 0 | 0 | 0 | 63.4 | 17.08 | 0 | 0 | 88.3568 | 5.7186 | 0 | 0 | 0 | 0 | 0 | 17.0765 | 0 | 0 | 365.4372 | 17.0765 | 0
7378 | 41.67 | 1517.27 | 9.6 | 0 | 0 | 0 | 0 | 55.03 | 0 | 53.05 | 0 | 0 | 0 | 1377.96 | 599.13 | 0 | 112944.8 | 0 | 0 | 1.2 | 0 | 0.71 | 40.17 | 93.49 | 17.08 | 0 | 0 | 90.3649 | 3.8124 | 0 | 0 | 0 | 0 | 0 | 17.0765 | 0 | 0 | 365.4372 | 17.0765 | 0
7379 | 49.59 | 1704.51 | 9.33 | 0 | 0 | 0 | 0 | 0 | 0 | 53.05 | 0 | 0 | 0 | 1377.96 | 599.13 | 0 | 113543.93 | 0 | 0 | 1.18 | 0 | 1.49 | 39.62 | 124.45 | 17.08 | 249.47 | 0 | 91.3689 | 3.8124 | 0 | 0 | 0 | 0 | 0 | 17.0765 | 0 | 0 | 365.4372 | 17.0765 | 0
7380 | 52.16 | 1761.01 | 9.45 | 0 | 0 | 0 | 0 | 157.14 | 0 | 204.53 | 0 | 0 | 0 | 1377.96 | 599.13 | 0 | 114143.07 | 0 | 0 | 1.19 | 0 | 2.43 | 0 | 121.02 | 17.08 | 192.17 | 0 | 90.3649 | 3.8124 | 0 | 0 | 0 | 0 | 0 | 17.0765 | 0 | 0 | 365.4372 | 17.0765 | 0
7381 | 53.14 | 1781.82 | 9.7 | 0 | 0 | 0 | 0 | 157.14 | 0 | 356.01 | 0 | 0 | 0 | 1377.96 | 599.13 | 0 | 114742.2 | 0 | 0 | 1.2 | 0 | 3.48 | 40.31 | 157.49 | 17.08 | 173.92 | 0 | 89.3608 | 4.7655 | 0 | 0 | 0 | 0 | 0 | 17.0765 | 0 | 0 | 365.4372 | 17.0765 | 0
7382 | 53.15 | 1781.99 | 10.11 | 0 | 0 | 0 | 0 | 157.14 | 0 | 507.49 | 0 | 0 | 0 | 1377.96 | 599.13 | 0 | 115341.33 | 0 | 0 | 1.18 | 0 | 4.54 | 39.49 | 193.84 | 17.08 | 176.37 | 0 | 88.3568 | 4.7655 | 0 | 0 | 0 | 0 | 0 | 17.0765 | 0 | 0 | 365.4372 | 17.0765 | 0
7383 | 51.63 | 1749.57 | 10.51 | 0 | 0 | 0 | 0 | 0 | 0 | 507.49 | 0 | 0 | 0 | 1377.96 | 599.13 | 0 | 115940.46 | 0 | 0 | 1.13 | 0 | 5.55 | 34.2 | 225.05 | 17.08 | 305.29 | 0 | 88.3568 | 4.7655 | 0 | 0 | 0 | 0 | 0 | 17.0765 | 0 | 0 | 365.4372 | 17.0765 | 0
7384 | 49.82 | 1709.74 | 10.55 | 0 | 0 | 0 | 0 | 157.14 | 0 | 658.97 | 0 | 0 | 0 | 1377.96 | 599.13 | 0 | 116539.6 | 0 | 0 | 1.12 | 0 | 6.56 | 0 | 224.17 | 17.08 | 139.77 | 0 | 89.3608 | 4.7655 | 0 | 0 | 0 | 0 | 0 | 17.0765 | 0 | 0 | 365.4372 | 17.0765 | 0
7385 | 48.09 | 1670.85 | 10.79 | 0 | 0 | 0 | 0 | 157.14 | 0 | 810.45 | 0 | 0 | 0 | 1377.96 | 599.13 | 0 | 117138.73 | 0 | 0 | 1.13 | 0 | 7.6 | 37.78 | 259.41 | 17.08 | 59.65 | 0 | 90.3649 | 5.7186 | 0 | 0 | 0 | 0 | 0 | 17.0765 | 0 | 0 | 365.4372 | 17.0765 | 0
7386 | 52.64 | 1771.33 | 10.71 | 0 | 0 | 0 | 0 | 142.34 | 0 | 947.67 | 0 | 0 | 0 | 1377.96 | 599.13 | 0 | 117737.86 | 0 | 0 | 1.12 | 0 | 8.5 | 37.55 | 292 | 17.08 | 176.67 | 0 | 92.373 | 6.6717 | 0 | 0 | 0 | 0 | 0 | 17.0765 | 0 | 0 | 365.4372 | 17.0765 | 0
7387 | 2.34 | 120.77 | 10.45 | 0 | 0 | 0 | 0 | 0 | 0 | 947.67 | 0 | 0 | 0 | 27.38 | 0 | 346.27 | 117391.6 | 0 | 0 | 1.11 | 0 | 9.17 | 0 | 284.61 | 17.08 | 0 | 0 | 98.3973 | 6.6717 | 0 | 0 | 0 | 0 | 0 | 17.0765 | 0 | 0 | 365.4372 | 17.0765 | 0
7388 | 0 | 0 | 10.04 | 0 | 0 | 0 | 0 | 0 | 100.1018 | 843.83 | 0 | 0 | 0 | 0 | 0 | 365.44 | 117026.16 | 0 | 0 | 0 | 0 | 8.69 | 0 | 275.58 | 17.08 | 0 | 0 | 104.4216 | 5.7186 | 0 | 0 | 0 | 0 | 0 | 17.0765 | 0 | 0 | 365.4372 | 17.0765 | 0
7389 | 0 | 0 | 9.55 | 0 | 0 | 0 | 0 | 0 | 98.6365 | 741.52 | 0 | 0 | 0 | 0 | 0 | 365.44 | 116660.72 | 0 | 0 | 0 | 0 | 8.1 | 0 | 264.39 | 17.08 | 0 | 0 | 103.4176 | 4.7655 | 0 | 0 | 0 | 0 | 0 | 17.0765 | 0 | 0 | 365.4372 | 17.0765 | 0
7390 | 0 | 0 | 8.94 | 0 | 0 | 0 | 0 | 0 | 91.2619 | 646.85 | 0 | 0 | 0 | 0 | 0 | 365.44 | 116295.28 | 0 | 0 | 0 | 0 | 7.44 | 0 | 251.68 | 17.08 | 0 | 0 | 96.3892 | 3.8124 | 0 | 0 | 0 | 0 | 0 | 17.0765 | 0 | 0 | 365.4372 | 17.0765 | 0
7391 | 0 | 0 | 8.38 | 0 | 0 | 0 | 0 | 0 | 78.8166 | 565.08 | 0 | 0 | 0 | 0 | 0 | 365.44 | 115929.85 | 0 | 0 | 0 | 0 | 6.71 | 0 | 237.94 | 17.08 | 0 | 0 | 84.3406 | 2.8593 | 0 | 0 | 0 | 0 | 0 | 17.0765 | 0 | 0 | 365.4372 | 17.0765 | 0
7392 | 0 | 0 | 8.32 | 0 | 0 | 0 | 0 | 0 | 69.89 | 492.58 | 0 | 0 | 0 | 0 | 0 | 365.44 | 115564.41 | 0 | 0 | 0 | 0 | 6 | 0 | 224.34 | 17.08 | 0 | 0 | 76.3081 | 1.9062 | 0 | 0 | 0 | 0 | 0 | 17.0765 | 0 | 0 | 365.4372 | 17.0765 | 0
7393 | 0 | 0 | 8.65 | 0 | 0 | 0 | 0 | 0 | 63.5854 | 426.62 | 0 | 0 | 0 | 0 | 0 | 365.44 | 115198.97 | 0 | 0 | 0 | 0 | 5.34 | 0 | 211.91 | 17.08 | 0 | 0 | 71.2878 | 0.95311 | 0 | 0 | 0 | 0 | 0 | 17.0765 | 0 | 0 | 365.4372 | 17.0765 | 0
7394 | 0 | 0 | 8.95 | 0 | 0 | 0 | 0 | 0 | 60.7127 | 363.64 | 0 | 0 | 0 | 0 | 0 | 365.44 | 114833.54 | 0 | 0 | 1.38 | 0 | 5.92 | 0 | 197.91 | 17.08 | 0 | 0 | 68.2757 | 0 | 0 | 0 | 0 | 0 | 0 | 17.0765 | 0 | 0 | 365.4372 | 17.0765 | 0
7395 | 0 | 0 | 8.8 | 0 | 0 | 0 | 0 | 0 | 58.4762 | 302.98 | 0 | 0 | 0 | 0 | 0 | 365.44 | 114468.1 | 0 | 0 | 0 | 0 | 5.03 | 0 | 181.13 | 17.08 | 0 | 0 | 67.2716 | 0 | 0 | 0 | 0 | 0 | 0 | 17.0765 | 0 | 0 | 365.4372 | 17.0765 | 0
7396 | 0 | 0 | 9.15 | 0 | 0 | 0 | 0 | 0 | 59.1318 | 241.65 | 0 | 0 | 0 | 0 | 0 | 365.44 | 114102.66 | 0 | 0 | 0 | 0 | 4.1 | 0 | 163.42 | 17.08 | 0 | 0 | 68.2757 | 0 | 0 | 0 | 0 | 0 | 0 | 17.0765 | 0 | 0 | 365.4372 | 17.0765 | 0
7397 | 0 | 0 | 9.16 | 0 | 0 | 0 | 0 | 0 | 62.1202 | 177.2 | 0 | 0 | 0 | 0 | 0 | 365.44 | 113737.22 | 0 | 0 | 0 | 0 | 3.2 | 0 | 146.2 | 17.08 | 0 | 0 | 71.2878 | 0 | 0 | 0 | 0 | 0 | 0 | 17.0765 | 0 | 0 | 365.4372 | 17.0765 | 0
7398 | 0 | 0 | 8.39 | 0 | 0 | 0 | 0 | 0 | 68.8682 | 105.76 | 0 | 0 | 0 | 0 | 0 | 365.44 | 113371.79 | 0 | 0 | 0 | 0 | 2.27 | 0 | 128.55 | 17.08 | 0 | 0 | 76.3081 | 0.95311 | 0 | 0 | 0 | 0 | 0 | 17.0765 | 0 | 0 | 365.4372 | 17.0765 | 0
7399 | 0 | 0 | 7.38 | 0 | 0 | 0 | 0 | 0 | 75.8572 | 27.07 | 0 | 0 | 0 | 0 | 0 | 365.44 | 113006.35 | 0 | 0 | 0 | 0 | 1.37 | 0 | 111.5 | 17.08 | 0 | 0 | 81.3284 | 1.9062 | 0 | 0 | 0 | 0 | 0 | 17.0765 | 0 | 0 | 365.4372 | 17.0765 | 0
7400 | 24.48 | 1023.34 | 6.48 | 0 | 0 | 0 | 0 | 0 | 25.5653 | 0.55 | 0 | 0 | 0 | 989.72 | 327.36 | 0 | 113333.71 | 0 | 0 | 0 | 0 | 0.55 | 0 | 95.88 | 17.08 | 0 | 0 | 86.3487 | 3.8124 | 0 | 0 | 0 | 0 | 0 | 17.0765 | 0 | 0 | 365.4372 | 17.0765 | 0
7401 | 33.17 | 1290.08 | 5.78 | 0 | 0 | 0 | 0 | 0 | 0.5302 | 0 | 0 | 0 | 0 | 1234.48 | 498.7 | 0 | 113832.41 | 0 | 0 | 0 | 0 | 0 | 0 | 85.48 | 17.08 | 0 | 0 | 89.3608 | 5.7186 | 0 | 0 | 0 | 0 | 0 | 17.0765 | 0 | 0 | 365.4372 | 17.0765 | 0
7402 | 42.25 | 1531.75 | 4.9 | 0 | 0 | 0 | 0 | 64.39 | 0 | 62.07 | 0 | 0 | 0 | 1377.96 | 599.13 | 0 | 114431.54 | 0 | 0 | 1.2 | 0 | 0.71 | 40.17 | 115.56 | 17.08 | 0 | 0 | 91.3689 | 3.8124 | 0 | 0 | 0 | 0 | 0 | 17.0765 | 0 | 0 | 365.4372 | 17.0765 | 0
7403 | 49.02 | 1691.73 | 4.7 | 0 | 0 | 0 | 0 | 157.14 | 0 | 213.55 | 0 | 0 | 0 | 1377.96 | 599.13 | 0 | 115030.68 | 0 | 0 | 1.18 | 0 | 1.49 | 0 | 108.88 | 17.08 | 112.98 | 0 | 92.373 | 3.8124 | 0 | 0 | 0 | 0 | 0 | 17.0765 | 0 | 0 | 365.4372 | 17.0765 | 0
7404 | 52.48 | 1767.87 | 5.2 | 0 | 0 | 0 | 0 | 5.3 | 0 | 218.66 | 0 | 0 | 0 | 1377.96 | 599.13 | 0 | 115629.81 | 0 | 0 | 1.19 | 0 | 2.43 | 39.7 | 143.16 | 17.08 | 306.24 | 0 | 91.3689 | 3.8124 | 0 | 0 | 0 | 0 | 0 | 17.0765 | 0 | 0 | 365.4372 | 17.0765 | 0
7405 | 54.23 | 1804.95 | 6.05 | 0 | 0 | 0 | 0 | 157.14 | 0 | 370.14 | 0 | 0 | 0 | 1377.96 | 599.13 | 0 | 116228.94 | 0 | 0 | 1.2 | 0 | 3.48 | 40.31 | 179.64 | 17.08 | 193.49 | 0 | 90.3649 | 4.7655 | 0 | 0 | 0 | 0 | 0 | 17.0765 | 0 | 0 | 365.4372 | 17.0765 | 0
7406 | 55.03 | 1821.52 | 7.04 | 0 | 0 | 0 | 0 | 157.14 | 0 | 521.62 | 0 | 0 | 0 | 1377.96 | 599.13 | 0 | 116828.07 | 0 | 0 | 1.18 | 0 | 4.54 | 0 | 178.47 | 17.08 | 253.2 | 0 | 89.3608 | 4.7655 | 0 | 0 | 0 | 0 | 0 | 17.0765 | 0 | 0 | 365.4372 | 17.0765 | 0
7407 | 51.93 | 1756 | 8.35 | 0 | 0 | 0 | 0 | 157.14 | 0 | 673.1 | 0 | 0 | 0 | 1377.96 | 599.13 | 0 | 117427.21 | 0 | 0 | 1.13 | 0 | 5.55 | 0 | 177.19 | 17.08 | 185.93 | 0 | 89.3608 | 4.7655 | 0 | 0 | 0 | 0 | 0 | 17.0765 | 0 | 0 | 365.4372 | 17.0765 | 0
7408 | 48.34 | 1676.37 | 9.7 | 0 | 0 | 0 | 0 | 0 | 0 | 673.1 | 0 | 0 | 0 | 1377.96 | 599.13 | 0 | 118026.34 | 0 | 0 | 1.12 | 0 | 6.56 | 37.52 | 211.95 | 17.08 | 222.67 | 0 | 90.3649 | 4.7655 | 0 | 0 | 0 | 0 | 0 | 17.0765 | 0 | 0 | 365.4372 | 17.0765 | 0
7409 | 44.49 | 1586.56 | 10.58 | 0 | 0 | 0 | 0 | 127.69 | 0 | 796.19 | 0 | 0 | 0 | 1377.96 | 599.13 | 0 | 118625.47 | 0 | 0 | 1.13 | 0 | 7.6 | 37.78 | 247.18 | 17.08 | 0 | 0 | 91.3689 | 5.7186 | 0 | 0 | 0 | 0 | 0 | 17.0765 | 0 | 0 | 365.4372 | 17.0765 | 0
7410 | 48.26 | 1674.55 | 11.02 | 0 | 0 | 0 | 0 | 157.14 | 0 | 947.67 | 0 | 0 | 0 | 1377.96 | 599.13 | 0 | 119224.61 | 0 | 0 | 1.12 | 0 | 8.5 | 37.55 | 279.78 | 17.08 | 60 | 0 | 93.377 | 6.6717 | 0 | 0 | 0 | 0 | 0 | 17.0765 | 0 | 0 | 365.4372 | 17.0765 | 0
7411 | 2.32 | 119.89 | 11.2 | 0 | 0 | 0 | 0 | 0 | 0 | 947.67 | 0 | 0 | 0 | 26.22 | 0 | 347.08 | 118877.52 | 0 | 0 | 1.12 | 0 | 9.18 | 0 | 272.38 | 17.08 | 0 | 0 | 99.4014 | 6.6717 | 0 | 0 | 0 | 0 | 0 | 17.0765 | 0 | 0 | 365.4372 | 17.0765 | 0
7412 | 0 | 0 | 11.08 | 0 | 0 | 0 | 0 | 0 | 100.0632 | 843.87 | 0 | 0 | 0 | 0 | 0 | 365.44 | 118512.09 | 0 | 0 | 0 | 0 | 8.7 | 0 | 263.36 | 17.08 | 0 | 0 | 105.4257 | 5.7186 | 0 | 0 | 0 | 0 | 0 | 17.0765 | 0 | 0 | 365.4372 | 17.0765 | 0
7413 | 0 | 0 | 10.7 | 0 | 0 | 0 | 0 | 0 | 98.4919 | 741.7 | 0 | 0 | 0 | 0 | 0 | 365.44 | 118146.65 | 0 | 0 | 0 | 0 | 8.11 | 0 | 252.16 | 17.08 | 0 | 0 | 104.4216 | 4.7655 | 0 | 0 | 0 | 0 | 0 | 17.0765 | 0 | 0 | 365.4372 | 17.0765 | 0
7414 | 0 | 0 | 10.89 | 0 | 0 | 0 | 0 | 0 | 89.3146 | 649.06 | 0 | 0 | 0 | 0 | 0 | 365.44 | 117781.21 | 0 | 0 | 0 | 0 | 7.45 | 0 | 239.46 | 17.08 | 0 | 0 | 96.3892 | 3.8124 | 0 | 0 | 0 | 0 | 0 | 17.0765 | 0 | 0 | 365.4372 | 17.0765 | 0
7415 | 0 | 0 | 11.2 | 0 | 0 | 0 | 0 | 0 | 77.0043 | 569.18 | 0 | 0 | 0 | 0 | 0 | 365.44 | 117415.77 | 0 | 0 | 0 | 0 | 6.72 | 0 | 225.72 | 17.08 | 0 | 0 | 85.3446 | 2.8593 | 0 | 0 | 0 | 0 | 0 | 17.0765 | 0 | 0 | 365.4372 | 17.0765 | 0
7416 | 0 | 0 | 11.56 | 0 | 0 | 0 | 0 | 0 | 67.6632 | 498.99 | 0 | 0 | 0 | 0 | 0 | 365.44 | 117050.34 | 0 | 0 | 0 | 0 | 6.01 | 0 | 212.12 | 17.08 | 0 | 0 | 77.3122 | 1.9062 | 0 | 0 | 0 | 0 | 0 | 17.0765 | 0 | 0 | 365.4372 | 17.0765 | 0
7417 | 0 | 0 | 12.2 | 0 | 0 | 0 | 0 | 0 | 62.419 | 434.24 | 0 | 0 | 0 | 0 | 0 | 365.44 | 116684.9 | 0 | 0 | 1.37 | 0 | 6.65 | 0 | 199.68 | 17.08 | 0 | 0 | 72.2919 | 0.95311 | 0 | 0 | 0 | 0 | 0 | 17.0765 | 0 | 0 | 365.4372 | 17.0765 | 0
7418 | 0 | 0 | 13.09 | 0 | 0 | 0 | 0 | 0 | 56.1916 | 375.95 | 0 | 0 | 0 | 0 | 0 | 365.44 | 116319.46 | 0 | 0 | 0 | 0 | 5.92 | 0 | 185.69 | 17.08 | 0 | 0 | 69.2797 | 0 | 0 | 0 | 0 | 0 | 0 | 17.0765 | 0 | 0 | 365.4372 | 17.0765 | 0
7419 | 0 | 0 | 13.88 | 0 | 0 | 0 | 0 | 0 | 54.3889 | 319.53 | 0 | 0 | 0 | 0 | 0 | 365.44 | 115954.03 | 0 | 0 | 0 | 0 | 5.03 | 0 | 168.91 | 17.08 | 0 | 0 | 68.2757 | 0 | 0 | 0 | 0 | 0 | 0 | 17.0765 | 0 | 0 | 365.4372 | 17.0765 | 0
7420 | 0 | 0 | 13.39 | 0 | 0 | 0 | 0 | 0 | 55.8927 | 261.55 | 0 | 0 | 0 | 0 | 0 | 365.44 | 115588.59 | 0 | 0 | 0 | 0 | 4.1 | 0 | 151.2 | 17.08 | 0 | 0 | 69.2797 | 0 | 0 | 0 | 0 | 0 | 0 | 17.0765 | 0 | 0 | 365.4372 | 17.0765 | 0
7421 | 0 | 0 | 12.01 | 0 | 0 | 0 | 0 | 0 | 60.2789 | 199.02 | 0 | 0 | 0 | 0 | 0 | 365.44 | 115223.15 | 0 | 0 | 0 | 0 | 3.2 | 0 | 133.97 | 17.08 | 0 | 0 | 72.2919 | 0 | 0 | 0 | 0 | 0 | 0 | 17.0765 | 0 | 0 | 365.4372 | 17.0765 | 0
7422 | 0 | 0 | 9.95 | 0 | 0 | 0 | 0 | 0 | 68.3187 | 128.15 | 0 | 0 | 0 | 0 | 0 | 365.44 | 114857.71 | 0 | 0 | 0 | 0 | 2.27 | 0 | 116.33 | 17.08 | 0 | 0 | 77.3122 | 0.95311 | 0 | 0 | 0 | 0 | 0 | 17.0765 | 0 | 0 | 365.4372 | 17.0765 | 0
7423 | 0 | 0 | 7.73 | 0 | 0 | 0 | 0 | 0 | 76.5127 | 48.78 | 0 | 0 | 0 | 0 | 0 | 365.44 | 114492.28 | 0 | 0 | 0 | 0 | 1.37 | 0 | 99.28 | 17.08 | 0 | 0 | 82.3324 | 1.9062 | 0 | 0 | 0 | 0 | 0 | 17.0765 | 0 | 0 | 365.4372 | 17.0765 | 0
7424 | 24.6 | 1027.24 | 5.99 | 0 | 0 | 0 | 0 | 0 | 0 | 48.78 | 0 | 0 | 0 | 967.67 | 311.93 | 0 | 114804.21 | 0 | 0 | 0 | 0 | 0.55 | 0 | 83.65 | 17.08 | 0 | 0 | 86.3487 | 3.8124 | 0 | 0 | 0 | 0 | 0 | 17.0765 | 0 | 0 | 365.4372 | 17.0765 | 0
7425 | 33.44 | 1297.79 | 4.9 | 0 | 0 | 0 | 0 | 0 | 47.0239 | 0 | 0 | 0 | 0 | 1287.07 | 535.52 | 0 | 115339.72 | 0 | 0 | 0 | 0 | 0 | 0 | 73.25 | 17.08 | 0 | 0 | 90.3649 | 5.7186 | 0 | 0 | 0 | 0 | 0 | 17.0765 | 0 | 0 | 365.4372 | 17.0765 | 0
7426 | 42.59 | 1540.22 | 4.42 | 0 | 0 | 0 | 0 | 112.89 | 0 | 108.83 | 0 | 0 | 0 | 1377.96 | 599.13 | 0 | 115938.86 | 0 | 0 | 1.2 | 0 | 0.71 | 0 | 65.18 | 17.08 | 0 | 0 | 91.3689 | 3.8124 | 0 | 0 | 0 | 0 | 0 | 17.0765 | 0 | 0 | 365.4372 | 17.0765 | 0
7427 | 49.17 | 1695.19 | 4.68 | 0 | 0 | 0 | 0 | 157.14 | 0 | 260.31 | 0 | 0 | 0 | 1377.96 | 599.13 | 0 | 116537.99 | 0 | 0 | 1.18 | 0 | 1.49 | 39.62 | 96.14 | 17.08 | 76.95 | 0 | 92.373 | 3.8124 | 0 | 0 | 0 | 0 | 0 | 17.0765 | 0 | 0 | 365.4372 | 17.0765 | 0
7428 | 52.47 | 1767.67 | 5.29 | 0 | 0 | 0 | 0 | 157.14 | 0 | 411.79 | 0 | 0 | 0 | 1377.96 | 599.13 | 0 | 117137.12 | 0 | 0 | 1.19 | 0 | 2.43 | 39.7 | 130.42 | 17.08 | 154.27 | 0 | 91.3689 | 3.8124 | 0 | 0 | 0 | 0 | 0 | 17.0765 | 0 | 0 | 365.4372 | 17.0765 | 0
7429 | 54.27 | 1805.61 | 5.96 | 0 | 0 | 0 | 0 | 0 | 0 | 411.79 | 0 | 0 | 0 | 1377.96 | 599.13 | 0 | 117736.26 | 0 | 0 | 1.2 | 0 | 3.48 | 40.31 | 166.89 | 17.08 | 351.23 | 0 | 90.3649 | 4.7655 | 0 | 0 | 0 | 0 | 0 | 17.0765 | 0 | 0 | 365.4372 | 17.0765 | 0
7430 | 55.32 | 1827.44 | 6.52 | 0 | 0 | 0 | 0 | 157.14 | 0 | 563.27 | 0 | 0 | 0 | 1377.96 | 599.13 | 0 | 118335.39 | 0 | 0 | 1.18 | 0 | 4.54 | 0 | 165.73 | 17.08 | 258.88 | 0 | 89.3608 | 4.7655 | 0 | 0 | 0 | 0 | 0 | 17.0765 | 0 | 0 | 365.4372 | 17.0765 | 0
7431 | 51.66 | 1750.18 | 7 | 0 | 0 | 0 | 0 | 157.14 | 0 | 714.75 | 0 | 0 | 0 | 1377.96 | 599.13 | 0 | 118934.52 | 0 | 0 | 1.13 | 0 | 5.55 | 38.02 | 200.56 | 17.08 | 140.48 | 0 | 89.3608 | 4.7655 | 0 | 0 | 0 | 0 | 0 | 17.0765 | 0 | 0 | 365.4372 | 17.0765 | 0
7432 | 47.46 | 1656.28 | 8 | 0 | 0 | 0 | 0 | 157.14 | 0 | 866.23 | 0 | 0 | 0 | 1377.96 | 599.13 | 0 | 119533.66 | 0 | 0 | 1.12 | 0 | 6.56 | 37.52 | 235.32 | 17.08 | 43.87 | 0 | 89.3608 | 4.7655 | 0 | 0 | 0 | 0 | 0 | 17.0765 | 0 | 0 | 365.4372 | 17.0765 | 0
7433 | 42.84 | 1546.4 | 8.94 | 0 | 0 | 0 | 0 | 0 | 0 | 866.23 | 0 | 0 | 0 | 1377.96 | 599.13 | 0 | 120132.79 | 0 | 0 | 1.13 | 0 | 7.6 | 37.78 | 270.56 | 17.08 | 85.24 | 0 | 90.3649 | 5.7186 | 0 | 0 | 0 | 0 | 0 | 17.0765 | 0 | 0 | 365.4372 | 17.0765 | 0
7434 | 46.19 | 1626.74 | 9.47 | 0 | 0 | 0 | 0 | 84.48 | 0 | 947.67 | 0 | 0 | 0 | 1377.96 | 599.13 | 0 | 120731.92 | 0 | 0 | 1.12 | 0 | 8.5 | 0 | 267.47 | 17.08 | 119.79 | 0 | 92.373 | 6.6717 | 0 | 0 | 0 | 0 | 0 | 17.0765 | 0 | 0 | 365.4372 | 17.0765 | 0
7435 | 2.32 | 119.66 | 9.8 | 0 | 0 | 0 | 0 | 0 | 0 | 947.67 | 0 | 0 | 0 | 25.58 | 0 | 347.53 | 120384.39 | 0 | 0 | 1.13 | 0 | 9.19 | 0 | 260.08 | 17.08 | 0 | 0 | 98.3973 | 6.6717 | 0 | 0 | 0 | 0 | 0 | 17.0765 | 0 | 0 | 365.4372 | 17.0765 | 0
7436 | 0 | 0 | 9.77 | 0 | 0 | 0 | 0 | 0 | 100.3717 | 843.55 | 0 | 0 | 0 | 0 | 0 | 365.44 | 120018.95 | 0 | 0 | 0 | 0 | 8.71 | 0 | 251.05 | 17.08 | 0 | 0 | 104.4216 | 5.7186 | 0 | 0 | 0 | 0 | 0 | 17.0765 | 0 | 0 | 365.4372 | 17.0765 | 0
7437 | 0 | 0 | 9.6 | 0 | 0 | 0 | 0 | 0 | 98.5883 | 741.29 | 0 | 0 | 0 | 0 | 0 | 365.44 | 119653.51 | 0 | 0 | 0 | 0 | 8.13 | 0 | 239.86 | 17.08 | 0 | 0 | 103.4176 | 4.7655 | 0 | 0 | 0 | 0 | 0 | 17.0765 | 0 | 0 | 365.4372 | 17.0765 | 0
7438 | 0 | 0 | 9.02 | 0 | 0 | 0 | 0 | 0 | 90.5292 | 647.38 | 0 | 0 | 0 | 0 | 0 | 365.44 | 119288.08 | 0 | 0 | 0.35 | 0 | 7.79 | 0 | 227.16 | 17.08 | 0 | 0 | 95.3851 | 3.8124 | 0 | 0 | 0 | 0 | 0 | 17.0765 | 0 | 0 | 365.4372 | 17.0765 | 0
7439 | 0 | 0 | 8.14 | 0 | 0 | 0 | 0 | 0 | 79.0576 | 565.36 | 0 | 0 | 0 | 0 | 0 | 365.44 | 118922.64 | 0 | 0 | 0 | 0 | 7.06 | 0 | 213.42 | 17.08 | 0 | 0 | 84.3406 | 2.8593 | 0 | 0 | 0 | 0 | 0 | 17.0765 | 0 | 0 | 365.4372 | 17.0765 | 0
7440 | 0 | 0 | 7.5 | 0 | 0 | 0 | 0 | 0 | 70.7094 | 492.01 | 0 | 0 | 0 | 0 | 0 | 365.44 | 118557.2 | 0 | 0 | 0 | 0 | 6.35 | 0 | 199.82 | 17.08 | 0 | 0 | 76.3081 | 1.9062 | 0 | 0 | 0 | 0 | 0 | 17.0765 | 0 | 0 | 365.4372 | 17.0765 | 0
7441 | 0 | 0 | 6.93 | 0 | 0 | 0 | 0 | 0 | 65.311 | 424.26 | 0 | 0 | 0 | 0 | 0 | 365.44 | 118191.77 | 0 | 0 | 0 | 0 | 5.69 | 0 | 187.38 | 17.08 | 0 | 0 | 71.2878 | 0.95311 | 0 | 0 | 0 | 0 | 0 | 17.0765 | 0 | 0 | 365.4372 | 17.0765 | 0
7442 | 0 | 0 | 6.27 | 0 | 0 | 0 | 0 | 0 | 62.0045 | 359.93 | 0 | 0 | 0 | 0 | 0 | 365.44 | 117826.33 | 0 | 0 | 0 | 0 | 4.96 | 0 | 173.38 | 17.08 | 0 | 0 | 68.2757 | 0 | 0 | 0 | 0 | 0 | 0 | 17.0765 | 0 | 0 | 365.4372 | 17.0765 | 0
7443 | 0 | 0 | 5.5 | 0 | 0 | 0 | 0 | 0 | 60.7609 | 296.9 | 0 | 0 | 0 | 0 | 0 | 365.44 | 117460.89 | 0 | 0 | 0 | 0 | 4.07 | 0 | 156.61 | 17.08 | 0 | 0 | 66.2676 | 0 | 0 | 0 | 0 | 0 | 0 | 17.0765 | 0 | 0 | 365.4372 | 17.0765 | 0
7444 | 0 | 0 | 4.42 | 0 | 0 | 0 | 0 | 0 | 62.8528 | 231.7 | 0 | 0 | 0 | 0 | 0 | 365.44 | 117095.45 | 0 | 0 | 0 | 0 | 3.14 | 0 | 138.89 | 17.08 | 0 | 0 | 67.2716 | 0 | 0 | 0 | 0 | 0 | 0 | 17.0765 | 0 | 0 | 365.4372 | 17.0765 | 0
7445 | 0 | 0 | 3.61 | 0 | 0 | 0 | 0 | 0 | 67.6728 | 161.5 | 0 | 0 | 0 | 0 | 0 | 365.44 | 116730.02 | 0 | 0 | 0 | 0 | 2.24 | 0 | 121.67 | 17.08 | 0 | 0 | 71.2878 | 0 | 0 | 0 | 0 | 0 | 0 | 17.0765 | 0 | 0 | 365.4372 | 17.0765 | 0
7446 | 0 | 0 | 3.07 | 0 | 0 | 0 | 0 | 0 | 74.5365 | 84.17 | 0 | 0 | 0 | 0 | 0 | 365.44 | 116364.58 | 0 | 0 | 1.35 | 0 | 2.59 | 0 | 104.02 | 17.08 | 0 | 0 | 75.3041 | 0.95311 | 0 | 0 | 0 | 0 | 0 | 17.0765 | 0 | 0 | 365.4372 | 17.0765 | 0
7447 | 0 | 0 | 2.72 | 0 | 0 | 0 | 0 | 0 | 79.5107 | 1.69 | 0 | 0 | 0 | 0 | 0 | 365.44 | 115999.14 | 0 | 0 | 0 | 0 | 1.69 | 0 | 86.97 | 17.08 | 0 | 0 | 80.3243 | 1.9062 | 0 | 0 | 0 | 0 | 0 | 17.0765 | 0 | 0 | 365.4372 | 17.0765 | 0
7448 | 25.29 | 1049.91 | 2.64 | 0 | 0 | 0 | 0 | 1.02 | 0 | 2.68 | 0 | 0 | 0 | 986.4 | 325.05 | 0 | 116324.19 | 0 | 0 | 1.26 | 0 | 2.07 | 0 | 71.35 | 17.08 | 0 | 0 | 85.3446 | 3.8124 | 0 | 0 | 0 | 0 | 0 | 17.0765 | 0 | 0 | 365.4372 | 17.0765 | 0
7449 | 33.96 | 1312.5 | 2.8 | 0 | 0 | 0 | 0 | 0 | 0 | 2.68 | 0 | 0 | 0 | 1253.96 | 512.33 | 0 | 116836.52 | 0 | 0 | 1.22 | 0 | 2.68 | 0 | 60.95 | 17.08 | 0 | 0 | 88.3568 | 5.7186 | 0 | 0 | 0 | 0 | 0 | 17.0765 | 0 | 0 | 365.4372 | 17.0765 | 0
7450 | 41.74 | 1519.05 | 3.14 | 0 | 0 | 0 | 0 | 50.42 | 0 | 51.28 | 0 | 0 | 0 | 1377.96 | 599.13 | 0 | 117435.65 | 0 | 0 | 1.2 | 0 | 3.39 | 40.17 | 91.04 | 17.08 | 0 | 0 | 90.3649 | 3.8124 | 0 | 0 | 0 | 0 | 0 | 17.0765 | 0 | 0 | 365.4372 | 17.0765 | 0
7451 | 47.75 | 1662.96 | 3.43 | 0 | 0 | 0 | 0 | 157.14 | 0 | 202.77 | 0 | 0 | 0 | 1377.96 | 599.13 | 0 | 118034.79 | 0 | 0 | 1.18 | 0 | 4.17 | 39.62 | 122 | 17.08 | 44.05 | 0 | 90.3649 | 3.8124 | 0 | 0 | 0 | 0 | 0 | 17.0765 | 0 | 0 | 365.4372 | 17.0765 | 0
7452 | 50.99 | 1735.48 | 3.54 | 0 | 0 | 0 | 0 | 157.14 | 0 | 354.25 | 0 | 0 | 0 | 1377.96 | 599.13 | 0 | 118633.92 | 0 | 0 | 1.19 | 0 | 5.11 | 39.7 | 156.28 | 17.08 | 120.85 | 0 | 89.3608 | 3.8124 | 0 | 0 | 0 | 0 | 0 | 17.0765 | 0 | 0 | 365.4372 | 17.0765 | 0
7453 | 53.27 | 1784.64 | 3.36 | 0 | 0 | 0 | 0 | 157.14 | 0 | 505.73 | 0 | 0 | 0 | 1377.96 | 599.13 | 0 | 119233.05 | 0 | 0 | 1.2 | 0 | 6.16 | 40.31 | 192.75 | 17.08 | 171.54 | 0 | 88.3568 | 4.7655 | 0 | 0 | 0 | 0 | 0 | 17.0765 | 0 | 0 | 365.4372 | 17.0765 | 0
7454 | 55.15 | 1823.94 | 2.96 | 0 | 0 | 0 | 0 | 0 | 12.05 | 493.23 | 0 | 0 | 0 | 1377.96 | 599.13 | 0 | 119832.19 | 0 | 0 | 1.18 | 0 | 7.22 | 33.37 | 223.29 | 17.08 | 389.48 | 0 | 87.3527 | 4.7655 | 0 | 0 | 0 | 0 | 0 | 17.0765 | 0 | 0 | 365.4372 | 17.0765 | 0
7455 | 53.24 | 1784.06 | 2.58 | 0 | 0 | 0 | 0 | 157.14 | 0 | 644.71 | 0 | 0 | 0 | 1377.96 | 599.13 | 0 | 120431.32 | 0 | 0 | 1.13 | 0 | 8.23 | 0 | 222 | 17.08 | 211.54 | 0 | 87.3527 | 4.7655 | 0 | 0 | 0 | 0 | 0 | 17.0765 | 0 | 0 | 365.4372 | 17.0765 | 0
7456 | 50.69 | 1728.99 | 2.21 | 0 | 0 | 0 | 0 | 157.14 | 0 | 796.19 | 0 | 0 | 0 | 1377.96 | 599.13 | 0 | 121030.45 | 0 | 0 | 1.12 | 0 | 9.25 | 37.52 | 256.76 | 17.08 | 115.03 | 0 | 88.3568 | 4.7655 | 0 | 0 | 0 | 0 | 0 | 17.0765 | 0 | 0 | 365.4372 | 17.0765 | 0
7457 | 47.91 | 1666.63 | 1.81 | 0 | 0 | 0 | 0 | 157.14 | 0 | 947.67 | 0 | 0 | 0 | 1377.96 | 599.13 | 0 | 121629.58 | 0 | 0 | 1.13 | 0 | 10.28 | 37.78 | 292 | 17.08 | 47.27 | 0 | 89.3608 | 5.7186 | 0 | 0 | 0 | 0 | 0 | 17.0765 | 0 | 0 | 365.4372 | 17.0765 | 0
7458 | 52.21 | 1761.92 | 1.6 | 0 | 0 | 0 | 0 | 0 | 0 | 947.67 | 0 | 0 | 0 | 1377.96 | 599.13 | 0 | 122228.72 | 0 | 0 | 1.12 | 0 | 11.19 | 3.24 | 292 | 17.08 | 335.36 | 0 | 91.3689 | 6.6717 | 0 | 0 | 0 | 0 | 0 | 17.0765 | 0 | 0 | 365.4372 | 17.0765 | 0
7459 | 10.52 | 499.73 | 1.62 | 0 | 0 | 0 | 0 | 0 | 0 | 947.67 | 0 | 0 | 0 | 398.89 | 0 | 86.21 | 122142.51 | 0 | 0 | 1.13 | 0 | 11.87 | 7.78 | 292 | 17.08 | 0 | 0 | 97.3933 | 6.6717 | 0 | 0 | 0 | 0 | 0 | 17.0765 | 0 | 0 | 365.4372 | 17.0765 | 0
7460 | 0 | 0 | 1.78 | 0 | 0 | 0 | 0 | 0 | 107.2643 | 836.4 | 0 | 0 | 0 | 0 | 0 | 365.44 | 121777.07 | 0 | 0 | 0 | 0.095 | 11.3 | 0 | 282.97 | 17.08 | 0 | 0 | 103.4176 | 5.7186 | 0 | 0 | 0 | 0 | 0 | 17.0765 | 0 | 0 | 365.4372 | 17.0765 | 0
7461 | 0 | 0 | 2.06 | 0 | 0 | 0 | 0 | 0 | 105.1146 | 727.36 | 0 | 0 | 0 | 0 | 0 | 365.44 | 121411.63 | 0 | 0 | 0 | 0 | 10.71 | 0 | 271.78 | 17.08 | 0 | 0 | 102.4135 | 4.7655 | 0 | 0 | 0 | 0 | 0 | 17.0765 | 0 | 0 | 365.4372 | 17.0765 | 0
7462 | 0 | 0 | 2.48 | 0 | 0 | 0 | 0 | 0 | 95.7156 | 628.07 | 0 | 0 | 0 | 0 | 0 | 365.44 | 121046.19 | 0 | 0 | 0 | 0 | 10.04 | 0 | 259.08 | 17.08 | 0 | 0 | 94.3811 | 3.8124 | 0 | 0 | 0 | 0 | 0 | 17.0765 | 0 | 0 | 365.4372 | 17.0765 | 0
7463 | 0 | 0 | 2.8 | 0 | 0 | 0 | 0 | 0 | 83.3956 | 541.57 | 0 | 0 | 0 | 0 | 0 | 365.44 | 120680.76 | 0 | 0 | 0 | 0 | 9.32 | 0 | 245.34 | 17.08 | 0 | 0 | 83.3365 | 2.8593 | 0 | 0 | 0 | 0 | 0 | 17.0765 | 0 | 0 | 365.4372 | 17.0765 | 0
7464 | 0 | 0 | 2.86 | 0 | 0 | 0 | 0 | 0 | 61.6574 | 477.61 | 0 | 0 | 0 | 0 | 0 | 392.44 | 120288.31 | 27.01 | 12.6947 | 0 | 0 | 8.6 | 0 | 231.74 | 17.08 | 0 | 0 | 75.3041 | 1.9062 | 0 | 0 | 0 | 0 | 0 | 17.0765 | 0 | 0 | 365.4372 | 17.0765 | 0
7465 | 0 | 0 | 2.81 | 0 | 0 | 0 | 0 | 0 | 68.4344 | 406.63 | 0 | 0 | 0 | 0 | 0 | 365.44 | 119922.88 | 0 | 0 | 0 | 0 | 7.95 | 0 | 219.3 | 17.08 | 0 | 0 | 70.2838 | 0.95311 | 0 | 0 | 0 | 0 | 0 | 17.0765 | 0 | 0 | 365.4372 | 17.0765 | 0
7466 | 0 | 0 | 2.7 | 0 | 0 | 0 | 0 | 0 | 63.5662 | 340.69 | 0 | 0 | 0 | 0 | 0 | 365.44 | 119557.44 | 0 | 0 | 0 | 0 | 7.21 | 0 | 205.3 | 17.08 | 0 | 0 | 66.2676 | 0 | 0 | 0 | 0 | 0 | 0 | 17.0765 | 0 | 0 | 365.4372 | 17.0765 | 0
7467 | 0 | 0 | 2.61 | 0 | 0 | 0 | 0 | 0 | 48.6531 | 290.22 | 0 | 0 | 0 | 0 | 0 | 392.44 | 119165 | 27.01 | 12.6947 | 0 | 1.311 | 4.95 | 0 | 188.53 | 17.08 | 0 | 0 | 65.2635 | 0 | 0 | 0 | 0 | 0 | 0 | 17.0765 | 0 | 0 | 365.4372 | 17.0765 | 0
7468 | 0 | 0 | 2.32 | 0 | 0 | 0 | 0 | 0 | 63.9421 | 223.88 | 0 | 0 | 0 | 0 | 0 | 365.44 | 118799.56 | 0 | 0 | 0 | 0 | 4.02 | 0 | 170.81 | 17.08 | 0 | 0 | 66.2676 | 0 | 0 | 0 | 0 | 0 | 0 | 17.0765 | 0 | 0 | 365.4372 | 17.0765 | 0
7469 | 0 | 0 | 2.14 | 0 | 0 | 0 | 0 | 0 | 64.8386 | 156.63 | 0 | 0 | 0 | 0 | 0 | 372.48 | 118427.08 | 7.04 | 3.3088 | 0 | 0 | 3.11 | 0 | 153.59 | 17.08 | 0 | 0 | 70.2838 | 0 | 0 | 0 | 0 | 0 | 0 | 17.0765 | 0 | 0 | 365.4372 | 17.0765 | 0
7470 | 0 | 0 | 2.12 | 0 | 0 | 0 | 0 | 0 | 73.129 | 80.76 | 0 | 0 | 0 | 0 | 0 | 365.44 | 118061.64 | 0 | 0 | 0 | 0 | 2.18 | 0 | 135.94 | 17.08 | 0 | 0 | 74.3 | 0.95311 | 0 | 0 | 0 | 0 | 0 | 17.0765 | 0 | 0 | 365.4372 | 17.0765 | 0
7471 | 0 | 0 | 2.15 | 0 | 0 | 0 | 0 | 0 | 77.8526 | 0 | 0 | 0 | 0 | 0 | 0 | 365.44 | 117696.21 | 0 | 0 | 0 | 1.216 | 0 | 0 | 118.89 | 17.08 | 0 | 0 | 79.3203 | 1.9062 | 0 | 0 | 0 | 0 | 0 | 17.0765 | 0 | 0 | 365.4372 | 17.0765 | 0
7472 | 6.94 | 341.68 | 2.24 | 0 | 0 | 0 | 0 | 0.39 | 0 | 0.37 | 0 | 0 | 0 | 218.94 | 0 | 212.18 | 117484.03 | 0 | 0 | 1.26 | 0 | 0.37 | 42.12 | 143.28 | 17.08 | 0 | 0 | 84.3406 | 3.8124 | 0 | 0 | 0 | 0 | 0 | 17.0765 | 0 | 0 | 365.4372 | 17.0765 | 0
7473 | 20.51 | 887.41 | 2.49 | 0 | 0 | 0 | 0 | 0.64 | 0 | 0.99 | 0 | 0 | 0 | 814.24 | 204.53 | 0 | 117688.56 | 0 | 0 | 1.22 | 0 | 0.99 | 1.23 | 134.05 | 17.08 | 0 | 0 | 87.3527 | 5.7186 | 0 | 0 | 0 | 0 | 0 | 17.0765 | 0 | 0 | 365.4372 | 17.0765 | 0
7474 | 32.75 | 1278.07 | 3.01 | 0 | 0 | 0 | 0 | 88.91 | 0 | 86.7 | 0 | 0 | 0 | 1130.55 | 425.95 | 0 | 118114.51 | 0 | 0 | 1.2 | 0 | 1.7 | 0 | 125.97 | 17.08 | 0 | 0 | 89.3608 | 3.8124 | 0 | 0 | 0 | 0 | 0 | 17.0765 | 0 | 0 | 365.4372 | 17.0765 | 0
7475 | 40.77 | 1494.57 | 3.77 | 0 | 0 | 0 | 0 | 26.16 | 0 | 111.92 | 0 | 0 | 0 | 1377.96 | 599.13 | 0 | 118713.64 | 0 | 0 | 1.18 | 0 | 2.47 | 39.62 | 156.93 | 17.08 | 0 | 0 | 90.3649 | 3.8124 | 0 | 0 | 0 | 0 | 0 | 17.0765 | 0 | 0 | 365.4372 | 17.0765 | 0
7476 | 42.93 | 1548.54 | 4.41 | 0 | 0 | 0 | 0 | 123.56 | 0 | 231.03 | 0 | 0 | 0 | 1377.96 | 599.13 | 0 | 119312.77 | 0 | 0 | 1.19 | 0 | 3.42 | 0 | 153.5 | 17.08 | 0 | 0 | 89.3608 | 3.8124 | 0 | 0 | 0 | 0 | 0 | 17.0765 | 0 | 0 | 365.4372 | 17.0765 | 0
7477 | 43.2 | 1555.15 | 4.89 | 0 | 0 | 0 | 0 | 130.95 | 0 | 357.27 | 0 | 0 | 0 | 1377.96 | 599.13 | 0 | 119911.9 | 0 | 0 | 1.2 | 0 | 4.47 | 0 | 151.68 | 17.08 | 0 | 0 | 88.3568 | 4.7655 | 0 | 0 | 0 | 0 | 0 | 17.0765 | 0 | 0 | 365.4372 | 17.0765 | 0
7478 | 42.01 | 1525.94 | 5.13 | 0 | 0 | 0 | 0 | 102.95 | 0 | 456.52 | 0 | 0 | 0 | 1377.96 | 599.13 | 0 | 120511.04 | 0 | 0 | 0.06 | 0 | 4.46 | 0 | 150.51 | 17.08 | 0 | 0 | 87.3527 | 4.7655 | 0 | 0 | 0 | 0 | 0 | 17.0765 | 0 | 0 | 365.4372 | 17.0765 | 0
7479 | 38.78 | 1443.44 | 5.08 | 0 | 0 | 0 | 0 | 16.09 | 0 | 472.03 | 0 | 0 | 0 | 1377.96 | 599.13 | 0 | 121110.17 | 0 | 0 | 1.13 | 0 | 5.47 | 0 | 149.23 | 17.08 | 0 | 0 | 87.3527 | 4.7655 | 0 | 0 | 0 | 0 | 0 | 17.0765 | 0 | 0 | 365.4372 | 17.0765 | 0
7480 | 34.67 | 1332.3 | 4.77 | 0 | 0 | 0 | 0 | 157.14 | 0 | 623.51 | 0 | 0 | 0 | 1121.35 | 419.51 | 0 | 121529.68 | 0 | 0 | 1.12 | 0 | 6.49 | 0 | 148.35 | 17.08 | 0 | 0 | 87.3527 | 4.7655 | 0 | 0 | 0 | 0 | 0 | 17.0765 | 0 | 0 | 365.4372 | 17.0765 | 0
7481 | 29.93 | 1194.84 | 4.47 | 0 | 0 | 0 | 0 | 0 | 0 | 623.51 | 0 | 0 | 0 | 1095.25 | 401.24 | 0 | 121930.92 | 0 | 0 | 1.13 | 0 | 7.52 | 37.78 | 183.58 | 17.08 | 0 | 0 | 89.3608 | 5.7186 | 0 | 0 | 0 | 0 | 0 | 17.0765 | 0 | 0 | 365.4372 | 17.0765 | 0
7482 | 30.79 | 1220.81 | 4.16 | 0 | 0 | 0 | 0 | 157.14 | 0 | 774.99 | 0 | 0 | 0 | 999.46 | 334.18 | 0 | 122265.1 | 0 | 0 | 1.12 | 0 | 8.43 | 0 | 180.5 | 17.08 | 0 | 0 | 91.3689 | 6.6717 | 0 | 0 | 0 | 0 | 0 | 17.0765 | 0 | 0 | 365.4372 | 17.0765 | 0
7483 | 7.6 | 371.45 | 4.04 | 0 | 0 | 0 | 0 | 157.14 | 0 | 926.47 | 0 | 0 | 0 | 120.75 | 0 | 280.91 | 121984.19 | 0 | 0 | 1.13 | 0 | 9.11 | 0 | 173.11 | 17.08 | 0 | 0 | 97.3933 | 6.6717 | 0 | 0 | 0 | 0 | 0 | 17.0765 | 0 | 0 | 365.4372 | 17.0765 | 0
7484 | 0 | 0 | 4.18 | 0 | 0 | 0 | 0 | 0 | 104.9603 | 817.59 | 0 | 0 | 0 | 0 | 0 | 365.44 | 121618.76 | 0 | 0 | 0 | 0 | 8.64 | 0 | 164.08 | 17.08 | 0 | 0 | 103.4176 | 5.7186 | 0 | 0 | 0 | 0 | 0 | 17.0765 | 0 | 0 | 365.4372 | 17.0765 | 0
7485 | 0 | 0 | 4.57 | 0 | 0 | 0 | 0 | 0 | 102.6082 | 711.15 | 0 | 0 | 0 | 0 | 0 | 365.44 | 121253.32 | 0 | 0 | 0 | 0 | 8.05 | 0 | 152.89 | 17.08 | 0 | 0 | 102.4135 | 4.7655 | 0 | 0 | 0 | 0 | 0 | 17.0765 | 0 | 0 | 365.4372 | 17.0765 | 0
7486 | 0 | 0 | 5.11 | 0 | 0 | 0 | 0 | 0 | 93.0838 | 614.59 | 0 | 0 | 0 | 0 | 0 | 365.44 | 120887.88 | 0 | 0 | 0 | 0 | 7.38 | 0 | 140.18 | 17.08 | 0 | 0 | 94.3811 | 3.8124 | 0 | 0 | 0 | 0 | 0 | 17.0765 | 0 | 0 | 365.4372 | 17.0765 | 0
7487 | 0 | 0 | 5.76 | 0 | 0 | 0 | 0 | 0 | 80.4362 | 531.15 | 0 | 0 | 0 | 0 | 0 | 365.44 | 120522.45 | 0 | 0 | 0 | 0 | 6.66 | 0 | 126.45 | 17.08 | 0 | 0 | 83.3365 | 2.8593 | 0 | 0 | 0 | 0 | 0 | 17.0765 | 0 | 0 | 365.4372 | 17.0765 | 0
7488 | 0 | 0 | 6.47 | 0 | 0 | 0 | 0 | 0 | 70.7383 | 457.77 | 0 | 0 | 0 | 0 | 0 | 365.44 | 120157.01 | 0 | 0 | 0 | 0 | 5.94 | 0 | 112.85 | 17.08 | 0 | 0 | 75.3041 | 1.9062 | 0 | 0 | 0 | 0 | 0 | 17.0765 | 0 | 0 | 365.4372 | 17.0765 | 0
7489 | 0 | 0 | 7.05 | 0 | 0 | 0 | 0 | 0 | 64.1928 | 391.18 | 0 | 0 | 0 | 0 | 0 | 365.44 | 119791.57 | 0 | 0 | 0 | 0 | 5.28 | 0 | 100.41 | 17.08 | 0 | 0 | 70.2838 | 0.95311 | 0 | 0 | 0 | 0 | 0 | 17.0765 | 0 | 0 | 365.4372 | 17.0765 | 0
7490 | 0 | 0 | 7.51 | 0 | 0 | 0 | 0 | 0 | 59.7584 | 329.19 | 0 | 0 | 0 | 0 | 0 | 365.44 | 119426.13 | 0 | 0 | 0 | 0 | 4.55 | 0 | 86.41 | 17.08 | 0 | 0 | 67.2716 | 0 | 0 | 0 | 0 | 0 | 0 | 17.0765 | 0 | 0 | 365.4372 | 17.0765 | 0
7491 | 0 | 0 | 7.75 | 0 | 0 | 0 | 0 | 0 | 58.5244 | 268.48 | 0 | 0 | 0 | 0 | 0 | 365.44 | 119060.7 | 0 | 0 | 0 | 0 | 3.66 | 0 | 69.63 | 17.08 | 0 | 0 | 66.2676 | 0 | 0 | 0 | 0 | 0 | 0 | 17.0765 | 0 | 0 | 365.4372 | 17.0765 | 0
7492 | 0 | 0 | 7.89 | 0 | 0 | 0 | 0 | 0 | 57.3773 | 208.97 | 0 | 0 | 0 | 0 | 0 | 365.44 | 118695.26 | 0 | 0 | 0 | 0 | 2.73 | 0 | 51.92 | 17.08 | 0 | 0 | 65.2635 | 0 | 0 | 0 | 0 | 0 | 0 | 17.0765 | 0 | 0 | 365.4372 | 17.0765 | 0
7493 | 0 | 0 | 7.63 | 0 | 0 | 0 | 0 | 0 | 60.6452 | 146.05 | 0 | 0 | 0 | 0 | 0 | 365.44 | 118329.82 | 0 | 0 | 0 | 0 | 1.83 | 0 | 34.7 | 17.08 | 0 | 0 | 68.2757 | 0 | 0 | 0 | 0 | 0 | 0 | 17.0765 | 0 | 0 | 365.4372 | 17.0765 | 0
7494 | 0 | 0 | 7.11 | 0 | 0 | 0 | 0 | 0 | 67.133 | 76.41 | 0 | 0 | 0 | 0 | 0 | 365.44 | 117964.39 | 0 | 0 | 0 | 0 | 0.9 | 0 | 17.05 | 17.08 | 0 | 0 | 73.296 | 0.95311 | 0 | 0 | 0 | 0 | 0 | 17.0765 | 0 | 0 | 365.4372 | 17.0765 | 0
7495 | 0 | 0 | 6.56 | 0 | 0 | 0 | 0 | 0 | 73.6592 | 0 | 0 | 0 | 0 | 0 | 0 | 365.44 | 117598.95 | 0 | 0 | 0 | 0 | 0 | 0 | 0 | 17.08 | 0 | 0 | 78.3162 | 1.9062 | 0 | 0 | 0 | 0 | 0 | 17.0765 | 0 | 0 | 365.4372 | 17.0765 | 0
7496 | 24.99 | 1039.98 | 6.27 | 0 | 0 | 0 | 0 | 0 | 0 | 0 | 0 | 0 | 0 | 966.78 | 311.31 | 0 | 117910.26 | 0 | 0 | 0.87 | 0 | 0 | 16.44 | 0 | 17.08 | 0 | 0 | 83.3365 | 3.8124 | 0 | 0 | 0 | 0 | 0 | 17.0765 | 0 | 0 | 365.4372 | 17.0765 | 0
7497 | 33.05 | 1286.72 | 6.15 | 0 | 0 | 0 | 0 | 0 | 0 | 0 | 0 | 0 | 0 | 1222.33 | 490.19 | 0 | 118400.45 | 0 | 0 | 0.58 | 0 | 0 | 10.95 | 0 | 17.08 | 0 | 0 | 86.3487 | 5.7186 | 0 | 0 | 0 | 0 | 0 | 17.0765 | 0 | 0 | 365.4372 | 17.0765 | 0
7498 | 41.92 | 1523.71 | 6.77 | 0 | 0 | 0 | 0 | 0.74 | 0 | 0.71 | 0 | 0 | 0 | 1377.96 | 599.13 | 0 | 118999.58 | 0 | 0 | 1.2 | 0 | 0.71 | 40.17 | 30.09 | 17.08 | 61.17 | 0 | 87.3527 | 3.8124 | 0 | 0 | 0 | 0 | 0 | 17.0765 | 0 | 0 | 365.4372 | 17.0765 | 0
7499 | 48.62 | 1682.71 | 8.26 | 0 | 0 | 0 | 0 | 78.81 | 0 | 76.69 | 0 | 0 | 0 | 1377.96 | 599.13 | 0 | 119598.71 | 0 | 0 | 1.18 | 0 | 1.49 | 39.62 | 61.05 | 17.08 | 150.85 | 0 | 87.3527 | 3.8124 | 0 | 0 | 0 | 0 | 0 | 17.0765 | 0 | 0 | 365.4372 | 17.0765 | 0
7500 | 50.79 | 1731.14 | 9.9 | 0 | 0 | 0 | 0 | 157.14 | 0 | 228.17 | 0 | 0 | 0 | 1377.96 | 599.13 | 0 | 120197.85 | 0 | 0 | 1.19 | 0 | 2.43 | 39.7 | 95.33 | 17.08 | 126.69 | 0 | 85.3446 | 3.8124 | 0 | 0 | 0 | 0 | 0 | 17.0765 | 0 | 0 | 365.4372 | 17.0765 | 0
7501 | 51.18 | 1739.61 | 11.54 | 0 | 0 | 0 | 0 | 157.14 | 0 | 379.65 | 0 | 0 | 0 | 1377.96 | 599.13 | 0 | 120796.98 | 0 | 0 | 1.2 | 0 | 3.48 | 40.31 | 131.8 | 17.08 | 136.61 | 0 | 84.3406 | 4.7655 | 0 | 0 | 0 | 0 | 0 | 17.0765 | 0 | 0 | 365.4372 | 17.0765 | 0
7502 | 50.44 | 1723.51 | 12.91 | 0 | 0 | 0 | 0 | 157.14 | 0 | 531.13 | 0 | 0 | 0 | 1377.96 | 599.13 | 0 | 121396.11 | 0 | 0 | 1.18 | 0 | 4.54 | 39.49 | 168.15 | 17.08 | 124.01 | 0 | 82.3324 | 4.7655 | 0 | 0 | 0 | 0 | 0 | 17.0765 | 0 | 0 | 365.4372 | 17.0765 | 0
7503 | 48.61 | 1682.5 | 13.97 | 0 | 0 | 0 | 0 | 157.14 | 0 | 682.61 | 0 | 0 | 0 | 1377.96 | 599.13 | 0 | 121995.24 | 0 | 0 | 1.13 | 0 | 5.55 | 38.02 | 202.98 | 17.08 | 83.74 | 0 | 82.3324 | 4.7655 | 0 | 0 | 0 | 0 | 0 | 17.0765 | 0 | 0 | 365.4372 | 17.0765 | 0
7504 | 46.27 | 1628.78 | 13.64 | 0 | 0 | 0 | 0 | 0 | 0 | 682.61 | 0 | 0 | 0 | 1377.96 | 599.13 | 0 | 122594.38 | 0 | 0 | 1.12 | 0 | 6.56 | 37.52 | 237.74 | 17.08 | 184 | 0 | 83.3365 | 4.7655 | 0 | 0 | 0 | 0 | 0 | 17.0765 | 0 | 0 | 365.4372 | 17.0765 | 0
7505 | 43.76 | 1568.95 | 12.03 | 0 | 0 | 0 | 0 | 117.82 | 0 | 796.19 | 0 | 0 | 0 | 1377.96 | 599.13 | 0 | 123193.51 | 0 | 0 | 1.13 | 0 | 7.6 | 37.78 | 272.98 | 17.08 | 0 | 0 | 84.3406 | 5.7186 | 0 | 0 | 0 | 0 | 0 | 17.0765 | 0 | 0 | 365.4372 | 17.0765 | 0
7506 | 47.2 | 1650.39 | 10.09 | 0 | 0 | 0 | 0 | 157.14 | 0 | 947.67 | 0 | 0 | 0 | 1377.96 | 599.13 | 0 | 123792.64 | 0 | 0 | 1.12 | 0 | 8.5 | 23.27 | 292 | 17.08 | 54.18 | 0 | 87.3527 | 6.6717 | 0 | 0 | 0 | 0 | 0 | 17.0765 | 0 | 0 | 365.4372 | 17.0765 | 0
7507 | 9.51 | 456.43 | 8.65 | 0 | 0 | 0 | 0 | 0 | 0 | 947.67 | 0 | 0 | 0 | 365.63 | 0 | 109.49 | 123683.15 | 0 | 0 | 1.13 | 0 | 9.19 | 7.78 | 292 | 17.08 | 0 | 0 | 93.377 | 6.6717 | 0 | 0 | 0 | 0 | 0 | 17.0765 | 0 | 0 | 365.4372 | 17.0765 | 0
7508 | 0 | 0 | 7.49 | 0 | 0 | 0 | 0 | 0 | 98.6365 | 845.35 | 0 | 0 | 0 | 0 | 0 | 365.44 | 123317.71 | 0 | 0 | 0 | 0 | 8.71 | 0 | 282.97 | 17.08 | 0 | 0 | 100.4054 | 5.7186 | 0 | 0 | 0 | 0 | 0 | 17.0765 | 0 | 0 | 365.4372 | 17.0765 | 0
7509 | 0 | 0 | 6.51 | 0 | 0 | 0 | 0 | 0 | 99.639 | 741.99 | 0 | 0 | 0 | 0 | 0 | 365.44 | 122952.27 | 0 | 0 | 0.97 | 0 | 9.05 | 0 | 271.78 | 17.08 | 0 | 0 | 100.4054 | 4.7655 | 0 | 0 | 0 | 0 | 0 | 17.0765 | 0 | 0 | 365.4372 | 17.0765 | 0
7510 | 0 | 0 | 6.24 | 0 | 0 | 0 | 0 | 0 | 92.2259 | 646.33 | 0 | 0 | 0 | 0 | 0 | 365.44 | 122586.84 | 0 | 0 | 1.27 | 0 | 9.59 | 0 | 259.08 | 17.08 | 0 | 0 | 93.377 | 3.8124 | 0 | 0 | 0 | 0 | 0 | 17.0765 | 0 | 0 | 365.4372 | 17.0765 | 0
7511 | 0 | 0 | 6.55 | 0 | 0 | 0 | 0 | 0 | 78.6335 | 564.75 | 0 | 0 | 0 | 0 | 0 | 365.44 | 122221.4 | 0 | 0 | 0 | 0 | 8.87 | 0 | 245.34 | 17.08 | 0 | 0 | 82.3324 | 2.8593 | 0 | 0 | 0 | 0 | 0 | 17.0765 | 0 | 0 | 365.4372 | 17.0765 | 0
7512 | 0 | 0 | 7.37 | 0 | 0 | 0 | 0 | 0 | 67.827 | 494.39 | 0 | 0 | 0 | 0 | 0 | 365.44 | 121855.96 | 0 | 0 | 0 | 0 | 8.15 | 0 | 231.74 | 17.08 | 0 | 0 | 73.296 | 1.9062 | 0 | 0 | 0 | 0 | 0 | 17.0765 | 0 | 0 | 365.4372 | 17.0765 | 0
7513 | 0 | 0 | 8.57 | 0 | 0 | 0 | 0 | 0 | 61.6574 | 430.43 | 0 | 0 | 0 | 0 | 0 | 365.44 | 121490.53 | 0 | 0 | 0 | 0 | 7.5 | 0 | 219.3 | 17.08 | 0 | 0 | 69.2797 | 0.95311 | 0 | 0 | 0 | 0 | 0 | 17.0765 | 0 | 0 | 365.4372 | 17.0765 | 0
7514 | 0 | 0 | 10.13 | 0 | 0 | 0 | 0 | 0 | 55.1312 | 373.24 | 0 | 0 | 0 | 0 | 0 | 365.44 | 121125.09 | 0 | 0 | 0 | 0 | 6.76 | 0 | 205.3 | 17.08 | 0 | 0 | 65.2635 | 0 | 0 | 0 | 0 | 0 | 0 | 17.0765 | 0 | 0 | 365.4372 | 17.0765 | 0
7515 | 0 | 0 | 11.65 | 0 | 0 | 0 | 0 | 0 | 52.6151 | 318.66 | 0 | 0 | 0 | 0 | 0 | 365.44 | 120759.65 | 0 | 0 | 0 | 0 | 5.88 | 0 | 188.53 | 17.08 | 0 | 0 | 64.2595 | 0 | 0 | 0 | 0 | 0 | 0 | 17.0765 | 0 | 0 | 365.4372 | 17.0765 | 0
7516 | 0 | 0 | 12.28 | 0 | 0 | 0 | 0 | 0 | 52.9814 | 263.7 | 0 | 0 | 0 | 0 | 0 | 365.44 | 120394.21 | 0 | 0 | 0 | 0 | 4.94 | 0 | 170.81 | 17.08 | 0 | 0 | 65.2635 | 0 | 0 | 0 | 0 | 0 | 0 | 17.0765 | 0 | 0 | 365.4372 | 17.0765 | 0
7517 | 0 | 0 | 12.04 | 0 | 0 | 0 | 0 | 0 | 57.2423 | 204.32 | 0 | 0 | 0 | 0 | 0 | 365.44 | 120028.78 | 0 | 0 | 0 | 0 | 4.04 | 0 | 153.59 | 17.08 | 0 | 0 | 69.2797 | 0 | 0 | 0 | 0 | 0 | 0 | 17.0765 | 0 | 0 | 365.4372 | 17.0765 | 0
7518 | 0 | 0 | 11.11 | 0 | 0 | 0 | 0 | 0 | 63.142 | 138.82 | 0 | 0 | 0 | 0 | 0 | 365.44 | 119663.34 | 0 | 0 | 0 | 0 | 3.11 | 0 | 135.94 | 17.08 | 0 | 0 | 73.296 | 0.95311 | 0 | 0 | 0 | 0 | 0 | 17.0765 | 0 | 0 | 365.4372 | 17.0765 | 0
7519 | 0 | 0 | 9.82 | 0 | 0 | 0 | 0 | 0 | 70.4106 | 65.79 | 0 | 0 | 0 | 0 | 0 | 365.44 | 119297.9 | 0 | 0 | 0 | 0 | 2.21 | 0 | 118.89 | 17.08 | 0 | 0 | 78.3162 | 1.9062 | 0 | 0 | 0 | 0 | 0 | 17.0765 | 0 | 0 | 365.4372 | 17.0765 | 0
7520 | 5.77 | 287.24 | 8.27 | 0 | 0 | 0 | 0 | 0 | 0 | 65.79 | 0 | 0 | 0 | 170.74 | 0 | 245.92 | 119051.99 | 0 | 0 | 1.26 | 0 | 2.58 | 42.12 | 143.28 | 17.08 | 0 | 0 | 83.3365 | 3.8124 | 0 | 0 | 0 | 0 | 0 | 17.0765 | 0 | 0 | 365.4372 | 17.0765 | 0
7521 | 14.02 | 644.02 | 7.13 | 0 | 0 | 0 | 0 | 0 | 0 | 65.79 | 0 | 0 | 0 | 571.89 | 34.89 | 0 | 119086.87 | 0 | 0 | 1.22 | 0 | 3.2 | 0 | 132.88 | 17.08 | 0 | 0 | 86.3487 | 5.7186 | 0 | 0 | 0 | 0 | 0 | 17.0765 | 0 | 0 | 365.4372 | 17.0765 | 0
7522 | 19.16 | 839.23 | 6.02 | 0 | 0 | 0 | 0 | 157.14 | 0 | 217.27 | 0 | 0 | 0 | 613.75 | 64.19 | 0 | 119151.06 | 0 | 0 | 1.2 | 0 | 3.91 | 1.15 | 125.9 | 17.08 | 0 | 0 | 87.3527 | 3.8124 | 0 | 0 | 0 | 0 | 0 | 17.0765 | 0 | 0 | 365.4372 | 17.0765 | 0
7523 | 20.13 | 873.97 | 5.37 | 0 | 0 | 0 | 0 | 0 | 0 | 217.27 | 0 | 0 | 0 | 807.12 | 199.54 | 0 | 119350.6 | 0 | 0 | 1.18 | 0 | 4.69 | 0 | 119.22 | 17.08 | 0 | 0 | 87.3527 | 3.8124 | 0 | 0 | 0 | 0 | 0 | 17.0765 | 0 | 0 | 365.4372 | 17.0765 | 0
7524 | 25.53 | 1057.7 | 5.17 | 0 | 0 | 0 | 0 | 128.02 | 0 | 340.68 | 0 | 0 | 0 | 829.34 | 215.1 | 0 | 119565.7 | 0 | 0 | 1.19 | 0 | 5.63 | 39.7 | 153.5 | 17.08 | 0 | 0 | 86.3487 | 3.8124 | 0 | 0 | 0 | 0 | 0 | 17.0765 | 0 | 0 | 365.4372 | 17.0765 | 0
7525 | 29.43 | 1179.86 | 5.13 | 0 | 0 | 0 | 0 | 0 | 0 | 340.68 | 0 | 0 | 0 | 1124.12 | 421.45 | 0 | 119987.14 | 0 | 0 | 1.2 | 0 | 6.68 | 0 | 151.68 | 17.08 | 0 | 0 | 84.3406 | 4.7655 | 0 | 0 | 0 | 0 | 0 | 17.0765 | 0 | 0 | 365.4372 | 17.0765 | 0
7526 | 31.6 | 1244.63 | 5.13 | 0 | 0 | 0 | 0 | 157.14 | 0 | 492.16 | 0 | 0 | 0 | 1035.95 | 359.73 | 0 | 120346.87 | 0 | 0 | 1.18 | 0 | 7.74 | 0 | 150.51 | 17.08 | 0 | 0 | 82.3324 | 4.7655 | 0 | 0 | 0 | 0 | 0 | 17.0765 | 0 | 0 | 365.4372 | 17.0765 | 0
7527 | 28.25 | 1143.81 | 5.06 | 0 | 0 | 0 | 0 | 0 | 0 | 492.16 | 0 | 0 | 0 | 1088.89 | 396.79 | 0 | 120743.66 | 0 | 0 | 1.13 | 0 | 8.75 | 0 | 149.23 | 17.08 | 0 | 0 | 82.3324 | 4.7655 | 0 | 0 | 0 | 0 | 0 | 17.0765 | 0 | 0 | 365.4372 | 17.0765 | 0
7528 | 24.09 | 1010.45 | 5.35 | 0 | 0 | 0 | 0 | 157.14 | 0 | 643.64 | 0 | 0 | 0 | 793.54 | 190.04 | 0 | 120933.7 | 0 | 0 | 1.12 | 0 | 9.76 | 0 | 148.35 | 17.08 | 0 | 0 | 83.3365 | 4.7655 | 0 | 0 | 0 | 0 | 0 | 17.0765 | 0 | 0 | 365.4372 | 17.0765 | 0
7529 | 19.47 | 850.38 | 5.44 | 0 | 0 | 0 | 0 | 0 | 0 | 643.64 | 0 | 0 | 0 | 745.31 | 156.28 | 0 | 121089.98 | 0 | 0 | 1.13 | 0 | 10.8 | 37.78 | 183.58 | 17.08 | 0 | 0 | 85.3446 | 5.7186 | 0 | 0 | 0 | 0 | 0 | 17.0765 | 0 | 0 | 365.4372 | 17.0765 | 0
7530 | 19.21 | 841.2 | 5.15 | 0 | 0 | 0 | 0 | 157.14 | 0 | 795.12 | 0 | 0 | 0 | 613.28 | 63.86 | 0 | 121153.84 | 0 | 0 | 1.12 | 0 | 11.7 | 0 | 180.5 | 17.08 | 0 | 0 | 87.3527 | 6.6717 | 0 | 0 | 0 | 0 | 0 | 17.0765 | 0 | 0 | 365.4372 | 17.0765 | 0
7531 | 6.14 | 304.58 | 4.84 | 0 | 0 | 0 | 0 | 157.14 | 0 | 946.61 | 0 | 0 | 0 | 56.23 | 0 | 326.07 | 120827.77 | 0 | 0 | 1.13 | 0 | 12.39 | 0 | 173.11 | 17.08 | 0 | 0 | 94.3811 | 6.6717 | 0 | 0 | 0 | 0 | 0 | 17.0765 | 0 | 0 | 365.4372 | 17.0765 | 0
7532 | 0 | 0 | 4.59 | 0 | 0 | 0 | 0 | 0 | 101.5381 | 841.28 | 0 | 0 | 0 | 0 | 0 | 365.44 | 120462.33 | 0 | 0 | 0 | 0 | 11.91 | 0 | 164.08 | 17.08 | 0 | 0 | 100.4054 | 5.7186 | 0 | 0 | 0 | 0 | 0 | 17.0765 | 0 | 0 | 365.4372 | 17.0765 | 0
7533 | 0 | 0 | 4.33 | 0 | 0 | 0 | 0 | 0 | 100.8344 | 736.67 | 0 | 0 | 0 | 0 | 0 | 365.44 | 120096.9 | 0 | 0 | 0 | 0 | 11.32 | 0 | 152.89 | 17.08 | 0 | 0 | 100.4054 | 4.7655 | 0 | 0 | 0 | 0 | 0 | 17.0765 | 0 | 0 | 365.4372 | 17.0765 | 0
7534 | 0 | 0 | 4.23 | 0 | 0 | 0 | 0 | 0 | 92.9585 | 640.24 | 0 | 0 | 0 | 0 | 0 | 365.44 | 119731.46 | 0 | 0 | 0 | 0 | 10.66 | 0 | 140.18 | 17.08 | 0 | 0 | 93.377 | 3.8124 | 0 | 0 | 0 | 0 | 0 | 17.0765 | 0 | 0 | 365.4372 | 17.0765 | 0
7535 | 0 | 0 | 4.44 | 0 | 0 | 0 | 0 | 0 | 82.046 | 555.13 | 0 | 0 | 0 | 0 | 0 | 365.44 | 119366.02 | 0 | 0 | 1.29 | 0 | 11.16 | 0 | 126.45 | 17.08 | 0 | 0 | 82.3324 | 2.8593 | 0 | 0 | 0 | 0 | 0 | 17.0765 | 0 | 0 | 365.4372 | 17.0765 | 0
7536 | 0 | 0 | 4.81 | 0 | 0 | 0 | 0 | 0 | 70.3913 | 482.11 | 0 | 0 | 0 | 0 | 0 | 365.44 | 119000.58 | 0 | 0 | 0 | 0 | 10.45 | 0 | 112.85 | 17.08 | 0 | 0 | 73.296 | 1.9062 | 0 | 0 | 0 | 0 | 0 | 17.0765 | 0 | 0 | 365.4372 | 17.0765 | 0
7537 | 0 | 0 | 5.14 | 0 | 0 | 0 | 0 | 0 | 65.0989 | 414.58 | 0 | 0 | 0 | 0 | 0 | 365.44 | 118635.15 | 0 | 0 | 0 | 0 | 9.79 | 0 | 100.41 | 17.08 | 0 | 0 | 69.2797 | 0.95311 | 0 | 0 | 0 | 0 | 0 | 17.0765 | 0 | 0 | 365.4372 | 17.0765 | 0
7538 | 0 | 0 | 5.4 | 0 | 0 | 0 | 0 | 0 | 59.8548 | 352.48 | 0 | 0 | 0 | 0 | 0 | 365.44 | 118269.71 | 0 | 0 | 0 | 0 | 9.05 | 0 | 86.41 | 17.08 | 0 | 0 | 65.2635 | 0 | 0 | 0 | 0 | 0 | 0 | 17.0765 | 0 | 0 | 365.4372 | 17.0765 | 0
7539 | 0 | 0 | 5.64 | 0 | 0 | 0 | 0 | 0 | 58.6208 | 291.67 | 0 | 0 | 0 | 0 | 0 | 365.44 | 117904.27 | 0 | 0 | 0 | 0 | 8.17 | 0 | 69.63 | 17.08 | 0 | 0 | 64.2595 | 0 | 0 | 0 | 0 | 0 | 0 | 17.0765 | 0 | 0 | 365.4372 | 17.0765 | 0
7540 | 0 | 0 | 5.47 | 0 | 0 | 0 | 0 | 0 | 61.1754 | 228.21 | 0 | 0 | 0 | 0 | 0 | 365.44 | 117538.84 | 0 | 0 | 1.39 | 0 | 8.56 | 0 | 51.92 | 17.08 | 0 | 0 | 65.2635 | 0 | 0 | 0 | 0 | 0 | 0 | 17.0765 | 0 | 0 | 365.4372 | 17.0765 | 0
7541 | 0 | 0 | 5.06 | 0 | 0 | 0 | 0 | 0 | 65.2242 | 160.55 | 0 | 0 | 0 | 0 | 0 | 365.44 | 117173.4 | 0 | 0 | 0 | 0 | 7.65 | 0 | 34.7 | 17.08 | 0 | 0 | 70.2838 | 0 | 0 | 0 | 0 | 0 | 0 | 17.0765 | 0 | 0 | 365.4372 | 17.0765 | 0
7542 | 0 | 0 | 4.71 | 0 | 0 | 0 | 0 | 0 | 71.5384 | 86.33 | 0 | 0 | 0 | 0 | 0 | 365.44 | 116807.96 | 0 | 0 | 0 | 0 | 6.72 | 0 | 17.05 | 17.08 | 0 | 0 | 75.3041 | 0.95311 | 0 | 0 | 0 | 0 | 0 | 17.0765 | 0 | 0 | 365.4372 | 17.0765 | 0
7543 | 0 | 0 | 4.62 | 0 | 0 | 0 | 0 | 0 | 77.6116 | 5.82 | 0 | 0 | 0 | 0 | 0 | 365.44 | 116442.52 | 0 | 0 | 0 | 0 | 5.82 | 0 | 0 | 17.08 | 0 | 0 | 80.3243 | 1.9062 | 0 | 0 | 0 | 0 | 0 | 17.0765 | 0 | 0 | 365.4372 | 17.0765 | 0
7544 | 25.47 | 1055.53 | 4.76 | 0 | 0 | 0 | 0 | 0.39 | 0 | 6.2 | 0 | 0 | 0 | 978.52 | 319.52 | 0 | 116762.05 | 0 | 0 | 1.26 | 0 | 6.2 | 16.44 | 0 | 17.08 | 0 | 0 | 85.3446 | 3.8124 | 0 | 0 | 0 | 0 | 0 | 17.0765 | 0 | 0 | 365.4372 | 17.0765 | 0
7545 | 33.93 | 1311.46 | 5.12 | 0 | 0 | 0 | 0 | 0.64 | 0 | 6.81 | 0 | 0 | 0 | 1243.62 | 505.1 | 0 | 117267.14 | 0 | 0 | 1.22 | 0 | 6.81 | 10.95 | 0 | 17.08 | 0 | 0 | 88.3568 | 5.7186 | 0 | 0 | 0 | 0 | 0 | 17.0765 | 0 | 0 | 365.4372 | 17.0765 | 0
7546 | 42.18 | 1530.08 | 5.23 | 0 | 0 | 0 | 0 | 63.98 | 0 | 68.48 | 0 | 0 | 0 | 1377.96 | 599.13 | 0 | 117866.28 | 0 | 0 | 1.2 | 0 | 7.52 | 40.17 | 30.09 | 17.08 | 0 | 0 | 90.3649 | 3.8124 | 0 | 0 | 0 | 0 | 0 | 17.0765 | 0 | 0 | 365.4372 | 17.0765 | 0
7547 | 48.4 | 1677.71 | 5.33 | 0 | 0 | 0 | 0 | 157.14 | 0 | 219.96 | 0 | 0 | 0 | 1377.96 | 599.13 | 0 | 118465.41 | 0 | 0 | 1.18 | 0 | 8.3 | 39.62 | 61.05 | 17.08 | 60.35 | 0 | 91.3689 | 3.8124 | 0 | 0 | 0 | 0 | 0 | 17.0765 | 0 | 0 | 365.4372 | 17.0765 | 0
7548 | 51.73 | 1751.74 | 5.77 | 0 | 0 | 0 | 0 | 157.14 | 0 | 371.45 | 0 | 0 | 0 | 1377.96 | 599.13 | 0 | 119064.54 | 0 | 0 | 1.19 | 0 | 9.24 | 39.7 | 95.33 | 17.08 | 139.09 | 0 | 90.3649 | 3.8124 | 0 | 0 | 0 | 0 | 0 | 17.0765 | 0 | 0 | 365.4372 | 17.0765 | 0
7549 | 53.91 | 1798.13 | 6.33 | 0 | 0 | 0 | 0 | 0 | 0 | 371.45 | 0 | 0 | 0 | 1377.96 | 599.13 | 0 | 119663.68 | 0 | 0 | 1.2 | 0 | 10.29 | 40.31 | 131.8 | 17.08 | 344.77 | 0 | 89.3608 | 4.7655 | 0 | 0 | 0 | 0 | 0 | 17.0765 | 0 | 0 | 365.4372 | 17.0765 | 0
7550 | 55.37 | 1828.54 | 6.65 | 0 | 0 | 0 | 0 | 157.14 | 0 | 522.93 | 0 | 0 | 0 | 1377.96 | 599.13 | 0 | 120262.81 | 0 | 0 | 1.18 | 0 | 11.35 | 39.49 | 168.15 | 17.08 | 221.68 | 0 | 88.3568 | 4.7655 | 0 | 0 | 0 | 0 | 0 | 17.0765 | 0 | 0 | 365.4372 | 17.0765 | 0
7551 | 52.54 | 1768.98 | 6.72 | 0 | 0 | 0 | 0 | 157.14 | 0 | 674.41 | 0 | 0 | 0 | 1377.96 | 599.13 | 0 | 120861.94 | 0 | 0 | 1.13 | 0 | 12.36 | 38.02 | 202.98 | 17.08 | 160.87 | 0 | 88.3568 | 4.7655 | 0 | 0 | 0 | 0 | 0 | 17.0765 | 0 | 0 | 365.4372 | 17.0765 | 0
7552 | 49.19 | 1695.7 | 6.59 | 0 | 0 | 0 | 0 | 157.14 | 0 | 825.89 | 0 | 0 | 0 | 1377.96 | 599.13 | 0 | 121461.07 | 0 | 0 | 1.12 | 0 | 13.38 | 37.52 | 237.74 | 17.08 | 84.63 | 0 | 88.3568 | 4.7655 | 0 | 0 | 0 | 0 | 0 | 17.0765 | 0 | 0 | 365.4372 | 17.0765 | 0
7553 | 45.54 | 1611.62 | 6.19 | 0 | 0 | 0 | 0 | 0 | 0 | 825.89 | 0 | 0 | 0 | 1377.96 | 599.13 | 0 | 122060.21 | 0 | 0 | 1.13 | 0 | 14.41 | 0 | 237.09 | 17.08 | 188.19 | 0 | 90.3649 | 5.7186 | 0 | 0 | 0 | 0 | 0 | 17.0765 | 0 | 0 | 365.4372 | 17.0765 | 0
7554 | 49.38 | 1699.81 | 5.63 | 0 | 0 | 0 | 0 | 126.33 | 0 | 947.67 | 0 | 0 | 0 | 1377.96 | 599.13 | 0 | 122659.34 | 0 | 0 | 1.12 | 0 | 15.32 | 37.55 | 269.68 | 17.08 | 112.8 | 0 | 92.373 | 6.6717 | 0 | 0 | 0 | 0 | 0 | 17.0765 | 0 | 0 | 365.4372 | 17.0765 | 0
7555 | 10.03 | 478.57 | 5.14 | 0 | 0 | 0 | 0 | 0 | 0 | 947.67 | 0 | 0 | 0 | 387.54 | 0 | 94.16 | 122565.18 | 0 | 0 | 1.13 | 0 | 16 | 0 | 262.29 | 17.08 | 0 | 0 | 98.3973 | 6.6717 | 0 | 0 | 0 | 0 | 0 | 17.0765 | 0 | 0 | 365.4372 | 17.0765 | 0
7556 | 0 | 0 | 4.76 | 0 | 0 | 0 | 0 | 0 | 105.1435 | 838.6 | 0 | 0 | 0 | 0 | 0 | 365.44 | 122199.74 | 0 | 0 | 0 | 0.247 | 15.27 | 0 | 253.26 | 17.08 | 0 | 0 | 104.4216 | 5.7186 | 0 | 0 | 0 | 0 | 0 | 17.0765 | 0 | 0 | 365.4372 | 17.0765 | 0
7557 | 0 | 0 | 4.46 | 0 | 0 | 0 | 0 | 0 | 103.7168 | 731.01 | 0 | 0 | 0 | 0 | 0 | 365.44 | 121834.3 | 0 | 0 | 0 | 0 | 14.68 | 0 | 242.07 | 17.08 | 0 | 0 | 103.4176 | 4.7655 | 0 | 0 | 0 | 0 | 0 | 17.0765 | 0 | 0 | 365.4372 | 17.0765 | 0
7558 | 0 | 0 | 4.08 | 0 | 0 | 0 | 0 | 0 | 93.9032 | 633.6 | 0 | 0 | 0 | 0 | 0 | 365.44 | 121468.87 | 0 | 0 | 0 | 1.2065 | 12.74 | 0 | 229.36 | 17.08 | 0 | 0 | 95.3851 | 3.8124 | 0 | 0 | 0 | 0 | 0 | 17.0765 | 0 | 0 | 365.4372 | 17.0765 | 0
7559 | 0 | 0 | 3.71 | 0 | 0 | 0 | 0 | 0 | 83.492 | 546.99 | 0 | 0 | 0 | 0 | 0 | 365.44 | 121103.43 | 0 | 0 | 0 | 0 | 12.01 | 0 | 215.63 | 17.08 | 0 | 0 | 84.3406 | 2.8593 | 0 | 0 | 0 | 0 | 0 | 17.0765 | 0 | 0 | 365.4372 | 17.0765 | 0
7560 | 0 | 0 | 3.23 | 0 | 0 | 0 | 0 | 0 | 73.7074 | 470.53 | 0 | 0 | 0 | 0 | 0 | 365.44 | 120737.99 | 0 | 0 | 0 | 1.2825 | 9.95 | 0 | 202.03 | 17.08 | 0 | 0 | 76.3081 | 1.9062 | 0 | 0 | 0 | 0 | 0 | 17.0765 | 0 | 0 | 365.4372 | 17.0765 | 0
7561 | 0 | 0 | 2.62 | 0 | 0 | 0 | 0 | 0 | 69.6201 | 398.31 | 0 | 0 | 0 | 0 | 0 | 365.44 | 120372.56 | 0 | 0 | 0 | 0 | 9.3 | 0 | 189.59 | 17.08 | 0 | 0 | 71.2878 | 0.95311 | 0 | 0 | 0 | 0 | 0 | 17.0765 | 0 | 0 | 365.4372 | 17.0765 | 0
7562 | 0 | 0 | 2.12 | 0 | 0 | 0 | 0 | 0 | 66.1497 | 329.69 | 0 | 0 | 0 | 0 | 0 | 365.44 | 120007.12 | 0 | 0 | 0 | 0 | 8.56 | 0 | 175.59 | 17.08 | 0 | 0 | 68.2757 | 0 | 0 | 0 | 0 | 0 | 0 | 17.0765 | 0 | 0 | 365.4372 | 17.0765 | 0
7563 | 0 | 0 | 1.8 | 0 | 0 | 0 | 0 | 0 | 51.468 | 276.3 | 0 | 0 | 0 | 0 | 0 | 392.44 | 119614.68 | 27.01 | 12.6947 | 0 | 1.311 | 6.3 | 0 | 158.81 | 17.08 | 0 | 0 | 67.2716 | 0 | 0 | 0 | 0 | 0 | 0 | 17.0765 | 0 | 0 | 365.4372 | 17.0765 | 0
7564 | 0 | 0 | 1.79 | 0 | 0 | 0 | 0 | 0 | 56.0662 | 218.14 | 0 | 0 | 0 | 0 | 0 | 387.6 | 119227.08 | 22.16 | 10.4152 | 0 | 0 | 5.37 | 0 | 141.1 | 17.08 | 0 | 0 | 68.2757 | 0 | 0 | 0 | 0 | 0 | 0 | 17.0765 | 0 | 0 | 365.4372 | 17.0765 | 0
7565 | 0 | 0 | 1.9 | 0 | 0 | 0 | 0 | 0 | 56.7025 | 159.32 | 0 | 0 | 0 | 0 | 0 | 392.44 | 118834.63 | 27.01 | 12.6947 | 0 | 0 | 4.46 | 0 | 123.88 | 17.08 | 0 | 0 | 71.2878 | 0 | 0 | 0 | 0 | 0 | 0 | 17.0765 | 0 | 0 | 365.4372 | 17.0765 | 0
7566 | 0 | 0 | 2.09 | 0 | 0 | 0 | 0 | 0 | 73.881 | 82.68 | 0 | 0 | 0 | 0 | 0 | 365.44 | 118469.2 | 0 | 0 | 0 | 1.2825 | 2.18 | 0 | 106.23 | 17.08 | 0 | 0 | 76.3081 | 0.95311 | 0 | 0 | 0 | 0 | 0 | 17.0765 | 0 | 0 | 365.4372 | 17.0765 | 0
7567 | 0 | 0 | 2.31 | 0 | 0 | 0 | 0 | 0 | 79.7035 | 0 | 0 | 0 | 0 | 0 | 0 | 365.44 | 118103.76 | 0 | 0 | 0 | 1.216 | 0 | 0 | 89.18 | 17.08 | 0 | 0 | 81.3284 | 1.9062 | 0 | 0 | 0 | 0 | 0 | 17.0765 | 0 | 0 | 365.4372 | 17.0765 | 0
7568 | 16.76 | 750.3 | 2.52 | 0 | 0 | 0 | 0 | 0.39 | 0 | 0.37 | 0 | 0 | 0 | 677.77 | 109 | 0 | 118212.76 | 0 | 0 | 1.26 | 0 | 0.37 | 0 | 73.56 | 17.08 | 0 | 0 | 86.3487 | 3.8124 | 0 | 0 | 0 | 0 | 0 | 17.0765 | 0 | 0 | 365.4372 | 17.0765 | 0
7569 | 29.53 | 1183.02 | 2.69 | 0 | 0 | 0 | 0 | 0.64 | 0 | 0.99 | 0 | 0 | 0 | 1118.3 | 417.37 | 0 | 118630.13 | 0 | 0 | 1.22 | 0 | 0.99 | 0 | 63.16 | 17.08 | 0 | 0 | 89.3608 | 5.7186 | 0 | 0 | 0 | 0 | 0 | 17.0765 | 0 | 0 | 365.4372 | 17.0765 | 0
7570 | 39.06 | 1450.6 | 2.74 | 0 | 0 | 0 | 0 | 18.06 | 0 | 18.39 | 0 | 0 | 0 | 1377.96 | 599.13 | 0 | 119229.27 | 0 | 0 | 1.2 | 0 | 1.7 | 0 | 55.08 | 17.08 | 0 | 0 | 91.3689 | 3.8124 | 0 | 0 | 0 | 0 | 0 | 17.0765 | 0 | 0 | 365.4372 | 17.0765 | 0
7571 | 46.13 | 1625.4 | 2.63 | 0 | 0 | 0 | 0 | 157.14 | 0 | 169.87 | 0 | 0 | 0 | 1377.96 | 599.13 | 0 | 119828.4 | 0 | 0 | 1.18 | 0 | 2.47 | 39.62 | 86.04 | 17.08 | 2.07 | 0 | 92.373 | 3.8124 | 0 | 0 | 0 | 0 | 0 | 17.0765 | 0 | 0 | 365.4372 | 17.0765 | 0
7572 | 50.4 | 1722.6 | 2.43 | 0 | 0 | 0 | 0 | 157.14 | 0 | 321.35 | 0 | 0 | 0 | 1377.96 | 599.13 | 0 | 120427.53 | 0 | 0 | 1.19 | 0 | 3.42 | 39.7 | 120.32 | 17.08 | 104.28 | 0 | 91.3689 | 3.8124 | 0 | 0 | 0 | 0 | 0 | 17.0765 | 0 | 0 | 365.4372 | 17.0765 | 0
7573 | 52.84 | 1775.58 | 2.14 | 0 | 0 | 0 | 0 | 157.14 | 0 | 472.83 | 0 | 0 | 0 | 1377.96 | 599.13 | 0 | 121026.67 | 0 | 0 | 1.2 | 0 | 4.47 | 40.31 | 156.8 | 17.08 | 158.82 | 0 | 90.3649 | 4.7655 | 0 | 0 | 0 | 0 | 0 | 17.0765 | 0 | 0 | 365.4372 | 17.0765 | 0
7574 | 54.28 | 1805.99 | 1.74 | 0 | 0 | 0 | 0 | 0 | 0 | 472.83 | 0 | 0 | 0 | 1377.96 | 599.13 | 0 | 121625.8 | 0 | 0 | 1.18 | 0 | 5.52 | 0 | 155.63 | 17.08 | 388.76 | 0 | 89.3608 | 4.7655 | 0 | 0 | 0 | 0 | 0 | 17.0765 | 0 | 0 | 365.4372 | 17.0765 | 0
7575 | 51.79 | 1752.83 | 1.38 | 0 | 0 | 0 | 0 | 157.14 | 0 | 624.31 | 0 | 0 | 0 | 1377.96 | 599.13 | 0 | 122224.93 | 0 | 0 | 1.13 | 0 | 6.53 | 38.02 | 190.46 | 17.08 | 137.62 | 0 | 89.3608 | 4.7655 | 0 | 0 | 0 | 0 | 0 | 17.0765 | 0 | 0 | 365.4372 | 17.0765 | 0
7576 | 48.82 | 1687.37 | 0.97 | 0 | 0 | 0 | 0 | 157.14 | 0 | 775.79 | 0 | 0 | 0 | 1377.96 | 599.13 | 0 | 122824.06 | 0 | 0 | 1.12 | 0 | 7.55 | 37.52 | 225.23 | 17.08 | 69.3 | 0 | 89.3608 | 4.7655 | 0 | 0 | 0 | 0 | 0 | 17.0765 | 0 | 0 | 365.4372 | 17.0765 | 0
7577 | 45.63 | 1613.77 | 0.67 | 0 | 0 | 0 | 0 | 146.11 | 0 | 916.65 | 0 | 0 | 0 | 1377.96 | 599.13 | 0 | 123423.2 | 0 | 0 | 1.13 | 0 | 8.59 | 37.78 | 260.46 | 17.08 | 0 | 0 | 91.3689 | 5.7186 | 0 | 0 | 0 | 0 | 0 | 17.0765 | 0 | 0 | 365.4372 | 17.0765 | 0
7578 | 49.16 | 1694.89 | 0.47 | 0 | 0 | 0 | 0 | 32.18 | 0 | 947.67 | 0 | 0 | 0 | 1377.96 | 599.13 | 0 | 124022.33 | 0 | 0 | 1.12 | 0 | 9.49 | 36.44 | 292 | 17.08 | 196.76 | 0 | 93.377 | 6.6717 | 0 | 0 | 0 | 0 | 0 | 17.0765 | 0 | 0 | 365.4372 | 17.0765 | 0
7579 | 10.2 | 486.14 | 0.36 | 0 | 0 | 0 | 0 | 0 | 0 | 947.67 | 0 | 0 | 0 | 389.5 | 0 | 92.79 | 123929.54 | 0 | 0 | 1.13 | 0 | 10.18 | 0 | 284.61 | 17.08 | 0 | 0 | 99.4014 | 6.6717 | 0 | 0 | 0 | 0 | 0 | 17.0765 | 0 | 0 | 365.4372 | 17.0765 | 0
7580 | 0 | 0 | 0.32 | 0 | 0 | 0 | 0 | 0 | 97.123 | 846.92 | 0 | 0 | 0 | 0 | 0 | 392.44 | 123537.1 | 27.01 | 12.6947 | 0 | 0 | 9.7 | 0 | 275.58 | 17.08 | 0 | 0 | 104.4216 | 5.7186 | 0 | 0 | 0 | 0 | 0 | 17.0765 | 0 | 0 | 365.4372 | 17.0765 | 0
7581 | 0 | 0 | 0.31 | 0 | 0 | 0 | 0 | 0 | 108.8742 | 733.98 | 0 | 0 | 0 | 0 | 0 | 365.44 | 123171.66 | 0 | 0 | 0 | 0 | 9.11 | 0 | 264.39 | 17.08 | 0 | 0 | 104.4216 | 4.7655 | 0 | 0 | 0 | 0 | 0 | 17.0765 | 0 | 0 | 365.4372 | 17.0765 | 0
7582 | 0 | 0 | 0.28 | 0 | 0 | 0 | 0 | 0 | 99.9186 | 630.33 | 0 | 0 | 0 | 0 | 0 | 365.44 | 122806.23 | 0 | 0 | 0 | 0 | 8.44 | 0 | 251.68 | 17.08 | 0 | 0 | 96.3892 | 3.8124 | 0 | 0 | 0 | 0 | 0 | 17.0765 | 0 | 0 | 365.4372 | 17.0765 | 0
7583 | 0 | 0 | 0.22 | 0 | 0 | 0 | 0 | 0 | 75.298 | 552.22 | 0 | 0 | 0 | 0 | 0 | 392.44 | 122413.78 | 27.01 | 12.6947 | 0 | 0 | 7.72 | 0 | 237.94 | 17.08 | 0 | 0 | 85.3446 | 2.8593 | 0 | 0 | 0 | 0 | 0 | 17.0765 | 0 | 0 | 365.4372 | 17.0765 | 0
7584 | 0 | 0 | 0.12 | 0 | 0 | 0 | 0 | 0 | 66.4003 | 483.34 | 0 | 0 | 0 | 0 | 0 | 392.44 | 122021.34 | 27.01 | 12.6947 | 0 | 0 | 7 | 0 | 224.34 | 17.08 | 0 | 0 | 77.3122 | 1.9062 | 0 | 0 | 0 | 0 | 0 | 17.0765 | 0 | 0 | 365.4372 | 17.0765 | 0
7585 | 0 | 0 | 0.06 | 0 | 0 | 0 | 0 | 0 | 60.5006 | 420.58 | 0 | 0 | 0 | 0 | 0 | 392.44 | 121628.9 | 27.01 | 12.6947 | 0 | 0 | 6.35 | 0 | 211.91 | 17.08 | 0 | 0 | 72.2919 | 0.95311 | 0 | 0 | 0 | 0 | 0 | 17.0765 | 0 | 0 | 365.4372 | 17.0765 | 0
7586 | 0 | 0 | 0.02 | 0 | 0 | 0 | 0 | 0 | 56.5675 | 361.9 | 0 | 0 | 0 | 0 | 0 | 392.44 | 121236.45 | 27.01 | 12.6947 | 0 | 0 | 5.61 | 0 | 197.91 | 17.08 | 0 | 0 | 69.2797 | 0 | 0 | 0 | 0 | 0 | 0 | 17.0765 | 0 | 0 | 365.4372 | 17.0765 | 0
7587 | 0 | 0 | 0.01 | 0 | 0 | 0 | 0 | 0 | 67.2583 | 292.13 | 0 | 0 | 0 | 0 | 0 | 365.44 | 120871.02 | 0 | 0 | 0 | 0 | 4.73 | 0 | 181.13 | 17.08 | 0 | 0 | 67.2716 | 0 | 0 | 0 | 0 | 0 | 0 | 17.0765 | 0 | 0 | 365.4372 | 17.0765 | 0
7588 | 0 | 0 | 0.01 | 0 | 0 | 0 | 0 | 0 | 69.2634 | 220.28 | 0 | 0 | 0 | 0 | 0 | 365.44 | 120505.58 | 0 | 0 | 0 | 0 | 3.8 | 0 | 163.42 | 17.08 | 0 | 0 | 69.2797 | 0 | 0 | 0 | 0 | 0 | 0 | 17.0765 | 0 | 0 | 365.4372 | 17.0765 | 0
7589 | 0 | 0 | 0.02 | 0 | 0 | 0 | 0 | 0 | 64.6748 | 153.19 | 0 | 0 | 0 | 0 | 0 | 381.6 | 120123.98 | 16.16 | 7.5952 | 0 | 0 | 2.89 | 0 | 146.2 | 17.08 | 0 | 0 | 72.2919 | 0 | 0 | 0 | 0 | 0 | 0 | 17.0765 | 0 | 0 | 365.4372 | 17.0765 | 0
7590 | 0 | 0 | 0.04 | 0 | 0 | 0 | 0 | 0 | 64.5302 | 86.25 | 0 | 0 | 0 | 0 | 0 | 392.44 | 119731.54 | 27.01 | 12.6947 | 0 | 0 | 1.96 | 0 | 128.55 | 17.08 | 0 | 0 | 76.3081 | 0.95311 | 0 | 0 | 0 | 0 | 0 | 17.0765 | 0 | 0 | 365.4372 | 17.0765 | 0
7591 | 0 | 0 | 0.08 | 0 | 0 | 0 | 0 | 0 | 83.145 | 0 | 0 | 0 | 0 | 0 | 0 | 365.44 | 119366.1 | 0 | 0 | 0 | 1.0165 | 0 | 0 | 111.5 | 17.08 | 0 | 0 | 82.3324 | 1.9062 | 0 | 0 | 0 | 0 | 0 | 17.0765 | 0 | 0 | 365.4372 | 17.0765 | 0
7592 | 17.99 | 796.28 | 0.14 | 0 | 0 | 0 | 0 | 1.02 | 0 | 0.99 | 0 | 0 | 0 | 721.97 | 139.94 | 0 | 119506.04 | 0 | 0 | 1.26 | 0 | 0.37 | 0 | 95.88 | 17.08 | 0 | 0 | 86.3487 | 3.8124 | 0 | 0 | 0 | 0 | 0 | 17.0765 | 0 | 0 | 365.4372 | 17.0765 | 0
7593 | 28.33 | 1146.29 | 0.24 | 0 | 0 | 0 | 0 | 0 | 0 | 0.99 | 0 | 0 | 0 | 1078.56 | 389.55 | 0 | 119895.59 | 0 | 0 | 1.22 | 0 | 0.99 | 0 | 85.48 | 17.08 | 0 | 0 | 89.3608 | 5.7186 | 0 | 0 | 0 | 0 | 0 | 17.0765 | 0 | 0 | 365.4372 | 17.0765 | 0
7594 | 36.22 | 1374.98 | 0.22 | 0 | 0 | 0 | 0 | 0.74 | 0 | 1.7 | 0 | 0 | 0 | 1314.3 | 554.57 | 0 | 120450.16 | 0 | 0 | 1.2 | 0 | 1.7 | 0 | 77.4 | 17.08 | 0 | 0 | 91.3689 | 3.8124 | 0 | 0 | 0 | 0 | 0 | 17.0765 | 0 | 0 | 365.4372 | 17.0765 | 0
7595 | 42.21 | 1530.93 | 0.19 | 0 | 0 | 0 | 0 | 98.01 | 0 | 96.18 | 0 | 0 | 0 | 1377.96 | 599.13 | 0 | 121049.3 | 0 | 0 | 1.18 | 0 | 2.47 | 0 | 70.72 | 17.08 | 0 | 0 | 92.373 | 3.8124 | 0 | 0 | 0 | 0 | 0 | 17.0765 | 0 | 0 | 365.4372 | 17.0765 | 0
7596 | 45.42 | 1608.82 | 0.2 | 0 | 0 | 0 | 0 | 140.43 | 0 | 231.56 | 0 | 0 | 0 | 1377.96 | 599.13 | 0 | 121648.43 | 0 | 0 | 1.19 | 0 | 3.42 | 39.7 | 104.99 | 17.08 | 0 | 0 | 91.3689 | 3.8124 | 0 | 0 | 0 | 0 | 0 | 17.0765 | 0 | 0 | 365.4372 | 17.0765 | 0
7597 | 47.78 | 1663.59 | 0.21 | 0 | 0 | 0 | 0 | 157.14 | 0 | 383.04 | 0 | 0 | 0 | 1377.96 | 599.13 | 0 | 122247.56 | 0 | 0 | 1.2 | 0 | 4.47 | 40.31 | 141.47 | 17.08 | 39.84 | 0 | 90.3649 | 4.7655 | 0 | 0 | 0 | 0 | 0 | 17.0765 | 0 | 0 | 365.4372 | 17.0765 | 0
7598 | 48.65 | 1683.37 | 0.2 | 0 | 0 | 0 | 0 | 157.14 | 0 | 534.52 | 0 | 0 | 0 | 1377.96 | 599.13 | 0 | 122846.69 | 0 | 0 | 1.18 | 0 | 5.52 | 39.49 | 177.82 | 17.08 | 62.33 | 0 | 89.3608 | 4.7655 | 0 | 0 | 0 | 0 | 0 | 17.0765 | 0 | 0 | 365.4372 | 17.0765 | 0
7599 | 47.2 | 1650.28 | 0.15 | 0 | 0 | 0 | 0 | 17.97 | 0 | 551.84 | 0 | 0 | 0 | 1377.96 | 599.13 | 0 | 123445.83 | 0 | 0 | 1.13 | 0 | 6.53 | 38.02 | 212.65 | 17.08 | 169.42 | 0 | 88.3568 | 4.7655 | 0 | 0 | 0 | 0 | 0 | 17.0765 | 0 | 0 | 365.4372 | 17.0765 | 0
7600 | 45.73 | 1616.1 | 0.15 | 0 | 0 | 0 | 0 | 157.14 | 0 | 703.32 | 0 | 0 | 0 | 1377.96 | 599.13 | 0 | 124044.96 | 0 | 0 | 1.12 | 0 | 7.55 | 0 | 211.77 | 17.08 | 31.65 | 0 | 89.3608 | 4.7655 | 0 | 0 | 0 | 0 | 0 | 17.0765 | 0 | 0 | 365.4372 | 17.0765 | 0
7601 | 43.62 | 1565.51 | 0.15 | 0 | 0 | 0 | 0 | 96.34 | 0 | 796.19 | 0 | 0 | 0 | 1377.96 | 599.13 | 0 | 124644.09 | 0 | 0 | 1.13 | 0 | 8.59 | 37.78 | 247 | 17.08 | 0 | 0 | 90.3649 | 5.7186 | 0 | 0 | 0 | 0 | 0 | 17.0765 | 0 | 0 | 365.4372 | 17.0765 | 0
7602 | 47.19 | 1650.16 | 0.12 | 0 | 0 | 0 | 0 | 157.14 | 0 | 947.67 | 0 | 0 | 0 | 1377.96 | 599.13 | 0 | 125243.23 | 0 | 0 | 1.12 | 0 | 9.49 | 37.55 | 279.6 | 17.08 | 24.67 | 0 | 92.373 | 6.6717 | 0 | 0 | 0 | 0 | 0 | 17.0765 | 0 | 0 | 365.4372 | 17.0765 | 0
7603 | 10.32 | 491.15 | 0.11 | 0 | 0 | 0 | 0 | 0 | 0 | 947.67 | 0 | 0 | 0 | 395.39 | 0 | 88.67 | 125154.56 | 0 | 0 | 1.13 | 0 | 10.18 | 0 | 272.2 | 17.08 | 0 | 0 | 98.3973 | 6.6717 | 0 | 0 | 0 | 0 | 0 | 17.0765 | 0 | 0 | 365.4372 | 17.0765 | 0
7604 | 0 | 0 | 0.11 | 0 | 0 | 0 | 0 | 0 | 97.3351 | 846.7 | 0 | 0 | 0 | 0 | 0 | 392.44 | 124762.12 | 27.01 | 12.6947 | 0 | 0 | 9.7 | 0 | 263.18 | 17.08 | 0 | 0 | 104.4216 | 5.7186 | 0 | 0 | 0 | 0 | 0 | 17.0765 | 0 | 0 | 365.4372 | 17.0765 | 0
7605 | 0 | 0 | 0.12 | 0 | 0 | 0 | 0 | 0 | 95.3685 | 747.77 | 0 | 0 | 0 | 0 | 0 | 392.44 | 124369.67 | 27.01 | 12.6947 | 0 | 0 | 9.11 | 0 | 251.98 | 17.08 | 0 | 0 | 103.4176 | 4.7655 | 0 | 0 | 0 | 0 | 0 | 17.0765 | 0 | 0 | 365.4372 | 17.0765 | 0
7606 | 0 | 0 | 0.13 | 0 | 0 | 0 | 0 | 0 | 99.0703 | 645 | 0 | 0 | 0 | 0 | 0 | 365.44 | 124004.24 | 0 | 0 | 0 | 0 | 8.44 | 0 | 239.28 | 17.08 | 0 | 0 | 95.3851 | 3.8124 | 0 | 0 | 0 | 0 | 0 | 17.0765 | 0 | 0 | 365.4372 | 17.0765 | 0
7607 | 0 | 0 | 0.15 | 0 | 0 | 0 | 0 | 0 | 87.0492 | 554.7 | 0 | 0 | 0 | 0 | 0 | 365.44 | 123638.8 | 0 | 0 | 0 | 0 | 7.72 | 0 | 225.54 | 17.08 | 0 | 0 | 84.3406 | 2.8593 | 0 | 0 | 0 | 0 | 0 | 17.0765 | 0 | 0 | 365.4372 | 17.0765 | 0
7608 | 0 | 0 | 0.22 | 0 | 0 | 0 | 0 | 0 | 77.9972 | 473.8 | 0 | 0 | 0 | 0 | 0 | 365.44 | 123273.36 | 0 | 0 | 0 | 0 | 7 | 0 | 211.94 | 17.08 | 0 | 0 | 76.3081 | 1.9062 | 0 | 0 | 0 | 0 | 0 | 17.0765 | 0 | 0 | 365.4372 | 17.0765 | 0
7609 | 0 | 0 | 0.4 | 0 | 0 | 0 | 0 | 0 | 63.3734 | 408.06 | 0 | 0 | 0 | 0 | 0 | 383.46 | 122889.9 | 18.02 | 8.4694 | 0 | 0 | 6.35 | 0 | 199.5 | 17.08 | 0 | 0 | 71.2878 | 0.95311 | 0 | 0 | 0 | 0 | 0 | 17.0765 | 0 | 0 | 365.4372 | 17.0765 | 0
7610 | 0 | 0 | 0.73 | 0 | 0 | 0 | 0 | 0 | 53.849 | 352.2 | 0 | 0 | 0 | 0 | 0 | 392.44 | 122497.46 | 27.01 | 12.6947 | 0 | 0 | 5.61 | 0 | 185.51 | 17.08 | 0 | 0 | 67.2716 | 0 | 0 | 0 | 0 | 0 | 0 | 17.0765 | 0 | 0 | 365.4372 | 17.0765 | 0
7611 | 0 | 0 | 1.14 | 0 | 0 | 0 | 0 | 0 | 52.432 | 297.81 | 0 | 0 | 0 | 0 | 0 | 392.44 | 122105.02 | 27.01 | 12.6947 | 0 | 0 | 4.73 | 0 | 168.73 | 17.08 | 0 | 0 | 66.2676 | 0 | 0 | 0 | 0 | 0 | 0 | 17.0765 | 0 | 0 | 365.4372 | 17.0765 | 0
7612 | 0 | 0 | 1.64 | 0 | 0 | 0 | 0 | 0 | 65.6388 | 229.72 | 0 | 0 | 0 | 0 | 0 | 365.44 | 121739.58 | 0 | 0 | 0 | 0 | 3.8 | 0 | 151.02 | 17.08 | 0 | 0 | 67.2716 | 0 | 0 | 0 | 0 | 0 | 0 | 17.0765 | 0 | 0 | 365.4372 | 17.0765 | 0
7613 | 0 | 0 | 2.13 | 0 | 0 | 0 | 0 | 0 | 69.1574 | 157.98 | 0 | 0 | 0 | 0 | 0 | 365.44 | 121374.14 | 0 | 0 | 0 | 0 | 2.89 | 0 | 133.79 | 17.08 | 0 | 0 | 71.2878 | 0 | 0 | 0 | 0 | 0 | 0 | 17.0765 | 0 | 0 | 365.4372 | 17.0765 | 0
7614 | 0 | 0 | 2.47 | 0 | 0 | 0 | 0 | 0 | 73.7846 | 81.44 | 0 | 0 | 0 | 0 | 0 | 365.44 | 121008.71 | 0 | 0 | 0 | 0 | 1.96 | 0 | 116.15 | 17.08 | 0 | 0 | 75.3041 | 0.95311 | 0 | 0 | 0 | 0 | 0 | 17.0765 | 0 | 0 | 365.4372 | 17.0765 | 0
7615 | 0 | 0 | 2.71 | 0 | 0 | 0 | 0 | 0 | 78.5082 | 0 | 0 | 0 | 0 | 0 | 0 | 365.44 | 120643.27 | 0 | 0 | 0 | 1.0165 | 0 | 0 | 99.1 | 17.08 | 0 | 0 | 80.3243 | 1.9062 | 0 | 0 | 0 | 0 | 0 | 17.0765 | 0 | 0 | 365.4372 | 17.0765 | 0
7616 | 9.88 | 472.25 | 2.9 | 0 | 0 | 0 | 0 | 0.39 | 0 | 0.37 | 0 | 0 | 0 | 394.23 | 0 | 89.48 | 120553.79 | 0 | 0 | 1.26 | 0 | 0.37 | 0 | 83.47 | 17.08 | 0 | 0 | 85.3446 | 3.8124 | 0 | 0 | 0 | 0 | 0 | 17.0765 | 0 | 0 | 365.4372 | 17.0765 | 0
7617 | 25.95 | 1071.02 | 3.13 | 0 | 0 | 0 | 0 | 0.64 | 0 | 0.99 | 0 | 0 | 0 | 1004.17 | 337.48 | 0 | 120891.27 | 0 | 0 | 1.22 | 0 | 0.99 | 0 | 73.07 | 17.08 | 0 | 0 | 88.3568 | 5.7186 | 0 | 0 | 0 | 0 | 0 | 17.0765 | 0 | 0 | 365.4372 | 17.0765 | 0
7618 | 39.29 | 1456.58 | 3.13 | 0 | 0 | 0 | 0 | 25.66 | 0 | 25.72 | 0 | 0 | 0 | 1377.96 | 599.13 | 0 | 121490.41 | 0 | 0 | 1.2 | 0 | 1.7 | 0 | 65 | 17.08 | 0 | 0 | 90.3649 | 3.8124 | 0 | 0 | 0 | 0 | 0 | 17.0765 | 0 | 0 | 365.4372 | 17.0765 | 0
7619 | 47.94 | 1667.37 | 2.87 | 0 | 0 | 0 | 0 | 13.55 | 0 | 38.79 | 0 | 0 | 0 | 1377.96 | 599.13 | 0 | 122089.54 | 0 | 0 | 1.18 | 0 | 2.47 | 39.62 | 95.96 | 17.08 | 191.68 | 0 | 90.3649 | 3.8124 | 0 | 0 | 0 | 0 | 0 | 17.0765 | 0 | 0 | 365.4372 | 17.0765 | 0
7620 | 51.12 | 1738.46 | 2.52 | 0 | 0 | 0 | 0 | 157.14 | 0 | 190.27 | 0 | 0 | 0 | 1377.96 | 599.13 | 0 | 122688.67 | 0 | 0 | 1.19 | 0 | 3.42 | 39.7 | 130.24 | 17.08 | 122.95 | 0 | 89.3608 | 3.8124 | 0 | 0 | 0 | 0 | 0 | 17.0765 | 0 | 0 | 365.4372 | 17.0765 | 0
7621 | 53.13 | 1781.61 | 2.14 | 0 | 0 | 0 | 0 | 157.14 | 0 | 341.75 | 0 | 0 | 0 | 1377.96 | 599.13 | 0 | 123287.8 | 0 | 0 | 1.2 | 0 | 4.47 | 40.31 | 166.71 | 17.08 | 167.14 | 0 | 88.3568 | 4.7655 | 0 | 0 | 0 | 0 | 0 | 17.0765 | 0 | 0 | 365.4372 | 17.0765 | 0
7622 | 54.43 | 1809.05 | 1.82 | 0 | 0 | 0 | 0 | 157.14 | 0 | 493.23 | 0 | 0 | 0 | 1377.96 | 599.13 | 0 | 123886.94 | 0 | 0 | 1.18 | 0 | 5.52 | 39.49 | 203.06 | 17.08 | 197.43 | 0 | 87.3527 | 4.7655 | 0 | 0 | 0 | 0 | 0 | 17.0765 | 0 | 0 | 365.4372 | 17.0765 | 0
7623 | 52.25 | 1762.84 | 1.53 | 0 | 0 | 0 | 0 | 157.14 | 0 | 644.71 | 0 | 0 | 0 | 1377.96 | 599.13 | 0 | 124486.07 | 0 | 0 | 1.13 | 0 | 6.53 | 0 | 201.78 | 17.08 | 188.28 | 0 | 87.3527 | 4.7655 | 0 | 0 | 0 | 0 | 0 | 17.0765 | 0 | 0 | 365.4372 | 17.0765 | 0
7624 | 49.58 | 1704.39 | 1.45 | 0 | 0 | 0 | 0 | 0 | 0 | 644.71 | 0 | 0 | 0 | 1377.96 | 599.13 | 0 | 125085.2 | 0 | 0 | 1.12 | 0 | 7.55 | 37.52 | 236.54 | 17.08 | 246.7 | 0 | 87.3527 | 4.7655 | 0 | 0 | 0 | 0 | 0 | 17.0765 | 0 | 0 | 365.4372 | 17.0765 | 0
7625 | 46.79 | 1640.88 | 1.46 | 0 | 0 | 0 | 0 | 157.14 | 0 | 796.19 | 0 | 0 | 0 | 1377.96 | 599.13 | 0 | 125684.34 | 0 | 0 | 1.13 | 0 | 8.59 | 37.78 | 271.78 | 17.08 | 20.05 | 0 | 89.3608 | 5.7186 | 0 | 0 | 0 | 0 | 0 | 17.0765 | 0 | 0 | 365.4372 | 17.0765 | 0
7626 | 50.68 | 1728.71 | 1.41 | 0 | 0 | 0 | 0 | 157.14 | 0 | 947.67 | 0 | 0 | 0 | 1377.96 | 599.13 | 0 | 126283.47 | 0 | 0 | 1.12 | 0 | 9.49 | 24.53 | 292 | 17.08 | 122.01 | 0 | 91.3689 | 6.6717 | 0 | 0 | 0 | 0 | 0 | 17.0765 | 0 | 0 | 365.4372 | 17.0765 | 0
7627 | 10.94 | 517.68 | 1.27 | 0 | 0 | 0 | 0 | 0 | 0 | 947.67 | 0 | 0 | 0 | 424.7 | 0 | 68.15 | 126215.32 | 0 | 0 | 1.13 | 0 | 10.18 | 0 | 284.61 | 17.08 | 0 | 0 | 97.3933 | 6.6717 | 0 | 0 | 0 | 0 | 0 | 17.0765 | 0 | 0 | 365.4372 | 17.0765 | 0
7628 | 0 | 0 | 1.12 | 0 | 0 | 0 | 0 | 0 | 108.0162 | 835.62 | 0 | 0 | 0 | 0 | 0 | 365.44 | 125849.88 | 0 | 0 | 0 | 0 | 9.7 | 0 | 275.58 | 17.08 | 0 | 0 | 103.4176 | 5.7186 | 0 | 0 | 0 | 0 | 0 | 17.0765 | 0 | 0 | 365.4372 | 17.0765 | 0
7629 | 0 | 0 | 0.98 | 0 | 0 | 0 | 0 | 0 | 93.4984 | 738.63 | 0 | 0 | 0 | 0 | 0 | 392.44 | 125457.44 | 27.01 | 12.6947 | 0 | 0 | 9.11 | 0 | 264.39 | 17.08 | 0 | 0 | 102.4135 | 4.7655 | 0 | 0 | 0 | 0 | 0 | 17.0765 | 0 | 0 | 365.4372 | 17.0765 | 0
7630 | 0 | 0 | 0.79 | 0 | 0 | 0 | 0 | 0 | 97.4026 | 637.58 | 0 | 0 | 0 | 0 | 0 | 365.44 | 125092 | 0 | 0 | 0 | 0 | 8.44 | 0 | 251.68 | 17.08 | 0 | 0 | 94.3811 | 3.8124 | 0 | 0 | 0 | 0 | 0 | 17.0765 | 0 | 0 | 365.4372 | 17.0765 | 0
7631 | 0 | 0 | 0.62 | 0 | 0 | 0 | 0 | 0 | 85.5839 | 548.81 | 0 | 0 | 0 | 0 | 0 | 365.44 | 124726.57 | 0 | 0 | 0 | 0 | 7.72 | 0 | 237.94 | 17.08 | 0 | 0 | 83.3365 | 2.8593 | 0 | 0 | 0 | 0 | 0 | 17.0765 | 0 | 0 | 365.4372 | 17.0765 | 0
7632 | 0 | 0 | 0.55 | 0 | 0 | 0 | 0 | 0 | 75.6547 | 470.32 | 0 | 0 | 0 | 0 | 0 | 365.44 | 124361.13 | 0 | 0 | 0 | 0 | 7 | 0 | 224.34 | 17.08 | 0 | 0 | 74.3 | 1.9062 | 0 | 0 | 0 | 0 | 0 | 17.0765 | 0 | 0 | 365.4372 | 17.0765 | 0
7633 | 0 | 0 | 0.58 | 0 | 0 | 0 | 0 | 0 | 70.6612 | 397.03 | 0 | 0 | 0 | 0 | 0 | 365.44 | 123995.69 | 0 | 0 | 0 | 0 | 6.35 | 0 | 211.91 | 17.08 | 0 | 0 | 70.2838 | 0.95311 | 0 | 0 | 0 | 0 | 0 | 17.0765 | 0 | 0 | 365.4372 | 17.0765 | 0
7634 | 0 | 0 | 0.68 | 0 | 0 | 0 | 0 | 0 | 65.5906 | 328.98 | 0 | 0 | 0 | 0 | 0 | 365.44 | 123630.26 | 0 | 0 | 0 | 0 | 5.61 | 0 | 197.91 | 17.08 | 0 | 0 | 66.2676 | 0 | 0 | 0 | 0 | 0 | 0 | 17.0765 | 0 | 0 | 365.4372 | 17.0765 | 0
7635 | 0 | 0 | 0.74 | 0 | 0 | 0 | 0 | 0 | 64.5205 | 262.05 | 0 | 0 | 0 | 0 | 0 | 365.44 | 123264.82 | 0 | 0 | 0 | 0 | 4.73 | 0 | 181.13 | 17.08 | 0 | 0 | 65.2635 | 0 | 0 | 0 | 0 | 0 | 0 | 17.0765 | 0 | 0 | 365.4372 | 17.0765 | 0
7636 | 0 | 0 | 0.79 | 0 | 0 | 0 | 0 | 0 | 65.4845 | 194.13 | 0 | 0 | 0 | 0 | 0 | 365.44 | 122899.38 | 0 | 0 | 0 | 0 | 3.8 | 0 | 163.42 | 17.08 | 0 | 0 | 66.2676 | 0 | 0 | 0 | 0 | 0 | 0 | 17.0765 | 0 | 0 | 365.4372 | 17.0765 | 0
7637 | 0 | 0 | 0.85 | 0 | 0 | 0 | 0 | 0 | 56.741 | 135.27 | 0 | 0 | 0 | 0 | 0 | 392.44 | 122506.94 | 27.01 | 12.6947 | 0 | 0 | 2.89 | 0 | 146.2 | 17.08 | 0 | 0 | 70.2838 | 0 | 0 | 0 | 0 | 0 | 0 | 17.0765 | 0 | 0 | 365.4372 | 17.0765 | 0
7638 | 0 | 0 | 0.85 | 0 | 0 | 0 | 0 | 0 | 61.7056 | 71.26 | 0 | 0 | 0 | 0 | 0 | 392.44 | 122114.5 | 27.01 | 12.6947 | 0 | 0 | 1.96 | 0 | 128.55 | 17.08 | 0 | 0 | 74.3 | 0.95311 | 0 | 0 | 0 | 0 | 0 | 17.0765 | 0 | 0 | 365.4372 | 17.0765 | 0
7639 | 0 | 0 | 0.79 | 0 | 0 | 0 | 0 | 0 | 68.6946 | 0 | 0 | 0 | 0 | 0 | 0 | 388.28 | 121726.22 | 22.84 | 10.7348 | 0 | 1.0165 | 0 | 0 | 111.5 | 17.08 | 0 | 0 | 79.3203 | 1.9062 | 0 | 0 | 0 | 0 | 0 | 17.0765 | 0 | 0 | 365.4372 | 17.0765 | 0
7640 | 20.62 | 891.64 | 0.72 | 0 | 0 | 0 | 0 | 0.39 | 0 | 0.37 | 0 | 0 | 0 | 823.19 | 210.8 | 0 | 121937.01 | 0 | 0 | 1.26 | 0 | 0.37 | 0 | 95.88 | 17.08 | 0 | 0 | 84.3406 | 3.8124 | 0 | 0 | 0 | 0 | 0 | 17.0765 | 0 | 0 | 365.4372 | 17.0765 | 0
7641 | 31.49 | 1241.33 | 0.65 | 0 | 0 | 0 | 0 | 0.64 | 0 | 0.99 | 0 | 0 | 0 | 1178.54 | 459.54 | 0 | 122396.56 | 0 | 0 | 1.22 | 0 | 0.99 | 0 | 85.48 | 17.08 | 0 | 0 | 87.3527 | 5.7186 | 0 | 0 | 0 | 0 | 0 | 17.0765 | 0 | 0 | 365.4372 | 17.0765 | 0
7642 | 40.69 | 1492.54 | 0.51 | 0 | 0 | 0 | 0 | 61.41 | 0 | 60.19 | 0 | 0 | 0 | 1377.96 | 599.13 | 0 | 122995.69 | 0 | 0 | 1.2 | 0 | 1.7 | 0 | 77.4 | 17.08 | 0 | 0 | 89.3608 | 3.8124 | 0 | 0 | 0 | 0 | 0 | 17.0765 | 0 | 0 | 365.4372 | 17.0765 | 0
7643 | 47.16 | 1649.38 | 0.35 | 0 | 0 | 0 | 0 | 134.94 | 0 | 190.27 | 0 | 0 | 0 | 1377.96 | 599.13 | 0 | 123594.82 | 0 | 0 | 1.18 | 0 | 2.47 | 39.62 | 108.36 | 17.08 | 49.01 | 0 | 90.3649 | 3.8124 | 0 | 0 | 0 | 0 | 0 | 17.0765 | 0 | 0 | 365.4372 | 17.0765 | 0
7644 | 50.36 | 1721.79 | 0.24 | 0 | 0 | 0 | 0 | 0 | 0 | 190.27 | 0 | 0 | 0 | 1377.96 | 599.13 | 0 | 124193.95 | 0 | 0 | 1.19 | 0 | 3.42 | 0 | 104.93 | 17.08 | 300.09 | 0 | 89.3608 | 3.8124 | 0 | 0 | 0 | 0 | 0 | 17.0765 | 0 | 0 | 365.4372 | 17.0765 | 0
7645 | 52.31 | 1764.18 | 0.19 | 0 | 0 | 0 | 0 | 157.14 | 0 | 341.75 | 0 | 0 | 0 | 1377.96 | 599.13 | 0 | 124793.09 | 0 | 0 | 1.2 | 0 | 4.47 | 40.31 | 141.4 | 17.08 | 146.94 | 0 | 88.3568 | 4.7655 | 0 | 0 | 0 | 0 | 0 | 17.0765 | 0 | 0 | 365.4372 | 17.0765 | 0
7646 | 53.37 | 1786.67 | 0.14 | 0 | 0 | 0 | 0 | 157.14 | 0 | 493.23 | 0 | 0 | 0 | 1377.96 | 599.13 | 0 | 125392.22 | 0 | 0 | 1.18 | 0 | 5.52 | 39.49 | 177.75 | 17.08 | 172.3 | 0 | 87.3527 | 4.7655 | 0 | 0 | 0 | 0 | 0 | 17.0765 | 0 | 0 | 365.4372 | 17.0765 | 0
7647 | 50.94 | 1734.34 | 0.12 | 0 | 0 | 0 | 0 | 157.14 | 0 | 644.71 | 0 | 0 | 0 | 1377.96 | 599.13 | 0 | 125991.35 | 0 | 0 | 1.13 | 0 | 6.53 | 38.02 | 212.58 | 17.08 | 119.04 | 0 | 87.3527 | 4.7655 | 0 | 0 | 0 | 0 | 0 | 17.0765 | 0 | 0 | 365.4372 | 17.0765 | 0
7648 | 48.22 | 1673.76 | 0.13 | 0 | 0 | 0 | 0 | 157.14 | 0 | 796.19 | 0 | 0 | 0 | 1377.96 | 599.13 | 0 | 126590.49 | 0 | 0 | 1.12 | 0 | 7.55 | 24.51 | 234.98 | 17.08 | 69.27 | 0 | 87.3527 | 4.7655 | 0 | 0 | 0 | 0 | 0 | 17.0765 | 0 | 0 | 365.4372 | 17.0765 | 0
7649 | 45.6 | 1612.87 | 0.18 | 0 | 0 | 0 | 0 | 0 | 0 | 796.19 | 0 | 0 | 0 | 1377.96 | 599.13 | 0 | 127189.62 | 0 | 0 | 1.13 | 0 | 8.59 | 37.78 | 270.22 | 17.08 | 146.69 | 0 | 89.3608 | 5.7186 | 0 | 0 | 0 | 0 | 0 | 17.0765 | 0 | 0 | 365.4372 | 17.0765 | 0
7650 | 49.34 | 1698.9 | 0.27 | 0 | 0 | 0 | 0 | 157.14 | 0 | 947.67 | 0 | 0 | 0 | 1377.96 | 599.13 | 0 | 127788.75 | 0 | 0 | 1.12 | 0 | 9.49 | 0 | 267.14 | 17.08 | 114.24 | 0 | 91.3689 | 6.6717 | 0 | 0 | 0 | 0 | 0 | 17.0765 | 0 | 0 | 365.4372 | 17.0765 | 0
7651 | 11.18 | 527.62 | 0.38 | 0 | 0 | 0 | 0 | 0 | 0 | 947.67 | 0 | 0 | 0 | 433.99 | 0 | 61.65 | 127727.1 | 0 | 0 | 1.13 | 0 | 10.18 | 0 | 259.74 | 17.08 | 0 | 0 | 97.3933 | 6.6717 | 0 | 0 | 0 | 0 | 0 | 17.0765 | 0 | 0 | 365.4372 | 17.0765 | 0
7652 | 0 | 0 | 0.46 | 0 | 0 | 0 | 0 | 0 | 107.6788 | 835.97 | 0 | 0 | 0 | 0 | 0 | 365.44 | 127361.67 | 0 | 0 | 0 | 0 | 9.7 | 0 | 250.72 | 17.08 | 0 | 0 | 102.4135 | 5.7186 | 0 | 0 | 0 | 0 | 0 | 17.0765 | 0 | 0 | 365.4372 | 17.0765 | 0
7653 | 0 | 0 | 0.47 | 0 | 0 | 0 | 0 | 0 | 106.7052 | 725.28 | 0 | 0 | 0 | 0 | 0 | 365.44 | 126996.23 | 0 | 0 | 0 | 0 | 9.11 | 0 | 239.53 | 17.08 | 0 | 0 | 102.4135 | 4.7655 | 0 | 0 | 0 | 0 | 0 | 17.0765 | 0 | 0 | 365.4372 | 17.0765 | 0
7654 | 0 | 0 | 0.42 | 0 | 0 | 0 | 0 | 0 | 97.7785 | 623.85 | 0 | 0 | 0 | 0 | 0 | 365.44 | 126630.79 | 0 | 0 | 0 | 0 | 8.44 | 0 | 226.82 | 17.08 | 0 | 0 | 94.3811 | 3.8124 | 0 | 0 | 0 | 0 | 0 | 17.0765 | 0 | 0 | 365.4372 | 17.0765 | 0
7655 | 0 | 0 | 0.36 | 0 | 0 | 0 | 0 | 0 | 73.1483 | 547.98 | 0 | 0 | 0 | 0 | 0 | 392.44 | 126238.35 | 27.01 | 12.6947 | 0 | 0 | 7.72 | 0 | 213.08 | 17.08 | 0 | 0 | 83.3365 | 2.8593 | 0 | 0 | 0 | 0 | 0 | 17.0765 | 0 | 0 | 365.4372 | 17.0765 | 0
7656 | 0 | 0 | 0.35 | 0 | 0 | 0 | 0 | 0 | 76.8597 | 468.25 | 0 | 0 | 0 | 0 | 0 | 365.44 | 125872.91 | 0 | 0 | 0 | 0 | 7 | 0 | 199.48 | 17.08 | 0 | 0 | 75.3041 | 1.9062 | 0 | 0 | 0 | 0 | 0 | 17.0765 | 0 | 0 | 365.4372 | 17.0765 | 0
7657 | 0 | 0 | 0.37 | 0 | 0 | 0 | 0 | 0 | 70.8636 | 394.74 | 0 | 0 | 0 | 0 | 0 | 365.44 | 125507.47 | 0 | 0 | 0 | 0 | 6.35 | 0 | 187.04 | 17.08 | 0 | 0 | 70.2838 | 0.95311 | 0 | 0 | 0 | 0 | 0 | 17.0765 | 0 | 0 | 365.4372 | 17.0765 | 0
7658 | 0 | 0 | 0.43 | 0 | 0 | 0 | 0 | 0 | 54.1479 | 338.57 | 0 | 0 | 0 | 0 | 0 | 392.44 | 125115.03 | 27.01 | 12.6947 | 0 | 0 | 5.61 | 0 | 173.05 | 17.08 | 0 | 0 | 67.2716 | 0 | 0 | 0 | 0 | 0 | 0 | 17.0765 | 0 | 0 | 365.4372 | 17.0765 | 0
7659 | 0 | 0 | 0.52 | 0 | 0 | 0 | 0 | 0 | 54.5431 | 281.99 | 0 | 0 | 0 | 0 | 0 | 389.29 | 124725.74 | 23.85 | 11.2095 | 0 | 0 | 4.73 | 0 | 156.27 | 17.08 | 0 | 0 | 66.2676 | 0 | 0 | 0 | 0 | 0 | 0 | 17.0765 | 0 | 0 | 365.4372 | 17.0765 | 0
7660 | 0 | 0 | 0.59 | 0 | 0 | 0 | 0 | 0 | 64.6748 | 214.9 | 0 | 0 | 0 | 0 | 0 | 365.44 | 124360.3 | 0 | 0 | 0 | 0 | 3.8 | 0 | 138.56 | 17.08 | 0 | 0 | 65.2635 | 0 | 0 | 0 | 0 | 0 | 0 | 17.0765 | 0 | 0 | 365.4372 | 17.0765 | 0
7661 | 0 | 0 | 0.63 | 0 | 0 | 0 | 0 | 0 | 54.948 | 157.9 | 0 | 0 | 0 | 0 | 0 | 392.44 | 123967.86 | 27.01 | 12.6947 | 0 | 0 | 2.89 | 0 | 121.34 | 17.08 | 0 | 0 | 68.2757 | 0 | 0 | 0 | 0 | 0 | 0 | 17.0765 | 0 | 0 | 365.4372 | 17.0765 | 0
7662 | 0 | 0 | 0.64 | 0 | 0 | 0 | 0 | 0 | 73.611 | 81.54 | 0 | 0 | 0 | 0 | 0 | 365.44 | 123602.42 | 0 | 0 | 0 | 0 | 1.96 | 0 | 103.69 | 17.08 | 0 | 0 | 73.296 | 0.95311 | 0 | 0 | 0 | 0 | 0 | 17.0765 | 0 | 0 | 365.4372 | 17.0765 | 0
7663 | 0 | 0 | 0.61 | 0 | 0 | 0 | 0 | 0 | 78.6046 | 0 | 0 | 0 | 0 | 0 | 0 | 365.44 | 123236.99 | 0 | 0 | 0 | 1.0165 | 0 | 0 | 86.64 | 17.08 | 0 | 0 | 78.3162 | 1.9062 | 0 | 0 | 0 | 0 | 0 | 17.0765 | 0 | 0 | 365.4372 | 17.0765 | 0
7664 | 24.26 | 1015.94 | 0.54 | 0 | 0 | 0 | 0 | 0 | 0 | 0 | 0 | 0 | 0 | 953.73 | 302.17 | 0 | 123539.16 | 0 | 0 | 0.87 | 0 | 0 | 0 | 71.02 | 17.08 | 0 | 0 | 82.3324 | 3.8124 | 0 | 0 | 0 | 0 | 0 | 17.0765 | 0 | 0 | 365.4372 | 17.0765 | 0
7665 | 32.81 | 1279.61 | 0.47 | 0 | 0 | 0 | 0 | 0 | 0 | 0 | 0 | 0 | 0 | 1220.24 | 488.73 | 0 | 124027.89 | 0 | 0 | 0.58 | 0 | 0 | 0 | 60.61 | 17.08 | 0 | 0 | 86.3487 | 5.7186 | 0 | 0 | 0 | 0 | 0 | 17.0765 | 0 | 0 | 365.4372 | 17.0765 | 0
7666 | 41.11 | 1503.18 | 0.36 | 0 | 0 | 0 | 0 | 34.15 | 0 | 32.92 | 0 | 0 | 0 | 1377.96 | 599.13 | 0 | 124627.02 | 0 | 0 | 1.2 | 0 | 0.71 | 40.17 | 90.7 | 17.08 | 0 | 0 | 87.3527 | 3.8124 | 0 | 0 | 0 | 0 | 0 | 17.0765 | 0 | 0 | 365.4372 | 17.0765 | 0
7667 | 47.2 | 1650.38 | 0.28 | 0 | 0 | 0 | 0 | 157.14 | 0 | 184.4 | 0 | 0 | 0 | 1377.96 | 599.13 | 0 | 125226.16 | 0 | 0 | 1.18 | 0 | 1.49 | 39.62 | 121.66 | 17.08 | 30.8 | 0 | 87.3527 | 3.8124 | 0 | 0 | 0 | 0 | 0 | 17.0765 | 0 | 0 | 365.4372 | 17.0765 | 0
7668 | 50.48 | 1724.25 | 0.33 | 0 | 0 | 0 | 0 | 157.14 | 0 | 335.88 | 0 | 0 | 0 | 1377.96 | 599.13 | 0 | 125825.29 | 0 | 0 | 1.19 | 0 | 2.43 | 39.7 | 155.94 | 17.08 | 109.92 | 0 | 85.3446 | 3.8124 | 0 | 0 | 0 | 0 | 0 | 17.0765 | 0 | 0 | 365.4372 | 17.0765 | 0
7669 | 52.44 | 1767.04 | 0.5 | 0 | 0 | 0 | 0 | 45.71 | 0 | 379.95 | 0 | 0 | 0 | 1377.96 | 599.13 | 0 | 126424.42 | 0 | 0 | 1.2 | 0 | 3.48 | 0 | 154.12 | 17.08 | 307.02 | 0 | 83.3365 | 4.7655 | 0 | 0 | 0 | 0 | 0 | 17.0765 | 0 | 0 | 365.4372 | 17.0765 | 0
7670 | 53.61 | 1791.93 | 0.83 | 0 | 0 | 0 | 0 | 157.14 | 0 | 531.43 | 0 | 0 | 0 | 1377.96 | 599.13 | 0 | 127023.56 | 0 | 0 | 1.18 | 0 | 4.54 | 39.49 | 190.47 | 17.08 | 183.52 | 0 | 82.3324 | 4.7655 | 0 | 0 | 0 | 0 | 0 | 17.0765 | 0 | 0 | 365.4372 | 17.0765 | 0
7671 | 49.7 | 1707.01 | 1.34 | 0 | 0 | 0 | 0 | 157.14 | 0 | 682.91 | 0 | 0 | 0 | 1377.96 | 599.13 | 0 | 127622.69 | 0 | 0 | 1.13 | 0 | 5.55 | 38.02 | 225.3 | 17.08 | 96.71 | 0 | 82.3324 | 4.7655 | 0 | 0 | 0 | 0 | 0 | 17.0765 | 0 | 0 | 365.4372 | 17.0765 | 0
7672 | 45.43 | 1608.9 | 2.24 | 0 | 0 | 0 | 0 | 151.87 | 0 | 829.31 | 0 | 0 | 0 | 1377.96 | 599.13 | 0 | 128221.82 | 0 | 0 | 1.12 | 0 | 6.56 | 37.52 | 260.06 | 17.08 | 0 | 0 | 83.3365 | 4.7655 | 0 | 0 | 0 | 0 | 0 | 17.0765 | 0 | 0 | 365.4372 | 17.0765 | 0
7673 | 41.15 | 1504.36 | 3.45 | 0 | 0 | 0 | 0 | 0 | 0 | 829.31 | 0 | 0 | 0 | 1377.96 | 599.13 | 0 | 128820.95 | 0 | 0 | 1.13 | 0 | 7.6 | 0 | 259.41 | 17.08 | 79.81 | 0 | 84.3406 | 5.7186 | 0 | 0 | 0 | 0 | 0 | 17.0765 | 0 | 0 | 365.4372 | 17.0765 | 0
7674 | 44.4 | 1584.26 | 4.78 | 0 | 0 | 0 | 0 | 122.79 | 0 | 947.67 | 0 | 0 | 0 | 1377.96 | 599.13 | 0 | 129420.09 | 0 | 0 | 1.12 | 0 | 8.5 | 37.55 | 292 | 17.08 | 0 | 0 | 87.3527 | 6.6717 | 0 | 0 | 0 | 0 | 0 | 17.0765 | 0 | 0 | 365.4372 | 17.0765 | 0
7675 | 9.86 | 471.32 | 6.08 | 0 | 0 | 0 | 0 | 0 | 0 | 947.67 | 0 | 0 | 0 | 386.08 | 0 | 95.18 | 129324.9 | 0 | 0 | 1.13 | 0 | 9.19 | 0 | 284.61 | 17.08 | 0 | 0 | 93.377 | 6.6717 | 0 | 0 | 0 | 0 | 0 | 17.0765 | 0 | 0 | 365.4372 | 17.0765 | 0
7676 | 0 | 0 | 6.95 | 0 | 0 | 0 | 0 | 0 | 103.6782 | 840.12 | 0 | 0 | 0 | 4.51 | 0 | 362.28 | 128962.62 | 0 | 0 | 0 | 0 | 8.71 | 0 | 275.58 | 17.08 | 0 | 0 | 100.4054 | 5.7186 | 0 | 0 | 0 | 0 | 0 | 17.0765 | 0 | 0 | 365.4372 | 17.0765 | 0
7677 | 0 | 0 | 7.46 | 0 | 0 | 0 | 0 | 0 | 98.9546 | 737.48 | 0 | 0 | 0 | 0 | 0 | 365.44 | 128597.18 | 0 | 0 | 1.24 | 0 | 9.3 | 0 | 264.39 | 17.08 | 0 | 0 | 100.4054 | 4.7655 | 0 | 0 | 0 | 0 | 0 | 17.0765 | 0 | 0 | 365.4372 | 17.0765 | 0
7678 | 0 | 0 | 7 | 0 | 0 | 0 | 0 | 0 | 90.1918 | 643.92 | 0 | 0 | 0 | 0 | 0 | 365.44 | 128231.75 | 0 | 0 | 0 | 0 | 8.63 | 0 | 251.68 | 17.08 | 0 | 0 | 93.377 | 3.8124 | 0 | 0 | 0 | 0 | 0 | 17.0765 | 0 | 0 | 365.4372 | 17.0765 | 0
7679 | 0 | 0 | 6.17 | 0 | 0 | 0 | 0 | 0 | 79.0191 | 561.95 | 0 | 0 | 0 | 0 | 0 | 365.44 | 127866.31 | 0 | 0 | 0 | 0 | 7.91 | 0 | 237.94 | 17.08 | 0 | 0 | 82.3324 | 2.8593 | 0 | 0 | 0 | 0 | 0 | 17.0765 | 0 | 0 | 365.4372 | 17.0765 | 0
7680 | 0 | 0 | 5.64 | 0 | 0 | 0 | 0 | 0 | 70.9022 | 488.4 | 0 | 0 | 0 | 0 | 0 | 365.44 | 127500.87 | 0 | 0 | 1.35 | 0 | 8.47 | 0 | 224.34 | 17.08 | 0 | 0 | 73.296 | 1.9062 | 0 | 0 | 0 | 0 | 0 | 17.0765 | 0 | 0 | 365.4372 | 17.0765 | 0
7681 | 0 | 0 | 5.16 | 0 | 0 | 0 | 0 | 0 | 65.07 | 420.9 | 0 | 0 | 0 | 0 | 0 | 365.44 | 127135.44 | 0 | 0 | 0 | 0 | 7.82 | 0 | 211.91 | 17.08 | 0 | 0 | 69.2797 | 0.95311 | 0 | 0 | 0 | 0 | 0 | 17.0765 | 0 | 0 | 365.4372 | 17.0765 | 0
7682 | 0 | 0 | 4.64 | 0 | 0 | 0 | 0 | 0 | 60.626 | 358.01 | 0 | 0 | 0 | 0 | 0 | 365.44 | 126770 | 0 | 0 | 0 | 0 | 7.08 | 0 | 197.91 | 17.08 | 0 | 0 | 65.2635 | 0 | 0 | 0 | 0 | 0 | 0 | 17.0765 | 0 | 0 | 365.4372 | 17.0765 | 0
7683 | 0 | 0 | 4.1 | 0 | 0 | 0 | 0 | 0 | 61.5321 | 294.17 | 0 | 0 | 0 | 0 | 0 | 365.44 | 126404.56 | 0 | 0 | 1.38 | 0 | 7.51 | 0 | 181.13 | 17.08 | 0 | 0 | 64.2595 | 0 | 0 | 0 | 0 | 0 | 0 | 17.0765 | 0 | 0 | 365.4372 | 17.0765 | 0
7684 | 0 | 0 | 3.99 | 0 | 0 | 0 | 0 | 0 | 61.9466 | 229.91 | 0 | 0 | 0 | 0 | 0 | 365.44 | 126039.12 | 0 | 0 | 0.67 | 0 | 7.21 | 0 | 163.42 | 17.08 | 0 | 0 | 65.2635 | 0 | 0 | 0 | 0 | 0 | 0 | 17.0765 | 0 | 0 | 365.4372 | 17.0765 | 0
7685 | 0 | 0 | 3.9 | 0 | 0 | 0 | 0 | 0 | 65.7641 | 161.7 | 0 | 0 | 0 | 0 | 0 | 365.44 | 125673.69 | 0 | 0 | 1.39 | 0 | 7.63 | 0 | 146.2 | 17.08 | 0 | 0 | 68.2757 | 0 | 0 | 0 | 0 | 0 | 0 | 17.0765 | 0 | 0 | 365.4372 | 17.0765 | 0
7686 | 0 | 0 | 3.55 | 0 | 0 | 0 | 0 | 0 | 70.6901 | 88.36 | 0 | 0 | 0 | 0 | 0 | 365.44 | 125308.25 | 0 | 0 | 0 | 0 | 6.7 | 0 | 128.55 | 17.08 | 0 | 0 | 73.296 | 0.95311 | 0 | 0 | 0 | 0 | 0 | 17.0765 | 0 | 0 | 365.4372 | 17.0765 | 0
7687 | 0 | 0 | 3.09 | 0 | 0 | 0 | 0 | 0 | 78.4118 | 7.02 | 0 | 0 | 0 | 0 | 0 | 365.44 | 124942.81 | 0 | 0 | 1.28 | 0 | 7.02 | 0 | 111.5 | 17.08 | 0 | 0 | 78.3162 | 1.9062 | 0 | 0 | 0 | 0 | 0 | 17.0765 | 0 | 0 | 365.4372 | 17.0765 | 0
7688 | 23.55 | 992.42 | 2.61 | 0 | 0 | 0 | 0 | 0 | 0 | 7.02 | 0 | 0 | 0 | 931.44 | 286.57 | 0 | 125229.39 | 0 | 0 | 0 | 0 | 6.2 | 0 | 95.88 | 17.08 | 0 | 0 | 83.3365 | 3.8124 | 0 | 0 | 0 | 0 | 0 | 17.0765 | 0 | 0 | 365.4372 | 17.0765 | 0
7689 | 32.75 | 1277.86 | 2.14 | 0 | 0 | 0 | 0 | 0 | 0.20244 | 6.81 | 0 | 0 | 0 | 1219.66 | 488.32 | 0 | 125717.71 | 0 | 0 | 1.22 | 0 | 6.81 | 0 | 85.48 | 17.08 | 0 | 0 | 86.3487 | 5.7186 | 0 | 0 | 0 | 0 | 0 | 17.0765 | 0 | 0 | 365.4372 | 17.0765 | 0
7690 | 41.79 | 1520.4 | 1.72 | 0 | 0 | 0 | 0 | 93.58 | 0 | 97.03 | 0 | 0 | 0 | 1377.96 | 599.13 | 0 | 126316.84 | 0 | 0 | 1.2 | 0 | 7.52 | 0 | 77.4 | 17.08 | 0 | 0 | 87.3527 | 3.8124 | 0 | 0 | 0 | 0 | 0 | 17.0765 | 0 | 0 | 365.4372 | 17.0765 | 0
7691 | 48.19 | 1673.06 | 1.53 | 0 | 0 | 0 | 0 | 157.14 | 0 | 248.51 | 0 | 0 | 0 | 1377.96 | 599.13 | 0 | 126915.97 | 0 | 0 | 1.18 | 0 | 8.3 | 39.62 | 108.36 | 17.08 | 55.72 | 0 | 87.3527 | 3.8124 | 0 | 0 | 0 | 0 | 0 | 17.0765 | 0 | 0 | 365.4372 | 17.0765 | 0
7692 | 51.1 | 1738.02 | 1.53 | 0 | 0 | 0 | 0 | 157.14 | 0 | 399.99 | 0 | 0 | 0 | 1377.96 | 599.13 | 0 | 127515.11 | 0 | 0 | 1.19 | 0 | 9.24 | 39.7 | 142.64 | 17.08 | 125.52 | 0 | 85.3446 | 3.8124 | 0 | 0 | 0 | 0 | 0 | 17.0765 | 0 | 0 | 365.4372 | 17.0765 | 0
7693 | 52.68 | 1772.17 | 1.75 | 0 | 0 | 0 | 0 | 4.21 | 0 | 404.05 | 0 | 0 | 0 | 1377.96 | 599.13 | 0 | 128114.24 | 0 | 0 | 1.2 | 0 | 10.29 | 40.31 | 179.12 | 17.08 | 313.81 | 0 | 84.3406 | 4.7655 | 0 | 0 | 0 | 0 | 0 | 17.0765 | 0 | 0 | 365.4372 | 17.0765 | 0
7694 | 53.44 | 1788.25 | 2.17 | 0 | 0 | 0 | 0 | 0 | 0 | 404.05 | 0 | 0 | 0 | 1377.96 | 599.13 | 0 | 128713.37 | 0 | 0 | 1.18 | 0 | 11.35 | 9.71 | 187.17 | 17.08 | 367.93 | 0 | 82.3324 | 4.7655 | 0 | 0 | 0 | 0 | 0 | 17.0765 | 0 | 0 | 365.4372 | 17.0765 | 0
7695 | 50.37 | 1721.98 | 2.82 | 0 | 0 | 0 | 0 | 157.14 | 0 | 555.53 | 0 | 0 | 0 | 1377.96 | 599.13 | 0 | 129312.51 | 0 | 0 | 1.13 | 0 | 12.36 | 38.02 | 222 | 17.08 | 113.82 | 0 | 82.3324 | 4.7655 | 0 | 0 | 0 | 0 | 0 | 17.0765 | 0 | 0 | 365.4372 | 17.0765 | 0
7696 | 46.85 | 1642.23 | 3.38 | 0 | 0 | 0 | 0 | 157.14 | 0 | 707.01 | 0 | 0 | 0 | 1377.96 | 599.13 | 0 | 129911.64 | 0 | 0 | 1.12 | 0 | 13.38 | 37.52 | 256.76 | 17.08 | 30.63 | 0 | 83.3365 | 4.7655 | 0 | 0 | 0 | 0 | 0 | 17.0765 | 0 | 0 | 365.4372 | 17.0765 | 0
7697 | 43.09 | 1552.6 | 3.74 | 0 | 0 | 0 | 0 | 92.51 | 0 | 796.19 | 0 | 0 | 0 | 1377.96 | 599.13 | 0 | 130510.77 | 0 | 0 | 1.13 | 0 | 14.41 | 37.78 | 292 | 17.08 | 0 | 0 | 84.3406 | 5.7186 | 0 | 0 | 0 | 0 | 0 | 17.0765 | 0 | 0 | 365.4372 | 17.0765 | 0
7698 | 46.47 | 1633.36 | 4.02 | 0 | 0 | 0 | 0 | 157.14 | 0 | 947.67 | 0 | 0 | 0 | 1377.96 | 599.13 | 0 | 131109.91 | 0 | 0 | 1.12 | 0 | 15.32 | 3.24 | 292 | 17.08 | 50.37 | 0 | 87.3527 | 6.6717 | 0 | 0 | 0 | 0 | 0 | 17.0765 | 0 | 0 | 365.4372 | 17.0765 | 0
7699 | 10.31 | 490.79 | 4.07 | 0 | 0 | 0 | 0 | 0 | 0 | 947.67 | 0 | 0 | 0 | 395.2 | 0 | 88.8 | 131021.11 | 0 | 0 | 1.13 | 0 | 16 | 7.78 | 292 | 17.08 | 0 | 0 | 94.3811 | 6.6717 | 0 | 0 | 0 | 0 | 0 | 17.0765 | 0 | 0 | 365.4372 | 17.0765 | 0
7700 | 0 | 0 | 3.72 | 0 | 0 | 0 | 0 | 0 | 102.1647 | 841.69 | 0 | 0 | 0 | 0 | 0 | 365.44 | 130655.67 | 0 | 0 | 0 | 0.247 | 15.27 | 0 | 282.97 | 17.08 | 0 | 0 | 100.4054 | 5.7186 | 0 | 0 | 0 | 0 | 0 | 17.0765 | 0 | 0 | 365.4372 | 17.0765 | 0
7701 | 0 | 0 | 2.98 | 0 | 0 | 0 | 0 | 0 | 102.1936 | 735.68 | 0 | 0 | 0 | 0 | 0 | 365.44 | 130290.24 | 0 | 0 | 0 | 0 | 14.68 | 0 | 271.78 | 17.08 | 0 | 0 | 100.4054 | 4.7655 | 0 | 0 | 0 | 0 | 0 | 17.0765 | 0 | 0 | 365.4372 | 17.0765 | 0
7702 | 0 | 0 | 2.06 | 0 | 0 | 0 | 0 | 0 | 81.2266 | 651.42 | 0 | 0 | 0 | 0 | 0 | 392.44 | 129897.79 | 27.01 | 12.6947 | 0 | 1.2065 | 12.74 | 0 | 259.08 | 17.08 | 0 | 0 | 93.377 | 3.8124 | 0 | 0 | 0 | 0 | 0 | 17.0765 | 0 | 0 | 365.4372 | 17.0765 | 0
7703 | 0 | 0 | 1.39 | 0 | 0 | 0 | 0 | 0 | 83.8005 | 564.49 | 0 | 0 | 0 | 0 | 0 | 365.44 | 129532.36 | 0 | 0 | 0 | 0 | 12.01 | 0 | 245.34 | 17.08 | 0 | 0 | 82.3324 | 2.8593 | 0 | 0 | 0 | 0 | 0 | 17.0765 | 0 | 0 | 365.4372 | 17.0765 | 0
7704 | 0 | 0 | 1.04 | 0 | 0 | 0 | 0 | 0 | 72.888 | 488.88 | 0 | 0 | 0 | 0 | 0 | 365.44 | 129166.92 | 0 | 0 | 0 | 1.2825 | 9.95 | 0 | 231.74 | 17.08 | 0 | 0 | 73.296 | 1.9062 | 0 | 0 | 0 | 0 | 0 | 17.0765 | 0 | 0 | 365.4372 | 17.0765 | 0
7705 | 0 | 0 | 0.79 | 0 | 0 | 0 | 0 | 0 | 69.4466 | 416.84 | 0 | 0 | 0 | 0 | 0 | 365.44 | 128801.48 | 0 | 0 | 0 | 0 | 9.3 | 0 | 219.3 | 17.08 | 0 | 0 | 69.2797 | 0.95311 | 0 | 0 | 0 | 0 | 0 | 17.0765 | 0 | 0 | 365.4372 | 17.0765 | 0
7706 | 0 | 0 | 0.66 | 0 | 0 | 0 | 0 | 0 | 64.5976 | 349.83 | 0 | 0 | 0 | 0 | 0 | 365.44 | 128436.04 | 0 | 0 | 0 | 0 | 8.56 | 0 | 205.3 | 17.08 | 0 | 0 | 65.2635 | 0 | 0 | 0 | 0 | 0 | 0 | 17.0765 | 0 | 0 | 365.4372 | 17.0765 | 0
7707 | 0 | 0 | 0.62 | 0 | 0 | 0 | 0 | 0 | 62.3226 | 285.18 | 0 | 0 | 0 | 0 | 0 | 365.44 | 128070.61 | 0 | 0 | 0 | 1.311 | 6.3 | 0 | 188.53 | 17.08 | 0 | 0 | 64.2595 | 0 | 0 | 0 | 0 | 0 | 0 | 17.0765 | 0 | 0 | 365.4372 | 17.0765 | 0
7708 | 0 | 0 | 0.83 | 0 | 0 | 0 | 0 | 0 | 64.4338 | 218.34 | 0 | 0 | 0 | 0 | 0 | 365.44 | 127705.17 | 0 | 0 | 0 | 0 | 5.37 | 0 | 170.81 | 17.08 | 0 | 0 | 65.2635 | 0 | 0 | 0 | 0 | 0 | 0 | 17.0765 | 0 | 0 | 365.4372 | 17.0765 | 0
7709 | 0 | 0 | 1.17 | 0 | 0 | 0 | 0 | 0 | 57.8978 | 158.28 | 0 | 0 | 0 | 0 | 0 | 389.3 | 127315.87 | 23.87 | 11.2189 | 0 | 0 | 4.46 | 0 | 153.59 | 17.08 | 0 | 0 | 70.2838 | 0 | 0 | 0 | 0 | 0 | 0 | 17.0765 | 0 | 0 | 365.4372 | 17.0765 | 0
7710 | 0 | 0 | 1.51 | 0 | 0 | 0 | 0 | 0 | 73.4664 | 82.07 | 0 | 0 | 0 | 0 | 0 | 365.44 | 126950.43 | 0 | 0 | 0 | 1.2825 | 2.18 | 0 | 135.94 | 17.08 | 0 | 0 | 75.3041 | 0.95311 | 0 | 0 | 0 | 0 | 0 | 17.0765 | 0 | 0 | 365.4372 | 17.0765 | 0
7711 | 0 | 0 | 1.89 | 0 | 0 | 0 | 0 | 0 | 79.1155 | 0 | 0 | 0 | 0 | 0 | 0 | 365.44 | 126584.99 | 0 | 0 | 0 | 1.216 | 0 | 0 | 118.89 | 17.08 | 0 | 0 | 80.3243 | 1.9062 | 0 | 0 | 0 | 0 | 0 | 17.0765 | 0 | 0 | 365.4372 | 17.0765 | 0
7712 | 11.69 | 548.83 | 2.23 | 0 | 0 | 0 | 0 | 0.39 | 0 | 0.37 | 0 | 0 | 0 | 471.95 | 0 | 35.07 | 126549.92 | 0 | 0 | 1.26 | 0 | 0.37 | 0 | 103.27 | 17.08 | 0 | 0 | 85.3446 | 3.8124 | 0 | 0 | 0 | 0 | 0 | 17.0765 | 0 | 0 | 365.4372 | 17.0765 | 0
7713 | 26.5 | 1088.87 | 2.54 | 0 | 0 | 0 | 0 | 89.13 | 0 | 86.29 | 0 | 0 | 0 | 933.49 | 288 | 0 | 126837.92 | 0 | 0 | 1.22 | 0 | 0.99 | 0 | 92.87 | 17.08 | 0 | 0 | 88.3568 | 5.7186 | 0 | 0 | 0 | 0 | 0 | 17.0765 | 0 | 0 | 365.4372 | 17.0765 | 0
7714 | 38.53 | 1436.85 | 3.09 | 0 | 0 | 0 | 0 | 5.13 | 0 | 91.24 | 0 | 0 | 0 | 1377.96 | 599.13 | 0 | 127437.05 | 0 | 0 | 1.2 | 0 | 1.7 | 0 | 84.79 | 17.08 | 0 | 0 | 90.3649 | 3.8124 | 0 | 0 | 0 | 0 | 0 | 17.0765 | 0 | 0 | 365.4372 | 17.0765 | 0
7715 | 47.29 | 1652.47 | 4.18 | 0 | 0 | 0 | 0 | 157.14 | 0 | 242.72 | 0 | 0 | 0 | 1377.96 | 599.13 | 0 | 128036.19 | 0 | 0 | 1.18 | 0 | 2.47 | 39.62 | 115.75 | 17.08 | 32.86 | 0 | 91.3689 | 3.8124 | 0 | 0 | 0 | 0 | 0 | 17.0765 | 0 | 0 | 365.4372 | 17.0765 | 0
7716 | 46.97 | 1645.12 | 5.75 | 0 | 0 | 0 | 0 | 157.14 | 0 | 394.2 | 0 | 0 | 0 | 1377.96 | 599.13 | 0 | 128635.32 | 0 | 0 | 1.19 | 0 | 3.42 | 39.7 | 150.03 | 17.08 | 27.69 | 0 | 90.3649 | 3.8124 | 0 | 0 | 0 | 0 | 0 | 17.0765 | 0 | 0 | 365.4372 | 17.0765 | 0
7717 | 44.85 | 1595.23 | 7.69 | 0 | 0 | 0 | 0 | 134.18 | 0 | 523.55 | 0 | 0 | 0 | 1377.96 | 599.13 | 0 | 129234.45 | 0 | 0 | 1.2 | 0 | 4.47 | 40.31 | 186.51 | 17.08 | 0 | 0 | 89.3608 | 4.7655 | 0 | 0 | 0 | 0 | 0 | 17.0765 | 0 | 0 | 365.4372 | 17.0765 | 0
7718 | 41.21 | 1505.9 | 10.38 | 0 | 0 | 0 | 0 | 85.24 | 0 | 605.72 | 0 | 0 | 0 | 1377.96 | 599.13 | 0 | 129833.59 | 0 | 0 | 1.18 | 0 | 5.52 | 0 | 185.35 | 17.08 | 0 | 0 | 88.3568 | 4.7655 | 0 | 0 | 0 | 0 | 0 | 17.0765 | 0 | 0 | 365.4372 | 17.0765 | 0
7719 | 39.4 | 1459.6 | 13.67 | 0 | 0 | 0 | 0 | 40.45 | 0 | 644.71 | 0 | 0 | 0 | 1377.96 | 599.13 | 0 | 130432.72 | 0 | 0 | 1.13 | 0 | 6.53 | 0 | 184.06 | 17.08 | 0 | 0 | 88.3568 | 4.7655 | 0 | 0 | 0 | 0 | 0 | 17.0765 | 0 | 0 | 365.4372 | 17.0765 | 0
7720 | 37.01 | 1396.52 | 15.67 | 0 | 0 | 0 | 0 | 157.14 | 0 | 796.19 | 0 | 0 | 0 | 1197.83 | 473.04 | 0 | 130905.76 | 0 | 0 | 1.12 | 0 | 7.55 | 0 | 183.18 | 17.08 | 0 | 0 | 88.3568 | 4.7655 | 0 | 0 | 0 | 0 | 0 | 17.0765 | 0 | 0 | 365.4372 | 17.0765 | 0
7721 | 34.27 | 1321.05 | 16.4 | 0 | 0 | 0 | 0 | 0 | 0 | 796.19 | 0 | 0 | 0 | 1274.5 | 526.71 | 0 | 131432.47 | 0 | 0 | 1.13 | 0 | 8.59 | 0 | 182.52 | 17.08 | 0 | 0 | 90.3649 | 5.7186 | 0 | 0 | 0 | 0 | 0 | 17.0765 | 0 | 0 | 365.4372 | 17.0765 | 0
7722 | 35.95 | 1367.6 | 16.9 | 0 | 0 | 0 | 0 | 157.14 | 0 | 947.67 | 0 | 0 | 0 | 1125.58 | 422.47 | 0 | 131854.94 | 0 | 0 | 1.12 | 0 | 9.49 | 37.55 | 215.12 | 17.08 | 0 | 0 | 92.373 | 6.6717 | 0 | 0 | 0 | 0 | 0 | 17.0765 | 0 | 0 | 365.4372 | 17.0765 | 0
7723 | 7.82 | 381.47 | 17.36 | 0 | 0 | 0 | 0 | 0 | 0 | 947.67 | 0 | 0 | 0 | 300.45 | 0 | 155.12 | 131699.82 | 0 | 0 | 1.13 | 0 | 10.18 | 0 | 207.72 | 17.08 | 0 | 0 | 98.3973 | 6.6717 | 0 | 0 | 0 | 0 | 0 | 17.0765 | 0 | 0 | 365.4372 | 17.0765 | 0
7724 | 0 | 0 | 17.36 | 0 | 0 | 0 | 0 | 0 | 91.7728 | 852.47 | 0 | 0 | 0 | 0 | 0 | 365.44 | 131334.38 | 0 | 0 | 0 | 0 | 9.7 | 0 | 198.7 | 17.08 | 0 | 0 | 103.4176 | 5.7186 | 0 | 0 | 0 | 0 | 0 | 17.0765 | 0 | 0 | 365.4372 | 17.0765 | 0
7725 | 0 | 0 | 16.54 | 0 | 0 | 0 | 0 | 0 | 91.6378 | 757.41 | 0 | 0 | 0 | 0 | 0 | 365.44 | 130968.95 | 0 | 0 | 0 | 0 | 9.11 | 0 | 187.5 | 17.08 | 0 | 0 | 103.4176 | 4.7655 | 0 | 0 | 0 | 0 | 0 | 17.0765 | 0 | 0 | 365.4372 | 17.0765 | 0
7726 | 0 | 0 | 16.06 | 0 | 0 | 0 | 0 | 0 | 83.1354 | 671.16 | 0 | 0 | 0 | 0 | 0 | 365.44 | 130603.51 | 0 | 0 | 0 | 0 | 8.44 | 0 | 174.8 | 17.08 | 0 | 0 | 95.3851 | 3.8124 | 0 | 0 | 0 | 0 | 0 | 17.0765 | 0 | 0 | 365.4372 | 17.0765 | 0
7727 | 0 | 0 | 16.5 | 0 | 0 | 0 | 0 | 0 | 70.6998 | 597.82 | 0 | 0 | 0 | 0 | 0 | 365.44 | 130238.07 | 0 | 0 | 0 | 0 | 7.72 | 0 | 161.06 | 17.08 | 0 | 0 | 84.3406 | 2.8593 | 0 | 0 | 0 | 0 | 0 | 17.0765 | 0 | 0 | 365.4372 | 17.0765 | 0
7728 | 0 | 0 | 17.51 | 0 | 0 | 0 | 0 | 0 | 60.7031 | 534.85 | 0 | 0 | 0 | 0 | 0 | 365.44 | 129872.64 | 0 | 0 | 0 | 0 | 7 | 0 | 147.46 | 17.08 | 0 | 0 | 76.3081 | 1.9062 | 0 | 0 | 0 | 0 | 0 | 17.0765 | 0 | 0 | 365.4372 | 17.0765 | 0
7729 | 0 | 0 | 18.77 | 0 | 0 | 0 | 0 | 0 | 53.4731 | 479.38 | 0 | 0 | 0 | 0 | 0 | 365.44 | 129507.2 | 0 | 0 | 0 | 0 | 6.35 | 0 | 135.02 | 17.08 | 0 | 0 | 71.2878 | 0.95311 | 0 | 0 | 0 | 0 | 0 | 17.0765 | 0 | 0 | 365.4372 | 17.0765 | 0
7730 | 0 | 0 | 20.36 | 0 | 0 | 0 | 0 | 0 | 47.9108 | 429.68 | 0 | 0 | 0 | 0 | 0 | 365.44 | 129141.76 | 0 | 0 | 0 | 0 | 5.61 | 0 | 121.02 | 17.08 | 0 | 0 | 68.2757 | 0 | 0 | 0 | 0 | 0 | 0 | 17.0765 | 0 | 0 | 365.4372 | 17.0765 | 0
7731 | 0 | 0 | 22.5 | 0 | 0 | 0 | 0 | 0 | 44.7682 | 383.24 | 0 | 0 | 0 | 0 | 0 | 365.44 | 128776.32 | 0 | 0 | 0 | 0 | 4.73 | 0 | 104.25 | 17.08 | 0 | 0 | 67.2716 | 0 | 0 | 0 | 0 | 0 | 0 | 17.0765 | 0 | 0 | 365.4372 | 17.0765 | 0
7732 | 0 | 0 | 23.81 | 0 | 0 | 0 | 0 | 0 | 44.4597 | 337.11 | 0 | 0 | 0 | 0 | 0 | 365.44 | 128410.89 | 0 | 0 | 0 | 0 | 3.8 | 0 | 86.54 | 17.08 | 0 | 0 | 68.2757 | 0 | 0 | 0 | 0 | 0 | 0 | 17.0765 | 0 | 0 | 365.4372 | 17.0765 | 0
7733 | 0 | 0 | 23.97 | 0 | 0 | 0 | 0 | 0 | 48.5374 | 286.76 | 0 | 0 | 0 | 0 | 0 | 365.44 | 128045.45 | 0 | 0 | 1.22 | 0 | 4.06 | 0 | 69.31 | 17.08 | 0 | 0 | 71.2878 | 0 | 0 | 0 | 0 | 0 | 0 | 17.0765 | 0 | 0 | 365.4372 | 17.0765 | 0
7734 | 0 | 0 | 23.76 | 0 | 0 | 0 | 0 | 0 | 53.502 | 231.26 | 0 | 0 | 0 | 0 | 0 | 365.44 | 127680.01 | 0 | 0 | 0 | 0 | 3.13 | 0 | 51.66 | 17.08 | 0 | 0 | 76.3081 | 0.95311 | 0 | 0 | 0 | 0 | 0 | 17.0765 | 0 | 0 | 365.4372 | 17.0765 | 0
7735 | 0 | 0 | 23.73 | 0 | 0 | 0 | 0 | 0 | 60.7802 | 168.2 | 0 | 0 | 0 | 0 | 0 | 365.44 | 127314.58 | 0 | 0 | 1.28 | 0 | 3.45 | 0 | 34.62 | 17.08 | 0 | 0 | 81.3284 | 1.9062 | 0 | 0 | 0 | 0 | 0 | 17.0765 | 0 | 0 | 365.4372 | 17.0765 | 0
7736 | 6.28 | 311.35 | 23.17 | 0 | 0 | 0 | 0 | 0 | 0 | 168.2 | 0 | 0 | 0 | 207.26 | 0 | 220.35 | 127094.22 | 0 | 0 | 1.26 | 0 | 3.82 | 42.12 | 59.01 | 17.08 | 0 | 0 | 86.3487 | 3.8124 | 0 | 0 | 0 | 0 | 0 | 17.0765 | 0 | 0 | 365.4372 | 17.0765 | 0
7737 | 20.06 | 871.59 | 21.95 | 0 | 0 | 0 | 0 | 0 | 0 | 168.2 | 0 | 0 | 0 | 776.32 | 177.99 | 0 | 127272.21 | 0 | 0 | 1.22 | 0 | 4.43 | 40.97 | 87.53 | 17.08 | 0 | 0 | 89.3608 | 5.7186 | 0 | 0 | 0 | 0 | 0 | 17.0765 | 0 | 0 | 365.4372 | 17.0765 | 0
7738 | 33.41 | 1296.84 | 22.53 | 0 | 0 | 0 | 0 | 0 | 0 | 168.2 | 0 | 0 | 0 | 1256.39 | 514.04 | 0 | 127786.24 | 0 | 0 | 1.2 | 0 | 5.15 | 0 | 79.45 | 17.08 | 0 | 0 | 91.3689 | 3.8124 | 0 | 0 | 0 | 0 | 0 | 17.0765 | 0 | 0 | 365.4372 | 17.0765 | 0
7739 | 42.48 | 1537.47 | 24.34 | 0 | 0 | 0 | 0 | 129.97 | 0 | 293.49 | 0 | 0 | 0 | 1377.96 | 599.13 | 0 | 128385.38 | 0 | 0 | 1.18 | 0 | 5.92 | 0 | 72.77 | 17.08 | 0 | 0 | 91.3689 | 3.8124 | 0 | 0 | 0 | 0 | 0 | 17.0765 | 0 | 0 | 365.4372 | 17.0765 | 0
7740 | 44.47 | 1585.97 | 26.19 | 0 | 0 | 0 | 0 | 142.6 | 0 | 430.96 | 0 | 0 | 0 | 1377.96 | 599.13 | 0 | 128984.51 | 0 | 0 | 1.19 | 0 | 6.87 | 39.7 | 107.05 | 17.08 | 0 | 0 | 91.3689 | 3.8124 | 0 | 0 | 0 | 0 | 0 | 17.0765 | 0 | 0 | 365.4372 | 17.0765 | 0
7741 | 44.48 | 1586.17 | 27.85 | 0 | 0 | 0 | 0 | 157.14 | 0 | 582.44 | 0 | 0 | 0 | 1364.71 | 589.86 | 0 | 129574.37 | 0 | 0 | 1.2 | 0 | 7.91 | 40.31 | 143.53 | 17.08 | 0 | 0 | 90.3649 | 4.7655 | 0 | 0 | 0 | 0 | 0 | 17.0765 | 0 | 0 | 365.4372 | 17.0765 | 0
7742 | 42.93 | 1548.6 | 29.61 | 0 | 0 | 0 | 0 | 147.88 | 0 | 725 | 0 | 0 | 0 | 1377.96 | 599.13 | 0 | 130173.5 | 0 | 0 | 1.18 | 0 | 8.97 | 0 | 142.36 | 17.08 | 0 | 0 | 89.3608 | 4.7655 | 0 | 0 | 0 | 0 | 0 | 17.0765 | 0 | 0 | 365.4372 | 17.0765 | 0
7743 | 32.72 | 1277.23 | 31.31 | 0 | 0 | 0 | 0 | 73.85 | 0 | 796.19 | 0 | 0 | 0 | 1173.16 | 455.77 | 0 | 130629.28 | 0 | 0 | 1.13 | 0 | 9.98 | 0 | 141.08 | 17.08 | 0 | 0 | 88.3568 | 4.7655 | 0 | 0 | 0 | 0 | 0 | 17.0765 | 0 | 0 | 365.4372 | 17.0765 | 0
7744 | 21.58 | 925.16 | 31.19 | 0 | 0 | 0 | 0 | 0 | 0 | 796.19 | 0 | 0 | 0 | 845.17 | 226.18 | 0 | 130855.46 | 0 | 0 | 1.12 | 0 | 11 | 37.52 | 175.84 | 17.08 | 0 | 0 | 89.3608 | 4.7655 | 0 | 0 | 0 | 0 | 0 | 17.0765 | 0 | 0 | 365.4372 | 17.0765 | 0
7745 | 11.41 | 537.45 | 30.17 | 0 | 0 | 0 | 0 | 0 | 0 | 796.19 | 0 | 0 | 0 | 481.82 | 0 | 28.16 | 130827.3 | 0 | 0 | 1.13 | 0 | 12.04 | 0 | 175.19 | 17.08 | 0 | 0 | 90.3649 | 5.7186 | 0 | 0 | 0 | 0 | 0 | 17.0765 | 0 | 0 | 365.4372 | 17.0765 | 0
7746 | 11.24 | 530.08 | 28.97 | 0 | 0 | 0 | 0 | 157.14 | 0 | 947.67 | 0 | 0 | 0 | 312.98 | 0 | 146.35 | 130680.95 | 0 | 0 | 1.12 | 0 | 12.94 | 0 | 172.1 | 17.08 | 0 | 0 | 92.373 | 6.6717 | 0 | 0 | 0 | 0 | 0 | 17.0765 | 0 | 0 | 365.4372 | 17.0765 | 0
7747 | 4.54 | 228.81 | 27.59 | 0 | 0 | 0 | 0 | 0 | 0 | 947.67 | 0 | 0 | 0 | 116.86 | 0 | 283.63 | 130397.31 | 0 | 0 | 1.13 | 0 | 13.62 | 37.87 | 200.69 | 17.08 | 0 | 0 | 98.3973 | 6.6717 | 0 | 0 | 0 | 0 | 0 | 17.0765 | 0 | 0 | 365.4372 | 17.0765 | 0
7748 | 0 | 0 | 26.2 | 0 | 0 | 0 | 0 | 0 | 83.9451 | 860.59 | 0 | 0 | 0 | 0 | 0 | 365.44 | 130031.88 | 0 | 0 | 0 | 0 | 13.15 | 0 | 191.66 | 17.08 | 0 | 0 | 104.4216 | 5.7186 | 0 | 0 | 0 | 0 | 0 | 17.0765 | 0 | 0 | 365.4372 | 17.0765 | 0
7749 | 0 | 0 | 24.75 | 0 | 0 | 0 | 0 | 0 | 84.4368 | 773 | 0 | 0 | 0 | 0 | 0 | 365.44 | 129666.44 | 0 | 0 | 0 | 0 | 12.56 | 0 | 180.47 | 17.08 | 0 | 0 | 104.4216 | 4.7655 | 0 | 0 | 0 | 0 | 0 | 17.0765 | 0 | 0 | 365.4372 | 17.0765 | 0
7750 | 0 | 0 | 22.49 | 0 | 0 | 0 | 0 | 0 | 77.7177 | 692.38 | 0 | 0 | 0 | 0 | 0 | 365.44 | 129301 | 0 | 0 | 0 | 0 | 11.89 | 0 | 167.76 | 17.08 | 0 | 0 | 96.3892 | 3.8124 | 0 | 0 | 0 | 0 | 0 | 17.0765 | 0 | 0 | 365.4372 | 17.0765 | 0
7751 | 0 | 0 | 20.97 | 0 | 0 | 0 | 0 | 0 | 67.239 | 622.63 | 0 | 0 | 0 | 0 | 0 | 365.44 | 128935.56 | 0 | 0 | 0 | 0 | 11.17 | 0 | 154.02 | 17.08 | 0 | 0 | 85.3446 | 2.8593 | 0 | 0 | 0 | 0 | 0 | 17.0765 | 0 | 0 | 365.4372 | 17.0765 | 0
7752 | 0 | 0 | 20.06 | 0 | 0 | 0 | 0 | 0 | 59.1607 | 561.26 | 0 | 0 | 0 | 0 | 0 | 365.44 | 128570.13 | 0 | 0 | 0 | 0 | 10.45 | 0 | 140.43 | 17.08 | 0 | 0 | 77.3122 | 1.9062 | 0 | 0 | 0 | 0 | 0 | 17.0765 | 0 | 0 | 365.4372 | 17.0765 | 0
7753 | 0 | 0 | 19.23 | 0 | 0 | 0 | 0 | 0 | 54.0129 | 505.23 | 0 | 0 | 0 | 0 | 0 | 365.44 | 128204.69 | 0 | 0 | 0 | 0 | 9.8 | 0 | 127.99 | 17.08 | 0 | 0 | 72.2919 | 0.95311 | 0 | 0 | 0 | 0 | 0 | 17.0765 | 0 | 0 | 365.4372 | 17.0765 | 0
7754 | 0 | 0 | 18.2 | 0 | 0 | 0 | 0 | 0 | 51.0824 | 452.24 | 0 | 0 | 0 | 0 | 0 | 365.44 | 127839.25 | 0 | 0 | 0 | 0 | 9.06 | 0 | 113.99 | 17.08 | 0 | 0 | 69.2797 | 0 | 0 | 0 | 0 | 0 | 0 | 17.0765 | 0 | 0 | 365.4372 | 17.0765 | 0
7755 | 0 | 0 | 16.84 | 0 | 0 | 0 | 0 | 0 | 51.815 | 398.49 | 0 | 0 | 0 | 0 | 0 | 365.44 | 127473.82 | 0 | 0 | 1.38 | 0 | 9.49 | 0 | 97.21 | 17.08 | 0 | 0 | 67.2716 | 0 | 0 | 0 | 0 | 0 | 0 | 17.0765 | 0 | 0 | 365.4372 | 17.0765 | 0
7756 | 0 | 0 | 16.56 | 0 | 0 | 0 | 0 | 0 | 52.7212 | 343.8 | 0 | 0 | 0 | 0 | 0 | 365.44 | 127108.38 | 0 | 0 | 0 | 0 | 8.56 | 0 | 79.5 | 17.08 | 0 | 0 | 69.2797 | 0 | 0 | 0 | 0 | 0 | 0 | 17.0765 | 0 | 0 | 365.4372 | 17.0765 | 0
7757 | 0 | 0 | 16.17 | 0 | 0 | 0 | 0 | 0 | 56.1241 | 285.58 | 0 | 0 | 0 | 0 | 0 | 365.44 | 126742.94 | 0 | 0 | 0 | 0 | 7.65 | 0 | 62.28 | 17.08 | 0 | 0 | 72.2919 | 0 | 0 | 0 | 0 | 0 | 0 | 17.0765 | 0 | 0 | 365.4372 | 17.0765 | 0
7758 | 0 | 0 | 15.43 | 0 | 0 | 0 | 0 | 0 | 61.831 | 221.45 | 0 | 0 | 0 | 0 | 0 | 365.44 | 126377.5 | 0 | 0 | 0 | 0 | 6.72 | 0 | 44.63 | 17.08 | 0 | 0 | 76.3081 | 0.95311 | 0 | 0 | 0 | 0 | 0 | 17.0765 | 0 | 0 | 365.4372 | 17.0765 | 0
7759 | 0 | 0 | 14.68 | 0 | 0 | 0 | 0 | 0 | 68.5597 | 150.33 | 0 | 0 | 0 | 0 | 0 | 365.44 | 126012.07 | 0 | 0 | 0 | 0 | 5.82 | 0 | 27.58 | 17.08 | 0 | 0 | 81.3284 | 1.9062 | 0 | 0 | 0 | 0 | 0 | 17.0765 | 0 | 0 | 365.4372 | 17.0765 | 0
7760 | 11.65 | 547.28 | 13.71 | 0 | 0 | 0 | 0 | 157.14 | 0 | 301.81 | 0 | 0 | 0 | 324.09 | 0 | 138.58 | 125873.49 | 0 | 0 | 1.26 | 0 | 6.2 | 0 | 11.96 | 17.08 | 0 | 0 | 86.3487 | 3.8124 | 0 | 0 | 0 | 0 | 0 | 17.0765 | 0 | 0 | 365.4372 | 17.0765 | 0
7761 | 25.49 | 1056.22 | 12.83 | 0 | 0 | 0 | 0 | 0 | 0 | 301.81 | 0 | 0 | 0 | 957.26 | 304.65 | 0 | 126178.14 | 0 | 0 | 1.22 | 0 | 6.81 | 40.97 | 40.48 | 17.08 | 0 | 0 | 89.3608 | 5.7186 | 0 | 0 | 0 | 0 | 0 | 17.0765 | 0 | 0 | 365.4372 | 17.0765 | 0
7762 | 36.16 | 1373.56 | 11.46 | 0 | 0 | 0 | 0 | 0 | 0 | 301.81 | 0 | 0 | 0 | 1284.63 | 533.81 | 0 | 126711.94 | 0 | 0 | 1.2 | 0 | 7.52 | 40.17 | 70.57 | 17.08 | 0 | 0 | 91.3689 | 3.8124 | 0 | 0 | 0 | 0 | 0 | 17.0765 | 0 | 0 | 365.4372 | 17.0765 | 0
7763 | 43.43 | 1560.9 | 10.45 | 0 | 0 | 0 | 0 | 99.83 | 0 | 398.04 | 0 | 0 | 0 | 1377.96 | 599.13 | 0 | 127311.08 | 0 | 0 | 1.18 | 0 | 8.3 | 39.62 | 101.53 | 17.08 | 0 | 0 | 92.373 | 3.8124 | 0 | 0 | 0 | 0 | 0 | 17.0765 | 0 | 0 | 365.4372 | 17.0765 | 0
7764 | 44.62 | 1589.62 | 10.18 | 0 | 0 | 0 | 0 | 143.64 | 0 | 536.51 | 0 | 0 | 0 | 1377.96 | 599.13 | 0 | 127910.21 | 0 | 0 | 1.19 | 0 | 9.24 | 26.45 | 123.22 | 17.08 | 0 | 0 | 91.3689 | 3.8124 | 0 | 0 | 0 | 0 | 0 | 17.0765 | 0 | 0 | 365.4372 | 17.0765 | 0
7765 | 43.87 | 1571.64 | 10.33 | 0 | 0 | 0 | 0 | 112.24 | 0 | 644.71 | 0 | 0 | 0 | 1377.96 | 599.13 | 0 | 128509.34 | 0 | 0 | 1.2 | 0 | 10.29 | 40.31 | 159.7 | 17.08 | 0 | 0 | 89.3608 | 4.7655 | 0 | 0 | 0 | 0 | 0 | 17.0765 | 0 | 0 | 365.4372 | 17.0765 | 0
7766 | 41.5 | 1513.09 | 10.67 | 0 | 0 | 0 | 0 | 157.14 | 0 | 796.19 | 0 | 0 | 0 | 1313.82 | 554.24 | 0 | 129063.58 | 0 | 0 | 1.18 | 0 | 11.35 | 0 | 158.53 | 17.08 | 0 | 0 | 88.3568 | 4.7655 | 0 | 0 | 0 | 0 | 0 | 17.0765 | 0 | 0 | 365.4372 | 17.0765 | 0
7767 | 36.31 | 1377.61 | 10.96 | 0 | 0 | 0 | 0 | 0 | 0 | 796.19 | 0 | 0 | 0 | 1330.63 | 566 | 0 | 129629.58 | 0 | 0 | 1.13 | 0 | 12.36 | 0 | 157.25 | 17.08 | 0 | 0 | 88.3568 | 4.7655 | 0 | 0 | 0 | 0 | 0 | 17.0765 | 0 | 0 | 365.4372 | 17.0765 | 0
7768 | 30.08 | 1199.6 | 10.66 | 0 | 0 | 0 | 0 | 0 | 0 | 796.19 | 0 | 0 | 0 | 1107.58 | 409.87 | 0 | 130039.45 | 0 | 0 | 1.12 | 0 | 13.38 | 37.52 | 192.01 | 17.08 | 0 | 0 | 89.3608 | 4.7655 | 0 | 0 | 0 | 0 | 0 | 17.0765 | 0 | 0 | 365.4372 | 17.0765 | 0
7769 | 23.19 | 980.33 | 9.68 | 0 | 0 | 0 | 0 | 0 | 0 | 796.19 | 0 | 0 | 0 | 915.99 | 275.75 | 0 | 130315.21 | 0 | 0 | 1.13 | 0 | 14.41 | 0 | 191.36 | 17.08 | 0 | 0 | 90.3649 | 5.7186 | 0 | 0 | 0 | 0 | 0 | 17.0765 | 0 | 0 | 365.4372 | 17.0765 | 0
7770 | 23.38 | 986.44 | 8.24 | 0 | 0 | 0 | 0 | 157.14 | 0 | 947.67 | 0 | 0 | 0 | 723.2 | 140.8 | 0 | 130456.01 | 0 | 0 | 1.12 | 0 | 15.32 | 37.55 | 223.95 | 17.08 | 0 | 0 | 92.373 | 6.6717 | 0 | 0 | 0 | 0 | 0 | 17.0765 | 0 | 0 | 365.4372 | 17.0765 | 0
7771 | 6.01 | 298.48 | 6.74 | 0 | 0 | 0 | 0 | 0 | 0 | 947.67 | 0 | 0 | 0 | 205.02 | 0 | 221.92 | 130234.09 | 0 | 0 | 1.13 | 0 | 16 | 0 | 216.56 | 17.08 | 0 | 0 | 98.3973 | 6.6717 | 0 | 0 | 0 | 0 | 0 | 17.0765 | 0 | 0 | 365.4372 | 17.0765 | 0
7772 | 0 | 0 | 5.61 | 0 | 0 | 0 | 0 | 0 | 91.5896 | 852.66 | 0 | 0 | 0 | 0 | 0 | 392.44 | 129841.65 | 27.01 | 12.6947 | 0 | 0.247 | 15.27 | 0 | 207.53 | 17.08 | 0 | 0 | 104.4216 | 5.7186 | 0 | 0 | 0 | 0 | 0 | 17.0765 | 0 | 0 | 365.4372 | 17.0765 | 0
7773 | 0 | 0 | 4.78 | 0 | 0 | 0 | 0 | 0 | 103.4083 | 745.39 | 0 | 0 | 0 | 0 | 0 | 365.44 | 129476.21 | 0 | 0 | 0 | 0 | 14.68 | 0 | 196.34 | 17.08 | 0 | 0 | 103.4176 | 4.7655 | 0 | 0 | 0 | 0 | 0 | 17.0765 | 0 | 0 | 365.4372 | 17.0765 | 0
7774 | 0 | 0 | 4 | 0 | 0 | 0 | 0 | 0 | 93.9804 | 647.9 | 0 | 0 | 0 | 0 | 0 | 365.44 | 129110.77 | 0 | 0 | 0 | 1.2065 | 12.74 | 0 | 183.63 | 17.08 | 0 | 0 | 95.3851 | 3.8124 | 0 | 0 | 0 | 0 | 0 | 17.0765 | 0 | 0 | 365.4372 | 17.0765 | 0
7775 | 0 | 0 | 3.58 | 0 | 0 | 0 | 0 | 0 | 83.627 | 561.15 | 0 | 0 | 0 | 0 | 0 | 365.44 | 128745.33 | 0 | 0 | 0 | 0 | 12.01 | 0 | 169.89 | 17.08 | 0 | 0 | 84.3406 | 2.8593 | 0 | 0 | 0 | 0 | 0 | 17.0765 | 0 | 0 | 365.4372 | 17.0765 | 0
7776 | 0 | 0 | 3.5 | 0 | 0 | 0 | 0 | 0 | 73.4375 | 484.97 | 0 | 0 | 0 | 0 | 0 | 365.44 | 128379.9 | 0 | 0 | 0 | 1.2825 | 9.95 | 0 | 156.29 | 17.08 | 0 | 0 | 76.3081 | 1.9062 | 0 | 0 | 0 | 0 | 0 | 17.0765 | 0 | 0 | 365.4372 | 17.0765 | 0
7777 | 0 | 0 | 3.57 | 0 | 0 | 0 | 0 | 0 | 68.6754 | 413.74 | 0 | 0 | 0 | 0 | 0 | 365.44 | 128014.46 | 0 | 0 | 0 | 0 | 9.3 | 0 | 143.86 | 17.08 | 0 | 0 | 71.2878 | 0.95311 | 0 | 0 | 0 | 0 | 0 | 17.0765 | 0 | 0 | 365.4372 | 17.0765 | 0
7778 | 0 | 0 | 3.64 | 0 | 0 | 0 | 0 | 0 | 64.6362 | 346.69 | 0 | 0 | 0 | 0 | 0 | 365.44 | 127649.02 | 0 | 0 | 0 | 0 | 8.56 | 0 | 129.86 | 17.08 | 0 | 0 | 68.2757 | 0 | 0 | 0 | 0 | 0 | 0 | 17.0765 | 0 | 0 | 365.4372 | 17.0765 | 0
7779 | 0 | 0 | 3.66 | 0 | 0 | 0 | 0 | 0 | 51.4101 | 293.36 | 0 | 0 | 0 | 0 | 0 | 386.47 | 127262.55 | 21.03 | 9.8841 | 0 | 1.311 | 6.3 | 0 | 113.08 | 17.08 | 0 | 0 | 66.2676 | 0 | 0 | 0 | 0 | 0 | 0 | 17.0765 | 0 | 0 | 365.4372 | 17.0765 | 0
7780 | 0 | 0 | 3.45 | 0 | 0 | 0 | 0 | 0 | 63.8168 | 227.16 | 0 | 0 | 0 | 0 | 0 | 365.44 | 126897.12 | 0 | 0 | 0 | 0 | 5.37 | 0 | 95.37 | 17.08 | 0 | 0 | 67.2716 | 0 | 0 | 0 | 0 | 0 | 0 | 17.0765 | 0 | 0 | 365.4372 | 17.0765 | 0
7781 | 0 | 0 | 3.14 | 0 | 0 | 0 | 0 | 0 | 68.1548 | 156.46 | 0 | 0 | 0 | 0 | 0 | 365.44 | 126531.68 | 0 | 0 | 0 | 0 | 4.46 | 0 | 78.15 | 17.08 | 0 | 0 | 71.2878 | 0 | 0 | 0 | 0 | 0 | 0 | 17.0765 | 0 | 0 | 365.4372 | 17.0765 | 0
7782 | 0 | 0 | 2.77 | 0 | 0 | 0 | 0 | 0 | 72.2036 | 81.56 | 0 | 0 | 0 | 0 | 0 | 365.44 | 126166.24 | 0 | 0 | 0 | 1.2825 | 2.18 | 0 | 60.5 | 17.08 | 0 | 0 | 75.3041 | 0.95311 | 0 | 0 | 0 | 0 | 0 | 17.0765 | 0 | 0 | 365.4372 | 17.0765 | 0
7783 | 0 | 0 | 2.38 | 0 | 0 | 0 | 0 | 0 | 78.6238 | 0 | 0 | 0 | 0 | 0 | 0 | 365.44 | 125800.81 | 0 | 0 | 0 | 1.216 | 0 | 0 | 43.45 | 17.08 | 0 | 0 | 80.3243 | 1.9062 | 0 | 0 | 0 | 0 | 0 | 17.0765 | 0 | 0 | 365.4372 | 17.0765 | 0
7784 | 10.33 | 491.39 | 2 | 0 | 0 | 0 | 0 | 0.39 | 0 | 0.37 | 0 | 0 | 0 | 370.79 | 0 | 105.88 | 125694.92 | 0 | 0 | 1.26 | 0 | 0.37 | 42.12 | 67.84 | 17.08 | 0 | 0 | 85.3446 | 3.8124 | 0 | 0 | 0 | 0 | 0 | 17.0765 | 0 | 0 | 365.4372 | 17.0765 | 0
7785 | 25.42 | 1054.13 | 1.66 | 0 | 0 | 0 | 0 | 117.43 | 0 | 113.57 | 0 | 0 | 0 | 868.48 | 242.5 | 0 | 125937.43 | 0 | 0 | 1.22 | 0 | 0.99 | 0 | 57.44 | 17.08 | 0 | 0 | 88.3568 | 5.7186 | 0 | 0 | 0 | 0 | 0 | 17.0765 | 0 | 0 | 365.4372 | 17.0765 | 0
7786 | 38.19 | 1427.82 | 1.08 | 0 | 0 | 0 | 0 | 157.14 | 0 | 265.05 | 0 | 0 | 0 | 1214.58 | 484.77 | 0 | 126422.2 | 0 | 0 | 1.2 | 0 | 1.7 | 0 | 49.36 | 17.08 | 0 | 0 | 90.3649 | 3.8124 | 0 | 0 | 0 | 0 | 0 | 17.0765 | 0 | 0 | 365.4372 | 17.0765 | 0
7787 | 47.17 | 1649.63 | 0.61 | 0 | 0 | 0 | 0 | 157.14 | 0 | 416.53 | 0 | 0 | 0 | 1377.96 | 599.13 | 0 | 127021.33 | 0 | 0 | 1.18 | 0 | 2.47 | 39.62 | 80.32 | 17.08 | 27.33 | 0 | 90.3649 | 3.8124 | 0 | 0 | 0 | 0 | 0 | 17.0765 | 0 | 0 | 365.4372 | 17.0765 | 0
7788 | 48.41 | 1678.12 | 0.37 | 0 | 0 | 0 | 0 | 157.14 | 0 | 568.01 | 0 | 0 | 0 | 1377.96 | 599.13 | 0 | 127620.46 | 0 | 0 | 1.19 | 0 | 3.42 | 39.7 | 114.6 | 17.08 | 57.75 | 0 | 89.3608 | 3.8124 | 0 | 0 | 0 | 0 | 0 | 17.0765 | 0 | 0 | 365.4372 | 17.0765 | 0
7789 | 47.75 | 1662.95 | 0.26 | 0 | 0 | 0 | 0 | 157.14 | 0 | 719.49 | 0 | 0 | 0 | 1377.96 | 599.13 | 0 | 128219.59 | 0 | 0 | 1.2 | 0 | 4.47 | 40.31 | 151.08 | 17.08 | 41.22 | 0 | 88.3568 | 4.7655 | 0 | 0 | 0 | 0 | 0 | 17.0765 | 0 | 0 | 365.4372 | 17.0765 | 0
7790 | 45.61 | 1613.27 | 0.23 | 0 | 0 | 0 | 0 | 157.14 | 0 | 870.97 | 0 | 0 | 0 | 1377.96 | 599.13 | 0 | 128818.73 | 0 | 0 | 1.18 | 0 | 5.52 | 30.72 | 179.1 | 17.08 | 0 | 0 | 87.3527 | 4.7655 | 0 | 0 | 0 | 0 | 0 | 17.0765 | 0 | 0 | 365.4372 | 17.0765 | 0
7791 | 42.45 | 1536.72 | 0.24 | 0 | 0 | 0 | 0 | 70.18 | 0 | 938.63 | 0 | 0 | 0 | 1377.96 | 599.13 | 0 | 129417.86 | 0 | 0 | 1.13 | 0 | 6.53 | 38.02 | 213.94 | 17.08 | 0 | 0 | 87.3527 | 4.7655 | 0 | 0 | 0 | 0 | 0 | 17.0765 | 0 | 0 | 365.4372 | 17.0765 | 0
7792 | 38.71 | 1441.57 | 0.29 | 0 | 0 | 0 | 0 | 9.38 | 0 | 947.67 | 0 | 0 | 0 | 1377.96 | 599.13 | 0 | 130016.99 | 0 | 0 | 1.12 | 0 | 7.55 | 0 | 213.05 | 17.08 | 0 | 0 | 87.3527 | 4.7655 | 0 | 0 | 0 | 0 | 0 | 17.0765 | 0 | 0 | 365.4372 | 17.0765 | 0
7793 | 34.79 | 1335.83 | 0.33 | 0 | 0 | 0 | 0 | 0 | 0 | 947.67 | 0 | 0 | 0 | 1236.97 | 500.44 | 0 | 130517.44 | 0 | 0 | 1.13 | 0 | 8.59 | 37.78 | 248.29 | 17.08 | 0 | 0 | 89.3608 | 5.7186 | 0 | 0 | 0 | 0 | 0 | 17.0765 | 0 | 0 | 365.4372 | 17.0765 | 0
7794 | 36.37 | 1379.09 | 0.38 | 0 | 0 | 0 | 0 | 0 | 0 | 947.67 | 0 | 0 | 0 | 1316.68 | 556.24 | 0 | 131073.68 | 0 | 0 | 1.12 | 0 | 9.49 | 0 | 245.21 | 17.08 | 0 | 0 | 91.3689 | 6.6717 | 0 | 0 | 0 | 0 | 0 | 17.0765 | 0 | 0 | 365.4372 | 17.0765 | 0
7795 | 10.54 | 500.67 | 0.42 | 0 | 0 | 0 | 0 | 0 | 0 | 947.67 | 0 | 0 | 0 | 406.44 | 0 | 80.93 | 130992.75 | 0 | 0 | 1.13 | 0 | 10.18 | 0 | 237.81 | 17.08 | 0 | 0 | 97.3933 | 6.6717 | 0 | 0 | 0 | 0 | 0 | 17.0765 | 0 | 0 | 365.4372 | 17.0765 | 0
7796 | 0 | 0 | 0.48 | 0 | 0 | 0 | 0 | 0 | 107.6499 | 836 | 0 | 0 | 0 | 0 | 0 | 365.44 | 130627.31 | 0 | 0 | 0 | 0 | 9.7 | 0 | 228.79 | 17.08 | 0 | 0 | 102.4135 | 5.7186 | 0 | 0 | 0 | 0 | 0 | 17.0765 | 0 | 0 | 365.4372 | 17.0765 | 0
7797 | 0 | 0 | 0.57 | 0 | 0 | 0 | 0 | 0 | 106.6088 | 725.41 | 0 | 0 | 0 | 0 | 0 | 365.44 | 130261.87 | 0 | 0 | 0 | 0 | 9.11 | 0 | 217.59 | 17.08 | 0 | 0 | 102.4135 | 4.7655 | 0 | 0 | 0 | 0 | 0 | 17.0765 | 0 | 0 | 365.4372 | 17.0765 | 0
7798 | 0 | 0 | 0.63 | 0 | 0 | 0 | 0 | 0 | 84.8706 | 637.37 | 0 | 0 | 0 | 0 | 0 | 392.44 | 129869.43 | 27.01 | 12.6947 | 0 | 0 | 8.44 | 0 | 204.89 | 17.08 | 0 | 0 | 94.3811 | 3.8124 | 0 | 0 | 0 | 0 | 0 | 17.0765 | 0 | 0 | 365.4372 | 17.0765 | 0
7799 | 0 | 0 | 0.68 | 0 | 0 | 0 | 0 | 0 | 85.5164 | 548.66 | 0 | 0 | 0 | 0 | 0 | 365.44 | 129503.99 | 0 | 0 | 0 | 0 | 7.72 | 0 | 191.15 | 17.08 | 0 | 0 | 83.3365 | 2.8593 | 0 | 0 | 0 | 0 | 0 | 17.0765 | 0 | 0 | 365.4372 | 17.0765 | 0
7800 | 0 | 0 | 0.73 | 0 | 0 | 0 | 0 | 0 | 63.7879 | 482.5 | 0 | 0 | 0 | 0 | 0 | 392.44 | 129111.55 | 27.01 | 12.6947 | 0 | 0 | 7 | 0 | 177.55 | 17.08 | 0 | 0 | 75.3041 | 1.9062 | 0 | 0 | 0 | 0 | 0 | 17.0765 | 0 | 0 | 365.4372 | 17.0765 | 0
7801 | 0 | 0 | 0.81 | 0 | 0 | 0 | 0 | 0 | 70.4298 | 409.43 | 0 | 0 | 0 | 0 | 0 | 365.44 | 128746.11 | 0 | 0 | 0 | 0 | 6.35 | 0 | 165.11 | 17.08 | 0 | 0 | 70.2838 | 0.95311 | 0 | 0 | 0 | 0 | 0 | 17.0765 | 0 | 0 | 365.4372 | 17.0765 | 0
7802 | 0 | 0 | 0.94 | 0 | 0 | 0 | 0 | 0 | 65.3206 | 341.67 | 0 | 0 | 0 | 0 | 0 | 365.44 | 128380.67 | 0 | 0 | 0 | 0 | 5.61 | 0 | 151.11 | 17.08 | 0 | 0 | 66.2676 | 0 | 0 | 0 | 0 | 0 | 0 | 17.0765 | 0 | 0 | 365.4372 | 17.0765 | 0
7803 | 0 | 0 | 1.09 | 0 | 0 | 0 | 0 | 0 | 64.1735 | 275.1 | 0 | 0 | 0 | 0 | 0 | 365.44 | 128015.24 | 0 | 0 | 0 | 0 | 4.73 | 0 | 134.34 | 17.08 | 0 | 0 | 65.2635 | 0 | 0 | 0 | 0 | 0 | 0 | 17.0765 | 0 | 0 | 365.4372 | 17.0765 | 0
7804 | 0 | 0 | 1.04 | 0 | 0 | 0 | 0 | 0 | 54.1864 | 218.89 | 0 | 0 | 0 | 0 | 0 | 388.92 | 127626.31 | 23.49 | 11.0403 | 0 | 0 | 3.8 | 0 | 116.62 | 17.08 | 0 | 0 | 66.2676 | 0 | 0 | 0 | 0 | 0 | 0 | 17.0765 | 0 | 0 | 365.4372 | 17.0765 | 0
7805 | 0 | 0 | 0.87 | 0 | 0 | 0 | 0 | 0 | 69.4176 | 146.88 | 0 | 0 | 0 | 0 | 0 | 365.44 | 127260.88 | 0 | 0 | 0 | 0 | 2.89 | 0 | 99.4 | 17.08 | 0 | 0 | 70.2838 | 0 | 0 | 0 | 0 | 0 | 0 | 17.0765 | 0 | 0 | 365.4372 | 17.0765 | 0
7806 | 0 | 0 | 0.68 | 0 | 0 | 0 | 0 | 0 | 74.575 | 69.52 | 0 | 0 | 0 | 0 | 0 | 365.44 | 126895.44 | 0 | 0 | 0 | 0 | 1.96 | 0 | 81.75 | 17.08 | 0 | 0 | 74.3 | 0.95311 | 0 | 0 | 0 | 0 | 0 | 17.0765 | 0 | 0 | 365.4372 | 17.0765 | 0
7807 | 0 | 0 | 0.5 | 0 | 0 | 0 | 0 | 0 | 67.0173 | 0 | 0 | 0 | 0 | 0 | 0 | 392.44 | 126503 | 27.01 | 12.6947 | 0 | 1.0165 | 0 | 0 | 64.7 | 17.08 | 0 | 0 | 79.3203 | 1.9062 | 0 | 0 | 0 | 0 | 0 | 17.0765 | 0 | 0 | 365.4372 | 17.0765 | 0
7808 | 17 | 759.45 | 0.35 | 0 | 0 | 0 | 0 | 0.39 | 0 | 0.37 | 0 | 0 | 0 | 644.89 | 85.98 | 0 | 126588.98 | 0 | 0 | 1.26 | 0 | 0.37 | 42.12 | 89.1 | 17.08 | 0 | 0 | 84.3406 | 3.8124 | 0 | 0 | 0 | 0 | 0 | 17.0765 | 0 | 0 | 365.4372 | 17.0765 | 0
7809 | 30.09 | 1199.9 | 0.26 | 0 | 0 | 0 | 0 | 0.64 | 0 | 0.99 | 0 | 0 | 0 | 1135.32 | 429.29 | 0 | 127018.27 | 0 | 0 | 1.22 | 0 | 0.99 | 0 | 78.7 | 17.08 | 0 | 0 | 87.3527 | 5.7186 | 0 | 0 | 0 | 0 | 0 | 17.0765 | 0 | 0 | 365.4372 | 17.0765 | 0
7810 | 39.89 | 1472.17 | 0.28 | 0 | 0 | 0 | 0 | 40 | 0 | 39.55 | 0 | 0 | 0 | 1377.96 | 599.13 | 0 | 127617.4 | 0 | 0 | 1.2 | 0 | 1.7 | 0 | 70.62 | 17.08 | 0 | 0 | 89.3608 | 3.8124 | 0 | 0 | 0 | 0 | 0 | 17.0765 | 0 | 0 | 365.4372 | 17.0765 | 0
7811 | 46.61 | 1636.55 | 0.31 | 0 | 0 | 0 | 0 | 157.14 | 0 | 191.03 | 0 | 0 | 0 | 1377.96 | 599.13 | 0 | 128216.54 | 0 | 0 | 1.18 | 0 | 2.47 | 39.62 | 101.58 | 17.08 | 13.39 | 0 | 90.3649 | 3.8124 | 0 | 0 | 0 | 0 | 0 | 17.0765 | 0 | 0 | 365.4372 | 17.0765 | 0
7812 | 46.99 | 1645.44 | 0.39 | 0 | 0 | 0 | 0 | 157.14 | 0 | 342.51 | 0 | 0 | 0 | 1377.96 | 599.13 | 0 | 128815.67 | 0 | 0 | 1.19 | 0 | 3.42 | 39.7 | 135.86 | 17.08 | 23.66 | 0 | 89.3608 | 3.8124 | 0 | 0 | 0 | 0 | 0 | 17.0765 | 0 | 0 | 365.4372 | 17.0765 | 0
7813 | 45.8 | 1617.62 | 0.44 | 0 | 0 | 0 | 0 | 151.27 | 0 | 488.33 | 0 | 0 | 0 | 1377.96 | 599.13 | 0 | 129414.8 | 0 | 0 | 1.2 | 0 | 4.47 | 40.31 | 172.34 | 17.08 | 0 | 0 | 88.3568 | 4.7655 | 0 | 0 | 0 | 0 | 0 | 17.0765 | 0 | 0 | 365.4372 | 17.0765 | 0
7814 | 43.41 | 1560.27 | 0.47 | 0 | 0 | 0 | 0 | 112.34 | 0 | 596.63 | 0 | 0 | 0 | 1377.96 | 599.13 | 0 | 130013.93 | 0 | 0 | 1.18 | 0 | 5.52 | 20.55 | 190.69 | 17.08 | 0 | 0 | 87.3527 | 4.7655 | 0 | 0 | 0 | 0 | 0 | 17.0765 | 0 | 0 | 365.4372 | 17.0765 | 0
7815 | 42.37 | 1534.83 | 0.48 | 0 | 0 | 0 | 0 | 157.14 | 0 | 748.11 | 0 | 0 | 0 | 1328.29 | 564.37 | 0 | 130578.3 | 0 | 0 | 1.13 | 0 | 6.53 | 0 | 189.41 | 17.08 | 0 | 0 | 86.3487 | 4.7655 | 0 | 0 | 0 | 0 | 0 | 17.0765 | 0 | 0 | 365.4372 | 17.0765 | 0
7816 | 41.18 | 1505 | 0.38 | 0 | 0 | 0 | 0 | 37.84 | 0 | 784.59 | 0 | 0 | 0 | 1377.96 | 599.13 | 0 | 131177.44 | 0 | 0 | 1.12 | 0 | 7.55 | 37.52 | 224.17 | 17.08 | 0 | 0 | 87.3527 | 4.7655 | 0 | 0 | 0 | 0 | 0 | 17.0765 | 0 | 0 | 365.4372 | 17.0765 | 0
7817 | 40.81 | 1495.62 | 0.27 | 0 | 0 | 0 | 0 | 25.76 | 0 | 809.42 | 0 | 0 | 0 | 1377.96 | 599.13 | 0 | 131776.57 | 0 | 0 | 1.13 | 0 | 8.59 | 37.78 | 259.41 | 17.08 | 0 | 0 | 88.3568 | 5.7186 | 0 | 0 | 0 | 0 | 0 | 17.0765 | 0 | 0 | 365.4372 | 17.0765 | 0
7818 | 44.22 | 1580.01 | 0.21 | 0 | 0 | 0 | 0 | 143.41 | 0 | 947.67 | 0 | 0 | 0 | 1345.32 | 576.29 | 0 | 132352.86 | 0 | 0 | 1.12 | 0 | 9.49 | 37.55 | 292 | 17.08 | 0 | 0 | 90.3649 | 6.6717 | 0 | 0 | 0 | 0 | 0 | 17.0765 | 0 | 0 | 365.4372 | 17.0765 | 0
7819 | 15.63 | 707.22 | 0.17 | 0 | 0 | 0 | 0 | 0 | 0 | 947.67 | 0 | 0 | 0 | 611.05 | 62.3 | 0 | 132415.16 | 0 | 0 | 1.13 | 0 | 10.18 | 7.78 | 292 | 17.08 | 0 | 0 | 96.3892 | 6.6717 | 0 | 0 | 0 | 0 | 0 | 17.0765 | 0 | 0 | 365.4372 | 17.0765 | 0
7820 | 0 | 0 | 0.16 | 0 | 0 | 0 | 0 | 0 | 107.968 | 835.67 | 0 | 0 | 0 | 0 | 0 | 365.44 | 132049.72 | 0 | 0 | 0 | 0 | 9.7 | 0 | 282.97 | 17.08 | 0 | 0 | 102.4135 | 5.7186 | 0 | 0 | 0 | 0 | 0 | 17.0765 | 0 | 0 | 365.4372 | 17.0765 | 0
7821 | 0 | 0 | 0.17 | 0 | 0 | 0 | 0 | 0 | 107.0136 | 724.66 | 0 | 0 | 0 | 0 | 0 | 365.44 | 131684.28 | 0 | 0 | 0 | 0 | 9.11 | 0 | 271.78 | 17.08 | 0 | 0 | 102.4135 | 4.7655 | 0 | 0 | 0 | 0 | 0 | 17.0765 | 0 | 0 | 365.4372 | 17.0765 | 0
7822 | 0 | 0 | 0.19 | 0 | 0 | 0 | 0 | 0 | 85.3044 | 636.17 | 0 | 0 | 0 | 0 | 0 | 392.44 | 131291.84 | 27.01 | 12.6947 | 0 | 0 | 8.44 | 0 | 259.08 | 17.08 | 0 | 0 | 94.3811 | 3.8124 | 0 | 0 | 0 | 0 | 0 | 17.0765 | 0 | 0 | 365.4372 | 17.0765 | 0
7823 | 0 | 0 | 0.24 | 0 | 0 | 0 | 0 | 0 | 73.264 | 560.17 | 0 | 0 | 0 | 0 | 0 | 392.44 | 130899.4 | 27.01 | 12.6947 | 0 | 0 | 7.72 | 0 | 245.34 | 17.08 | 0 | 0 | 83.3365 | 2.8593 | 0 | 0 | 0 | 0 | 0 | 17.0765 | 0 | 0 | 365.4372 | 17.0765 | 0
7824 | 0 | 0 | 0.29 | 0 | 0 | 0 | 0 | 0 | 76.9272 | 480.37 | 0 | 0 | 0 | 0 | 0 | 365.44 | 130533.96 | 0 | 0 | 0 | 0 | 7 | 0 | 231.74 | 17.08 | 0 | 0 | 75.3041 | 1.9062 | 0 | 0 | 0 | 0 | 0 | 17.0765 | 0 | 0 | 365.4372 | 17.0765 | 0
7825 | 0 | 0 | 0.31 | 0 | 0 | 0 | 0 | 0 | 70.9311 | 406.8 | 0 | 0 | 0 | 0 | 0 | 365.44 | 130168.52 | 0 | 0 | 0 | 0 | 6.35 | 0 | 219.3 | 17.08 | 0 | 0 | 70.2838 | 0.95311 | 0 | 0 | 0 | 0 | 0 | 17.0765 | 0 | 0 | 365.4372 | 17.0765 | 0
7826 | 0 | 0 | 0.32 | 0 | 0 | 0 | 0 | 0 | 66.9594 | 337.34 | 0 | 0 | 0 | 0 | 0 | 365.44 | 129803.08 | 0 | 0 | 0 | 0 | 5.61 | 0 | 205.3 | 17.08 | 0 | 0 | 67.2716 | 0 | 0 | 0 | 0 | 0 | 0 | 17.0765 | 0 | 0 | 365.4372 | 17.0765 | 0
7827 | 0 | 0 | 0.35 | 0 | 0 | 0 | 0 | 0 | 65.9183 | 268.96 | 0 | 0 | 0 | 0 | 0 | 365.44 | 129437.65 | 0 | 0 | 0 | 0 | 4.73 | 0 | 188.53 | 17.08 | 0 | 0 | 66.2676 | 0 | 0 | 0 | 0 | 0 | 0 | 17.0765 | 0 | 0 | 365.4372 | 17.0765 | 0
7828 | 0 | 0 | 0.48 | 0 | 0 | 0 | 0 | 0 | 64.7808 | 201.76 | 0 | 0 | 0 | 0 | 0 | 365.44 | 129072.21 | 0 | 0 | 0 | 0 | 3.8 | 0 | 170.81 | 17.08 | 0 | 0 | 65.2635 | 0 | 0 | 0 | 0 | 0 | 0 | 17.0765 | 0 | 0 | 365.4372 | 17.0765 | 0
7829 | 0 | 0 | 0.69 | 0 | 0 | 0 | 0 | 0 | 55.7578 | 143.92 | 0 | 0 | 0 | 0 | 0 | 390.61 | 128681.6 | 25.17 | 11.8299 | 0 | 0 | 2.89 | 0 | 153.59 | 17.08 | 0 | 0 | 68.2757 | 0 | 0 | 0 | 0 | 0 | 0 | 17.0765 | 0 | 0 | 365.4372 | 17.0765 | 0
7830 | 0 | 0 | 0.91 | 0 | 0 | 0 | 0 | 0 | 73.3411 | 67.84 | 0 | 0 | 0 | 0 | 0 | 365.44 | 128316.16 | 0 | 0 | 0 | 0 | 1.96 | 0 | 135.94 | 17.08 | 0 | 0 | 73.296 | 0.95311 | 0 | 0 | 0 | 0 | 0 | 17.0765 | 0 | 0 | 365.4372 | 17.0765 | 0
7831 | 0 | 0 | 1.12 | 0 | 0 | 0 | 0 | 0 | 65.3978 | 0 | 0 | 0 | 0 | 0 | 0 | 392.44 | 127923.72 | 27.01 | 12.6947 | 0 | 1.0165 | 0 | 0 | 118.89 | 17.08 | 0 | 0 | 78.3162 | 1.9062 | 0 | 0 | 0 | 0 | 0 | 17.0765 | 0 | 0 | 365.4372 | 17.0765 | 0
7832 | 20.33 | 881.1 | 1.28 | 0 | 0 | 0 | 0 | 0.39 | 0 | 0.37 | 0 | 0 | 0 | 772.8 | 175.52 | 0 | 128099.24 | 0 | 0 | 1.26 | 0 | 0.37 | 42.12 | 143.28 | 17.08 | 0 | 0 | 82.3324 | 3.8124 | 0 | 0 | 0 | 0 | 0 | 17.0765 | 0 | 0 | 365.4372 | 17.0765 | 0
7833 | 28.88 | 1163.04 | 1.43 | 0 | 0 | 0 | 0 | 0.64 | 0 | 0.99 | 0 | 0 | 0 | 1099.42 | 404.16 | 0 | 128503.4 | 0 | 0 | 1.22 | 0 | 0.99 | 0 | 132.88 | 17.08 | 0 | 0 | 86.3487 | 5.7186 | 0 | 0 | 0 | 0 | 0 | 17.0765 | 0 | 0 | 365.4372 | 17.0765 | 0
7834 | 35.51 | 1355.61 | 1.51 | 0 | 0 | 0 | 0 | 123.13 | 0 | 119.68 | 0 | 0 | 0 | 1177.14 | 458.56 | 0 | 128961.96 | 0 | 0 | 1.2 | 0 | 1.7 | 0 | 124.81 | 17.08 | 0 | 0 | 87.3527 | 3.8124 | 0 | 0 | 0 | 0 | 0 | 17.0765 | 0 | 0 | 365.4372 | 17.0765 | 0
7835 | 39.83 | 1470.62 | 1.6 | 0 | 0 | 0 | 0 | 157.14 | 0 | 271.16 | 0 | 0 | 0 | 1262.57 | 518.36 | 0 | 129480.32 | 0 | 0 | 1.18 | 0 | 2.47 | 0 | 118.13 | 17.08 | 0 | 0 | 87.3527 | 3.8124 | 0 | 0 | 0 | 0 | 0 | 17.0765 | 0 | 0 | 365.4372 | 17.0765 | 0
7836 | 35.63 | 1358.86 | 1.72 | 0 | 0 | 0 | 0 | 157.14 | 0 | 422.64 | 0 | 0 | 0 | 1148.72 | 438.67 | 0 | 129918.99 | 0 | 0 | 1.19 | 0 | 3.42 | 0 | 114.69 | 17.08 | 0 | 0 | 85.3446 | 3.8124 | 0 | 0 | 0 | 0 | 0 | 17.0765 | 0 | 0 | 365.4372 | 17.0765 | 0
7837 | 30.13 | 1201.02 | 1.94 | 0 | 0 | 0 | 0 | 157.14 | 0 | 574.12 | 0 | 0 | 0 | 946.34 | 297 | 0 | 130215.99 | 0 | 0 | 1.2 | 0 | 4.47 | 40.31 | 151.17 | 17.08 | 0 | 0 | 83.3365 | 4.7655 | 0 | 0 | 0 | 0 | 0 | 17.0765 | 0 | 0 | 365.4372 | 17.0765 | 0
7838 | 22.93 | 971.21 | 2.29 | 0 | 0 | 0 | 0 | 157.14 | 0 | 725.6 | 0 | 0 | 0 | 751.01 | 160.27 | 0 | 130376.25 | 0 | 0 | 1.18 | 0 | 5.52 | 0 | 150 | 17.08 | 0 | 0 | 82.3324 | 4.7655 | 0 | 0 | 0 | 0 | 0 | 17.0765 | 0 | 0 | 365.4372 | 17.0765 | 0
7839 | 18.43 | 812.48 | 2.77 | 0 | 0 | 0 | 0 | 0 | 0 | 725.6 | 0 | 0 | 0 | 745.44 | 156.37 | 0 | 130532.62 | 0 | 0 | 1.13 | 0 | 6.53 | 0 | 148.72 | 17.08 | 0 | 0 | 82.3324 | 4.7655 | 0 | 0 | 0 | 0 | 0 | 17.0765 | 0 | 0 | 365.4372 | 17.0765 | 0
7840 | 13.32 | 616.03 | 2.93 | 0 | 0 | 0 | 0 | 0 | 0 | 725.6 | 0 | 0 | 0 | 506.56 | 0 | 10.85 | 130521.78 | 0 | 0 | 1.12 | 0 | 7.55 | 37.52 | 183.48 | 17.08 | 0 | 0 | 82.3324 | 4.7655 | 0 | 0 | 0 | 0 | 0 | 17.0765 | 0 | 0 | 365.4372 | 17.0765 | 0
7841 | 8.38 | 406.6 | 2.77 | 0 | 0 | 0 | 0 | 0 | 0 | 725.6 | 0 | 0 | 0 | 288.78 | 0 | 163.29 | 130358.49 | 0 | 0 | 1.13 | 0 | 8.59 | 37.78 | 218.72 | 17.08 | 0 | 0 | 84.3406 | 5.7186 | 0 | 0 | 0 | 0 | 0 | 17.0765 | 0 | 0 | 365.4372 | 17.0765 | 0
7842 | 8.62 | 417.41 | 2.45 | 0 | 0 | 0 | 0 | 157.14 | 0 | 877.08 | 0 | 0 | 0 | 176.2 | 0 | 242.09 | 130116.39 | 0 | 0 | 1.12 | 0 | 9.49 | 0 | 215.63 | 17.08 | 0 | 0 | 87.3527 | 6.6717 | 0 | 0 | 0 | 0 | 0 | 17.0765 | 0 | 0 | 365.4372 | 17.0765 | 0
7843 | 4.09 | 207.34 | 1.85 | 0 | 0 | 0 | 0 | 73.23 | 0 | 947.67 | 0 | 0 | 0 | 0 | 0 | 365.44 | 129750.96 | 0 | 0 | 1.13 | 0 | 10.18 | 37.87 | 244.22 | 17.08 | 0 | 0 | 94.3811 | 6.6717 | 0 | 0 | 0 | 0 | 0 | 17.0765 | 0 | 0 | 365.4372 | 17.0765 | 0
7844 | 0 | 0 | 1.16 | 0 | 0 | 0 | 0 | 0 | 92.2741 | 851.95 | 0 | 0 | 0 | 0 | 0 | 392.44 | 129358.51 | 27.01 | 12.6947 | 0 | 0 | 9.7 | 0 | 235.19 | 17.08 | 0 | 0 | 100.4054 | 5.7186 | 0 | 0 | 0 | 0 | 0 | 17.0765 | 0 | 0 | 365.4372 | 17.0765 | 0
7845 | 0 | 0 | 0.59 | 0 | 0 | 0 | 0 | 0 | 104.5844 | 743.46 | 0 | 0 | 0 | 0 | 0 | 365.44 | 128993.07 | 0 | 0 | 0 | 0 | 9.11 | 0 | 224 | 17.08 | 0 | 0 | 100.4054 | 4.7655 | 0 | 0 | 0 | 0 | 0 | 17.0765 | 0 | 0 | 365.4372 | 17.0765 | 0
7846 | 0 | 0 | 0.28 | 0 | 0 | 0 | 0 | 0 | 96.9109 | 642.93 | 0 | 0 | 0 | 0 | 0 | 365.44 | 128627.64 | 0 | 0 | 0 | 0 | 8.44 | 0 | 211.29 | 17.08 | 0 | 0 | 93.377 | 3.8124 | 0 | 0 | 0 | 0 | 0 | 17.0765 | 0 | 0 | 365.4372 | 17.0765 | 0
7847 | 0 | 0 | 0.22 | 0 | 0 | 0 | 0 | 0 | 84.9766 | 554.79 | 0 | 0 | 0 | 0 | 0 | 365.44 | 128262.2 | 0 | 0 | 0 | 0 | 7.72 | 0 | 197.55 | 17.08 | 0 | 0 | 82.3324 | 2.8593 | 0 | 0 | 0 | 0 | 0 | 17.0765 | 0 | 0 | 365.4372 | 17.0765 | 0
7848 | 0 | 0 | 0.34 | 0 | 0 | 0 | 0 | 0 | 74.8642 | 477.13 | 0 | 0 | 0 | 0 | 0 | 365.44 | 127896.76 | 0 | 0 | 0 | 0 | 7 | 0 | 183.96 | 17.08 | 0 | 0 | 73.296 | 1.9062 | 0 | 0 | 0 | 0 | 0 | 17.0765 | 0 | 0 | 365.4372 | 17.0765 | 0
7849 | 0 | 0 | 0.68 | 0 | 0 | 0 | 0 | 0 | 66.8823 | 407.75 | 0 | 0 | 0 | 0 | 0 | 368.97 | 127527.79 | 3.53 | 1.6591 | 0 | 0 | 6.35 | 0 | 171.52 | 17.08 | 0 | 0 | 68.2757 | 0.95311 | 0 | 0 | 0 | 0 | 0 | 17.0765 | 0 | 0 | 365.4372 | 17.0765 | 0
7850 | 0 | 0 | 1.28 | 0 | 0 | 0 | 0 | 0 | 63.9807 | 341.38 | 0 | 0 | 0 | 0 | 0 | 365.44 | 127162.36 | 0 | 0 | 0 | 0 | 5.61 | 0 | 157.52 | 17.08 | 0 | 0 | 65.2635 | 0 | 0 | 0 | 0 | 0 | 0 | 17.0765 | 0 | 0 | 365.4372 | 17.0765 | 0
7851 | 0 | 0 | 2.26 | 0 | 0 | 0 | 0 | 0 | 61.9948 | 277.07 | 0 | 0 | 0 | 0 | 0 | 365.44 | 126796.92 | 0 | 0 | 0 | 0 | 4.73 | 0 | 140.74 | 17.08 | 0 | 0 | 64.2595 | 0 | 0 | 0 | 0 | 0 | 0 | 17.0765 | 0 | 0 | 365.4372 | 17.0765 | 0
7852 | 0 | 0 | 3.46 | 0 | 0 | 0 | 0 | 0 | 61.802 | 212.96 | 0 | 0 | 0 | 0 | 0 | 365.44 | 126431.48 | 0 | 0 | 0 | 0 | 3.8 | 0 | 123.03 | 17.08 | 0 | 0 | 65.2635 | 0 | 0 | 0 | 0 | 0 | 0 | 17.0765 | 0 | 0 | 365.4372 | 17.0765 | 0
7853 | 0 | 0 | 4.64 | 0 | 0 | 0 | 0 | 0 | 63.6336 | 146.95 | 0 | 0 | 0 | 0 | 0 | 365.44 | 126066.04 | 0 | 0 | 0 | 0 | 2.89 | 0 | 105.81 | 17.08 | 0 | 0 | 68.2757 | 0 | 0 | 0 | 0 | 0 | 0 | 17.0765 | 0 | 0 | 365.4372 | 17.0765 | 0
7854 | 0 | 0 | 5.56 | 0 | 0 | 0 | 0 | 0 | 68.6946 | 75.69 | 0 | 0 | 0 | 0 | 0 | 365.44 | 125700.61 | 0 | 0 | 0 | 0 | 1.96 | 0 | 88.16 | 17.08 | 0 | 0 | 73.296 | 0.95311 | 0 | 0 | 0 | 0 | 0 | 17.0765 | 0 | 0 | 365.4372 | 17.0765 | 0
7855 | 0 | 0 | 6.25 | 0 | 0 | 0 | 0 | 0 | 72.9652 | 0 | 0 | 0 | 0 | 0 | 0 | 365.44 | 125335.17 | 0 | 0 | 0 | 1.0165 | 0 | 0 | 71.11 | 17.08 | 0 | 0 | 78.3162 | 1.9062 | 0 | 0 | 0 | 0 | 0 | 17.0765 | 0 | 0 | 365.4372 | 17.0765 | 0
7856 | 6.54 | 323.2 | 6.6 | 0 | 0 | 0 | 0 | 157.14 | 0 | 151.48 | 0 | 0 | 0 | 48.68 | 0 | 331.36 | 125003.81 | 0 | 0 | 1.26 | 0 | 0.37 | 42.12 | 95.5 | 17.08 | 0 | 0 | 83.3365 | 3.8124 | 0 | 0 | 0 | 0 | 0 | 17.0765 | 0 | 0 | 365.4372 | 17.0765 | 0
7857 | 18.52 | 816.04 | 6.48 | 0 | 0 | 0 | 0 | 0 | 0 | 151.48 | 0 | 0 | 0 | 747.76 | 157.99 | 0 | 125161.8 | 0 | 0 | 1.22 | 0 | 0.99 | 0 | 85.1 | 17.08 | 0 | 0 | 86.3487 | 5.7186 | 0 | 0 | 0 | 0 | 0 | 17.0765 | 0 | 0 | 365.4372 | 17.0765 | 0
7858 | 28.84 | 1161.82 | 6.2 | 0 | 0 | 0 | 0 | 0 | 0 | 151.48 | 0 | 0 | 0 | 1064.32 | 379.59 | 0 | 125541.39 | 0 | 0 | 1.2 | 0 | 1.7 | 40.17 | 115.19 | 17.08 | 0 | 0 | 87.3527 | 3.8124 | 0 | 0 | 0 | 0 | 0 | 17.0765 | 0 | 0 | 365.4372 | 17.0765 | 0
7859 | 35.01 | 1341.76 | 5.83 | 0 | 0 | 0 | 0 | 157.14 | 0 | 302.96 | 0 | 0 | 0 | 1093.49 | 400.01 | 0 | 125941.39 | 0 | 0 | 1.18 | 0 | 2.47 | 39.62 | 146.15 | 17.08 | 0 | 0 | 87.3527 | 3.8124 | 0 | 0 | 0 | 0 | 0 | 17.0765 | 0 | 0 | 365.4372 | 17.0765 | 0
7860 | 32.87 | 1281.46 | 5.4 | 0 | 0 | 0 | 0 | 157.14 | 0 | 454.44 | 0 | 0 | 0 | 1072.25 | 385.14 | 0 | 126326.53 | 0 | 0 | 1.19 | 0 | 3.42 | 0 | 142.71 | 17.08 | 0 | 0 | 85.3446 | 3.8124 | 0 | 0 | 0 | 0 | 0 | 17.0765 | 0 | 0 | 365.4372 | 17.0765 | 0
7861 | 29.11 | 1170.07 | 4.91 | 0 | 0 | 0 | 0 | 157.14 | 0 | 605.92 | 0 | 0 | 0 | 957.65 | 304.91 | 0 | 126631.45 | 0 | 0 | 1.2 | 0 | 4.47 | 0 | 140.89 | 17.08 | 0 | 0 | 83.3365 | 4.7655 | 0 | 0 | 0 | 0 | 0 | 17.0765 | 0 | 0 | 365.4372 | 17.0765 | 0
7862 | 23.43 | 988.13 | 4.62 | 0 | 0 | 0 | 0 | 0 | 0 | 605.92 | 0 | 0 | 0 | 927.9 | 284.09 | 0 | 126915.54 | 0 | 0 | 1.18 | 0 | 5.52 | 0 | 139.73 | 17.08 | 0 | 0 | 82.3324 | 4.7655 | 0 | 0 | 0 | 0 | 0 | 17.0765 | 0 | 0 | 365.4372 | 17.0765 | 0
7863 | 17.44 | 775.78 | 4.71 | 0 | 0 | 0 | 0 | 157.14 | 0 | 757.4 | 0 | 0 | 0 | 514.53 | 0 | 5.26 | 126910.28 | 0 | 0 | 1.13 | 0 | 6.53 | 38.02 | 174.56 | 17.08 | 0 | 0 | 82.3324 | 4.7655 | 0 | 0 | 0 | 0 | 0 | 17.0765 | 0 | 0 | 365.4372 | 17.0765 | 0
7864 | 11.24 | 530.11 | 4.94 | 0 | 0 | 0 | 0 | 6.97 | 0 | 764.12 | 0 | 0 | 0 | 451.1 | 0 | 49.67 | 126860.61 | 0 | 0 | 1.12 | 0 | 7.55 | 0 | 173.68 | 17.08 | 0 | 0 | 82.3324 | 4.7655 | 0 | 0 | 0 | 0 | 0 | 17.0765 | 0 | 0 | 365.4372 | 17.0765 | 0
7865 | 5.97 | 296.62 | 5.19 | 0 | 0 | 0 | 0 | 157.14 | 0 | 915.6 | 0 | 0 | 0 | 21.67 | 0 | 350.27 | 126510.34 | 0 | 0 | 1.13 | 0 | 8.59 | 37.78 | 208.91 | 17.08 | 0 | 0 | 84.3406 | 5.7186 | 0 | 0 | 0 | 0 | 0 | 17.0765 | 0 | 0 | 365.4372 | 17.0765 | 0
7866 | 6.78 | 334.4 | 5.45 | 0 | 0 | 0 | 0 | 0 | 0 | 915.6 | 0 | 0 | 0 | 213.93 | 0 | 215.68 | 126294.65 | 0 | 0 | 1.12 | 0 | 9.49 | 37.55 | 241.51 | 17.08 | 0 | 0 | 87.3527 | 6.6717 | 0 | 0 | 0 | 0 | 0 | 17.0765 | 0 | 0 | 365.4372 | 17.0765 | 0
7867 | 3.61 | 183.98 | 5.81 | 0 | 0 | 0 | 0 | 0 | 0 | 915.6 | 0 | 0 | 0 | 91.21 | 0 | 301.59 | 125993.07 | 0 | 0 | 1.13 | 0 | 10.18 | 0 | 234.11 | 17.08 | 0 | 0 | 94.3811 | 6.6717 | 0 | 0 | 0 | 0 | 0 | 17.0765 | 0 | 0 | 365.4372 | 17.0765 | 0
7868 | 0 | 0 | 6.11 | 0 | 0 | 0 | 0 | 0 | 100.015 | 811.85 | 0 | 0 | 0 | 0 | 0 | 365.44 | 125627.63 | 0 | 0 | 0 | 0 | 9.7 | 0 | 225.09 | 17.08 | 0 | 0 | 100.4054 | 5.7186 | 0 | 0 | 0 | 0 | 0 | 17.0765 | 0 | 0 | 365.4372 | 17.0765 | 0
7869 | 0 | 0 | 6.37 | 0 | 0 | 0 | 0 | 0 | 99.774 | 708.35 | 0 | 0 | 0 | 0 | 0 | 365.44 | 125262.19 | 0 | 0 | 0.97 | 0 | 10.04 | 0 | 213.89 | 17.08 | 0 | 0 | 100.4054 | 4.7655 | 0 | 0 | 0 | 0 | 0 | 17.0765 | 0 | 0 | 365.4372 | 17.0765 | 0
7870 | 0 | 0 | 6.86 | 0 | 0 | 0 | 0 | 0 | 90.3364 | 614.64 | 0 | 0 | 0 | 0 | 0 | 365.44 | 124896.76 | 0 | 0 | 0 | 0 | 9.37 | 0 | 201.19 | 17.08 | 0 | 0 | 93.377 | 3.8124 | 0 | 0 | 0 | 0 | 0 | 17.0765 | 0 | 0 | 365.4372 | 17.0765 | 0
7871 | 0 | 0 | 7.48 | 0 | 0 | 0 | 0 | 0 | 78.9998 | 532.69 | 0 | 0 | 0 | 0 | 0 | 365.44 | 124531.32 | 0 | 0 | 1.29 | 0 | 9.87 | 0 | 187.45 | 17.08 | 0 | 0 | 82.3324 | 2.8593 | 0 | 0 | 0 | 0 | 0 | 17.0765 | 0 | 0 | 365.4372 | 17.0765 | 0
7872 | 0 | 0 | 8.16 | 0 | 0 | 0 | 0 | 0 | 67.0462 | 463.14 | 0 | 0 | 0 | 0 | 0 | 365.44 | 124165.88 | 0 | 0 | 0 | 0 | 9.16 | 0 | 173.85 | 17.08 | 0 | 0 | 73.296 | 1.9062 | 0 | 0 | 0 | 0 | 0 | 17.0765 | 0 | 0 | 365.4372 | 17.0765 | 0
7873 | 0 | 0 | 8.77 | 0 | 0 | 0 | 0 | 0 | 60.4621 | 400.42 | 0 | 0 | 0 | 0 | 0 | 365.44 | 123800.44 | 0 | 0 | 0 | 0 | 8.5 | 0 | 161.41 | 17.08 | 0 | 0 | 68.2757 | 0.95311 | 0 | 0 | 0 | 0 | 0 | 17.0765 | 0 | 0 | 365.4372 | 17.0765 | 0
7874 | 0 | 0 | 9.15 | 0 | 0 | 0 | 0 | 0 | 56.1048 | 342.22 | 0 | 0 | 0 | 0 | 0 | 365.44 | 123435.01 | 0 | 0 | 0 | 0 | 7.77 | 0 | 147.41 | 17.08 | 0 | 0 | 65.2635 | 0 | 0 | 0 | 0 | 0 | 0 | 17.0765 | 0 | 0 | 365.4372 | 17.0765 | 0
7875 | 0 | 0 | 9.43 | 0 | 0 | 0 | 0 | 0 | 54.8323 | 285.34 | 0 | 0 | 0 | 0 | 0 | 365.44 | 123069.57 | 0 | 0 | 0 | 0 | 6.88 | 0 | 130.64 | 17.08 | 0 | 0 | 64.2595 | 0 | 0 | 0 | 0 | 0 | 0 | 17.0765 | 0 | 0 | 365.4372 | 17.0765 | 0
7876 | 0 | 0 | 8.65 | 0 | 0 | 0 | 0 | 0 | 56.6061 | 226.61 | 0 | 0 | 0 | 0 | 0 | 365.44 | 122704.13 | 0 | 0 | 0 | 0 | 5.95 | 0 | 112.93 | 17.08 | 0 | 0 | 65.2635 | 0 | 0 | 0 | 0 | 0 | 0 | 17.0765 | 0 | 0 | 365.4372 | 17.0765 | 0
7877 | 0 | 0 | 7.54 | 0 | 0 | 0 | 0 | 0 | 64.1253 | 160.09 | 0 | 0 | 0 | 0 | 0 | 365.44 | 122338.7 | 0 | 0 | 1.39 | 0 | 6.37 | 0 | 95.7 | 17.08 | 0 | 0 | 70.2838 | 0 | 0 | 0 | 0 | 0 | 0 | 17.0765 | 0 | 0 | 365.4372 | 17.0765 | 0
7878 | 0 | 0 | 6.22 | 0 | 0 | 0 | 0 | 0 | 71.3842 | 86.04 | 0 | 0 | 0 | 0 | 0 | 365.44 | 121973.26 | 0 | 0 | 1.35 | 0 | 6.72 | 0 | 78.05 | 17.08 | 0 | 0 | 75.3041 | 0.95311 | 0 | 0 | 0 | 0 | 0 | 17.0765 | 0 | 0 | 365.4372 | 17.0765 | 0
7879 | 0 | 0 | 4.9 | 0 | 0 | 0 | 0 | 0 | 77.3224 | 5.82 | 0 | 0 | 0 | 0 | 0 | 365.44 | 121607.82 | 0 | 0 | 0 | 0 | 5.82 | 0 | 61.01 | 17.08 | 0 | 0 | 80.3243 | 1.9062 | 0 | 0 | 0 | 0 | 0 | 17.0765 | 0 | 0 | 365.4372 | 17.0765 | 0
7880 | 6.41 | 317.26 | 4.01 | 0 | 0 | 0 | 0 | 157.14 | 0 | 157.3 | 0 | 0 | 0 | 38.01 | 0 | 338.83 | 121268.99 | 0 | 0 | 1.26 | 0 | 6.2 | 42.12 | 85.4 | 17.08 | 0 | 0 | 85.3446 | 3.8124 | 0 | 0 | 0 | 0 | 0 | 17.0765 | 0 | 0 | 365.4372 | 17.0765 | 0
7881 | 17.49 | 777.76 | 3.34 | 0 | 0 | 0 | 0 | 157.14 | 0 | 308.78 | 0 | 0 | 0 | 546.16 | 16.87 | 0 | 121285.86 | 0 | 0 | 1.22 | 0 | 6.81 | 0 | 75 | 17.08 | 0 | 0 | 88.3568 | 5.7186 | 0 | 0 | 0 | 0 | 0 | 17.0765 | 0 | 0 | 365.4372 | 17.0765 | 0
7882 | 26.55 | 1090.3 | 2.78 | 0 | 0 | 0 | 0 | 0 | 0 | 308.78 | 0 | 0 | 0 | 984.08 | 323.42 | 0 | 121609.28 | 0 | 0 | 1.2 | 0 | 7.52 | 40.17 | 105.08 | 17.08 | 0 | 0 | 90.3649 | 3.8124 | 0 | 0 | 0 | 0 | 0 | 17.0765 | 0 | 0 | 365.4372 | 17.0765 | 0
7883 | 31.54 | 1242.81 | 2.21 | 0 | 0 | 0 | 0 | 157.14 | 0 | 460.26 | 0 | 0 | 0 | 1024.07 | 351.41 | 0 | 121960.69 | 0 | 0 | 1.18 | 0 | 8.3 | 0 | 98.4 | 17.08 | 0 | 0 | 90.3649 | 3.8124 | 0 | 0 | 0 | 0 | 0 | 17.0765 | 0 | 0 | 365.4372 | 17.0765 | 0
7884 | 33.81 | 1308.28 | 1.69 | 0 | 0 | 0 | 0 | 0 | 0 | 460.26 | 0 | 0 | 0 | 1208.72 | 480.67 | 0 | 122441.36 | 0 | 0 | 1.19 | 0 | 9.24 | 39.7 | 132.68 | 17.08 | 0 | 0 | 90.3649 | 3.8124 | 0 | 0 | 0 | 0 | 0 | 17.0765 | 0 | 0 | 365.4372 | 17.0765 | 0
7885 | 34.16 | 1318.1 | 1.28 | 0 | 0 | 0 | 0 | 157.14 | 0 | 611.75 | 0 | 0 | 0 | 1101.08 | 405.32 | 0 | 122846.67 | 0 | 0 | 1.2 | 0 | 10.29 | 0 | 130.86 | 17.08 | 0 | 0 | 89.3608 | 4.7655 | 0 | 0 | 0 | 0 | 0 | 17.0765 | 0 | 0 | 365.4372 | 17.0765 | 0
7886 | 32.67 | 1275.59 | 0.99 | 0 | 0 | 0 | 0 | 157.14 | 0 | 763.23 | 0 | 0 | 0 | 1018.32 | 347.39 | 0 | 123194.06 | 0 | 0 | 1.18 | 0 | 11.35 | 39.49 | 167.21 | 17.08 | 0 | 0 | 88.3568 | 4.7655 | 0 | 0 | 0 | 0 | 0 | 17.0765 | 0 | 0 | 365.4372 | 17.0765 | 0
7887 | 29.57 | 1184.17 | 0.77 | 0 | 0 | 0 | 0 | 157.14 | 0 | 914.71 | 0 | 0 | 0 | 964.12 | 309.44 | 0 | 123503.51 | 0 | 0 | 1.13 | 0 | 12.36 | 0 | 165.92 | 17.08 | 0 | 0 | 87.3527 | 4.7655 | 0 | 0 | 0 | 0 | 0 | 17.0765 | 0 | 0 | 365.4372 | 17.0765 | 0
7888 | 25.66 | 1061.85 | 0.75 | 0 | 0 | 0 | 0 | 0 | 0 | 914.71 | 0 | 0 | 0 | 956.5 | 304.12 | 0 | 123807.62 | 0 | 0 | 1.12 | 0 | 13.38 | 37.52 | 200.68 | 17.08 | 0 | 0 | 88.3568 | 4.7655 | 0 | 0 | 0 | 0 | 0 | 17.0765 | 0 | 0 | 365.4372 | 17.0765 | 0
7889 | 21.28 | 914.6 | 0.81 | 0 | 0 | 0 | 0 | 34.2 | 0 | 947.67 | 0 | 0 | 0 | 805.28 | 198.26 | 0 | 124005.88 | 0 | 0 | 1.13 | 0 | 14.41 | 0 | 200.03 | 17.08 | 0 | 0 | 90.3649 | 5.7186 | 0 | 0 | 0 | 0 | 0 | 17.0765 | 0 | 0 | 365.4372 | 17.0765 | 0
7890 | 21.38 | 918.24 | 0.81 | 0 | 0 | 0 | 0 | 0 | 0 | 947.67 | 0 | 0 | 0 | 802.71 | 196.46 | 0 | 124202.35 | 0 | 0 | 1.12 | 0 | 15.32 | 37.55 | 232.62 | 17.08 | 0 | 0 | 92.373 | 6.6717 | 0 | 0 | 0 | 0 | 0 | 17.0765 | 0 | 0 | 365.4372 | 17.0765 | 0
7891 | 6.26 | 310.47 | 0.78 | 0 | 0 | 0 | 0 | 0 | 0 | 947.67 | 0 | 0 | 0 | 212.32 | 0 | 216.81 | 123985.53 | 0 | 0 | 1.13 | 0 | 16 | 0 | 225.23 | 17.08 | 0 | 0 | 97.3933 | 6.6717 | 0 | 0 | 0 | 0 | 0 | 17.0765 | 0 | 0 | 365.4372 | 17.0765 | 0
7892 | 0 | 0 | 0.78 | 0 | 0 | 0 | 0 | 0 | 108.1126 | 835.52 | 0 | 0 | 0 | 0 | 0 | 365.44 | 123620.1 | 0 | 0 | 0 | 0.247 | 15.27 | 0 | 216.2 | 17.08 | 0 | 0 | 103.4176 | 5.7186 | 0 | 0 | 0 | 0 | 0 | 17.0765 | 0 | 0 | 365.4372 | 17.0765 | 0
7893 | 0 | 0 | 0.83 | 0 | 0 | 0 | 0 | 0 | 107.351 | 724.16 | 0 | 0 | 0 | 0 | 0 | 365.44 | 123254.66 | 0 | 0 | 0 | 0 | 14.68 | 0 | 205.01 | 17.08 | 0 | 0 | 103.4176 | 4.7655 | 0 | 0 | 0 | 0 | 0 | 17.0765 | 0 | 0 | 365.4372 | 17.0765 | 0
7894 | 0 | 0 | 0.83 | 0 | 0 | 0 | 0 | 0 | 95.0793 | 625.53 | 0 | 0 | 0 | 0 | 0 | 369.86 | 122884.8 | 4.42 | 2.0774 | 0 | 1.2065 | 12.74 | 0 | 192.3 | 17.08 | 0 | 0 | 95.3851 | 3.8124 | 0 | 0 | 0 | 0 | 0 | 17.0765 | 0 | 0 | 365.4372 | 17.0765 | 0
7895 | 0 | 0 | 0.91 | 0 | 0 | 0 | 0 | 0 | 73.5918 | 549.19 | 0 | 0 | 0 | 0 | 0 | 392.44 | 122492.35 | 27.01 | 12.6947 | 0 | 0 | 12.01 | 0 | 178.57 | 17.08 | 0 | 0 | 84.3406 | 2.8593 | 0 | 0 | 0 | 0 | 0 | 17.0765 | 0 | 0 | 365.4372 | 17.0765 | 0
7896 | 0 | 0 | 1.04 | 0 | 0 | 0 | 0 | 0 | 75.8957 | 470.46 | 0 | 0 | 0 | 0 | 0 | 365.44 | 122126.92 | 0 | 0 | 0 | 1.2825 | 9.95 | 0 | 164.97 | 17.08 | 0 | 0 | 76.3081 | 1.9062 | 0 | 0 | 0 | 0 | 0 | 17.0765 | 0 | 0 | 365.4372 | 17.0765 | 0
7897 | 0 | 0 | 1.21 | 0 | 0 | 0 | 0 | 0 | 71.0372 | 396.77 | 0 | 0 | 0 | 0 | 0 | 365.44 | 121761.48 | 0 | 0 | 0 | 0 | 9.3 | 0 | 152.53 | 17.08 | 0 | 0 | 71.2878 | 0.95311 | 0 | 0 | 0 | 0 | 0 | 17.0765 | 0 | 0 | 365.4372 | 17.0765 | 0
7898 | 0 | 0 | 1.43 | 0 | 0 | 0 | 0 | 0 | 54.1575 | 340.59 | 0 | 0 | 0 | 0 | 0 | 392.44 | 121369.04 | 27.01 | 12.6947 | 0 | 0 | 8.56 | 0 | 138.53 | 17.08 | 0 | 0 | 68.2757 | 0 | 0 | 0 | 0 | 0 | 0 | 17.0765 | 0 | 0 | 365.4372 | 17.0765 | 0
7899 | 0 | 0 | 1.72 | 0 | 0 | 0 | 0 | 0 | 51.5547 | 287.12 | 0 | 0 | 0 | 0 | 0 | 392.44 | 120976.59 | 27.01 | 12.6947 | 0 | 1.311 | 6.3 | 0 | 121.75 | 17.08 | 0 | 0 | 67.2716 | 0 | 0 | 0 | 0 | 0 | 0 | 17.0765 | 0 | 0 | 365.4372 | 17.0765 | 0
7900 | 0 | 0 | 2.04 | 0 | 0 | 0 | 0 | 0 | 53.5406 | 231.58 | 0 | 0 | 0 | 0 | 0 | 392.44 | 120584.15 | 27.01 | 12.6947 | 0 | 0 | 5.37 | 0 | 104.04 | 17.08 | 0 | 0 | 68.2757 | 0 | 0 | 0 | 0 | 0 | 0 | 17.0765 | 0 | 0 | 365.4372 | 17.0765 | 0
7901 | 0 | 0 | 2.11 | 0 | 0 | 0 | 0 | 0 | 69.1766 | 159.82 | 0 | 0 | 0 | 0 | 0 | 365.44 | 120218.71 | 0 | 0 | 0 | 0 | 4.46 | 0 | 86.82 | 17.08 | 0 | 0 | 71.2878 | 0 | 0 | 0 | 0 | 0 | 0 | 17.0765 | 0 | 0 | 365.4372 | 17.0765 | 0
7902 | 0 | 0 | 2.04 | 0 | 0 | 0 | 0 | 0 | 73.9388 | 83.12 | 0 | 0 | 0 | 0 | 0 | 365.44 | 119853.28 | 0 | 0 | 0 | 1.2825 | 2.18 | 0 | 69.17 | 17.08 | 0 | 0 | 76.3081 | 0.95311 | 0 | 0 | 0 | 0 | 0 | 17.0765 | 0 | 0 | 365.4372 | 17.0765 | 0
7903 | 0 | 0 | 1.89 | 0 | 0 | 0 | 0 | 0 | 80.1277 | 0 | 0 | 0 | 0 | 0 | 0 | 365.44 | 119487.84 | 0 | 0 | 0 | 1.216 | 0 | 0 | 52.12 | 17.08 | 0 | 0 | 81.3284 | 1.9062 | 0 | 0 | 0 | 0 | 0 | 17.0765 | 0 | 0 | 365.4372 | 17.0765 | 0
7904 | 4.87 | 245.07 | 1.78 | 0 | 0 | 0 | 0 | 118.19 | 0 | 113.94 | 0 | 0 | 0 | 0 | 0 | 365.44 | 119122.4 | 0 | 0 | 1.26 | 0 | 0.37 | 42.12 | 76.51 | 17.08 | 0 | 0 | 86.3487 | 3.8124 | 0 | 0 | 0 | 0 | 0 | 17.0765 | 0 | 0 | 365.4372 | 17.0765 | 0
7905 | 14.87 | 677.38 | 1.76 | 0 | 0 | 0 | 0 | 157.14 | 0 | 265.42 | 0 | 0 | 0 | 440.57 | 0 | 57.04 | 119065.36 | 0 | 0 | 1.22 | 0 | 0.99 | 0 | 66.11 | 17.08 | 0 | 0 | 89.3608 | 5.7186 | 0 | 0 | 0 | 0 | 0 | 17.0765 | 0 | 0 | 365.4372 | 17.0765 | 0
7906 | 23.33 | 985.05 | 1.57 | 0 | 0 | 0 | 0 | 157.14 | 0 | 416.9 | 0 | 0 | 0 | 716.26 | 135.95 | 0 | 119201.31 | 0 | 0 | 1.2 | 0 | 1.7 | 40.17 | 96.2 | 17.08 | 0 | 0 | 91.3689 | 3.8124 | 0 | 0 | 0 | 0 | 0 | 17.0765 | 0 | 0 | 365.4372 | 17.0765 | 0
7907 | 27.7 | 1126.74 | 1.47 | 0 | 0 | 0 | 0 | 157.14 | 0 | 568.38 | 0 | 0 | 0 | 901.41 | 265.55 | 0 | 119466.86 | 0 | 0 | 1.18 | 0 | 2.47 | 0 | 89.52 | 17.08 | 0 | 0 | 92.373 | 3.8124 | 0 | 0 | 0 | 0 | 0 | 17.0765 | 0 | 0 | 365.4372 | 17.0765 | 0
7908 | 32.51 | 1271.11 | 1.52 | 0 | 0 | 0 | 0 | 0 | 0 | 568.38 | 0 | 0 | 0 | 1169.08 | 452.92 | 0 | 119919.77 | 0 | 0 | 1.19 | 0 | 3.42 | 39.7 | 123.8 | 17.08 | 0 | 0 | 91.3689 | 3.8124 | 0 | 0 | 0 | 0 | 0 | 17.0765 | 0 | 0 | 365.4372 | 17.0765 | 0
7909 | 35.56 | 1357.02 | 1.73 | 0 | 0 | 0 | 0 | 31.16 | 0 | 598.41 | 0 | 0 | 0 | 1266.82 | 521.34 | 0 | 120441.11 | 0 | 0 | 1.2 | 0 | 4.47 | 0 | 121.98 | 17.08 | 0 | 0 | 90.3649 | 4.7655 | 0 | 0 | 0 | 0 | 0 | 17.0765 | 0 | 0 | 365.4372 | 17.0765 | 0
7910 | 37.09 | 1398.45 | 2.05 | 0 | 0 | 0 | 0 | 0 | 0 | 598.41 | 0 | 0 | 0 | 1302.8 | 546.52 | 0 | 120987.63 | 0 | 0 | 1.18 | 0 | 5.52 | 39.49 | 158.32 | 17.08 | 0 | 0 | 89.3608 | 4.7655 | 0 | 0 | 0 | 0 | 0 | 17.0765 | 0 | 0 | 365.4372 | 17.0765 | 0
7911 | 38.13 | 1426.42 | 2.43 | 0 | 0 | 0 | 0 | 0 | 0 | 598.41 | 0 | 0 | 0 | 1372.72 | 595.47 | 0 | 121583.1 | 0 | 0 | 1.13 | 0 | 6.53 | 0 | 157.04 | 17.08 | 0 | 0 | 88.3568 | 4.7655 | 0 | 0 | 0 | 0 | 0 | 17.0765 | 0 | 0 | 365.4372 | 17.0765 | 0
7912 | 39.46 | 1461 | 2.44 | 0 | 0 | 0 | 0 | 157.14 | 0 | 749.89 | 0 | 0 | 0 | 1213 | 483.66 | 0 | 122066.76 | 0 | 0 | 1.12 | 0 | 7.55 | 37.52 | 191.8 | 17.08 | 0 | 0 | 89.3608 | 4.7655 | 0 | 0 | 0 | 0 | 0 | 17.0765 | 0 | 0 | 365.4372 | 17.0765 | 0
7913 | 41.32 | 1508.5 | 2.24 | 0 | 0 | 0 | 0 | 75.89 | 0 | 823.05 | 0 | 0 | 0 | 1377.96 | 599.13 | 0 | 122665.89 | 0 | 0 | 1.13 | 0 | 8.59 | 0 | 191.15 | 17.08 | 0 | 0 | 91.3689 | 5.7186 | 0 | 0 | 0 | 0 | 0 | 17.0765 | 0 | 0 | 365.4372 | 17.0765 | 0
7914 | 44.5 | 1586.83 | 2.07 | 0 | 0 | 0 | 0 | 129.27 | 0 | 947.67 | 0 | 0 | 0 | 1377.96 | 599.13 | 0 | 123265.03 | 0 | 0 | 1.12 | 0 | 9.49 | 25.01 | 211.82 | 17.08 | 0 | 0 | 93.377 | 6.6717 | 0 | 0 | 0 | 0 | 0 | 17.0765 | 0 | 0 | 365.4372 | 17.0765 | 0
7915 | 15.99 | 721.14 | 1.96 | 0 | 0 | 0 | 0 | 0 | 0 | 947.67 | 0 | 0 | 0 | 594.02 | 50.38 | 0 | 123315.4 | 0 | 0 | 1.13 | 0 | 10.18 | 37.87 | 240.4 | 17.08 | 0 | 0 | 99.4014 | 6.6717 | 0 | 0 | 0 | 0 | 0 | 17.0765 | 0 | 0 | 365.4372 | 17.0765 | 0
7916 | 0 | 0 | 1.91 | 0 | 0 | 0 | 0 | 0 | 108.2379 | 835.39 | 0 | 0 | 0 | 0 | 0 | 365.44 | 122949.97 | 0 | 0 | 0 | 0 | 9.7 | 0 | 231.38 | 17.08 | 0 | 0 | 104.4216 | 5.7186 | 0 | 0 | 0 | 0 | 0 | 17.0765 | 0 | 0 | 365.4372 | 17.0765 | 0
7917 | 0 | 0 | 1.9 | 0 | 0 | 0 | 0 | 0 | 107.2932 | 724.1 | 0 | 0 | 0 | 0 | 0 | 365.44 | 122584.53 | 0 | 0 | 0 | 0 | 9.11 | 0 | 220.18 | 17.08 | 0 | 0 | 104.4216 | 4.7655 | 0 | 0 | 0 | 0 | 0 | 17.0765 | 0 | 0 | 365.4372 | 17.0765 | 0
7918 | 0 | 0 | 2.24 | 0 | 0 | 0 | 0 | 0 | 97.9617 | 622.47 | 0 | 0 | 0 | 0 | 0 | 365.44 | 122219.09 | 0 | 0 | 0 | 0 | 8.44 | 0 | 207.48 | 17.08 | 0 | 0 | 96.3892 | 3.8124 | 0 | 0 | 0 | 0 | 0 | 17.0765 | 0 | 0 | 365.4372 | 17.0765 | 0
7919 | 0 | 0 | 2.77 | 0 | 0 | 0 | 0 | 0 | 85.4393 | 533.85 | 0 | 0 | 0 | 0 | 0 | 365.44 | 121853.65 | 0 | 0 | 0 | 0 | 7.72 | 0 | 193.74 | 17.08 | 0 | 0 | 85.3446 | 2.8593 | 0 | 0 | 0 | 0 | 0 | 17.0765 | 0 | 0 | 365.4372 | 17.0765 | 0
7920 | 0 | 0 | 3.36 | 0 | 0 | 0 | 0 | 0 | 75.8572 | 455.16 | 0 | 0 | 0 | 0 | 0 | 365.44 | 121488.22 | 0 | 0 | 0 | 0 | 7 | 0 | 180.14 | 17.08 | 0 | 0 | 77.3122 | 1.9062 | 0 | 0 | 0 | 0 | 0 | 17.0765 | 0 | 0 | 365.4372 | 17.0765 | 0
7921 | 0 | 0 | 4.08 | 0 | 0 | 0 | 0 | 0 | 69.1574 | 383.42 | 0 | 0 | 0 | 0 | 0 | 365.44 | 121122.78 | 0 | 0 | 0 | 0 | 6.35 | 0 | 167.7 | 17.08 | 0 | 0 | 72.2919 | 0.95311 | 0 | 0 | 0 | 0 | 0 | 17.0765 | 0 | 0 | 365.4372 | 17.0765 | 0
7922 | 0 | 0 | 4.86 | 0 | 0 | 0 | 0 | 0 | 64.4145 | 316.59 | 0 | 0 | 0 | 0 | 0 | 365.44 | 120757.34 | 0 | 0 | 0 | 0 | 5.61 | 0 | 153.7 | 17.08 | 0 | 0 | 69.2797 | 0 | 0 | 0 | 0 | 0 | 0 | 17.0765 | 0 | 0 | 365.4372 | 17.0765 | 0
7923 | 0 | 0 | 5.73 | 0 | 0 | 0 | 0 | 0 | 48.8459 | 265.92 | 0 | 0 | 0 | 0 | 0 | 392.44 | 120364.9 | 27.01 | 12.6947 | 0 | 0 | 4.73 | 0 | 136.93 | 17.08 | 0 | 0 | 67.2716 | 0 | 0 | 0 | 0 | 0 | 0 | 17.0765 | 0 | 0 | 365.4372 | 17.0765 | 0
7924 | 0 | 0 | 5.88 | 0 | 0 | 0 | 0 | 0 | 53.126 | 210.81 | 0 | 0 | 0 | 0 | 0 | 385.16 | 119979.74 | 19.72 | 9.2684 | 0 | 0 | 3.8 | 0 | 119.22 | 17.08 | 0 | 0 | 68.2757 | 0 | 0 | 0 | 0 | 0 | 0 | 17.0765 | 0 | 0 | 365.4372 | 17.0765 | 0
7925 | 0 | 0 | 5.61 | 0 | 0 | 0 | 0 | 0 | 53.9936 | 154.8 | 0 | 0 | 0 | 0 | 0 | 392.44 | 119587.3 | 27.01 | 12.6947 | 0 | 0 | 2.89 | 0 | 101.99 | 17.08 | 0 | 0 | 72.2919 | 0 | 0 | 0 | 0 | 0 | 0 | 17.0765 | 0 | 0 | 365.4372 | 17.0765 | 0
7926 | 0 | 0 | 5.29 | 0 | 0 | 0 | 0 | 0 | 71.9722 | 80.14 | 0 | 0 | 0 | 0 | 0 | 365.44 | 119221.86 | 0 | 0 | 0 | 0 | 1.96 | 0 | 84.34 | 17.08 | 0 | 0 | 76.3081 | 0.95311 | 0 | 0 | 0 | 0 | 0 | 17.0765 | 0 | 0 | 365.4372 | 17.0765 | 0
7927 | 0 | 0 | 4.97 | 0 | 0 | 0 | 0 | 0 | 77.255 | 0 | 0 | 0 | 0 | 0 | 0 | 365.44 | 118856.43 | 0 | 0 | 0 | 1.0165 | 0 | 0 | 67.3 | 17.08 | 0 | 0 | 81.3284 | 1.9062 | 0 | 0 | 0 | 0 | 0 | 17.0765 | 0 | 0 | 365.4372 | 17.0765 | 0
7928 | 14.42 | 659.76 | 4.64 | 0 | 0 | 0 | 0 | 0.39 | 0 | 0.37 | 0 | 0 | 0 | 587.02 | 45.48 | 0 | 118901.9 | 0 | 0 | 1.26 | 0 | 0.37 | 0 | 51.67 | 17.08 | 0 | 0 | 86.3487 | 3.8124 | 0 | 0 | 0 | 0 | 0 | 17.0765 | 0 | 0 | 365.4372 | 17.0765 | 0
7929 | 29.06 | 1168.52 | 4.46 | 0 | 0 | 0 | 0 | 0.64 | 0 | 0.99 | 0 | 0 | 0 | 1064.13 | 379.45 | 0 | 119281.36 | 0 | 0 | 1.22 | 0 | 0.99 | 40.97 | 80.2 | 17.08 | 0 | 0 | 89.3608 | 5.7186 | 0 | 0 | 0 | 0 | 0 | 17.0765 | 0 | 0 | 365.4372 | 17.0765 | 0
7930 | 39.82 | 1470.41 | 4.61 | 0 | 0 | 0 | 0 | 40.51 | 0 | 40.04 | 0 | 0 | 0 | 1377.96 | 599.13 | 0 | 119880.49 | 0 | 0 | 1.2 | 0 | 1.7 | 0 | 72.12 | 17.08 | 0 | 0 | 91.3689 | 3.8124 | 0 | 0 | 0 | 0 | 0 | 17.0765 | 0 | 0 | 365.4372 | 17.0765 | 0
7931 | 47.44 | 1655.95 | 4.79 | 0 | 0 | 0 | 0 | 157.14 | 0 | 191.52 | 0 | 0 | 0 | 1377.96 | 599.13 | 0 | 120479.62 | 0 | 0 | 1.18 | 0 | 2.47 | 39.62 | 103.08 | 17.08 | 37.1 | 0 | 91.3689 | 3.8124 | 0 | 0 | 0 | 0 | 0 | 17.0765 | 0 | 0 | 365.4372 | 17.0765 | 0
7932 | 48.08 | 1670.54 | 4.81 | 0 | 0 | 0 | 0 | 157.14 | 0 | 343 | 0 | 0 | 0 | 1377.96 | 599.13 | 0 | 121078.76 | 0 | 0 | 1.19 | 0 | 3.42 | 39.7 | 137.36 | 17.08 | 52.27 | 0 | 91.3689 | 3.8124 | 0 | 0 | 0 | 0 | 0 | 17.0765 | 0 | 0 | 365.4372 | 17.0765 | 0
7933 | 47.19 | 1650.19 | 4.51 | 0 | 0 | 0 | 0 | 157.14 | 0 | 494.48 | 0 | 0 | 0 | 1377.96 | 599.13 | 0 | 121677.89 | 0 | 0 | 1.2 | 0 | 4.47 | 40.31 | 173.84 | 17.08 | 31.16 | 0 | 89.3608 | 4.7655 | 0 | 0 | 0 | 0 | 0 | 17.0765 | 0 | 0 | 365.4372 | 17.0765 | 0
7934 | 45.15 | 1602.32 | 4.1 | 0 | 0 | 0 | 0 | 139.82 | 0 | 629.27 | 0 | 0 | 0 | 1377.96 | 599.13 | 0 | 122277.02 | 0 | 0 | 1.18 | 0 | 5.52 | 39.49 | 210.18 | 17.08 | 0 | 0 | 88.3568 | 4.7655 | 0 | 0 | 0 | 0 | 0 | 17.0765 | 0 | 0 | 365.4372 | 17.0765 | 0
7935 | 43 | 1550.37 | 3.78 | 0 | 0 | 0 | 0 | 124.93 | 0 | 749.7 | 0 | 0 | 0 | 1377.96 | 599.13 | 0 | 122876.15 | 0 | 0 | 1.13 | 0 | 6.53 | 0 | 208.9 | 17.08 | 0 | 0 | 88.3568 | 4.7655 | 0 | 0 | 0 | 0 | 0 | 17.0765 | 0 | 0 | 365.4372 | 17.0765 | 0
7936 | 40.2 | 1480.24 | 3.34 | 0 | 0 | 0 | 0 | 50.58 | 0 | 798.46 | 0 | 0 | 0 | 1377.96 | 599.13 | 0 | 123475.29 | 0 | 0 | 1.12 | 0 | 7.55 | 0 | 208.02 | 17.08 | 0 | 0 | 89.3608 | 4.7655 | 0 | 0 | 0 | 0 | 0 | 17.0765 | 0 | 0 | 365.4372 | 17.0765 | 0
7937 | 36.92 | 1393.96 | 2.96 | 0 | 0 | 0 | 0 | 139.27 | 0 | 932.72 | 0 | 0 | 0 | 1159.58 | 446.27 | 0 | 123921.55 | 0 | 0 | 1.13 | 0 | 8.59 | 37.78 | 243.25 | 17.08 | 0 | 0 | 90.3649 | 5.7186 | 0 | 0 | 0 | 0 | 0 | 17.0765 | 0 | 0 | 365.4372 | 17.0765 | 0
7938 | 39.11 | 1451.88 | 2.65 | 0 | 0 | 0 | 0 | 15.51 | 0 | 947.67 | 0 | 0 | 0 | 1377.96 | 599.13 | 0 | 124520.69 | 0 | 0 | 1.12 | 0 | 9.49 | 0 | 240.17 | 17.08 | 0 | 0 | 92.373 | 6.6717 | 0 | 0 | 0 | 0 | 0 | 17.0765 | 0 | 0 | 365.4372 | 17.0765 | 0
7939 | 13.08 | 606.14 | 2.52 | 0 | 0 | 0 | 0 | 0 | 0 | 947.67 | 0 | 0 | 0 | 515.54 | 0 | 4.56 | 124516.13 | 0 | 0 | 1.13 | 0 | 10.18 | 0 | 232.78 | 17.08 | 0 | 0 | 98.3973 | 6.6717 | 0 | 0 | 0 | 0 | 0 | 17.0765 | 0 | 0 | 365.4372 | 17.0765 | 0
7940 | 0 | 0 | 2.44 | 0 | 0 | 0 | 0 | 0 | 107.6981 | 835.95 | 0 | 0 | 0 | 0 | 0 | 365.44 | 124150.69 | 0 | 0 | 0 | 0 | 9.7 | 0 | 223.75 | 17.08 | 0 | 0 | 104.4216 | 5.7186 | 0 | 0 | 0 | 0 | 0 | 17.0765 | 0 | 0 | 365.4372 | 17.0765 | 0
7941 | 0 | 0 | 2.3 | 0 | 0 | 0 | 0 | 0 | 105.8761 | 726.12 | 0 | 0 | 0 | 0 | 0 | 365.44 | 123785.25 | 0 | 0 | 0 | 0 | 9.11 | 0 | 212.56 | 17.08 | 0 | 0 | 103.4176 | 4.7655 | 0 | 0 | 0 | 0 | 0 | 17.0765 | 0 | 0 | 365.4372 | 17.0765 | 0
7942 | 0 | 0 | 2.48 | 0 | 0 | 0 | 0 | 0 | 84.0319 | 638.95 | 0 | 0 | 0 | 0 | 0 | 392.44 | 123392.81 | 27.01 | 12.6947 | 0 | 0 | 8.44 | 0 | 199.85 | 17.08 | 0 | 0 | 95.3851 | 3.8124 | 0 | 0 | 0 | 0 | 0 | 17.0765 | 0 | 0 | 365.4372 | 17.0765 | 0
7943 | 0 | 0 | 2.82 | 0 | 0 | 0 | 0 | 0 | 84.3789 | 551.42 | 0 | 0 | 0 | 0 | 0 | 365.44 | 123027.37 | 0 | 0 | 0 | 0 | 7.72 | 0 | 186.11 | 17.08 | 0 | 0 | 84.3406 | 2.8593 | 0 | 0 | 0 | 0 | 0 | 17.0765 | 0 | 0 | 365.4372 | 17.0765 | 0
7944 | 0 | 0 | 3.18 | 0 | 0 | 0 | 0 | 0 | 73.8424 | 474.82 | 0 | 0 | 0 | 0 | 0 | 367.96 | 122659.41 | 2.52 | 1.1844 | 0 | 0 | 7 | 0 | 172.52 | 17.08 | 0 | 0 | 76.3081 | 1.9062 | 0 | 0 | 0 | 0 | 0 | 17.0765 | 0 | 0 | 365.4372 | 17.0765 | 0
7945 | 0 | 0 | 3.62 | 0 | 0 | 0 | 0 | 0 | 68.6272 | 403.63 | 0 | 0 | 0 | 0 | 0 | 365.44 | 122293.97 | 0 | 0 | 0 | 0 | 6.35 | 0 | 160.08 | 17.08 | 0 | 0 | 71.2878 | 0.95311 | 0 | 0 | 0 | 0 | 0 | 17.0765 | 0 | 0 | 365.4372 | 17.0765 | 0
7946 | 0 | 0 | 4.08 | 0 | 0 | 0 | 0 | 0 | 63.1902 | 338.08 | 0 | 0 | 0 | 0 | 0 | 365.44 | 121928.54 | 0 | 0 | 0 | 0 | 5.61 | 0 | 146.08 | 17.08 | 0 | 0 | 67.2716 | 0 | 0 | 0 | 0 | 0 | 0 | 17.0765 | 0 | 0 | 365.4372 | 17.0765 | 0
7947 | 0 | 0 | 4.62 | 0 | 0 | 0 | 0 | 0 | 61.6478 | 274.13 | 0 | 0 | 0 | 0 | 0 | 365.44 | 121563.1 | 0 | 0 | 0 | 0 | 4.73 | 0 | 129.3 | 17.08 | 0 | 0 | 66.2676 | 0 | 0 | 0 | 0 | 0 | 0 | 17.0765 | 0 | 0 | 365.4372 | 17.0765 | 0
7948 | 0 | 0 | 4.85 | 0 | 0 | 0 | 0 | 0 | 62.419 | 209.38 | 0 | 0 | 0 | 0 | 0 | 365.44 | 121197.66 | 0 | 0 | 0 | 0 | 3.8 | 0 | 111.59 | 17.08 | 0 | 0 | 67.2716 | 0 | 0 | 0 | 0 | 0 | 0 | 17.0765 | 0 | 0 | 365.4372 | 17.0765 | 0
7949 | 0 | 0 | 4.81 | 0 | 0 | 0 | 0 | 0 | 52.779 | 154.63 | 0 | 0 | 0 | 0 | 0 | 392.44 | 120805.22 | 27.01 | 12.6947 | 0 | 0 | 2.89 | 0 | 94.37 | 17.08 | 0 | 0 | 70.2838 | 0 | 0 | 0 | 0 | 0 | 0 | 17.0765 | 0 | 0 | 365.4372 | 17.0765 | 0
7950 | 0 | 0 | 4.46 | 0 | 0 | 0 | 0 | 0 | 71.7987 | 80.15 | 0 | 0 | 0 | 0 | 0 | 365.44 | 120439.78 | 0 | 0 | 0 | 0 | 1.96 | 0 | 76.72 | 17.08 | 0 | 0 | 75.3041 | 0.95311 | 0 | 0 | 0 | 0 | 0 | 17.0765 | 0 | 0 | 365.4372 | 17.0765 | 0
7951 | 0 | 0 | 3.95 | 0 | 0 | 0 | 0 | 0 | 77.2646 | 0 | 0 | 0 | 0 | 0 | 0 | 365.44 | 120074.35 | 0 | 0 | 0 | 1.0165 | 0 | 0 | 59.67 | 17.08 | 0 | 0 | 80.3243 | 1.9062 | 0 | 0 | 0 | 0 | 0 | 17.0765 | 0 | 0 | 365.4372 | 17.0765 | 0
7952 | 24.43 | 1021.47 | 3.54 | 0 | 0 | 0 | 0 | 0.39 | 0 | 0.37 | 0 | 0 | 0 | 916.52 | 276.13 | 0 | 120350.48 | 0 | 0 | 1.26 | 0 | 0.37 | 42.12 | 84.06 | 17.08 | 0 | 0 | 85.3446 | 3.8124 | 0 | 0 | 0 | 0 | 0 | 17.0765 | 0 | 0 | 365.4372 | 17.0765 | 0
7953 | 31.95 | 1254.91 | 3.33 | 0 | 0 | 0 | 0 | 31.8 | 0 | 31.03 | 0 | 0 | 0 | 1163.09 | 448.73 | 0 | 120799.2 | 0 | 0 | 1.22 | 0 | 0.99 | 0 | 73.66 | 17.08 | 0 | 0 | 88.3568 | 5.7186 | 0 | 0 | 0 | 0 | 0 | 17.0765 | 0 | 0 | 365.4372 | 17.0765 | 0
7954 | 40.41 | 1485.41 | 2.98 | 0 | 0 | 0 | 0 | 55.47 | 0 | 84.5 | 0 | 0 | 0 | 1377.96 | 599.13 | 0 | 121398.34 | 0 | 0 | 1.2 | 0 | 1.7 | 0 | 65.58 | 17.08 | 0 | 0 | 90.3649 | 3.8124 | 0 | 0 | 0 | 0 | 0 | 17.0765 | 0 | 0 | 365.4372 | 17.0765 | 0
7955 | 46.64 | 1637.44 | 2.66 | 0 | 0 | 0 | 0 | 157.14 | 0 | 235.98 | 0 | 0 | 0 | 1377.96 | 599.13 | 0 | 121997.47 | 0 | 0 | 1.18 | 0 | 2.47 | 39.62 | 96.55 | 17.08 | 16.66 | 0 | 90.3649 | 3.8124 | 0 | 0 | 0 | 0 | 0 | 17.0765 | 0 | 0 | 365.4372 | 17.0765 | 0
7956 | 46.98 | 1645.14 | 2.49 | 0 | 0 | 0 | 0 | 157.14 | 0 | 387.46 | 0 | 0 | 0 | 1377.96 | 599.13 | 0 | 122596.6 | 0 | 0 | 1.19 | 0 | 3.42 | 39.7 | 130.82 | 17.08 | 25.45 | 0 | 89.3608 | 3.8124 | 0 | 0 | 0 | 0 | 0 | 17.0765 | 0 | 0 | 365.4372 | 17.0765 | 0
7957 | 45.59 | 1612.82 | 2.37 | 0 | 0 | 0 | 0 | 148.2 | 0 | 530.32 | 0 | 0 | 0 | 1377.96 | 599.13 | 0 | 123195.74 | 0 | 0 | 1.2 | 0 | 4.47 | 40.31 | 167.3 | 17.08 | 0 | 0 | 88.3568 | 4.7655 | 0 | 0 | 0 | 0 | 0 | 17.0765 | 0 | 0 | 365.4372 | 17.0765 | 0
7958 | 42.77 | 1544.62 | 2.3 | 0 | 0 | 0 | 0 | 118.43 | 0 | 644.48 | 0 | 0 | 0 | 1377.96 | 599.13 | 0 | 123794.87 | 0 | 0 | 1.18 | 0 | 5.52 | 0 | 166.14 | 17.08 | 0 | 0 | 87.3527 | 4.7655 | 0 | 0 | 0 | 0 | 0 | 17.0765 | 0 | 0 | 365.4372 | 17.0765 | 0
7959 | 41.61 | 1515.87 | 2.14 | 0 | 0 | 0 | 0 | 89.42 | 0 | 730.69 | 0 | 0 | 0 | 1377.96 | 599.13 | 0 | 124394 | 0 | 0 | 1.13 | 0 | 6.53 | 0 | 164.85 | 17.08 | 0 | 0 | 86.3487 | 4.7655 | 0 | 0 | 0 | 0 | 0 | 17.0765 | 0 | 0 | 365.4372 | 17.0765 | 0
7960 | 40.11 | 1477.94 | 2.16 | 0 | 0 | 0 | 0 | 157.14 | 0 | 882.17 | 0 | 0 | 0 | 1269.83 | 523.45 | 0 | 124917.45 | 0 | 0 | 1.12 | 0 | 7.55 | 0 | 163.97 | 17.08 | 0 | 0 | 87.3527 | 4.7655 | 0 | 0 | 0 | 0 | 0 | 17.0765 | 0 | 0 | 365.4372 | 17.0765 | 0
7961 | 38.45 | 1434.82 | 2.16 | 0 | 0 | 0 | 0 | 0 | 0 | 882.17 | 0 | 0 | 0 | 1342.46 | 574.28 | 0 | 125491.73 | 0 | 0 | 1.13 | 0 | 8.59 | 37.78 | 199.21 | 17.08 | 0 | 0 | 88.3568 | 5.7186 | 0 | 0 | 0 | 0 | 0 | 17.0765 | 0 | 0 | 365.4372 | 17.0765 | 0
7962 | 41.02 | 1500.91 | 2.14 | 0 | 0 | 0 | 0 | 67.95 | 0 | 947.67 | 0 | 0 | 0 | 1377.96 | 599.13 | 0 | 126090.86 | 0 | 0 | 1.12 | 0 | 9.49 | 0 | 196.12 | 17.08 | 0 | 0 | 90.3649 | 6.6717 | 0 | 0 | 0 | 0 | 0 | 17.0765 | 0 | 0 | 365.4372 | 17.0765 | 0
7963 | 14.8 | 674.9 | 2.12 | 0 | 0 | 0 | 0 | 0 | 0 | 947.67 | 0 | 0 | 0 | 587.62 | 45.9 | 0 | 126136.76 | 0 | 0 | 1.13 | 0 | 10.18 | 0 | 188.73 | 17.08 | 0 | 0 | 96.3892 | 6.6717 | 0 | 0 | 0 | 0 | 0 | 17.0765 | 0 | 0 | 365.4372 | 17.0765 | 0
7964 | 0 | 0 | 2.1 | 0 | 0 | 0 | 0 | 0 | 106.0304 | 837.68 | 0 | 0 | 0 | 0 | 0 | 365.44 | 125771.32 | 0 | 0 | 0 | 0 | 9.7 | 0 | 179.7 | 17.08 | 0 | 0 | 102.4135 | 5.7186 | 0 | 0 | 0 | 0 | 0 | 17.0765 | 0 | 0 | 365.4372 | 17.0765 | 0
7965 | 0 | 0 | 2.12 | 0 | 0 | 0 | 0 | 0 | 105.0567 | 728.7 | 0 | 0 | 0 | 0 | 0 | 365.44 | 125405.89 | 0 | 0 | 0 | 0 | 9.11 | 0 | 168.51 | 17.08 | 0 | 0 | 102.4135 | 4.7655 | 0 | 0 | 0 | 0 | 0 | 17.0765 | 0 | 0 | 365.4372 | 17.0765 | 0
7966 | 0 | 0 | 2.26 | 0 | 0 | 0 | 0 | 0 | 95.9276 | 629.19 | 0 | 0 | 0 | 0 | 0 | 365.44 | 125040.45 | 0 | 0 | 0 | 0 | 8.44 | 0 | 155.81 | 17.08 | 0 | 0 | 94.3811 | 3.8124 | 0 | 0 | 0 | 0 | 0 | 17.0765 | 0 | 0 | 365.4372 | 17.0765 | 0
7967 | 0 | 0 | 2.6 | 0 | 0 | 0 | 0 | 0 | 70.9022 | 555.64 | 0 | 0 | 0 | 0 | 0 | 392.44 | 124648.01 | 27.01 | 12.6947 | 0 | 0 | 7.72 | 0 | 142.07 | 17.08 | 0 | 0 | 83.3365 | 2.8593 | 0 | 0 | 0 | 0 | 0 | 17.0765 | 0 | 0 | 365.4372 | 17.0765 | 0
7968 | 0 | 0 | 2.98 | 0 | 0 | 0 | 0 | 0 | 73.2254 | 479.68 | 0 | 0 | 0 | 0 | 0 | 365.44 | 124282.57 | 0 | 0 | 0 | 0 | 7 | 0 | 128.47 | 17.08 | 0 | 0 | 74.3 | 1.9062 | 0 | 0 | 0 | 0 | 0 | 17.0765 | 0 | 0 | 365.4372 | 17.0765 | 0
7969 | 0 | 0 | 3.26 | 0 | 0 | 0 | 0 | 0 | 57.3773 | 420.16 | 0 | 0 | 0 | 0 | 0 | 387.99 | 123894.58 | 22.56 | 10.6032 | 0 | 0 | 6.35 | 0 | 116.03 | 17.08 | 0 | 0 | 70.2838 | 0.95311 | 0 | 0 | 0 | 0 | 0 | 17.0765 | 0 | 0 | 365.4372 | 17.0765 | 0
7970 | 0 | 0 | 3.46 | 0 | 0 | 0 | 0 | 0 | 62.8046 | 355.01 | 0 | 0 | 0 | 0 | 0 | 365.44 | 123529.14 | 0 | 0 | 0 | 0 | 5.61 | 0 | 102.03 | 17.08 | 0 | 0 | 66.2676 | 0 | 0 | 0 | 0 | 0 | 0 | 17.0765 | 0 | 0 | 365.4372 | 17.0765 | 0
7971 | 0 | 0 | 3.64 | 0 | 0 | 0 | 0 | 0 | 61.6285 | 291.08 | 0 | 0 | 0 | 0 | 0 | 365.44 | 123163.7 | 0 | 0 | 0 | 0 | 4.73 | 0 | 85.25 | 17.08 | 0 | 0 | 65.2635 | 0 | 0 | 0 | 0 | 0 | 0 | 17.0765 | 0 | 0 | 365.4372 | 17.0765 | 0
7972 | 0 | 0 | 3.38 | 0 | 0 | 0 | 0 | 0 | 62.8914 | 225.85 | 0 | 0 | 0 | 0 | 0 | 365.44 | 122798.27 | 0 | 0 | 0 | 0 | 3.8 | 0 | 67.54 | 17.08 | 0 | 0 | 66.2676 | 0 | 0 | 0 | 0 | 0 | 0 | 17.0765 | 0 | 0 | 365.4372 | 17.0765 | 0
7973 | 0 | 0 | 2.81 | 0 | 0 | 0 | 0 | 0 | 66.4774 | 156.89 | 0 | 0 | 0 | 0 | 0 | 365.44 | 122432.83 | 0 | 0 | 0 | 0 | 2.89 | 0 | 50.32 | 17.08 | 0 | 0 | 69.2797 | 0 | 0 | 0 | 0 | 0 | 0 | 17.0765 | 0 | 0 | 365.4372 | 17.0765 | 0
7974 | 0 | 0 | 2.29 | 0 | 0 | 0 | 0 | 0 | 72.9555 | 81.21 | 0 | 0 | 0 | 0 | 0 | 365.44 | 122067.39 | 0 | 0 | 0 | 0 | 1.96 | 0 | 32.67 | 17.08 | 0 | 0 | 74.3 | 0.95311 | 0 | 0 | 0 | 0 | 0 | 17.0765 | 0 | 0 | 365.4372 | 17.0765 | 0
7975 | 0 | 0 | 1.93 | 0 | 0 | 0 | 0 | 0 | 78.2864 | 0 | 0 | 0 | 0 | 0 | 0 | 365.44 | 121701.95 | 0 | 0 | 0 | 1.0165 | 0 | 0 | 15.62 | 17.08 | 0 | 0 | 79.3203 | 1.9062 | 0 | 0 | 0 | 0 | 0 | 17.0765 | 0 | 0 | 365.4372 | 17.0765 | 0
7976 | 18.01 | 797.28 | 1.64 | 0 | 0 | 0 | 0 | 0.39 | 0 | 0.37 | 0 | 0 | 0 | 727.14 | 143.56 | 0 | 121845.51 | 0 | 0 | 1.26 | 0 | 0.37 | 0 | 0 | 17.08 | 0 | 0 | 84.3406 | 3.8124 | 0 | 0 | 0 | 0 | 0 | 17.0765 | 0 | 0 | 365.4372 | 17.0765 | 0
7977 | 30.22 | 1203.66 | 1.5 | 0 | 0 | 0 | 0 | 0.64 | 0 | 0.99 | 0 | 0 | 0 | 1129.5 | 425.21 | 0 | 122270.73 | 0 | 0 | 1.22 | 0 | 0.99 | 10.95 | 0 | 17.08 | 0 | 0 | 87.3527 | 5.7186 | 0 | 0 | 0 | 0 | 0 | 17.0765 | 0 | 0 | 365.4372 | 17.0765 | 0
7978 | 39.89 | 1472.2 | 1.62 | 0 | 0 | 0 | 0 | 15.5 | 0 | 15.93 | 0 | 0 | 0 | 1377.96 | 599.13 | 0 | 122869.86 | 0 | 0 | 1.2 | 0 | 1.7 | 25.88 | 16.51 | 17.08 | 0 | 0 | 89.3608 | 3.8124 | 0 | 0 | 0 | 0 | 0 | 17.0765 | 0 | 0 | 365.4372 | 17.0765 | 0
7979 | 46.76 | 1640.24 | 1.85 | 0 | 0 | 0 | 0 | 62.04 | 0 | 75.73 | 0 | 0 | 0 | 1377.96 | 599.13 | 0 | 123468.99 | 0 | 0 | 1.18 | 0 | 2.47 | 39.62 | 47.48 | 17.08 | 114.88 | 0 | 89.3608 | 3.8124 | 0 | 0 | 0 | 0 | 0 | 17.0765 | 0 | 0 | 365.4372 | 17.0765 | 0
7980 | 48.6 | 1682.43 | 2.18 | 0 | 0 | 0 | 0 | 157.14 | 0 | 227.21 | 0 | 0 | 0 | 1377.96 | 599.13 | 0 | 124068.13 | 0 | 0 | 1.19 | 0 | 3.42 | 39.7 | 81.75 | 17.08 | 64.06 | 0 | 89.3608 | 3.8124 | 0 | 0 | 0 | 0 | 0 | 17.0765 | 0 | 0 | 365.4372 | 17.0765 | 0
7981 | 48.97 | 1690.81 | 2.57 | 0 | 0 | 0 | 0 | 157.14 | 0 | 378.69 | 0 | 0 | 0 | 1377.96 | 599.13 | 0 | 124667.26 | 0 | 0 | 1.2 | 0 | 4.47 | 40.31 | 118.23 | 17.08 | 73.62 | 0 | 87.3527 | 4.7655 | 0 | 0 | 0 | 0 | 0 | 17.0765 | 0 | 0 | 365.4372 | 17.0765 | 0
7982 | 48.42 | 1678.38 | 2.95 | 0 | 0 | 0 | 0 | 157.14 | 0 | 530.17 | 0 | 0 | 0 | 1377.96 | 599.13 | 0 | 125266.39 | 0 | 0 | 1.18 | 0 | 5.52 | 39.49 | 154.58 | 17.08 | 62.88 | 0 | 86.3487 | 4.7655 | 0 | 0 | 0 | 0 | 0 | 17.0765 | 0 | 0 | 365.4372 | 17.0765 | 0
7983 | 47.38 | 1654.47 | 3.27 | 0 | 0 | 0 | 0 | 157.14 | 0 | 681.65 | 0 | 0 | 0 | 1377.96 | 599.13 | 0 | 125865.52 | 0 | 0 | 1.13 | 0 | 6.53 | 38.02 | 189.41 | 17.08 | 39.76 | 0 | 86.3487 | 4.7655 | 0 | 0 | 0 | 0 | 0 | 17.0765 | 0 | 0 | 365.4372 | 17.0765 | 0
7984 | 45.95 | 1621.15 | 3.27 | 0 | 0 | 0 | 0 | 0 | 0 | 681.65 | 0 | 0 | 0 | 1377.96 | 599.13 | 0 | 126464.66 | 0 | 0 | 1.12 | 0 | 7.55 | 37.52 | 224.17 | 17.08 | 161.66 | 0 | 87.3527 | 4.7655 | 0 | 0 | 0 | 0 | 0 | 17.0765 | 0 | 0 | 365.4372 | 17.0765 | 0
7985 | 44.32 | 1582.35 | 3.1 | 0 | 0 | 0 | 0 | 118.82 | 0 | 796.19 | 0 | 0 | 0 | 1377.96 | 599.13 | 0 | 127063.79 | 0 | 0 | 1.13 | 0 | 8.59 | 37.78 | 259.41 | 17.08 | 0 | 0 | 88.3568 | 5.7186 | 0 | 0 | 0 | 0 | 0 | 17.0765 | 0 | 0 | 365.4372 | 17.0765 | 0
7986 | 47.97 | 1668.04 | 2.87 | 0 | 0 | 0 | 0 | 157.14 | 0 | 947.67 | 0 | 0 | 0 | 1377.96 | 599.13 | 0 | 127662.92 | 0 | 0 | 1.12 | 0 | 9.49 | 37.55 | 292 | 17.08 | 48.07 | 0 | 90.3649 | 6.6717 | 0 | 0 | 0 | 0 | 0 | 17.0765 | 0 | 0 | 365.4372 | 17.0765 | 0
7987 | 19.64 | 856.73 | 2.63 | 0 | 0 | 0 | 0 | 0 | 0 | 947.67 | 0 | 0 | 0 | 767.03 | 171.49 | 0 | 127834.41 | 0 | 0 | 1.13 | 0 | 10.18 | 7.78 | 292 | 17.08 | 0 | 0 | 96.3892 | 6.6717 | 0 | 0 | 0 | 0 | 0 | 17.0765 | 0 | 0 | 365.4372 | 17.0765 | 0
7988 | 0 | 0 | 2.43 | 0 | 0 | 0 | 0 | 0 | 105.693 | 838.03 | 0 | 0 | 0 | 0 | 0 | 365.44 | 127468.97 | 0 | 0 | 0 | 0 | 9.7 | 0 | 282.97 | 17.08 | 0 | 0 | 102.4135 | 5.7186 | 0 | 0 | 0 | 0 | 0 | 17.0765 | 0 | 0 | 365.4372 | 17.0765 | 0
7989 | 0 | 0 | 2.24 | 0 | 0 | 0 | 0 | 0 | 92.2452 | 742.33 | 0 | 0 | 0 | 0 | 0 | 392.44 | 127076.53 | 27.01 | 12.6947 | 0 | 0 | 9.11 | 0 | 271.78 | 17.08 | 0 | 0 | 102.4135 | 4.7655 | 0 | 0 | 0 | 0 | 0 | 17.0765 | 0 | 0 | 365.4372 | 17.0765 | 0
7990 | 0 | 0 | 2.08 | 0 | 0 | 0 | 0 | 0 | 96.1204 | 642.62 | 0 | 0 | 0 | 0 | 0 | 365.44 | 126711.09 | 0 | 0 | 0 | 0 | 8.44 | 0 | 259.08 | 17.08 | 0 | 0 | 94.3811 | 3.8124 | 0 | 0 | 0 | 0 | 0 | 17.0765 | 0 | 0 | 365.4372 | 17.0765 | 0
7991 | 0 | 0 | 1.99 | 0 | 0 | 0 | 0 | 0 | 84.2054 | 555.28 | 0 | 0 | 0 | 0 | 0 | 365.44 | 126345.65 | 0 | 0 | 0 | 0 | 7.72 | 0 | 245.34 | 17.08 | 0 | 0 | 83.3365 | 2.8593 | 0 | 0 | 0 | 0 | 0 | 17.0765 | 0 | 0 | 365.4372 | 17.0765 | 0
7992 | 0 | 0 | 1.97 | 0 | 0 | 0 | 0 | 0 | 62.5443 | 490.4 | 0 | 0 | 0 | 0 | 0 | 392.44 | 125953.21 | 27.01 | 12.6947 | 0 | 0 | 7 | 0 | 231.74 | 17.08 | 0 | 0 | 75.3041 | 1.9062 | 0 | 0 | 0 | 0 | 0 | 17.0765 | 0 | 0 | 365.4372 | 17.0765 | 0
7993 | 0 | 0 | 2.01 | 0 | 0 | 0 | 0 | 0 | 69.2248 | 418.59 | 0 | 0 | 0 | 0 | 0 | 365.44 | 125587.77 | 0 | 0 | 0 | 0 | 6.35 | 0 | 219.3 | 17.08 | 0 | 0 | 70.2838 | 0.95311 | 0 | 0 | 0 | 0 | 0 | 17.0765 | 0 | 0 | 365.4372 | 17.0765 | 0
7994 | 0 | 0 | 2.18 | 0 | 0 | 0 | 0 | 0 | 65.0893 | 351.07 | 0 | 0 | 0 | 0 | 0 | 365.44 | 125222.34 | 0 | 0 | 0 | 0 | 5.61 | 0 | 205.3 | 17.08 | 0 | 0 | 67.2716 | 0 | 0 | 0 | 0 | 0 | 0 | 17.0765 | 0 | 0 | 365.4372 | 17.0765 | 0
7995 | 0 | 0 | 2.47 | 0 | 0 | 0 | 0 | 0 | 63.7975 | 284.89 | 0 | 0 | 0 | 0 | 0 | 365.44 | 124856.9 | 0 | 0 | 0 | 0 | 4.73 | 0 | 188.53 | 17.08 | 0 | 0 | 66.2676 | 0 | 0 | 0 | 0 | 0 | 0 | 17.0765 | 0 | 0 | 365.4372 | 17.0765 | 0
7996 | 0 | 0 | 2.5 | 0 | 0 | 0 | 0 | 0 | 62.766 | 219.78 | 0 | 0 | 0 | 0 | 0 | 365.44 | 124491.46 | 0 | 0 | 0 | 0 | 3.8 | 0 | 170.81 | 17.08 | 0 | 0 | 65.2635 | 0 | 0 | 0 | 0 | 0 | 0 | 17.0765 | 0 | 0 | 365.4372 | 17.0765 | 0
7997 | 0 | 0 | 2.19 | 0 | 0 | 0 | 0 | 0 | 66.0918 | 151.23 | 0 | 0 | 0 | 0 | 0 | 365.44 | 124126.02 | 0 | 0 | 0 | 0 | 2.89 | 0 | 153.59 | 17.08 | 0 | 0 | 68.2757 | 0 | 0 | 0 | 0 | 0 | 0 | 17.0765 | 0 | 0 | 365.4372 | 17.0765 | 0
7998 | 0 | 0 | 1.77 | 0 | 0 | 0 | 0 | 0 | 72.4832 | 76.04 | 0 | 0 | 0 | 0 | 0 | 365.44 | 123760.59 | 0 | 0 | 0 | 0 | 1.96 | 0 | 135.94 | 17.08 | 0 | 0 | 73.296 | 0.95311 | 0 | 0 | 0 | 0 | 0 | 17.0765 | 0 | 0 | 365.4372 | 17.0765 | 0
7999 | 0 | 0 | 1.32 | 0 | 0 | 0 | 0 | 0 | 73.3026 | 0 | 0 | 0 | 0 | 0 | 0 | 375.2 | 123385.39 | 9.76 | 4.5872 | 0 | 1.0165 | 0 | 0 | 118.89 | 17.08 | 0 | 0 | 78.3162 | 1.9062 | 0 | 0 | 0 | 0 | 0 | 17.0765 | 0 | 0 | 365.4372 | 17.0765 | 0
8000 | 9.99 | 477 | 0.9 | 0 | 0 | 0 | 0 | 157.14 | 0 | 151.48 | 0 | 0 | 0 | 201.22 | 0 | 224.58 | 123160.81 | 0 | 0 | 1.26 | 0 | 0.37 | 42.12 | 143.28 | 17.08 | 0 | 0 | 82.3324 | 3.8124 | 0 | 0 | 0 | 0 | 0 | 17.0765 | 0 | 0 | 365.4372 | 17.0765 | 0
8001 | 23.82 | 1001.32 | 0.58 | 0 | 0 | 0 | 0 | 157.14 | 0 | 302.96 | 0 | 0 | 0 | 775.29 | 177.27 | 0 | 123338.07 | 0 | 0 | 1.22 | 0 | 0.99 | 0 | 132.88 | 17.08 | 0 | 0 | 86.3487 | 5.7186 | 0 | 0 | 0 | 0 | 0 | 17.0765 | 0 | 0 | 365.4372 | 17.0765 | 0
8002 | 34.81 | 1336.31 | 0.44 | 0 | 0 | 0 | 0 | 0 | 0 | 302.96 | 0 | 0 | 0 | 1279.2 | 530.01 | 0 | 123868.08 | 0 | 0 | 1.2 | 0 | 1.7 | 0 | 124.81 | 17.08 | 0 | 0 | 87.3527 | 3.8124 | 0 | 0 | 0 | 0 | 0 | 17.0765 | 0 | 0 | 365.4372 | 17.0765 | 0
8003 | 41.96 | 1524.69 | 0.5 | 0 | 0 | 0 | 0 | 96.85 | 0 | 396.33 | 0 | 0 | 0 | 1377.96 | 599.13 | 0 | 124467.21 | 0 | 0 | 1.18 | 0 | 2.47 | 0 | 118.13 | 17.08 | 0 | 0 | 87.3527 | 3.8124 | 0 | 0 | 0 | 0 | 0 | 17.0765 | 0 | 0 | 365.4372 | 17.0765 | 0
8004 | 42.09 | 1527.91 | 0.78 | 0 | 0 | 0 | 0 | 157.14 | 0 | 547.81 | 0 | 0 | 0 | 1283.6 | 533.08 | 0 | 125000.29 | 0 | 0 | 1.19 | 0 | 3.42 | 39.7 | 152.4 | 17.08 | 0 | 0 | 85.3446 | 3.8124 | 0 | 0 | 0 | 0 | 0 | 17.0765 | 0 | 0 | 365.4372 | 17.0765 | 0
8005 | 40.66 | 1491.92 | 1.3 | 0 | 0 | 0 | 0 | 66.62 | 0 | 612.03 | 0 | 0 | 0 | 1377.96 | 599.13 | 0 | 125599.43 | 0 | 0 | 1.2 | 0 | 4.47 | 0 | 150.58 | 17.08 | 0 | 0 | 83.3365 | 4.7655 | 0 | 0 | 0 | 0 | 0 | 17.0765 | 0 | 0 | 365.4372 | 17.0765 | 0
8006 | 38.66 | 1440.35 | 1.96 | 0 | 0 | 0 | 0 | 157.14 | 0 | 763.51 | 0 | 0 | 0 | 1196.07 | 471.81 | 0 | 126071.24 | 0 | 0 | 1.18 | 0 | 5.52 | 39.49 | 186.93 | 17.08 | 0 | 0 | 82.3324 | 4.7655 | 0 | 0 | 0 | 0 | 0 | 17.0765 | 0 | 0 | 365.4372 | 17.0765 | 0
8007 | 38.17 | 1427.32 | 2.82 | 0 | 0 | 0 | 0 | 157.14 | 0 | 914.99 | 0 | 0 | 0 | 1222.94 | 490.62 | 0 | 126561.86 | 0 | 0 | 1.13 | 0 | 6.53 | 0 | 185.65 | 17.08 | 0 | 0 | 82.3324 | 4.7655 | 0 | 0 | 0 | 0 | 0 | 17.0765 | 0 | 0 | 365.4372 | 17.0765 | 0
8008 | 37.02 | 1396.79 | 3.67 | 0 | 0 | 0 | 0 | 0 | 0 | 914.99 | 0 | 0 | 0 | 1311.74 | 552.78 | 0 | 127114.64 | 0 | 0 | 1.12 | 0 | 7.55 | 37.52 | 220.41 | 17.08 | 0 | 0 | 82.3324 | 4.7655 | 0 | 0 | 0 | 0 | 0 | 17.0765 | 0 | 0 | 365.4372 | 17.0765 | 0
8009 | 35.42 | 1353.11 | 4.3 | 0 | 0 | 0 | 0 | 5.93 | 0 | 920.71 | 0 | 0 | 0 | 1295.71 | 541.56 | 0 | 127656.2 | 0 | 0 | 1.13 | 0 | 8.59 | 0 | 219.75 | 17.08 | 0 | 0 | 84.3406 | 5.7186 | 0 | 0 | 0 | 0 | 0 | 17.0765 | 0 | 0 | 365.4372 | 17.0765 | 0
8010 | 37.65 | 1413.58 | 4.77 | 0 | 0 | 0 | 0 | 0 | 0 | 920.71 | 0 | 0 | 0 | 1323.3 | 560.87 | 0 | 128217.08 | 0 | 0 | 1.12 | 0 | 9.49 | 37.55 | 252.35 | 17.08 | 0 | 0 | 87.3527 | 6.6717 | 0 | 0 | 0 | 0 | 0 | 17.0765 | 0 | 0 | 365.4372 | 17.0765 | 0
8011 | 13.46 | 621.42 | 4.93 | 0 | 0 | 0 | 0 | 0 | 0 | 920.71 | 0 | 0 | 0 | 537.62 | 10.89 | 0 | 128227.97 | 0 | 0 | 1.13 | 0 | 10.18 | 0 | 244.95 | 17.08 | 0 | 0 | 94.3811 | 6.6717 | 0 | 0 | 0 | 0 | 0 | 17.0765 | 0 | 0 | 365.4372 | 17.0765 | 0
8012 | 0 | 0 | 4.95 | 0 | 0 | 0 | 0 | 0 | 102.3286 | 814.56 | 0 | 0 | 0 | 0 | 0 | 365.44 | 127862.54 | 0 | 0 | 1.15 | 0 | 10.8 | 0 | 235.93 | 17.08 | 0 | 0 | 100.4054 | 5.7186 | 0 | 0 | 0 | 0 | 0 | 17.0765 | 0 | 0 | 365.4372 | 17.0765 | 0
8013 | 0 | 0 | 4.71 | 0 | 0 | 0 | 0 | 0 | 100.4584 | 710.35 | 0 | 0 | 0 | 0 | 0 | 365.44 | 127497.1 | 0 | 0 | 0 | 0 | 10.21 | 0 | 224.73 | 17.08 | 0 | 0 | 100.4054 | 4.7655 | 0 | 0 | 0 | 0 | 0 | 17.0765 | 0 | 0 | 365.4372 | 17.0765 | 0
8014 | 0 | 0 | 4.49 | 0 | 0 | 0 | 0 | 0 | 92.6982 | 614.2 | 0 | 0 | 0 | 0 | 0 | 365.44 | 127131.66 | 0 | 0 | 0 | 0 | 9.54 | 0 | 212.03 | 17.08 | 0 | 0 | 93.377 | 3.8124 | 0 | 0 | 0 | 0 | 0 | 17.0765 | 0 | 0 | 365.4372 | 17.0765 | 0
8015 | 0 | 0 | 4.61 | 0 | 0 | 0 | 0 | 0 | 80.5808 | 530.6 | 0 | 0 | 0 | 0 | 0 | 365.44 | 126766.22 | 0 | 0 | 0 | 0 | 8.82 | 0 | 198.29 | 17.08 | 0 | 0 | 82.3324 | 2.8593 | 0 | 0 | 0 | 0 | 0 | 17.0765 | 0 | 0 | 365.4372 | 17.0765 | 0
8016 | 0 | 0 | 5.06 | 0 | 0 | 0 | 0 | 0 | 71.4806 | 456.45 | 0 | 0 | 0 | 0 | 0 | 365.44 | 126400.79 | 0 | 0 | 1.35 | 0 | 9.38 | 0 | 184.69 | 17.08 | 0 | 0 | 73.296 | 1.9062 | 0 | 0 | 0 | 0 | 0 | 17.0765 | 0 | 0 | 365.4372 | 17.0765 | 0
8017 | 0 | 0 | 5.98 | 0 | 0 | 0 | 0 | 0 | 63.248 | 390.83 | 0 | 0 | 0 | 0 | 0 | 365.44 | 126035.35 | 0 | 0 | 0 | 0 | 8.72 | 0 | 172.25 | 17.08 | 0 | 0 | 68.2757 | 0.95311 | 0 | 0 | 0 | 0 | 0 | 17.0765 | 0 | 0 | 365.4372 | 17.0765 | 0
8018 | 0 | 0 | 7.23 | 0 | 0 | 0 | 0 | 0 | 59.151 | 329.47 | 0 | 0 | 0 | 0 | 0 | 365.44 | 125669.91 | 0 | 0 | 1.12 | 0 | 9.05 | 0 | 158.25 | 17.08 | 0 | 0 | 65.2635 | 0 | 0 | 0 | 0 | 0 | 0 | 17.0765 | 0 | 0 | 365.4372 | 17.0765 | 0
8019 | 0 | 0 | 8.57 | 0 | 0 | 0 | 0 | 0 | 55.6903 | 271.7 | 0 | 0 | 0 | 0 | 0 | 365.44 | 125304.48 | 0 | 0 | 0 | 0 | 8.17 | 0 | 141.48 | 17.08 | 0 | 0 | 64.2595 | 0 | 0 | 0 | 0 | 0 | 0 | 17.0765 | 0 | 0 | 365.4372 | 17.0765 | 0
8020 | 0 | 0 | 9.07 | 0 | 0 | 0 | 0 | 0 | 57.5797 | 211.97 | 0 | 0 | 0 | 0 | 0 | 365.44 | 124939.04 | 0 | 0 | 1.39 | 0 | 8.56 | 0 | 123.77 | 17.08 | 0 | 0 | 65.2635 | 0 | 0 | 0 | 0 | 0 | 0 | 17.0765 | 0 | 0 | 365.4372 | 17.0765 | 0
8021 | 0 | 0 | 8.81 | 0 | 0 | 0 | 0 | 0 | 59.4692 | 150.28 | 0 | 0 | 0 | 0 | 0 | 365.44 | 124573.6 | 0 | 0 | 0 | 0 | 7.65 | 0 | 106.54 | 17.08 | 0 | 0 | 68.2757 | 0 | 0 | 0 | 0 | 0 | 0 | 17.0765 | 0 | 0 | 365.4372 | 17.0765 | 0
8022 | 0 | 0 | 8.1 | 0 | 0 | 0 | 0 | 0 | 66.14 | 81.66 | 0 | 0 | 0 | 0 | 0 | 365.44 | 124208.16 | 0 | 0 | 0 | 0 | 6.72 | 0 | 88.89 | 17.08 | 0 | 0 | 73.296 | 0.95311 | 0 | 0 | 0 | 0 | 0 | 17.0765 | 0 | 0 | 365.4372 | 17.0765 | 0
8023 | 0 | 0 | 7.11 | 0 | 0 | 0 | 0 | 0 | 73.1098 | 5.82 | 0 | 0 | 0 | 0 | 0 | 365.44 | 123842.73 | 0 | 0 | 0 | 0 | 5.82 | 0 | 71.85 | 17.08 | 0 | 0 | 78.3162 | 1.9062 | 0 | 0 | 0 | 0 | 0 | 17.0765 | 0 | 0 | 365.4372 | 17.0765 | 0
8024 | 9.09 | 437.69 | 5.85 | 0 | 0 | 0 | 0 | 0.39 | 0 | 6.2 | 0 | 0 | 0 | 321.71 | 0 | 140.24 | 123702.49 | 0 | 0 | 1.26 | 0 | 6.2 | 42.12 | 96.24 | 17.08 | 0 | 0 | 83.3365 | 3.8124 | 0 | 0 | 0 | 0 | 0 | 17.0765 | 0 | 0 | 365.4372 | 17.0765 | 0
8025 | 22.94 | 971.64 | 4.75 | 0 | 0 | 0 | 0 | 157.14 | 0 | 157.68 | 0 | 0 | 0 | 748.91 | 158.8 | 0 | 123861.28 | 0 | 0 | 1.22 | 0 | 6.81 | 0 | 85.84 | 17.08 | 0 | 0 | 86.3487 | 5.7186 | 0 | 0 | 0 | 0 | 0 | 17.0765 | 0 | 0 | 365.4372 | 17.0765 | 0
8026 | 34.58 | 1329.9 | 3.98 | 0 | 0 | 0 | 0 | 157.14 | 0 | 309.16 | 0 | 0 | 0 | 1118.96 | 417.83 | 0 | 124279.12 | 0 | 0 | 1.2 | 0 | 7.52 | 0 | 77.76 | 17.08 | 0 | 0 | 87.3527 | 3.8124 | 0 | 0 | 0 | 0 | 0 | 17.0765 | 0 | 0 | 365.4372 | 17.0765 | 0
8027 | 42.43 | 1536.33 | 3.58 | 0 | 0 | 0 | 0 | 112.04 | 0 | 417.16 | 0 | 0 | 0 | 1377.96 | 599.13 | 0 | 124878.25 | 0 | 0 | 1.18 | 0 | 8.3 | 0 | 71.08 | 17.08 | 0 | 0 | 87.3527 | 3.8124 | 0 | 0 | 0 | 0 | 0 | 17.0765 | 0 | 0 | 365.4372 | 17.0765 | 0
8028 | 44.32 | 1582.43 | 3.56 | 0 | 0 | 0 | 0 | 122.3 | 0 | 535.06 | 0 | 0 | 0 | 1377.96 | 599.13 | 0 | 125477.38 | 0 | 0 | 1.19 | 0 | 9.24 | 39.7 | 105.36 | 17.08 | 0 | 0 | 85.3446 | 3.8124 | 0 | 0 | 0 | 0 | 0 | 17.0765 | 0 | 0 | 365.4372 | 17.0765 | 0
8029 | 44.28 | 1581.52 | 3.67 | 0 | 0 | 0 | 0 | 157.14 | 0 | 686.54 | 0 | 0 | 0 | 1377.96 | 599.13 | 0 | 126076.51 | 0 | 0 | 1.2 | 0 | 10.29 | 5.07 | 108.36 | 17.08 | 0 | 0 | 83.3365 | 4.7655 | 0 | 0 | 0 | 0 | 0 | 17.0765 | 0 | 0 | 365.4372 | 17.0765 | 0
8030 | 42.81 | 1545.73 | 3.73 | 0 | 0 | 0 | 0 | 86.55 | 0 | 769.98 | 0 | 0 | 0 | 1377.96 | 599.13 | 0 | 126675.65 | 0 | 0 | 1.18 | 0 | 11.35 | 39.49 | 144.7 | 17.08 | 0 | 0 | 82.3324 | 4.7655 | 0 | 0 | 0 | 0 | 0 | 17.0765 | 0 | 0 | 365.4372 | 17.0765 | 0
8031 | 38.44 | 1434.53 | 3.79 | 0 | 0 | 0 | 0 | 0 | 0 | 769.98 | 0 | 0 | 0 | 1350.51 | 579.92 | 0 | 127255.57 | 0 | 0 | 1.13 | 0 | 12.36 | 38.02 | 179.53 | 17.08 | 0 | 0 | 82.3324 | 4.7655 | 0 | 0 | 0 | 0 | 0 | 17.0765 | 0 | 0 | 365.4372 | 17.0765 | 0
8032 | 33.11 | 1288.19 | 3.75 | 0 | 0 | 0 | 0 | 0 | 0 | 769.98 | 0 | 0 | 0 | 1236.83 | 500.34 | 0 | 127755.91 | 0 | 0 | 1.12 | 0 | 13.38 | 0 | 178.65 | 17.08 | 0 | 0 | 82.3324 | 4.7655 | 0 | 0 | 0 | 0 | 0 | 17.0765 | 0 | 0 | 365.4372 | 17.0765 | 0
8033 | 27.04 | 1105.73 | 3.54 | 0 | 0 | 0 | 0 | 157.14 | 0 | 921.46 | 0 | 0 | 0 | 850.2 | 229.7 | 0 | 127985.62 | 0 | 0 | 1.13 | 0 | 14.41 | 37.78 | 213.89 | 17.08 | 0 | 0 | 84.3406 | 5.7186 | 0 | 0 | 0 | 0 | 0 | 17.0765 | 0 | 0 | 365.4372 | 17.0765 | 0
8034 | 27.85 | 1131.28 | 3.3 | 0 | 0 | 0 | 0 | 27.19 | 0 | 947.67 | 0 | 0 | 0 | 1040.1 | 362.63 | 0 | 128348.25 | 0 | 0 | 1.12 | 0 | 15.32 | 0 | 210.81 | 17.08 | 0 | 0 | 87.3527 | 6.6717 | 0 | 0 | 0 | 0 | 0 | 17.0765 | 0 | 0 | 365.4372 | 17.0765 | 0
8035 | 9.02 | 434.89 | 3.18 | 0 | 0 | 0 | 0 | 0 | 0 | 947.67 | 0 | 0 | 0 | 308.04 | 0 | 149.81 | 128198.44 | 0 | 0 | 1.13 | 0 | 16 | 37.87 | 239.39 | 17.08 | 0 | 0 | 93.377 | 6.6717 | 0 | 0 | 0 | 0 | 0 | 17.0765 | 0 | 0 | 365.4372 | 17.0765 | 0
8036 | 0 | 0 | 3.1 | 0 | 0 | 0 | 0 | 0 | 101.7695 | 842.1 | 0 | 0 | 0 | 0 | 0 | 365.44 | 127833 | 0 | 0 | 0 | 0.247 | 15.27 | 0 | 230.36 | 17.08 | 0 | 0 | 99.4014 | 5.7186 | 0 | 0 | 0 | 0 | 0 | 17.0765 | 0 | 0 | 365.4372 | 17.0765 | 0
8037 | 0 | 0 | 2.9 | 0 | 0 | 0 | 0 | 0 | 89.5749 | 749.18 | 0 | 0 | 0 | 0 | 0 | 392.44 | 127440.56 | 27.01 | 12.6947 | 0 | 0 | 14.68 | 0 | 219.17 | 17.08 | 0 | 0 | 100.4054 | 4.7655 | 0 | 0 | 0 | 0 | 0 | 17.0765 | 0 | 0 | 365.4372 | 17.0765 | 0
8038 | 0 | 0 | 2.36 | 0 | 0 | 0 | 0 | 0 | 93.614 | 652.06 | 0 | 0 | 0 | 0 | 0 | 365.44 | 127075.12 | 0 | 0 | 0 | 1.2065 | 12.74 | 0 | 206.46 | 17.08 | 0 | 0 | 93.377 | 3.8124 | 0 | 0 | 0 | 0 | 0 | 17.0765 | 0 | 0 | 365.4372 | 17.0765 | 0
8039 | 0 | 0 | 1.91 | 0 | 0 | 0 | 0 | 0 | 83.28 | 565.68 | 0 | 0 | 0 | 0 | 0 | 365.44 | 126709.69 | 0 | 0 | 0 | 0 | 12.01 | 0 | 192.73 | 17.08 | 0 | 0 | 82.3324 | 2.8593 | 0 | 0 | 0 | 0 | 0 | 17.0765 | 0 | 0 | 365.4372 | 17.0765 | 0
8040 | 0 | 0 | 1.69 | 0 | 0 | 0 | 0 | 0 | 72.2422 | 490.74 | 0 | 0 | 0 | 0 | 0 | 365.44 | 126344.25 | 0 | 0 | 0 | 1.2825 | 9.95 | 0 | 179.13 | 17.08 | 0 | 0 | 73.296 | 1.9062 | 0 | 0 | 0 | 0 | 0 | 17.0765 | 0 | 0 | 365.4372 | 17.0765 | 0
8041 | 0 | 0 | 1.57 | 0 | 0 | 0 | 0 | 0 | 68.6561 | 419.52 | 0 | 0 | 0 | 0 | 0 | 365.44 | 125978.81 | 0 | 0 | 0 | 0 | 9.3 | 0 | 166.69 | 17.08 | 0 | 0 | 69.2797 | 0.95311 | 0 | 0 | 0 | 0 | 0 | 17.0765 | 0 | 0 | 365.4372 | 17.0765 | 0
8042 | 0 | 0 | 1.52 | 0 | 0 | 0 | 0 | 0 | 63.7397 | 353.4 | 0 | 0 | 0 | 0 | 0 | 365.44 | 125613.37 | 0 | 0 | 0 | 0 | 8.56 | 0 | 152.69 | 17.08 | 0 | 0 | 65.2635 | 0 | 0 | 0 | 0 | 0 | 0 | 17.0765 | 0 | 0 | 365.4372 | 17.0765 | 0
8043 | 0 | 0 | 1.53 | 0 | 0 | 0 | 0 | 0 | 61.4164 | 289.68 | 0 | 0 | 0 | 0 | 0 | 365.44 | 125247.94 | 0 | 0 | 0 | 1.311 | 6.3 | 0 | 135.91 | 17.08 | 0 | 0 | 64.2595 | 0 | 0 | 0 | 0 | 0 | 0 | 17.0765 | 0 | 0 | 365.4372 | 17.0765 | 0
8044 | 0 | 0 | 1.47 | 0 | 0 | 0 | 0 | 0 | 55.6517 | 231.95 | 0 | 0 | 0 | 0 | 0 | 382.76 | 124865.17 | 17.33 | 8.1451 | 0 | 0 | 5.37 | 0 | 118.2 | 17.08 | 0 | 0 | 65.2635 | 0 | 0 | 0 | 0 | 0 | 0 | 17.0765 | 0 | 0 | 365.4372 | 17.0765 | 0
8045 | 0 | 0 | 1.22 | 0 | 0 | 0 | 0 | 0 | 69.061 | 160.31 | 0 | 0 | 0 | 0 | 0 | 365.44 | 124499.74 | 0 | 0 | 0 | 0 | 4.46 | 0 | 100.98 | 17.08 | 0 | 0 | 70.2838 | 0 | 0 | 0 | 0 | 0 | 0 | 17.0765 | 0 | 0 | 365.4372 | 17.0765 | 0
8046 | 0 | 0 | 0.87 | 0 | 0 | 0 | 0 | 0 | 74.1027 | 83.44 | 0 | 0 | 0 | 0 | 0 | 365.44 | 124134.3 | 0 | 0 | 0 | 1.2825 | 2.18 | 0 | 83.33 | 17.08 | 0 | 0 | 75.3041 | 0.95311 | 0 | 0 | 0 | 0 | 0 | 17.0765 | 0 | 0 | 365.4372 | 17.0765 | 0
8047 | 0 | 0 | 0.58 | 0 | 0 | 0 | 0 | 0 | 80.4362 | 0 | 0 | 0 | 0 | 0 | 0 | 365.44 | 123768.86 | 0 | 0 | 0 | 1.216 | 0 | 0 | 66.28 | 17.08 | 0 | 0 | 80.3243 | 1.9062 | 0 | 0 | 0 | 0 | 0 | 17.0765 | 0 | 0 | 365.4372 | 17.0765 | 0
8048 | 21.55 | 923.9 | 0.47 | 0 | 0 | 0 | 0 | 0.39 | 0 | 0.37 | 0 | 0 | 0 | 855.11 | 233.14 | 0 | 124002 | 0 | 0 | 1.26 | 0 | 0.37 | 0 | 50.66 | 17.08 | 0 | 0 | 85.3446 | 3.8124 | 0 | 0 | 0 | 0 | 0 | 17.0765 | 0 | 0 | 365.4372 | 17.0765 | 0
8049 | 30.94 | 1225.23 | 0.53 | 0 | 0 | 0 | 0 | 0.64 | 0 | 0.99 | 0 | 0 | 0 | 1119.8 | 418.42 | 0 | 124420.43 | 0 | 0 | 1.22 | 0 | 0.99 | 40.97 | 79.18 | 17.08 | 0 | 0 | 88.3568 | 5.7186 | 0 | 0 | 0 | 0 | 0 | 17.0765 | 0 | 0 | 365.4372 | 17.0765 | 0
8050 | 39.45 | 1460.89 | 0.81 | 0 | 0 | 0 | 0 | 27.81 | 0 | 27.8 | 0 | 0 | 0 | 1377.96 | 599.13 | 0 | 125019.56 | 0 | 0 | 1.2 | 0 | 1.7 | 0 | 71.11 | 17.08 | 0 | 0 | 90.3649 | 3.8124 | 0 | 0 | 0 | 0 | 0 | 17.0765 | 0 | 0 | 365.4372 | 17.0765 | 0
8051 | 45.03 | 1599.34 | 1.41 | 0 | 0 | 0 | 0 | 157.14 | 0 | 179.28 | 0 | 0 | 0 | 1377.96 | 599.13 | 0 | 125618.69 | 0 | 0 | 1.18 | 0 | 2.47 | 14.32 | 78.02 | 17.08 | 0 | 0 | 91.3689 | 3.8124 | 0 | 0 | 0 | 0 | 0 | 17.0765 | 0 | 0 | 365.4372 | 17.0765 | 0
8052 | 45.34 | 1606.89 | 2.26 | 0 | 0 | 0 | 0 | 141.48 | 0 | 315.67 | 0 | 0 | 0 | 1377.96 | 599.13 | 0 | 126217.82 | 0 | 0 | 1.19 | 0 | 3.42 | 39.7 | 112.3 | 17.08 | 0 | 0 | 90.3649 | 3.8124 | 0 | 0 | 0 | 0 | 0 | 17.0765 | 0 | 0 | 365.4372 | 17.0765 | 0
8053 | 44.76 | 1592.96 | 3.14 | 0 | 0 | 0 | 0 | 127.26 | 0 | 438.34 | 0 | 0 | 0 | 1377.96 | 599.13 | 0 | 126816.96 | 0 | 0 | 1.2 | 0 | 4.47 | 40.31 | 148.78 | 17.08 | 0 | 0 | 89.3608 | 4.7655 | 0 | 0 | 0 | 0 | 0 | 17.0765 | 0 | 0 | 365.4372 | 17.0765 | 0
8054 | 43.94 | 1573.16 | 4.02 | 0 | 0 | 0 | 0 | 109.37 | 0 | 543.78 | 0 | 0 | 0 | 1377.96 | 599.13 | 0 | 127416.09 | 0 | 0 | 1.18 | 0 | 5.52 | 39.49 | 185.13 | 17.08 | 0 | 0 | 88.3568 | 4.7655 | 0 | 0 | 0 | 0 | 0 | 17.0765 | 0 | 0 | 365.4372 | 17.0765 | 0
8055 | 42.94 | 1548.98 | 4.76 | 0 | 0 | 0 | 0 | 124.47 | 0 | 663.77 | 0 | 0 | 0 | 1377.96 | 599.13 | 0 | 128015.22 | 0 | 0 | 1.13 | 0 | 6.53 | 0 | 183.84 | 17.08 | 0 | 0 | 88.3568 | 4.7655 | 0 | 0 | 0 | 0 | 0 | 17.0765 | 0 | 0 | 365.4372 | 17.0765 | 0
8056 | 41.05 | 1501.66 | 4.89 | 0 | 0 | 0 | 0 | 75.4 | 0 | 736.45 | 0 | 0 | 0 | 1377.96 | 599.13 | 0 | 128614.36 | 0 | 0 | 1.12 | 0 | 7.55 | 0 | 182.96 | 17.08 | 0 | 0 | 88.3568 | 4.7655 | 0 | 0 | 0 | 0 | 0 | 17.0765 | 0 | 0 | 365.4372 | 17.0765 | 0
8057 | 38.42 | 1433.89 | 4.66 | 0 | 0 | 0 | 0 | 157.14 | 0 | 887.94 | 0 | 0 | 0 | 1184.84 | 463.95 | 0 | 129078.3 | 0 | 0 | 1.13 | 0 | 8.59 | 37.78 | 218.2 | 17.08 | 0 | 0 | 90.3649 | 5.7186 | 0 | 0 | 0 | 0 | 0 | 17.0765 | 0 | 0 | 365.4372 | 17.0765 | 0
8058 | 41.09 | 1502.74 | 4.45 | 0 | 0 | 0 | 0 | 45.59 | 0 | 931.89 | 0 | 0 | 0 | 1377.96 | 599.13 | 0 | 129677.44 | 0 | 0 | 1.12 | 0 | 9.49 | 24.56 | 238.45 | 17.08 | 0 | 0 | 92.373 | 6.6717 | 0 | 0 | 0 | 0 | 0 | 17.0765 | 0 | 0 | 365.4372 | 17.0765 | 0
8059 | 16.31 | 733.11 | 4.41 | 0 | 0 | 0 | 0 | 16.37 | 0 | 947.67 | 0 | 0 | 0 | 594.38 | 50.63 | 0 | 129728.07 | 0 | 0 | 1.13 | 0 | 10.18 | 37.87 | 267.03 | 17.08 | 0 | 0 | 97.3933 | 6.6717 | 0 | 0 | 0 | 0 | 0 | 17.0765 | 0 | 0 | 365.4372 | 17.0765 | 0
8060 | 0 | 0 | 4.56 | 0 | 0 | 0 | 0 | 0 | 104.5747 | 839.19 | 0 | 0 | 0 | 0 | 0 | 365.44 | 129362.63 | 0 | 0 | 0 | 0 | 9.7 | 0 | 258.01 | 17.08 | 0 | 0 | 103.4176 | 5.7186 | 0 | 0 | 0 | 0 | 0 | 17.0765 | 0 | 0 | 365.4372 | 17.0765 | 0
8061 | 0 | 0 | 4.85 | 0 | 0 | 0 | 0 | 0 | 103.3408 | 731.99 | 0 | 0 | 0 | 0 | 0 | 365.44 | 128997.19 | 0 | 0 | 0 | 0 | 9.11 | 0 | 246.81 | 17.08 | 0 | 0 | 103.4176 | 4.7655 | 0 | 0 | 0 | 0 | 0 | 17.0765 | 0 | 0 | 365.4372 | 17.0765 | 0
8062 | 0 | 0 | 5.24 | 0 | 0 | 0 | 0 | 0 | 93.9611 | 634.53 | 0 | 0 | 0 | 0 | 0 | 365.44 | 128631.76 | 0 | 0 | 0 | 0 | 8.44 | 0 | 234.11 | 17.08 | 0 | 0 | 95.3851 | 3.8124 | 0 | 0 | 0 | 0 | 0 | 17.0765 | 0 | 0 | 365.4372 | 17.0765 | 0
8063 | 0 | 0 | 5.64 | 0 | 0 | 0 | 0 | 0 | 81.9111 | 549.56 | 0 | 0 | 0 | 0 | 0 | 365.44 | 128266.32 | 0 | 0 | 0.35 | 0 | 8.05 | 0 | 220.37 | 17.08 | 0 | 0 | 84.3406 | 2.8593 | 0 | 0 | 0 | 0 | 0 | 17.0765 | 0 | 0 | 365.4372 | 17.0765 | 0
8064 | 0 | 0 | 6.01 | 0 | 0 | 0 | 0 | 0 | 72.2132 | 474.66 | 0 | 0 | 0 | 0 | 0 | 365.44 | 127900.88 | 0 | 0 | 0 | 0 | 7.34 | 0 | 206.77 | 17.08 | 0 | 0 | 76.3081 | 1.9062 | 0 | 0 | 0 | 0 | 0 | 17.0765 | 0 | 0 | 365.4372 | 17.0765 | 0
8065 | 0 | 0 | 6.4 | 0 | 0 | 0 | 0 | 0 | 65.8412 | 406.36 | 0 | 0 | 0 | 0 | 0 | 365.44 | 127535.45 | 0 | 0 | 0 | 0 | 6.68 | 0 | 194.33 | 17.08 | 0 | 0 | 71.2878 | 0.95311 | 0 | 0 | 0 | 0 | 0 | 17.0765 | 0 | 0 | 365.4372 | 17.0765 | 0
8066 | 0 | 0 | 6.79 | 0 | 0 | 0 | 0 | 0 | 61.4839 | 342.58 | 0 | 0 | 0 | 0 | 0 | 365.44 | 127170.01 | 0 | 0 | 0 | 0 | 5.95 | 0 | 180.33 | 17.08 | 0 | 0 | 68.2757 | 0 | 0 | 0 | 0 | 0 | 0 | 17.0765 | 0 | 0 | 365.4372 | 17.0765 | 0
8067 | 0 | 0 | 7.29 | 0 | 0 | 0 | 0 | 0 | 59.9801 | 280.35 | 0 | 0 | 0 | 0 | 0 | 365.44 | 126804.57 | 0 | 0 | 0 | 0 | 5.06 | 0 | 163.56 | 17.08 | 0 | 0 | 67.2716 | 0 | 0 | 0 | 0 | 0 | 0 | 17.0765 | 0 | 0 | 365.4372 | 17.0765 | 0
8068 | 0 | 0 | 8.1 | 0 | 0 | 0 | 0 | 0 | 60.1729 | 217.93 | 0 | 0 | 0 | 0 | 0 | 365.44 | 126439.13 | 0 | 0 | 0 | 0 | 4.13 | 0 | 145.84 | 17.08 | 0 | 0 | 68.2757 | 0 | 0 | 0 | 0 | 0 | 0 | 17.0765 | 0 | 0 | 365.4372 | 17.0765 | 0
8069 | 0 | 0 | 9.23 | 0 | 0 | 0 | 0 | 0 | 62.0527 | 153.56 | 0 | 0 | 0 | 0 | 0 | 365.44 | 126073.7 | 0 | 0 | 0 | 0 | 3.22 | 0 | 128.62 | 17.08 | 0 | 0 | 71.2878 | 0 | 0 | 0 | 0 | 0 | 0 | 17.0765 | 0 | 0 | 365.4372 | 17.0765 | 0
8070 | 0 | 0 | 10.5 | 0 | 0 | 0 | 0 | 0 | 66.7666 | 84.3 | 0 | 0 | 0 | 0 | 0 | 365.44 | 125708.26 | 0 | 0 | 0 | 0 | 2.3 | 0 | 110.97 | 17.08 | 0 | 0 | 76.3081 | 0.95311 | 0 | 0 | 0 | 0 | 0 | 17.0765 | 0 | 0 | 365.4372 | 17.0765 | 0
8071 | 0 | 0 | 12.02 | 0 | 0 | 0 | 0 | 0 | 71.2107 | 10.43 | 0 | 0 | 0 | 0 | 0 | 365.44 | 125342.82 | 0 | 0 | 0 | 0 | 1.4 | 0 | 93.92 | 17.08 | 0 | 0 | 81.3284 | 1.9062 | 0 | 0 | 0 | 0 | 0 | 17.0765 | 0 | 0 | 365.4372 | 17.0765 | 0
8072 | 2.89 | 148.25 | 13.63 | 0 | 0 | 0 | 0 | 0 | 0 | 10.43 | 0 | 0 | 0 | 73.35 | 0 | 314.09 | 125028.73 | 0 | 0 | 1.26 | 0 | 1.77 | 0 | 78.3 | 17.08 | 0 | 0 | 86.3487 | 3.8124 | 0 | 0 | 0 | 0 | 0 | 17.0765 | 0 | 0 | 365.4372 | 17.0765 | 0
8073 | 10.06 | 480.16 | 15.28 | 0 | 0 | 0 | 0 | 157.14 | 0 | 161.91 | 0 | 0 | 0 | 211.09 | 0 | 217.68 | 124811.05 | 0 | 0 | 1.22 | 0 | 2.39 | 40.97 | 106.83 | 17.08 | 0 | 0 | 89.3608 | 5.7186 | 0 | 0 | 0 | 0 | 0 | 17.0765 | 0 | 0 | 365.4372 | 17.0765 | 0
8074 | 15.9 | 717.45 | 17.2 | 0 | 0 | 0 | 0 | 0 | 0 | 161.91 | 0 | 0 | 0 | 654.17 | 92.48 | 0 | 124903.54 | 0 | 0 | 1.2 | 0 | 3.1 | 0 | 98.75 | 17.08 | 0 | 0 | 91.3689 | 3.8124 | 0 | 0 | 0 | 0 | 0 | 17.0765 | 0 | 0 | 365.4372 | 17.0765 | 0
8075 | 18.15 | 802.34 | 18.95 | 0 | 0 | 0 | 0 | 157.14 | 0 | 313.39 | 0 | 0 | 0 | 545.31 | 16.28 | 0 | 124919.81 | 0 | 0 | 1.18 | 0 | 3.87 | 39.62 | 129.71 | 17.08 | 0 | 0 | 92.373 | 3.8124 | 0 | 0 | 0 | 0 | 0 | 17.0765 | 0 | 0 | 365.4372 | 17.0765 | 0
8076 | 23.53 | 991.63 | 20.14 | 0 | 0 | 0 | 0 | 157.14 | 0 | 464.87 | 0 | 0 | 0 | 781.8 | 181.82 | 0 | 125101.64 | 0 | 0 | 1.19 | 0 | 4.82 | 0 | 126.27 | 17.08 | 0 | 0 | 91.3689 | 3.8124 | 0 | 0 | 0 | 0 | 0 | 17.0765 | 0 | 0 | 365.4372 | 17.0765 | 0
8077 | 27.53 | 1121.22 | 20.52 | 0 | 0 | 0 | 0 | 0 | 0 | 464.87 | 0 | 0 | 0 | 1072.94 | 385.62 | 0 | 125487.25 | 0 | 0 | 1.2 | 0 | 5.86 | 0 | 124.46 | 17.08 | 0 | 0 | 90.3649 | 4.7655 | 0 | 0 | 0 | 0 | 0 | 17.0765 | 0 | 0 | 365.4372 | 17.0765 | 0
8078 | 29.95 | 1195.48 | 20.3 | 0 | 0 | 0 | 0 | 157.14 | 0 | 616.35 | 0 | 0 | 0 | 953.8 | 302.22 | 0 | 125789.47 | 0 | 0 | 1.18 | 0 | 6.92 | 39.49 | 160.8 | 17.08 | 0 | 0 | 89.3608 | 4.7655 | 0 | 0 | 0 | 0 | 0 | 17.0765 | 0 | 0 | 365.4372 | 17.0765 | 0
8079 | 27.37 | 1116.25 | 19.95 | 0 | 0 | 0 | 0 | 29.42 | 0 | 644.71 | 0 | 0 | 0 | 1038.9 | 361.79 | 0 | 126151.26 | 0 | 0 | 1.13 | 0 | 7.93 | 0 | 159.52 | 17.08 | 0 | 0 | 89.3608 | 4.7655 | 0 | 0 | 0 | 0 | 0 | 17.0765 | 0 | 0 | 365.4372 | 17.0765 | 0
8080 | 23.95 | 1005.65 | 18.54 | 0 | 0 | 0 | 0 | 157.14 | 0 | 796.19 | 0 | 0 | 0 | 758.24 | 165.33 | 0 | 126316.59 | 0 | 0 | 1.12 | 0 | 8.95 | 37.52 | 194.28 | 17.08 | 0 | 0 | 89.3608 | 4.7655 | 0 | 0 | 0 | 0 | 0 | 17.0765 | 0 | 0 | 365.4372 | 17.0765 | 0
8081 | 20.04 | 870.97 | 17.01 | 0 | 0 | 0 | 0 | 157.14 | 0 | 947.67 | 0 | 0 | 0 | 614.88 | 64.98 | 0 | 126381.58 | 0 | 0 | 1.13 | 0 | 9.99 | 37.78 | 229.52 | 17.08 | 0 | 0 | 91.3689 | 5.7186 | 0 | 0 | 0 | 0 | 0 | 17.0765 | 0 | 0 | 365.4372 | 17.0765 | 0
8082 | 20.17 | 875.62 | 16.21 | 0 | 0 | 0 | 0 | 0 | 0 | 947.67 | 0 | 0 | 0 | 810.84 | 202.15 | 0 | 126583.72 | 0 | 0 | 1.12 | 0 | 10.89 | 0 | 226.43 | 17.08 | 0 | 0 | 93.377 | 6.6717 | 0 | 0 | 0 | 0 | 0 | 17.0765 | 0 | 0 | 365.4372 | 17.0765 | 0
8083 | 6.65 | 328.08 | 16.25 | 0 | 0 | 0 | 0 | 0 | 0 | 947.67 | 0 | 0 | 0 | 205.9 | 0 | 221.31 | 126362.42 | 0 | 0 | 1.13 | 0 | 11.57 | 37.87 | 255.02 | 17.08 | 0 | 0 | 99.4014 | 6.6717 | 0 | 0 | 0 | 0 | 0 | 17.0765 | 0 | 0 | 365.4372 | 17.0765 | 0
8084 | 0 | 0 | 17.03 | 0 | 0 | 0 | 0 | 0 | 94.1153 | 850.04 | 0 | 0 | 0 | 0 | 0 | 365.44 | 125996.98 | 0 | 0 | 0 | 0 | 11.1 | 0 | 245.99 | 17.08 | 0 | 0 | 105.4257 | 5.7186 | 0 | 0 | 0 | 0 | 0 | 17.0765 | 0 | 0 | 365.4372 | 17.0765 | 0
8085 | 0 | 0 | 18.48 | 0 | 0 | 0 | 0 | 0 | 90.7028 | 755.95 | 0 | 0 | 0 | 0 | 0 | 365.44 | 125631.54 | 0 | 0 | 0 | 0 | 10.51 | 0 | 234.8 | 17.08 | 0 | 0 | 104.4216 | 4.7655 | 0 | 0 | 0 | 0 | 0 | 17.0765 | 0 | 0 | 365.4372 | 17.0765 | 0
8086 | 0 | 0 | 20.63 | 0 | 0 | 0 | 0 | 0 | 79.5782 | 673.4 | 0 | 0 | 0 | 0 | 0 | 365.44 | 125266.11 | 0 | 0 | 0 | 0 | 9.84 | 0 | 222.09 | 17.08 | 0 | 0 | 96.3892 | 3.8124 | 0 | 0 | 0 | 0 | 0 | 17.0765 | 0 | 0 | 365.4372 | 17.0765 | 0
8087 | 0 | 0 | 22.51 | 0 | 0 | 0 | 0 | 0 | 65.6966 | 605.26 | 0 | 0 | 0 | 0 | 0 | 365.44 | 124900.67 | 0 | 0 | 0 | 0 | 9.12 | 0 | 208.36 | 17.08 | 0 | 0 | 85.3446 | 2.8593 | 0 | 0 | 0 | 0 | 0 | 17.0765 | 0 | 0 | 365.4372 | 17.0765 | 0
8088 | 0 | 0 | 23.58 | 0 | 0 | 0 | 0 | 0 | 55.6421 | 547.54 | 0 | 0 | 0 | 0 | 0 | 365.44 | 124535.23 | 0 | 0 | 0 | 0 | 8.4 | 0 | 194.76 | 17.08 | 0 | 0 | 77.3122 | 1.9062 | 0 | 0 | 0 | 0 | 0 | 17.0765 | 0 | 0 | 365.4372 | 17.0765 | 0
8089 | 0 | 0 | 24.1 | 0 | 0 | 0 | 0 | 0 | 49.1447 | 496.56 | 0 | 0 | 0 | 0 | 0 | 365.44 | 124169.79 | 0 | 0 | 0 | 0 | 7.75 | 0 | 182.32 | 17.08 | 0 | 0 | 72.2919 | 0.95311 | 0 | 0 | 0 | 0 | 0 | 17.0765 | 0 | 0 | 365.4372 | 17.0765 | 0
8090 | 0 | 0 | 24.41 | 0 | 0 | 0 | 0 | 0 | 44.8646 | 450.01 | 0 | 0 | 0 | 0 | 0 | 365.44 | 123804.36 | 0 | 0 | 0 | 0 | 7.01 | 0 | 168.32 | 17.08 | 0 | 0 | 69.2797 | 0 | 0 | 0 | 0 | 0 | 0 | 17.0765 | 0 | 0 | 365.4372 | 17.0765 | 0
8091 | 0 | 0 | 24.59 | 0 | 0 | 0 | 0 | 0 | 42.6859 | 405.74 | 0 | 0 | 0 | 0 | 0 | 365.44 | 123438.92 | 0 | 0 | 0 | 0 | 6.13 | 0 | 151.54 | 17.08 | 0 | 0 | 67.2716 | 0 | 0 | 0 | 0 | 0 | 0 | 17.0765 | 0 | 0 | 365.4372 | 17.0765 | 0
8092 | 0 | 0 | 24.45 | 0 | 0 | 0 | 0 | 0 | 43.8331 | 360.27 | 0 | 0 | 0 | 0 | 0 | 365.44 | 123073.48 | 0 | 0 | 0 | 0 | 5.2 | 0 | 133.83 | 17.08 | 0 | 0 | 68.2757 | 0 | 0 | 0 | 0 | 0 | 0 | 17.0765 | 0 | 0 | 365.4372 | 17.0765 | 0
8093 | 0 | 0 | 23.86 | 0 | 0 | 0 | 0 | 0 | 48.4314 | 310.03 | 0 | 0 | 0 | 0 | 0 | 365.44 | 122708.05 | 0 | 0 | 0 | 0 | 4.29 | 0 | 116.61 | 17.08 | 0 | 0 | 72.2919 | 0 | 0 | 0 | 0 | 0 | 0 | 17.0765 | 0 | 0 | 365.4372 | 17.0765 | 0
8094 | 0 | 0 | 23.47 | 0 | 0 | 0 | 0 | 0 | 53.7912 | 254.23 | 0 | 0 | 0 | 0 | 0 | 365.44 | 122342.61 | 0 | 0 | 0 | 0 | 3.36 | 0 | 98.96 | 17.08 | 0 | 0 | 76.3081 | 0.95311 | 0 | 0 | 0 | 0 | 0 | 17.0765 | 0 | 0 | 365.4372 | 17.0765 | 0
8095 | 0 | 0 | 23.3 | 0 | 0 | 0 | 0 | 0 | 59.9415 | 192.05 | 0 | 0 | 0 | 0 | 0 | 365.44 | 121977.17 | 0 | 0 | 0 | 0 | 2.46 | 0 | 81.91 | 17.08 | 0 | 0 | 81.3284 | 1.9062 | 0 | 0 | 0 | 0 | 0 | 17.0765 | 0 | 0 | 365.4372 | 17.0765 | 0
8096 | 7.19 | 353.02 | 23.41 | 0 | 0 | 0 | 0 | 157.14 | 0 | 343.53 | 0 | 0 | 0 | 135.06 | 0 | 270.89 | 121706.28 | 0 | 0 | 1.26 | 0 | 2.84 | 0 | 66.29 | 17.08 | 0 | 0 | 86.3487 | 3.8124 | 0 | 0 | 0 | 0 | 0 | 17.0765 | 0 | 0 | 365.4372 | 17.0765 | 0
8097 | 19.83 | 863.3 | 23.92 | 0 | 0 | 0 | 0 | 0 | 0 | 343.53 | 0 | 0 | 0 | 810.74 | 202.08 | 0 | 121908.36 | 0 | 0 | 1.22 | 0 | 3.45 | 0 | 55.89 | 17.08 | 0 | 0 | 89.3608 | 5.7186 | 0 | 0 | 0 | 0 | 0 | 17.0765 | 0 | 0 | 365.4372 | 17.0765 | 0
8098 | 30.6 | 1214.98 | 24.37 | 0 | 0 | 0 | 0 | 155.29 | 0 | 493.23 | 0 | 0 | 0 | 978.11 | 319.24 | 0 | 122227.6 | 0 | 0 | 1.2 | 0 | 4.16 | 40.17 | 85.97 | 17.08 | 0 | 0 | 91.3689 | 3.8124 | 0 | 0 | 0 | 0 | 0 | 17.0765 | 0 | 0 | 365.4372 | 17.0765 | 0
8099 | 37.48 | 1409.06 | 25.27 | 0 | 0 | 0 | 0 | 0 | 0 | 493.23 | 0 | 0 | 0 | 1375.45 | 597.38 | 0 | 122824.98 | 0 | 0 | 1.18 | 0 | 4.94 | 0 | 79.29 | 17.08 | 0 | 0 | 91.3689 | 3.8124 | 0 | 0 | 0 | 0 | 0 | 17.0765 | 0 | 0 | 365.4372 | 17.0765 | 0
8100 | 39.3 | 1456.84 | 26.28 | 0 | 0 | 0 | 0 | 157.14 | 0 | 644.71 | 0 | 0 | 0 | 1229.21 | 495.01 | 0 | 123319.98 | 0 | 0 | 1.19 | 0 | 5.88 | 39.7 | 113.57 | 17.08 | 0 | 0 | 91.3689 | 3.8124 | 0 | 0 | 0 | 0 | 0 | 17.0765 | 0 | 0 | 365.4372 | 17.0765 | 0
8101 | 39.21 | 1454.64 | 26.84 | 0 | 0 | 0 | 0 | 157.14 | 0 | 796.19 | 0 | 0 | 0 | 1227.92 | 494.1 | 0 | 123814.09 | 0 | 0 | 1.2 | 0 | 6.93 | 40.31 | 150.05 | 17.08 | 0 | 0 | 89.3608 | 4.7655 | 0 | 0 | 0 | 0 | 0 | 17.0765 | 0 | 0 | 365.4372 | 17.0765 | 0
8102 | 37.43 | 1407.75 | 26.94 | 0 | 0 | 0 | 0 | 0 | 0 | 796.19 | 0 | 0 | 0 | 1377.82 | 599.04 | 0 | 124413.13 | 0 | 0 | 1.18 | 0 | 7.99 | 0 | 148.88 | 17.08 | 0 | 0 | 88.3568 | 4.7655 | 0 | 0 | 0 | 0 | 0 | 17.0765 | 0 | 0 | 365.4372 | 17.0765 | 0
8103 | 35.8 | 1363.6 | 26.79 | 0 | 0 | 0 | 0 | 0 | 0 | 796.19 | 0 | 0 | 0 | 1293.92 | 540.3 | 0 | 124953.43 | 0 | 0 | 1.13 | 0 | 9 | 38.02 | 183.71 | 17.08 | 0 | 0 | 88.3568 | 4.7655 | 0 | 0 | 0 | 0 | 0 | 17.0765 | 0 | 0 | 365.4372 | 17.0765 | 0
8104 | 33.55 | 1300.88 | 26.74 | 0 | 0 | 0 | 0 | 0 | 0 | 796.19 | 0 | 0 | 0 | 1265.93 | 520.71 | 0 | 125474.14 | 0 | 0 | 1.12 | 0 | 10.02 | 0 | 182.83 | 17.08 | 0 | 0 | 89.3608 | 4.7655 | 0 | 0 | 0 | 0 | 0 | 17.0765 | 0 | 0 | 365.4372 | 17.0765 | 0
8105 | 30.9 | 1223.9 | 26.38 | 0 | 0 | 0 | 0 | 157.14 | 0 | 947.67 | 0 | 0 | 0 | 989.06 | 326.9 | 0 | 125801.05 | 0 | 0 | 1.13 | 0 | 11.05 | 37.78 | 218.07 | 17.08 | 0 | 0 | 90.3649 | 5.7186 | 0 | 0 | 0 | 0 | 0 | 17.0765 | 0 | 0 | 365.4372 | 17.0765 | 0
8106 | 32.18 | 1261.64 | 25.77 | 0 | 0 | 0 | 0 | 0 | 0 | 947.67 | 0 | 0 | 0 | 1219.42 | 488.16 | 0 | 126289.2 | 0 | 0 | 1.12 | 0 | 11.96 | 0 | 214.98 | 17.08 | 0 | 0 | 92.373 | 6.6717 | 0 | 0 | 0 | 0 | 0 | 17.0765 | 0 | 0 | 365.4372 | 17.0765 | 0
8107 | 13.18 | 610.01 | 25.45 | 0 | 0 | 0 | 0 | 0 | 0 | 947.67 | 0 | 0 | 0 | 542.43 | 14.27 | 0 | 126303.47 | 0 | 0 | 1.13 | 0 | 12.64 | 0 | 207.59 | 17.08 | 0 | 0 | 98.3973 | 6.6717 | 0 | 0 | 0 | 0 | 0 | 17.0765 | 0 | 0 | 365.4372 | 17.0765 | 0
8108 | 0 | 0 | 25.25 | 0 | 0 | 0 | 0 | 0 | 83.8873 | 860.65 | 0 | 0 | 0 | 0 | 0 | 365.44 | 125938.03 | 0 | 0 | 0 | 0 | 12.16 | 0 | 198.56 | 17.08 | 0 | 0 | 103.4176 | 5.7186 | 0 | 0 | 0 | 0 | 0 | 17.0765 | 0 | 0 | 365.4372 | 17.0765 | 0
8109 | 0 | 0 | 24.95 | 0 | 0 | 0 | 0 | 0 | 83.2318 | 774.31 | 0 | 0 | 0 | 0 | 0 | 365.44 | 125572.6 | 0 | 0 | 0 | 0 | 11.58 | 0 | 187.37 | 17.08 | 0 | 0 | 103.4176 | 4.7655 | 0 | 0 | 0 | 0 | 0 | 17.0765 | 0 | 0 | 365.4372 | 17.0765 | 0
8110 | 0 | 0 | 24.83 | 0 | 0 | 0 | 0 | 0 | 74.363 | 697.17 | 0 | 0 | 0 | 0 | 0 | 365.44 | 125207.16 | 0 | 0 | 0 | 0 | 10.91 | 0 | 174.67 | 17.08 | 0 | 0 | 95.3851 | 3.8124 | 0 | 0 | 0 | 0 | 0 | 17.0765 | 0 | 0 | 365.4372 | 17.0765 | 0
8111 | 0 | 0 | 24.42 | 0 | 0 | 0 | 0 | 0 | 62.7757 | 632.04 | 0 | 0 | 0 | 0 | 0 | 365.44 | 124841.72 | 0 | 0 | 0 | 0 | 10.18 | 0 | 160.93 | 17.08 | 0 | 0 | 84.3406 | 2.8593 | 0 | 0 | 0 | 0 | 0 | 17.0765 | 0 | 0 | 365.4372 | 17.0765 | 0
8112 | 0 | 0 | 23.44 | 0 | 0 | 0 | 0 | 0 | 54.7745 | 575.23 | 0 | 0 | 0 | 0 | 0 | 365.44 | 124476.29 | 0 | 0 | 0 | 0 | 9.47 | 0 | 147.33 | 17.08 | 0 | 0 | 76.3081 | 1.9062 | 0 | 0 | 0 | 0 | 0 | 17.0765 | 0 | 0 | 365.4372 | 17.0765 | 0
8113 | 0 | 0 | 22.22 | 0 | 0 | 0 | 0 | 0 | 50.022 | 523.33 | 0 | 0 | 0 | 0 | 0 | 365.44 | 124110.85 | 0 | 0 | 0 | 0 | 8.81 | 0 | 134.89 | 17.08 | 0 | 0 | 71.2878 | 0.95311 | 0 | 0 | 0 | 0 | 0 | 17.0765 | 0 | 0 | 365.4372 | 17.0765 | 0
8114 | 0 | 0 | 21.06 | 0 | 0 | 0 | 0 | 0 | 46.2142 | 475.4 | 0 | 0 | 0 | 0 | 0 | 365.44 | 123745.41 | 0 | 0 | 0 | 0 | 8.08 | 0 | 120.89 | 17.08 | 0 | 0 | 67.2716 | 0 | 0 | 0 | 0 | 0 | 0 | 17.0765 | 0 | 0 | 365.4372 | 17.0765 | 0
8115 | 0 | 0 | 20.18 | 0 | 0 | 0 | 0 | 0 | 46.0888 | 427.59 | 0 | 0 | 0 | 0 | 0 | 365.44 | 123379.97 | 0 | 0 | 0 | 0 | 7.19 | 0 | 104.12 | 17.08 | 0 | 0 | 66.2676 | 0 | 0 | 0 | 0 | 0 | 0 | 17.0765 | 0 | 0 | 365.4372 | 17.0765 | 0
8116 | 0 | 0 | 19.49 | 0 | 0 | 0 | 0 | 0 | 47.7758 | 378.03 | 0 | 0 | 0 | 0 | 0 | 365.44 | 123014.54 | 0 | 0 | 0 | 0 | 6.26 | 0 | 86.4 | 17.08 | 0 | 0 | 67.2716 | 0 | 0 | 0 | 0 | 0 | 0 | 17.0765 | 0 | 0 | 365.4372 | 17.0765 | 0
8117 | 0 | 0 | 18.46 | 0 | 0 | 0 | 0 | 0 | 51.8246 | 324.27 | 0 | 0 | 0 | 0 | 0 | 365.44 | 122649.1 | 0 | 0 | 0 | 0 | 5.36 | 0 | 69.18 | 17.08 | 0 | 0 | 70.2838 | 0 | 0 | 0 | 0 | 0 | 0 | 17.0765 | 0 | 0 | 365.4372 | 17.0765 | 0
8118 | 0 | 0 | 17.69 | 0 | 0 | 0 | 0 | 0 | 58.5726 | 263.51 | 0 | 0 | 0 | 0 | 0 | 365.44 | 122283.66 | 0 | 0 | 0 | 0 | 4.43 | 0 | 51.53 | 17.08 | 0 | 0 | 75.3041 | 0.95311 | 0 | 0 | 0 | 0 | 0 | 17.0765 | 0 | 0 | 365.4372 | 17.0765 | 0
8119 | 0 | 0 | 17.57 | 0 | 0 | 0 | 0 | 0 | 64.6651 | 196.43 | 0 | 0 | 0 | 0 | 0 | 365.44 | 121918.23 | 0 | 0 | 0 | 0 | 3.53 | 0 | 34.48 | 17.08 | 0 | 0 | 80.3243 | 1.9062 | 0 | 0 | 0 | 0 | 0 | 17.0765 | 0 | 0 | 365.4372 | 17.0765 | 0
8120 | 13.03 | 604.29 | 17.85 | 0 | 0 | 0 | 0 | 0 | 0 | 196.43 | 0 | 0 | 0 | 502.65 | 0 | 13.59 | 121904.64 | 0 | 0 | 1.26 | 0 | 3.9 | 42.12 | 58.88 | 17.08 | 0 | 0 | 85.3446 | 3.8124 | 0 | 0 | 0 | 0 | 0 | 17.0765 | 0 | 0 | 365.4372 | 17.0765 | 0
8121 | 27 | 1104.72 | 18.38 | 0 | 0 | 0 | 0 | 0 | 0 | 196.43 | 0 | 0 | 0 | 1013.83 | 344.25 | 0 | 122248.89 | 0 | 0 | 1.22 | 0 | 4.52 | 40.97 | 87.4 | 17.08 | 0 | 0 | 88.3568 | 5.7186 | 0 | 0 | 0 | 0 | 0 | 17.0765 | 0 | 0 | 365.4372 | 17.0765 | 0
8122 | 37.21 | 1401.91 | 17.72 | 0 | 0 | 0 | 0 | 0 | 0 | 196.43 | 0 | 0 | 0 | 1361.47 | 587.59 | 0 | 122836.48 | 0 | 0 | 1.2 | 0 | 5.23 | 0 | 79.32 | 17.08 | 0 | 0 | 90.3649 | 3.8124 | 0 | 0 | 0 | 0 | 0 | 17.0765 | 0 | 0 | 365.4372 | 17.0765 | 0
8123 | 44.51 | 1587.08 | 16.63 | 0 | 0 | 0 | 0 | 135.27 | 0 | 326.84 | 0 | 0 | 0 | 1377.96 | 599.13 | 0 | 123435.61 | 0 | 0 | 1.18 | 0 | 6 | 39.62 | 110.28 | 17.08 | 0 | 0 | 90.3649 | 3.8124 | 0 | 0 | 0 | 0 | 0 | 17.0765 | 0 | 0 | 365.4372 | 17.0765 | 0
8124 | 44.17 | 1578.91 | 15.38 | 0 | 0 | 0 | 0 | 126.45 | 0 | 448.74 | 0 | 0 | 0 | 1377.96 | 599.13 | 0 | 124034.74 | 0 | 0 | 1.19 | 0 | 6.95 | 39.7 | 144.56 | 17.08 | 0 | 0 | 89.3608 | 3.8124 | 0 | 0 | 0 | 0 | 0 | 17.0765 | 0 | 0 | 365.4372 | 17.0765 | 0
8125 | 42.03 | 1526.24 | 13.78 | 0 | 0 | 0 | 0 | 109.77 | 0 | 554.55 | 0 | 0 | 0 | 1377.96 | 599.13 | 0 | 124633.88 | 0 | 0 | 1.2 | 0 | 7.99 | 0 | 142.74 | 17.08 | 0 | 0 | 88.3568 | 4.7655 | 0 | 0 | 0 | 0 | 0 | 17.0765 | 0 | 0 | 365.4372 | 17.0765 | 0
8126 | 38.22 | 1428.77 | 12.03 | 0 | 0 | 0 | 0 | 7.78 | 0 | 562.05 | 0 | 0 | 0 | 1377.96 | 599.13 | 0 | 125233.01 | 0 | 0 | 1.18 | 0 | 9.05 | 0 | 141.58 | 17.08 | 0 | 0 | 87.3527 | 4.7655 | 0 | 0 | 0 | 0 | 0 | 17.0765 | 0 | 0 | 365.4372 | 17.0765 | 0
8127 | 38.97 | 1448.37 | 10.34 | 0 | 0 | 0 | 0 | 157.14 | 0 | 713.53 | 0 | 0 | 0 | 1209.28 | 481.06 | 0 | 125714.07 | 0 | 0 | 1.13 | 0 | 10.06 | 38.02 | 176.41 | 17.08 | 0 | 0 | 87.3527 | 4.7655 | 0 | 0 | 0 | 0 | 0 | 17.0765 | 0 | 0 | 365.4372 | 17.0765 | 0
8128 | 39.74 | 1468.28 | 9.01 | 0 | 0 | 0 | 0 | 45.84 | 0 | 757.72 | 0 | 0 | 0 | 1377.96 | 599.13 | 0 | 126313.2 | 0 | 0 | 1.12 | 0 | 11.08 | 0 | 175.52 | 17.08 | 0 | 0 | 87.3527 | 4.7655 | 0 | 0 | 0 | 0 | 0 | 17.0765 | 0 | 0 | 365.4372 | 17.0765 | 0
8129 | 40.76 | 1494.34 | 8.09 | 0 | 0 | 0 | 0 | 52.43 | 0 | 808.26 | 0 | 0 | 0 | 1356.76 | 584.3 | 0 | 126897.5 | 0 | 0 | 1.13 | 0 | 12.12 | 37.78 | 210.76 | 17.08 | 0 | 0 | 89.3608 | 5.7186 | 0 | 0 | 0 | 0 | 0 | 17.0765 | 0 | 0 | 365.4372 | 17.0765 | 0
8130 | 43.5 | 1562.58 | 7.37 | 0 | 0 | 0 | 0 | 137.33 | 0 | 940.65 | 0 | 0 | 0 | 1377.96 | 599.13 | 0 | 127496.63 | 0 | 0 | 1.12 | 0 | 13.02 | 0 | 207.68 | 17.08 | 0 | 0 | 90.3649 | 6.6717 | 0 | 0 | 0 | 0 | 0 | 17.0765 | 0 | 0 | 365.4372 | 17.0765 | 0
8131 | 21.89 | 935.96 | 6.96 | 0 | 0 | 0 | 0 | 0 | 0 | 940.65 | 0 | 0 | 0 | 822.75 | 210.49 | 0 | 127707.12 | 0 | 0 | 1.13 | 0 | 13.71 | 37.87 | 236.26 | 17.08 | 0 | 0 | 96.3892 | 6.6717 | 0 | 0 | 0 | 0 | 0 | 17.0765 | 0 | 0 | 365.4372 | 17.0765 | 0
8132 | 0 | 0 | 6.78 | 0 | 0 | 0 | 0 | 0 | 101.3453 | 835.52 | 0 | 0 | 0 | 0 | 0 | 365.44 | 127341.68 | 0 | 0 | 0 | 0 | 13.23 | 0 | 227.24 | 17.08 | 0 | 0 | 102.4135 | 5.7186 | 0 | 0 | 0 | 0 | 0 | 17.0765 | 0 | 0 | 365.4372 | 17.0765 | 0
8133 | 0 | 0 | 6.85 | 0 | 0 | 0 | 0 | 0 | 100.3331 | 731.44 | 0 | 0 | 0 | 0 | 0 | 365.44 | 126976.24 | 0 | 0 | 0 | 0 | 12.64 | 0 | 216.04 | 17.08 | 0 | 0 | 102.4135 | 4.7655 | 0 | 0 | 0 | 0 | 0 | 17.0765 | 0 | 0 | 365.4372 | 17.0765 | 0
8134 | 0 | 0 | 6.69 | 0 | 0 | 0 | 0 | 0 | 91.5029 | 636.51 | 0 | 0 | 0 | 0 | 0 | 365.44 | 126610.81 | 0 | 0 | 0 | 0 | 11.97 | 0 | 203.34 | 17.08 | 0 | 0 | 94.3811 | 3.8124 | 0 | 0 | 0 | 0 | 0 | 17.0765 | 0 | 0 | 365.4372 | 17.0765 | 0
8135 | 0 | 0 | 6.39 | 0 | 0 | 0 | 0 | 0 | 81.1013 | 552.38 | 0 | 0 | 0 | 0 | 0 | 365.44 | 126245.37 | 0 | 0 | 1.29 | 0 | 12.48 | 0 | 189.6 | 17.08 | 0 | 0 | 83.3365 | 2.8593 | 0 | 0 | 0 | 0 | 0 | 17.0765 | 0 | 0 | 365.4372 | 17.0765 | 0
8136 | 0 | 0 | 6.19 | 0 | 0 | 0 | 0 | 0 | 70.0153 | 479.75 | 0 | 0 | 0 | 0 | 0 | 365.44 | 125879.93 | 0 | 0 | 0 | 0 | 11.76 | 0 | 176 | 17.08 | 0 | 0 | 74.3 | 1.9062 | 0 | 0 | 0 | 0 | 0 | 17.0765 | 0 | 0 | 365.4372 | 17.0765 | 0
8137 | 0 | 0 | 5.98 | 0 | 0 | 0 | 0 | 0 | 65.2532 | 412.06 | 0 | 0 | 0 | 0 | 0 | 365.44 | 125514.5 | 0 | 0 | 0 | 0 | 11.11 | 0 | 163.56 | 17.08 | 0 | 0 | 70.2838 | 0.95311 | 0 | 0 | 0 | 0 | 0 | 17.0765 | 0 | 0 | 365.4372 | 17.0765 | 0
8138 | 0 | 0 | 5.81 | 0 | 0 | 0 | 0 | 0 | 60.4621 | 349.34 | 0 | 0 | 0 | 0 | 0 | 365.44 | 125149.06 | 0 | 0 | 0 | 0 | 10.37 | 0 | 149.56 | 17.08 | 0 | 0 | 66.2676 | 0 | 0 | 0 | 0 | 0 | 0 | 17.0765 | 0 | 0 | 365.4372 | 17.0765 | 0
8139 | 0 | 0 | 5.68 | 0 | 0 | 0 | 0 | 0 | 59.5848 | 287.53 | 0 | 0 | 0 | 0 | 0 | 365.44 | 124783.62 | 0 | 0 | 0 | 0 | 9.49 | 0 | 132.79 | 17.08 | 0 | 0 | 65.2635 | 0 | 0 | 0 | 0 | 0 | 0 | 17.0765 | 0 | 0 | 365.4372 | 17.0765 | 0
8140 | 0 | 0 | 5.51 | 0 | 0 | 0 | 0 | 0 | 60.7609 | 224.5 | 0 | 0 | 0 | 0 | 0 | 365.44 | 124418.18 | 0 | 0 | 0 | 0 | 8.56 | 0 | 115.07 | 17.08 | 0 | 0 | 66.2676 | 0 | 0 | 0 | 0 | 0 | 0 | 17.0765 | 0 | 0 | 365.4372 | 17.0765 | 0
8141 | 0 | 0 | 5.38 | 0 | 0 | 0 | 0 | 0 | 64.8965 | 157.18 | 0 | 0 | 0 | 0 | 0 | 365.44 | 124052.75 | 0 | 0 | 0 | 0 | 7.65 | 0 | 97.85 | 17.08 | 0 | 0 | 70.2838 | 0 | 0 | 0 | 0 | 0 | 0 | 17.0765 | 0 | 0 | 365.4372 | 17.0765 | 0
8142 | 0 | 0 | 5.3 | 0 | 0 | 0 | 0 | 0 | 69.9575 | 84.61 | 0 | 0 | 0 | 0 | 0 | 365.44 | 123687.31 | 0 | 0 | 0 | 0 | 6.72 | 0 | 80.2 | 17.08 | 0 | 0 | 74.3 | 0.95311 | 0 | 0 | 0 | 0 | 0 | 17.0765 | 0 | 0 | 365.4372 | 17.0765 | 0
8143 | 0 | 0 | 5.28 | 0 | 0 | 0 | 0 | 0 | 75.9439 | 5.82 | 0 | 0 | 0 | 0 | 0 | 365.44 | 123321.87 | 0 | 0 | 0 | 0 | 5.82 | 0 | 63.15 | 17.08 | 0 | 0 | 79.3203 | 1.9062 | 0 | 0 | 0 | 0 | 0 | 17.0765 | 0 | 0 | 365.4372 | 17.0765 | 0
8144 | 5.62 | 280.22 | 5.25 | 0 | 0 | 0 | 0 | 0.39 | 0 | 6.2 | 0 | 0 | 0 | 159.17 | 0 | 254.02 | 123067.85 | 0 | 0 | 1.26 | 0 | 6.2 | 42.12 | 87.55 | 17.08 | 0 | 0 | 84.3406 | 3.8124 | 0 | 0 | 0 | 0 | 0 | 17.0765 | 0 | 0 | 365.4372 | 17.0765 | 0
8145 | 17.4 | 774.36 | 5.33 | 0 | 0 | 0 | 0 | 157.14 | 0 | 157.68 | 0 | 0 | 0 | 545.66 | 16.52 | 0 | 123084.38 | 0 | 0 | 1.22 | 0 | 6.81 | 0 | 77.15 | 17.08 | 0 | 0 | 87.3527 | 5.7186 | 0 | 0 | 0 | 0 | 0 | 17.0765 | 0 | 0 | 365.4372 | 17.0765 | 0
8146 | 27.91 | 1133.03 | 5.34 | 0 | 0 | 0 | 0 | 157.14 | 0 | 309.16 | 0 | 0 | 0 | 914.77 | 274.9 | 0 | 123359.28 | 0 | 0 | 1.2 | 0 | 7.52 | 0 | 69.07 | 17.08 | 0 | 0 | 89.3608 | 3.8124 | 0 | 0 | 0 | 0 | 0 | 17.0765 | 0 | 0 | 365.4372 | 17.0765 | 0
8147 | 34.44 | 1325.9 | 5.27 | 0 | 0 | 0 | 0 | 0 | 0 | 309.16 | 0 | 0 | 0 | 1231.63 | 496.7 | 0 | 123855.98 | 0 | 0 | 1.18 | 0 | 8.3 | 39.62 | 100.03 | 17.08 | 0 | 0 | 89.3608 | 3.8124 | 0 | 0 | 0 | 0 | 0 | 17.0765 | 0 | 0 | 365.4372 | 17.0765 | 0
8148 | 40.52 | 1488.24 | 5 | 0 | 0 | 0 | 0 | 61.45 | 0 | 368.39 | 0 | 0 | 0 | 1377.96 | 599.13 | 0 | 124455.12 | 0 | 0 | 1.19 | 0 | 9.24 | 0 | 96.6 | 17.08 | 0 | 0 | 89.3608 | 3.8124 | 0 | 0 | 0 | 0 | 0 | 17.0765 | 0 | 0 | 365.4372 | 17.0765 | 0
8149 | 45.05 | 1599.99 | 4.56 | 0 | 0 | 0 | 0 | 138.02 | 0 | 501.44 | 0 | 0 | 0 | 1377.96 | 599.13 | 0 | 125054.25 | 0 | 0 | 1.2 | 0 | 10.29 | 40.31 | 133.07 | 17.08 | 0 | 0 | 87.3527 | 4.7655 | 0 | 0 | 0 | 0 | 0 | 17.0765 | 0 | 0 | 365.4372 | 17.0765 | 0
8150 | 48.88 | 1688.64 | 3.99 | 0 | 0 | 0 | 0 | 157.14 | 0 | 652.92 | 0 | 0 | 0 | 1377.96 | 599.13 | 0 | 125653.38 | 0 | 0 | 1.18 | 0 | 11.35 | 39.49 | 169.42 | 17.08 | 73.63 | 0 | 87.3527 | 4.7655 | 0 | 0 | 0 | 0 | 0 | 17.0765 | 0 | 0 | 365.4372 | 17.0765 | 0
8151 | 45.91 | 1620.37 | 3.32 | 0 | 0 | 0 | 0 | 157.14 | 0 | 804.4 | 0 | 0 | 0 | 1377.96 | 599.13 | 0 | 126252.52 | 0 | 0 | 1.13 | 0 | 12.36 | 38.02 | 204.25 | 17.08 | 4.24 | 0 | 86.3487 | 4.7655 | 0 | 0 | 0 | 0 | 0 | 17.0765 | 0 | 0 | 365.4372 | 17.0765 | 0
8152 | 42.02 | 1526.11 | 2.76 | 0 | 0 | 0 | 0 | 99.7 | 0 | 900.52 | 0 | 0 | 0 | 1377.96 | 599.13 | 0 | 126851.65 | 0 | 0 | 1.12 | 0 | 13.38 | 0 | 203.37 | 17.08 | 0 | 0 | 87.3527 | 4.7655 | 0 | 0 | 0 | 0 | 0 | 17.0765 | 0 | 0 | 365.4372 | 17.0765 | 0
8153 | 37.39 | 1406.56 | 2.29 | 0 | 0 | 0 | 0 | 0 | 0 | 900.52 | 0 | 0 | 0 | 1313.25 | 553.84 | 0 | 127405.48 | 0 | 0 | 1.13 | 0 | 14.41 | 37.78 | 238.6 | 17.08 | 0 | 0 | 88.3568 | 5.7186 | 0 | 0 | 0 | 0 | 0 | 17.0765 | 0 | 0 | 365.4372 | 17.0765 | 0
8154 | 39.67 | 1466.42 | 1.9 | 0 | 0 | 0 | 0 | 48.92 | 0 | 947.67 | 0 | 0 | 0 | 1359.9 | 586.5 | 0 | 127991.98 | 0 | 0 | 1.12 | 0 | 15.32 | 0 | 235.52 | 17.08 | 0 | 0 | 91.3689 | 6.6717 | 0 | 0 | 0 | 0 | 0 | 17.0765 | 0 | 0 | 365.4372 | 17.0765 | 0
8155 | 19.55 | 853.16 | 1.62 | 0 | 0 | 0 | 0 | 0 | 0 | 947.67 | 0 | 0 | 0 | 731.25 | 146.44 | 0 | 128138.42 | 0 | 0 | 1.13 | 0 | 16 | 37.87 | 264.11 | 17.08 | 0 | 0 | 97.3933 | 6.6717 | 0 | 0 | 0 | 0 | 0 | 17.0765 | 0 | 0 | 365.4372 | 17.0765 | 0
8156 | 0 | 0 | 1.42 | 0 | 0 | 0 | 0 | 0 | 106.4642 | 837.23 | 0 | 0 | 0 | 0 | 0 | 365.44 | 127772.98 | 0 | 0 | 0 | 0.247 | 15.27 | 0 | 255.08 | 17.08 | 0 | 0 | 102.4135 | 5.7186 | 0 | 0 | 0 | 0 | 0 | 17.0765 | 0 | 0 | 365.4372 | 17.0765 | 0
8157 | 0 | 0 | 1.27 | 0 | 0 | 0 | 0 | 0 | 105.905 | 727.37 | 0 | 0 | 0 | 0 | 0 | 365.44 | 127407.55 | 0 | 0 | 0 | 0 | 14.68 | 0 | 243.89 | 17.08 | 0 | 0 | 102.4135 | 4.7655 | 0 | 0 | 0 | 0 | 0 | 17.0765 | 0 | 0 | 365.4372 | 17.0765 | 0
8158 | 0 | 0 | 1.19 | 0 | 0 | 0 | 0 | 0 | 95.7927 | 627.99 | 0 | 0 | 0 | 0 | 0 | 365.44 | 127042.11 | 0 | 0 | 0 | 1.2065 | 12.74 | 0 | 231.18 | 17.08 | 0 | 0 | 94.3811 | 3.8124 | 0 | 0 | 0 | 0 | 0 | 17.0765 | 0 | 0 | 365.4372 | 17.0765 | 0
8159 | 0 | 0 | 1.14 | 0 | 0 | 0 | 0 | 0 | 85.0537 | 539.76 | 0 | 0 | 0 | 0 | 0 | 365.44 | 126676.67 | 0 | 0 | 0 | 0 | 12.01 | 0 | 217.44 | 17.08 | 0 | 0 | 83.3365 | 2.8593 | 0 | 0 | 0 | 0 | 0 | 17.0765 | 0 | 0 | 365.4372 | 17.0765 | 0
8160 | 0 | 0 | 1.09 | 0 | 0 | 0 | 0 | 0 | 74.845 | 462.12 | 0 | 0 | 0 | 0 | 0 | 365.44 | 126311.23 | 0 | 0 | 0 | 1.2825 | 9.95 | 0 | 203.84 | 17.08 | 0 | 0 | 75.3041 | 1.9062 | 0 | 0 | 0 | 0 | 0 | 17.0765 | 0 | 0 | 365.4372 | 17.0765 | 0
8161 | 0 | 0 | 1 | 0 | 0 | 0 | 0 | 0 | 70.237 | 389.27 | 0 | 0 | 0 | 0 | 0 | 365.44 | 125945.8 | 0 | 0 | 0 | 0 | 9.3 | 0 | 191.41 | 17.08 | 0 | 0 | 70.2838 | 0.95311 | 0 | 0 | 0 | 0 | 0 | 17.0765 | 0 | 0 | 365.4372 | 17.0765 | 0
8162 | 0 | 0 | 0.9 | 0 | 0 | 0 | 0 | 0 | 66.3714 | 320.42 | 0 | 0 | 0 | 0 | 0 | 365.44 | 125580.36 | 0 | 0 | 0 | 0 | 8.56 | 0 | 177.41 | 17.08 | 0 | 0 | 67.2716 | 0 | 0 | 0 | 0 | 0 | 0 | 17.0765 | 0 | 0 | 365.4372 | 17.0765 | 0
8163 | 0 | 0 | 0.83 | 0 | 0 | 0 | 0 | 0 | 50.4365 | 268.1 | 0 | 0 | 0 | 0 | 0 | 392.44 | 125187.92 | 27.01 | 12.6947 | 0 | 1.311 | 6.3 | 0 | 160.63 | 17.08 | 0 | 0 | 65.2635 | 0 | 0 | 0 | 0 | 0 | 0 | 17.0765 | 0 | 0 | 365.4372 | 17.0765 | 0
8164 | 0 | 0 | 0.69 | 0 | 0 | 0 | 0 | 0 | 52.6055 | 213.53 | 0 | 0 | 0 | 0 | 0 | 390.9 | 124797.01 | 25.47 | 11.9709 | 0 | 0 | 5.37 | 0 | 142.92 | 17.08 | 0 | 0 | 65.2635 | 0 | 0 | 0 | 0 | 0 | 0 | 17.0765 | 0 | 0 | 365.4372 | 17.0765 | 0
8165 | 0 | 0 | 0.56 | 0 | 0 | 0 | 0 | 0 | 55.0251 | 156.45 | 0 | 0 | 0 | 0 | 0 | 392.44 | 124404.57 | 27.01 | 12.6947 | 0 | 0 | 4.46 | 0 | 125.7 | 17.08 | 0 | 0 | 68.2757 | 0 | 0 | 0 | 0 | 0 | 0 | 17.0765 | 0 | 0 | 365.4372 | 17.0765 | 0
8166 | 0 | 0 | 0.54 | 0 | 0 | 0 | 0 | 0 | 72.4253 | 81.31 | 0 | 0 | 0 | 0 | 0 | 365.44 | 124039.13 | 0 | 0 | 0 | 1.2825 | 2.18 | 0 | 108.05 | 17.08 | 0 | 0 | 73.296 | 0.95311 | 0 | 0 | 0 | 0 | 0 | 17.0765 | 0 | 0 | 365.4372 | 17.0765 | 0
8167 | 0 | 0 | 0.62 | 0 | 0 | 0 | 0 | 0 | 78.3828 | 0 | 0 | 0 | 0 | 0 | 0 | 365.44 | 123673.7 | 0 | 0 | 0 | 1.216 | 0 | 0 | 91 | 17.08 | 0 | 0 | 78.3162 | 1.9062 | 0 | 0 | 0 | 0 | 0 | 17.0765 | 0 | 0 | 365.4372 | 17.0765 | 0
8168 | 8.48 | 411.03 | 0.73 | 0 | 0 | 0 | 0 | 0.39 | 0 | 0.37 | 0 | 0 | 0 | 332.46 | 0 | 132.72 | 123540.98 | 0 | 0 | 1.26 | 0 | 0.37 | 0 | 75.38 | 17.08 | 0 | 0 | 82.3324 | 3.8124 | 0 | 0 | 0 | 0 | 0 | 17.0765 | 0 | 0 | 365.4372 | 17.0765 | 0
8169 | 23.92 | 1004.73 | 0.87 | 0 | 0 | 0 | 0 | 48.78 | 0 | 47.4 | 0 | 0 | 0 | 888.45 | 256.48 | 0 | 123797.46 | 0 | 0 | 1.22 | 0 | 0.99 | 0 | 64.98 | 17.08 | 0 | 0 | 85.3446 | 5.7186 | 0 | 0 | 0 | 0 | 0 | 17.0765 | 0 | 0 | 365.4372 | 17.0765 | 0
8170 | 36.95 | 1394.88 | 1.09 | 0 | 0 | 0 | 0 | 0 | 0 | 47.4 | 0 | 0 | 0 | 1340.56 | 572.95 | 0 | 124370.41 | 0 | 0 | 1.2 | 0 | 1.7 | 0 | 56.9 | 17.08 | 0 | 0 | 87.3527 | 3.8124 | 0 | 0 | 0 | 0 | 0 | 17.0765 | 0 | 0 | 365.4372 | 17.0765 | 0
8171 | 45.65 | 1614.06 | 1.5 | 0 | 0 | 0 | 0 | 157.14 | 0 | 198.88 | 0 | 0 | 0 | 1377.96 | 599.13 | 0 | 124969.55 | 0 | 0 | 1.18 | 0 | 2.47 | 33.76 | 82.29 | 17.08 | 0 | 0 | 87.3527 | 3.8124 | 0 | 0 | 0 | 0 | 0 | 17.0765 | 0 | 0 | 365.4372 | 17.0765 | 0
8172 | 47.81 | 1664.26 | 1.86 | 0 | 0 | 0 | 0 | 157.14 | 0 | 350.36 | 0 | 0 | 0 | 1377.96 | 599.13 | 0 | 125568.68 | 0 | 0 | 1.19 | 0 | 3.42 | 39.7 | 116.57 | 17.08 | 48.79 | 0 | 85.3446 | 3.8124 | 0 | 0 | 0 | 0 | 0 | 17.0765 | 0 | 0 | 365.4372 | 17.0765 | 0
8173 | 48.65 | 1683.56 | 2.15 | 0 | 0 | 0 | 0 | 157.14 | 0 | 501.84 | 0 | 0 | 0 | 1377.96 | 599.13 | 0 | 126167.81 | 0 | 0 | 1.2 | 0 | 4.47 | 40.31 | 153.05 | 17.08 | 69.65 | 0 | 83.3365 | 4.7655 | 0 | 0 | 0 | 0 | 0 | 17.0765 | 0 | 0 | 365.4372 | 17.0765 | 0
8174 | 48.59 | 1682.16 | 2.39 | 0 | 0 | 0 | 0 | 157.14 | 0 | 653.32 | 0 | 0 | 0 | 1377.96 | 599.13 | 0 | 126766.94 | 0 | 0 | 1.18 | 0 | 5.52 | 39.49 | 189.39 | 17.08 | 70.29 | 0 | 82.3324 | 4.7655 | 0 | 0 | 0 | 0 | 0 | 17.0765 | 0 | 0 | 365.4372 | 17.0765 | 0
8175 | 45.19 | 1603.23 | 2.56 | 0 | 0 | 0 | 0 | 146.77 | 0 | 794.8 | 0 | 0 | 0 | 1377.96 | 599.13 | 0 | 127366.08 | 0 | 0 | 1.13 | 0 | 6.53 | 38.02 | 224.22 | 17.08 | 0 | 0 | 82.3324 | 4.7655 | 0 | 0 | 0 | 0 | 0 | 17.0765 | 0 | 0 | 365.4372 | 17.0765 | 0
8176 | 40.83 | 1496.11 | 2.73 | 0 | 0 | 0 | 0 | 157.14 | 0 | 946.28 | 0 | 0 | 0 | 1256.79 | 514.32 | 0 | 127880.39 | 0 | 0 | 1.12 | 0 | 7.55 | 37.52 | 258.98 | 17.08 | 0 | 0 | 82.3324 | 4.7655 | 0 | 0 | 0 | 0 | 0 | 17.0765 | 0 | 0 | 365.4372 | 17.0765 | 0
8177 | 35.62 | 1358.76 | 2.77 | 0 | 0 | 0 | 0 | 0 | 0 | 946.28 | 0 | 0 | 0 | 1305.96 | 548.74 | 0 | 128429.13 | 0 | 0 | 1.13 | 0 | 8.59 | 0 | 258.33 | 17.08 | 0 | 0 | 84.3406 | 5.7186 | 0 | 0 | 0 | 0 | 0 | 17.0765 | 0 | 0 | 365.4372 | 17.0765 | 0
8178 | 37.83 | 1418.36 | 2.72 | 0 | 0 | 0 | 0 | 0 | 0 | 946.28 | 0 | 0 | 0 | 1363.76 | 589.2 | 0 | 129018.33 | 0 | 0 | 1.12 | 0 | 9.49 | 0 | 255.25 | 17.08 | 0 | 0 | 87.3527 | 6.6717 | 0 | 0 | 0 | 0 | 0 | 17.0765 | 0 | 0 | 365.4372 | 17.0765 | 0
8179 | 18.39 | 811.19 | 2.77 | 0 | 0 | 0 | 0 | 0 | 0 | 946.28 | 0 | 0 | 0 | 693.31 | 119.88 | 0 | 129138.21 | 0 | 0 | 1.13 | 0 | 10.18 | 37.87 | 283.83 | 17.08 | 0 | 0 | 93.377 | 6.6717 | 0 | 0 | 0 | 0 | 0 | 17.0765 | 0 | 0 | 365.4372 | 17.0765 | 0
8180 | 0 | 0 | 3 | 0 | 0 | 0 | 0 | 0 | 102.1262 | 840.35 | 0 | 0 | 0 | 0 | 0 | 365.44 | 128772.77 | 0 | 0 | 0 | 0 | 9.7 | 0 | 274.81 | 17.08 | 0 | 0 | 99.4014 | 5.7186 | 0 | 0 | 0 | 0 | 0 | 17.0765 | 0 | 0 | 365.4372 | 17.0765 | 0
8181 | 0 | 0 | 3.32 | 0 | 0 | 0 | 0 | 0 | 101.8562 | 734.69 | 0 | 0 | 0 | 0 | 0 | 365.44 | 128407.33 | 0 | 0 | 0 | 0 | 9.11 | 0 | 263.61 | 17.08 | 0 | 0 | 100.4054 | 4.7655 | 0 | 0 | 0 | 0 | 0 | 17.0765 | 0 | 0 | 365.4372 | 17.0765 | 0
8182 | 0 | 0 | 3.38 | 0 | 0 | 0 | 0 | 0 | 92.8043 | 638.42 | 0 | 0 | 0 | 0 | 0 | 365.44 | 128041.9 | 0 | 0 | 0 | 0 | 8.44 | 0 | 250.91 | 17.08 | 0 | 0 | 92.373 | 3.8124 | 0 | 0 | 0 | 0 | 0 | 17.0765 | 0 | 0 | 365.4372 | 17.0765 | 0
8183 | 0 | 0 | 3.53 | 0 | 0 | 0 | 0 | 0 | 80.6579 | 554.75 | 0 | 0 | 0 | 0 | 0 | 365.44 | 127676.46 | 0 | 0 | 0 | 0 | 7.72 | 0 | 237.17 | 17.08 | 0 | 0 | 81.3284 | 2.8593 | 0 | 0 | 0 | 0 | 0 | 17.0765 | 0 | 0 | 365.4372 | 17.0765 | 0
8184 | 0 | 0 | 3.83 | 0 | 0 | 0 | 0 | 0 | 71.3746 | 480.71 | 0 | 0 | 0 | 0 | 0 | 365.44 | 127311.02 | 0 | 0 | 0 | 0 | 7 | 0 | 223.57 | 17.08 | 0 | 0 | 73.296 | 1.9062 | 0 | 0 | 0 | 0 | 0 | 17.0765 | 0 | 0 | 365.4372 | 17.0765 | 0
8185 | 0 | 0 | 4.28 | 0 | 0 | 0 | 0 | 0 | 64.9543 | 413.33 | 0 | 0 | 0 | 0 | 0 | 365.44 | 126945.58 | 0 | 0 | 0 | 0 | 6.35 | 0 | 211.13 | 17.08 | 0 | 0 | 68.2757 | 0.95311 | 0 | 0 | 0 | 0 | 0 | 17.0765 | 0 | 0 | 365.4372 | 17.0765 | 0
8186 | 0 | 0 | 4.83 | 0 | 0 | 0 | 0 | 0 | 60.4332 | 350.64 | 0 | 0 | 0 | 0 | 0 | 365.44 | 126580.15 | 0 | 0 | 0 | 0 | 5.61 | 0 | 197.13 | 17.08 | 0 | 0 | 65.2635 | 0 | 0 | 0 | 0 | 0 | 0 | 17.0765 | 0 | 0 | 365.4372 | 17.0765 | 0
8187 | 0 | 0 | 5.48 | 0 | 0 | 0 | 0 | 0 | 58.7847 | 289.66 | 0 | 0 | 0 | 0 | 0 | 365.44 | 126214.71 | 0 | 0 | 0 | 0 | 4.73 | 0 | 180.36 | 17.08 | 0 | 0 | 64.2595 | 0 | 0 | 0 | 0 | 0 | 0 | 17.0765 | 0 | 0 | 365.4372 | 17.0765 | 0
8188 | 0 | 0 | 6.17 | 0 | 0 | 0 | 0 | 0 | 59.0932 | 228.36 | 0 | 0 | 0 | 0 | 0 | 365.44 | 125849.27 | 0 | 0 | 0 | 0 | 3.8 | 0 | 162.65 | 17.08 | 0 | 0 | 65.2635 | 0 | 0 | 0 | 0 | 0 | 0 | 17.0765 | 0 | 0 | 365.4372 | 17.0765 | 0
8189 | 0 | 0 | 6.89 | 0 | 0 | 0 | 0 | 0 | 61.3875 | 164.69 | 0 | 0 | 0 | 0 | 0 | 365.44 | 125483.84 | 0 | 0 | 0 | 0 | 2.89 | 0 | 145.42 | 17.08 | 0 | 0 | 68.2757 | 0 | 0 | 0 | 0 | 0 | 0 | 17.0765 | 0 | 0 | 365.4372 | 17.0765 | 0
8190 | 0 | 0 | 7.71 | 0 | 0 | 0 | 0 | 0 | 66.5353 | 95.67 | 0 | 0 | 0 | 0 | 0 | 365.44 | 125118.4 | 0 | 0 | 0 | 0 | 1.96 | 0 | 127.77 | 17.08 | 0 | 0 | 73.296 | 0.95311 | 0 | 0 | 0 | 0 | 0 | 17.0765 | 0 | 0 | 365.4372 | 17.0765 | 0
8191 | 0 | 0 | 8.9 | 0 | 0 | 0 | 0 | 0 | 71.3264 | 21.68 | 0 | 0 | 0 | 0 | 0 | 365.44 | 124752.96 | 0 | 0 | 0 | 0 | 1.07 | 0 | 110.72 | 17.08 | 0 | 0 | 78.3162 | 1.9062 | 0 | 0 | 0 | 0 | 0 | 17.0765 | 0 | 0 | 365.4372 | 17.0765 | 0
8192 | 1.04 | 54.59 | 10.85 | 0 | 0 | 0 | 0 | 0 | 20.6682 | 0.24 | 0 | 0 | 0 | 0 | 0 | 365.44 | 124387.52 | 0 | 0 | 0 | 0 | 0.24 | 0 | 95.1 | 17.08 | 0 | 0 | 83.3365 | 3.8124 | 0 | 0 | 0 | 0 | 0 | 17.0765 | 0 | 0 | 365.4372 | 17.0765 | 0
8193 | 4.07 | 206.46 | 13.51 | 0 | 0 | 0 | 0 | 130.75 | 0 | 126.29 | 0 | 0 | 0 | 0 | 0 | 365.44 | 124022.09 | 0 | 0 | 1.22 | 0 | 0.86 | 0 | 84.7 | 17.08 | 0 | 0 | 86.3487 | 5.7186 | 0 | 0 | 0 | 0 | 0 | 17.0765 | 0 | 0 | 365.4372 | 17.0765 | 0
8194 | 6.45 | 318.9 | 15.67 | 0 | 0 | 0 | 0 | 0 | 0 | 126.29 | 0 | 0 | 0 | 208.48 | 0 | 219.5 | 123802.59 | 0 | 0 | 1.2 | 0 | 1.57 | 40.17 | 114.79 | 17.08 | 0 | 0 | 87.3527 | 3.8124 | 0 | 0 | 0 | 0 | 0 | 17.0765 | 0 | 0 | 365.4372 | 17.0765 | 0
8195 | 7.22 | 354.54 | 17.22 | 0 | 0 | 0 | 0 | 0 | 0 | 126.29 | 0 | 0 | 0 | 247.02 | 0 | 192.53 | 123610.06 | 0 | 0 | 1.18 | 0 | 2.34 | 39.62 | 145.75 | 17.08 | 0 | 0 | 87.3527 | 3.8124 | 0 | 0 | 0 | 0 | 0 | 17.0765 | 0 | 0 | 365.4372 | 17.0765 | 0
8196 | 8.78 | 424.42 | 18.3 | 0 | 0 | 0 | 0 | 157.14 | 0 | 277.77 | 0 | 0 | 0 | 204.02 | 0 | 222.63 | 123387.43 | 0 | 0 | 1.19 | 0 | 3.29 | 0 | 142.31 | 17.08 | 0 | 0 | 85.3446 | 3.8124 | 0 | 0 | 0 | 0 | 0 | 17.0765 | 0 | 0 | 365.4372 | 17.0765 | 0
8197 | 9.51 | 456.25 | 18.6 | 0 | 0 | 0 | 0 | 157.14 | 0 | 429.25 | 0 | 0 | 0 | 237.91 | 0 | 198.9 | 123188.54 | 0 | 0 | 1.2 | 0 | 4.34 | 0 | 140.5 | 17.08 | 0 | 0 | 83.3365 | 4.7655 | 0 | 0 | 0 | 0 | 0 | 17.0765 | 0 | 0 | 365.4372 | 17.0765 | 0
8198 | 9.2 | 442.74 | 17.87 | 0 | 0 | 0 | 0 | 157.14 | 0 | 580.73 | 0 | 0 | 0 | 184.91 | 0 | 236 | 122952.53 | 0 | 0 | 1.18 | 0 | 5.39 | 39.49 | 176.84 | 17.08 | 0 | 0 | 82.3324 | 4.7655 | 0 | 0 | 0 | 0 | 0 | 17.0765 | 0 | 0 | 365.4372 | 17.0765 | 0
8199 | 7.4 | 362.36 | 16.58 | 0 | 0 | 0 | 0 | 106.15 | 0 | 683.06 | 0 | 0 | 0 | 191.95 | 0 | 231.07 | 122721.46 | 0 | 0 | 1.13 | 0 | 6.41 | 0 | 175.56 | 17.08 | 0 | 0 | 82.3324 | 4.7655 | 0 | 0 | 0 | 0 | 0 | 17.0765 | 0 | 0 | 365.4372 | 17.0765 | 0
8200 | 5.31 | 265.96 | 15.8 | 0 | 0 | 0 | 0 | 157.14 | 0 | 834.54 | 0 | 0 | 0 | 4.2 | 0 | 362.5 | 122358.96 | 0 | 0 | 1.12 | 0 | 7.42 | 37.52 | 210.32 | 17.08 | 0 | 0 | 82.3324 | 4.7655 | 0 | 0 | 0 | 0 | 0 | 17.0765 | 0 | 0 | 365.4372 | 17.0765 | 0
8201 | 3.31 | 169.1 | 15.03 | 0 | 0 | 0 | 0 | 58.47 | 0 | 890.9 | 0 | 0 | 0 | 0 | 0 | 365.44 | 121993.52 | 0 | 0 | 1.13 | 0 | 8.46 | 37.78 | 245.56 | 17.08 | 0 | 0 | 84.3406 | 5.7186 | 0 | 0 | 0 | 0 | 0 | 17.0765 | 0 | 0 | 365.4372 | 17.0765 | 0
8202 | 2.64 | 135.96 | 14.43 | 0 | 0 | 0 | 0 | 58.89 | 0 | 947.67 | 0 | 0 | 0 | 0 | 0 | 365.44 | 121628.09 | 0 | 0 | 1.12 | 0 | 9.36 | 0 | 242.47 | 17.08 | 0 | 0 | 86.3487 | 6.6717 | 0 | 0 | 0 | 0 | 0 | 17.0765 | 0 | 0 | 365.4372 | 17.0765 | 0
8203 | 1.23 | 64.16 | 14.32 | 0 | 0 | 0 | 0 | 0 | 20.3308 | 926.58 | 0 | 0 | 0 | 0 | 0 | 365.44 | 121262.65 | 0 | 0 | 0 | 0 | 8.97 | 0 | 235.08 | 17.08 | 0 | 0 | 93.377 | 6.6717 | 0 | 0 | 0 | 0 | 0 | 17.0765 | 0 | 0 | 365.4372 | 17.0765 | 0
8204 | 0 | 0 | 14.87 | 0 | 0 | 0 | 0 | 0 | 90.2497 | 832.95 | 0 | 0 | 0 | 0 | 0 | 365.44 | 120897.21 | 0 | 0 | 0 | 0 | 8.5 | 0 | 226.05 | 17.08 | 0 | 0 | 99.4014 | 5.7186 | 0 | 0 | 0 | 0 | 0 | 17.0765 | 0 | 0 | 365.4372 | 17.0765 | 0
8205 | 0 | 0 | 15.55 | 0 | 0 | 0 | 0 | 0 | 90.857 | 738.7 | 0 | 0 | 0 | 0 | 0 | 365.44 | 120531.77 | 0 | 0 | 1.24 | 0 | 9.08 | 0 | 214.86 | 17.08 | 0 | 0 | 100.4054 | 4.7655 | 0 | 0 | 0 | 0 | 0 | 17.0765 | 0 | 0 | 365.4372 | 17.0765 | 0
8206 | 0 | 0 | 14.72 | 0 | 0 | 0 | 0 | 0 | 81.4676 | 654.19 | 0 | 0 | 0 | 0 | 0 | 365.44 | 120166.34 | 0 | 0 | 0 | 0 | 8.41 | 0 | 202.16 | 17.08 | 0 | 0 | 92.373 | 3.8124 | 0 | 0 | 0 | 0 | 0 | 17.0765 | 0 | 0 | 365.4372 | 17.0765 | 0
8207 | 0 | 0 | 13.5 | 0 | 0 | 0 | 0 | 0 | 70.6901 | 580.87 | 0 | 0 | 0 | 0 | 0 | 365.44 | 119800.9 | 0 | 0 | 0 | 0 | 7.69 | 0 | 188.42 | 17.08 | 0 | 0 | 81.3284 | 2.8593 | 0 | 0 | 0 | 0 | 0 | 17.0765 | 0 | 0 | 365.4372 | 17.0765 | 0
8208 | 0 | 0 | 12.34 | 0 | 0 | 0 | 0 | 0 | 62.8624 | 515.66 | 0 | 0 | 0 | 0 | 0 | 365.44 | 119435.46 | 0 | 0 | 0 | 0 | 6.98 | 0 | 174.82 | 17.08 | 0 | 0 | 73.296 | 1.9062 | 0 | 0 | 0 | 0 | 0 | 17.0765 | 0 | 0 | 365.4372 | 17.0765 | 0
8209 | 0 | 0 | 11.09 | 0 | 0 | 0 | 0 | 0 | 59.0257 | 454.43 | 0 | 0 | 0 | 0 | 0 | 365.44 | 119070.03 | 0 | 0 | 0.89 | 0 | 7.17 | 0 | 162.38 | 17.08 | 0 | 0 | 68.2757 | 0.95311 | 0 | 0 | 0 | 0 | 0 | 17.0765 | 0 | 0 | 365.4372 | 17.0765 | 0
8210 | 0 | 0 | 9.81 | 0 | 0 | 0 | 0 | 0 | 56.8374 | 395.47 | 0 | 0 | 0 | 0 | 0 | 365.44 | 118704.59 | 0 | 0 | 1.38 | 0 | 7.74 | 0 | 148.38 | 17.08 | 0 | 0 | 65.2635 | 0 | 0 | 0 | 0 | 0 | 0 | 17.0765 | 0 | 0 | 365.4372 | 17.0765 | 0
8211 | 0 | 0 | 8.76 | 0 | 0 | 0 | 0 | 0 | 56.876 | 336.46 | 0 | 0 | 0 | 0 | 0 | 365.44 | 118339.15 | 0 | 0 | 1.38 | 0 | 8.17 | 0 | 131.6 | 17.08 | 0 | 0 | 64.2595 | 0 | 0 | 0 | 0 | 0 | 0 | 17.0765 | 0 | 0 | 365.4372 | 17.0765 | 0
8212 | 0 | 0 | 7.17 | 0 | 0 | 0 | 0 | 0 | 58.0906 | 276.2 | 0 | 0 | 0 | 0 | 0 | 365.44 | 117973.71 | 0 | 0 | 0 | 0 | 7.24 | 0 | 113.89 | 17.08 | 0 | 0 | 65.2635 | 0 | 0 | 0 | 0 | 0 | 0 | 17.0765 | 0 | 0 | 365.4372 | 17.0765 | 0
8213 | 0 | 0 | 6.31 | 0 | 0 | 0 | 0 | 0 | 65.3592 | 208.4 | 0 | 0 | 0 | 0 | 0 | 365.44 | 117608.28 | 0 | 0 | 1.39 | 0 | 7.65 | 0 | 96.67 | 17.08 | 0 | 0 | 70.2838 | 0 | 0 | 0 | 0 | 0 | 0 | 17.0765 | 0 | 0 | 365.4372 | 17.0765 | 0
8214 | 0 | 0 | 6.14 | 0 | 0 | 0 | 0 | 0 | 70.1214 | 135.66 | 0 | 0 | 0 | 0 | 0 | 365.44 | 117242.84 | 0 | 0 | 0 | 0 | 6.72 | 0 | 79.02 | 17.08 | 0 | 0 | 75.3041 | 0.95311 | 0 | 0 | 0 | 0 | 0 | 17.0765 | 0 | 0 | 365.4372 | 17.0765 | 0
8215 | 0 | 0 | 6.3 | 0 | 0 | 0 | 0 | 0 | 75.9246 | 56.9 | 0 | 0 | 0 | 0 | 0 | 365.44 | 116877.4 | 0 | 0 | 0 | 0 | 5.82 | 0 | 61.97 | 17.08 | 0 | 0 | 80.3243 | 1.9062 | 0 | 0 | 0 | 0 | 0 | 17.0765 | 0 | 0 | 365.4372 | 17.0765 | 0
8216 | 8.05 | 391.96 | 6.75 | 0 | 0 | 0 | 0 | 157.14 | 0 | 208.38 | 0 | 0 | 0 | 117.09 | 0 | 283.47 | 116593.93 | 0 | 0 | 1.26 | 0 | 6.2 | 42.12 | 86.36 | 17.08 | 0 | 0 | 85.3446 | 3.8124 | 0 | 0 | 0 | 0 | 0 | 17.0765 | 0 | 0 | 365.4372 | 17.0765 | 0
8217 | 22.05 | 941.26 | 7.33 | 0 | 0 | 0 | 0 | 0 | 0 | 208.38 | 0 | 0 | 0 | 875.33 | 247.3 | 0 | 116841.23 | 0 | 0 | 1.22 | 0 | 6.81 | 0 | 75.96 | 17.08 | 0 | 0 | 88.3568 | 5.7186 | 0 | 0 | 0 | 0 | 0 | 17.0765 | 0 | 0 | 365.4372 | 17.0765 | 0
8218 | 34.24 | 1320.2 | 8.14 | 0 | 0 | 0 | 0 | 135.47 | 0 | 338.97 | 0 | 0 | 0 | 1091.55 | 398.65 | 0 | 117239.88 | 0 | 0 | 1.2 | 0 | 7.52 | 40.17 | 106.05 | 17.08 | 0 | 0 | 90.3649 | 3.8124 | 0 | 0 | 0 | 0 | 0 | 17.0765 | 0 | 0 | 365.4372 | 17.0765 | 0
8219 | 42.72 | 1543.38 | 8.55 | 0 | 0 | 0 | 0 | 121.33 | 0 | 455.93 | 0 | 0 | 0 | 1377.96 | 599.13 | 0 | 117839.01 | 0 | 0 | 1.18 | 0 | 8.3 | 0 | 99.37 | 17.08 | 0 | 0 | 90.3649 | 3.8124 | 0 | 0 | 0 | 0 | 0 | 17.0765 | 0 | 0 | 365.4372 | 17.0765 | 0
8220 | 42.01 | 1525.92 | 8.48 | 0 | 0 | 0 | 0 | 157.14 | 0 | 607.41 | 0 | 0 | 0 | 1323.91 | 561.3 | 0 | 118400.31 | 0 | 0 | 1.19 | 0 | 9.24 | 0 | 95.93 | 17.08 | 0 | 0 | 90.3649 | 3.8124 | 0 | 0 | 0 | 0 | 0 | 17.0765 | 0 | 0 | 365.4372 | 17.0765 | 0
8221 | 39.55 | 1463.54 | 7.88 | 0 | 0 | 0 | 0 | 38.69 | 0 | 644.71 | 0 | 0 | 0 | 1377.96 | 599.13 | 0 | 118999.44 | 0 | 0 | 1.2 | 0 | 10.29 | 0 | 94.11 | 17.08 | 0 | 0 | 88.3568 | 4.7655 | 0 | 0 | 0 | 0 | 0 | 17.0765 | 0 | 0 | 365.4372 | 17.0765 | 0
8222 | 35.43 | 1353.56 | 6.89 | 0 | 0 | 0 | 0 | 157.14 | 0 | 796.19 | 0 | 0 | 0 | 1104.96 | 408.03 | 0 | 119407.48 | 0 | 0 | 1.18 | 0 | 11.35 | 39.49 | 130.46 | 17.08 | 0 | 0 | 88.3568 | 4.7655 | 0 | 0 | 0 | 0 | 0 | 17.0765 | 0 | 0 | 365.4372 | 17.0765 | 0
8223 | 33.8 | 1307.93 | 5.85 | 0 | 0 | 0 | 0 | 0 | 0 | 796.19 | 0 | 0 | 0 | 1254.33 | 512.59 | 0 | 119920.07 | 0 | 0 | 1.13 | 0 | 12.36 | 0 | 129.18 | 17.08 | 0 | 0 | 87.3527 | 4.7655 | 0 | 0 | 0 | 0 | 0 | 17.0765 | 0 | 0 | 365.4372 | 17.0765 | 0
8224 | 31.47 | 1240.91 | 4.77 | 0 | 0 | 0 | 0 | 0 | 0 | 796.19 | 0 | 0 | 0 | 1182.91 | 462.6 | 0 | 120382.67 | 0 | 0 | 1.12 | 0 | 13.38 | 0 | 128.29 | 17.08 | 0 | 0 | 88.3568 | 4.7655 | 0 | 0 | 0 | 0 | 0 | 17.0765 | 0 | 0 | 365.4372 | 17.0765 | 0
8225 | 28.71 | 1158.03 | 3.9 | 0 | 0 | 0 | 0 | 0 | 0 | 796.19 | 0 | 0 | 0 | 1056.66 | 374.22 | 0 | 120756.89 | 0 | 0 | 1.13 | 0 | 14.41 | 37.78 | 163.53 | 17.08 | 0 | 0 | 89.3608 | 5.7186 | 0 | 0 | 0 | 0 | 0 | 17.0765 | 0 | 0 | 365.4372 | 17.0765 | 0
8226 | 29.82 | 1191.54 | 3.63 | 0 | 0 | 0 | 0 | 0 | 0 | 796.19 | 0 | 0 | 0 | 1087.27 | 395.65 | 0 | 121152.54 | 0 | 0 | 1.12 | 0 | 15.32 | 37.55 | 196.12 | 17.08 | 0 | 0 | 92.373 | 6.6717 | 0 | 0 | 0 | 0 | 0 | 17.0765 | 0 | 0 | 365.4372 | 17.0765 | 0
8227 | 13.12 | 607.91 | 3.74 | 0 | 0 | 0 | 0 | 157.14 | 0 | 947.67 | 0 | 0 | 0 | 362.45 | 0 | 111.72 | 121040.82 | 0 | 0 | 1.13 | 0 | 16 | 0 | 188.73 | 17.08 | 0 | 0 | 97.3933 | 6.6717 | 0 | 0 | 0 | 0 | 0 | 17.0765 | 0 | 0 | 365.4372 | 17.0765 | 0
8228 | 0 | 0 | 4.14 | 0 | 0 | 0 | 0 | 0 | 103.8999 | 839.89 | 0 | 0 | 0 | 0 | 0 | 365.44 | 120675.38 | 0 | 0 | 0 | 1.0925 | 14.37 | 0 | 179.7 | 17.08 | 0 | 0 | 103.4176 | 5.7186 | 0 | 0 | 0 | 0 | 0 | 17.0765 | 0 | 0 | 365.4372 | 17.0765 | 0
8229 | 0 | 0 | 4.74 | 0 | 0 | 0 | 0 | 0 | 103.4468 | 732.58 | 0 | 0 | 0 | 0 | 0 | 365.44 | 120309.95 | 0 | 0 | 0 | 0 | 13.78 | 0 | 168.51 | 17.08 | 0 | 0 | 103.4176 | 4.7655 | 0 | 0 | 0 | 0 | 0 | 17.0765 | 0 | 0 | 365.4372 | 17.0765 | 0
8230 | 0 | 0 | 5.37 | 0 | 0 | 0 | 0 | 0 | 92.6115 | 636.51 | 0 | 0 | 0 | 0 | 0 | 365.44 | 119944.51 | 0 | 0 | 0 | 1.2065 | 11.84 | 0 | 155.81 | 17.08 | 0 | 0 | 95.3851 | 3.8124 | 0 | 0 | 0 | 0 | 0 | 17.0765 | 0 | 0 | 365.4372 | 17.0765 | 0
8231 | 0 | 0 | 5.73 | 0 | 0 | 0 | 0 | 0 | 81.4676 | 551.99 | 0 | 0 | 0 | 0 | 0 | 365.44 | 119579.07 | 0 | 0 | 0 | 0 | 11.12 | 0 | 142.07 | 17.08 | 0 | 0 | 84.3406 | 2.8593 | 0 | 0 | 0 | 0 | 0 | 17.0765 | 0 | 0 | 365.4372 | 17.0765 | 0
8232 | 0 | 0 | 5.8 | 0 | 0 | 0 | 0 | 0 | 71.1336 | 478.2 | 0 | 0 | 0 | 0 | 0 | 365.44 | 119213.63 | 0 | 0 | 0 | 1.2825 | 9.06 | 0 | 128.47 | 17.08 | 0 | 0 | 76.3081 | 1.9062 | 0 | 0 | 0 | 0 | 0 | 17.0765 | 0 | 0 | 365.4372 | 17.0765 | 0
8233 | 0 | 0 | 5.66 | 0 | 0 | 0 | 0 | 0 | 66.5738 | 409.14 | 0 | 0 | 0 | 0 | 0 | 365.44 | 118848.2 | 0 | 0 | 0 | 0 | 8.4 | 0 | 116.03 | 17.08 | 0 | 0 | 71.2878 | 0.95311 | 0 | 0 | 0 | 0 | 0 | 17.0765 | 0 | 0 | 365.4372 | 17.0765 | 0
8234 | 0 | 0 | 5.4 | 0 | 0 | 0 | 0 | 0 | 62.8721 | 343.91 | 0 | 0 | 0 | 0 | 0 | 365.44 | 118482.76 | 0 | 0 | 0 | 0 | 7.67 | 0 | 102.03 | 17.08 | 0 | 0 | 68.2757 | 0 | 0 | 0 | 0 | 0 | 0 | 17.0765 | 0 | 0 | 365.4372 | 17.0765 | 0
8235 | 0 | 0 | 5.17 | 0 | 0 | 0 | 0 | 0 | 61.6478 | 279.97 | 0 | 0 | 0 | 0 | 0 | 365.44 | 118117.32 | 0 | 0 | 0 | 0.456 | 6.3 | 0 | 85.25 | 17.08 | 0 | 0 | 67.2716 | 0 | 0 | 0 | 0 | 0 | 0 | 17.0765 | 0 | 0 | 365.4372 | 17.0765 | 0
8236 | 0 | 0 | 5.11 | 0 | 0 | 0 | 0 | 0 | 63.1613 | 214.45 | 0 | 0 | 0 | 0 | 0 | 365.44 | 117751.89 | 0 | 0 | 0 | 0 | 5.37 | 0 | 67.54 | 17.08 | 0 | 0 | 68.2757 | 0 | 0 | 0 | 0 | 0 | 0 | 17.0765 | 0 | 0 | 365.4372 | 17.0765 | 0
8237 | 0 | 0 | 5.08 | 0 | 0 | 0 | 0 | 0 | 66.2075 | 145.77 | 0 | 0 | 0 | 0 | 0 | 365.44 | 117386.45 | 0 | 0 | 0 | 0 | 4.46 | 0 | 50.32 | 17.08 | 0 | 0 | 71.2878 | 0 | 0 | 0 | 0 | 0 | 0 | 17.0765 | 0 | 0 | 365.4372 | 17.0765 | 0
8238 | 0 | 0 | 4.75 | 0 | 0 | 0 | 0 | 0 | 71.2203 | 71.89 | 0 | 0 | 0 | 0 | 0 | 365.44 | 117021.01 | 0 | 0 | 0 | 1.2825 | 2.18 | 0 | 32.67 | 17.08 | 0 | 0 | 76.3081 | 0.95311 | 0 | 0 | 0 | 0 | 0 | 17.0765 | 0 | 0 | 365.4372 | 17.0765 | 0
8239 | 0 | 0 | 4.4 | 0 | 0 | 0 | 0 | 0 | 69.302 | 0 | 0 | 0 | 0 | 0 | 0 | 383.13 | 116637.88 | 17.69 | 8.3143 | 0 | 1.216 | 0 | 0 | 15.62 | 17.08 | 0 | 0 | 81.3284 | 1.9062 | 0 | 0 | 0 | 0 | 0 | 17.0765 | 0 | 0 | 365.4372 | 17.0765 | 0
8240 | 8.78 | 424.39 | 4.28 | 0 | 0 | 0 | 0 | 0 | 0 | 0 | 0 | 0 | 0 | 346.43 | 0 | 122.94 | 116514.94 | 0 | 0 | 0.87 | 0 | 0 | 0 | 0 | 17.08 | 0 | 0 | 86.3487 | 3.8124 | 0 | 0 | 0 | 0 | 0 | 17.0765 | 0 | 0 | 365.4372 | 17.0765 | 0
8241 | 23.65 | 995.52 | 4.28 | 0 | 0 | 0 | 0 | 0 | 0 | 0 | 0 | 0 | 0 | 916.85 | 276.36 | 0 | 116791.3 | 0 | 0 | 0.58 | 0 | 0 | 10.95 | 0 | 17.08 | 0 | 0 | 89.3608 | 5.7186 | 0 | 0 | 0 | 0 | 0 | 17.0765 | 0 | 0 | 365.4372 | 17.0765 | 0
8242 | 36.69 | 1387.72 | 4.11 | 0 | 0 | 0 | 0 | 0 | 0 | 0 | 0 | 0 | 0 | 1324.39 | 561.63 | 0 | 117352.93 | 0 | 0 | 0.45 | 0 | 0 | 8.5 | 0 | 17.08 | 0 | 0 | 91.3689 | 3.8124 | 0 | 0 | 0 | 0 | 0 | 17.0765 | 0 | 0 | 365.4372 | 17.0765 | 0
8243 | 46.1 | 1624.68 | 4.36 | 0 | 0 | 0 | 0 | 157.14 | 0 | 151.48 | 0 | 0 | 0 | 1377.96 | 599.13 | 0 | 117952.06 | 0 | 0 | 1.18 | 0 | 0.77 | 39.62 | 30.96 | 17.08 | 3.05 | 0 | 92.373 | 3.8124 | 0 | 0 | 0 | 0 | 0 | 17.0765 | 0 | 0 | 365.4372 | 17.0765 | 0
8244 | 49.36 | 1699.46 | 5.1 | 0 | 0 | 0 | 0 | 157.14 | 0 | 302.96 | 0 | 0 | 0 | 1377.96 | 599.13 | 0 | 118551.19 | 0 | 0 | 1.19 | 0 | 1.72 | 39.7 | 65.24 | 17.08 | 82.76 | 0 | 91.3689 | 3.8124 | 0 | 0 | 0 | 0 | 0 | 17.0765 | 0 | 0 | 365.4372 | 17.0765 | 0
8245 | 50.74 | 1730.05 | 5.97 | 0 | 0 | 0 | 0 | 157.14 | 0 | 454.44 | 0 | 0 | 0 | 1377.96 | 599.13 | 0 | 119150.33 | 0 | 0 | 1.2 | 0 | 2.76 | 40.31 | 101.72 | 17.08 | 115.01 | 0 | 90.3649 | 4.7655 | 0 | 0 | 0 | 0 | 0 | 17.0765 | 0 | 0 | 365.4372 | 17.0765 | 0
8246 | 50.94 | 1734.47 | 6.79 | 0 | 0 | 0 | 0 | 157.14 | 0 | 605.92 | 0 | 0 | 0 | 1377.96 | 599.13 | 0 | 119749.46 | 0 | 0 | 1.18 | 0 | 3.82 | 39.49 | 138.06 | 17.08 | 122.31 | 0 | 89.3608 | 4.7655 | 0 | 0 | 0 | 0 | 0 | 17.0765 | 0 | 0 | 365.4372 | 17.0765 | 0
8247 | 47.66 | 1660.93 | 7.46 | 0 | 0 | 0 | 0 | 157.14 | 0 | 757.4 | 0 | 0 | 0 | 1377.96 | 599.13 | 0 | 120348.59 | 0 | 0 | 1.13 | 0 | 4.83 | 38.02 | 172.9 | 17.08 | 47.68 | 0 | 89.3608 | 4.7655 | 0 | 0 | 0 | 0 | 0 | 17.0765 | 0 | 0 | 365.4372 | 17.0765 | 0
8248 | 43.66 | 1566.56 | 7.18 | 0 | 0 | 0 | 0 | 106.68 | 0 | 860.24 | 0 | 0 | 0 | 1377.96 | 599.13 | 0 | 120947.73 | 0 | 0 | 1.12 | 0 | 5.85 | 37.52 | 207.66 | 17.08 | 0 | 0 | 89.3608 | 4.7655 | 0 | 0 | 0 | 0 | 0 | 17.0765 | 0 | 0 | 365.4372 | 17.0765 | 0
8249 | 38.97 | 1448.31 | 6.97 | 0 | 0 | 0 | 0 | 3.72 | 0 | 863.82 | 0 | 0 | 0 | 1377.96 | 599.13 | 0 | 121546.86 | 0 | 0 | 1.13 | 0 | 6.89 | 14.35 | 220.64 | 17.08 | 0 | 0 | 91.3689 | 5.7186 | 0 | 0 | 0 | 0 | 0 | 17.0765 | 0 | 0 | 365.4372 | 17.0765 | 0
8250 | 41.67 | 1517.35 | 7.09 | 0 | 0 | 0 | 0 | 86.98 | 0 | 947.67 | 0 | 0 | 0 | 1377.96 | 599.13 | 0 | 122145.99 | 0 | 0 | 1.12 | 0 | 7.79 | 0 | 217.55 | 17.08 | 0 | 0 | 93.377 | 6.6717 | 0 | 0 | 0 | 0 | 0 | 17.0765 | 0 | 0 | 365.4372 | 17.0765 | 0
8251 | 22.09 | 942.76 | 7.13 | 0 | 0 | 0 | 0 | 0 | 0 | 947.67 | 0 | 0 | 0 | 865.78 | 240.61 | 0 | 122386.6 | 0 | 0 | 1.13 | 0 | 8.48 | 0 | 210.16 | 17.08 | 0 | 0 | 98.3973 | 6.6717 | 0 | 0 | 0 | 0 | 0 | 17.0765 | 0 | 0 | 365.4372 | 17.0765 | 0
8252 | 0 | 0 | 7.22 | 0 | 0 | 0 | 0 | 0 | 102.9263 | 840.9 | 0 | 0 | 0 | 0 | 0 | 365.44 | 122021.16 | 0 | 0 | 0 | 0 | 8 | 0 | 201.13 | 17.08 | 0 | 0 | 104.4216 | 5.7186 | 0 | 0 | 0 | 0 | 0 | 17.0765 | 0 | 0 | 365.4372 | 17.0765 | 0
8253 | 0 | 0 | 7.45 | 0 | 0 | 0 | 0 | 0 | 101.7406 | 735.36 | 0 | 0 | 0 | 0 | 0 | 365.44 | 121655.73 | 0 | 0 | 0 | 0 | 7.41 | 0 | 189.94 | 17.08 | 0 | 0 | 104.4216 | 4.7655 | 0 | 0 | 0 | 0 | 0 | 17.0765 | 0 | 0 | 365.4372 | 17.0765 | 0
8254 | 0 | 0 | 7.19 | 0 | 0 | 0 | 0 | 0 | 93.0164 | 638.88 | 0 | 0 | 0 | 0 | 0 | 365.44 | 121290.29 | 0 | 0 | 0 | 0 | 6.74 | 0 | 177.24 | 17.08 | 0 | 0 | 96.3892 | 3.8124 | 0 | 0 | 0 | 0 | 0 | 17.0765 | 0 | 0 | 365.4372 | 17.0765 | 0
8255 | 0 | 0 | 6.75 | 0 | 0 | 0 | 0 | 0 | 82.7498 | 553.04 | 0 | 0 | 0 | 0 | 0 | 365.44 | 120924.85 | 0 | 0 | 1.29 | 0 | 7.25 | 0 | 163.5 | 17.08 | 0 | 0 | 85.3446 | 2.8593 | 0 | 0 | 0 | 0 | 0 | 17.0765 | 0 | 0 | 365.4372 | 17.0765 | 0
8256 | 0 | 0 | 6.61 | 0 | 0 | 0 | 0 | 0 | 72.6085 | 477.72 | 0 | 0 | 0 | 0 | 0 | 365.44 | 120559.42 | 0 | 0 | 0 | 0 | 6.53 | 0 | 149.9 | 17.08 | 0 | 0 | 77.3122 | 1.9062 | 0 | 0 | 0 | 0 | 0 | 17.0765 | 0 | 0 | 365.4372 | 17.0765 | 0
8257 | 0 | 0 | 6.74 | 0 | 0 | 0 | 0 | 0 | 66.5064 | 408.73 | 0 | 0 | 0 | 0 | 0 | 365.44 | 120193.98 | 0 | 0 | 0 | 0 | 5.88 | 0 | 137.46 | 17.08 | 0 | 0 | 72.2919 | 0.95311 | 0 | 0 | 0 | 0 | 0 | 17.0765 | 0 | 0 | 365.4372 | 17.0765 | 0
8258 | 0 | 0 | 6.89 | 0 | 0 | 0 | 0 | 0 | 62.3901 | 344.02 | 0 | 0 | 0 | 0 | 0 | 365.44 | 119828.54 | 0 | 0 | 0 | 0 | 5.14 | 0 | 123.46 | 17.08 | 0 | 0 | 69.2797 | 0 | 0 | 0 | 0 | 0 | 0 | 17.0765 | 0 | 0 | 365.4372 | 17.0765 | 0
8259 | 0 | 0 | 7.33 | 0 | 0 | 0 | 0 | 0 | 60.0283 | 281.75 | 0 | 0 | 0 | 0 | 0 | 365.44 | 119463.1 | 0 | 0 | 0.08 | 0 | 4.34 | 0 | 106.69 | 17.08 | 0 | 0 | 67.2716 | 0 | 0 | 0 | 0 | 0 | 0 | 17.0765 | 0 | 0 | 365.4372 | 17.0765 | 0
8260 | 0 | 0 | 8.23 | 0 | 0 | 0 | 0 | 0 | 61.0501 | 218.42 | 0 | 0 | 0 | 0 | 0 | 365.44 | 119097.67 | 0 | 0 | 0 | 0 | 3.41 | 0 | 88.97 | 17.08 | 0 | 0 | 69.2797 | 0 | 0 | 0 | 0 | 0 | 0 | 17.0765 | 0 | 0 | 365.4372 | 17.0765 | 0
8261 | 0 | 0 | 8.85 | 0 | 0 | 0 | 0 | 0 | 63.4408 | 152.61 | 0 | 0 | 0 | 0 | 0 | 365.44 | 118732.23 | 0 | 0 | 0 | 0 | 2.5 | 0 | 71.75 | 17.08 | 0 | 0 | 72.2919 | 0 | 0 | 0 | 0 | 0 | 0 | 17.0765 | 0 | 0 | 365.4372 | 17.0765 | 0
8262 | 0 | 0 | 8.9 | 0 | 0 | 0 | 0 | 0 | 69.7165 | 80.28 | 0 | 0 | 0 | 0 | 0 | 365.44 | 118366.79 | 0 | 0 | 1.35 | 0 | 2.85 | 0 | 54.1 | 17.08 | 0 | 0 | 76.3081 | 0.95311 | 0 | 0 | 0 | 0 | 0 | 17.0765 | 0 | 0 | 365.4372 | 17.0765 | 0
8263 | 0 | 0 | 8.73 | 0 | 0 | 0 | 0 | 0 | 75.5101 | 1.96 | 0 | 0 | 0 | 0 | 0 | 365.44 | 118001.36 | 0 | 0 | 0 | 0 | 1.96 | 0 | 37.05 | 17.08 | 0 | 0 | 82.3324 | 1.9062 | 0 | 0 | 0 | 0 | 0 | 17.0765 | 0 | 0 | 365.4372 | 17.0765 | 0
8264 | 10.95 | 517.92 | 8.61 | 0 | 0 | 0 | 0 | 0.39 | 0 | 2.33 | 0 | 0 | 0 | 445.68 | 0 | 53.46 | 117947.89 | 0 | 0 | 1.26 | 0 | 2.33 | 0 | 21.43 | 17.08 | 0 | 0 | 86.3487 | 3.8124 | 0 | 0 | 0 | 0 | 0 | 17.0765 | 0 | 0 | 365.4372 | 17.0765 | 0
8265 | 25.56 | 1058.4 | 8.5 | 0 | 0 | 0 | 0 | 0.64 | 0 | 2.94 | 0 | 0 | 0 | 995.51 | 331.42 | 0 | 118279.31 | 0 | 0 | 1.22 | 0 | 2.94 | 0 | 11.03 | 17.08 | 0 | 0 | 89.3608 | 5.7186 | 0 | 0 | 0 | 0 | 0 | 17.0765 | 0 | 0 | 365.4372 | 17.0765 | 0
8266 | 37.31 | 1404.35 | 8.04 | 0 | 0 | 0 | 0 | 0.74 | 0 | 3.66 | 0 | 0 | 0 | 1352.58 | 581.37 | 0 | 118860.68 | 0 | 0 | 1.2 | 0 | 3.66 | 0 | 2.95 | 17.08 | 0 | 0 | 91.3689 | 3.8124 | 0 | 0 | 0 | 0 | 0 | 17.0765 | 0 | 0 | 365.4372 | 17.0765 | 0
8267 | 45.87 | 1619.33 | 7.71 | 0 | 0 | 0 | 0 | 157.14 | 0 | 155.14 | 0 | 0 | 0 | 1377.96 | 599.13 | 0 | 119459.81 | 0 | 0 | 1.18 | 0 | 4.43 | 39.62 | 33.92 | 17.08 | 0.83 | 0 | 92.373 | 3.8124 | 0 | 0 | 0 | 0 | 0 | 17.0765 | 0 | 0 | 365.4372 | 17.0765 | 0
8268 | 49.25 | 1697.07 | 7.68 | 0 | 0 | 0 | 0 | 157.14 | 0 | 306.62 | 0 | 0 | 0 | 1377.96 | 599.13 | 0 | 120058.94 | 0 | 0 | 1.19 | 0 | 5.37 | 39.7 | 68.19 | 17.08 | 82.84 | 0 | 91.3689 | 3.8124 | 0 | 0 | 0 | 0 | 0 | 17.0765 | 0 | 0 | 365.4372 | 17.0765 | 0
8269 | 50.72 | 1729.57 | 7.8 | 0 | 0 | 0 | 0 | 56 | 0 | 360.6 | 0 | 0 | 0 | 1377.96 | 599.13 | 0 | 120658.08 | 0 | 0 | 1.2 | 0 | 6.42 | 40.31 | 104.67 | 17.08 | 217.49 | 0 | 90.3649 | 4.7655 | 0 | 0 | 0 | 0 | 0 | 17.0765 | 0 | 0 | 365.4372 | 17.0765 | 0
8270 | 50.99 | 1735.6 | 7.88 | 0 | 0 | 0 | 0 | 157.14 | 0 | 512.08 | 0 | 0 | 0 | 1377.96 | 599.13 | 0 | 121257.21 | 0 | 0 | 1.18 | 0 | 7.48 | 39.49 | 141.02 | 17.08 | 124.58 | 0 | 89.3608 | 4.7655 | 0 | 0 | 0 | 0 | 0 | 17.0765 | 0 | 0 | 365.4372 | 17.0765 | 0
8271 | 48.6 | 1682.3 | 8.02 | 0 | 0 | 0 | 0 | 157.14 | 0 | 663.56 | 0 | 0 | 0 | 1377.96 | 599.13 | 0 | 121856.34 | 0 | 0 | 1.13 | 0 | 8.49 | 38.02 | 175.85 | 17.08 | 71.55 | 0 | 88.3568 | 4.7655 | 0 | 0 | 0 | 0 | 0 | 17.0765 | 0 | 0 | 365.4372 | 17.0765 | 0
8272 | 45.58 | 1612.53 | 7.07 | 0 | 0 | 0 | 0 | 154.45 | 0 | 812.45 | 0 | 0 | 0 | 1377.96 | 599.13 | 0 | 122455.48 | 0 | 0 | 1.12 | 0 | 9.51 | 37.52 | 210.61 | 17.08 | 0 | 0 | 89.3608 | 4.7655 | 0 | 0 | 0 | 0 | 0 | 17.0765 | 0 | 0 | 365.4372 | 17.0765 | 0
8273 | 42.08 | 1527.56 | 6.25 | 0 | 0 | 0 | 0 | 0 | 0 | 812.45 | 0 | 0 | 0 | 1377.96 | 599.13 | 0 | 123054.61 | 0 | 0 | 1.13 | 0 | 10.55 | 37.78 | 245.85 | 17.08 | 62.94 | 0 | 90.3649 | 5.7186 | 0 | 0 | 0 | 0 | 0 | 17.0765 | 0 | 0 | 365.4372 | 17.0765 | 0
8274 | 45.24 | 1604.55 | 6.15 | 0 | 0 | 0 | 0 | 140.27 | 0 | 947.67 | 0 | 0 | 0 | 1377.96 | 599.13 | 0 | 123653.74 | 0 | 0 | 1.12 | 0 | 11.45 | 37.55 | 278.44 | 17.08 | 0 | 0 | 92.373 | 6.6717 | 0 | 0 | 0 | 0 | 0 | 17.0765 | 0 | 0 | 365.4372 | 17.0765 | 0
8275 | 25.53 | 1057.56 | 6.38 | 0 | 0 | 0 | 0 | 0 | 0 | 947.67 | 0 | 0 | 0 | 984.27 | 323.55 | 0 | 123977.29 | 0 | 0 | 1.13 | 0 | 12.13 | 0 | 271.05 | 17.08 | 0 | 0 | 97.3933 | 6.6717 | 0 | 0 | 0 | 0 | 0 | 17.0765 | 0 | 0 | 365.4372 | 17.0765 | 0
8276 | 0 | 0 | 6.68 | 0 | 0 | 0 | 0 | 0 | 102.4636 | 841.38 | 0 | 0 | 0 | 0 | 0 | 365.44 | 123611.86 | 0 | 0 | 0 | 0 | 11.66 | 0 | 262.02 | 17.08 | 0 | 0 | 103.4176 | 5.7186 | 0 | 0 | 0 | 0 | 0 | 17.0765 | 0 | 0 | 365.4372 | 17.0765 | 0
8277 | 0 | 0 | 6.81 | 0 | 0 | 0 | 0 | 0 | 88.341 | 749.75 | 0 | 0 | 0 | 0 | 0 | 392.44 | 123219.41 | 27.01 | 12.6947 | 0 | 0.342 | 10.71 | 0 | 250.83 | 17.08 | 0 | 0 | 103.4176 | 4.7655 | 0 | 0 | 0 | 0 | 0 | 17.0765 | 0 | 0 | 365.4372 | 17.0765 | 0
8278 | 0 | 0 | 6.78 | 0 | 0 | 0 | 0 | 0 | 92.4187 | 653.88 | 0 | 0 | 0 | 0 | 0 | 365.44 | 122853.98 | 0 | 0 | 0 | 0 | 10.04 | 0 | 238.12 | 17.08 | 0 | 0 | 95.3851 | 3.8124 | 0 | 0 | 0 | 0 | 0 | 17.0765 | 0 | 0 | 365.4372 | 17.0765 | 0
8279 | 0 | 0 | 6.25 | 0 | 0 | 0 | 0 | 0 | 80.9567 | 569.9 | 0 | 0 | 0 | 0 | 0 | 365.44 | 122488.54 | 0 | 0 | 0 | 0 | 9.32 | 0 | 224.38 | 17.08 | 0 | 0 | 84.3406 | 2.8593 | 0 | 0 | 0 | 0 | 0 | 17.0765 | 0 | 0 | 365.4372 | 17.0765 | 0
8280 | 0 | 0 | 5.32 | 0 | 0 | 0 | 0 | 0 | 72.8977 | 494.28 | 0 | 0 | 0 | 0 | 0 | 365.44 | 122123.1 | 0 | 0 | 0 | 0 | 8.6 | 0 | 210.78 | 17.08 | 0 | 0 | 76.3081 | 1.9062 | 0 | 0 | 0 | 0 | 0 | 17.0765 | 0 | 0 | 365.4372 | 17.0765 | 0
8281 | 0 | 0 | 4.26 | 0 | 0 | 0 | 0 | 0 | 67.9813 | 423.77 | 0 | 0 | 0 | 0 | 0 | 365.44 | 121757.66 | 0 | 0 | 0 | 0 | 7.95 | 0 | 198.35 | 17.08 | 0 | 0 | 71.2878 | 0.95311 | 0 | 0 | 0 | 0 | 0 | 17.0765 | 0 | 0 | 365.4372 | 17.0765 | 0
8282 | 0 | 0 | 3.25 | 0 | 0 | 0 | 0 | 0 | 65.0218 | 356.32 | 0 | 0 | 0 | 0 | 0 | 365.44 | 121392.23 | 0 | 0 | 0 | 0 | 7.21 | 0 | 184.35 | 17.08 | 0 | 0 | 68.2757 | 0 | 0 | 0 | 0 | 0 | 0 | 17.0765 | 0 | 0 | 365.4372 | 17.0765 | 0
8283 | 0 | 0 | 2.48 | 0 | 0 | 0 | 0 | 0 | 62.4768 | 291.5 | 0 | 0 | 0 | 0 | 0 | 365.44 | 121026.79 | 0 | 0 | 0 | 1.311 | 4.95 | 0 | 167.57 | 17.08 | 0 | 0 | 66.2676 | 0 | 0 | 0 | 0 | 0 | 0 | 17.0765 | 0 | 0 | 365.4372 | 17.0765 | 0
8284 | 0 | 0 | 2.03 | 0 | 0 | 0 | 0 | 0 | 57.705 | 231.64 | 0 | 0 | 0 | 0 | 0 | 381.47 | 120645.32 | 16.03 | 7.5341 | 0 | 0 | 4.02 | 0 | 149.86 | 17.08 | 0 | 0 | 67.2716 | 0 | 0 | 0 | 0 | 0 | 0 | 17.0765 | 0 | 0 | 365.4372 | 17.0765 | 0
8285 | 0 | 0 | 1.83 | 0 | 0 | 0 | 0 | 0 | 69.4658 | 159.59 | 0 | 0 | 0 | 0 | 0 | 365.44 | 120279.88 | 0 | 0 | 0 | 0 | 3.11 | 0 | 132.64 | 17.08 | 0 | 0 | 71.2878 | 0 | 0 | 0 | 0 | 0 | 0 | 17.0765 | 0 | 0 | 365.4372 | 17.0765 | 0
8286 | 0 | 0 | 1.72 | 0 | 0 | 0 | 0 | 0 | 74.5365 | 82.27 | 0 | 0 | 0 | 0 | 0 | 365.44 | 119914.45 | 0 | 0 | 0 | 0 | 2.18 | 0 | 114.99 | 17.08 | 0 | 0 | 75.3041 | 0.95311 | 0 | 0 | 0 | 0 | 0 | 17.0765 | 0 | 0 | 365.4372 | 17.0765 | 0
8287 | 0 | 0 | 1.71 | 0 | 0 | 0 | 0 | 0 | 79.3083 | 0 | 0 | 0 | 0 | 0 | 0 | 365.44 | 119549.01 | 0 | 0 | 0 | 1.216 | 0 | 0 | 97.94 | 17.08 | 0 | 0 | 80.3243 | 1.9062 | 0 | 0 | 0 | 0 | 0 | 17.0765 | 0 | 0 | 365.4372 | 17.0765 | 0
8288 | 15.96 | 719.78 | 1.75 | 0 | 0 | 0 | 0 | 0.39 | 0 | 0.37 | 0 | 0 | 0 | 646.7 | 87.25 | 0 | 119636.26 | 0 | 0 | 1.26 | 0 | 0.37 | 0 | 82.32 | 17.08 | 0 | 0 | 85.3446 | 3.8124 | 0 | 0 | 0 | 0 | 0 | 17.0765 | 0 | 0 | 365.4372 | 17.0765 | 0
8289 | 28.76 | 1159.5 | 1.86 | 0 | 0 | 0 | 0 | 0.64 | 0 | 0.99 | 0 | 0 | 0 | 1094.18 | 400.49 | 0 | 120036.75 | 0 | 0 | 1.22 | 0 | 0.99 | 0 | 71.92 | 17.08 | 0 | 0 | 88.3568 | 5.7186 | 0 | 0 | 0 | 0 | 0 | 17.0765 | 0 | 0 | 365.4372 | 17.0765 | 0
8290 | 38.94 | 1447.64 | 1.82 | 0 | 0 | 0 | 0 | 0.74 | 0 | 1.7 | 0 | 0 | 0 | 1377.96 | 599.13 | 0 | 120635.88 | 0 | 0 | 1.2 | 0 | 1.7 | 14.33 | 77.45 | 17.08 | 0 | 0 | 90.3649 | 3.8124 | 0 | 0 | 0 | 0 | 0 | 17.0765 | 0 | 0 | 365.4372 | 17.0765 | 0
8291 | 46.26 | 1628.55 | 1.81 | 0 | 0 | 0 | 0 | 157.14 | 0 | 153.18 | 0 | 0 | 0 | 1377.96 | 599.13 | 0 | 121235.01 | 0 | 0 | 1.18 | 0 | 2.47 | 39.62 | 108.41 | 17.08 | 6.54 | 0 | 90.3649 | 3.8124 | 0 | 0 | 0 | 0 | 0 | 17.0765 | 0 | 0 | 365.4372 | 17.0765 | 0
8292 | 47.42 | 1655.53 | 1.84 | 0 | 0 | 0 | 0 | 157.14 | 0 | 304.66 | 0 | 0 | 0 | 1377.96 | 599.13 | 0 | 121834.15 | 0 | 0 | 1.19 | 0 | 3.42 | 0 | 104.98 | 17.08 | 75.34 | 0 | 89.3608 | 3.8124 | 0 | 0 | 0 | 0 | 0 | 17.0765 | 0 | 0 | 365.4372 | 17.0765 | 0
8293 | 46.97 | 1644.92 | 1.92 | 0 | 0 | 0 | 0 | 157.14 | 0 | 456.14 | 0 | 0 | 0 | 1377.96 | 599.13 | 0 | 122433.28 | 0 | 0 | 1.2 | 0 | 4.47 | 40.31 | 141.46 | 17.08 | 24.06 | 0 | 88.3568 | 4.7655 | 0 | 0 | 0 | 0 | 0 | 17.0765 | 0 | 0 | 365.4372 | 17.0765 | 0
8294 | 45.25 | 1604.61 | 2.08 | 0 | 0 | 0 | 0 | 52.17 | 0 | 506.43 | 0 | 0 | 0 | 1377.96 | 599.13 | 0 | 123032.41 | 0 | 0 | 1.18 | 0 | 5.52 | 39.49 | 177.8 | 17.08 | 89.02 | 0 | 87.3527 | 4.7655 | 0 | 0 | 0 | 0 | 0 | 17.0765 | 0 | 0 | 365.4372 | 17.0765 | 0
8295 | 44.43 | 1585.06 | 2.24 | 0 | 0 | 0 | 0 | 157.14 | 0 | 657.91 | 0 | 0 | 0 | 1377.96 | 599.13 | 0 | 123631.54 | 0 | 0 | 1.13 | 0 | 6.53 | 3.38 | 179.73 | 17.08 | 0 | 0 | 87.3527 | 4.7655 | 0 | 0 | 0 | 0 | 0 | 17.0765 | 0 | 0 | 365.4372 | 17.0765 | 0
8296 | 43.24 | 1556.29 | 2.44 | 0 | 0 | 0 | 0 | 92.25 | 0 | 746.84 | 0 | 0 | 0 | 1377.96 | 599.13 | 0 | 124230.68 | 0 | 0 | 1.12 | 0 | 7.55 | 37.52 | 214.49 | 17.08 | 0 | 0 | 88.3568 | 4.7655 | 0 | 0 | 0 | 0 | 0 | 17.0765 | 0 | 0 | 365.4372 | 17.0765 | 0
8297 | 41.87 | 1522.26 | 2.7 | 0 | 0 | 0 | 0 | 74.48 | 0 | 818.64 | 0 | 0 | 0 | 1377.96 | 599.13 | 0 | 124829.81 | 0 | 0 | 1.13 | 0 | 8.59 | 18.18 | 231.11 | 17.08 | 0 | 0 | 89.3608 | 5.7186 | 0 | 0 | 0 | 0 | 0 | 17.0765 | 0 | 0 | 365.4372 | 17.0765 | 0
8298 | 45.08 | 1600.54 | 2.91 | 0 | 0 | 0 | 0 | 133.85 | 0 | 947.67 | 0 | 0 | 0 | 1377.96 | 599.13 | 0 | 125428.94 | 0 | 0 | 1.12 | 0 | 9.49 | 37.55 | 263.71 | 17.08 | 0 | 0 | 91.3689 | 6.6717 | 0 | 0 | 0 | 0 | 0 | 17.0765 | 0 | 0 | 365.4372 | 17.0765 | 0
8299 | 25.97 | 1071.61 | 2.8 | 0 | 0 | 0 | 0 | 0 | 0 | 947.67 | 0 | 0 | 0 | 995.18 | 331.19 | 0 | 125760.13 | 0 | 0 | 1.13 | 0 | 10.18 | 0 | 256.31 | 17.08 | 0 | 0 | 97.3933 | 6.6717 | 0 | 0 | 0 | 0 | 0 | 17.0765 | 0 | 0 | 365.4372 | 17.0765 | 0
8300 | 0 | 0 | 2.47 | 0 | 0 | 0 | 0 | 0 | 105.6544 | 838.07 | 0 | 0 | 0 | 0 | 0 | 365.44 | 125394.7 | 0 | 0 | 0 | 0 | 9.7 | 0 | 247.29 | 17.08 | 0 | 0 | 102.4135 | 5.7186 | 0 | 0 | 0 | 0 | 0 | 17.0765 | 0 | 0 | 365.4372 | 17.0765 | 0
8301 | 0 | 0 | 2.06 | 0 | 0 | 0 | 0 | 0 | 105.1146 | 729.03 | 0 | 0 | 0 | 0 | 0 | 365.44 | 125029.26 | 0 | 0 | 0 | 0 | 9.11 | 0 | 236.09 | 17.08 | 0 | 0 | 102.4135 | 4.7655 | 0 | 0 | 0 | 0 | 0 | 17.0765 | 0 | 0 | 365.4372 | 17.0765 | 0
8302 | 0 | 0 | 1.99 | 0 | 0 | 0 | 0 | 0 | 96.1976 | 629.23 | 0 | 0 | 0 | 0 | 0 | 365.44 | 124663.82 | 0 | 0 | 0 | 0 | 8.44 | 0 | 223.39 | 17.08 | 0 | 0 | 94.3811 | 3.8124 | 0 | 0 | 0 | 0 | 0 | 17.0765 | 0 | 0 | 365.4372 | 17.0765 | 0
8303 | 0 | 0 | 2.04 | 0 | 0 | 0 | 0 | 0 | 84.1572 | 541.93 | 0 | 0 | 0 | 0 | 0 | 365.44 | 124298.38 | 0 | 0 | 0 | 0 | 7.72 | 0 | 209.65 | 17.08 | 0 | 0 | 83.3365 | 2.8593 | 0 | 0 | 0 | 0 | 0 | 17.0765 | 0 | 0 | 365.4372 | 17.0765 | 0
8304 | 0 | 0 | 2.15 | 0 | 0 | 0 | 0 | 0 | 62.3708 | 477.23 | 0 | 0 | 0 | 0 | 0 | 392.44 | 123905.94 | 27.01 | 12.6947 | 0 | 0 | 7 | 0 | 196.05 | 17.08 | 0 | 0 | 75.3041 | 1.9062 | 0 | 0 | 0 | 0 | 0 | 17.0765 | 0 | 0 | 365.4372 | 17.0765 | 0
8305 | 0 | 0 | 2.41 | 0 | 0 | 0 | 0 | 0 | 56.1337 | 419 | 0 | 0 | 0 | 0 | 0 | 392.44 | 123513.5 | 27.01 | 12.6947 | 0 | 0 | 6.35 | 0 | 183.61 | 17.08 | 0 | 0 | 70.2838 | 0.95311 | 0 | 0 | 0 | 0 | 0 | 17.0765 | 0 | 0 | 365.4372 | 17.0765 | 0
8306 | 0 | 0 | 2.73 | 0 | 0 | 0 | 0 | 0 | 63.5372 | 353.09 | 0 | 0 | 0 | 0 | 0 | 365.44 | 123148.06 | 0 | 0 | 0 | 0 | 5.61 | 0 | 169.62 | 17.08 | 0 | 0 | 66.2676 | 0 | 0 | 0 | 0 | 0 | 0 | 17.0765 | 0 | 0 | 365.4372 | 17.0765 | 0
8307 | 0 | 0 | 3.01 | 0 | 0 | 0 | 0 | 0 | 62.2551 | 288.51 | 0 | 0 | 0 | 0 | 0 | 365.44 | 122782.62 | 0 | 0 | 0 | 0 | 4.73 | 0 | 152.84 | 17.08 | 0 | 0 | 65.2635 | 0 | 0 | 0 | 0 | 0 | 0 | 17.0765 | 0 | 0 | 365.4372 | 17.0765 | 0
8308 | 0 | 0 | 2.91 | 0 | 0 | 0 | 0 | 0 | 63.3541 | 222.79 | 0 | 0 | 0 | 0 | 0 | 365.44 | 122417.19 | 0 | 0 | 0 | 0 | 3.8 | 0 | 135.13 | 17.08 | 0 | 0 | 66.2676 | 0 | 0 | 0 | 0 | 0 | 0 | 17.0765 | 0 | 0 | 365.4372 | 17.0765 | 0
8309 | 0 | 0 | 2.76 | 0 | 0 | 0 | 0 | 0 | 64.6073 | 155.78 | 0 | 0 | 0 | 0 | 0 | 371.65 | 122045.53 | 6.22 | 2.9234 | 0 | 0 | 2.89 | 0 | 117.9 | 17.08 | 0 | 0 | 70.2838 | 0 | 0 | 0 | 0 | 0 | 0 | 17.0765 | 0 | 0 | 365.4372 | 17.0765 | 0
8310 | 0 | 0 | 2.67 | 0 | 0 | 0 | 0 | 0 | 72.5796 | 80.48 | 0 | 0 | 0 | 0 | 0 | 365.44 | 121680.1 | 0 | 0 | 0 | 0 | 1.96 | 0 | 100.26 | 17.08 | 0 | 0 | 74.3 | 0.95311 | 0 | 0 | 0 | 0 | 0 | 17.0765 | 0 | 0 | 365.4372 | 17.0765 | 0
8311 | 0 | 0 | 2.63 | 0 | 0 | 0 | 0 | 0 | 77.5827 | 0 | 0 | 0 | 0 | 0 | 0 | 365.44 | 121314.66 | 0 | 0 | 0 | 1.0165 | 0 | 0 | 83.21 | 17.08 | 0 | 0 | 79.3203 | 1.9062 | 0 | 0 | 0 | 0 | 0 | 17.0765 | 0 | 0 | 365.4372 | 17.0765 | 0
8312 | 15.99 | 721.15 | 2.72 | 0 | 0 | 0 | 0 | 0.39 | 0 | 0.37 | 0 | 0 | 0 | 650.07 | 89.61 | 0 | 121404.27 | 0 | 0 | 1.26 | 0 | 0.37 | 0 | 67.58 | 17.08 | 0 | 0 | 84.3406 | 3.8124 | 0 | 0 | 0 | 0 | 0 | 17.0765 | 0 | 0 | 365.4372 | 17.0765 | 0
8313 | 28.51 | 1151.84 | 2.98 | 0 | 0 | 0 | 0 | 0.64 | 0 | 0.99 | 0 | 0 | 0 | 1088.4 | 396.44 | 0 | 121800.71 | 0 | 0 | 1.22 | 0 | 0.99 | 0 | 57.18 | 17.08 | 0 | 0 | 87.3527 | 5.7186 | 0 | 0 | 0 | 0 | 0 | 17.0765 | 0 | 0 | 365.4372 | 17.0765 | 0
8314 | 38.61 | 1438.86 | 2.94 | 0 | 0 | 0 | 0 | 0.74 | 0 | 1.7 | 0 | 0 | 0 | 1377.96 | 599.13 | 0 | 122399.85 | 0 | 0 | 1.2 | 0 | 1.7 | 0 | 49.11 | 17.08 | 7.34 | 0 | 89.3608 | 3.8124 | 0 | 0 | 0 | 0 | 0 | 17.0765 | 0 | 0 | 365.4372 | 17.0765 | 0
8315 | 46.01 | 1622.63 | 2.9 | 0 | 0 | 0 | 0 | 157.14 | 0 | 153.18 | 0 | 0 | 0 | 1377.96 | 599.13 | 0 | 122998.98 | 0 | 0 | 1.18 | 0 | 2.47 | 39.62 | 80.07 | 17.08 | 1.46 | 0 | 90.3649 | 3.8124 | 0 | 0 | 0 | 0 | 0 | 17.0765 | 0 | 0 | 365.4372 | 17.0765 | 0
8316 | 47.96 | 1667.87 | 2.95 | 0 | 0 | 0 | 0 | 157.14 | 0 | 304.66 | 0 | 0 | 0 | 1377.96 | 599.13 | 0 | 123598.11 | 0 | 0 | 1.19 | 0 | 3.42 | 39.7 | 114.35 | 17.08 | 49.63 | 0 | 89.3608 | 3.8124 | 0 | 0 | 0 | 0 | 0 | 17.0765 | 0 | 0 | 365.4372 | 17.0765 | 0
8317 | 48.16 | 1672.3 | 3.01 | 0 | 0 | 0 | 0 | 157.14 | 0 | 456.14 | 0 | 0 | 0 | 1377.96 | 599.13 | 0 | 124197.24 | 0 | 0 | 1.2 | 0 | 4.47 | 40.31 | 150.82 | 17.08 | 53.74 | 0 | 88.3568 | 4.7655 | 0 | 0 | 0 | 0 | 0 | 17.0765 | 0 | 0 | 365.4372 | 17.0765 | 0
8318 | 47.09 | 1647.8 | 3.06 | 0 | 0 | 0 | 0 | 157.14 | 0 | 607.62 | 0 | 0 | 0 | 1377.96 | 599.13 | 0 | 124796.38 | 0 | 0 | 1.18 | 0 | 5.52 | 39.49 | 187.17 | 17.08 | 30.07 | 0 | 87.3527 | 4.7655 | 0 | 0 | 0 | 0 | 0 | 17.0765 | 0 | 0 | 365.4372 | 17.0765 | 0
8319 | 46.73 | 1639.51 | 3.01 | 0 | 0 | 0 | 0 | 0 | 97.9135 | 506.05 | 0 | 0 | 0 | 1377.96 | 599.13 | 0 | 125395.51 | 0 | 0 | 1.13 | 0 | 6.53 | 38.02 | 222 | 17.08 | 277.93 | 0 | 87.3527 | 4.7655 | 0 | 0 | 0 | 0 | 0 | 17.0765 | 0 | 0 | 365.4372 | 17.0765 | 0
8320 | 46.1 | 1624.7 | 3.2 | 0 | 0 | 0 | 0 | 157.14 | 0 | 657.53 | 0 | 0 | 0 | 1377.96 | 599.13 | 0 | 125994.64 | 0 | 0 | 1.12 | 0 | 7.55 | 37.52 | 256.76 | 17.08 | 8.15 | 0 | 87.3527 | 4.7655 | 0 | 0 | 0 | 0 | 0 | 17.0765 | 0 | 0 | 365.4372 | 17.0765 | 0
8321 | 45.35 | 1607.08 | 3.35 | 0 | 0 | 0 | 0 | 143.84 | 0 | 796.19 | 0 | 0 | 0 | 1377.96 | 599.13 | 0 | 126593.78 | 0 | 0 | 1.13 | 0 | 8.59 | 37.78 | 292 | 17.08 | 0 | 0 | 89.3608 | 5.7186 | 0 | 0 | 0 | 0 | 0 | 17.0765 | 0 | 0 | 365.4372 | 17.0765 | 0
8322 | 49.14 | 1694.47 | 3.51 | 0 | 0 | 0 | 0 | 157.14 | 0 | 947.67 | 0 | 0 | 0 | 1377.96 | 599.13 | 0 | 127192.91 | 0 | 0 | 1.12 | 0 | 9.49 | 3.24 | 292 | 17.08 | 109.61 | 0 | 91.3689 | 6.6717 | 0 | 0 | 0 | 0 | 0 | 17.0765 | 0 | 0 | 365.4372 | 17.0765 | 0
8323 | 29.9 | 1194.22 | 3.68 | 0 | 0 | 0 | 0 | 0 | 0 | 947.67 | 0 | 0 | 0 | 1115.83 | 415.65 | 0 | 127608.56 | 0 | 0 | 1.13 | 0 | 10.18 | 7.78 | 292 | 17.08 | 0 | 0 | 96.3892 | 6.6717 | 0 | 0 | 0 | 0 | 0 | 17.0765 | 0 | 0 | 365.4372 | 17.0765 | 0
8324 | 0 | 0 | 3.81 | 0 | 0 | 0 | 0 | 0 | 104.3241 | 839.45 | 0 | 0 | 0 | 0 | 0 | 365.44 | 127243.12 | 0 | 0 | 0 | 0 | 9.7 | 0 | 282.97 | 17.08 | 0 | 0 | 102.4135 | 5.7186 | 0 | 0 | 0 | 0 | 0 | 17.0765 | 0 | 0 | 365.4372 | 17.0765 | 0
8325 | 0 | 0 | 4 | 0 | 0 | 0 | 0 | 0 | 103.1769 | 732.41 | 0 | 0 | 0 | 0 | 0 | 365.44 | 126877.68 | 0 | 0 | 0 | 0 | 9.11 | 0 | 271.78 | 17.08 | 0 | 0 | 102.4135 | 4.7655 | 0 | 0 | 0 | 0 | 0 | 17.0765 | 0 | 0 | 365.4372 | 17.0765 | 0
8326 | 0 | 0 | 4.66 | 0 | 0 | 0 | 0 | 0 | 93.5369 | 635.39 | 0 | 0 | 0 | 0 | 0 | 365.44 | 126512.25 | 0 | 0 | 0 | 0 | 8.44 | 0 | 259.08 | 17.08 | 0 | 0 | 94.3811 | 3.8124 | 0 | 0 | 0 | 0 | 0 | 17.0765 | 0 | 0 | 365.4372 | 17.0765 | 0
8327 | 0 | 0 | 5.6 | 0 | 0 | 0 | 0 | 0 | 80.6 | 551.78 | 0 | 0 | 0 | 0 | 0 | 365.44 | 126146.81 | 0 | 0 | 0 | 0 | 7.72 | 0 | 245.34 | 17.08 | 0 | 0 | 83.3365 | 2.8593 | 0 | 0 | 0 | 0 | 0 | 17.0765 | 0 | 0 | 365.4372 | 17.0765 | 0
8328 | 0 | 0 | 6.57 | 0 | 0 | 0 | 0 | 0 | 70.6419 | 478.5 | 0 | 0 | 0 | 0 | 0 | 365.44 | 125781.37 | 0 | 0 | 0 | 0 | 7 | 0 | 231.74 | 17.08 | 0 | 0 | 75.3041 | 1.9062 | 0 | 0 | 0 | 0 | 0 | 17.0765 | 0 | 0 | 365.4372 | 17.0765 | 0
8329 | 0 | 0 | 7.34 | 0 | 0 | 0 | 0 | 0 | 63.8939 | 412.21 | 0 | 0 | 0 | 0 | 0 | 365.44 | 125415.93 | 0 | 0 | 0 | 0 | 6.35 | 0 | 219.3 | 17.08 | 0 | 0 | 70.2838 | 0.95311 | 0 | 0 | 0 | 0 | 0 | 17.0765 | 0 | 0 | 365.4372 | 17.0765 | 0
8330 | 0 | 0 | 8.01 | 0 | 0 | 0 | 0 | 0 | 59.2571 | 350.74 | 0 | 0 | 0 | 0 | 0 | 365.44 | 125050.5 | 0 | 0 | 0 | 0 | 5.61 | 0 | 205.3 | 17.08 | 0 | 0 | 67.2716 | 0 | 0 | 0 | 0 | 0 | 0 | 17.0765 | 0 | 0 | 365.4372 | 17.0765 | 0
8331 | 0 | 0 | 8.68 | 0 | 0 | 0 | 0 | 0 | 57.5894 | 291.01 | 0 | 0 | 0 | 0 | 0 | 365.44 | 124685.06 | 0 | 0 | 0 | 0 | 4.73 | 0 | 188.53 | 17.08 | 0 | 0 | 66.2676 | 0 | 0 | 0 | 0 | 0 | 0 | 17.0765 | 0 | 0 | 365.4372 | 17.0765 | 0
8332 | 0 | 0 | 8.17 | 0 | 0 | 0 | 0 | 0 | 57.0977 | 231.78 | 0 | 0 | 0 | 0 | 0 | 365.44 | 124319.62 | 0 | 0 | 0 | 0 | 3.8 | 0 | 170.81 | 17.08 | 0 | 0 | 65.2635 | 0 | 0 | 0 | 0 | 0 | 0 | 17.0765 | 0 | 0 | 365.4372 | 17.0765 | 0
8333 | 0 | 0 | 7.65 | 0 | 0 | 0 | 0 | 0 | 60.626 | 168.89 | 0 | 0 | 0 | 0 | 0 | 365.44 | 123954.18 | 0 | 0 | 0 | 0 | 2.89 | 0 | 153.59 | 17.08 | 0 | 0 | 68.2757 | 0 | 0 | 0 | 0 | 0 | 0 | 17.0765 | 0 | 0 | 365.4372 | 17.0765 | 0
8334 | 0 | 0 | 7.42 | 0 | 0 | 0 | 0 | 0 | 66.8245 | 99.57 | 0 | 0 | 0 | 0 | 0 | 365.44 | 123588.75 | 0 | 0 | 0 | 0 | 1.96 | 0 | 135.94 | 17.08 | 0 | 0 | 73.296 | 0.95311 | 0 | 0 | 0 | 0 | 0 | 17.0765 | 0 | 0 | 365.4372 | 17.0765 | 0
8335 | 0 | 0 | 7.46 | 0 | 0 | 0 | 0 | 0 | 73.9484 | 22.86 | 0 | 0 | 0 | 0 | 0 | 365.44 | 123223.31 | 0 | 0 | 1.18 | 0 | 2.19 | 0 | 118.89 | 17.08 | 0 | 0 | 78.3162 | 1.9062 | 0 | 0 | 0 | 0 | 0 | 17.0765 | 0 | 0 | 365.4372 | 17.0765 | 0
8336 | 1.08 | 56.69 | 7.66 | 0 | 0 | 0 | 0 | 0 | 20.7164 | 1.37 | 0 | 0 | 0 | 0 | 0 | 365.44 | 122857.87 | 0 | 0 | 0 | 0 | 1.37 | 0 | 103.27 | 17.08 | 0 | 0 | 82.3324 | 3.8124 | 0 | 0 | 0 | 0 | 0 | 17.0765 | 0 | 0 | 365.4372 | 17.0765 | 0
8337 | 4.52 | 228.18 | 8.05 | 0 | 0 | 0 | 0 | 125.04 | 0 | 121.91 | 0 | 0 | 0 | 0 | 0 | 365.44 | 122492.44 | 0 | 0 | 1.22 | 0 | 1.98 | 22.41 | 114.16 | 17.08 | 0 | 0 | 86.3487 | 5.7186 | 0 | 0 | 0 | 0 | 0 | 17.0765 | 0 | 0 | 365.4372 | 17.0765 | 0
8338 | 7.51 | 367.36 | 8.17 | 0 | 0 | 0 | 0 | 157.14 | 0 | 273.39 | 0 | 0 | 0 | 93.37 | 0 | 300.08 | 122192.36 | 0 | 0 | 1.2 | 0 | 2.69 | 40.17 | 144.25 | 17.08 | 0 | 0 | 87.3527 | 3.8124 | 0 | 0 | 0 | 0 | 0 | 17.0765 | 0 | 0 | 365.4372 | 17.0765 | 0
8339 | 8.87 | 428.06 | 8.27 | 0 | 0 | 0 | 0 | 0 | 0 | 273.39 | 0 | 0 | 0 | 352.85 | 0 | 118.44 | 122073.91 | 0 | 0 | 1.18 | 0 | 3.47 | 0 | 137.57 | 17.08 | 0 | 0 | 87.3527 | 3.8124 | 0 | 0 | 0 | 0 | 0 | 17.0765 | 0 | 0 | 365.4372 | 17.0765 | 0
8340 | 10.62 | 504.06 | 8.29 | 0 | 0 | 0 | 0 | 0 | 0 | 273.39 | 0 | 0 | 0 | 392.93 | 0 | 90.39 | 121983.53 | 0 | 0 | 1.19 | 0 | 4.41 | 39.7 | 171.84 | 17.08 | 0 | 0 | 85.3446 | 3.8124 | 0 | 0 | 0 | 0 | 0 | 17.0765 | 0 | 0 | 365.4372 | 17.0765 | 0
8341 | 11.32 | 533.74 | 7.95 | 0 | 0 | 0 | 0 | 157.14 | 0 | 424.87 | 0 | 0 | 0 | 305.57 | 0 | 151.54 | 121831.99 | 0 | 0 | 1.2 | 0 | 5.46 | 0 | 170.03 | 17.08 | 0 | 0 | 84.3406 | 4.7655 | 0 | 0 | 0 | 0 | 0 | 17.0765 | 0 | 0 | 365.4372 | 17.0765 | 0
8342 | 10.78 | 510.63 | 7.51 | 0 | 0 | 0 | 0 | 157.14 | 0 | 576.35 | 0 | 0 | 0 | 283.5 | 0 | 166.99 | 121665 | 0 | 0 | 1.18 | 0 | 6.52 | 0 | 168.86 | 17.08 | 0 | 0 | 82.3324 | 4.7655 | 0 | 0 | 0 | 0 | 0 | 17.0765 | 0 | 0 | 365.4372 | 17.0765 | 0
8343 | 9.12 | 439.4 | 6.93 | 0 | 0 | 0 | 0 | 157.14 | 0 | 727.83 | 0 | 0 | 0 | 210.07 | 0 | 218.38 | 121446.61 | 0 | 0 | 1.13 | 0 | 7.53 | 0 | 167.58 | 17.08 | 0 | 0 | 82.3324 | 4.7655 | 0 | 0 | 0 | 0 | 0 | 17.0765 | 0 | 0 | 365.4372 | 17.0765 | 0
8344 | 6.99 | 343.73 | 5.97 | 0 | 0 | 0 | 0 | 71.19 | 0 | 796.45 | 0 | 0 | 0 | 158.75 | 0 | 254.31 | 121192.3 | 0 | 0 | 1.12 | 0 | 8.55 | 37.52 | 202.34 | 17.08 | 0 | 0 | 83.3365 | 4.7655 | 0 | 0 | 0 | 0 | 0 | 17.0765 | 0 | 0 | 365.4372 | 17.0765 | 0
8345 | 4.73 | 238.36 | 4.96 | 0 | 0 | 0 | 0 | 156.87 | 0 | 947.67 | 0 | 0 | 0 | 0 | 0 | 365.44 | 120826.87 | 0 | 0 | 1.13 | 0 | 9.58 | 0 | 201.68 | 17.08 | 0 | 0 | 84.3406 | 5.7186 | 0 | 0 | 0 | 0 | 0 | 17.0765 | 0 | 0 | 365.4372 | 17.0765 | 0
8346 | 3.21 | 163.97 | 4.26 | 0 | 0 | 0 | 0 | 0 | 0 | 947.67 | 0 | 0 | 0 | 38.74 | 0 | 338.32 | 120488.55 | 0 | 0 | 1.12 | 0 | 10.49 | 37.55 | 234.28 | 17.08 | 0 | 0 | 87.3527 | 6.6717 | 0 | 0 | 0 | 0 | 0 | 17.0765 | 0 | 0 | 365.4372 | 17.0765 | 0
8347 | 1.35 | 70.41 | 3.91 | 0 | 0 | 0 | 0 | 0 | 25.5074 | 921.21 | 0 | 0 | 0 | 0 | 0 | 365.44 | 120123.11 | 0 | 0 | 1.13 | 0 | 11.17 | 0 | 226.88 | 17.08 | 0 | 0 | 93.377 | 6.6717 | 0 | 0 | 0 | 0 | 0 | 17.0765 | 0 | 0 | 365.4372 | 17.0765 | 0
8348 | 0 | 0 | 3.67 | 0 | 0 | 0 | 0 | 0 | 98.6461 | 818.88 | 0 | 0 | 0 | 0 | 0 | 373.86 | 119749.25 | 8.42 | 3.9574 | 1.15 | 0 | 11.79 | 0 | 217.86 | 17.08 | 0 | 0 | 99.4014 | 5.7186 | 0 | 0 | 0 | 0 | 0 | 17.0765 | 0 | 0 | 365.4372 | 17.0765 | 0
8349 | 0 | 0 | 3.68 | 0 | 0 | 0 | 0 | 0 | 101.4899 | 713.6 | 0 | 0 | 0 | 0 | 0 | 365.44 | 119383.82 | 0 | 0 | 0 | 0 | 11.2 | 0 | 206.66 | 17.08 | 0 | 0 | 100.4054 | 4.7655 | 0 | 0 | 0 | 0 | 0 | 17.0765 | 0 | 0 | 365.4372 | 17.0765 | 0
8350 | 0 | 0 | 3.96 | 0 | 0 | 0 | 0 | 0 | 93.2284 | 616.89 | 0 | 0 | 0 | 0 | 0 | 365.44 | 119018.38 | 0 | 0 | 0 | 0 | 10.53 | 0 | 193.96 | 17.08 | 0 | 0 | 93.377 | 3.8124 | 0 | 0 | 0 | 0 | 0 | 17.0765 | 0 | 0 | 365.4372 | 17.0765 | 0
8351 | 0 | 0 | 4.42 | 0 | 0 | 0 | 0 | 0 | 82.0653 | 531.76 | 0 | 0 | 0 | 0 | 0 | 365.44 | 118652.94 | 0 | 0 | 1.29 | 0 | 11.04 | 0 | 180.22 | 17.08 | 0 | 0 | 82.3324 | 2.8593 | 0 | 0 | 0 | 0 | 0 | 17.0765 | 0 | 0 | 365.4372 | 17.0765 | 0
8352 | 0 | 0 | 4.85 | 0 | 0 | 0 | 0 | 0 | 70.3527 | 458.78 | 0 | 0 | 0 | 0 | 0 | 365.44 | 118287.51 | 0 | 0 | 0 | 0 | 10.32 | 0 | 166.62 | 17.08 | 0 | 0 | 73.296 | 1.9062 | 0 | 0 | 0 | 0 | 0 | 17.0765 | 0 | 0 | 365.4372 | 17.0765 | 0
8353 | 0 | 0 | 5.34 | 0 | 0 | 0 | 0 | 0 | 64.8868 | 391.47 | 0 | 0 | 0 | 0 | 0 | 365.44 | 117922.07 | 0 | 0 | 0 | 0 | 9.67 | 0 | 154.18 | 17.08 | 0 | 0 | 69.2797 | 0.95311 | 0 | 0 | 0 | 0 | 0 | 17.0765 | 0 | 0 | 365.4372 | 17.0765 | 0
8354 | 0 | 0 | 6.15 | 0 | 0 | 0 | 0 | 0 | 59.1125 | 330.14 | 0 | 0 | 0 | 0 | 0 | 365.44 | 117556.63 | 0 | 0 | 0 | 0 | 8.93 | 0 | 140.18 | 17.08 | 0 | 0 | 65.2635 | 0 | 0 | 0 | 0 | 0 | 0 | 17.0765 | 0 | 0 | 365.4372 | 17.0765 | 0
8355 | 0 | 0 | 7 | 0 | 0 | 0 | 0 | 0 | 58.6401 | 269.31 | 0 | 0 | 0 | 0 | 0 | 365.44 | 117191.19 | 0 | 0 | 1.38 | 0 | 9.36 | 0 | 123.41 | 17.08 | 0 | 0 | 64.2595 | 0 | 0 | 0 | 0 | 0 | 0 | 17.0765 | 0 | 0 | 365.4372 | 17.0765 | 0
8356 | 0 | 0 | 7.59 | 0 | 0 | 0 | 0 | 0 | 57.6761 | 209.48 | 0 | 0 | 0 | 0 | 0 | 365.44 | 116825.76 | 0 | 0 | 0 | 0 | 8.43 | 0 | 105.7 | 17.08 | 0 | 0 | 65.2635 | 0 | 0 | 0 | 0 | 0 | 0 | 17.0765 | 0 | 0 | 365.4372 | 17.0765 | 0
8357 | 0 | 0 | 8.18 | 0 | 0 | 0 | 0 | 0 | 60.0958 | 147.14 | 0 | 0 | 0 | 0 | 0 | 365.44 | 116460.32 | 0 | 0 | 0 | 0 | 7.52 | 0 | 88.47 | 17.08 | 0 | 0 | 68.2757 | 0 | 0 | 0 | 0 | 0 | 0 | 17.0765 | 0 | 0 | 365.4372 | 17.0765 | 0
8358 | 0 | 0 | 8.82 | 0 | 0 | 0 | 0 | 0 | 65.4267 | 79.27 | 0 | 0 | 0 | 0 | 0 | 365.44 | 116094.88 | 0 | 0 | 0 | 0 | 6.59 | 0 | 70.82 | 17.08 | 0 | 0 | 73.296 | 0.95311 | 0 | 0 | 0 | 0 | 0 | 17.0765 | 0 | 0 | 365.4372 | 17.0765 | 0
8359 | 0 | 0 | 9.56 | 0 | 0 | 0 | 0 | 0 | 70.7962 | 5.82 | 0 | 0 | 0 | 0 | 0 | 365.44 | 115729.44 | 0 | 0 | 0.14 | 0 | 5.82 | 0 | 53.77 | 17.08 | 0 | 0 | 78.3162 | 1.9062 | 0 | 0 | 0 | 0 | 0 | 17.0765 | 0 | 0 | 365.4372 | 17.0765 | 0
8360 | 11.94 | 559.41 | 10.25 | 0 | 0 | 0 | 0 | 0.39 | 0 | 6.2 | 0 | 0 | 0 | 450.68 | 0 | 49.96 | 115679.49 | 0 | 0 | 1.26 | 0 | 6.2 | 42.12 | 78.17 | 17.08 | 0 | 0 | 83.3365 | 3.8124 | 0 | 0 | 0 | 0 | 0 | 17.0765 | 0 | 0 | 365.4372 | 17.0765 | 0
8361 | 26.75 | 1096.64 | 10.8 | 0 | 0 | 0 | 0 | 157.14 | 0 | 157.68 | 0 | 0 | 0 | 883.77 | 253.2 | 0 | 115932.68 | 0 | 0 | 1.22 | 0 | 6.81 | 0 | 67.77 | 17.08 | 0 | 0 | 86.3487 | 5.7186 | 0 | 0 | 0 | 0 | 0 | 17.0765 | 0 | 0 | 365.4372 | 17.0765 | 0
8362 | 38.24 | 1429.25 | 11.47 | 0 | 0 | 0 | 0 | 8.64 | 0 | 166.01 | 0 | 0 | 0 | 1377.96 | 599.13 | 0 | 116531.82 | 0 | 0 | 1.2 | 0 | 7.52 | 0 | 59.69 | 17.08 | 0 | 0 | 87.3527 | 3.8124 | 0 | 0 | 0 | 0 | 0 | 17.0765 | 0 | 0 | 365.4372 | 17.0765 | 0
8363 | 46.62 | 1636.85 | 11.9 | 0 | 0 | 0 | 0 | 157.14 | 0 | 317.49 | 0 | 0 | 0 | 1377.96 | 599.13 | 0 | 117130.95 | 0 | 0 | 1.18 | 0 | 8.3 | 39.62 | 90.65 | 17.08 | 28.3 | 0 | 87.3527 | 3.8124 | 0 | 0 | 0 | 0 | 0 | 17.0765 | 0 | 0 | 365.4372 | 17.0765 | 0
8364 | 48.43 | 1678.49 | 11.87 | 0 | 0 | 0 | 0 | 157.14 | 0 | 468.97 | 0 | 0 | 0 | 1377.96 | 599.13 | 0 | 117730.08 | 0 | 0 | 1.19 | 0 | 9.24 | 39.7 | 124.93 | 17.08 | 73.66 | 0 | 85.3446 | 3.8124 | 0 | 0 | 0 | 0 | 0 | 17.0765 | 0 | 0 | 365.4372 | 17.0765 | 0
8365 | 48.41 | 1678.02 | 11.29 | 0 | 0 | 0 | 0 | 157.14 | 0 | 620.45 | 0 | 0 | 0 | 1377.96 | 599.13 | 0 | 118329.22 | 0 | 0 | 1.2 | 0 | 10.29 | 40.31 | 161.41 | 17.08 | 72 | 0 | 84.3406 | 4.7655 | 0 | 0 | 0 | 0 | 0 | 17.0765 | 0 | 0 | 365.4372 | 17.0765 | 0
8366 | 47.12 | 1648.61 | 10.29 | 0 | 0 | 0 | 0 | 157.14 | 0 | 771.93 | 0 | 0 | 0 | 1377.96 | 599.13 | 0 | 118928.35 | 0 | 0 | 1.18 | 0 | 11.35 | 39.49 | 197.75 | 17.08 | 43.16 | 0 | 82.3324 | 4.7655 | 0 | 0 | 0 | 0 | 0 | 17.0765 | 0 | 0 | 365.4372 | 17.0765 | 0
8367 | 38.34 | 1431.86 | 9.27 | 0 | 0 | 0 | 0 | 13.28 | 0 | 784.73 | 0 | 0 | 0 | 1377.96 | 599.13 | 0 | 119527.48 | 0 | 0 | 1.13 | 0 | 12.36 | 0 | 196.47 | 17.08 | 0 | 0 | 82.3324 | 4.7655 | 0 | 0 | 0 | 0 | 0 | 17.0765 | 0 | 0 | 365.4372 | 17.0765 | 0
8368 | 28.25 | 1143.85 | 8.29 | 0 | 0 | 0 | 0 | 0 | 0 | 784.73 | 0 | 0 | 0 | 1091.17 | 398.38 | 0 | 119925.86 | 0 | 0 | 1.12 | 0 | 13.38 | 0 | 195.59 | 17.08 | 0 | 0 | 83.3365 | 4.7655 | 0 | 0 | 0 | 0 | 0 | 17.0765 | 0 | 0 | 365.4372 | 17.0765 | 0
8369 | 17.82 | 790.1 | 7.66 | 0 | 0 | 0 | 0 | 11.89 | 0 | 796.19 | 0 | 0 | 0 | 674.72 | 106.86 | 0 | 120032.73 | 0 | 0 | 1.13 | 0 | 14.41 | 37.78 | 230.82 | 17.08 | 0 | 0 | 84.3406 | 5.7186 | 0 | 0 | 0 | 0 | 0 | 17.0765 | 0 | 0 | 365.4372 | 17.0765 | 0
8370 | 15.25 | 692.48 | 7.57 | 0 | 0 | 0 | 0 | 157.14 | 0 | 947.67 | 0 | 0 | 0 | 425.47 | 0 | 67.61 | 119965.12 | 0 | 0 | 1.12 | 0 | 15.32 | 37.55 | 263.42 | 17.08 | 0 | 0 | 87.3527 | 6.6717 | 0 | 0 | 0 | 0 | 0 | 17.0765 | 0 | 0 | 365.4372 | 17.0765 | 0
8371 | 6.31 | 312.73 | 7.99 | 0 | 0 | 0 | 0 | 0 | 0 | 947.67 | 0 | 0 | 0 | 187.99 | 0 | 233.85 | 119731.27 | 0 | 0 | 1.13 | 0 | 16 | 37.87 | 292 | 17.08 | 0 | 0 | 93.377 | 6.6717 | 0 | 0 | 0 | 0 | 0 | 17.0765 | 0 | 0 | 365.4372 | 17.0765 | 0
8372 | 0 | 0 | 8.9 | 0 | 0 | 0 | 0 | 0 | 83.5306 | 861.02 | 0 | 0 | 0 | 0 | 0 | 392.44 | 119338.83 | 27.01 | 12.6947 | 0 | 0 | 15.52 | 0 | 282.97 | 17.08 | 0 | 0 | 99.4014 | 5.7186 | 0 | 0 | 0 | 0 | 0 | 17.0765 | 0 | 0 | 365.4372 | 17.0765 | 0
8373 | 0 | 0 | 10.08 | 0 | 0 | 0 | 0 | 0 | 82.3931 | 775.55 | 0 | 0 | 0 | 0 | 0 | 392.44 | 118946.39 | 27.01 | 12.6947 | 0 | 0 | 14.94 | 0 | 271.78 | 17.08 | 0 | 0 | 100.4054 | 4.7655 | 0 | 0 | 0 | 0 | 0 | 17.0765 | 0 | 0 | 365.4372 | 17.0765 | 0
8374 | 0 | 0 | 11.21 | 0 | 0 | 0 | 0 | 0 | 73.2929 | 699.52 | 0 | 0 | 0 | 0 | 0 | 392.44 | 118553.94 | 27.01 | 12.6947 | 0 | 0 | 14.27 | 0 | 259.08 | 17.08 | 0 | 0 | 93.377 | 3.8124 | 0 | 0 | 0 | 0 | 0 | 17.0765 | 0 | 0 | 365.4372 | 17.0765 | 0
8375 | 0 | 0 | 11.75 | 0 | 0 | 0 | 0 | 0 | 60.7513 | 636.5 | 0 | 0 | 0 | 0 | 0 | 392.44 | 118161.5 | 27.01 | 12.6947 | 0 | 0 | 13.54 | 0 | 245.34 | 17.08 | 0 | 0 | 82.3324 | 2.8593 | 0 | 0 | 0 | 0 | 0 | 17.0765 | 0 | 0 | 365.4372 | 17.0765 | 0
8376 | 0 | 0 | 11.7 | 0 | 0 | 0 | 0 | 0 | 50.8028 | 583.8 | 0 | 0 | 0 | 0 | 0 | 392.44 | 117769.06 | 27.01 | 12.6947 | 0 | 0 | 12.83 | 0 | 231.74 | 17.08 | 0 | 0 | 73.296 | 1.9062 | 0 | 0 | 0 | 0 | 0 | 17.0765 | 0 | 0 | 365.4372 | 17.0765 | 0
8377 | 0 | 0 | 11.49 | 0 | 0 | 0 | 0 | 0 | 45.0477 | 537.07 | 0 | 0 | 0 | 0 | 0 | 392.44 | 117376.61 | 27.01 | 12.6947 | 0 | 0 | 12.17 | 0 | 219.3 | 17.08 | 0 | 0 | 68.2757 | 0.95311 | 0 | 0 | 0 | 0 | 0 | 17.0765 | 0 | 0 | 365.4372 | 17.0765 | 0
8378 | 0 | 0 | 11.23 | 0 | 0 | 0 | 0 | 0 | 41.3363 | 494.19 | 0 | 0 | 0 | 0 | 0 | 392.44 | 116984.17 | 27.01 | 12.6947 | 0 | 0 | 11.44 | 0 | 205.3 | 17.08 | 0 | 0 | 65.2635 | 0 | 0 | 0 | 0 | 0 | 0 | 17.0765 | 0 | 0 | 365.4372 | 17.0765 | 0
8379 | 0 | 0 | 11.05 | 0 | 0 | 0 | 0 | 0 | 40.5169 | 452.17 | 0 | 0 | 0 | 0 | 0 | 392.44 | 116591.73 | 27.01 | 12.6947 | 0 | 0 | 10.55 | 0 | 188.53 | 17.08 | 0 | 0 | 64.2595 | 0 | 0 | 0 | 0 | 0 | 0 | 17.0765 | 0 | 0 | 365.4372 | 17.0765 | 0
8380 | 0 | 0 | 10.79 | 0 | 0 | 0 | 0 | 0 | 41.7798 | 408.83 | 0 | 0 | 0 | 0 | 0 | 392.44 | 116199.28 | 27.01 | 12.6947 | 0 | 0 | 9.62 | 0 | 170.81 | 17.08 | 0 | 0 | 65.2635 | 0 | 0 | 0 | 0 | 0 | 0 | 17.0765 | 0 | 0 | 365.4372 | 17.0765 | 0
8381 | 0 | 0 | 10.83 | 0 | 0 | 0 | 0 | 0 | 46.7636 | 360.32 | 0 | 0 | 0 | 0 | 0 | 392.44 | 115806.84 | 27.01 | 12.6947 | 0 | 0 | 8.72 | 0 | 153.59 | 17.08 | 0 | 0 | 70.2838 | 0 | 0 | 0 | 0 | 0 | 0 | 17.0765 | 0 | 0 | 365.4372 | 17.0765 | 0
8382 | 0 | 0 | 11.02 | 0 | 0 | 0 | 0 | 0 | 52.5476 | 305.82 | 0 | 0 | 0 | 0 | 0 | 392.44 | 115414.4 | 27.01 | 12.6947 | 0 | 0 | 7.79 | 0 | 135.94 | 17.08 | 0 | 0 | 75.3041 | 0.95311 | 0 | 0 | 0 | 0 | 0 | 17.0765 | 0 | 0 | 365.4372 | 17.0765 | 0
8383 | 0 | 0 | 11.26 | 0 | 0 | 0 | 0 | 0 | 58.2738 | 245.36 | 0 | 0 | 0 | 0 | 0 | 392.44 | 115021.95 | 27.01 | 12.6947 | 0 | 0 | 6.89 | 0 | 118.89 | 17.08 | 0 | 0 | 80.3243 | 1.9062 | 0 | 0 | 0 | 0 | 0 | 17.0765 | 0 | 0 | 365.4372 | 17.0765 | 0
8384 | 0.43 | 22.55 | 11.5 | 0 | 0 | 0 | 0 | 0 | 41.9822 | 201.82 | 0 | 0 | 0 | 0 | 0 | 392.44 | 114629.51 | 27.01 | 12.6947 | 0 | 0 | 6.07 | 0 | 103.27 | 17.08 | 0 | 0 | 85.3446 | 3.8124 | 0 | 0 | 0 | 0 | 0 | 17.0765 | 0 | 0 | 365.4372 | 17.0765 | 0
8385 | 1.99 | 103.13 | 11.87 | 0 | 0 | 0 | 0 | 0 | 0 | 201.82 | 0 | 0 | 0 | 0 | 0 | 392.44 | 114237.07 | 27.01 | 12.6947 | 1.22 | 0 | 6.68 | 34.39 | 125.54 | 17.08 | 0 | 0 | 88.3568 | 5.7186 | 0 | 0 | 0 | 0 | 0 | 17.0765 | 0 | 0 | 365.4372 | 17.0765 | 0
8386 | 3.07 | 157.19 | 12.66 | 0 | 0 | 0 | 0 | 90.23 | 0 | 288.8 | 0 | 0 | 0 | 0 | 0 | 392.44 | 113844.62 | 27.01 | 12.6947 | 1.2 | 0 | 7.4 | 0 | 117.46 | 17.08 | 0 | 0 | 90.3649 | 3.8124 | 0 | 0 | 0 | 0 | 0 | 17.0765 | 0 | 0 | 365.4372 | 17.0765 | 0
8387 | 3.13 | 160.36 | 13.51 | 0 | 0 | 0 | 0 | 95.51 | 0 | 380.88 | 0 | 0 | 0 | 0 | 0 | 392.44 | 113452.18 | 27.01 | 12.6947 | 0 | 0 | 7.04 | 0 | 110.78 | 17.08 | 0 | 0 | 90.3649 | 3.8124 | 0 | 0 | 0 | 0 | 0 | 17.0765 | 0 | 0 | 365.4372 | 17.0765 | 0
8388 | 2.86 | 147.01 | 14.12 | 0 | 0 | 0 | 0 | 72.69 | 0 | 450.95 | 0 | 0 | 0 | 0 | 0 | 392.44 | 113059.74 | 27.01 | 12.6947 | 1.19 | 0 | 7.99 | 8.64 | 115.55 | 17.08 | 0 | 0 | 90.3649 | 3.8124 | 0 | 0 | 0 | 0 | 0 | 17.0765 | 0 | 0 | 365.4372 | 17.0765 | 0
8389 | 2.02 | 104.61 | 14.31 | 0 | 0 | 0 | 0 | 38.55 | 0 | 488.11 | 0 | 0 | 0 | 0 | 0 | 392.44 | 112667.29 | 27.01 | 12.6947 | 0.96 | 0 | 8.81 | 0 | 113.73 | 17.08 | 0 | 0 | 89.3608 | 4.7655 | 0 | 0 | 0 | 0 | 0 | 17.0765 | 0 | 0 | 365.4372 | 17.0765 | 0
8390 | 0.87 | 45.62 | 14.01 | 0 | 0 | 0 | 0 | 0 | 19.9259 | 467.44 | 0 | 0 | 0 | 0 | 0 | 392.44 | 112274.85 | 27.01 | 12.6947 | 0 | 0 | 8.75 | 0 | 112.56 | 17.08 | 0 | 0 | 88.3568 | 4.7655 | 0 | 0 | 0 | 0 | 0 | 17.0765 | 0 | 0 | 365.4372 | 17.0765 | 0
8391 | 2.79 | 143.15 | 13.35 | 0 | 0 | 0 | 0 | 79.87 | 0 | 544.43 | 0 | 0 | 0 | 0 | 0 | 392.44 | 111882.41 | 27.01 | 12.6947 | 0 | 0 | 8.68 | 0 | 111.28 | 17.08 | 0 | 0 | 87.3527 | 4.7655 | 0 | 0 | 0 | 0 | 0 | 17.0765 | 0 | 0 | 365.4372 | 17.0765 | 0
8392 | 4.13 | 209.4 | 11.61 | 0 | 0 | 0 | 0 | 106.08 | 0 | 646.69 | 0 | 0 | 0 | 0 | 0 | 392.44 | 111489.96 | 27.01 | 12.6947 | 1.12 | 0 | 9.7 | 37.52 | 146.04 | 17.08 | 0 | 0 | 88.3568 | 4.7655 | 0 | 0 | 0 | 0 | 0 | 17.0765 | 0 | 0 | 365.4372 | 17.0765 | 0
8393 | 4.54 | 228.99 | 9.66 | 0 | 0 | 0 | 0 | 157.14 | 0 | 798.17 | 0 | 0 | 0 | 0 | 0 | 392.44 | 111097.52 | 27.01 | 12.6947 | 0 | 0 | 9.66 | 2.66 | 147.91 | 17.08 | 0 | 0 | 90.3649 | 5.7186 | 0 | 0 | 0 | 0 | 0 | 17.0765 | 0 | 0 | 365.4372 | 17.0765 | 0
8394 | 3.15 | 161.11 | 8.15 | 0 | 0 | 0 | 0 | 48.51 | 0 | 844.93 | 0 | 0 | 0 | 0 | 0 | 392.44 | 110705.08 | 27.01 | 12.6947 | 0 | 0 | 9.5 | 37.55 | 180.5 | 17.08 | 0 | 0 | 92.373 | 6.6717 | 0 | 0 | 0 | 0 | 0 | 17.0765 | 0 | 0 | 365.4372 | 17.0765 | 0
8395 | 1.37 | 71.68 | 6.94 | 0 | 0 | 0 | 0 | 0 | 11.3848 | 833.12 | 0 | 0 | 0 | 0 | 0 | 392.44 | 110312.63 | 27.01 | 12.6947 | 0 | 0 | 9.11 | 0 | 173.11 | 17.08 | 0 | 0 | 97.3933 | 6.6717 | 0 | 0 | 0 | 0 | 0 | 17.0765 | 0 | 0 | 365.4372 | 17.0765 | 0
8396 | 0 | 0 | 6.03 | 0 | 0 | 0 | 0 | 0 | 90.4136 | 739.32 | 0 | 0 | 0 | 0 | 0 | 392.44 | 109920.19 | 27.01 | 12.6947 | 0 | 0 | 8.64 | 0 | 164.08 | 17.08 | 0 | 0 | 103.4176 | 5.7186 | 0 | 0 | 0 | 0 | 0 | 17.0765 | 0 | 0 | 365.4372 | 17.0765 | 0
8397 | 0 | 0 | 5.37 | 0 | 0 | 0 | 0 | 0 | 90.1244 | 645.84 | 0 | 0 | 0 | 0 | 0 | 392.44 | 109527.75 | 27.01 | 12.6947 | 0 | 0 | 8.05 | 0 | 152.89 | 17.08 | 0 | 0 | 103.4176 | 4.7655 | 0 | 0 | 0 | 0 | 0 | 17.0765 | 0 | 0 | 365.4372 | 17.0765 | 0
8398 | 0 | 0 | 4.42 | 0 | 0 | 0 | 0 | 0 | 82.0846 | 560.69 | 0 | 0 | 0 | 0 | 0 | 392.44 | 109135.3 | 27.01 | 12.6947 | 0 | 0 | 7.38 | 0 | 140.18 | 17.08 | 0 | 0 | 95.3851 | 3.8124 | 0 | 0 | 0 | 0 | 0 | 17.0765 | 0 | 0 | 365.4372 | 17.0765 | 0
8399 | 0 | 0 | 3.46 | 0 | 0 | 0 | 0 | 0 | 71.0468 | 486.99 | 0 | 0 | 0 | 0 | 0 | 392.44 | 108742.86 | 27.01 | 12.6947 | 0 | 0 | 6.66 | 0 | 126.45 | 17.08 | 0 | 0 | 84.3406 | 2.8593 | 0 | 0 | 0 | 0 | 0 | 17.0765 | 0 | 0 | 365.4372 | 17.0765 | 0
8400 | 0 | 0 | 2.74 | 0 | 0 | 0 | 0 | 0 | 62.7853 | 421.86 | 0 | 0 | 0 | 0 | 0 | 392.44 | 108350.42 | 27.01 | 12.6947 | 0 | 0 | 5.94 | 0 | 112.85 | 17.08 | 0 | 0 | 76.3081 | 1.9062 | 0 | 0 | 0 | 0 | 0 | 17.0765 | 0 | 0 | 365.4372 | 17.0765 | 0
8401 | 0 | 0 | 2.21 | 0 | 0 | 0 | 0 | 0 | 57.3387 | 362.38 | 0 | 0 | 0 | 0 | 0 | 392.44 | 107957.97 | 27.01 | 12.6947 | 0 | 0 | 5.28 | 0 | 100.41 | 17.08 | 0 | 0 | 71.2878 | 0.95311 | 0 | 0 | 0 | 0 | 0 | 17.0765 | 0 | 0 | 365.4372 | 17.0765 | 0
8402 | 0 | 0 | 1.81 | 0 | 0 | 0 | 0 | 0 | 53.7719 | 306.6 | 0 | 0 | 0 | 0 | 0 | 392.44 | 107565.53 | 27.01 | 12.6947 | 0 | 0 | 4.55 | 0 | 86.41 | 17.08 | 0 | 0 | 68.2757 | 0 | 0 | 0 | 0 | 0 | 0 | 17.0765 | 0 | 0 | 365.4372 | 17.0765 | 0
8403 | 0 | 0 | 1.49 | 0 | 0 | 0 | 0 | 0 | 53.0875 | 251.53 | 0 | 0 | 0 | 0 | 0 | 392.44 | 107173.09 | 27.01 | 12.6947 | 0 | 0 | 3.66 | 0 | 69.63 | 17.08 | 0 | 0 | 67.2716 | 0 | 0 | 0 | 0 | 0 | 0 | 17.0765 | 0 | 0 | 365.4372 | 17.0765 | 0
8404 | 0 | 0 | 1.29 | 0 | 0 | 0 | 0 | 0 | 54.2925 | 195.21 | 0 | 0 | 0 | 0 | 0 | 392.44 | 106780.65 | 27.01 | 12.6947 | 0 | 0 | 2.73 | 0 | 51.92 | 17.08 | 0 | 0 | 68.2757 | 0 | 0 | 0 | 0 | 0 | 0 | 17.0765 | 0 | 0 | 365.4372 | 17.0765 | 0
8405 | 0 | 0 | 1.38 | 0 | 0 | 0 | 0 | 0 | 57.223 | 135.85 | 0 | 0 | 0 | 0 | 0 | 392.44 | 106388.2 | 27.01 | 12.6947 | 0 | 0 | 1.83 | 0 | 34.7 | 17.08 | 0 | 0 | 71.2878 | 0 | 0 | 0 | 0 | 0 | 0 | 17.0765 | 0 | 0 | 365.4372 | 17.0765 | 0
8406 | 0 | 0 | 1.76 | 0 | 0 | 0 | 0 | 0 | 62.8046 | 70.7 | 0 | 0 | 0 | 0 | 0 | 392.44 | 105995.76 | 27.01 | 12.6947 | 0 | 0 | 0.9 | 0 | 17.05 | 17.08 | 0 | 0 | 76.3081 | 0.95311 | 0 | 0 | 0 | 0 | 0 | 17.0765 | 0 | 0 | 365.4372 | 17.0765 | 0
8407 | 0 | 0 | 2.39 | 0 | 0 | 0 | 0 | 0 | 68.1548 | 0 | 0 | 0 | 0 | 0 | 0 | 392.44 | 105603.32 | 27.01 | 12.6947 | 0 | 0 | 0 | 0 | 0 | 17.08 | 0 | 0 | 81.3284 | 1.9062 | 0 | 0 | 0 | 0 | 0 | 17.0765 | 0 | 0 | 365.4372 | 17.0765 | 0
8408 | 8.86 | 427.64 | 3.22 | 0 | 0 | 0 | 0 | 157.14 | 0 | 151.48 | 0 | 0 | 0 | 149.04 | 0 | 261.11 | 105342.21 | 0 | 0 | 1.26 | 0 | 0.37 | 42.12 | 24.39 | 17.08 | 0 | 0 | 86.3487 | 3.8124 | 0 | 0 | 0 | 0 | 0 | 17.0765 | 0 | 0 | 365.4372 | 17.0765 | 0
8409 | 19.81 | 862.75 | 4.26 | 0 | 0 | 0 | 0 | 143.73 | 0 | 290.03 | 0 | 0 | 0 | 605.82 | 58.63 | 0 | 105400.84 | 0 | 0 | 1.22 | 0 | 0.99 | 40.97 | 52.92 | 17.08 | 0 | 0 | 89.3608 | 5.7186 | 0 | 0 | 0 | 0 | 0 | 17.0765 | 0 | 0 | 365.4372 | 17.0765 | 0
8410 | 27.3 | 1114.17 | 5.52 | 0 | 0 | 0 | 0 | 157.14 | 0 | 441.51 | 0 | 0 | 0 | 893.48 | 260 | 0 | 105660.84 | 0 | 0 | 1.2 | 0 | 1.7 | 0 | 44.84 | 17.08 | 0 | 0 | 91.3689 | 3.8124 | 0 | 0 | 0 | 0 | 0 | 17.0765 | 0 | 0 | 365.4372 | 17.0765 | 0
8411 | 31.64 | 1245.78 | 6.73 | 0 | 0 | 0 | 0 | 157.14 | 0 | 592.99 | 0 | 0 | 0 | 991.03 | 328.28 | 0 | 105989.12 | 0 | 0 | 1.18 | 0 | 2.47 | 39.62 | 75.8 | 17.08 | 0 | 0 | 91.3689 | 3.8124 | 0 | 0 | 0 | 0 | 0 | 17.0765 | 0 | 0 | 365.4372 | 17.0765 | 0
8412 | 36.13 | 1372.52 | 7.67 | 0 | 0 | 0 | 0 | 0 | 0 | 592.99 | 0 | 0 | 0 | 1319.96 | 558.53 | 0 | 106547.65 | 0 | 0 | 1.19 | 0 | 3.42 | 0 | 72.36 | 17.08 | 0 | 0 | 91.3689 | 3.8124 | 0 | 0 | 0 | 0 | 0 | 17.0765 | 0 | 0 | 365.4372 | 17.0765 | 0
8413 | 38.81 | 1444.15 | 8.59 | 0 | 0 | 0 | 0 | 0 | 0 | 592.99 | 0 | 0 | 0 | 1355.9 | 583.69 | 0 | 107131.35 | 0 | 0 | 1.2 | 0 | 4.47 | 40.31 | 108.84 | 17.08 | 0 | 0 | 89.3608 | 4.7655 | 0 | 0 | 0 | 0 | 0 | 17.0765 | 0 | 0 | 365.4372 | 17.0765 | 0
8414 | 40.06 | 1476.49 | 9.36 | 0 | 0 | 0 | 0 | 53.65 | 0 | 644.71 | 0 | 0 | 0 | 1377.96 | 599.13 | 0 | 107730.48 | 0 | 0 | 1.18 | 0 | 5.52 | 0 | 107.68 | 17.08 | 0 | 0 | 88.3568 | 4.7655 | 0 | 0 | 0 | 0 | 0 | 17.0765 | 0 | 0 | 365.4372 | 17.0765 | 0
8415 | 38.39 | 1433.23 | 9.68 | 0 | 0 | 0 | 0 | 157.14 | 0 | 796.19 | 0 | 0 | 0 | 1191.9 | 468.89 | 0 | 108199.37 | 0 | 0 | 1.13 | 0 | 6.53 | 38.02 | 142.51 | 17.08 | 0 | 0 | 88.3568 | 4.7655 | 0 | 0 | 0 | 0 | 0 | 17.0765 | 0 | 0 | 365.4372 | 17.0765 | 0
8416 | 35.98 | 1368.64 | 8.83 | 0 | 0 | 0 | 0 | 0 | 0 | 796.19 | 0 | 0 | 0 | 1280.69 | 531.04 | 0 | 108730.42 | 0 | 0 | 1.12 | 0 | 7.55 | 37.52 | 177.27 | 17.08 | 0 | 0 | 89.3608 | 4.7655 | 0 | 0 | 0 | 0 | 0 | 17.0765 | 0 | 0 | 365.4372 | 17.0765 | 0
8417 | 33.03 | 1285.97 | 7.72 | 0 | 0 | 0 | 0 | 0 | 0 | 796.19 | 0 | 0 | 0 | 1229.51 | 495.22 | 0 | 109225.64 | 0 | 0 | 1.13 | 0 | 8.59 | 0 | 176.61 | 17.08 | 0 | 0 | 90.3649 | 5.7186 | 0 | 0 | 0 | 0 | 0 | 17.0765 | 0 | 0 | 365.4372 | 17.0765 | 0
8418 | 32.39 | 1267.56 | 7.09 | 0 | 0 | 0 | 0 | 157.14 | 0 | 947.67 | 0 | 0 | 0 | 1012.18 | 343.09 | 0 | 109568.73 | 0 | 0 | 1.12 | 0 | 9.49 | 37.55 | 209.21 | 17.08 | 0 | 0 | 92.373 | 6.6717 | 0 | 0 | 0 | 0 | 0 | 17.0765 | 0 | 0 | 365.4372 | 17.0765 | 0
8419 | 17.81 | 789.74 | 6.69 | 0 | 0 | 0 | 0 | 0 | 0 | 947.67 | 0 | 0 | 0 | 671.18 | 104.39 | 0 | 109673.11 | 0 | 0 | 1.13 | 0 | 10.18 | 37.87 | 237.79 | 17.08 | 0 | 0 | 97.3933 | 6.6717 | 0 | 0 | 0 | 0 | 0 | 17.0765 | 0 | 0 | 365.4372 | 17.0765 | 0
8420 | 0 | 0 | 6.39 | 0 | 0 | 0 | 0 | 0 | 102.7528 | 841.08 | 0 | 0 | 0 | 0 | 0 | 365.44 | 109307.68 | 0 | 0 | 0 | 0 | 9.7 | 0 | 228.77 | 17.08 | 0 | 0 | 103.4176 | 5.7186 | 0 | 0 | 0 | 0 | 0 | 17.0765 | 0 | 0 | 365.4372 | 17.0765 | 0
8421 | 0 | 0 | 6.26 | 0 | 0 | 0 | 0 | 0 | 101.9237 | 735.36 | 0 | 0 | 0 | 0 | 0 | 365.44 | 108942.24 | 0 | 0 | 0 | 0 | 9.11 | 0 | 217.57 | 17.08 | 0 | 0 | 103.4176 | 4.7655 | 0 | 0 | 0 | 0 | 0 | 17.0765 | 0 | 0 | 365.4372 | 17.0765 | 0
8422 | 0 | 0 | 6.29 | 0 | 0 | 0 | 0 | 0 | 93.9129 | 637.94 | 0 | 0 | 0 | 0 | 0 | 365.44 | 108576.8 | 0 | 0 | 0 | 0 | 8.44 | 0 | 204.87 | 17.08 | 0 | 0 | 96.3892 | 3.8124 | 0 | 0 | 0 | 0 | 0 | 17.0765 | 0 | 0 | 365.4372 | 17.0765 | 0
8423 | 0 | 0 | 6.3 | 0 | 0 | 0 | 0 | 0 | 81.9014 | 552.98 | 0 | 0 | 0 | 0 | 0 | 365.44 | 108211.37 | 0 | 0 | 0 | 0 | 7.72 | 0 | 191.13 | 17.08 | 0 | 0 | 85.3446 | 2.8593 | 0 | 0 | 0 | 0 | 0 | 17.0765 | 0 | 0 | 365.4372 | 17.0765 | 0
8424 | 0 | 0 | 6.24 | 0 | 0 | 0 | 0 | 0 | 72.8206 | 477.43 | 0 | 0 | 0 | 0 | 0 | 365.76 | 107845.61 | 0.32 | 0.1504 | 0 | 0 | 7 | 0 | 177.53 | 17.08 | 0 | 0 | 77.3122 | 1.9062 | 0 | 0 | 0 | 0 | 0 | 17.0765 | 0 | 0 | 365.4372 | 17.0765 | 0
8425 | 0 | 0 | 6.22 | 0 | 0 | 0 | 0 | 0 | 67.0269 | 407.9 | 0 | 0 | 0 | 0 | 0 | 365.44 | 107480.17 | 0 | 0 | 0 | 0 | 6.35 | 0 | 165.09 | 17.08 | 0 | 0 | 72.2919 | 0.95311 | 0 | 0 | 0 | 0 | 0 | 17.0765 | 0 | 0 | 365.4372 | 17.0765 | 0
8426 | 0 | 0 | 6.25 | 0 | 0 | 0 | 0 | 0 | 62.0334 | 343.55 | 0 | 0 | 0 | 0 | 0 | 365.44 | 107114.73 | 0 | 0 | 0 | 0 | 5.61 | 0 | 151.09 | 17.08 | 0 | 0 | 68.2757 | 0 | 0 | 0 | 0 | 0 | 0 | 17.0765 | 0 | 0 | 365.4372 | 17.0765 | 0
8427 | 0 | 0 | 6.44 | 0 | 0 | 0 | 0 | 0 | 60.8284 | 280.45 | 0 | 0 | 0 | 0 | 0 | 365.44 | 106749.3 | 0 | 0 | 0 | 0 | 4.73 | 0 | 134.32 | 17.08 | 0 | 0 | 67.2716 | 0 | 0 | 0 | 0 | 0 | 0 | 17.0765 | 0 | 0 | 365.4372 | 17.0765 | 0
8428 | 0 | 0 | 6.52 | 0 | 0 | 0 | 0 | 0 | 61.7635 | 216.39 | 0 | 0 | 0 | 0 | 0 | 365.44 | 106383.86 | 0 | 0 | 0 | 0 | 3.8 | 0 | 116.6 | 17.08 | 0 | 0 | 68.2757 | 0 | 0 | 0 | 0 | 0 | 0 | 17.0765 | 0 | 0 | 365.4372 | 17.0765 | 0
8429 | 0 | 0 | 6.82 | 0 | 0 | 0 | 0 | 0 | 64.453 | 149.52 | 0 | 0 | 0 | 0 | 0 | 365.44 | 106018.42 | 0 | 0 | 0 | 1.0165 | 1.83 | 0 | 99.38 | 17.08 | 0 | 0 | 72.2919 | 0 | 0 | 0 | 0 | 0 | 0 | 17.0765 | 0 | 0 | 365.4372 | 17.0765 | 0
8430 | 0 | 0 | 7.64 | 0 | 0 | 0 | 0 | 0 | 69.6297 | 77.3 | 0 | 0 | 0 | 0 | 0 | 365.44 | 105652.98 | 0 | 0 | 0 | 0 | 0.9 | 0 | 81.73 | 17.08 | 0 | 0 | 76.3081 | 0.95311 | 0 | 0 | 0 | 0 | 0 | 17.0765 | 0 | 0 | 365.4372 | 17.0765 | 0
8431 | 0 | 0 | 8.72 | 0 | 0 | 0 | 0 | 0 | 74.5172 | 0 | 0 | 0 | 0 | 0 | 0 | 365.44 | 105287.55 | 0 | 0 | 0 | 0 | 0 | 0 | 64.68 | 17.08 | 0 | 0 | 81.3284 | 1.9062 | 0 | 0 | 0 | 0 | 0 | 17.0765 | 0 | 0 | 365.4372 | 17.0765 | 0
8432 | 10.88 | 515.12 | 10.06 | 0 | 0 | 0 | 0 | 0.39 | 0 | 0.37 | 0 | 0 | 0 | 444.25 | 0 | 54.46 | 105233.09 | 0 | 0 | 1.26 | 0 | 0.37 | 0 | 49.06 | 17.08 | 0 | 0 | 86.3487 | 3.8124 | 0 | 0 | 0 | 0 | 0 | 17.0765 | 0 | 0 | 365.4372 | 17.0765 | 0
8433 | 25.79 | 1065.84 | 11.53 | 0 | 0 | 0 | 0 | 137.19 | 0 | 132.62 | 0 | 0 | 0 | 869.66 | 243.32 | 0 | 105476.41 | 0 | 0 | 1.22 | 0 | 0.99 | 0 | 38.66 | 17.08 | 0 | 0 | 89.3608 | 5.7186 | 0 | 0 | 0 | 0 | 0 | 17.0765 | 0 | 0 | 365.4372 | 17.0765 | 0
8434 | 37.59 | 1411.88 | 13.89 | 0 | 0 | 0 | 0 | 0 | 0 | 132.62 | 0 | 0 | 0 | 1326.8 | 563.32 | 0 | 106039.73 | 0 | 0 | 1.2 | 0 | 1.7 | 40.17 | 68.75 | 17.08 | 0 | 0 | 91.3689 | 3.8124 | 0 | 0 | 0 | 0 | 0 | 17.0765 | 0 | 0 | 365.4372 | 17.0765 | 0
8435 | 46.19 | 1626.89 | 16.09 | 0 | 0 | 0 | 0 | 157.14 | 0 | 284.1 | 0 | 0 | 0 | 1377.96 | 599.13 | 0 | 106638.87 | 0 | 0 | 1.18 | 0 | 2.47 | 39.62 | 99.71 | 17.08 | 18.1 | 0 | 91.3689 | 3.8124 | 0 | 0 | 0 | 0 | 0 | 17.0765 | 0 | 0 | 365.4372 | 17.0765 | 0
8436 | 43.85 | 1571.19 | 17.54 | 0 | 0 | 0 | 0 | 157.14 | 0 | 435.58 | 0 | 0 | 0 | 1339.39 | 572.13 | 0 | 107211 | 0 | 0 | 1.19 | 0 | 3.42 | 39.7 | 133.99 | 17.08 | 0 | 0 | 91.3689 | 3.8124 | 0 | 0 | 0 | 0 | 0 | 17.0765 | 0 | 0 | 365.4372 | 17.0765 | 0
8437 | 39.98 | 1474.55 | 18.55 | 0 | 0 | 0 | 0 | 59.8 | 0 | 493.23 | 0 | 0 | 0 | 1377.96 | 599.13 | 0 | 107810.13 | 0 | 0 | 1.2 | 0 | 4.47 | 0 | 132.17 | 17.08 | 0 | 0 | 89.3608 | 4.7655 | 0 | 0 | 0 | 0 | 0 | 17.0765 | 0 | 0 | 365.4372 | 17.0765 | 0
8438 | 34.64 | 1331.57 | 19.23 | 0 | 0 | 0 | 0 | 0 | 0 | 493.23 | 0 | 0 | 0 | 1251.66 | 510.73 | 0 | 108320.86 | 0 | 0 | 1.18 | 0 | 5.52 | 39.49 | 168.52 | 17.08 | 0 | 0 | 88.3568 | 4.7655 | 0 | 0 | 0 | 0 | 0 | 17.0765 | 0 | 0 | 365.4372 | 17.0765 | 0
8439 | 30.12 | 1200.65 | 19.86 | 0 | 0 | 0 | 0 | 0 | 0 | 493.23 | 0 | 0 | 0 | 1156.37 | 444.02 | 0 | 108764.88 | 0 | 0 | 1.13 | 0 | 6.53 | 0 | 167.23 | 17.08 | 0 | 0 | 88.3568 | 4.7655 | 0 | 0 | 0 | 0 | 0 | 17.0765 | 0 | 0 | 365.4372 | 17.0765 | 0
8440 | 24.43 | 1021.5 | 18.57 | 0 | 0 | 0 | 0 | 157.14 | 0 | 644.71 | 0 | 0 | 0 | 813.12 | 203.75 | 0 | 108968.63 | 0 | 0 | 1.12 | 0 | 7.55 | 0 | 166.35 | 17.08 | 0 | 0 | 88.3568 | 4.7655 | 0 | 0 | 0 | 0 | 0 | 17.0765 | 0 | 0 | 365.4372 | 17.0765 | 0
8441 | 18.16 | 802.73 | 17.2 | 0 | 0 | 0 | 0 | 0 | 0 | 644.71 | 0 | 0 | 0 | 740.89 | 153.18 | 0 | 109121.82 | 0 | 0 | 1.13 | 0 | 8.59 | 0 | 165.69 | 17.08 | 0 | 0 | 90.3649 | 5.7186 | 0 | 0 | 0 | 0 | 0 | 17.0765 | 0 | 0 | 365.4372 | 17.0765 | 0
8442 | 15.65 | 707.95 | 16.69 | 0 | 0 | 0 | 0 | 157.14 | 0 | 796.19 | 0 | 0 | 0 | 445.44 | 0 | 53.63 | 109068.18 | 0 | 0 | 1.12 | 0 | 9.49 | 37.55 | 198.29 | 17.08 | 0 | 0 | 92.373 | 6.6717 | 0 | 0 | 0 | 0 | 0 | 17.0765 | 0 | 0 | 365.4372 | 17.0765 | 0
8443 | 6.75 | 332.99 | 16.7 | 0 | 0 | 0 | 0 | 157.14 | 0 | 947.67 | 0 | 0 | 0 | 94.1 | 0 | 299.56 | 108768.62 | 0 | 0 | 1.13 | 0 | 10.18 | 0 | 190.89 | 17.08 | 0 | 0 | 97.3933 | 6.6717 | 0 | 0 | 0 | 0 | 0 | 17.0765 | 0 | 0 | 365.4372 | 17.0765 | 0
8444 | 0 | 0 | 16.99 | 0 | 0 | 0 | 0 | 0 | 92.1488 | 852.08 | 0 | 0 | 0 | 0 | 0 | 365.44 | 108403.18 | 0 | 0 | 0 | 0 | 9.7 | 0 | 181.87 | 17.08 | 0 | 0 | 103.4176 | 5.7186 | 0 | 0 | 0 | 0 | 0 | 17.0765 | 0 | 0 | 365.4372 | 17.0765 | 0
8445 | 0 | 0 | 17.34 | 0 | 0 | 0 | 0 | 0 | 90.8474 | 757.84 | 0 | 0 | 0 | 0 | 0 | 365.44 | 108037.75 | 0 | 0 | 0 | 0 | 9.11 | 0 | 170.67 | 17.08 | 0 | 0 | 103.4176 | 4.7655 | 0 | 0 | 0 | 0 | 0 | 17.0765 | 0 | 0 | 365.4372 | 17.0765 | 0
8446 | 0 | 0 | 18.82 | 0 | 0 | 0 | 0 | 0 | 80.3783 | 674.47 | 0 | 0 | 0 | 0 | 0 | 365.44 | 107672.31 | 0 | 0 | 0 | 0 | 8.44 | 0 | 157.97 | 17.08 | 0 | 0 | 95.3851 | 3.8124 | 0 | 0 | 0 | 0 | 0 | 17.0765 | 0 | 0 | 365.4372 | 17.0765 | 0
8447 | 0 | 0 | 20.14 | 0 | 0 | 0 | 0 | 0 | 67.0558 | 604.9 | 0 | 0 | 0 | 0 | 0 | 365.44 | 107306.87 | 0 | 0 | 0 | 0 | 7.72 | 0 | 144.23 | 17.08 | 0 | 0 | 84.3406 | 2.8593 | 0 | 0 | 0 | 0 | 0 | 17.0765 | 0 | 0 | 365.4372 | 17.0765 | 0
8448 | 0 | 0 | 20.78 | 0 | 0 | 0 | 0 | 0 | 57.4351 | 545.32 | 0 | 0 | 0 | 0 | 0 | 365.44 | 106941.43 | 0 | 0 | 0 | 0 | 7 | 0 | 130.63 | 17.08 | 0 | 0 | 76.3081 | 1.9062 | 0 | 0 | 0 | 0 | 0 | 17.0765 | 0 | 0 | 365.4372 | 17.0765 | 0
8449 | 0 | 0 | 21.17 | 0 | 0 | 0 | 0 | 0 | 51.0727 | 492.34 | 0 | 0 | 0 | 0 | 0 | 365.44 | 106576 | 0 | 0 | 0 | 0 | 6.35 | 0 | 118.19 | 17.08 | 0 | 0 | 71.2878 | 0.95311 | 0 | 0 | 0 | 0 | 0 | 17.0765 | 0 | 0 | 365.4372 | 17.0765 | 0
8450 | 0 | 0 | 21.6 | 0 | 0 | 0 | 0 | 0 | 45.6743 | 444.96 | 0 | 0 | 0 | 0 | 0 | 365.44 | 106210.56 | 0 | 0 | 0 | 0 | 5.61 | 0 | 104.2 | 17.08 | 0 | 0 | 67.2716 | 0 | 0 | 0 | 0 | 0 | 0 | 17.0765 | 0 | 0 | 365.4372 | 17.0765 | 0
8451 | 0 | 0 | 22.07 | 0 | 0 | 0 | 0 | 0 | 44.1898 | 399.12 | 0 | 0 | 0 | 0 | 0 | 365.44 | 105845.12 | 0 | 0 | 0 | 0 | 4.73 | 0 | 87.42 | 17.08 | 0 | 0 | 66.2676 | 0 | 0 | 0 | 0 | 0 | 0 | 17.0765 | 0 | 0 | 365.4372 | 17.0765 | 0
8452 | 0 | 0 | 22.05 | 0 | 0 | 0 | 0 | 0 | 45.2212 | 352.2 | 0 | 0 | 0 | 0 | 0 | 365.44 | 105479.69 | 0 | 0 | 0 | 0 | 3.8 | 0 | 69.71 | 17.08 | 0 | 0 | 67.2716 | 0 | 0 | 0 | 0 | 0 | 0 | 17.0765 | 0 | 0 | 365.4372 | 17.0765 | 0
8453 | 0 | 0 | 22.59 | 0 | 0 | 0 | 0 | 0 | 47.6987 | 302.72 | 0 | 0 | 0 | 0 | 0 | 365.44 | 105114.25 | 0 | 0 | 0 | 0 | 2.89 | 0 | 52.48 | 17.08 | 0 | 0 | 70.2838 | 0 | 0 | 0 | 0 | 0 | 0 | 17.0765 | 0 | 0 | 365.4372 | 17.0765 | 0
8454 | 0 | 0 | 23.64 | 0 | 0 | 0 | 0 | 0 | 52.6248 | 248.14 | 0 | 0 | 0 | 0 | 0 | 365.44 | 104748.81 | 0 | 0 | 0 | 0 | 1.96 | 0 | 34.84 | 17.08 | 0 | 0 | 75.3041 | 0.95311 | 0 | 0 | 0 | 0 | 0 | 17.0765 | 0 | 0 | 365.4372 | 17.0765 | 0
8455 | 0 | 0 | 24.79 | 0 | 0 | 0 | 0 | 0 | 57.4351 | 188.55 | 0 | 0 | 0 | 0 | 0 | 365.44 | 104383.37 | 0 | 0 | 0 | 0 | 1.07 | 0 | 17.79 | 17.08 | 0 | 0 | 80.3243 | 1.9062 | 0 | 0 | 0 | 0 | 0 | 17.0765 | 0 | 0 | 365.4372 | 17.0765 | 0
8456 | 3.41 | 174.04 | 26.06 | 0 | 0 | 0 | 0 | 70.97 | 0 | 256.97 | 0 | 0 | 0 | 0 | 0 | 365.44 | 104017.94 | 0 | 0 | 1.26 | 0 | 1.44 | 42.12 | 42.18 | 17.08 | 0 | 0 | 85.3446 | 3.8124 | 0 | 0 | 0 | 0 | 0 | 17.0765 | 0 | 0 | 365.4372 | 17.0765 | 0
8457 | 8.59 | 415.87 | 27.48 | 0 | 0 | 0 | 0 | 0 | 0 | 256.97 | 0 | 0 | 0 | 315.66 | 0 | 144.47 | 103873.47 | 0 | 0 | 1.22 | 0 | 2.05 | 40.97 | 70.7 | 17.08 | 0 | 0 | 88.3568 | 5.7186 | 0 | 0 | 0 | 0 | 0 | 17.0765 | 0 | 0 | 365.4372 | 17.0765 | 0
8458 | 10.76 | 509.85 | 30.52 | 0 | 0 | 0 | 0 | 0 | 0 | 256.97 | 0 | 0 | 0 | 455.75 | 0 | 46.41 | 103827.05 | 0 | 0 | 1.2 | 0 | 2.77 | 0 | 62.63 | 17.08 | 0 | 0 | 90.3649 | 3.8124 | 0 | 0 | 0 | 0 | 0 | 17.0765 | 0 | 0 | 365.4372 | 17.0765 | 0
8459 | 8.82 | 425.83 | 33.28 | 0 | 0 | 0 | 0 | 52.59 | 0 | 307.66 | 0 | 0 | 0 | 280.36 | 0 | 169.19 | 103657.86 | 0 | 0 | 1.18 | 0 | 3.54 | 39.62 | 93.59 | 17.08 | 0 | 0 | 90.3649 | 3.8124 | 0 | 0 | 0 | 0 | 0 | 17.0765 | 0 | 0 | 365.4372 | 17.0765 | 0
8460 | 11.95 | 560 | 34.71 | 0 | 0 | 0 | 0 | 0 | 0 | 307.66 | 0 | 0 | 0 | 512.3 | 0 | 6.83 | 103651.04 | 0 | 0 | 1.19 | 0 | 4.48 | 0 | 90.15 | 17.08 | 0 | 0 | 89.3608 | 3.8124 | 0 | 0 | 0 | 0 | 0 | 17.0765 | 0 | 0 | 365.4372 | 17.0765 | 0
8461 | 14.4 | 659.17 | 35.19 | 0 | 0 | 0 | 0 | 157.14 | 0 | 459.14 | 0 | 0 | 0 | 457.3 | 0 | 45.32 | 103605.71 | 0 | 0 | 1.2 | 0 | 5.53 | 0 | 88.33 | 17.08 | 0 | 0 | 88.3568 | 4.7655 | 0 | 0 | 0 | 0 | 0 | 17.0765 | 0 | 0 | 365.4372 | 17.0765 | 0
8462 | 15.56 | 704.61 | 35.15 | 0 | 0 | 0 | 0 | 157.14 | 0 | 610.62 | 0 | 0 | 0 | 465.4 | 0 | 39.66 | 103566.05 | 0 | 0 | 1.18 | 0 | 6.59 | 39.49 | 124.68 | 17.08 | 0 | 0 | 87.3527 | 4.7655 | 0 | 0 | 0 | 0 | 0 | 17.0765 | 0 | 0 | 365.4372 | 17.0765 | 0
8463 | 17.13 | 764.19 | 34.61 | 0 | 0 | 0 | 0 | 157.14 | 0 | 762.1 | 0 | 0 | 0 | 566.54 | 31.14 | 0 | 103597.2 | 0 | 0 | 1.13 | 0 | 7.6 | 0 | 123.39 | 17.08 | 0 | 0 | 86.3487 | 4.7655 | 0 | 0 | 0 | 0 | 0 | 17.0765 | 0 | 0 | 365.4372 | 17.0765 | 0
8464 | 18.31 | 808.16 | 31.06 | 0 | 0 | 0 | 0 | 0 | 0 | 762.1 | 0 | 0 | 0 | 764.29 | 169.57 | 0 | 103766.76 | 0 | 0 | 1.12 | 0 | 8.62 | 0 | 122.51 | 17.08 | 0 | 0 | 87.3527 | 4.7655 | 0 | 0 | 0 | 0 | 0 | 17.0765 | 0 | 0 | 365.4372 | 17.0765 | 0
8465 | 19.85 | 864.07 | 27.07 | 0 | 0 | 0 | 0 | 0 | 0 | 762.1 | 0 | 0 | 0 | 778.01 | 179.17 | 0 | 103945.93 | 0 | 0 | 1.13 | 0 | 9.65 | 37.78 | 157.75 | 17.08 | 0 | 0 | 88.3568 | 5.7186 | 0 | 0 | 0 | 0 | 0 | 17.0765 | 0 | 0 | 365.4372 | 17.0765 | 0
8466 | 17.98 | 796.2 | 24.14 | 0 | 0 | 0 | 0 | 0 | 0 | 762.1 | 0 | 0 | 0 | 702.61 | 126.39 | 0 | 104072.32 | 0 | 0 | 1.12 | 0 | 10.56 | 37.55 | 190.34 | 17.08 | 0 | 0 | 90.3649 | 6.6717 | 0 | 0 | 0 | 0 | 0 | 17.0765 | 0 | 0 | 365.4372 | 17.0765 | 0
8467 | 8.2 | 398.47 | 22.36 | 0 | 0 | 0 | 0 | 0 | 0 | 762.1 | 0 | 0 | 0 | 324.84 | 0 | 138.05 | 103934.27 | 0 | 0 | 1.13 | 0 | 11.24 | 0 | 182.95 | 17.08 | 0 | 0 | 96.3892 | 6.6717 | 0 | 0 | 0 | 0 | 0 | 17.0765 | 0 | 0 | 365.4372 | 17.0765 | 0
8468 | 0 | 0 | 20.95 | 0 | 0 | 0 | 0 | 0 | 87.1745 | 671.67 | 0 | 0 | 0 | 0 | 0 | 365.44 | 103568.84 | 0 | 0 | 0 | 0 | 10.77 | 0 | 173.92 | 17.08 | 0 | 0 | 102.4135 | 5.7186 | 0 | 0 | 0 | 0 | 0 | 17.0765 | 0 | 0 | 365.4372 | 17.0765 | 0
8469 | 0 | 0 | 20.4 | 0 | 0 | 0 | 0 | 0 | 88.0132 | 580.37 | 0 | 0 | 0 | 0 | 0 | 365.44 | 103203.4 | 0 | 0 | 1.24 | 0 | 11.35 | 0 | 162.73 | 17.08 | 0 | 0 | 102.4135 | 4.7655 | 0 | 0 | 0 | 0 | 0 | 17.0765 | 0 | 0 | 365.4372 | 17.0765 | 0
8470 | 0 | 0 | 21.03 | 0 | 0 | 0 | 0 | 0 | 77.1682 | 500.32 | 0 | 0 | 0 | 0 | 0 | 365.44 | 102837.96 | 0 | 0 | 0 | 0 | 10.68 | 0 | 150.02 | 17.08 | 0 | 0 | 94.3811 | 3.8124 | 0 | 0 | 0 | 0 | 0 | 17.0765 | 0 | 0 | 365.4372 | 17.0765 | 0
8471 | 0 | 0 | 21.51 | 0 | 0 | 0 | 0 | 0 | 64.6844 | 433.22 | 0 | 0 | 0 | 0 | 0 | 365.44 | 102472.52 | 0 | 0 | 0 | 0 | 9.96 | 0 | 136.29 | 17.08 | 0 | 0 | 83.3365 | 2.8593 | 0 | 0 | 0 | 0 | 0 | 17.0765 | 0 | 0 | 365.4372 | 17.0765 | 0
8472 | 0 | 0 | 21.28 | 0 | 0 | 0 | 0 | 0 | 54.9191 | 376.25 | 0 | 0 | 0 | 0 | 0 | 365.44 | 102107.09 | 0 | 0 | 0 | 0 | 9.24 | 0 | 122.69 | 17.08 | 0 | 0 | 74.3 | 1.9062 | 0 | 0 | 0 | 0 | 0 | 17.0765 | 0 | 0 | 365.4372 | 17.0765 | 0
8473 | 0 | 0 | 21.2 | 0 | 0 | 0 | 0 | 0 | 50.4461 | 323.92 | 0 | 0 | 0 | 0 | 0 | 365.44 | 101741.65 | 0 | 0 | 0.41 | 0 | 8.98 | 0 | 110.25 | 17.08 | 0 | 0 | 70.2838 | 0.95311 | 0 | 0 | 0 | 0 | 0 | 17.0765 | 0 | 0 | 365.4372 | 17.0765 | 0
8474 | 0 | 0 | 21.1 | 0 | 0 | 0 | 0 | 0 | 45.1634 | 277.07 | 0 | 0 | 0 | 0 | 0 | 365.44 | 101376.21 | 0 | 0 | 0 | 0 | 8.24 | 0 | 96.25 | 17.08 | 0 | 0 | 66.2676 | 0 | 0 | 0 | 0 | 0 | 0 | 17.0765 | 0 | 0 | 365.4372 | 17.0765 | 0
8475 | 0 | 0 | 20.64 | 0 | 0 | 0 | 0 | 0 | 44.6236 | 230.78 | 0 | 0 | 0 | 0 | 0 | 365.44 | 101010.78 | 0 | 0 | 0 | 0 | 7.36 | 0 | 79.47 | 17.08 | 0 | 0 | 65.2635 | 0 | 0 | 0 | 0 | 0 | 0 | 17.0765 | 0 | 0 | 365.4372 | 17.0765 | 0
8476 | 0 | 0 | 20.93 | 0 | 0 | 0 | 0 | 0 | 45.3369 | 183.75 | 0 | 0 | 0 | 0 | 0 | 365.44 | 100645.34 | 0 | 0 | 0 | 0 | 6.43 | 0 | 61.76 | 17.08 | 0 | 0 | 66.2676 | 0 | 0 | 0 | 0 | 0 | 0 | 17.0765 | 0 | 0 | 365.4372 | 17.0765 | 0
8477 | 0 | 0 | 22.11 | 0 | 0 | 0 | 0 | 0 | 47.1782 | 134.82 | 0 | 0 | 0 | 0 | 0 | 365.44 | 100279.9 | 0 | 0 | 0 | 0 | 5.52 | 0 | 44.54 | 17.08 | 0 | 0 | 69.2797 | 0 | 0 | 0 | 0 | 0 | 0 | 17.0765 | 0 | 0 | 365.4372 | 17.0765 | 0
8478 | 0 | 0 | 23.79 | 0 | 0 | 0 | 0 | 0 | 51.4583 | 81.43 | 0 | 0 | 0 | 0 | 0 | 365.44 | 99914.46 | 0 | 0 | 0 | 0 | 4.59 | 0 | 26.89 | 17.08 | 0 | 0 | 74.3 | 0.95311 | 0 | 0 | 0 | 0 | 0 | 17.0765 | 0 | 0 | 365.4372 | 17.0765 | 0
8479 | 0 | 0 | 25.86 | 0 | 0 | 0 | 0 | 0 | 55.3625 | 24 | 0 | 0 | 0 | 0 | 0 | 365.44 | 99549.03 | 0 | 0 | 0 | 0 | 3.69 | 0 | 9.84 | 17.08 | 0 | 0 | 79.3203 | 1.9062 | 0 | 0 | 0 | 0 | 0 | 17.0765 | 0 | 0 | 365.4372 | 17.0765 | 0
8480 | 9.88 | 472.32 | 27.58 | 0 | 0 | 0 | 0 | 0 | 0 | 24 | 0 | 0 | 0 | 378.25 | 0 | 100.66 | 99448.37 | 0 | 0 | 1.26 | 0 | 4.07 | 42.12 | 34.23 | 17.08 | 0 | 0 | 84.3406 | 3.8124 | 0 | 0 | 0 | 0 | 0 | 17.0765 | 0 | 0 | 365.4372 | 17.0765 | 0
8481 | 25.09 | 1043.32 | 29.02 | 0 | 0 | 0 | 0 | 157.14 | 0 | 175.48 | 0 | 0 | 0 | 846 | 226.76 | 0 | 99675.13 | 0 | 0 | 1.22 | 0 | 4.68 | 0 | 23.83 | 17.08 | 0 | 0 | 87.3527 | 5.7186 | 0 | 0 | 0 | 0 | 0 | 17.0765 | 0 | 0 | 365.4372 | 17.0765 | 0
8482 | 37.58 | 1411.67 | 27.73 | 0 | 0 | 0 | 0 | 4.65 | 0 | 179.96 | 0 | 0 | 0 | 1377.96 | 599.13 | 0 | 100274.26 | 0 | 0 | 1.2 | 0 | 5.39 | 0 | 15.75 | 17.08 | 0 | 0 | 89.3608 | 3.8124 | 0 | 0 | 0 | 0 | 0 | 17.0765 | 0 | 0 | 365.4372 | 17.0765 | 0
8483 | 46.52 | 1634.49 | 25.17 | 0 | 0 | 0 | 0 | 157.14 | 0 | 331.44 | 0 | 0 | 0 | 1377.96 | 599.13 | 0 | 100873.4 | 0 | 0 | 1.18 | 0 | 6.17 | 39.62 | 46.72 | 17.08 | 37.1 | 0 | 89.3608 | 3.8124 | 0 | 0 | 0 | 0 | 0 | 17.0765 | 0 | 0 | 365.4372 | 17.0765 | 0
8484 | 47.88 | 1666.03 | 22.52 | 0 | 0 | 0 | 0 | 157.14 | 0 | 482.92 | 0 | 0 | 0 | 1377.96 | 599.13 | 0 | 101472.53 | 0 | 0 | 1.19 | 0 | 7.11 | 39.7 | 80.99 | 17.08 | 67.28 | 0 | 89.3608 | 3.8124 | 0 | 0 | 0 | 0 | 0 | 17.0765 | 0 | 0 | 365.4372 | 17.0765 | 0
8485 | 47.53 | 1657.9 | 19.99 | 0 | 0 | 0 | 0 | 157.14 | 0 | 634.4 | 0 | 0 | 0 | 1377.96 | 599.13 | 0 | 102071.66 | 0 | 0 | 1.2 | 0 | 8.16 | 40.31 | 117.47 | 17.08 | 55.68 | 0 | 88.3568 | 4.7655 | 0 | 0 | 0 | 0 | 0 | 17.0765 | 0 | 0 | 365.4372 | 17.0765 | 0
8486 | 45.87 | 1619.39 | 17.56 | 0 | 0 | 0 | 0 | 157.14 | 0 | 785.88 | 0 | 0 | 0 | 1377.96 | 599.13 | 0 | 102670.79 | 0 | 0 | 1.18 | 0 | 9.22 | 39.49 | 153.82 | 17.08 | 14.94 | 0 | 87.3527 | 4.7655 | 0 | 0 | 0 | 0 | 0 | 17.0765 | 0 | 0 | 365.4372 | 17.0765 | 0
8487 | 43.16 | 1554.36 | 15.56 | 0 | 0 | 0 | 0 | 142.88 | 0 | 923.62 | 0 | 0 | 0 | 1377.96 | 599.13 | 0 | 103269.93 | 0 | 0 | 1.13 | 0 | 10.23 | 0 | 152.54 | 17.08 | 0 | 0 | 86.3487 | 4.7655 | 0 | 0 | 0 | 0 | 0 | 17.0765 | 0 | 0 | 365.4372 | 17.0765 | 0
8488 | 39.65 | 1465.98 | 14.43 | 0 | 0 | 0 | 0 | 24.95 | 0 | 947.67 | 0 | 0 | 0 | 1377.96 | 599.13 | 0 | 103869.06 | 0 | 0 | 1.12 | 0 | 11.25 | 23.91 | 174.37 | 17.08 | 0 | 0 | 87.3527 | 4.7655 | 0 | 0 | 0 | 0 | 0 | 17.0765 | 0 | 0 | 365.4372 | 17.0765 | 0
8489 | 35.49 | 1355.07 | 13.97 | 0 | 0 | 0 | 0 | 0 | 0 | 947.67 | 0 | 0 | 0 | 1271.55 | 524.65 | 0 | 104393.71 | 0 | 0 | 1.13 | 0 | 12.28 | 37.78 | 209.61 | 17.08 | 0 | 0 | 88.3568 | 5.7186 | 0 | 0 | 0 | 0 | 0 | 17.0765 | 0 | 0 | 365.4372 | 17.0765 | 0
8490 | 34.12 | 1316.9 | 14 | 0 | 0 | 0 | 0 | 0 | 0 | 947.67 | 0 | 0 | 0 | 1266.86 | 521.37 | 0 | 104915.07 | 0 | 0 | 1.12 | 0 | 13.18 | 0 | 206.52 | 17.08 | 0 | 0 | 90.3649 | 6.6717 | 0 | 0 | 0 | 0 | 0 | 17.0765 | 0 | 0 | 365.4372 | 17.0765 | 0
8491 | 19.55 | 853.48 | 14.19 | 0 | 0 | 0 | 0 | 0 | 0 | 947.67 | 0 | 0 | 0 | 783.03 | 182.68 | 0 | 105097.76 | 0 | 0 | 1.13 | 0 | 13.87 | 0 | 199.13 | 17.08 | 0 | 0 | 96.3892 | 6.6717 | 0 | 0 | 0 | 0 | 0 | 17.0765 | 0 | 0 | 365.4372 | 17.0765 | 0
8492 | 0 | 0 | 14.63 | 0 | 0 | 0 | 0 | 0 | 92.4958 | 851.72 | 0 | 0 | 0 | 0 | 0 | 365.44 | 104732.32 | 0 | 0 | 0 | 0 | 13.39 | 0 | 190.1 | 17.08 | 0 | 0 | 101.4095 | 5.7186 | 0 | 0 | 0 | 0 | 0 | 17.0765 | 0 | 0 | 365.4372 | 17.0765 | 0
8493 | 0 | 0 | 15.34 | 0 | 0 | 0 | 0 | 0 | 90.8377 | 757.49 | 0 | 0 | 0 | 0 | 0 | 365.44 | 104366.88 | 0 | 0 | 0 | 0 | 12.81 | 0 | 178.91 | 17.08 | 0 | 0 | 101.4095 | 4.7655 | 0 | 0 | 0 | 0 | 0 | 17.0765 | 0 | 0 | 365.4372 | 17.0765 | 0
8494 | 0 | 0 | 15.49 | 0 | 0 | 0 | 0 | 0 | 82.7112 | 671.69 | 0 | 0 | 0 | 0 | 0 | 365.44 | 104001.45 | 0 | 0 | 0 | 0 | 12.14 | 0 | 166.21 | 17.08 | 0 | 0 | 94.3811 | 3.8124 | 0 | 0 | 0 | 0 | 0 | 17.0765 | 0 | 0 | 365.4372 | 17.0765 | 0
8495 | 0 | 0 | 14.74 | 0 | 0 | 0 | 0 | 0 | 71.4517 | 597.58 | 0 | 0 | 0 | 0 | 0 | 365.44 | 103636.01 | 0 | 0 | 0 | 0 | 11.41 | 0 | 152.47 | 17.08 | 0 | 0 | 83.3365 | 2.8593 | 0 | 0 | 0 | 0 | 0 | 17.0765 | 0 | 0 | 365.4372 | 17.0765 | 0
8496 | 0 | 0 | 13.29 | 0 | 0 | 0 | 0 | 0 | 63.9228 | 531.26 | 0 | 0 | 0 | 0 | 0 | 365.44 | 103270.57 | 0 | 0 | 0 | 0 | 10.7 | 0 | 138.87 | 17.08 | 0 | 0 | 75.3041 | 1.9062 | 0 | 0 | 0 | 0 | 0 | 17.0765 | 0 | 0 | 365.4372 | 17.0765 | 0
8497 | 0 | 0 | 11.55 | 0 | 0 | 0 | 0 | 0 | 59.6909 | 469.35 | 0 | 0 | 0 | 0 | 0 | 365.44 | 102905.13 | 0 | 0 | 0 | 0 | 10.04 | 0 | 126.43 | 17.08 | 0 | 0 | 70.2838 | 0.95311 | 0 | 0 | 0 | 0 | 0 | 17.0765 | 0 | 0 | 365.4372 | 17.0765 | 0
8498 | 0 | 0 | 9.74 | 0 | 0 | 0 | 0 | 0 | 57.5315 | 409.66 | 0 | 0 | 0 | 0 | 0 | 365.44 | 102539.7 | 0 | 0 | 0 | 0 | 9.31 | 0 | 112.43 | 17.08 | 0 | 0 | 67.2716 | 0 | 0 | 0 | 0 | 0 | 0 | 17.0765 | 0 | 0 | 365.4372 | 17.0765 | 0
8499 | 0 | 0 | 8.22 | 0 | 0 | 0 | 0 | 0 | 57.0495 | 350.49 | 0 | 0 | 0 | 0 | 0 | 365.44 | 102174.26 | 0 | 0 | 0 | 0 | 8.42 | 0 | 95.66 | 17.08 | 0 | 0 | 65.2635 | 0 | 0 | 0 | 0 | 0 | 0 | 17.0765 | 0 | 0 | 365.4372 | 17.0765 | 0
8500 | 0 | 0 | 8.34 | 0 | 0 | 0 | 0 | 0 | 56.9242 | 291.44 | 0 | 0 | 0 | 0 | 0 | 365.44 | 101808.82 | 0 | 0 | 0 | 0 | 7.49 | 0 | 77.94 | 17.08 | 0 | 0 | 65.2635 | 0 | 0 | 0 | 0 | 0 | 0 | 17.0765 | 0 | 0 | 365.4372 | 17.0765 | 0
8501 | 0 | 0 | 9.22 | 0 | 0 | 0 | 0 | 0 | 59.0546 | 230.18 | 0 | 0 | 0 | 0 | 0 | 365.44 | 101443.39 | 0 | 0 | 0 | 0 | 6.58 | 0 | 60.72 | 17.08 | 0 | 0 | 68.2757 | 0 | 0 | 0 | 0 | 0 | 0 | 17.0765 | 0 | 0 | 365.4372 | 17.0765 | 0
8502 | 0 | 0 | 10.21 | 0 | 0 | 0 | 0 | 0 | 64.0385 | 163.75 | 0 | 0 | 0 | 0 | 0 | 365.44 | 101077.95 | 0 | 0 | 0 | 0 | 5.66 | 0 | 43.07 | 17.08 | 0 | 0 | 73.296 | 0.95311 | 0 | 0 | 0 | 0 | 0 | 17.0765 | 0 | 0 | 365.4372 | 17.0765 | 0
8503 | 0 | 0 | 11.46 | 0 | 0 | 0 | 0 | 0 | 68.7621 | 92.41 | 0 | 0 | 0 | 0 | 0 | 365.44 | 100712.51 | 0 | 0 | 0 | 0 | 4.76 | 0 | 26.02 | 17.08 | 0 | 0 | 78.3162 | 1.9062 | 0 | 0 | 0 | 0 | 0 | 17.0765 | 0 | 0 | 365.4372 | 17.0765 | 0
8504 | 17.4 | 774.42 | 12.97 | 0 | 0 | 0 | 0 | 0 | 0 | 92.41 | 0 | 0 | 0 | 717.39 | 136.73 | 0 | 100849.25 | 0 | 0 | 1.26 | 0 | 5.13 | 0 | 10.4 | 17.08 | 0 | 0 | 82.3324 | 3.8124 | 0 | 0 | 0 | 0 | 0 | 17.0765 | 0 | 0 | 365.4372 | 17.0765 | 0
8505 | 28.65 | 1155.89 | 14.58 | 0 | 0 | 0 | 0 | 0 | 0 | 92.41 | 0 | 0 | 0 | 1106.83 | 409.35 | 0 | 101258.59 | 0 | 0 | 1.22 | 0 | 5.75 | 0 | 0 | 17.08 | 0 | 0 | 85.3446 | 5.7186 | 0 | 0 | 0 | 0 | 0 | 17.0765 | 0 | 0 | 365.4372 | 17.0765 | 0
8506 | 38.49 | 1435.73 | 14.29 | 0 | 0 | 0 | 0 | 0 | 0 | 92.41 | 0 | 0 | 0 | 1377.96 | 599.13 | 0 | 101857.73 | 0 | 0 | 1.2 | 0 | 6.46 | 18.18 | 9.19 | 17.08 | 0 | 0 | 87.3527 | 3.8124 | 0 | 0 | 0 | 0 | 0 | 17.0765 | 0 | 0 | 365.4372 | 17.0765 | 0
8507 | 45.69 | 1614.99 | 13.26 | 0 | 0 | 0 | 0 | 157.14 | 0 | 243.89 | 0 | 0 | 0 | 1377.96 | 599.13 | 0 | 102456.86 | 0 | 0 | 1.18 | 0 | 7.23 | 39.62 | 40.15 | 17.08 | 6.87 | 0 | 87.3527 | 3.8124 | 0 | 0 | 0 | 0 | 0 | 17.0765 | 0 | 0 | 365.4372 | 17.0765 | 0
8508 | 48.94 | 1690.09 | 12.3 | 0 | 0 | 0 | 0 | 157.14 | 0 | 395.37 | 0 | 0 | 0 | 1377.96 | 599.13 | 0 | 103055.99 | 0 | 0 | 1.19 | 0 | 8.18 | 39.7 | 74.43 | 17.08 | 86.2 | 0 | 85.3446 | 3.8124 | 0 | 0 | 0 | 0 | 0 | 17.0765 | 0 | 0 | 365.4372 | 17.0765 | 0
8509 | 50.6 | 1727.02 | 11.3 | 0 | 0 | 0 | 0 | 157.14 | 0 | 546.86 | 0 | 0 | 0 | 1377.96 | 599.13 | 0 | 103655.13 | 0 | 0 | 1.2 | 0 | 9.22 | 40.31 | 110.91 | 17.08 | 124.21 | 0 | 83.3365 | 4.7655 | 0 | 0 | 0 | 0 | 0 | 17.0765 | 0 | 0 | 365.4372 | 17.0765 | 0
8510 | 51.16 | 1739.26 | 10.37 | 0 | 0 | 0 | 0 | 157.14 | 0 | 698.34 | 0 | 0 | 0 | 1377.96 | 599.13 | 0 | 104254.26 | 0 | 0 | 1.18 | 0 | 10.28 | 39.49 | 147.26 | 17.08 | 137.93 | 0 | 82.3324 | 4.7655 | 0 | 0 | 0 | 0 | 0 | 17.0765 | 0 | 0 | 365.4372 | 17.0765 | 0
8511 | 47.51 | 1657.51 | 9.59 | 0 | 0 | 0 | 0 | 157.14 | 0 | 849.82 | 0 | 0 | 0 | 1377.96 | 599.13 | 0 | 104853.39 | 0 | 0 | 1.13 | 0 | 11.29 | 38.02 | 182.09 | 17.08 | 53.27 | 0 | 82.3324 | 4.7655 | 0 | 0 | 0 | 0 | 0 | 17.0765 | 0 | 0 | 365.4372 | 17.0765 | 0
8512 | 42.95 | 1549.22 | 9.07 | 0 | 0 | 0 | 0 | 97.54 | 0 | 943.85 | 0 | 0 | 0 | 1377.96 | 599.13 | 0 | 105452.52 | 0 | 0 | 1.12 | 0 | 12.31 | 37.52 | 216.85 | 17.08 | 0 | 0 | 82.3324 | 4.7655 | 0 | 0 | 0 | 0 | 0 | 17.0765 | 0 | 0 | 365.4372 | 17.0765 | 0
8513 | 37.6 | 1412.14 | 9.09 | 0 | 0 | 0 | 0 | 0 | 0 | 943.85 | 0 | 0 | 0 | 1367.64 | 591.91 | 0 | 106044.43 | 0 | 0 | 1.13 | 0 | 13.35 | 0 | 216.19 | 17.08 | 0 | 0 | 84.3406 | 5.7186 | 0 | 0 | 0 | 0 | 0 | 17.0765 | 0 | 0 | 365.4372 | 17.0765 | 0
8514 | 36.09 | 1371.49 | 9.89 | 0 | 0 | 0 | 0 | 3.97 | 0 | 947.67 | 0 | 0 | 0 | 1319.36 | 558.12 | 0 | 106602.55 | 0 | 0 | 1.12 | 0 | 14.25 | 0 | 213.11 | 17.08 | 0 | 0 | 86.3487 | 6.6717 | 0 | 0 | 0 | 0 | 0 | 17.0765 | 0 | 0 | 365.4372 | 17.0765 | 0
8515 | 21.39 | 918.46 | 11.07 | 0 | 0 | 0 | 0 | 0 | 0 | 947.67 | 0 | 0 | 0 | 812.87 | 203.57 | 0 | 106806.12 | 0 | 0 | 1.13 | 0 | 14.93 | 37.87 | 241.69 | 17.08 | 0 | 0 | 92.373 | 6.6717 | 0 | 0 | 0 | 0 | 0 | 17.0765 | 0 | 0 | 365.4372 | 17.0765 | 0
8516 | 0 | 0 | 12.4 | 0 | 0 | 0 | 0 | 0 | 92.7175 | 851.49 | 0 | 0 | 0 | 0 | 0 | 365.44 | 106440.68 | 0 | 0 | 0 | 0 | 14.46 | 0 | 232.67 | 17.08 | 0 | 0 | 99.4014 | 5.7186 | 0 | 0 | 0 | 0 | 0 | 17.0765 | 0 | 0 | 365.4372 | 17.0765 | 0
8517 | 0 | 0 | 13.79 | 0 | 0 | 0 | 0 | 0 | 90.375 | 757.73 | 0 | 0 | 0 | 0 | 0 | 365.44 | 106075.25 | 0 | 0 | 0 | 0 | 13.87 | 0 | 221.48 | 17.08 | 0 | 0 | 99.4014 | 4.7655 | 0 | 0 | 0 | 0 | 0 | 17.0765 | 0 | 0 | 365.4372 | 17.0765 | 0
8518 | 0 | 0 | 14.67 | 0 | 0 | 0 | 0 | 0 | 81.5158 | 673.17 | 0 | 0 | 0 | 0 | 0 | 365.44 | 105709.81 | 0 | 0 | 0 | 0 | 13.2 | 0 | 208.77 | 17.08 | 0 | 0 | 92.373 | 3.8124 | 0 | 0 | 0 | 0 | 0 | 17.0765 | 0 | 0 | 365.4372 | 17.0765 | 0
8519 | 0 | 0 | 15.11 | 0 | 0 | 0 | 0 | 0 | 69.0802 | 601.51 | 0 | 0 | 0 | 0 | 0 | 365.44 | 105344.37 | 0 | 0 | 0 | 0 | 12.48 | 0 | 195.03 | 17.08 | 0 | 0 | 81.3284 | 2.8593 | 0 | 0 | 0 | 0 | 0 | 17.0765 | 0 | 0 | 365.4372 | 17.0765 | 0
8520 | 0 | 0 | 15.01 | 0 | 0 | 0 | 0 | 0 | 60.1922 | 539.07 | 0 | 0 | 0 | 0 | 0 | 365.44 | 104978.93 | 0 | 0 | 0 | 0 | 11.76 | 0 | 181.43 | 17.08 | 0 | 0 | 73.296 | 1.9062 | 0 | 0 | 0 | 0 | 0 | 17.0765 | 0 | 0 | 365.4372 | 17.0765 | 0
8521 | 0 | 0 | 14.47 | 0 | 0 | 0 | 0 | 0 | 54.7552 | 482.27 | 0 | 0 | 0 | 0 | 0 | 365.44 | 104613.5 | 0 | 0 | 0 | 0 | 11.11 | 0 | 168.99 | 17.08 | 0 | 0 | 68.2757 | 0.95311 | 0 | 0 | 0 | 0 | 0 | 17.0765 | 0 | 0 | 365.4372 | 17.0765 | 0
8522 | 0 | 0 | 13.75 | 0 | 0 | 0 | 0 | 0 | 51.5162 | 428.83 | 0 | 0 | 0 | 0 | 0 | 365.44 | 104248.06 | 0 | 0 | 0 | 0 | 10.37 | 0 | 155 | 17.08 | 0 | 0 | 65.2635 | 0 | 0 | 0 | 0 | 0 | 0 | 17.0765 | 0 | 0 | 365.4372 | 17.0765 | 0
8523 | 0 | 0 | 12.97 | 0 | 0 | 0 | 0 | 0 | 51.2944 | 375.62 | 0 | 0 | 0 | 0 | 0 | 365.44 | 103882.62 | 0 | 0 | 0 | 0 | 9.49 | 0 | 138.22 | 17.08 | 0 | 0 | 64.2595 | 0 | 0 | 0 | 0 | 0 | 0 | 17.0765 | 0 | 0 | 365.4372 | 17.0765 | 0
8524 | 0 | 0 | 12.42 | 0 | 0 | 0 | 0 | 0 | 52.8465 | 320.8 | 0 | 0 | 0 | 0 | 0 | 365.44 | 103517.19 | 0 | 0 | 0 | 0 | 8.56 | 0 | 120.51 | 17.08 | 0 | 0 | 65.2635 | 0 | 0 | 0 | 0 | 0 | 0 | 17.0765 | 0 | 0 | 365.4372 | 17.0765 | 0
8525 | 0 | 0 | 12.68 | 0 | 0 | 0 | 0 | 0 | 55.5939 | 263.13 | 0 | 0 | 0 | 0 | 0 | 365.44 | 103151.75 | 0 | 0 | 0 | 0 | 7.65 | 0 | 103.29 | 17.08 | 0 | 0 | 68.2757 | 0 | 0 | 0 | 0 | 0 | 0 | 17.0765 | 0 | 0 | 365.4372 | 17.0765 | 0
8526 | 0 | 0 | 13.44 | 0 | 0 | 0 | 0 | 0 | 60.8091 | 200.05 | 0 | 0 | 0 | 0 | 0 | 365.44 | 102786.31 | 0 | 0 | 0 | 0 | 6.72 | 0 | 85.64 | 17.08 | 0 | 0 | 73.296 | 0.95311 | 0 | 0 | 0 | 0 | 0 | 17.0765 | 0 | 0 | 365.4372 | 17.0765 | 0
8527 | 0 | 0 | 14.48 | 0 | 0 | 0 | 0 | 0 | 65.7448 | 131.85 | 0 | 0 | 0 | 0 | 0 | 365.44 | 102420.87 | 0 | 0 | 0 | 0 | 5.82 | 0 | 68.59 | 17.08 | 0 | 0 | 78.3162 | 1.9062 | 0 | 0 | 0 | 0 | 0 | 17.0765 | 0 | 0 | 365.4372 | 17.0765 | 0
8528 | 17.59 | 781.68 | 15.59 | 0 | 0 | 0 | 0 | 0 | 0 | 131.85 | 0 | 0 | 0 | 726.46 | 143.08 | 0 | 102563.96 | 0 | 0 | 1.26 | 0 | 6.2 | 0 | 52.97 | 17.08 | 0 | 0 | 83.3365 | 3.8124 | 0 | 0 | 0 | 0 | 0 | 17.0765 | 0 | 0 | 365.4372 | 17.0765 | 0
8529 | 26.17 | 1078.16 | 16.91 | 0 | 0 | 0 | 0 | 0 | 0 | 131.85 | 0 | 0 | 0 | 986.98 | 325.45 | 0 | 102889.41 | 0 | 0 | 1.22 | 0 | 6.81 | 40.97 | 81.49 | 17.08 | 0 | 0 | 86.3487 | 5.7186 | 0 | 0 | 0 | 0 | 0 | 17.0765 | 0 | 0 | 365.4372 | 17.0765 | 0
8530 | 32.42 | 1268.43 | 19.24 | 0 | 0 | 0 | 0 | 0 | 0 | 131.85 | 0 | 0 | 0 | 1227.73 | 493.97 | 0 | 103383.38 | 0 | 0 | 1.2 | 0 | 7.52 | 0 | 73.41 | 17.08 | 0 | 0 | 87.3527 | 3.8124 | 0 | 0 | 0 | 0 | 0 | 17.0765 | 0 | 0 | 365.4372 | 17.0765 | 0
8531 | 36.1 | 1371.88 | 22.2 | 0 | 0 | 0 | 0 | 157.14 | 0 | 283.33 | 0 | 0 | 0 | 1141.08 | 433.32 | 0 | 103816.69 | 0 | 0 | 1.18 | 0 | 8.3 | 39.62 | 104.37 | 17.08 | 0 | 0 | 87.3527 | 3.8124 | 0 | 0 | 0 | 0 | 0 | 17.0765 | 0 | 0 | 365.4372 | 17.0765 | 0
8532 | 40.05 | 1476.35 | 25.67 | 0 | 0 | 0 | 0 | 157.14 | 0 | 434.81 | 0 | 0 | 0 | 1254.89 | 512.98 | 0 | 104329.68 | 0 | 0 | 1.19 | 0 | 9.24 | 39.7 | 138.65 | 17.08 | 0 | 0 | 85.3446 | 3.8124 | 0 | 0 | 0 | 0 | 0 | 17.0765 | 0 | 0 | 365.4372 | 17.0765 | 0
8533 | 42.08 | 1527.5 | 29.39 | 0 | 0 | 0 | 0 | 105.57 | 0 | 536.58 | 0 | 0 | 0 | 1377.96 | 599.13 | 0 | 104928.81 | 0 | 0 | 1.2 | 0 | 10.29 | 26.13 | 161.65 | 17.08 | 0 | 0 | 83.3365 | 4.7655 | 0 | 0 | 0 | 0 | 0 | 17.0765 | 0 | 0 | 365.4372 | 17.0765 | 0
8534 | 42.64 | 1541.37 | 32.97 | 0 | 0 | 0 | 0 | 111.25 | 0 | 643.83 | 0 | 0 | 0 | 1377.96 | 599.13 | 0 | 105527.94 | 0 | 0 | 1.18 | 0 | 11.35 | 39.49 | 198 | 17.08 | 0 | 0 | 82.3324 | 4.7655 | 0 | 0 | 0 | 0 | 0 | 17.0765 | 0 | 0 | 365.4372 | 17.0765 | 0
8535 | 40.58 | 1489.72 | 35.84 | 0 | 0 | 0 | 0 | 99.95 | 0 | 740.18 | 0 | 0 | 0 | 1377.96 | 599.13 | 0 | 106127.08 | 0 | 0 | 1.13 | 0 | 12.36 | 0 | 196.72 | 17.08 | 0 | 0 | 82.3324 | 4.7655 | 0 | 0 | 0 | 0 | 0 | 17.0765 | 0 | 0 | 365.4372 | 17.0765 | 0
8536 | 37.7 | 1414.99 | 36.7 | 0 | 0 | 0 | 0 | 0 | 0 | 740.18 | 0 | 0 | 0 | 1363.66 | 589.12 | 0 | 106716.2 | 0 | 0 | 1.12 | 0 | 13.38 | 37.52 | 231.48 | 17.08 | 0 | 0 | 82.3324 | 4.7655 | 0 | 0 | 0 | 0 | 0 | 17.0765 | 0 | 0 | 365.4372 | 17.0765 | 0
8537 | 34.21 | 1319.4 | 36.57 | 0 | 0 | 0 | 0 | 0 | 0 | 740.18 | 0 | 0 | 0 | 1298.99 | 543.85 | 0 | 107260.05 | 0 | 0 | 1.13 | 0 | 14.41 | 0 | 230.82 | 17.08 | 0 | 0 | 84.3406 | 5.7186 | 0 | 0 | 0 | 0 | 0 | 17.0765 | 0 | 0 | 365.4372 | 17.0765 | 0
8538 | 31.39 | 1238.4 | 36.56 | 0 | 0 | 0 | 0 | 157.14 | 0 | 891.66 | 0 | 0 | 0 | 1016.51 | 346.12 | 0 | 107606.18 | 0 | 0 | 1.12 | 0 | 15.32 | 37.55 | 263.42 | 17.08 | 0 | 0 | 87.3527 | 6.6717 | 0 | 0 | 0 | 0 | 0 | 17.0765 | 0 | 0 | 365.4372 | 17.0765 | 0
8539 | 17.23 | 767.98 | 36.85 | 0 | 0 | 0 | 0 | 58.1 | 0 | 947.67 | 0 | 0 | 0 | 624.91 | 72 | 0 | 107678.18 | 0 | 0 | 1.13 | 0 | 16 | 37.87 | 292 | 17.08 | 0 | 0 | 93.377 | 6.6717 | 0 | 0 | 0 | 0 | 0 | 17.0765 | 0 | 0 | 365.4372 | 17.0765 | 0
8540 | 0 | 0 | 37.35 | 0 | 0 | 0 | 0 | 0 | 67.7692 | 877.37 | 0 | 0 | 0 | 0 | 0 | 365.44 | 107312.74 | 0 | 0 | 0 | 0 | 15.52 | 0 | 282.97 | 17.08 | 0 | 0 | 99.4014 | 5.7186 | 0 | 0 | 0 | 0 | 0 | 17.0765 | 0 | 0 | 365.4372 | 17.0765 | 0
8541 | 0 | 0 | 38.2 | 0 | 0 | 0 | 0 | 0 | 66.9787 | 807.89 | 0 | 0 | 0 | 0 | 0 | 365.44 | 106947.3 | 0 | 0 | 0 | 0 | 14.94 | 0 | 271.78 | 17.08 | 0 | 0 | 100.4054 | 4.7655 | 0 | 0 | 0 | 0 | 0 | 17.0765 | 0 | 0 | 365.4372 | 17.0765 | 0
8542 | 0 | 0 | 35.18 | 0 | 0 | 0 | 0 | 0 | 48.306 | 757.78 | 0 | 0 | 0 | 0 | 0 | 392.44 | 106554.86 | 27.01 | 12.6947 | 0 | 0 | 14.27 | 0 | 259.08 | 17.08 | 0 | 0 | 92.373 | 3.8124 | 0 | 0 | 0 | 0 | 0 | 17.0765 | 0 | 0 | 365.4372 | 17.0765 | 0
8543 | 0 | 0 | 30.44 | 0 | 0 | 0 | 0 | 0 | 53.7526 | 702.03 | 0 | 0 | 0 | 0 | 0 | 365.44 | 106189.42 | 0 | 0 | 0 | 0 | 13.54 | 0 | 245.34 | 17.08 | 0 | 0 | 81.3284 | 2.8593 | 0 | 0 | 0 | 0 | 0 | 17.0765 | 0 | 0 | 365.4372 | 17.0765 | 0
8544 | 0 | 0 | 25.53 | 0 | 0 | 0 | 0 | 0 | 49.6749 | 650.49 | 0 | 0 | 0 | 0 | 0 | 365.44 | 105823.98 | 0 | 0 | 0 | 0 | 12.83 | 0 | 231.74 | 17.08 | 0 | 0 | 73.296 | 1.9062 | 0 | 0 | 0 | 0 | 0 | 17.0765 | 0 | 0 | 365.4372 | 17.0765 | 0
8545 | 0 | 0 | 20.64 | 0 | 0 | 0 | 0 | 0 | 48.5952 | 600.09 | 0 | 0 | 0 | 0 | 0 | 365.44 | 105458.55 | 0 | 0 | 0 | 0 | 12.17 | 0 | 219.3 | 17.08 | 0 | 0 | 68.2757 | 0.95311 | 0 | 0 | 0 | 0 | 0 | 17.0765 | 0 | 0 | 365.4372 | 17.0765 | 0
8546 | 0 | 0 | 16.32 | 0 | 0 | 0 | 0 | 0 | 48.9423 | 549.31 | 0 | 0 | 0 | 0 | 0 | 365.44 | 105093.11 | 0 | 0 | 0 | 0 | 11.44 | 0 | 205.3 | 17.08 | 0 | 0 | 65.2635 | 0 | 0 | 0 | 0 | 0 | 0 | 17.0765 | 0 | 0 | 365.4372 | 17.0765 | 0
8547 | 0 | 0 | 12.83 | 0 | 0 | 0 | 0 | 0 | 38.7335 | 509.13 | 0 | 0 | 0 | 0 | 0 | 392.44 | 104700.67 | 27.01 | 12.6947 | 0 | 0 | 10.55 | 0 | 188.53 | 17.08 | 0 | 0 | 64.2595 | 0 | 0 | 0 | 0 | 0 | 0 | 17.0765 | 0 | 0 | 365.4372 | 17.0765 | 0
8548 | 0 | 0 | 12.47 | 0 | 0 | 0 | 0 | 0 | 52.7983 | 454.36 | 0 | 0 | 0 | 0 | 0 | 365.44 | 104335.23 | 0 | 0 | 0 | 0 | 9.62 | 0 | 170.81 | 17.08 | 0 | 0 | 65.2635 | 0 | 0 | 0 | 0 | 0 | 0 | 17.0765 | 0 | 0 | 365.4372 | 17.0765 | 0
8549 | 0 | 0 | 14 | 0 | 0 | 0 | 0 | 0 | 56.288 | 395.98 | 0 | 0 | 0 | 0 | 0 | 365.44 | 103969.79 | 0 | 0 | 0 | 0 | 8.72 | 0 | 153.59 | 17.08 | 0 | 0 | 70.2838 | 0 | 0 | 0 | 0 | 0 | 0 | 17.0765 | 0 | 0 | 365.4372 | 17.0765 | 0
8550 | 0 | 0 | 15.7 | 0 | 0 | 0 | 0 | 0 | 60.5585 | 333.16 | 0 | 0 | 0 | 0 | 0 | 365.44 | 103604.36 | 0 | 0 | 0 | 0 | 7.79 | 0 | 135.94 | 17.08 | 0 | 0 | 75.3041 | 0.95311 | 0 | 0 | 0 | 0 | 0 | 17.0765 | 0 | 0 | 365.4372 | 17.0765 | 0
8551 | 0 | 0 | 17.59 | 0 | 0 | 0 | 0 | 0 | 64.6458 | 266.1 | 0 | 0 | 0 | 0 | 0 | 365.44 | 103238.92 | 0 | 0 | 0 | 0 | 6.89 | 0 | 118.89 | 17.08 | 0 | 0 | 80.3243 | 1.9062 | 0 | 0 | 0 | 0 | 0 | 17.0765 | 0 | 0 | 365.4372 | 17.0765 | 0
8552 | 0.8 | 42 | 19.43 | 0 | 0 | 0 | 0 | 0 | 14.2286 | 251.34 | 0 | 0 | 0 | 0 | 0 | 392.44 | 102846.47 | 27.01 | 12.6947 | 0 | 0 | 6.07 | 0 | 103.27 | 17.08 | 0 | 0 | 85.3446 | 3.8124 | 0 | 0 | 0 | 0 | 0 | 17.0765 | 0 | 0 | 365.4372 | 17.0765 | 0
8553 | 3.64 | 185.19 | 21.25 | 0 | 0 | 0 | 0 | 107.56 | 0 | 355.03 | 0 | 0 | 0 | 0 | 0 | 365.44 | 102481.04 | 0 | 0 | 1.22 | 0 | 6.68 | 7.22 | 99.73 | 17.08 | 0 | 0 | 88.3568 | 5.7186 | 0 | 0 | 0 | 0 | 0 | 17.0765 | 0 | 0 | 365.4372 | 17.0765 | 0
8554 | 5.75 | 286.34 | 22.73 | 0 | 0 | 0 | 0 | 157.14 | 0 | 506.51 | 0 | 0 | 0 | 22.13 | 0 | 349.95 | 102131.09 | 0 | 0 | 1.2 | 0 | 7.4 | 40.17 | 129.81 | 17.08 | 0 | 0 | 90.3649 | 3.8124 | 0 | 0 | 0 | 0 | 0 | 17.0765 | 0 | 0 | 365.4372 | 17.0765 | 0
8555 | 6.02 | 299 | 23.57 | 0 | 0 | 0 | 0 | 157.14 | 0 | 657.99 | 0 | 0 | 0 | 36.47 | 0 | 339.91 | 101791.18 | 0 | 0 | 1.18 | 0 | 8.17 | 39.62 | 160.77 | 17.08 | 0 | 0 | 90.3649 | 3.8124 | 0 | 0 | 0 | 0 | 0 | 17.0765 | 0 | 0 | 365.4372 | 17.0765 | 0
8556 | 5.17 | 259.26 | 24.63 | 0 | 0 | 0 | 0 | 154 | 0 | 806.45 | 0 | 0 | 0 | 0 | 0 | 365.44 | 101425.74 | 0 | 0 | 1.19 | 0 | 9.11 | 39.7 | 195.05 | 17.08 | 0 | 0 | 90.3649 | 3.8124 | 0 | 0 | 0 | 0 | 0 | 17.0765 | 0 | 0 | 365.4372 | 17.0765 | 0
8557 | 3.19 | 163.08 | 25.84 | 0 | 0 | 0 | 0 | 98.09 | 0 | 901.01 | 0 | 0 | 0 | 0 | 0 | 365.44 | 101060.31 | 0 | 0 | 0.9 | 0 | 9.87 | 0 | 193.23 | 17.08 | 0 | 0 | 88.3568 | 4.7655 | 0 | 0 | 0 | 0 | 0 | 17.0765 | 0 | 0 | 365.4372 | 17.0765 | 0
8558 | 0.74 | 38.68 | 26.58 | 0 | 0 | 0 | 0 | 0 | 26.1244 | 873.91 | 0 | 0 | 0 | 0 | 0 | 365.44 | 100694.87 | 0 | 0 | 0 | 0 | 9.81 | 0 | 192.07 | 17.08 | 0 | 0 | 87.3527 | 4.7655 | 0 | 0 | 0 | 0 | 0 | 17.0765 | 0 | 0 | 365.4372 | 17.0765 | 0
8559 | 0.67 | 35.19 | 27.03 | 0 | 0 | 0 | 0 | 0 | 29.2285 | 843.59 | 0 | 0 | 0 | 0 | 0 | 365.44 | 100329.43 | 0 | 0 | 0 | 0 | 9.74 | 0 | 190.78 | 17.08 | 0 | 0 | 87.3527 | 4.7655 | 0 | 0 | 0 | 0 | 0 | 17.0765 | 0 | 0 | 365.4372 | 17.0765 | 0
8560 | 0.54 | 28.49 | 28.37 | 0 | 0 | 0 | 0 | 0 | 35.7258 | 806.54 | 0 | 0 | 0 | 0 | 0 | 365.44 | 99964 | 0 | 0 | 0 | 0 | 9.7 | 0 | 189.9 | 17.08 | 0 | 0 | 88.3568 | 4.7655 | 0 | 0 | 0 | 0 | 0 | 17.0765 | 0 | 0 | 365.4372 | 17.0765 | 0
8561 | 0.37 | 19.64 | 30.22 | 0 | 0 | 0 | 0 | 0 | 44.8549 | 760.01 | 0 | 0 | 0 | 0 | 0 | 365.44 | 99598.56 | 0 | 0 | 0 | 0 | 9.66 | 0 | 189.25 | 17.08 | 0 | 0 | 89.3608 | 5.7186 | 0 | 0 | 0 | 0 | 0 | 17.0765 | 0 | 0 | 365.4372 | 17.0765 | 0
8562 | 0.2 | 10.59 | 31.58 | 0 | 0 | 0 | 0 | 0 | 55.671 | 702.26 | 0 | 0 | 0 | 0 | 0 | 365.44 | 99233.12 | 0 | 0 | 0 | 0 | 9.5 | 0 | 186.16 | 17.08 | 0 | 0 | 91.3689 | 6.6717 | 0 | 0 | 0 | 0 | 0 | 17.0765 | 0 | 0 | 365.4372 | 17.0765 | 0
8563 | 0.02 | 1.24 | 32.76 | 0 | 0 | 0 | 0 | 0 | 57.3484 | 642.77 | 0 | 0 | 0 | 0 | 0 | 392.44 | 98840.68 | 27.01 | 12.6947 | 0 | 0 | 9.11 | 0 | 178.77 | 17.08 | 0 | 0 | 97.3933 | 6.6717 | 0 | 0 | 0 | 0 | 0 | 17.0765 | 0 | 0 | 365.4372 | 17.0765 | 0
8564 | 0 | 0 | 34.32 | 0 | 0 | 0 | 0 | 0 | 73.8135 | 566.2 | 0 | 0 | 0 | 0 | 0 | 365.44 | 98475.24 | 0 | 0 | 0 | 0 | 8.64 | 0 | 169.74 | 17.08 | 0 | 0 | 102.4135 | 5.7186 | 0 | 0 | 0 | 0 | 0 | 17.0765 | 0 | 0 | 365.4372 | 17.0765 | 0
8565 | 0 | 0 | 36.28 | 0 | 0 | 0 | 0 | 0 | 71.9048 | 491.61 | 0 | 0 | 0 | 0 | 0 | 365.44 | 98109.8 | 0 | 0 | 0 | 0 | 8.05 | 0 | 158.55 | 17.08 | 0 | 0 | 103.4176 | 4.7655 | 0 | 0 | 0 | 0 | 0 | 17.0765 | 0 | 0 | 365.4372 | 17.0765 | 0
8566 | 0 | 0 | 36.02 | 0 | 0 | 0 | 0 | 0 | 63.1709 | 426.08 | 0 | 0 | 0 | 0 | 0 | 365.44 | 97744.37 | 0 | 0 | 0 | 0 | 7.38 | 0 | 145.85 | 17.08 | 0 | 0 | 95.3851 | 3.8124 | 0 | 0 | 0 | 0 | 0 | 17.0765 | 0 | 0 | 365.4372 | 17.0765 | 0
8567 | 0 | 0 | 34.6 | 0 | 0 | 0 | 0 | 0 | 52.5958 | 371.52 | 0 | 0 | 0 | 0 | 0 | 365.44 | 97378.93 | 0 | 0 | 0 | 0 | 6.66 | 0 | 132.11 | 17.08 | 0 | 0 | 84.3406 | 2.8593 | 0 | 0 | 0 | 0 | 0 | 17.0765 | 0 | 0 | 365.4372 | 17.0765 | 0
8568 | 0 | 0 | 32.68 | 0 | 0 | 0 | 0 | 0 | 45.5297 | 324.29 | 0 | 0 | 0 | 0 | 0 | 365.44 | 97013.49 | 0 | 0 | 0 | 0 | 5.94 | 0 | 118.51 | 17.08 | 0 | 0 | 76.3081 | 1.9062 | 0 | 0 | 0 | 0 | 0 | 17.0765 | 0 | 0 | 365.4372 | 17.0765 | 0
8569 | 0 | 0 | 29.93 | 0 | 0 | 0 | 0 | 0 | 29.6237 | 293.56 | 0 | 0 | 0 | 0 | 0 | 392.44 | 96621.05 | 27.01 | 12.6947 | 0 | 0 | 5.28 | 0 | 106.07 | 17.08 | 0 | 0 | 71.2878 | 0.95311 | 0 | 0 | 0 | 0 | 0 | 17.0765 | 0 | 0 | 365.4372 | 17.0765 | 0
8570 | 0 | 0 | 26.82 | 0 | 0 | 0 | 0 | 0 | 41.4616 | 250.56 | 0 | 0 | 0 | 0 | 0 | 365.44 | 96255.61 | 0 | 0 | 0 | 0 | 4.55 | 0 | 92.07 | 17.08 | 0 | 0 | 68.2757 | 0 | 0 | 0 | 0 | 0 | 0 | 17.0765 | 0 | 0 | 365.4372 | 17.0765 | 0
8571 | 0 | 0 | 23.74 | 0 | 0 | 0 | 0 | 0 | 43.5342 | 205.4 | 0 | 0 | 0 | 0 | 0 | 365.44 | 95890.18 | 0 | 0 | 0 | 0 | 3.66 | 0 | 75.3 | 17.08 | 0 | 0 | 67.2716 | 0 | 0 | 0 | 0 | 0 | 0 | 17.0765 | 0 | 0 | 365.4372 | 17.0765 | 0
8572 | 0 | 0 | 22.35 | 0 | 0 | 0 | 0 | 0 | 45.925 | 157.76 | 0 | 0 | 0 | 0 | 0 | 365.44 | 95524.74 | 0 | 0 | 0 | 0 | 2.73 | 0 | 57.58 | 17.08 | 0 | 0 | 68.2757 | 0 | 0 | 0 | 0 | 0 | 0 | 17.0765 | 0 | 0 | 365.4372 | 17.0765 | 0
8573 | 0 | 0 | 22.45 | 0 | 0 | 0 | 0 | 0 | 48.8362 | 107.1 | 0 | 0 | 0 | 0 | 0 | 365.44 | 95159.3 | 0 | 0 | 0 | 0 | 1.83 | 0 | 40.36 | 17.08 | 0 | 0 | 71.2878 | 0 | 0 | 0 | 0 | 0 | 0 | 17.0765 | 0 | 0 | 365.4372 | 17.0765 | 0
8574 | 0 | 0 | 23.16 | 0 | 0 | 0 | 0 | 0 | 54.0997 | 50.98 | 0 | 0 | 0 | 0 | 0 | 365.44 | 94793.86 | 0 | 0 | 0 | 0 | 0.9 | 0 | 22.71 | 17.08 | 0 | 0 | 76.3081 | 0.95311 | 0 | 0 | 0 | 0 | 0 | 17.0765 | 0 | 0 | 365.4372 | 17.0765 | 0
8575 | 0 | 0 | 24.71 | 0 | 0 | 0 | 0 | 0 | 49.1447 | 0 | 0 | 0 | 0 | 0 | 0 | 385.4 | 94408.46 | 19.96 | 9.3812 | 0 | 0 | 0 | 0 | 5.66 | 17.08 | 0 | 0 | 81.3284 | 1.9062 | 0 | 0 | 0 | 0 | 0 | 17.0765 | 0 | 0 | 365.4372 | 17.0765 | 0
8576 | 1.41 | 73.29 | 26.82 | 0 | 0 | 0 | 0 | 0 | 0 | 0 | 0 | 0 | 0 | 0 | 0 | 365.44 | 94043.03 | 0 | 0 | 0.87 | 0 | 0 | 10.48 | 0 | 17.08 | 0 | 0 | 86.3487 | 3.8124 | 0 | 0 | 0 | 0 | 0 | 17.0765 | 0 | 0 | 365.4372 | 17.0765 | 0
8577 | 6.08 | 302.02 | 28.54 | 0 | 0 | 0 | 0 | 157.14 | 0 | 151.48 | 0 | 0 | 0 | 42.22 | 0 | 335.88 | 93707.14 | 0 | 0 | 1.22 | 0 | 0.61 | 40.97 | 28.52 | 17.08 | 0 | 0 | 89.3608 | 5.7186 | 0 | 0 | 0 | 0 | 0 | 17.0765 | 0 | 0 | 365.4372 | 17.0765 | 0
8578 | 9.71 | 464.89 | 26.84 | 0 | 0 | 0 | 0 | 0 | 0 | 151.48 | 0 | 0 | 0 | 369.71 | 0 | 106.64 | 93600.5 | 0 | 0 | 1.2 | 0 | 1.33 | 35.35 | 54.03 | 17.08 | 0 | 0 | 91.3689 | 3.8124 | 0 | 0 | 0 | 0 | 0 | 17.0765 | 0 | 0 | 365.4372 | 17.0765 | 0
8579 | 10.39 | 494.23 | 24.52 | 0 | 0 | 0 | 0 | 157.14 | 0 | 302.96 | 0 | 0 | 0 | 236.01 | 0 | 200.23 | 93400.28 | 0 | 0 | 1.18 | 0 | 2.1 | 39.62 | 84.99 | 17.08 | 0 | 0 | 91.3689 | 3.8124 | 0 | 0 | 0 | 0 | 0 | 17.0765 | 0 | 0 | 365.4372 | 17.0765 | 0
8580 | 12.09 | 565.44 | 22.91 | 0 | 0 | 0 | 0 | 157.14 | 0 | 454.44 | 0 | 0 | 0 | 307.23 | 0 | 150.37 | 93249.9 | 0 | 0 | 1.19 | 0 | 3.05 | 39.7 | 119.27 | 17.08 | 0 | 0 | 91.3689 | 3.8124 | 0 | 0 | 0 | 0 | 0 | 17.0765 | 0 | 0 | 365.4372 | 17.0765 | 0
8581 | 12.49 | 581.92 | 21.4 | 0 | 0 | 0 | 0 | 157.14 | 0 | 605.92 | 0 | 0 | 0 | 323.03 | 0 | 139.32 | 93110.58 | 0 | 0 | 1.2 | 0 | 4.09 | 40.31 | 155.74 | 17.08 | 0 | 0 | 89.3608 | 4.7655 | 0 | 0 | 0 | 0 | 0 | 17.0765 | 0 | 0 | 365.4372 | 17.0765 | 0
8582 | 11.46 | 539.38 | 19.99 | 0 | 0 | 0 | 0 | 0 | 0 | 605.92 | 0 | 0 | 0 | 476.53 | 0 | 31.87 | 93078.72 | 0 | 0 | 1.18 | 0 | 5.15 | 0 | 154.58 | 17.08 | 0 | 0 | 88.3568 | 4.7655 | 0 | 0 | 0 | 0 | 0 | 17.0765 | 0 | 0 | 365.4372 | 17.0765 | 0
8583 | 9.93 | 474.25 | 18.91 | 0 | 0 | 0 | 0 | 157.14 | 0 | 757.4 | 0 | 0 | 0 | 213.68 | 0 | 215.86 | 92862.85 | 0 | 0 | 1.13 | 0 | 6.16 | 38.02 | 189.41 | 17.08 | 0 | 0 | 88.3568 | 4.7655 | 0 | 0 | 0 | 0 | 0 | 17.0765 | 0 | 0 | 365.4372 | 17.0765 | 0
8584 | 7.81 | 380.94 | 18.35 | 0 | 0 | 0 | 0 | 40.24 | 0 | 796.19 | 0 | 0 | 0 | 234.09 | 0 | 201.58 | 92661.28 | 0 | 0 | 1.12 | 0 | 7.18 | 37.52 | 224.17 | 17.08 | 0 | 0 | 89.3608 | 4.7655 | 0 | 0 | 0 | 0 | 0 | 17.0765 | 0 | 0 | 365.4372 | 17.0765 | 0
8585 | 5.48 | 273.98 | 18 | 0 | 0 | 0 | 0 | 157.14 | 0 | 947.67 | 0 | 0 | 0 | 5.33 | 0 | 361.7 | 92299.57 | 0 | 0 | 1.13 | 0 | 8.22 | 37.78 | 259.41 | 17.08 | 0 | 0 | 90.3649 | 5.7186 | 0 | 0 | 0 | 0 | 0 | 17.0765 | 0 | 0 | 365.4372 | 17.0765 | 0
8586 | 3.6 | 183.61 | 17.82 | 0 | 0 | 0 | 0 | 0 | 0 | 947.67 | 0 | 0 | 0 | 67.31 | 0 | 318.32 | 91981.25 | 0 | 0 | 1.12 | 0 | 9.12 | 37.55 | 292 | 17.08 | 0 | 0 | 92.373 | 6.6717 | 0 | 0 | 0 | 0 | 0 | 17.0765 | 0 | 0 | 365.4372 | 17.0765 | 0
8587 | 1.52 | 79.12 | 17.71 | 0 | 0 | 0 | 0 | 0 | 0 | 947.67 | 0 | 0 | 0 | 0 | 0 | 392.44 | 91588.81 | 27.01 | 12.6947 | 1.13 | 0 | 9.8 | 5.85 | 290.16 | 17.08 | 0 | 0 | 97.3933 | 6.6717 | 0 | 0 | 0 | 0 | 0 | 17.0765 | 0 | 0 | 365.4372 | 17.0765 | 0
8588 | 0 | 0 | 17.68 | 0 | 0 | 0 | 0 | 0 | 78.7684 | 865.96 | 0 | 0 | 0 | 0 | 0 | 392.44 | 91196.37 | 27.01 | 12.6947 | 0 | 0 | 9.33 | 0 | 281.13 | 17.08 | 0 | 0 | 103.4176 | 5.7186 | 0 | 0 | 0 | 0 | 0 | 17.0765 | 0 | 0 | 365.4372 | 17.0765 | 0
8589 | 0 | 0 | 17.39 | 0 | 0 | 0 | 0 | 0 | 78.1033 | 784.94 | 0 | 0 | 0 | 0 | 0 | 392.44 | 90803.92 | 27.01 | 12.6947 | 0 | 0 | 8.74 | 0 | 269.94 | 17.08 | 0 | 0 | 103.4176 | 4.7655 | 0 | 0 | 0 | 0 | 0 | 17.0765 | 0 | 0 | 365.4372 | 17.0765 | 0
8590 | 0 | 0 | 14.65 | 0 | 0 | 0 | 0 | 0 | 72.8591 | 709.36 | 0 | 0 | 0 | 0 | 0 | 392.44 | 90411.48 | 27.01 | 12.6947 | 0 | 0 | 8.07 | 0 | 257.24 | 17.08 | 0 | 0 | 96.3892 | 3.8124 | 0 | 0 | 0 | 0 | 0 | 17.0765 | 0 | 0 | 365.4372 | 17.0765 | 0
8591 | 0 | 0 | 11.24 | 0 | 0 | 0 | 0 | 0 | 64.2795 | 642.69 | 0 | 0 | 0 | 0 | 0 | 392.44 | 90019.04 | 27.01 | 12.6947 | 0 | 0 | 7.35 | 0 | 243.5 | 17.08 | 0 | 0 | 85.3446 | 2.8593 | 0 | 0 | 0 | 0 | 0 | 17.0765 | 0 | 0 | 365.4372 | 17.0765 | 0
8592 | 0 | 0 | 8.6 | 0 | 0 | 0 | 0 | 0 | 58.2642 | 582.24 | 0 | 0 | 0 | 0 | 0 | 392.44 | 89626.59 | 27.01 | 12.6947 | 1.35 | 0 | 7.91 | 0 | 229.9 | 17.08 | 0 | 0 | 76.3081 | 1.9062 | 0 | 0 | 0 | 0 | 0 | 17.0765 | 0 | 0 | 365.4372 | 17.0765 | 0
8593 | 0 | 0 | 6.7 | 0 | 0 | 0 | 0 | 0 | 53.8587 | 526.38 | 0 | 0 | 0 | 0 | 0 | 392.44 | 89234.15 | 27.01 | 12.6947 | 0 | 0 | 7.26 | 0 | 217.46 | 17.08 | 0 | 0 | 72.2919 | 0.95311 | 0 | 0 | 0 | 0 | 0 | 17.0765 | 0 | 0 | 365.4372 | 17.0765 | 0
8594 | 0 | 0 | 5.4 | 0 | 0 | 0 | 0 | 0 | 51.3716 | 473.08 | 0 | 0 | 0 | 0 | 0 | 392.44 | 88841.71 | 27.01 | 12.6947 | 0.18 | 0 | 6.69 | 0 | 203.46 | 17.08 | 0 | 0 | 69.2797 | 0 | 0 | 0 | 0 | 0 | 0 | 17.0765 | 0 | 0 | 365.4372 | 17.0765 | 0
8595 | 0 | 0 | 4.66 | 0 | 0 | 0 | 0 | 0 | 49.9256 | 421.29 | 0 | 0 | 0 | 0 | 0 | 392.44 | 88449.26 | 27.01 | 12.6947 | 0 | 0 | 5.81 | 0 | 186.69 | 17.08 | 0 | 0 | 67.2716 | 0 | 0 | 0 | 0 | 0 | 0 | 17.0765 | 0 | 0 | 365.4372 | 17.0765 | 0
8596 | 0 | 0 | 5.13 | 0 | 0 | 0 | 0 | 0 | 50.4558 | 368.96 | 0 | 0 | 0 | 0 | 0 | 392.44 | 88056.82 | 27.01 | 12.6947 | 0 | 0 | 4.88 | 0 | 168.97 | 17.08 | 0 | 0 | 68.2757 | 0 | 0 | 0 | 0 | 0 | 0 | 17.0765 | 0 | 0 | 365.4372 | 17.0765 | 0
8597 | 0 | 0 | 6.46 | 0 | 0 | 0 | 0 | 0 | 53.1357 | 313.83 | 0 | 0 | 0 | 0 | 0 | 392.44 | 87664.38 | 27.01 | 12.6947 | 0 | 0 | 3.97 | 0 | 151.75 | 17.08 | 0 | 0 | 72.2919 | 0 | 0 | 0 | 0 | 0 | 0 | 17.0765 | 0 | 0 | 365.4372 | 17.0765 | 0
8598 | 0 | 0 | 8.32 | 0 | 0 | 0 | 0 | 0 | 56.2398 | 255.49 | 0 | 0 | 0 | 0 | 0 | 392.44 | 87271.93 | 27.01 | 12.6947 | 0 | 0 | 3.04 | 0 | 134.1 | 17.08 | 0 | 0 | 76.3081 | 0.95311 | 0 | 0 | 0 | 0 | 0 | 17.0765 | 0 | 0 | 365.4372 | 17.0765 | 0
8599 | 0 | 0 | 11.06 | 0 | 0 | 0 | 0 | 0 | 59.4788 | 193.79 | 0 | 0 | 0 | 0 | 0 | 392.44 | 86879.49 | 27.01 | 12.6947 | 0 | 0 | 2.15 | 0 | 117.05 | 17.08 | 0 | 0 | 81.3284 | 1.9062 | 0 | 0 | 0 | 0 | 0 | 17.0765 | 0 | 0 | 365.4372 | 17.0765 | 0
8600 | 0.05 | 2.8 | 14.35 | 0 | 0 | 0 | 0 | 0 | 60.2596 | 131.27 | 0 | 0 | 0 | 0 | 0 | 392.44 | 86487.05 | 27.01 | 12.6947 | 0 | 0 | 1.32 | 0 | 101.43 | 17.08 | 0 | 0 | 86.3487 | 3.8124 | 0 | 0 | 0 | 0 | 0 | 17.0765 | 0 | 0 | 365.4372 | 17.0765 | 0
8601 | 0.3 | 16.03 | 17.92 | 0 | 0 | 0 | 0 | 0 | 48.1325 | 81.35 | 0 | 0 | 0 | 0 | 0 | 392.44 | 86094.6 | 27.01 | 12.6947 | 0 | 0 | 0.78 | 0 | 91.03 | 17.08 | 0 | 0 | 89.3608 | 5.7186 | 0 | 0 | 0 | 0 | 0 | 17.0765 | 0 | 0 | 365.4372 | 17.0765 | 0
8602 | 0.52 | 27.28 | 19.41 | 0 | 0 | 0 | 0 | 0 | 35.2824 | 44.75 | 0 | 0 | 0 | 0 | 0 | 392.44 | 85702.16 | 27.01 | 12.6947 | 0 | 0 | 0.35 | 0 | 82.95 | 17.08 | 0 | 0 | 91.3689 | 3.8124 | 0 | 0 | 0 | 0 | 0 | 17.0765 | 0 | 0 | 365.4372 | 17.0765 | 0
8603 | 0.49 | 26.05 | 19.82 | 0 | 0 | 0 | 0 | 0 | 36.1211 | 7.28 | 0 | 0 | 0 | 0 | 0 | 392.44 | 85309.72 | 27.01 | 12.6947 | 0 | 0 | 0 | 0 | 76.27 | 17.08 | 0 | 0 | 91.3689 | 3.8124 | 0 | 0 | 0 | 0 | 0 | 17.0765 | 0 | 0 | 365.4372 | 17.0765 | 0
8604 | 2.02 | 104.89 | 19.63 | 0 | 0 | 0 | 0 | 3.18 | 0 | 10.34 | 0 | 0 | 0 | 0 | 0 | 392.44 | 84917.27 | 27.01 | 12.6947 | 1.19 | 0 | 0.94 | 39.7 | 110.55 | 17.08 | 0 | 0 | 91.3689 | 3.8124 | 0 | 0 | 0 | 0 | 0 | 17.0765 | 0 | 0 | 365.4372 | 17.0765 | 0
8605 | 3.99 | 202.6 | 18.82 | 0 | 0 | 0 | 0 | 134.74 | 0 | 140.23 | 0 | 0 | 0 | 0 | 0 | 375.36 | 84541.92 | 9.92 | 4.6624 | 1.2 | 0 | 1.99 | 0 | 108.73 | 17.08 | 0 | 0 | 89.3608 | 4.7655 | 0 | 0 | 0 | 0 | 0 | 17.0765 | 0 | 0 | 365.4372 | 17.0765 | 0
8606 | 5.9 | 293.31 | 18.16 | 0 | 0 | 0 | 0 | 157.14 | 0 | 291.71 | 0 | 0 | 0 | 26.43 | 0 | 346.93 | 84194.98 | 0 | 0 | 1.18 | 0 | 3.05 | 39.49 | 145.08 | 17.08 | 0 | 0 | 88.3568 | 4.7655 | 0 | 0 | 0 | 0 | 0 | 17.0765 | 0 | 0 | 365.4372 | 17.0765 | 0
8607 | 4.89 | 246.01 | 17.82 | 0 | 0 | 0 | 0 | 149.15 | 0 | 435.5 | 0 | 0 | 0 | 0 | 0 | 392.44 | 83802.54 | 27.01 | 12.6947 | 1.13 | 0 | 4.06 | 38.02 | 179.91 | 17.08 | 0 | 0 | 88.3568 | 4.7655 | 0 | 0 | 0 | 0 | 0 | 17.0765 | 0 | 0 | 365.4372 | 17.0765 | 0
8608 | 3.64 | 185.45 | 17.9 | 0 | 0 | 0 | 0 | 106.27 | 0 | 537.94 | 0 | 0 | 0 | 0 | 0 | 365.44 | 83437.1 | 0 | 0 | 1.12 | 0 | 5.08 | 5.49 | 184.24 | 17.08 | 0 | 0 | 89.3608 | 4.7655 | 0 | 0 | 0 | 0 | 0 | 17.0765 | 0 | 0 | 365.4372 | 17.0765 | 0
8609 | 2.36 | 122.04 | 18.19 | 0 | 0 | 0 | 0 | 58.08 | 0 | 593.92 | 0 | 0 | 0 | 0 | 0 | 392.44 | 83044.66 | 27.01 | 12.6947 | 1.13 | 0 | 6.12 | 0 | 183.58 | 17.08 | 0 | 0 | 90.3649 | 5.7186 | 0 | 0 | 0 | 0 | 0 | 17.0765 | 0 | 0 | 365.4372 | 17.0765 | 0
8610 | 1.54 | 80.1 | 18.44 | 0 | 0 | 0 | 0 | 0 | 0 | 593.92 | 0 | 0 | 0 | 0 | 0 | 365.61 | 82679.05 | 0.17 | 0.0799 | 1.12 | 0 | 7.02 | 0 | 180.5 | 17.08 | 0 | 0 | 92.373 | 6.6717 | 0 | 0 | 0 | 0 | 0 | 17.0765 | 0 | 0 | 365.4372 | 17.0765 | 0
8611 | 0.63 | 33.28 | 18.3 | 0 | 0 | 0 | 0 | 0 | 39.1577 | 553.3 | 0 | 0 | 0 | 0 | 0 | 392.44 | 82286.61 | 27.01 | 12.6947 | 0 | 0 | 6.63 | 0 | 173.11 | 17.08 | 0 | 0 | 97.3933 | 6.6717 | 0 | 0 | 0 | 0 | 0 | 17.0765 | 0 | 0 | 365.4372 | 17.0765 | 0
8612 | 0 | 0 | 18.02 | 0 | 0 | 0 | 0 | 0 | 79.5782 | 470.76 | 0 | 0 | 0 | 0 | 0 | 392.44 | 81894.17 | 27.01 | 12.6947 | 1.15 | 0 | 7.25 | 0 | 164.08 | 17.08 | 0 | 0 | 103.4176 | 5.7186 | 0 | 0 | 0 | 0 | 0 | 17.0765 | 0 | 0 | 365.4372 | 17.0765 | 0
8613 | 0 | 0 | 18.06 | 0 | 0 | 0 | 0 | 0 | 77.4381 | 390.43 | 0 | 0 | 0 | 0 | 0 | 392.44 | 81501.72 | 27.01 | 12.6947 | 0 | 0 | 6.66 | 0 | 152.89 | 17.08 | 0 | 0 | 103.4176 | 4.7655 | 0 | 0 | 0 | 0 | 0 | 17.0765 | 0 | 0 | 365.4372 | 17.0765 | 0
8614 | 0 | 0 | 19.42 | 0 | 0 | 0 | 0 | 0 | 67.2486 | 320.67 | 0 | 0 | 0 | 0 | 0 | 392.44 | 81109.28 | 27.01 | 12.6947 | 0.16 | 0 | 6.15 | 0 | 140.18 | 17.08 | 0 | 0 | 95.3851 | 3.8124 | 0 | 0 | 0 | 0 | 0 | 17.0765 | 0 | 0 | 365.4372 | 17.0765 | 0
8615 | 0 | 0 | 21.07 | 0 | 0 | 0 | 0 | 0 | 54.7359 | 263.9 | 0 | 0 | 0 | 0 | 0 | 392.44 | 80716.84 | 27.01 | 12.6947 | 1.29 | 0 | 6.66 | 0 | 126.45 | 17.08 | 0 | 0 | 84.3406 | 2.8593 | 0 | 0 | 0 | 0 | 0 | 17.0765 | 0 | 0 | 365.4372 | 17.0765 | 0
8616 | 0 | 0 | 22.71 | 0 | 0 | 0 | 0 | 0 | 42.8112 | 219.49 | 0 | 0 | 0 | 0 | 0 | 392.44 | 80324.39 | 27.01 | 12.6947 | 0 | 0 | 5.94 | 0 | 112.85 | 17.08 | 0 | 0 | 76.3081 | 1.9062 | 0 | 0 | 0 | 0 | 0 | 17.0765 | 0 | 0 | 365.4372 | 17.0765 | 0
8617 | 0 | 0 | 24.33 | 0 | 0 | 0 | 0 | 0 | 35.2149 | 182.96 | 0 | 0 | 0 | 0 | 0 | 392.44 | 79931.95 | 27.01 | 12.6947 | 0 | 0 | 5.28 | 0 | 100.41 | 17.08 | 0 | 0 | 71.2878 | 0.95311 | 0 | 0 | 0 | 0 | 0 | 17.0765 | 0 | 0 | 365.4372 | 17.0765 | 0
8618 | 0 | 0 | 25.59 | 0 | 0 | 0 | 0 | 0 | 28.9875 | 152.88 | 0 | 0 | 0 | 0 | 0 | 392.44 | 79539.51 | 27.01 | 12.6947 | 0 | 0 | 4.55 | 0 | 86.41 | 17.08 | 0 | 0 | 67.2716 | 0 | 0 | 0 | 0 | 0 | 0 | 17.0765 | 0 | 0 | 365.4372 | 17.0765 | 0
8619 | 0 | 0 | 26.63 | 0 | 0 | 0 | 0 | 0 | 26.9438 | 124.93 | 0 | 0 | 0 | 0 | 0 | 392.44 | 79147.06 | 27.01 | 12.6947 | 0 | 0 | 3.66 | 0 | 69.63 | 17.08 | 0 | 0 | 66.2676 | 0 | 0 | 0 | 0 | 0 | 0 | 17.0765 | 0 | 0 | 365.4372 | 17.0765 | 0
8620 | 0 | 0 | 27.72 | 0 | 0 | 0 | 0 | 0 | 26.8667 | 97.06 | 0 | 0 | 0 | 0 | 0 | 392.44 | 78754.62 | 27.01 | 12.6947 | 0 | 0 | 2.73 | 0 | 51.92 | 17.08 | 0 | 0 | 67.2716 | 0 | 0 | 0 | 0 | 0 | 0 | 17.0765 | 0 | 0 | 365.4372 | 17.0765 | 0
8621 | 0 | 0 | 29.83 | 0 | 0 | 0 | 0 | 0 | 27.7632 | 68.26 | 0 | 0 | 0 | 0 | 0 | 392.44 | 78362.18 | 27.01 | 12.6947 | 0 | 0 | 1.83 | 0 | 34.7 | 17.08 | 0 | 0 | 70.2838 | 0 | 0 | 0 | 0 | 0 | 0 | 17.0765 | 0 | 0 | 365.4372 | 17.0765 | 0
8622 | 0 | 0 | 32.39 | 0 | 0 | 0 | 0 | 0 | 31.1758 | 35.92 | 0 | 0 | 0 | 0 | 0 | 392.44 | 77969.73 | 27.01 | 12.6947 | 0 | 0 | 0.9 | 0 | 17.05 | 17.08 | 0 | 0 | 75.3041 | 0.95311 | 0 | 0 | 0 | 0 | 0 | 17.0765 | 0 | 0 | 365.4372 | 17.0765 | 0
8623 | 0 | 0 | 34.91 | 0 | 0 | 0 | 0 | 0 | 34.6269 | 0 | 0 | 0 | 0 | 0 | 0 | 392.44 | 77577.29 | 27.01 | 12.6947 | 0 | 0 | 0 | 0 | 0 | 17.08 | 0 | 0 | 80.3243 | 1.9062 | 0 | 0 | 0 | 0 | 0 | 17.0765 | 0 | 0 | 365.4372 | 17.0765 | 0
8624 | 2.3 | 118.99 | 37.01 | 0 | 0 | 0 | 0 | 0.39 | 0 | 0.37 | 0 | 0 | 0 | 39.17 | 0 | 338.02 | 77239.27 | 0 | 0 | 1.26 | 0 | 0.37 | 28.34 | 11.3 | 17.08 | 0 | 0 | 85.3446 | 3.8124 | 0 | 0 | 0 | 0 | 0 | 17.0765 | 0 | 0 | 365.4372 | 17.0765 | 0
8625 | 9.54 | 457.6 | 38.08 | 0 | 0 | 0 | 0 | 157.14 | 0 | 151.85 | 0 | 0 | 0 | 211.81 | 0 | 217.17 | 77022.1 | 0 | 0 | 1.22 | 0 | 0.99 | 40.97 | 39.82 | 17.08 | 0 | 0 | 88.3568 | 5.7186 | 0 | 0 | 0 | 0 | 0 | 17.0765 | 0 | 0 | 365.4372 | 17.0765 | 0
8626 | 15.6 | 705.84 | 34.7 | 0 | 0 | 0 | 0 | 157.14 | 0 | 303.33 | 0 | 0 | 0 | 463.45 | 0 | 41.03 | 76981.08 | 0 | 0 | 1.2 | 0 | 1.7 | 40.17 | 69.91 | 17.08 | 0 | 0 | 90.3649 | 3.8124 | 0 | 0 | 0 | 0 | 0 | 17.0765 | 0 | 0 | 365.4372 | 17.0765 | 0
8627 | 17.77 | 788.1 | 29.7 | 0 | 0 | 0 | 0 | 0 | 0 | 303.33 | 0 | 0 | 0 | 700.58 | 124.97 | 0 | 77106.04 | 0 | 0 | 1.18 | 0 | 2.47 | 39.62 | 100.87 | 17.08 | 0 | 0 | 90.3649 | 3.8124 | 0 | 0 | 0 | 0 | 0 | 17.0765 | 0 | 0 | 365.4372 | 17.0765 | 0
8628 | 27.32 | 1114.58 | 25.19 | 0 | 0 | 0 | 0 | 157.14 | 0 | 454.81 | 0 | 0 | 0 | 915.59 | 275.47 | 0 | 77381.52 | 0 | 0 | 1.19 | 0 | 3.42 | 0 | 97.43 | 17.08 | 0 | 0 | 89.3608 | 3.8124 | 0 | 0 | 0 | 0 | 0 | 17.0765 | 0 | 0 | 365.4372 | 17.0765 | 0
8629 | 36.41 | 1380.17 | 21.56 | 0 | 0 | 0 | 0 | 0 | 0 | 454.81 | 0 | 0 | 0 | 1303.51 | 547.02 | 0 | 77928.53 | 0 | 0 | 1.2 | 0 | 4.47 | 40.31 | 133.91 | 17.08 | 0 | 0 | 88.3568 | 4.7655 | 0 | 0 | 0 | 0 | 0 | 17.0765 | 0 | 0 | 365.4372 | 17.0765 | 0
8630 | 45.23 | 1604.3 | 19.09 | 0 | 0 | 0 | 0 | 157.14 | 0 | 606.29 | 0 | 0 | 0 | 1377.96 | 599.13 | 0 | 78527.67 | 0 | 0 | 1.18 | 0 | 5.52 | 39.49 | 170.26 | 17.08 | 0.74 | 0 | 87.3527 | 4.7655 | 0 | 0 | 0 | 0 | 0 | 17.0765 | 0 | 0 | 365.4372 | 17.0765 | 0
8631 | 36.13 | 1372.6 | 17.5 | 0 | 0 | 0 | 0 | 157.14 | 0 | 757.77 | 0 | 0 | 0 | 1175.83 | 457.65 | 0 | 78985.31 | 0 | 0 | 1.13 | 0 | 6.53 | 0 | 168.97 | 17.08 | 0 | 0 | 87.3527 | 4.7655 | 0 | 0 | 0 | 0 | 0 | 17.0765 | 0 | 0 | 365.4372 | 17.0765 | 0
8632 | 25.79 | 1065.94 | 18.98 | 0 | 0 | 0 | 0 | 157.14 | 0 | 909.25 | 0 | 0 | 0 | 860.34 | 236.8 | 0 | 79222.11 | 0 | 0 | 1.12 | 0 | 7.55 | 0 | 168.09 | 17.08 | 0 | 0 | 87.3527 | 4.7655 | 0 | 0 | 0 | 0 | 0 | 17.0765 | 0 | 0 | 365.4372 | 17.0765 | 0
8633 | 15.45 | 700.27 | 21.67 | 0 | 0 | 0 | 0 | 0 | 0 | 909.25 | 0 | 0 | 0 | 603.41 | 56.95 | 0 | 79279.06 | 0 | 0 | 1.13 | 0 | 8.59 | 37.78 | 203.33 | 17.08 | 0 | 0 | 89.3608 | 5.7186 | 0 | 0 | 0 | 0 | 0 | 17.0765 | 0 | 0 | 365.4372 | 17.0765 | 0
8634 | 12.06 | 564.28 | 24.59 | 0 | 0 | 0 | 0 | 39.85 | 0 | 947.67 | 0 | 0 | 0 | 462.92 | 0 | 41.4 | 79237.67 | 0 | 0 | 1.12 | 0 | 9.49 | 0 | 200.24 | 17.08 | 0 | 0 | 90.3649 | 6.6717 | 0 | 0 | 0 | 0 | 0 | 17.0765 | 0 | 0 | 365.4372 | 17.0765 | 0
8635 | 5.44 | 272.04 | 27.17 | 0 | 0 | 0 | 0 | 0 | 0 | 947.67 | 0 | 0 | 0 | 162.59 | 0 | 251.63 | 78986.04 | 0 | 0 | 1.13 | 0 | 10.18 | 37.87 | 228.83 | 17.08 | 0 | 0 | 96.3892 | 6.6717 | 0 | 0 | 0 | 0 | 0 | 17.0765 | 0 | 0 | 365.4372 | 17.0765 | 0
8636 | 0 | 0 | 29 | 0 | 0 | 0 | 0 | 0 | 78.1226 | 866.63 | 0 | 0 | 0 | 0 | 0 | 365.44 | 78620.6 | 0 | 0 | 0 | 0 | 9.7 | 0 | 219.8 | 17.08 | 0 | 0 | 101.4095 | 5.7186 | 0 | 0 | 0 | 0 | 0 | 17.0765 | 0 | 0 | 365.4372 | 17.0765 | 0
8637 | 0 | 0 | 30.23 | 0 | 0 | 0 | 0 | 0 | 75.9439 | 787.85 | 0 | 0 | 0 | 0 | 0 | 365.44 | 78255.16 | 0 | 0 | 0 | 0 | 9.11 | 0 | 208.61 | 17.08 | 0 | 0 | 101.4095 | 4.7655 | 0 | 0 | 0 | 0 | 0 | 17.0765 | 0 | 0 | 365.4372 | 17.0765 | 0
8638 | 0 | 0 | 29.07 | 0 | 0 | 0 | 0 | 0 | 70.3913 | 714.83 | 0 | 0 | 0 | 0 | 0 | 365.44 | 77889.73 | 0 | 0 | 1.27 | 0 | 9.65 | 0 | 195.9 | 17.08 | 0 | 0 | 94.3811 | 3.8124 | 0 | 0 | 0 | 0 | 0 | 17.0765 | 0 | 0 | 365.4372 | 17.0765 | 0
8639 | 0 | 0 | 26.69 | 0 | 0 | 0 | 0 | 0 | 59.5077 | 653.1 | 0 | 0 | 0 | 0 | 0 | 365.44 | 77524.29 | 0 | 0 | 0 | 0 | 8.93 | 0 | 182.17 | 17.08 | 0 | 0 | 83.3365 | 2.8593 | 0 | 0 | 0 | 0 | 0 | 17.0765 | 0 | 0 | 365.4372 | 17.0765 | 0
8640 | 0 | 0 | 24.16 | 0 | 0 | 0 | 0 | 0 | 52.0464 | 599.12 | 0 | 0 | 0 | 0 | 0 | 365.44 | 77158.85 | 0 | 0 | 0 | 0 | 8.21 | 0 | 168.57 | 17.08 | 0 | 0 | 74.3 | 1.9062 | 0 | 0 | 0 | 0 | 0 | 17.0765 | 0 | 0 | 365.4372 | 17.0765 | 0
8641 | 0 | 0 | 22.33 | 0 | 0 | 0 | 0 | 0 | 48.9037 | 548.39 | 0 | 0 | 0 | 0 | 0 | 365.44 | 76793.42 | 0 | 0 | 0 | 0 | 7.56 | 0 | 156.13 | 17.08 | 0 | 0 | 70.2838 | 0.95311 | 0 | 0 | 0 | 0 | 0 | 17.0765 | 0 | 0 | 365.4372 | 17.0765 | 0
8642 | 0 | 0 | 21.05 | 0 | 0 | 0 | 0 | 0 | 45.2212 | 501.48 | 0 | 0 | 0 | 0 | 0 | 365.44 | 76427.98 | 0 | 0 | 0 | 0 | 6.82 | 0 | 142.13 | 17.08 | 0 | 0 | 66.2676 | 0 | 0 | 0 | 0 | 0 | 0 | 17.0765 | 0 | 0 | 365.4372 | 17.0765 | 0
8643 | 0 | 0 | 19.85 | 0 | 0 | 0 | 0 | 0 | 45.414 | 454.37 | 0 | 0 | 0 | 0 | 0 | 365.44 | 76062.54 | 0 | 0 | 0 | 0 | 5.94 | 0 | 125.35 | 17.08 | 0 | 0 | 65.2635 | 0 | 0 | 0 | 0 | 0 | 0 | 17.0765 | 0 | 0 | 365.4372 | 17.0765 | 0
8644 | 0 | 0 | 19.99 | 0 | 0 | 0 | 0 | 0 | 46.272 | 406.36 | 0 | 0 | 0 | 0 | 0 | 365.44 | 75697.1 | 0 | 0 | 0 | 0 | 5.01 | 0 | 107.64 | 17.08 | 0 | 0 | 66.2676 | 0 | 0 | 0 | 0 | 0 | 0 | 17.0765 | 0 | 0 | 365.4372 | 17.0765 | 0
8645 | 0 | 0 | 20.86 | 0 | 0 | 0 | 0 | 0 | 49.4243 | 355.1 | 0 | 0 | 0 | 0 | 0 | 365.44 | 75331.67 | 0 | 0 | 0 | 0 | 4.1 | 0 | 90.42 | 17.08 | 0 | 0 | 70.2838 | 0 | 0 | 0 | 0 | 0 | 0 | 17.0765 | 0 | 0 | 365.4372 | 17.0765 | 0
8646 | 0 | 0 | 21.53 | 0 | 0 | 0 | 0 | 0 | 53.7237 | 299.36 | 0 | 0 | 0 | 0 | 0 | 365.44 | 74966.23 | 0 | 0 | 0 | 0 | 3.17 | 0 | 72.77 | 17.08 | 0 | 0 | 74.3 | 0.95311 | 0 | 0 | 0 | 0 | 0 | 17.0765 | 0 | 0 | 365.4372 | 17.0765 | 0
8647 | 0 | 0 | 22.32 | 0 | 0 | 0 | 0 | 0 | 58.9004 | 238.26 | 0 | 0 | 0 | 0 | 0 | 365.44 | 74600.79 | 0 | 0 | 0 | 0 | 2.27 | 0 | 55.72 | 17.08 | 0 | 0 | 79.3203 | 1.9062 | 0 | 0 | 0 | 0 | 0 | 17.0765 | 0 | 0 | 365.4372 | 17.0765 | 0
8648 | 1.46 | 76.28 | 23.31 | 0 | 0 | 0 | 0 | 0 | 0 | 238.26 | 0 | 0 | 0 | 0 | 0 | 365.44 | 74235.36 | 0 | 0 | 1.26 | 0 | 2.65 | 11.64 | 51.16 | 17.08 | 0 | 0 | 84.3406 | 3.8124 | 0 | 0 | 0 | 0 | 0 | 17.0765 | 0 | 0 | 365.4372 | 17.0765 | 0
8649 | 6.67 | 329.15 | 23.88 | 0 | 0 | 0 | 0 | 0 | 0 | 238.26 | 0 | 0 | 0 | 224.44 | 0 | 208.33 | 74027.02 | 0 | 0 | 1.22 | 0 | 3.26 | 40.97 | 79.68 | 17.08 | 0 | 0 | 87.3527 | 5.7186 | 0 | 0 | 0 | 0 | 0 | 17.0765 | 0 | 0 | 365.4372 | 17.0765 | 0
8650 | 10.55 | 500.87 | 22.16 | 0 | 0 | 0 | 0 | 157.14 | 0 | 389.74 | 0 | 0 | 0 | 282.07 | 0 | 167.99 | 73859.03 | 0 | 0 | 1.2 | 0 | 3.97 | 0 | 71.61 | 17.08 | 0 | 0 | 89.3608 | 3.8124 | 0 | 0 | 0 | 0 | 0 | 17.0765 | 0 | 0 | 365.4372 | 17.0765 | 0
8651 | 10.91 | 516.4 | 20.29 | 0 | 0 | 0 | 0 | 157.14 | 0 | 541.22 | 0 | 0 | 0 | 255.47 | 0 | 186.61 | 73672.43 | 0 | 0 | 1.18 | 0 | 4.75 | 39.62 | 102.57 | 17.08 | 0 | 0 | 90.3649 | 3.8124 | 0 | 0 | 0 | 0 | 0 | 17.0765 | 0 | 0 | 365.4372 | 17.0765 | 0
8652 | 12.04 | 563.44 | 19.76 | 0 | 0 | 0 | 0 | 0 | 0 | 541.22 | 0 | 0 | 0 | 461.18 | 0 | 42.61 | 73629.81 | 0 | 0 | 1.19 | 0 | 5.69 | 39.7 | 136.85 | 17.08 | 0 | 0 | 89.3608 | 3.8124 | 0 | 0 | 0 | 0 | 0 | 17.0765 | 0 | 0 | 365.4372 | 17.0765 | 0
8653 | 11.71 | 550.05 | 19.63 | 0 | 0 | 0 | 0 | 157.14 | 0 | 692.7 | 0 | 0 | 0 | 329.94 | 0 | 134.48 | 73495.33 | 0 | 0 | 1.2 | 0 | 6.74 | 0 | 135.03 | 17.08 | 0 | 0 | 88.3568 | 4.7655 | 0 | 0 | 0 | 0 | 0 | 17.0765 | 0 | 0 | 365.4372 | 17.0765 | 0
8654 | 9.98 | 476.4 | 19.5 | 0 | 0 | 0 | 0 | 107.35 | 0 | 796.19 | 0 | 0 | 0 | 265.73 | 0 | 179.42 | 73315.91 | 0 | 0 | 1.18 | 0 | 7.8 | 39.49 | 171.37 | 17.08 | 0 | 0 | 87.3527 | 4.7655 | 0 | 0 | 0 | 0 | 0 | 17.0765 | 0 | 0 | 365.4372 | 17.0765 | 0
8655 | 11.47 | 540.03 | 19.54 | 0 | 0 | 0 | 0 | 0 | 0 | 796.19 | 0 | 0 | 0 | 478.79 | 0 | 30.28 | 73285.63 | 0 | 0 | 1.13 | 0 | 8.81 | 0 | 170.09 | 17.08 | 0 | 0 | 86.3487 | 4.7655 | 0 | 0 | 0 | 0 | 0 | 17.0765 | 0 | 0 | 365.4372 | 17.0765 | 0
8656 | 12.13 | 567.38 | 16.94 | 0 | 0 | 0 | 0 | 0 | 0 | 796.19 | 0 | 0 | 0 | 503.21 | 0 | 13.19 | 73272.44 | 0 | 0 | 1.12 | 0 | 9.83 | 0 | 169.21 | 17.08 | 0 | 0 | 87.3527 | 4.7655 | 0 | 0 | 0 | 0 | 0 | 17.0765 | 0 | 0 | 365.4372 | 17.0765 | 0
8657 | 12.45 | 580.28 | 13.83 | 0 | 0 | 0 | 0 | 157.14 | 0 | 947.67 | 0 | 0 | 0 | 316.44 | 0 | 143.93 | 73128.51 | 0 | 0 | 1.13 | 0 | 10.86 | 37.78 | 204.44 | 17.08 | 0 | 0 | 88.3568 | 5.7186 | 0 | 0 | 0 | 0 | 0 | 17.0765 | 0 | 0 | 365.4372 | 17.0765 | 0
8658 | 9.86 | 471.23 | 11.96 | 0 | 0 | 0 | 0 | 0 | 0 | 947.67 | 0 | 0 | 0 | 394.89 | 0 | 89.02 | 73039.49 | 0 | 0 | 1.12 | 0 | 11.77 | 0 | 201.36 | 17.08 | 0 | 0 | 90.3649 | 6.6717 | 0 | 0 | 0 | 0 | 0 | 17.0765 | 0 | 0 | 365.4372 | 17.0765 | 0
8659 | 4.52 | 228.17 | 11.15 | 0 | 0 | 0 | 0 | 0 | 0 | 947.67 | 0 | 0 | 0 | 102.78 | 0 | 293.49 | 72746 | 0 | 0 | 1.13 | 0 | 12.45 | 37.87 | 229.94 | 17.08 | 0 | 0 | 95.3851 | 6.6717 | 0 | 0 | 0 | 0 | 0 | 17.0765 | 0 | 0 | 365.4372 | 17.0765 | 0
8660 | 0 | 0 | 10.89 | 0 | 0 | 0 | 0 | 0 | 96.2458 | 847.83 | 0 | 0 | 0 | 0 | 0 | 365.44 | 72380.56 | 0 | 0 | 0 | 0 | 11.98 | 0 | 220.92 | 17.08 | 0 | 0 | 101.4095 | 5.7186 | 0 | 0 | 0 | 0 | 0 | 17.0765 | 0 | 0 | 365.4372 | 17.0765 | 0
8661 | 0 | 0 | 11.26 | 0 | 0 | 0 | 0 | 0 | 94.9154 | 749.38 | 0 | 0 | 0 | 0 | 0 | 365.44 | 72015.13 | 0 | 0 | 0 | 0 | 11.39 | 0 | 209.72 | 17.08 | 0 | 0 | 101.4095 | 4.7655 | 0 | 0 | 0 | 0 | 0 | 17.0765 | 0 | 0 | 365.4372 | 17.0765 | 0
8662 | 0 | 0 | 12.07 | 0 | 0 | 0 | 0 | 0 | 86.1238 | 660.04 | 0 | 0 | 0 | 0 | 0 | 365.44 | 71649.69 | 0 | 0 | 0 | 0 | 10.72 | 0 | 197.02 | 17.08 | 0 | 0 | 94.3811 | 3.8124 | 0 | 0 | 0 | 0 | 0 | 17.0765 | 0 | 0 | 365.4372 | 17.0765 | 0
8663 | 0 | 0 | 13.36 | 0 | 0 | 0 | 0 | 0 | 72.8302 | 584.49 | 0 | 0 | 0 | 0 | 0 | 365.44 | 71284.25 | 0 | 0 | 0 | 0 | 9.99 | 0 | 183.28 | 17.08 | 0 | 0 | 83.3365 | 2.8593 | 0 | 0 | 0 | 0 | 0 | 17.0765 | 0 | 0 | 365.4372 | 17.0765 | 0
8664 | 0 | 0 | 15.29 | 0 | 0 | 0 | 0 | 0 | 61.9177 | 520.26 | 0 | 0 | 0 | 0 | 0 | 365.44 | 70918.82 | 0 | 0 | 0 | 0 | 9.28 | 0 | 169.68 | 17.08 | 0 | 0 | 75.3041 | 1.9062 | 0 | 0 | 0 | 0 | 0 | 17.0765 | 0 | 0 | 365.4372 | 17.0765 | 0
8665 | 0 | 0 | 17.44 | 0 | 0 | 0 | 0 | 0 | 53.8008 | 464.45 | 0 | 0 | 0 | 0 | 0 | 365.44 | 70553.38 | 0 | 0 | 0 | 0 | 8.62 | 0 | 157.24 | 17.08 | 0 | 0 | 70.2838 | 0.95311 | 0 | 0 | 0 | 0 | 0 | 17.0765 | 0 | 0 | 365.4372 | 17.0765 | 0
8666 | 0 | 0 | 20.03 | 0 | 0 | 0 | 0 | 0 | 47.236 | 415.45 | 0 | 0 | 0 | 0 | 0 | 365.44 | 70187.94 | 0 | 0 | 0 | 0 | 7.89 | 0 | 143.25 | 17.08 | 0 | 0 | 67.2716 | 0 | 0 | 0 | 0 | 0 | 0 | 17.0765 | 0 | 0 | 365.4372 | 17.0765 | 0
8667 | 0 | 0 | 22.49 | 0 | 0 | 0 | 0 | 0 | 42.7727 | 371.08 | 0 | 0 | 0 | 0 | 0 | 365.44 | 69822.5 | 0 | 0 | 0 | 0 | 7 | 0 | 126.47 | 17.08 | 0 | 0 | 65.2635 | 0 | 0 | 0 | 0 | 0 | 0 | 17.0765 | 0 | 0 | 365.4372 | 17.0765 | 0
8668 | 0 | 0 | 23.8 | 0 | 0 | 0 | 0 | 0 | 41.4616 | 328.07 | 0 | 0 | 0 | 0 | 0 | 365.44 | 69457.07 | 0 | 0 | 0 | 0 | 6.07 | 0 | 108.76 | 17.08 | 0 | 0 | 65.2635 | 0 | 0 | 0 | 0 | 0 | 0 | 17.0765 | 0 | 0 | 365.4372 | 17.0765 | 0
8669 | 0 | 0 | 24.84 | 0 | 0 | 0 | 0 | 0 | 43.4378 | 283.01 | 0 | 0 | 0 | 0 | 0 | 365.44 | 69091.63 | 0 | 0 | 0 | 0 | 5.17 | 0 | 91.53 | 17.08 | 0 | 0 | 68.2757 | 0 | 0 | 0 | 0 | 0 | 0 | 17.0765 | 0 | 0 | 365.4372 | 17.0765 | 0
8670 | 0 | 0 | 24.99 | 0 | 0 | 0 | 0 | 0 | 49.2604 | 231.91 | 0 | 0 | 0 | 0 | 0 | 365.44 | 68726.19 | 0 | 0 | 0 | 0 | 4.24 | 0 | 73.89 | 17.08 | 0 | 0 | 73.296 | 0.95311 | 0 | 0 | 0 | 0 | 0 | 17.0765 | 0 | 0 | 365.4372 | 17.0765 | 0
8671 | 0 | 0 | 24.54 | 0 | 0 | 0 | 0 | 0 | 55.6806 | 174.15 | 0 | 0 | 0 | 0 | 0 | 365.44 | 68360.76 | 0 | 0 | 0 | 0 | 3.34 | 0 | 56.84 | 17.08 | 0 | 0 | 78.3162 | 1.9062 | 0 | 0 | 0 | 0 | 0 | 17.0765 | 0 | 0 | 365.4372 | 17.0765 | 0
8672 | 4.7 | 236.49 | 23.73 | 0 | 0 | 0 | 0 | 0 | 0 | 174.15 | 0 | 0 | 0 | 135.39 | 0 | 270.66 | 68090.09 | 0 | 0 | 1.26 | 0 | 3.71 | 42.12 | 81.23 | 17.08 | 0 | 0 | 82.3324 | 3.8124 | 0 | 0 | 0 | 0 | 0 | 17.0765 | 0 | 0 | 365.4372 | 17.0765 | 0
8673 | 12.43 | 579.72 | 22.37 | 0 | 0 | 0 | 0 | 157.14 | 0 | 325.63 | 0 | 0 | 0 | 365.11 | 0 | 109.86 | 67980.23 | 0 | 0 | 1.22 | 0 | 4.33 | 0 | 70.83 | 17.08 | 0 | 0 | 85.3446 | 5.7186 | 0 | 0 | 0 | 0 | 0 | 17.0765 | 0 | 0 | 365.4372 | 17.0765 | 0
8674 | 17.32 | 771.49 | 20.03 | 0 | 0 | 0 | 0 | 91.56 | 0 | 413.89 | 0 | 0 | 0 | 584.75 | 43.89 | 0 | 68024.12 | 0 | 0 | 1.2 | 0 | 5.04 | 40.17 | 100.91 | 17.08 | 0 | 0 | 87.3527 | 3.8124 | 0 | 0 | 0 | 0 | 0 | 17.0765 | 0 | 0 | 365.4372 | 17.0765 | 0
8675 | 18.67 | 821.53 | 17.34 | 0 | 0 | 0 | 0 | 157.14 | 0 | 565.37 | 0 | 0 | 0 | 608.06 | 60.2 | 0 | 68084.32 | 0 | 0 | 1.18 | 0 | 5.81 | 0 | 94.23 | 17.08 | 0 | 0 | 87.3527 | 3.8124 | 0 | 0 | 0 | 0 | 0 | 17.0765 | 0 | 0 | 365.4372 | 17.0765 | 0
8676 | 20.88 | 900.7 | 15.57 | 0 | 0 | 0 | 0 | 157.14 | 0 | 716.85 | 0 | 0 | 0 | 649.97 | 89.54 | 0 | 68173.87 | 0 | 0 | 1.19 | 0 | 6.76 | 39.7 | 128.51 | 17.08 | 0 | 0 | 85.3446 | 3.8124 | 0 | 0 | 0 | 0 | 0 | 17.0765 | 0 | 0 | 365.4372 | 17.0765 | 0
8677 | 21.35 | 916.93 | 14.4 | 0 | 0 | 0 | 0 | 0 | 0 | 716.85 | 0 | 0 | 0 | 823.05 | 210.7 | 0 | 68384.57 | 0 | 0 | 1.2 | 0 | 7.8 | 40.31 | 164.99 | 17.08 | 0 | 0 | 83.3365 | 4.7655 | 0 | 0 | 0 | 0 | 0 | 17.0765 | 0 | 0 | 365.4372 | 17.0765 | 0
8678 | 19.81 | 862.63 | 13.64 | 0 | 0 | 0 | 0 | 0 | 0 | 716.85 | 0 | 0 | 0 | 807.81 | 200.03 | 0 | 68584.59 | 0 | 0 | 1.18 | 0 | 8.86 | 0 | 163.82 | 17.08 | 0 | 0 | 82.3324 | 4.7655 | 0 | 0 | 0 | 0 | 0 | 17.0765 | 0 | 0 | 365.4372 | 17.0765 | 0
8679 | 14.55 | 664.88 | 13.39 | 0 | 0 | 0 | 0 | 0 | 0 | 716.85 | 0 | 0 | 0 | 566.57 | 31.16 | 0 | 68615.75 | 0 | 0 | 1.13 | 0 | 9.87 | 38.02 | 198.65 | 17.08 | 0 | 0 | 82.3324 | 4.7655 | 0 | 0 | 0 | 0 | 0 | 17.0765 | 0 | 0 | 365.4372 | 17.0765 | 0
8680 | 9.16 | 440.86 | 14.35 | 0 | 0 | 0 | 0 | 157.14 | 0 | 868.33 | 0 | 0 | 0 | 181.48 | 0 | 238.4 | 68377.35 | 0 | 0 | 1.12 | 0 | 10.89 | 37.52 | 233.41 | 17.08 | 0 | 0 | 82.3324 | 4.7655 | 0 | 0 | 0 | 0 | 0 | 17.0765 | 0 | 0 | 365.4372 | 17.0765 | 0
8681 | 4.7 | 236.79 | 16.04 | 0 | 0 | 0 | 0 | 0 | 0 | 868.33 | 0 | 0 | 0 | 166.34 | 0 | 249 | 68128.36 | 0 | 0 | 1.13 | 0 | 11.93 | 0 | 232.76 | 17.08 | 0 | 0 | 84.3406 | 5.7186 | 0 | 0 | 0 | 0 | 0 | 17.0765 | 0 | 0 | 365.4372 | 17.0765 | 0
8682 | 3.04 | 155.97 | 17.42 | 0 | 0 | 0 | 0 | 82.3 | 0 | 947.67 | 0 | 0 | 0 | 0 | 0 | 365.44 | 67762.92 | 0 | 0 | 1.12 | 0 | 12.83 | 0 | 229.68 | 17.08 | 0 | 0 | 86.3487 | 6.6717 | 0 | 0 | 0 | 0 | 0 | 17.0765 | 0 | 0 | 365.4372 | 17.0765 | 0
8683 | 1.31 | 68.4 | 17.86 | 0 | 0 | 0 | 0 | 0 | 11.4812 | 935.76 | 0 | 0 | 0 | 0 | 0 | 365.44 | 67397.48 | 0 | 0 | 0 | 0 | 12.44 | 0 | 222.28 | 17.08 | 0 | 0 | 92.373 | 6.6717 | 0 | 0 | 0 | 0 | 0 | 17.0765 | 0 | 0 | 365.4372 | 17.0765 | 0
8684 | 0 | 0 | 17.26 | 0 | 0 | 0 | 0 | 0 | 87.859 | 844.62 | 0 | 0 | 0 | 0 | 0 | 365.44 | 67032.04 | 0 | 0 | 0 | 0 | 11.97 | 0 | 213.26 | 17.08 | 0 | 0 | 99.4014 | 5.7186 | 0 | 0 | 0 | 0 | 0 | 17.0765 | 0 | 0 | 365.4372 | 17.0765 | 0
8685 | 0 | 0 | 16.37 | 0 | 0 | 0 | 0 | 0 | 87.7915 | 753.55 | 0 | 0 | 0 | 0 | 0 | 365.44 | 66666.61 | 0 | 0 | 0 | 0 | 11.38 | 0 | 202.06 | 17.08 | 0 | 0 | 99.4014 | 4.7655 | 0 | 0 | 0 | 0 | 0 | 17.0765 | 0 | 0 | 365.4372 | 17.0765 | 0
8686 | 0 | 0 | 16.21 | 0 | 0 | 0 | 0 | 0 | 79.9734 | 670.59 | 0 | 0 | 0 | 0 | 0 | 365.44 | 66301.17 | 0 | 0 | 0 | 0 | 10.71 | 0 | 189.36 | 17.08 | 0 | 0 | 92.373 | 3.8124 | 0 | 0 | 0 | 0 | 0 | 17.0765 | 0 | 0 | 365.4372 | 17.0765 | 0
8687 | 0 | 0 | 16.58 | 0 | 0 | 0 | 0 | 0 | 67.615 | 600.45 | 0 | 0 | 0 | 0 | 0 | 365.44 | 65935.73 | 0 | 0 | 0 | 0 | 9.99 | 0 | 175.62 | 17.08 | 0 | 0 | 81.3284 | 2.8593 | 0 | 0 | 0 | 0 | 0 | 17.0765 | 0 | 0 | 365.4372 | 17.0765 | 0
8688 | 0 | 0 | 17.29 | 0 | 0 | 0 | 0 | 0 | 57.9075 | 540.38 | 0 | 0 | 0 | 0 | 0 | 365.44 | 65570.3 | 0 | 0 | 0 | 0 | 9.27 | 0 | 162.02 | 17.08 | 0 | 0 | 73.296 | 1.9062 | 0 | 0 | 0 | 0 | 0 | 17.0765 | 0 | 0 | 365.4372 | 17.0765 | 0
8689 | 0 | 0 | 18.26 | 0 | 0 | 0 | 0 | 0 | 50.9667 | 487.51 | 0 | 0 | 0 | 0 | 0 | 365.44 | 65204.86 | 0 | 0 | 0 | 0 | 8.62 | 0 | 149.58 | 17.08 | 0 | 0 | 68.2757 | 0.95311 | 0 | 0 | 0 | 0 | 0 | 17.0765 | 0 | 0 | 365.4372 | 17.0765 | 0
8690 | 0 | 0 | 19.61 | 0 | 0 | 0 | 0 | 0 | 45.655 | 440.16 | 0 | 0 | 0 | 0 | 0 | 365.44 | 64839.42 | 0 | 0 | 0 | 0 | 7.88 | 0 | 135.59 | 17.08 | 0 | 0 | 65.2635 | 0 | 0 | 0 | 0 | 0 | 0 | 17.0765 | 0 | 0 | 365.4372 | 17.0765 | 0
8691 | 0 | 0 | 21.48 | 0 | 0 | 0 | 0 | 0 | 42.7727 | 395.78 | 0 | 0 | 0 | 0 | 0 | 365.44 | 64473.98 | 0 | 0 | 0 | 0 | 7 | 0 | 118.81 | 17.08 | 0 | 0 | 64.2595 | 0 | 0 | 0 | 0 | 0 | 0 | 17.0765 | 0 | 0 | 365.4372 | 17.0765 | 0
8692 | 0 | 0 | 21.74 | 0 | 0 | 0 | 0 | 0 | 43.5246 | 350.63 | 0 | 0 | 0 | 0 | 0 | 365.44 | 64108.55 | 0 | 0 | 0 | 0 | 6.06 | 0 | 101.1 | 17.08 | 0 | 0 | 65.2635 | 0 | 0 | 0 | 0 | 0 | 0 | 17.0765 | 0 | 0 | 365.4372 | 17.0765 | 0
8693 | 0 | 0 | 21.33 | 0 | 0 | 0 | 0 | 0 | 46.9468 | 301.94 | 0 | 0 | 0 | 0 | 0 | 365.44 | 63743.11 | 0 | 0 | 0 | 0 | 5.16 | 0 | 83.88 | 17.08 | 0 | 0 | 68.2757 | 0 | 0 | 0 | 0 | 0 | 0 | 17.0765 | 0 | 0 | 365.4372 | 17.0765 | 0
8694 | 0 | 0 | 20.06 | 0 | 0 | 0 | 0 | 0 | 54.1864 | 245.72 | 0 | 0 | 0 | 0 | 0 | 365.44 | 63377.67 | 0 | 0 | 0 | 0 | 4.23 | 0 | 66.23 | 17.08 | 0 | 0 | 73.296 | 0.95311 | 0 | 0 | 0 | 0 | 0 | 17.0765 | 0 | 0 | 365.4372 | 17.0765 | 0
8695 | 0 | 0 | 18.37 | 0 | 0 | 0 | 0 | 0 | 63.142 | 180.23 | 0 | 0 | 0 | 0 | 0 | 365.44 | 63012.24 | 0 | 0 | 1.28 | 0 | 4.55 | 0 | 49.18 | 17.08 | 0 | 0 | 78.3162 | 1.9062 | 0 | 0 | 0 | 0 | 0 | 17.0765 | 0 | 0 | 365.4372 | 17.0765 | 0
8696 | 1.62 | 84.26 | 16.57 | 0 | 0 | 0 | 0 | 0 | 0 | 180.23 | 0 | 0 | 0 | 0 | 0 | 365.44 | 62646.8 | 0 | 0 | 1.26 | 0 | 4.92 | 14.05 | 46.9 | 17.08 | 0 | 0 | 83.3365 | 3.8124 | 0 | 0 | 0 | 0 | 0 | 17.0765 | 0 | 0 | 365.4372 | 17.0765 | 0
8697 | 7.38 | 361.59 | 14.65 | 0 | 0 | 0 | 0 | 157.14 | 0 | 331.71 | 0 | 0 | 0 | 92.22 | 0 | 300.88 | 62345.92 | 0 | 0 | 1.22 | 0 | 5.54 | 40.97 | 75.42 | 17.08 | 0 | 0 | 86.3487 | 5.7186 | 0 | 0 | 0 | 0 | 0 | 17.0765 | 0 | 0 | 365.4372 | 17.0765 | 0
8698 | 11.66 | 547.87 | 12.73 | 0 | 0 | 0 | 0 | 157.14 | 0 | 483.19 | 0 | 0 | 0 | 322.76 | 0 | 139.5 | 62206.41 | 0 | 0 | 1.2 | 0 | 6.25 | 0 | 67.35 | 17.08 | 0 | 0 | 87.3527 | 3.8124 | 0 | 0 | 0 | 0 | 0 | 17.0765 | 0 | 0 | 365.4372 | 17.0765 | 0
8699 | 11.97 | 560.66 | 10.8 | 0 | 0 | 0 | 0 | 0 | 0 | 483.19 | 0 | 0 | 0 | 451.45 | 0 | 49.42 | 62156.99 | 0 | 0 | 1.18 | 0 | 7.02 | 39.62 | 98.31 | 17.08 | 0 | 0 | 87.3527 | 3.8124 | 0 | 0 | 0 | 0 | 0 | 17.0765 | 0 | 0 | 365.4372 | 17.0765 | 0
8700 | 15.21 | 690.99 | 9.56 | 0 | 0 | 0 | 0 | 0 | 0 | 483.19 | 0 | 0 | 0 | 585.73 | 44.57 | 0 | 62201.57 | 0 | 0 | 1.19 | 0 | 7.97 | 39.7 | 132.58 | 17.08 | 0 | 0 | 85.3446 | 3.8124 | 0 | 0 | 0 | 0 | 0 | 17.0765 | 0 | 0 | 365.4372 | 17.0765 | 0
8701 | 17.31 | 771.06 | 9 | 0 | 0 | 0 | 0 | 157.14 | 0 | 634.67 | 0 | 0 | 0 | 510.62 | 0 | 8 | 62193.56 | 0 | 0 | 1.2 | 0 | 9.01 | 40.31 | 169.06 | 17.08 | 0 | 0 | 83.3365 | 4.7655 | 0 | 0 | 0 | 0 | 0 | 17.0765 | 0 | 0 | 365.4372 | 17.0765 | 0
8702 | 17.78 | 788.68 | 9.01 | 0 | 0 | 0 | 0 | 157.14 | 0 | 786.15 | 0 | 0 | 0 | 570.07 | 33.61 | 0 | 62227.17 | 0 | 0 | 1.18 | 0 | 10.07 | 0 | 167.9 | 17.08 | 0 | 0 | 82.3324 | 4.7655 | 0 | 0 | 0 | 0 | 0 | 17.0765 | 0 | 0 | 365.4372 | 17.0765 | 0
8703 | 13.65 | 628.95 | 9.39 | 0 | 0 | 0 | 0 | 0 | 0 | 786.15 | 0 | 0 | 0 | 525.74 | 2.58 | 0 | 62229.75 | 0 | 0 | 1.13 | 0 | 11.08 | 38.02 | 202.73 | 17.08 | 0 | 0 | 82.3324 | 4.7655 | 0 | 0 | 0 | 0 | 0 | 17.0765 | 0 | 0 | 365.4372 | 17.0765 | 0
8704 | 9.17 | 441.53 | 9.77 | 0 | 0 | 0 | 0 | 73.68 | 0 | 857.17 | 0 | 0 | 0 | 298.58 | 0 | 156.43 | 62073.31 | 0 | 0 | 1.12 | 0 | 12.1 | 0 | 201.84 | 17.08 | 0 | 0 | 82.3324 | 4.7655 | 0 | 0 | 0 | 0 | 0 | 17.0765 | 0 | 0 | 365.4372 | 17.0765 | 0
8705 | 5.22 | 261.33 | 10.23 | 0 | 0 | 0 | 0 | 0 | 0 | 857.17 | 0 | 0 | 0 | 147.8 | 0 | 261.97 | 61811.34 | 0 | 0 | 1.13 | 0 | 13.14 | 37.78 | 237.08 | 17.08 | 0 | 0 | 84.3406 | 5.7186 | 0 | 0 | 0 | 0 | 0 | 17.0765 | 0 | 0 | 365.4372 | 17.0765 | 0
8706 | 3.41 | 174 | 10.61 | 0 | 0 | 0 | 0 | 93.88 | 0 | 947.67 | 0 | 0 | 0 | 0 | 0 | 365.44 | 61445.9 | 0 | 0 | 1.12 | 0 | 14.04 | 0 | 234 | 17.08 | 0 | 0 | 86.3487 | 6.6717 | 0 | 0 | 0 | 0 | 0 | 17.0765 | 0 | 0 | 365.4372 | 17.0765 | 0
8707 | 1.48 | 76.98 | 10.8 | 0 | 0 | 0 | 0 | 0 | 9.7846 | 937.52 | 0 | 0 | 0 | 0 | 0 | 365.44 | 61080.47 | 0 | 0 | 0 | 0 | 13.65 | 0 | 226.6 | 17.08 | 0 | 0 | 92.373 | 6.6717 | 0 | 0 | 0 | 0 | 0 | 17.0765 | 0 | 0 | 365.4372 | 17.0765 | 0
8708 | 0 | 0 | 10.8 | 0 | 0 | 0 | 0 | 0 | 94.3178 | 839.68 | 0 | 0 | 0 | 0 | 0 | 365.44 | 60715.03 | 0 | 0 | 0 | 0 | 13.18 | 0 | 217.58 | 17.08 | 0 | 0 | 99.4014 | 5.7186 | 0 | 0 | 0 | 0 | 0 | 17.0765 | 0 | 0 | 365.4372 | 17.0765 | 0
8709 | 0 | 0 | 10.83 | 0 | 0 | 0 | 0 | 0 | 93.3441 | 742.85 | 0 | 0 | 0 | 0 | 0 | 365.44 | 60349.59 | 0 | 0 | 0 | 0 | 12.59 | 0 | 206.39 | 17.08 | 0 | 0 | 99.4014 | 4.7655 | 0 | 0 | 0 | 0 | 0 | 17.0765 | 0 | 0 | 365.4372 | 17.0765 | 0
8710 | 0 | 0 | 11.34 | 0 | 0 | 0 | 0 | 0 | 86.1141 | 653.52 | 0 | 0 | 0 | 0 | 0 | 365.44 | 59984.15 | 0 | 0 | 1.27 | 0 | 13.13 | 0 | 193.68 | 17.08 | 0 | 0 | 92.373 | 3.8124 | 0 | 0 | 0 | 0 | 0 | 17.0765 | 0 | 0 | 365.4372 | 17.0765 | 0
8711 | 0 | 0 | 12.49 | 0 | 0 | 0 | 0 | 0 | 71.6927 | 579.14 | 0 | 0 | 0 | 0 | 0 | 365.44 | 59618.72 | 0 | 0 | 0 | 0 | 12.4 | 0 | 179.94 | 17.08 | 0 | 0 | 81.3284 | 2.8593 | 0 | 0 | 0 | 0 | 0 | 17.0765 | 0 | 0 | 365.4372 | 17.0765 | 0
8712 | 0 | 0 | 13.9 | 0 | 0 | 0 | 0 | 0 | 61.3008 | 515.55 | 0 | 0 | 0 | 0 | 0 | 365.44 | 59253.28 | 0 | 0 | 0 | 0 | 11.69 | 0 | 166.34 | 17.08 | 0 | 0 | 73.296 | 1.9062 | 0 | 0 | 0 | 0 | 0 | 17.0765 | 0 | 0 | 365.4372 | 17.0765 | 0
8713 | 0 | 0 | 15.45 | 0 | 0 | 0 | 0 | 0 | 53.7816 | 459.76 | 0 | 0 | 0 | 0 | 0 | 365.44 | 58887.84 | 0 | 0 | 0 | 0 | 11.03 | 0 | 153.9 | 17.08 | 0 | 0 | 68.2757 | 0.95311 | 0 | 0 | 0 | 0 | 0 | 17.0765 | 0 | 0 | 365.4372 | 17.0765 | 0
8714 | 0 | 0 | 16.87 | 0 | 0 | 0 | 0 | 0 | 48.3928 | 409.56 | 0 | 0 | 0 | 0 | 0 | 365.44 | 58522.41 | 0 | 0 | 0 | 0 | 10.3 | 0 | 139.91 | 17.08 | 0 | 0 | 65.2635 | 0 | 0 | 0 | 0 | 0 | 0 | 17.0765 | 0 | 0 | 365.4372 | 17.0765 | 0
8715 | 0 | 0 | 17.88 | 0 | 0 | 0 | 0 | 0 | 46.378 | 361.45 | 0 | 0 | 0 | 0 | 0 | 365.44 | 58156.97 | 0 | 0 | 0 | 0 | 9.41 | 0 | 123.13 | 17.08 | 0 | 0 | 64.2595 | 0 | 0 | 0 | 0 | 0 | 0 | 17.0765 | 0 | 0 | 365.4372 | 17.0765 | 0
8716 | 0 | 0 | 18.71 | 0 | 0 | 0 | 0 | 0 | 46.5516 | 313.16 | 0 | 0 | 0 | 0 | 0 | 365.44 | 57791.53 | 0 | 0 | 0 | 0 | 8.48 | 0 | 105.42 | 17.08 | 0 | 0 | 65.2635 | 0 | 0 | 0 | 0 | 0 | 0 | 17.0765 | 0 | 0 | 365.4372 | 17.0765 | 0
8717 | 0 | 0 | 19.1 | 0 | 0 | 0 | 0 | 0 | 51.1884 | 260.06 | 0 | 0 | 0 | 0 | 0 | 365.44 | 57426.09 | 0 | 0 | 0 | 0 | 7.58 | 0 | 88.2 | 17.08 | 0 | 0 | 70.2838 | 0 | 0 | 0 | 0 | 0 | 0 | 17.0765 | 0 | 0 | 365.4372 | 17.0765 | 0
8718 | 0 | 0 | 18.56 | 0 | 0 | 0 | 0 | 0 | 57.6954 | 200.21 | 0 | 0 | 0 | 0 | 0 | 365.44 | 57060.66 | 0 | 0 | 0 | 0 | 6.65 | 0 | 70.55 | 17.08 | 0 | 0 | 75.3041 | 0.95311 | 0 | 0 | 0 | 0 | 0 | 17.0765 | 0 | 0 | 365.4372 | 17.0765 | 0
8719 | 0 | 0 | 17.12 | 0 | 0 | 0 | 0 | 0 | 65.1953 | 132.58 | 0 | 0 | 0 | 0 | 0 | 365.44 | 56695.22 | 0 | 0 | 0.08 | 0 | 5.82 | 0 | 53.5 | 17.08 | 0 | 0 | 80.3243 | 1.9062 | 0 | 0 | 0 | 0 | 0 | 17.0765 | 0 | 0 | 365.4372 | 17.0765 | 0
8720 | 8.01 | 389.87 | 15.36 | 0 | 0 | 0 | 0 | 0 | 0 | 132.58 | 0 | 0 | 0 | 322.82 | 0 | 139.46 | 56555.76 | 0 | 0 | 1.26 | 0 | 6.2 | 0 | 37.88 | 17.08 | 0 | 0 | 85.3446 | 3.8124 | 0 | 0 | 0 | 0 | 0 | 17.0765 | 0 | 0 | 365.4372 | 17.0765 | 0
8721 | 17.51 | 778.45 | 13.56 | 0 | 0 | 0 | 0 | 157.14 | 0 | 284.06 | 0 | 0 | 0 | 516.1 | 0 | 4.16 | 56551.59 | 0 | 0 | 1.22 | 0 | 6.81 | 40.97 | 66.4 | 17.08 | 0 | 0 | 88.3568 | 5.7186 | 0 | 0 | 0 | 0 | 0 | 17.0765 | 0 | 0 | 365.4372 | 17.0765 | 0
8722 | 22.94 | 971.76 | 11.4 | 0 | 0 | 0 | 0 | 157.14 | 0 | 435.54 | 0 | 0 | 0 | 713.41 | 133.95 | 0 | 56685.54 | 0 | 0 | 1.2 | 0 | 7.52 | 40.17 | 96.49 | 17.08 | 0 | 0 | 90.3649 | 3.8124 | 0 | 0 | 0 | 0 | 0 | 17.0765 | 0 | 0 | 365.4372 | 17.0765 | 0
8723 | 25.23 | 1047.66 | 9.32 | 0 | 0 | 0 | 0 | 0 | 0 | 435.54 | 0 | 0 | 0 | 947.22 | 297.62 | 0 | 56983.16 | 0 | 0 | 1.18 | 0 | 8.3 | 39.62 | 127.45 | 17.08 | 0 | 0 | 90.3649 | 3.8124 | 0 | 0 | 0 | 0 | 0 | 17.0765 | 0 | 0 | 365.4372 | 17.0765 | 0
8724 | 27.54 | 1121.56 | 7.71 | 0 | 0 | 0 | 0 | 0 | 0 | 435.54 | 0 | 0 | 0 | 1061.44 | 377.57 | 0 | 57360.73 | 0 | 0 | 1.19 | 0 | 9.24 | 0 | 124.01 | 17.08 | 0 | 0 | 90.3649 | 3.8124 | 0 | 0 | 0 | 0 | 0 | 17.0765 | 0 | 0 | 365.4372 | 17.0765 | 0
8725 | 27.99 | 1135.76 | 6.64 | 0 | 0 | 0 | 0 | 157.14 | 0 | 587.02 | 0 | 0 | 0 | 918.93 | 277.81 | 0 | 57638.55 | 0 | 0 | 1.2 | 0 | 10.29 | 0 | 122.19 | 17.08 | 0 | 0 | 88.3568 | 4.7655 | 0 | 0 | 0 | 0 | 0 | 17.0765 | 0 | 0 | 365.4372 | 17.0765 | 0
8726 | 26.42 | 1086.24 | 6.07 | 0 | 0 | 0 | 0 | 0 | 0 | 587.02 | 0 | 0 | 0 | 985.95 | 324.73 | 0 | 57963.27 | 0 | 0 | 1.18 | 0 | 11.35 | 39.49 | 158.54 | 17.08 | 0 | 0 | 87.3527 | 4.7655 | 0 | 0 | 0 | 0 | 0 | 17.0765 | 0 | 0 | 365.4372 | 17.0765 | 0
8727 | 26.85 | 1099.94 | 5.84 | 0 | 0 | 0 | 0 | 0 | 0 | 587.02 | 0 | 0 | 0 | 1001.36 | 335.52 | 0 | 58298.79 | 0 | 0 | 1.13 | 0 | 12.36 | 38.02 | 193.37 | 17.08 | 0 | 0 | 87.3527 | 4.7655 | 0 | 0 | 0 | 0 | 0 | 17.0765 | 0 | 0 | 365.4372 | 17.0765 | 0
8728 | 26.89 | 1101.24 | 5.14 | 0 | 0 | 0 | 0 | 157.14 | 0 | 738.5 | 0 | 0 | 0 | 881.9 | 251.89 | 0 | 58550.68 | 0 | 0 | 1.12 | 0 | 13.38 | 0 | 192.49 | 17.08 | 0 | 0 | 88.3568 | 4.7655 | 0 | 0 | 0 | 0 | 0 | 17.0765 | 0 | 0 | 365.4372 | 17.0765 | 0
8729 | 26.96 | 1103.47 | 4.8 | 0 | 0 | 0 | 0 | 59.84 | 0 | 796.19 | 0 | 0 | 0 | 941.4 | 293.55 | 0 | 58844.23 | 0 | 0 | 1.13 | 0 | 14.41 | 37.78 | 227.72 | 17.08 | 0 | 0 | 89.3608 | 5.7186 | 0 | 0 | 0 | 0 | 0 | 17.0765 | 0 | 0 | 365.4372 | 17.0765 | 0
8730 | 23.57 | 993.08 | 4.72 | 0 | 0 | 0 | 0 | 157.14 | 0 | 947.67 | 0 | 0 | 0 | 765.08 | 170.12 | 0 | 59014.35 | 0 | 0 | 1.12 | 0 | 15.32 | 0 | 224.64 | 17.08 | 0 | 0 | 91.3689 | 6.6717 | 0 | 0 | 0 | 0 | 0 | 17.0765 | 0 | 0 | 365.4372 | 17.0765 | 0
8731 | 13.1 | 606.81 | 4.58 | 0 | 0 | 0 | 0 | 0 | 0 | 947.67 | 0 | 0 | 0 | 482.42 | 0 | 27.74 | 58986.6 | 0 | 0 | 1.13 | 0 | 16 | 37.87 | 253.22 | 17.08 | 0 | 0 | 96.3892 | 6.6717 | 0 | 0 | 0 | 0 | 0 | 17.0765 | 0 | 0 | 365.4372 | 17.0765 | 0
8732 | 0 | 0 | 4.35 | 0 | 0 | 0 | 0 | 0 | 90.8474 | 853.43 | 0 | 0 | 0 | 0 | 0 | 392.44 | 58594.16 | 27.01 | 12.6947 | 0 | 0.247 | 15.27 | 0 | 244.2 | 17.08 | 0 | 0 | 102.4135 | 5.7186 | 0 | 0 | 0 | 0 | 0 | 17.0765 | 0 | 0 | 365.4372 | 17.0765 | 0
8733 | 0 | 0 | 4.14 | 0 | 0 | 0 | 0 | 0 | 103.042 | 746.55 | 0 | 0 | 0 | 0 | 0 | 365.44 | 58228.72 | 0 | 0 | 0 | 0 | 14.68 | 0 | 233.01 | 17.08 | 0 | 0 | 102.4135 | 4.7655 | 0 | 0 | 0 | 0 | 0 | 17.0765 | 0 | 0 | 365.4372 | 17.0765 | 0
8734 | 0 | 0 | 4.16 | 0 | 0 | 0 | 0 | 0 | 93.8358 | 649.21 | 0 | 0 | 0 | 0 | 0 | 365.44 | 57863.29 | 0 | 0 | 0 | 1.2065 | 12.74 | 0 | 220.3 | 17.08 | 0 | 0 | 95.3851 | 3.8124 | 0 | 0 | 0 | 0 | 0 | 17.0765 | 0 | 0 | 365.4372 | 17.0765 | 0
8735 | 0 | 0 | 4.02 | 0 | 0 | 0 | 0 | 0 | 83.1836 | 562.92 | 0 | 0 | 0 | 0 | 0 | 365.44 | 57497.85 | 0 | 0 | 0 | 0 | 12.01 | 0 | 206.56 | 17.08 | 0 | 0 | 84.3406 | 2.8593 | 0 | 0 | 0 | 0 | 0 | 17.0765 | 0 | 0 | 365.4372 | 17.0765 | 0
8736 | 0 | 0 | 3.7 | 0 | 0 | 0 | 0 | 0 | 73.2351 | 486.95 | 0 | 0 | 0 | 0 | 0 | 365.44 | 57132.41 | 0 | 0 | 0 | 1.2825 | 9.95 | 0 | 192.96 | 17.08 | 0 | 0 | 76.3081 | 1.9062 | 0 | 0 | 0 | 0 | 0 | 17.0765 | 0 | 0 | 365.4372 | 17.0765 | 0
8737 | 0 | 0 | 3.35 | 0 | 0 | 0 | 0 | 0 | 68.8971 | 415.49 | 0 | 0 | 0 | 0 | 0 | 365.44 | 56766.97 | 0 | 0 | 0 | 0 | 9.3 | 0 | 180.52 | 17.08 | 0 | 0 | 71.2878 | 0.95311 | 0 | 0 | 0 | 0 | 0 | 17.0765 | 0 | 0 | 365.4372 | 17.0765 | 0
8738 | 0 | 0 | 3.02 | 0 | 0 | 0 | 0 | 0 | 65.2532 | 347.79 | 0 | 0 | 0 | 0 | 0 | 365.44 | 56401.54 | 0 | 0 | 0 | 0 | 8.56 | 0 | 166.53 | 17.08 | 0 | 0 | 68.2757 | 0 | 0 | 0 | 0 | 0 | 0 | 17.0765 | 0 | 0 | 365.4372 | 17.0765 | 0
8739 | 0 | 0 | 2.79 | 0 | 0 | 0 | 0 | 0 | 52.0464 | 293.8 | 0 | 0 | 0 | 0 | 0 | 389.12 | 56012.42 | 23.68 | 11.1296 | 0 | 1.311 | 6.3 | 0 | 149.75 | 17.08 | 0 | 0 | 67.2716 | 0 | 0 | 0 | 0 | 0 | 0 | 17.0765 | 0 | 0 | 365.4372 | 17.0765 | 0
8740 | 0 | 0 | 3.07 | 0 | 0 | 0 | 0 | 0 | 65.205 | 226.16 | 0 | 0 | 0 | 0 | 0 | 365.44 | 55646.98 | 0 | 0 | 0 | 0 | 5.37 | 0 | 132.04 | 17.08 | 0 | 0 | 68.2757 | 0 | 0 | 0 | 0 | 0 | 0 | 17.0765 | 0 | 0 | 365.4372 | 17.0765 | 0
8741 | 0 | 0 | 3.55 | 0 | 0 | 0 | 0 | 0 | 67.7403 | 155.9 | 0 | 0 | 0 | 0 | 0 | 365.44 | 55281.55 | 0 | 0 | 0 | 0 | 4.46 | 0 | 114.82 | 17.08 | 0 | 0 | 71.2878 | 0 | 0 | 0 | 0 | 0 | 0 | 17.0765 | 0 | 0 | 365.4372 | 17.0765 | 0
8742 | 0 | 0 | 3.86 | 0 | 0 | 0 | 0 | 0 | 72.1265 | 81.08 | 0 | 0 | 0 | 0 | 0 | 365.44 | 54916.11 | 0 | 0 | 0 | 1.2825 | 2.18 | 0 | 97.17 | 17.08 | 0 | 0 | 76.3081 | 0.95311 | 0 | 0 | 0 | 0 | 0 | 17.0765 | 0 | 0 | 365.4372 | 17.0765 | 0
8743 | 0 | 0 | 3.85 | 0 | 0 | 0 | 0 | 0 | 78.1611 | 0 | 0 | 0 | 0 | 0 | 0 | 365.44 | 54550.67 | 0 | 0 | 0 | 1.216 | 0 | 0 | 80.12 | 17.08 | 0 | 0 | 81.3284 | 1.9062 | 0 | 0 | 0 | 0 | 0 | 17.0765 | 0 | 0 | 365.4372 | 17.0765 | 0
8744 | 25.28 | 1049.34 | 3.57 | 0 | 0 | 0 | 0 | 157.14 | 0 | 151.48 | 0 | 0 | 0 | 829.63 | 215.31 | 0 | 54765.98 | 0 | 0 | 1.26 | 0 | 0.37 | 0 | 64.5 | 17.08 | 0 | 0 | 86.3487 | 3.8124 | 0 | 0 | 0 | 0 | 0 | 17.0765 | 0 | 0 | 365.4372 | 17.0765 | 0
8745 | 31.02 | 1227.37 | 3.08 | 0 | 0 | 0 | 0 | 157.14 | 0 | 302.96 | 0 | 0 | 0 | 1008.03 | 340.18 | 0 | 55106.16 | 0 | 0 | 1.22 | 0 | 0.99 | 0 | 54.09 | 17.08 | 0 | 0 | 89.3608 | 5.7186 | 0 | 0 | 0 | 0 | 0 | 17.0765 | 0 | 0 | 365.4372 | 17.0765 | 0
8746 | 34.9 | 1338.73 | 2.5 | 0 | 0 | 0 | 0 | 157.14 | 0 | 454.44 | 0 | 0 | 0 | 1082.44 | 392.27 | 0 | 55498.44 | 0 | 0 | 1.2 | 0 | 1.7 | 40.17 | 84.18 | 17.08 | 0 | 0 | 91.3689 | 3.8124 | 0 | 0 | 0 | 0 | 0 | 17.0765 | 0 | 0 | 365.4372 | 17.0765 | 0
8747 | 36.82 | 1391.29 | 2.22 | 0 | 0 | 0 | 0 | 157.14 | 0 | 605.92 | 0 | 0 | 0 | 1137.2 | 430.61 | 0 | 55929.04 | 0 | 0 | 1.18 | 0 | 2.47 | 39.62 | 115.14 | 17.08 | 0 | 0 | 91.3689 | 3.8124 | 0 | 0 | 0 | 0 | 0 | 17.0765 | 0 | 0 | 365.4372 | 17.0765 | 0
8748 | 38.75 | 1442.56 | 2.35 | 0 | 0 | 0 | 0 | 9.33 | 0 | 614.91 | 0 | 0 | 0 | 1377.96 | 599.13 | 0 | 56528.17 | 0 | 0 | 1.19 | 0 | 3.42 | 0 | 111.71 | 17.08 | 0 | 0 | 91.3689 | 3.8124 | 0 | 0 | 0 | 0 | 0 | 17.0765 | 0 | 0 | 365.4372 | 17.0765 | 0
8749 | 40.03 | 1475.71 | 2.78 | 0 | 0 | 0 | 0 | 120.63 | 0 | 731.2 | 0 | 0 | 0 | 1262.25 | 518.13 | 0 | 57046.31 | 0 | 0 | 1.2 | 0 | 4.47 | 40.31 | 148.18 | 17.08 | 0 | 0 | 89.3608 | 4.7655 | 0 | 0 | 0 | 0 | 0 | 17.0765 | 0 | 0 | 365.4372 | 17.0765 | 0
8750 | 40.8 | 1495.47 | 3.41 | 0 | 0 | 0 | 0 | 67.42 | 0 | 796.19 | 0 | 0 | 0 | 1377.96 | 599.13 | 0 | 57645.44 | 0 | 0 | 1.18 | 0 | 5.52 | 0 | 147.02 | 17.08 | 0 | 0 | 88.3568 | 4.7655 | 0 | 0 | 0 | 0 | 0 | 17.0765 | 0 | 0 | 365.4372 | 17.0765 | 0
8751 | 37.72 | 1415.47 | 4.17 | 0 | 0 | 0 | 0 | 0 | 0 | 796.19 | 0 | 0 | 0 | 1325.08 | 562.12 | 0 | 58207.56 | 0 | 0 | 1.13 | 0 | 6.53 | 38.02 | 181.85 | 17.08 | 0 | 0 | 88.3568 | 4.7655 | 0 | 0 | 0 | 0 | 0 | 17.0765 | 0 | 0 | 365.4372 | 17.0765 | 0
8752 | 34.2 | 1319.33 | 4.07 | 0 | 0 | 0 | 0 | 157.14 | 0 | 947.67 | 0 | 0 | 0 | 1105.23 | 408.22 | 0 | 58615.79 | 0 | 0 | 1.12 | 0 | 7.55 | 0 | 180.97 | 17.08 | 0 | 0 | 89.3608 | 4.7655 | 0 | 0 | 0 | 0 | 0 | 17.0765 | 0 | 0 | 365.4372 | 17.0765 | 0
8753 | 30.01 | 1197.43 | 3.78 | 0 | 0 | 0 | 0 | 0 | 0 | 947.67 | 0 | 0 | 0 | 1096.23 | 401.92 | 0 | 59017.71 | 0 | 0 | 1.13 | 0 | 8.59 | 37.78 | 216.2 | 17.08 | 0 | 0 | 90.3649 | 5.7186 | 0 | 0 | 0 | 0 | 0 | 17.0765 | 0 | 0 | 365.4372 | 17.0765 | 0
8754 | 26.12 | 1076.53 | 3.4 | 0 | 0 | 0 | 0 | 0 | 0 | 947.67 | 0 | 0 | 0 | 1005.88 | 338.68 | 0 | 59356.39 | 0 | 0 | 1.12 | 0 | 9.49 | 0 | 213.12 | 17.08 | 0 | 0 | 92.373 | 6.6717 | 0 | 0 | 0 | 0 | 0 | 17.0765 | 0 | 0 | 365.4372 | 17.0765 | 0
8755 | 12.54 | 584.08 | 2.79 | 0 | 0 | 0 | 0 | 0 | 0 | 947.67 | 0 | 0 | 0 | 456.34 | 0 | 46 | 59310.39 | 0 | 0 | 1.13 | 0 | 10.18 | 37.87 | 241.71 | 17.08 | 0 | 0 | 97.3933 | 6.6717 | 0 | 0 | 0 | 0 | 0 | 17.0765 | 0 | 0 | 365.4372 | 17.0765 | 0
8756 | 0 | 0 | 2.1 | 0 | 0 | 0 | 0 | 0 | 107.0329 | 836.64 | 0 | 0 | 0 | 0 | 0 | 365.44 | 58944.95 | 0 | 0 | 0 | 0 | 9.7 | 0 | 232.68 | 17.08 | 0 | 0 | 103.4176 | 5.7186 | 0 | 0 | 0 | 0 | 0 | 17.0765 | 0 | 0 | 365.4372 | 17.0765 | 0
8757 | 0 | 0 | 1.56 | 0 | 0 | 0 | 0 | 0 | 93.9322 | 739.2 | 0 | 0 | 0 | 0 | 0 | 392.44 | 58552.51 | 27.01 | 12.6947 | 0 | 0 | 9.11 | 0 | 221.49 | 17.08 | 0 | 0 | 103.4176 | 4.7655 | 0 | 0 | 0 | 0 | 0 | 17.0765 | 0 | 0 | 365.4372 | 17.0765 | 0
8758 | 0 | 0 | 1.1 | 0 | 0 | 0 | 0 | 0 | 99.0992 | 636.41 | 0 | 0 | 0 | 0 | 0 | 365.44 | 58187.07 | 0 | 0 | 0 | 0 | 8.44 | 0 | 208.78 | 17.08 | 0 | 0 | 96.3892 | 3.8124 | 0 | 0 | 0 | 0 | 0 | 17.0765 | 0 | 0 | 365.4372 | 17.0765 | 0
8759 | 0 | 0 | 0.69 | 0 | 0 | 0 | 0 | 0 | 87.5119 | 545.62 | 0 | 0 | 0 | 0 | 0 | 365.44 | 57821.64 | 0 | 0 | 0 | 0 | 7.72 | 0 | 195.04 | 17.08 | 0 | 0 | 85.3446 | 2.8593 | 0 | 0 | 0 | 0 | 0 | 17.0765 | 0 | 0 | 365.4372 | 17.0765 | 0
8760 | 0 | 0 | 0.46 | 0 | 0 | 0 | 0 | 0 | 78.7588 | 463.93 | 0 | 0 | 0 | 0 | 0 | 365.44 | 57456.2 | 0 | 0 | 0 | 0 | 7 | 0 | 181.44 | 17.08 | 0 | 0 | 77.3122 | 1.9062 | 0 | 0 | 0 | 0 | 0 | 17.0765 | 0 | 0 | 365.4372 | 17.0765 | 0
8761 | 0 | 0 | 3.35 | 0 | 0 | 0 | 0 | 0 | 68.8971 | 392.46 | 0 | 0 | 0 | 0 | 0 | 365.44 | 57090.76 | 0 | 0 | 0 | 0 | 6.35 | 0 | 169.01 | 17.08 | 0 | 0 | 71.2878 | 0.95311 | 0 | 0 | 0 | 0 | 0 | 17.0765 | 0 | 0 | 365.4372 | 17.0765 | 0
8762 | 0 | 0 | 3.02 | 0 | 0 | 0 | 0 | 0 | 52.5669 | 337.93 | 0 | 0 | 0 | 0 | 0 | 392.44 | 56698.32 | 27.01 | 12.6947 | 0 | 0 | 5.61 | 0 | 155.01 | 17.08 | 0 | 0 | 68.2757 | 0 | 0 | 0 | 0 | 0 | 0 | 17.0765 | 0 | 0 | 365.4372 | 17.0765 | 0
8763 | 0 | 0 | 2.79 | 0 | 0 | 0 | 0 | 0 | 51.7957 | 284.21 | 0 | 0 | 0 | 0 | 0 | 392.44 | 56305.88 | 27.01 | 12.6947 | 0 | 0 | 4.73 | 0 | 138.23 | 17.08 | 0 | 0 | 67.2716 | 0 | 0 | 0 | 0 | 0 | 0 | 17.0765 | 0 | 0 | 365.4372 | 17.0765 | 0
8764 | 0 | 0 | 3.07 | 0 | 0 | 0 | 0 | 0 | 54.466 | 227.71 | 0 | 0 | 0 | 0 | 0 | 388.29 | 55917.58 | 22.85 | 10.7395 | 0 | 0 | 3.8 | 0 | 120.52 | 17.08 | 0 | 0 | 68.2757 | 0 | 0 | 0 | 0 | 0 | 0 | 17.0765 | 0 | 0 | 365.4372 | 17.0765 | 0
8765 | 0 | 0 | 3.55 | 0 | 0 | 0 | 0 | 0 | 67.7403 | 157.44 | 0 | 0 | 0 | 0 | 0 | 365.44 | 55552.15 | 0 | 0 | 0 | 0 | 2.89 | 0 | 103.3 | 17.08 | 0 | 0 | 71.2878 | 0 | 0 | 0 | 0 | 0 | 0 | 17.0765 | 0 | 0 | 365.4372 | 17.0765 | 0
8766 | 0 | 0 | 3.86 | 0 | 0 | 0 | 0 | 0 | 73.4086 | 81.3 | 0 | 0 | 0 | 0 | 0 | 365.44 | 55186.71 | 0 | 0 | 0 | 0 | 1.96 | 0 | 85.65 | 17.08 | 0 | 0 | 76.3081 | 0.95311 | 0 | 0 | 0 | 0 | 0 | 17.0765 | 0 | 0 | 365.4372 | 17.0765 | 0
8767 | 0 | 0 | 3.85 | 0 | 0 | 0 | 0 | 0 | 78.3732 | 0 | 0 | 0 | 0 | 0 | 0 | 365.44 | 54821.27 | 0 | 0 | 0 | 1.0165 | 0 | 0 | 68.6 | 17.08 | 0 | 0 | 81.3284 | 1.9062 | 0 | 0 | 0 | 0 | 0 | 17.0765 | 0 | 0 | 365.4372 | 17.0765 | 0
8768 | 25.28 | 1049.34 | 3.57 | 0 | 0 | 0 | 0 | 157.14 | 0 | 151.48 | 0 | 0 | 0 | 829.63 | 215.31 | 0 | 55036.58 | 0 | 0 | 1.26 | 0 | 0.37 | 0 | 52.98 | 17.08 | 0 | 0 | 86.3487 | 3.8124 | 0 | 0 | 0 | 0 | 0 | 17.0765 | 0 | 0 | 365.4372 | 17.0765 | 0
8769 | 31.02 | 1227.37 | 3.08 | 0 | 0 | 0 | 0 | 0 | 0 | 151.48 | 0 | 0 | 0 | 1124.19 | 421.5 | 0 | 55458.08 | 0 | 0 | 1.22 | 0 | 0.99 | 40.97 | 81.5 | 17.08 | 0 | 0 | 89.3608 | 5.7186 | 0 | 0 | 0 | 0 | 0 | 17.0765 | 0 | 0 | 365.4372 | 17.0765 | 0
8770 | 34.9 | 1338.73 | 2.5 | 0 | 0 | 0 | 0 | 157.14 | 0 | 302.96 | 0 | 0 | 0 | 1122.62 | 420.39 | 0 | 55878.47 | 0 | 0 | 1.2 | 0 | 1.7 | 0 | 73.42 | 17.08 | 0 | 0 | 91.3689 | 3.8124 | 0 | 0 | 0 | 0 | 0 | 17.0765 | 0 | 0 | 365.4372 | 17.0765 | 0
8771 | 36.82 | 1391.29 | 2.22 | 0 | 0 | 0 | 0 | 157.14 | 0 | 454.44 | 0 | 0 | 0 | 1137.2 | 430.61 | 0 | 56309.08 | 0 | 0 | 1.18 | 0 | 2.47 | 39.62 | 104.38 | 17.08 | 0 | 0 | 91.3689 | 3.8124 | 0 | 0 | 0 | 0 | 0 | 17.0765 | 0 | 0 | 365.4372 | 17.0765 | 0
8772 | 38.75 | 1442.56 | 2.35 | 0 | 0 | 0 | 0 | 9.33 | 0 | 463.43 | 0 | 0 | 0 | 1377.96 | 599.13 | 0 | 56908.21 | 0 | 0 | 1.19 | 0 | 3.42 | 0 | 100.95 | 17.08 | 0 | 0 | 91.3689 | 3.8124 | 0 | 0 | 0 | 0 | 0 | 17.0765 | 0 | 0 | 365.4372 | 17.0765 | 0
8773 | 40.03 | 1475.71 | 2.78 | 0 | 0 | 0 | 0 | 4.92 | 0 | 468.18 | 0 | 0 | 0 | 1377.96 | 599.13 | 0 | 57507.34 | 0 | 0 | 1.2 | 0 | 4.47 | 40.31 | 137.43 | 17.08 | 0 | 0 | 89.3608 | 4.7655 | 0 | 0 | 0 | 0 | 0 | 17.0765 | 0 | 0 | 365.4372 | 17.0765 | 0
8774 | 40.8 | 1495.47 | 3.41 | 0 | 0 | 0 | 0 | 157.14 | 0 | 619.66 | 0 | 0 | 0 | 1288.24 | 536.33 | 0 | 58043.67 | 0 | 0 | 1.18 | 0 | 5.52 | 0 | 136.26 | 17.08 | 0 | 0 | 88.3568 | 4.7655 | 0 | 0 | 0 | 0 | 0 | 17.0765 | 0 | 0 | 365.4372 | 17.0765 | 0
8775 | 37.72 | 1415.47 | 4.17 | 0 | 0 | 0 | 0 | 157.14 | 0 | 771.14 | 0 | 0 | 0 | 1167.95 | 452.13 | 0 | 58495.8 | 0 | 0 | 1.13 | 0 | 6.53 | 38.02 | 171.09 | 17.08 | 0 | 0 | 88.3568 | 4.7655 | 0 | 0 | 0 | 0 | 0 | 17.0765 | 0 | 0 | 365.4372 | 17.0765 | 0
8776 | 34.2 | 1319.33 | 4.07 | 0 | 0 | 0 | 0 | 0 | 0 | 771.14 | 0 | 0 | 0 | 1262.36 | 518.22 | 0 | 59014.01 | 0 | 0 | 1.12 | 0 | 7.55 | 0 | 170.21 | 17.08 | 0 | 0 | 89.3608 | 4.7655 | 0 | 0 | 0 | 0 | 0 | 17.0765 | 0 | 0 | 365.4372 | 17.0765 | 0
8777 | 30.01 | 1197.43 | 3.78 | 0 | 0 | 0 | 0 | 0 | 0 | 771.14 | 0 | 0 | 0 | 1096.23 | 401.92 | 0 | 59415.94 | 0 | 0 | 1.13 | 0 | 8.59 | 37.78 | 205.45 | 17.08 | 0 | 0 | 90.3649 | 5.7186 | 0 | 0 | 0 | 0 | 0 | 17.0765 | 0 | 0 | 365.4372 | 17.0765 | 0
8778 | 26.12 | 1076.53 | 3.4 | 0 | 0 | 0 | 0 | 157.14 | 0 | 922.62 | 0 | 0 | 0 | 848.74 | 228.68 | 0 | 59644.62 | 0 | 0 | 1.12 | 0 | 9.49 | 0 | 202.36 | 17.08 | 0 | 0 | 92.373 | 6.6717 | 0 | 0 | 0 | 0 | 0 | 17.0765 | 0 | 0 | 365.4372 | 17.0765 | 0
8779 | 12.54 | 584.08 | 2.79 | 0 | 0 | 0 | 0 | 25.99 | 0 | 947.67 | 0 | 0 | 0 | 430.35 | 0 | 64.19 | 59580.43 | 0 | 0 | 1.13 | 0 | 10.18 | 37.87 | 230.95 | 17.08 | 0 | 0 | 97.3933 | 6.6717 | 0 | 0 | 0 | 0 | 0 | 17.0765 | 0 | 0 | 365.4372 | 17.0765 | 0
8780 | 0 | 0 | 2.1 | 0 | 0 | 0 | 0 | 0 | 107.0329 | 836.64 | 0 | 0 | 0 | 0 | 0 | 365.44 | 59214.99 | 0 | 0 | 0 | 0 | 9.7 | 0 | 221.92 | 17.08 | 0 | 0 | 103.4176 | 5.7186 | 0 | 0 | 0 | 0 | 0 | 17.0765 | 0 | 0 | 365.4372 | 17.0765 | 0
8781 | 0 | 0 | 1.56 | 0 | 0 | 0 | 0 | 0 | 106.6184 | 726.04 | 0 | 0 | 0 | 0 | 0 | 365.44 | 58849.56 | 0 | 0 | 0 | 0 | 9.11 | 0 | 210.73 | 17.08 | 0 | 0 | 103.4176 | 4.7655 | 0 | 0 | 0 | 0 | 0 | 17.0765 | 0 | 0 | 365.4372 | 17.0765 | 0
8782 | 0 | 0 | 1.1 | 0 | 0 | 0 | 0 | 0 | 86.4033 | 636.41 | 0 | 0 | 0 | 0 | 0 | 392.44 | 58457.11 | 27.01 | 12.6947 | 0 | 0 | 8.44 | 0 | 198.02 | 17.08 | 0 | 0 | 96.3892 | 3.8124 | 0 | 0 | 0 | 0 | 0 | 17.0765 | 0 | 0 | 365.4372 | 17.0765 | 0
8783 | 0 | 0 | 0.69 | 0 | 0 | 0 | 0 | 0 | 74.8257 | 558.79 | 0 | 0 | 0 | 0 | 0 | 392.44 | 58064.67 | 27.01 | 12.6947 | 0 | 0 | 7.72 | 0 | 184.28 | 17.08 | 0 | 0 | 85.3446 | 2.8593 | 0 | 0 | 0 | 0 | 0 | 17.0765 | 0 | 0 | 365.4372 | 17.0765 | 0
8784 | 0 | 0 | 0.46 | 0 | 0 | 0 | 0 | 0 | 72.1554 | 483.94 | 0 | 0 | 0 | 0 | 0 | 379.47 | 57685.2 | 14.03 | 6.5941 | 0 | 0 | 7 | 0 | 170.69 | 17.08 | 0 | 0 | 77.3122 | 1.9062 | 0 | 0 | 0 | 0 | 0 | 17.0765 | 0 | 0 | 365.4372 | 17.0765 | 0

## Dropdown lists (hidden)
Yes/no dropdown | Unit dropdown
no | kW
yes | MW
GW