## Sheet_list
No | Name | Brief
1 | Scenario_selection&Results | Scenarios selection and representation of main results
2 | Scenario | Parameters and corresponding values for the scenarios of 11 DDS measures
3 | Dynamic simulation | Simulating the uncertainty of 16 parameters of main supply sectors
4 | Building area summary | Summary the floor area of new, stock, demolished and reinforencing buildings calculated by the SDF of buildings
5 | SDF-UR-North | Stock-driven-flow model of buildings, considering the building reinforencing. The model framework is shown in Supplymentary Figure 10. The model can output the floor area of new, stock, demolition and reinforcement buildings, and the average heating and cooling load of stock buildings
6 | SDF-UR-Trans
7 | SDF-UR-South
8 | SDF-RR-North
9 | SDF-RR-Trans
10 | SDF-RR-South
11 | Power sector | Calcuating the emission factor of electricity
12 | Heating sector | Calcuating the emission factor of heating
13 | Material demand | Calcuating the materail demand (i.g. steel, cement, aluminium, brick, glass), material cost and materail-related emissions
14 | Material intensity | Calcuating the materail intensity of new, stock, demolition and reinforcement buildings based on the structure share (M8) and building light weight (M10)
15 | Transportation sector | Calcuating the energy consumption, CO2 and annual cost of transportation of new and wasted materail.
16 | Construction sector | Calcuating the energy consumption, CO2 and annual cost of construction, demolition and reinforcement services.
17 | Social parameter | Summary population and households

## Scenario_selection&Results
No | DDS measures | Scenario | Parameter |  |  | Total emission | Operation emission (Mt CO2) |  | Transportation emission (MtCO2) | [5 empty] | Construction emission (MtCO2) | [5 empty] | Material emission (Mt CO2) | [5 empty] | Annual Cost investment (trallion CNY)
M1 | Limiting building stock | Base | Per capita floor area |  |  |  | Urban | Rural | No |  | Tr |  | So |  | No |  | Tr |  | So |  | No |  | Tr |  | So |  | Urban residential buildings | [5 empty] | Rural residential buildings | [5 empty] | Total
M2 | Improving lifespan of new building | Base | lifespan for new building | [5 empty] | Urban | Rural | Urban | Rural | Urban | Rural | Urban | Rural | Urban | Rural | Urban | Rural | Urban | Rural | Urban | Rural | Urban | Rural | Construction | Transportation | Material | Appliance | Fuel | Total | Construction | Transportation | Material | Appliance | Fuel | Total
M3 | Reinforcing for existing buildings | Base | Rate of reinforcing buildings in demolition buildings |  | 2020 | 2203.2488 | 898.1946 | 357.8951 | 3.8129 | 2.0889 | 4.0199 | 1.2814 | 2.2915 | 0.87181 | 13.072 | 9.831 | 13.5026 | 8.0788 | 7.7314 | 4.0694 | 252.5887 | 106.048 | 268.1845 | 52.5819 | 152.6399 | 44.4644 | [12 empty] | 0
M4 | Improving envelope performance of new buildings; | Base | Space heating and cooling load for new buildings |  | 2021 | 2259.9619 | 913.3126 | 357.9822 | 4.101 | 2.0501 | 4.1845 | 1.3265 | 2.3762 | 0.81674 | 13.9229 | 9.7027 | 13.9893 | 8.1902 | 7.9865 | 3.9165 | 273.2191 | 105.6052 | 280.2681 | 56.437 | 158.8647 | 41.7098 | 1.2108 | 0.068405 | 1.3855 | 1.0912 | 0.77113 | 4.5271 | 0.338 | 0.025605 | 0.44289 | 0.40118 | 0.30934 | 1.517 | 6.0441
M5 | Energy retrofitting for existing buildings | 0 | Rate of energy retrofit in retrofitting buildings |  | 2022 | 2290.6858 | 932.7559 | 353.094 | 4.1922 | 2.0212 | 4.2495 | 1.3509 | 2.423 | 0.75752 | 14.2348 | 9.6246 | 14.2197 | 8.2621 | 8.1518 | 3.7368 | 280.1541 | 105.7425 | 285.4425 | 59.0615 | 162.4509 | 38.7603 | 1.243 | 0.069317 | 1.4291 | 1.1111 | 0.80351 | 4.6561 | 0.33771 | 0.025049 | 0.44731 | 0.43477 | 0.30862 | 1.5535 | 6.2096
M6 | Green energy utilization behaviors | Base | Energy-saving rate by green behaviors or smart control techniques. |  | 2023 | 2321.6236 | 952.1544 | 348.3384 | 4.281 | 1.9895 | 4.3122 | 1.369 | 2.4702 | 0.70339 | 14.5502 | 9.5327 | 14.4587 | 8.3027 | 8.328 | 3.5721 | 287.1302 | 105.8122 | 290.6134 | 61.51 | 166.1464 | 36.0489 | 1.2765 | 0.070246 | 1.4743 | 1.1707 | 0.83704 | 4.8288 | 0.3373 | 0.0245 | 0.45166 | 0.43893 | 0.30777 | 1.5601 | 6.3889
M7 | Utilization of building PV | Base | Ratio of PV area to building rooftop area |  | 2024 | 2352.5216 | 971.3 | 343.7712 | 4.367 | 1.9554 | 4.3722 | 1.3808 | 2.5171 | 0.65387 | 14.8671 | 9.4277 | 14.7041 | 8.3129 | 8.5126 | 3.4202 | 294.1265 | 105.8188 | 295.7616 | 63.7667 | 169.9283 | 33.5575 | 1.3111 | 0.071187 | 1.521 | 1.2156 | 0.87155 | 4.9904 | 0.33673 | 0.023954 | 0.45589 | 0.43598 | 0.30691 | 1.5595 | 6.5498
M8 | Optimal building structure | Base | Share of various building structure |  | 2025 | 2382.976 | 989.8529 | 339.3473 | 4.4531 | 1.9212 | 4.4266 | 1.3867 | 2.5619 | 0.60829 | 15.1997 | 9.3221 | 14.9411 | 8.2956 | 8.6953 | 3.2778 | 301.3007 | 105.8809 | 300.7302 | 65.8299 | 173.6877 | 31.2569 | 1.3466 | 0.072127 | 1.569 | 1.2457 | 0.90669 | 5.14 | 0.33617 | 0.023421 | 0.46024 | 0.43039 | 0.30604 | 1.5563 | 6.6963
M9 | Technique modes of household appliances | Base | Share of appliance a in function f. |  | 2026 | 2412.3732 | 1007.6063 | 335.0286 | 4.534 | 1.8844 | 4.4766 | 1.3867 | 2.6052 | 0.56656 | 15.5224 | 9.2032 | 15.1752 | 8.2508 | 8.8795 | 3.1451 | 308.3751 | 105.86 | 305.58 | 67.6818 | 177.4632 | 29.1483 | 1.3827 | 0.073049 | 1.6179 | 1.285 | 0.9422 | 5.3009 | 0.33539 | 0.022885 | 0.46436 | 0.42757 | 0.30516 | 1.5554 | 6.8563
M10 | Light building structure | Base | Materials intensity unit floor area |  | 2027 | 2440.7149 | 1024.4378 | 330.794 | 4.6115 | 1.8458 | 4.5228 | 1.3806 | 2.6474 | 0.52818 | 15.8437 | 9.075 | 15.409 | 8.1792 | 9.0676 | 3.0199 | 315.4411 | 105.7882 | 310.3397 | 69.2925 | 181.281 | 27.2099 | 1.4199 | 0.073969 | 1.6681 | 1.3314 | 0.97795 | 5.4713 | 0.33438 | 0.022345 | 0.46824 | 0.42556 | 0.30424 | 1.5548 | 7.026
M11 | Improving efficiency in new appliance | Base | Rate of appliance with advanced efficiency in new appliance |  | 2028 | 2467.8224 | 1040.3043 | 326.65 | 4.6845 | 1.8055 | 4.5646 | 1.369 | 2.6882 | 0.49275 | 16.1586 | 8.9379 | 15.6392 | 8.083 | 9.2573 | 2.9006 | 322.4417 | 105.6554 | 314.9761 | 70.6718 | 185.119 | 25.423 | 1.4578 | 0.074878 | 1.7195 | 1.3725 | 1.0139 | 5.6385 | 0.33312 | 0.021799 | 0.47183 | 0.42289 | 0.30331 | 1.553 | 7.1915
E1 | Energy intensity of construction | Base | Energy intensity of construction |  | 2029 | 2493.5174 | 1055.1932 | 322.5735 | 4.752 | 1.7636 | 4.6014 | 1.3522 | 2.727 | 0.45986 | 16.4627 | 8.7925 | 15.8628 | 7.964 | 9.4463 | 2.7856 | 329.3237 | 105.4651 | 319.4548 | 71.8157 | 188.9523 | 23.7693 | 1.4962 | 0.075765 | 1.7719 | 1.4093 | 1.05 | 5.8032 | 0.33161 | 0.021248 | 0.47511 | 0.42117 | 0.30235 | 1.5515 | 7.3547
E2 | Electrification of construction equipment | Base | Electrification of construction equipment |  | 2030 | 2515.5901 | 1068.1724 | 317.4633 | 4.8132 | 1.7202 | 4.6326 | 1.3305 | 2.7634 | 0.42918 | 16.7512 | 8.6392 | 16.076 | 7.8238 | 9.632 | 2.6739 | 336.0253 | 105.209 | 323.7332 | 72.7195 | 192.75 | 22.2323 | 1.535 | 0.076619 | 1.8249 | 1.4475 | 1.0851 | 5.9692 | 0.32982 | 0.020688 | 0.50459 | 0.41944 | 0.30046 | 1.575 | 7.5442
E3-E7 | Emission factor of building material | Base | Emission factor of building material |  | 2031 | 2528.7296 | 1078.3251 | 311.9132 | 4.9415 | 1.7187 | 4.7289 | 1.3372 | 2.8395 | 0.41027 | 17.0189 | 8.4782 | 16.2749 | 7.6648 | 9.8115 | 2.5643 | 341.1015 | 104.0785 | 326.4432 | 72.7816 | 195.685 | 20.6128 | 1.5738 | 0.078567 | 1.8707 | 1.4866 | 1.1183 | 6.128 | 0.32773 | 0.020642 | 0.50353 | 0.41974 | 0.29789 | 1.5695 | 7.6975
E8 | Recycle rate of steel and aluminum | Base | Recycle rate of steel and aluminum |  | 2032 | 2539.3945 | 1086.9208 | 306.246 | 5.0643 | 1.7153 | 4.8201 | 1.3399 | 2.9138 | 0.392 | 17.2606 | 8.3103 | 16.4551 | 7.4893 | 9.9814 | 2.4562 | 345.8917 | 102.9401 | 328.8955 | 72.6627 | 198.5259 | 19.1135 | 1.6123 | 0.080502 | 1.9161 | 1.5247 | 1.1507 | 6.2844 | 0.32536 | 0.020581 | 0.50211 | 0.41964 | 0.29502 | 1.5627 | 7.8471
E9 | Energy intensity for transporting new material | Base | Energy intensity for transporting new material |  | 2033 | 2548.1909 | 1094.5555 | 300.7 | 5.1802 | 1.7097 | 4.9052 | 1.3385 | 2.9855 | 0.3741 | 17.4712 | 8.1348 | 16.6119 | 7.2989 | 10.1384 | 2.3485 | 350.3286 | 101.7708 | 331.0351 | 72.3602 | 201.2321 | 17.7117 | 1.6501 | 0.082407 | 1.9608 | 1.5628 | 1.1832 | 6.4393 | 0.32266 | 0.020502 | 0.50022 | 0.4194 | 0.29214 | 1.5549 | 7.9942
E10 | Energy intensity for transporting wasted material | Base | Energy intensity for transporting wasted material |  | 2034 | 2555.0704 | 1101.3148 | 295.3125 | 5.2877 | 1.702 | 4.9828 | 1.3335 | 3.0535 | 0.35642 | 17.6456 | 7.9521 | 16.7407 | 7.0963 | 10.279 | 2.2406 | 354.3459 | 100.567 | 332.805 | 71.9025 | 203.7604 | 16.3921 | 1.6868 | 0.084264 | 2.0042 | 1.6023 | 1.2158 | 6.5934 | 0.31964 | 0.020404 | 0.49789 | 0.41935 | 0.2893 | 1.5466 | 8.14
E11 | Electrification of transportation equipment | Base | Electrification of transportation equipment |  | 2035 | 2560.0599 | 1107.3695 | 290.1486 | 5.3855 | 1.6918 | 5.0517 | 1.325 | 3.1169 | 0.33884 | 17.7793 | 7.762 | 16.837 | 6.883 | 10.3998 | 2.1321 | 357.8801 | 99.3097 | 334.1469 | 71.2931 | 206.0669 | 15.1421 | 1.722 | 0.086052 | 2.046 | 1.6428 | 1.2488 | 6.7457 | 0.31628 | 0.020286 | 0.49506 | 0.41951 | 0.28659 | 1.5377 | 8.2834
E12 | Proportion of coal in fired boiler | Base | Proportion of coal in fired boiler |  | 2036 | 2561.7276 | 1111.7095 | 284.9591 | 5.4722 | 1.6791 | 5.1108 | 1.3131 | 3.1749 | 0.32126 | 17.8687 | 7.5647 | 16.8967 | 6.661 | 10.4976 | 2.023 | 360.8726 | 97.9959 | 335.0037 | 70.5445 | 208.1073 | 13.9519 | 1.7552 | 0.087754 | 2.0857 | 1.6588 | 1.2807 | 6.8682 | 0.31259 | 0.020148 | 0.49172 | 0.4138 | 0.28368 | 1.5219 | 8.3901
E13 | Average energy conversion rate of fired boiler | Base | Average energy conversion rate of fired boiler |  | 2037 | 2561.1641 | 1115.3399 | 280 | 5.5466 | 1.6638 | 5.1586 | 1.2981 | 3.2265 | 0.30366 | 17.9108 | 7.3605 | 16.916 | 6.4316 | 10.5694 | 1.9132 | 363.2734 | 96.6153 | 335.3224 | 69.6598 | 209.8396 | 12.8147 | 1.7861 | 0.089349 | 2.1229 | 1.6987 | 1.3129 | 7.01 | 0.30855 | 0.019987 | 0.48784 | 0.41473 | 0.28093 | 1.512 | 8.522
E14 | Proportion of non-fossil energy in district heating | Base | Proportion of non-fossil energy in district heating |  | 2038 | 2558.1391 | 1118.1975 | 275.2468 | 5.6078 | 1.6458 | 5.1943 | 1.28 | 3.2708 | 0.28604 | 17.9035 | 7.1494 | 16.892 | 6.1967 | 10.6127 | 1.8032 | 365.0411 | 95.1557 | 335.0544 | 68.6506 | 211.2242 | 11.7265 | 1.8144 | 0.090821 | 2.157 | 1.7386 | 1.3453 | 7.1462 | 0.30417 | 0.019803 | 0.48341 | 0.41605 | 0.27831 | 1.5017 | 8.6479
E15 | Average energy conversion rate of coal power plant | Base | Average energy conversion rate of coal power plant |  | 2039 | 2551.6785 | 1119.5666 | 270.5269 | 5.6549 | 1.6252 | 5.2168 | 1.2593 | 3.3071 | 0.26846 | 17.8459 | 6.9323 | 16.8223 | 5.9581 | 10.6256 | 1.6933 | 366.1457 | 93.6194 | 334.1588 | 67.54 | 212.2261 | 10.6857 | 1.8396 | 0.092153 | 2.1879 | 1.7778 | 1.3769 | 7.2742 | 0.2995 | 0.0196 | 0.47848 | 0.41757 | 0.27557 | 1.4907 | 8.765
E16 | Proportion of coal power plant | Base | Proportion of coal power plant |  | 2040 | 2542.4113 | 1120.0208 | 265.9741 | 5.6875 | 1.6018 | 5.2254 | 1.2362 | 3.3346 | 0.251 | 17.7383 | 6.7097 | 16.7059 | 5.7171 | 10.6065 | 1.5843 | 366.5692 | 92.0012 | 332.6037 | 66.3345 | 212.8159 | 9.6935 | 1.8615 | 0.093331 | 2.215 | 1.8157 | 1.4083 | 7.3939 | 0.29453 | 0.019376 | 0.47307 | 0.41917 | 0.2729 | 1.479 | 8.873
[5 empty] | 2041 | 2527.5018 | 1117.1217 | 261.2446 | 5.7053 | 1.5759 | 5.2195 | 1.2108 | 3.3528 | 0.23379 | 17.582 | 6.4825 | 16.5422 | 5.4748 | 10.5549 | 1.4767 | 366.3069 | 90.2967 | 330.3676 | 65.0291 | 212.971 | 8.7531 | 1.88 | 0.094346 | 2.2383 | 1.8524 | 1.4367 | 7.5018 | 0.28929 | 0.019132 | 0.46715 | 0.42085 | 0.26974 | 1.4662 | 8.968
S1 | Population | Base | Population |  | 2042 | 2510.0526 | 1113.4957 | 256.7446 | 5.7083 | 1.5477 | 5.1989 | 1.1837 | 3.3614 | 0.21698 | 17.3793 | 6.2524 | 16.332 | 5.2337 | 10.4707 | 1.3714 | 365.3665 | 88.5309 | 327.4409 | 63.6713 | 212.6766 | 7.8695 | 1.895 | 0.095191 | 2.2576 | 1.8883 | 1.4651 | 7.6012 | 0.28388 | 0.018875 | 0.46092 | 0.42289 | 0.26673 | 1.4533 | 9.0544
S2 | Household Size | Base | Household Size |  | 2043 | 2489.4174 | 1108.6332 | 252.3205 | 5.6968 | 1.5174 | 5.1636 | 1.1551 | 3.3603 | 0.20075 | 17.1334 | 6.0204 | 16.0771 | 4.9945 | 10.3545 | 1.2691 | 363.768 | 86.6973 | 323.8259 | 62.2548 | 211.9257 | 7.049 | 1.9063 | 0.09586 | 2.2727 | 1.9239 | 1.4926 | 7.6914 | 0.27832 | 0.018605 | 0.45438 | 0.42544 | 0.26361 | 1.4403 | 9.1317
| 采暖(制冷)面积比例 | Base | 采暖(制冷)面积比例 |  | 2044 | 2466.4557 | 1103.1059 | 248.1414 | 5.6715 | 1.4854 | 5.1139 | 1.1253 | 3.3492 | 0.18529 | 16.8485 | 5.7885 | 15.78 | 4.7591 | 10.2078 | 1.1708 | 361.5418 | 84.8246 | 319.5367 | 60.802 | 210.7196 | 6.2987 | 1.914 | 0.096356 | 2.2838 | 1.9594 | 1.5202 | 7.7737 | 0.27269 | 0.01833 | 0.44767 | 0.42848 | 0.26065 | 1.4278 | 9.2015
[5 empty] | 2045 | 2441.4094 | 1096.9942 | 244.2284 | 5.6329 | 1.452 | 5.0501 | 1.0949 | 3.3286 | 0.17078 | 16.529 | 5.5582 | 15.4442 | 4.5291 | 10.0324 | 1.0772 | 358.727 | 82.9245 | 314.5986 | 59.3436 | 209.0674 | 5.6262 | 1.9183 | 0.09668 | 2.2908 | 1.9947 | 1.548 | 7.8484 | 0.2671 | 0.018054 | 0.44095 | 0.43186 | 0.25793 | 1.4159 | 9.2643
[5 empty] | 2046 | 2406.2556 | 1084.501 | 238.2026 | 5.582 | 1.4179 | 4.9732 | 1.0642 | 3.2986 | 0.15741 | 16.1799 | 5.3313 | 15.0739 | 4.3058 | 9.8311 | 0.98892 | 355.3685 | 81.0219 | 309.0466 | 57.887 | 206.985 | 5.039 | 1.9194 | 0.09684 | 2.2939 | 2.0013 | 1.5651 | 7.8765 | 0.26163 | 0.017783 | 0.43434 | 0.43461 | 0.25291 | 1.4013 | 9.2777
[5 empty] | 2047 | 2369.8856 | 1071.8224 | 232.581 | 5.5198 | 1.3832 | 4.8839 | 1.0335 | 3.2598 | 0.14533 | 15.8061 | 5.1095 | 14.6736 | 4.0903 | 9.6065 | 0.90653 | 351.5138 | 79.1351 | 302.9233 | 56.4537 | 204.4939 | 4.544 | 1.9174 | 0.096845 | 2.2934 | 2.0352 | 1.5826 | 7.9254 | 0.25635 | 0.017524 | 0.42797 | 0.43836 | 0.24824 | 1.3884 | 9.3139
[5 empty] | 2048 | 2331.6266 | 1058.2685 | 227.1973 | 5.4473 | 1.3485 | 4.7833 | 1.0034 | 3.2127 | 0.13468 | 15.4127 | 4.8941 | 14.2482 | 3.8842 | 9.3618 | 0.83046 | 347.2095 | 77.2798 | 296.2767 | 55.0667 | 201.6193 | 4.1475 | 1.9127 | 0.096706 | 2.2896 | 2.0658 | 1.599 | 7.9639 | 0.25136 | 0.017282 | 0.42201 | 0.44228 | 0.24363 | 1.3766 | 9.3404
[5 empty] | 2049 | 2292.2356 | 1044.3274 | 222.1459 | 5.3655 | 1.3141 | 4.6726 | 0.97397 | 3.158 | 0.12557 | 15.004 | 4.6863 | 13.8027 | 3.6881 | 9.1003 | 0.76102 | 342.4971 | 75.4756 | 289.1567 | 53.7383 | 198.388 | 3.8543 | 1.9056 | 0.096433 | 2.2826 | 2.0902 | 1.6155 | 7.9904 | 0.24674 | 0.017063 | 0.41659 | 0.44635 | 0.23926 | 1.366 | 9.3564
[5 empty] | 2050 | 2251.6747 | 1029.8453 | 217.3815 | 5.2751 | 1.2803 | 4.5529 | 0.94578 | 3.0963 | 0.11809 | 14.5838 | 4.487 | 13.3416 | 3.5029 | 8.8251 | 0.69833 | 337.4086 | 73.7349 | 281.6117 | 52.4915 | 194.8256 | 3.6683 | 1.8963 | 0.096038 | 2.2728 | 2.1133 | 1.6316 | 8.0101 | 0.24258 | 0.016873 | 0.41183 | 0.45052 | 0.23506 | 1.3569 | 9.3669
[5 empty] | 2051 | 2207.8373 | 1012.7034 | 212.6725 | 5.1768 | 1.2502 | 4.4253 | 0.91774 | 3.0282 | 0.11227 | 14.1552 | 4.3023 | 12.8694 | 3.3267 | 8.5391 | 0.64239 | 331.9612 | 72.2811 | 273.6848 | 51.2438 | 190.9533 | 3.5915 | 1.8851 | 0.095528 | 2.2603 | 2.1393 | 1.6441 | 8.0243 | 0.23907 | 0.016729 | 0.40819 | 0.45479 | 0.2305 | 1.3493 | 9.3736
[5 empty] | 2052 | 2163.1072 | 995.1852 | 208.2781 | 5.0708 | 1.2185 | 4.2907 | 0.89235 | 2.9542 | 0.10811 | 13.7203 | 4.1221 | 12.3896 | 3.1642 | 8.2448 | 0.59305 | 326.151 | 70.7266 | 265.4091 | 50.1795 | 186.784 | 3.625 | 1.8722 | 0.094909 | 2.2453 | 2.1644 | 1.6563 | 8.0331 | 0.23601 | 0.016611 | 0.40514 | 0.45904 | 0.22618 | 1.343 | 9.376
[5 empty] | 2053 | 2117.5166 | 977.2669 | 204.1837 | 4.9572 | 1.1877 | 4.1499 | 0.86838 | 2.8746 | 0.10558 | 13.2797 | 3.9506 | 11.9052 | 3.0126 | 7.9441 | 0.55003 | 319.9455 | 69.2425 | 256.8025 | 49.2048 | 182.3171 | 3.7681 | 1.8575 | 0.094178 | 2.2277 | 2.1867 | 1.6682 | 8.0344 | 0.2335 | 0.01653 | 0.40293 | 0.46334 | 0.22208 | 1.3384 | 9.3728
[5 empty] | 2054 | 2070.514 | 958.5558 | 200.285 | 4.8352 | 1.1581 | 4.0032 | 0.84607 | 2.7895 | 0.10463 | 12.833 | 3.7881 | 11.4181 | 2.8719 | 7.6381 | 0.51296 | 313.2714 | 67.8511 | 247.8609 | 48.3402 | 177.5315 | 4.0193 | 1.8411 | 0.093324 | 2.2072 | 2.2081 | 1.6789 | 8.0286 | 0.23162 | 0.016491 | 0.40171 | 0.46773 | 0.21798 | 1.3355 | 9.3642
[5 empty] | 2055 | 2022.2649 | 939.4246 | 196.6667 | 4.7034 | 1.1289 | 3.8507 | 0.82517 | 2.6985 | 0.10516 | 12.378 | 3.6328 | 10.9289 | 2.741 | 7.3272 | 0.48139 | 305.9961 | 66.5057 | 238.5486 | 47.5709 | 172.375 | 4.3762 | 1.8224 | 0.09232 | 2.1832 | 2.229 | 1.6893 | 8.0163 | 0.2303 | 0.016489 | 0.40133 | 0.47216 | 0.21412 | 1.3344 | 9.3507
[5 empty] | 2056 | 1972.2882 | 919.8614 | 193.3202 | 4.5594 | 1.0999 | 3.6918 | 0.80544 | 2.6008 | 0.10708 | 11.9103 | 3.4836 | 10.4371 | 2.6188 | 7.0101 | 0.45481 | 297.8917 | 65.1904 | 228.7821 | 46.8827 | 166.7444 | 4.8363 | 1.8007 | 0.091117 | 2.1545 | 2.2486 | 1.6994 | 7.9943 | 0.2295 | 0.01652 | 0.40174 | 0.47661 | 0.21053 | 1.3349 | 9.3292
[5 empty] | 2057 | 1919.1887 | 899.4717 | 190.1595 | 4.3985 | 1.0703 | 3.5249 | 0.78596 | 2.4942 | 0.11029 | 11.4218 | 3.3383 | 9.9401 | 2.503 | 6.6839 | 0.4327 | 288.5582 | 63.8431 | 218.3991 | 46.2104 | 160.4451 | 5.3978 | 1.7745 | 0.089623 | 2.119 | 2.2661 | 1.7081 | 7.9572 | 0.22905 | 0.016572 | 0.40258 | 0.48105 | 0.20702 | 1.3363 | 9.2934
[5 empty] | 2058 | 1861.613 | 878.5196 | 187.2368 | 4.2121 | 1.0387 | 3.3466 | 0.76628 | 2.3744 | 0.11469 | 10.8978 | 3.1938 | 9.4322 | 2.3919 | 6.3416 | 0.41459 | 277.2241 | 62.3526 | 207.0824 | 45.5239 | 153.0873 | 6.0615 | 1.7406 | 0.08766 | 2.0723 | 2.2813 | 1.7163 | 7.8981 | 0.22876 | 0.016627 | 0.40346 | 0.48545 | 0.20379 | 1.3381 | 9.2362
[5 empty] | 2059 | 1795.2745 | 856.7163 | 184.4988 | 3.9789 | 1.0028 | 3.1491 | 0.74454 | 2.2309 | 0.1203 | 10.3038 | 3.0458 | 8.9004 | 2.2819 | 5.9662 | 0.40012 | 262.0366 | 60.5368 | 194.1197 | 44.6783 | 143.7271 | 6.8363 | 1.6919 | 0.084808 | 2.0046 | 2.2931 | 1.7233 | 7.7978 | 0.2282 | 0.016649 | 0.40345 | 0.48973 | 0.2008 | 1.3388 | 9.1367
[5 empty] | 2060 | 1700.563 | 833.2996 | 181.856 | 3.5889 | 0.95303 | 2.9007 | 0.71431 | 2.0101 | 0.12752 | 9.462 | 2.8781 | 8.2933 | 2.1616 | 5.4716 | 0.38966 | 233.5129 | 57.579 | 176.7254 | 43.1302 | 127.7414 | 7.768 | 1.5942 | 0.079074 | 1.8686 | 2.2959 | 1.7278 | 7.5656 | 0.22562 | 0.016482 | 0.39874 | 0.49339 | 0.19794 | 1.3322 | 8.8978
[5 empty] | Peak time | 2036 | 2040 | 2021 | 2042 | 2020 | 2040 | 2025 | 2042 | 2020 | 2037 | 2020 | 2037 | 2024 | 2039 | 2020 | 2040 | 2020 | 2037 | 2031 | 2041 | 2020 | [10 empty] | NPV (IRR=6%) 2060 |  | 109.7401
[5 empty] | Peak Value | 2561.7276 | 1120.0208 | 357.9822 | 5.7083 | 2.0889 | 5.2254 | 1.3867 | 3.3614 | 0.87181 | 17.9108 | 9.831 | 16.916 | 8.3129 | 10.6256 | 4.0694 | 366.5692 | 106.048 | 335.3224 | 72.7816 | 212.971 | 44.4644 | [10 empty] | NPV (IRR=6%) 2030 |  | 46.5742
|  | Aluminium | Glass | Brick
|  | 0.2 | 0.2 | 0.2
[7 empty] | 2080.0695 | #REF!
[7 empty] | 2134.2558 | #REF!
[7 empty] | 2162.9984 | #REF!
[7 empty] | 2192.105 | #REF!
[7 empty] | 2221.2618 | #REF!
[7 empty] | 2250.0366 | #REF!
[7 empty] | 2277.8085 | #REF!
[7 empty] | 2304.5666 | #REF!
[7 empty] | 2330.1275 | #REF!
[7 empty] | 2354.3092 | #REF!
[7 empty] | 2363.2452 | #REF!
[7 empty] | 2363.4187 | #REF!
[7 empty] | 2361.1186 | #REF!
2356.9624
2350.9249
2343.0629
2331.9947
2318.8518
2303.4468
2284.8493
2260.7279
2231.6521
2200.421
2166.4348
2130.5948
2093.1813
2047.0212
2000.2965
1952.3507
1903.9539
1855.0269
1804.0956
1753.0029
1701.7892
1649.9135
1597.5599
1544.2756
1488.7153
1429.6155
1362.8827
1269.9663

## Scenarios
| Scenario | Household size (person/household) | [5 empty] | Population (10E4 persons) | [5 empty] | M1: Per capita floor area (m2/person) | [5 empty] | M3: Reinforcing rate for existing buildings | M2: lifespan of new building | [5 empty] | Material production | M8: share of steel structure |  | M8: share of brick-concrete structure |  | M10: share of Light building structure | E8: Recycle rate of steel and aluminum | E8: Recycle rate of cement | E3-E7: emission factor of material |  |  |  |  | Contruction | E1: Energy intensity (kgce/m2) | E2: Electrification rate of construction equipment | Share of hydrogen | Energy generation (Heating) | Fired-boiler structure |  | E13: Average energy conversion rate of fired boiler | E14: Proportion of non-fossil energy in district heating | M6: Rate of meter charge | Energy generation (Electricity) | E16: Average energy conversion rate of coal power plant | E15: Proportion of coal power plant | Transportation | E9: Energy intensity (kgce/t) for new material |  |  |  |  | E9: Energy intensity (kgce/t) for waste |  |  |  |  | Share of hydrogen | E11: Electrification of transportation equipment | Building operation | M4: Space heating load for new buildings（w/m2) | [5 empty] | M4: Space COOLING load for new buildings（w/m2) | [5 empty] | Individual Heating | [5 empty] | Cooling | [11 empty] | Lighting |  | Computer |  | Wash Machine |  | TV |  | Hot water | [5 empty] | Cooking |  | rice-cooker |  | Macrowave |  | Roof-PV |  | 高效比率
|  | Urban |  |  | Rural |  |  | Urban |  |  | Rural |  |  | Urban |  |  | Rural |  |  |  | Urban |  |  | Rural | [42 empty] | No |  | Tr |  | So |  | No |  | Tr |  | So |  | RR-NO |  | UR-TR |  | RR-TR |  | UR-NO |  | RR-NO |  | UR-TR |  | RR-TR |  | UR-SO |  | RR-SO |  | Urban | Rural | Urban | Rural | Urban | Rural | Urban | Rural | Urban |  |  | Rural |  |  | Urban | Rural | Urban | Rural | Urban | Rural | Urban | Rural
|  | No | Tr | So | No | Tr | So | No | Tr | So | No | Tr | So | No | Tr | So | No | Tr | So |  | No | Tr | So | No | Tr | So |  | Urban | Rural | Urban | Rural |  |  |  | Steel | Cement | Aluminum | Glass | Brick | [5 empty] | E12: Coal | Gas | [7 empty] | Steel | Cement | Aluminum | Glass | Brick | Steel | Cement | Aluminum | Glass | Brick |  |  |  | Urban | Rural | Urban | Rural | Urban | Rural | Urban | Rural | Urban | Rural | Urban | Rural | M6: Daily Heating time (h) | Heating penetrate rate | M6: Daily Heating time (h) | Heating penetrate rate | M6: Daily Heating time (h) | Heating penetrate rate | M6: Daily Utilization time (h) | Cooling penetrate rate | M6: Daily Utilization time (h) | Cooling penetrate rate | M6: Daily Utilization time (h) | Cooling penetrate rate | M6: Daily Utilization time (h) | Cooling penetrate rate | M6: Daily Utilization time (h) | Cooling penetrate rate | M6: Daily Utilization time (h) | Cooling penetrate rate | M6: Daily Utilization time (h) | M6: Daily Utilization time (h) | M6: Daily Utilization time (h) | M6: Daily Utilization time (h) | M6: Daily Utilization frequency (times) | M6: Daily Utilization frequency (times) | M6: Daily Utilization time (h) | M6: Daily Utilization time (h) | M6: Daily Utilization frequency (times) | M6: Hot water consumption intensity (kg/time) |  | M6: Daily Utilization frequency (times) | M6: Hot water consumption intensity (kg/time) |  | M6: Daily Utilization frequency (times) | M6: Daily Utilization frequency (times) | M6: Daily Utilization frequency (times) | M6: Daily Utilization frequency (times) | M6: Daily Utilization frequency (times) | M6: Daily Utilization frequency (times) | M7: Ratio of PV area to building rooftop area | M7: Ratio of PV area to building rooftop area
2005 | Base | 2.9454 | 2.9257 | 3.1628 | 3.9735 | 3.906 | 4.5554 | 23517.4088 | 20831.772 | 11517.3292 | 30441.5912 | 27114.228 | 14901.6708 | 23.1907 | 27.7224 | 32.0966 | 25.2374 | 32.5395 | 33.1743 | 0 | 30 | 30 | 30 | 30 | 30 | 30 |  | 0 | 0 | 0.15 | 0.25 | 0 | 0 | 0 | 2.38 | 0.735 | 8.58 | 1.13 | 0.292 |  | 7.4506 | 0.37392 | 0 |  | 96.57% | 3.434% | 73.99% | 0% | 0 |  | 40.56% | 81.88% |  | 15.7456 | 1.2596 | 15.7456 | 15.7456 | 15.7456 | 0.31491 | 0.31491 | 0.31491 | 0.31491 | 0.31491 | 0 | 0% |  | 32.5683 | 25.9245 | 25.601 | 37.9848 | 1 | 1 | 72.9469 | 72.9469 | 71.0791 | 85.1311 | 71.079 | 83.2 | 10.9647 | 0.5 | 6.2539 | 0.6 | 6.2539 | 0.35 | 3.4398 | 32.42% | 3.6111 | 3.948% | 4.2755 | 57.71% | 3.9323 | 50% | 5.3592 | 38.61% | 5.84 | 26.06% | 3.4758 | 2.8249 |  |  | 0.56272 | 0.42076 | 3.65 | 3.48 | 0.42857 | 30.7102 | 13.1615 | 0.28571 | 27.6758 | 7.9074 | 2.3708 | 2.509 | 1.6601 | 1.5117 | 1.024 | 0.86957 | 0% | 0% | 0%
2006 | Base | 2.9265 | 2.9037 | 3.1606 | 3.9346 | 3.886 | 4.552 | 24264.9078 | 21588.1724 | 12069.9066 | 30045.0922 | 26564.8276 | 14685.0934 | 24.837 | 28.5158 | 32.2882 | 25.9776 | 33.6572 | 34.2119 | 0 | 30 | 30 | 30 | 30 | 30 | 30 |  | 0.0038462 | 0 | 0.15 | 0.25 | 0 | 0 | 0 | 2.38 | 0.735 | 8.58 | 1.13 | 0.292 |  | 7.2164 | 0.38854 | 0 |  | 97.48% | 2.52% | 75.51% | 0% | 0 |  | 40.56% | 82.69% |  | 15.7456 | 1.2596 | 15.7456 | 15.7456 | 15.7456 | 0.31491 | 0.31491 | 0.31491 | 0.31491 | 0.31491 | 0 | 0% |  | 32.5683 | 25.9245 | 25.601 | 37.9848 | 1 | 1 | 72.9469 | 72.9469 | 71.0791 | 85.1311 | 71.079 | 83.2 | 10.9647 | 0.5 | 6.2539 | 0.6 | 6.2539 | 0.35 | 3.4398 | 35.46% | 3.6111 | 4.576% | 4.2755 | 61.19% | 3.9323 | 50% | 5.3592 | 38.61% | 5.84 | 29.38% | 3.4758 | 2.8249 |  |  | 0.56272 | 0.42076 | 3.65 | 3.48 | 0.42857 | 30.7102 | 13.1615 | 0.28571 | 27.6758 | 7.9074 | 2.3708 | 2.509 | 1.6601 | 1.5117 | 1.024 | 0.86957 | 0% | 0% | 0%
2007 | Base | 2.8929 | 2.872 | 3.1185 | 3.9038 | 3.8542 | 4.5408 | 25008.5006 | 22343.9149 | 12437.232 | 29596.4994 | 26081.0851 | 14593.768 | 26.4125 | 28.7782 | 32.55 | 26.889 | 34.5141 | 35.1529 | 0 | 30 | 30 | 30 | 30 | 30 | 30 |  | 0.0076923 | 0 | 0.15 | 0.25 | 0 | 0 | 0 | 2.38 | 0.735 | 8.58 | 1.13 | 0.292 |  | 6.9821 | 0.41162 | 0 |  | 96.39% | 3.61% | 74.86% | 0% | 0 |  | 40.56% | 82.98% |  | 15.7456 | 1.2596 | 15.7456 | 15.7456 | 15.7456 | 0.31491 | 0.31491 | 0.31491 | 0.31491 | 0.31491 | 0 | 0% |  | 32.5683 | 25.9245 | 25.601 | 37.9848 | 1 | 1 | 72.9469 | 72.9469 | 71.0791 | 85.1311 | 71.079 | 83.2 | 10.9647 | 0.5 | 6.2539 | 0.6 | 6.2539 | 0.35 | 3.4398 | 35.15% | 3.6111 | 5.576% | 4.2755 | 64.35% | 3.9323 | 50% | 5.3592 | 40.49% | 5.84 | 31.17% | 3.4758 | 2.8249 |  |  | 0.56272 | 0.42076 | 3.65 | 3.48 | 0.42857 | 30.7102 | 13.1615 | 0.28571 | 27.6758 | 7.9074 | 2.3708 | 2.509 | 1.6601 | 1.5117 | 1.024 | 0.86957 | 0% | 0% | 0%
2008 | Base | 2.8776 | 2.8783 | 3.1482 | 3.8796 | 3.8456 | 4.5277 | 25857.3886 | 23151.6891 | 12878.7463 | 29149.6114 | 25566.3109 | 14462.2537 | 27.5448 | 28.8226 | 32.4275 | 27.9429 | 35.4476 | 36.2883 | 0 | 30 | 30 | 30 | 30 | 30 | 30 |  | 0.011538 | 0 | 0.15 | 0.25 | 0 | 0 | 0 | 2.38 | 0.735 | 8.58 | 1.13 | 0.292 |  | 5.717 | 0.46379 | 0 |  | 95.95% | 4.052% | 73.32% | 0% | 0 |  | 40.56% | 80.48% |  | 15.7456 | 1.2596 | 15.7456 | 15.7456 | 15.7456 | 0.31491 | 0.31491 | 0.31491 | 0.31491 | 0.31491 | 0 | 0% |  | 32.5683 | 25.9245 | 25.601 | 37.9848 | 1 | 1 | 72.9469 | 72.9469 | 71.0791 | 85.1311 | 71.079 | 83.2 | 10.9647 | 0.5 | 6.2539 | 0.6 | 6.2539 | 0.35 | 3.4398 | 35.16% | 3.6111 | 6.402% | 4.2755 | 68.48% | 3.9323 | 50% | 5.3592 | 41.58% | 5.84 | 32.37% | 3.4758 | 2.8249 |  |  | 0.56272 | 0.42076 | 3.65 | 3.48 | 0.42857 | 30.7102 | 13.1615 | 0.28571 | 27.6758 | 7.9074 | 2.3708 | 2.509 | 1.6601 | 1.5117 | 1.024 | 0.86957 | 0% | 0% | 0%
2009 | Base | 2.8587 | 2.848 | 3.1275 | 3.8279 | 3.8169 | 4.5062 | 26556.9986 | 23891.2577 | 13246.1285 | 28832.0014 | 25137.7423 | 14377.8715 | 28.3203 | 28.927 | 32.5252 | 29.0742 | 36.6187 | 37.3365 | 0 | 30 | 30 | 30 | 30 | 30 | 30 |  | 0.015385 | 0 | 0.15 | 0.25 | 0 | 0 | 0 | 2.38 | 0.735 | 8.58 | 1.13 | 0.292 |  | 6.0918 | 0.47066 | 0 |  | 95.39% | 4.612% | 74.35% | 0% | 0 |  | 40.56% | 80.3% |  | 15.7456 | 1.2596 | 15.7456 | 15.7456 | 15.7456 | 0.31491 | 0.31491 | 0.31491 | 0.31491 | 0.31491 | 0 | 0% |  | 32.5683 | 25.9245 | 25.601 | 37.9848 | 1 | 1 | 72.9469 | 72.9469 | 71.0791 | 85.1311 | 71.079 | 83.2 | 10.9647 | 0.5 | 6.2539 | 0.6 | 6.2539 | 0.35 | 3.4398 | 36.5% | 3.6111 | 8.048% | 4.2755 | 73.44% | 3.9323 | 50% | 5.3592 | 42.25% | 5.84 | 33.25% | 3.4758 | 2.8249 |  |  | 0.56272 | 0.42076 | 3.65 | 3.48 | 0.42857 | 30.7102 | 13.1615 | 0.28571 | 27.6758 | 7.9074 | 2.3708 | 2.509 | 1.6601 | 1.5117 | 1.024 | 0.86957 | 0% | 0% | 0%
2010 | Base | 2.842 | 2.8358 | 3.1261 | 3.792 | 3.7965 | 4.4105 | 27841.0521 | 25161.8575 | 14068.4627 | 28283.9479 | 24104.1425 | 13625.5373 | 28.1433 | 28.6577 | 31.5412 | 30.473 | 38.0595 | 40.1322 | 0 | 30 | 30 | 30 | 30 | 30 | 30 |  | 0.019231 | 0 | 0.15 | 0.25 | 0 | 0 | 0 | 2.38 | 0.735 | 8.58 | 1.13 | 0.292 |  | 5.8575 | 0.45642 | 0 |  | 95.92% | 4.077% | 73.73% | 0% | 0 |  | 40.56% | 79.2% |  | 15.7456 | 1.2596 | 15.7456 | 15.7456 | 15.7456 | 0.31491 | 0.31491 | 0.31491 | 0.31491 | 0.31491 | 0 | 0% |  | 21.9171 | 32.5683 | 25.1856 | 25.601 | 1 | 1 | 62.1101 | 72.9469 | 63.9968 | 71.0791 | 71.079 | 83.2 | 10.9647 | 0.5 | 6.2539 | 0.6 | 6.2539 | 0.35 | 3.4398 | 39.84% | 3.6111 | 9.876% | 4.2755 | 78.32% | 3.9323 | 50% | 5.3592 | 45.51% | 5.84 | 34.47% | 3.4758 | 2.8249 |  |  | 0.56272 | 0.42076 | 3.65 | 3.48 | 0.42857 | 30.7102 | 13.1615 | 0.28571 | 27.6758 | 7.9074 | 2.3708 | 2.509 | 1.6601 | 1.5117 | 1.024 | 0.86957 | 0% | 0% | 0%
2011 | Base | 2.812 | 2.8414 | 3.1167 | 3.7186 | 3.7148 | 4.2897 | 28739.4943 | 26206.2332 | 14683.7156 | 27659.5057 | 23537.7668 | 13551.2844 | 28.7196 | 28.7627 | 31.1681 | 32.027 | 39.3702 | 41.0702 | 0 | 30 | 30 | 30 | 30 | 30 | 30 |  | 0.023077 | 0 | 0.15 | 0.25 | 0 | 0 | 0 | 2.38 | 0.735 | 8.58 | 1.13 | 0.292 |  | 6.0918 | 0.47318 | 0 |  | 95.97% | 4.035% | 74.32% | 0% | 0 |  | 40.56% | 81.34% |  | 15.7456 | 1.2596 | 15.7456 | 15.7456 | 15.7456 | 0.31491 | 0.31491 | 0.31491 | 0.31491 | 0.31491 | 0 | 0% |  | 21.9171 | 32.5683 | 25.1856 | 25.601 | 1 | 1 | 62.1101 | 72.9469 | 63.9968 | 71.0791 | 71.079 | 83.2 | 10.9647 | 0.5 | 6.2539 | 0.6 | 6.2539 | 0.35 | 3.4398 | 42.41% | 3.6111 | 13.95% | 4.2755 | 86% | 3.9323 | 50% | 5.3592 | 47.4% | 5.84 | 36.38% | 3.4758 | 2.8249 |  |  | 0.56272 | 0.42076 | 3.65 | 3.48 | 0.42857 | 30.7102 | 13.1615 | 0.28571 | 27.6758 | 7.9074 | 2.3708 | 2.509 | 1.6601 | 1.5117 | 1.024 | 0.86957 | 0% | 0% | 0%
2012 | Base | 2.806 | 2.828 | 3.0998 | 3.6615 | 3.6835 | 4.1552 | 29554.693 | 27036.6808 | 15281.3726 | 27032.307 | 23051.3192 | 13422.6274 | 29.1269 | 29.0639 | 31.5223 | 33.599 | 40.4078 | 42.0386 | 0 | 30 | 30 | 30 | 30 | 30 | 30 |  | 0.026923 | 0 | 0.15 | 0.25 | 0 | 0 | 0 | 2.38 | 0.735 | 8.58 | 1.13 | 0.292 |  | 5.3421 | 0.48786 | 0 |  | 95.54% | 4.458% | 74.45% | 0% | 0 |  | 40.56% | 78.05% |  | 15.7456 | 1.2596 | 15.7456 | 15.7456 | 15.7456 | 0.31491 | 0.31491 | 0.31491 | 0.31491 | 0.31491 | 0 | 0% |  | 21.9171 | 32.5683 | 25.1856 | 25.601 | 1 | 1 | 62.1101 | 72.9469 | 63.9968 | 71.0791 | 56.2294 | 71.079 | 10.9647 | 0.5 | 6.2539 | 0.6 | 6.2539 | 0.35 | 3.4398 | 43.52% | 3.6111 | 14.97% | 4.2755 | 89.25% | 3.9323 | 50% | 5.3592 | 48.28% | 5.84 | 38.42% | 3.4758 | 2.8249 |  |  | 0.56272 | 0.42076 | 3.65 | 3.48 | 0.42857 | 30.7102 | 13.1615 | 0.28571 | 27.6758 | 7.9074 | 2.3708 | 2.509 | 1.6601 | 1.5117 | 1.024 | 0.86957 | 0% | 0% | 0%
2013 | Base | 2.8178 | 2.9051 | 2.8179 | 3.4895 | 3.3994 | 3.9948 | 30382.5819 | 27933.0005 | 15883.0538 | 26311.4181 | 22472.9995 | 13195.9462 | 29.4911 | 29.5692 | 32.386 | 34.5829 | 42.2695 | 43.3775 | 0 | 30 | 30 | 30 | 30 | 30 | 30 |  | 0.030769 | 0 | 0.15 | 0.25 | 0 | 0 | 0 | 2.38 | 0.735 | 8.58 | 1.13 | 0.292 |  | 5.2484 | 0.48867 | 0 |  | 94.83% | 5.17% | 74.9% | 0% | 0 |  | 40.56% | 78.19% |  | 15.7456 | 1.2596 | 15.7456 | 15.7456 | 15.7456 | 0.31491 | 0.31491 | 0.31491 | 0.31491 | 0.31491 | 0 | 0% |  | 21.9171 | 32.5683 | 25.1856 | 25.601 | 1 | 1 | 62.1101 | 72.9469 | 63.9968 | 71.0791 | 56.2294 | 71.079 | 10.9647 | 0.5 | 6.2539 | 0.6 | 6.2539 | 0.35 | 3.4398 | 42.32% | 3.6111 | 17.19% | 4.2755 | 85.26% | 3.9323 | 50% | 5.3592 | 56.53% | 5.84 | 46.03% | 3.4758 | 2.8249 |  |  | 0.56272 | 0.42076 | 3.65 | 3.48 | 0.42857 | 30.7102 | 13.1615 | 0.28571 | 27.6758 | 7.9074 | 2.3708 | 2.509 | 1.6601 | 1.5117 | 1.024 | 0.86957 | 0% | 0% | 0%
2014 | Base | 2.856 | 2.9169 | 2.8773 | 3.3771 | 3.1684 | 3.872 | 31208.7625 | 28774.2144 | 16445.2294 | 25689.2375 | 21949.7856 | 13024.7706 | 29.8546 | 30.4875 | 33.0822 | 35.4234 | 43.6163 | 44.5455 | 0 | 30 | 30 | 30 | 30 | 30 | 30 |  | 0.034615 | 0 | 0.15 | 0.25 | 0 | 0 | 0 | 2.38 | 0.735 | 8.58 | 1.13 | 0.292 |  | 5.4827 | 0.49542 | 0 |  | 93.87% | 6.132% | 75.4% | 0% | 0 |  | 40.56% | 75.56% |  | 15.7456 | 1.2596 | 15.7456 | 15.7456 | 15.7456 | 0.31491 | 0.31491 | 0.31491 | 0.31491 | 0.31491 | 0 | 0% |  | 21.9171 | 32.5683 | 25.1856 | 25.601 | 1 | 1 | 62.1101 | 72.9469 | 63.9968 | 71.0791 | 56.2294 | 71.079 | 10.9647 | 0.5 | 6.2539 | 0.6 | 6.2539 | 0.35 | 3.4398 | 42.83% | 3.6111 | 19.79% | 4.2755 | 84.84% | 3.9323 | 50% | 5.3592 | 55.51% | 5.84 | 46.28% | 3.4758 | 2.8249 |  |  | 0.56272 | 0.42076 | 3.65 | 3.48 | 0.42857 | 30.7102 | 13.1615 | 0.28571 | 27.6758 | 7.9074 | 2.3708 | 2.509 | 1.6601 | 1.5117 | 1.024 | 0.86957 | 0% | 0% | 0%
2015 | Base | 2.8444 | 2.935 | 2.9662 | 3.3157 | 3.1282 | 3.7457 | 32213.0374 | 29714.7013 | 17058.5437 | 24779.9626 | 21270.2987 | 12730.4563 | 30.3012 | 31.3151 | 33.9555 | 36.8167 | 45.423 | 46.0366 | 0 | 30 | 30 | 30 | 30 | 30 | 30 |  | 0.038462 | 0 | 0.15 | 0.25 | 0 | 0 | 0 | 2.38 | 0.735 | 8.58 | 1.13 | 0.292 |  | 5.2484 | 0.4704 | 0 |  | 93.44% | 6.564% | 76.1% | 0% | 0 |  | 40.56% | 73.68% |  | 15.7456 | 1.2596 | 15.7456 | 15.7456 | 15.7456 | 0.31491 | 0.31491 | 0.31491 | 0.31491 | 0.31491 | 0 | 0% |  | 21.9171 | 32.5683 | 25.1856 | 25.601 | 1 | 1 | 62.1101 | 72.9469 | 63.9968 | 71.0791 | 56.2294 | 71.079 | 10.9647 | 0.5 | 6.2539 | 0.6 | 6.2539 | 0.35 | 3.4398 | 44.15% | 3.6111 | 21.1% | 4.2755 | 84.93% | 3.9323 | 50% | 5.3592 | 54.29% | 5.84 | 46.54% | 3.4758 | 2.8249 |  |  | 0.56272 | 0.42076 | 3.65 | 3.48 | 0.42857 | 30.7102 | 13.1615 | 0.28571 | 27.6758 | 7.9074 | 2.3708 | 2.509 | 1.6601 | 1.5117 | 1.024 | 0.86957 | 0% | 0% | 0%
2016 | Base | 2.8449 | 2.9537 | 3.0087 | 3.2897 | 3.1118 | 3.6308 | 33195.794 | 30719.8492 | 17673.5278 | 23974.206 | 20600.1508 | 12499.4722 | 30.7459 | 32.3121 | 35.258 | 37.8279 | 46.6331 | 47.321 | 0 | 30 | 30 | 30 | 30 | 30 | 30 |  | 0.042308 | 0 | 0.15 | 0.25 | 0 | 0 | 0 | 2.38 | 0.735 | 8.58 | 1.13 | 0.292 |  | 5.2484 | 0.47917 | 0 |  | 92.99% | 7.011% | 76.4% | 0% | 0 |  | 40.56% | 72.24% |  | 15.7456 | 1.2596 | 15.7456 | 15.7456 | 15.7456 | 0.31491 | 0.31491 | 0.31491 | 0.31491 | 0.31491 | 0 | 0% |  | 21.9171 | 32.5683 | 25.1856 | 25.601 | 1 | 1 | 62.1101 | 72.9469 | 63.9968 | 71.0791 | 56.2294 | 71.079 | 10.9647 | 0.5 | 6.2539 | 0.6 | 6.2539 | 0.35 | 3.4398 | 47.9% | 3.6111 | 23.45% | 4.2755 | 88.5% | 3.9323 | 50% | 5.3592 | 54.46% | 5.84 | 47.4% | 3.4758 | 2.8249 |  |  | 0.56272 | 0.42076 | 3.65 | 3.48 | 0.42857 | 30.7102 | 13.1615 | 0.28571 | 27.6758 | 7.9074 | 2.3708 | 2.509 | 1.6601 | 1.5117 | 1.024 | 0.86957 | 0% | 0% | 0%
2017 | Base | 2.8243 | 2.9468 | 3.0406 | 3.2426 | 3.0865 | 3.5806 | 34043.246 | 31655.0907 | 18297.803 | 23208.754 | 19941.9093 | 12283.197 | 31.0934 | 33.455 | 36.5961 | 38.6482 | 47.507 | 48.5018 | 0 | 30 | 30 | 30 | 30 | 30 | 30 |  | 0.046154 | 0 | 0.15 | 0.25 | 0 | 0 | 0 | 2.38 | 0.735 | 8.58 | 1.13 | 0.292 |  | 5.2484 | 0.49207 | 0 |  | 92% | 8% | 77.12% | 0% | 0 |  | 40.56% | 71.79% |  | 15.7456 | 1.2596 | 15.7456 | 15.7456 | 15.7456 | 0.31491 | 0.31491 | 0.31491 | 0.31491 | 0.31491 | 0 | 0% |  | 21.9171 | 32.5683 | 25.1856 | 25.601 | 1 | 1 | 62.1101 | 72.9469 | 63.9968 | 71.0791 | 56.2294 | 71.079 | 10.9647 | 0.5 | 6.2539 | 0.6 | 6.2539 | 0.35 | 3.4398 | 49.85% | 3.6111 | 24.42% | 4.2755 | 89.25% | 3.9323 | 50% | 5.3592 | 53.94% | 5.84 | 48.88% | 3.4758 | 2.8249 |  |  | 0.56272 | 0.42076 | 3.65 | 3.48 | 0.42857 | 30.7102 | 13.1615 | 0.28571 | 27.6758 | 7.9074 | 2.3708 | 2.509 | 1.6601 | 1.5117 | 1.024 | 0.86957 | 0% | 0% | 0%
2018 | Base | 2.8589 | 3.0036 | 3.044 | 3.2178 | 3.1147 | 3.4858 | 34726.9658 | 32469.6285 | 18884.672 | 22504.0342 | 19349.3715 | 12021.328 | 31.3697 | 34.6395 | 37.8007 | 39.2504 | 48.0513 | 49.7642 | 0 | 30 | 30 | 30 | 30 | 30 | 30 |  | 0.05 | 0 | 0.15 | 0.25 | 0 | 0 | 0 | 2.38 | 0.735 | 8.58 | 1.13 | 0.292 |  | 5.2484 | 0.52471 | 0 |  | 90.5% | 9.5% | 77.78% | 0% | 0 |  | 40.56% | 71.12% |  | 15.7456 | 1.2596 | 15.7456 | 15.7456 | 15.7456 | 0.31491 | 0.31491 | 0.31491 | 0.31491 | 0.31491 | 0 | 0% |  | 18.6657 | 21.9171 | 25.1856 | 25.601 | 1 | 1 | 55.4834 | 62.1101 | 63.9968 | 71.0791 | 56.2294 | 71.079 | 10.9647 | 0.5 | 6.2539 | 0.6 | 6.2539 | 0.35 | 3.4398 | 53.54% | 3.6111 | 28.01% | 4.2755 | 92.42% | 3.9323 | 50% | 5.3592 | 55.68% | 5.84 | 52.28% | 3.4758 | 2.8249 |  |  | 0.56272 | 0.42076 | 3.65 | 3.48 | 0.42857 | 30.7102 | 13.1615 | 0.28571 | 27.6758 | 7.9074 | 2.3708 | 2.509 | 1.6601 | 1.5117 | 1.024 | 0.86957 | 0% | 0% | 0%
2019 | Base | 2.8422 | 3.0072 | 3.0599 | 3.1601 | 3.0975 | 3.4704 | 35374.8937 | 33333.466 | 19386.4897 | 21865.1063 | 18705.534 | 11778.5103 | 32.2426 | 34.9829 | 38.1619 | 40.5549 | 48.8272 | 50.6785 | 0 | 30 | 30 | 30 | 30 | 30 | 30 |  | 0.052381 | 0.0035714 | 0.1375 | 0.22917 | 0 | 0 | 0 | 2.38 | 0.735 | 8.58 | 1.13 | 0.292 |  | 5.2484 | 0.55424 | 0 |  | 89.38% | 10.62% | 79.84% | 0% | 0 |  | 40.56% | 69.57% |  | 15.7456 | 1.2596 | 15.7456 | 15.7456 | 15.7456 | 0.31491 | 0.31491 | 0.31491 | 0.31491 | 0.31491 | 0 | 0% |  | 18.6657 | 21.9171 | 25.1856 | 25.601 | 1 | 1 | 55.4834 | 62.1101 | 63.9968 | 71.0791 | 56.2294 | 71.079 | 10.9647 | 0.5 | 6.2539 | 0.6 | 6.2539 | 0.35 | 3.4398 | 54.81% | 3.6111 | 29.27% | 4.2755 | 95.8% | 3.9323 | 50% | 5.3592 | 59.11% | 5.84 | 56.87% | 3.4758 | 2.8249 |  |  | 0.56272 | 0.42076 | 3.65 | 3.48 | 0.42857 | 30.7102 | 13.1615 | 0.28571 | 27.6758 | 7.9074 | 2.3708 | 2.509 | 1.6601 | 1.5117 | 1.024 | 0.86957 | 0% | 0% | 0%
2020 | Base | 2.7821 | 3.0148 | 3.0631 | 3.0536 | 3.1121 | 3.391 | 36023.8287 | 33903.627 | 19965.199 | 21199.7558 | 18124.107 | 11430.3192 | 32.9634 | 35.9112 | 38.5114 | 42.0236 | 49.7357 | 52.3947 | 0 | 35 | 35 | 35 | 35 | 35 | 35 |  | 0.054762 | 0.0071429 | 0.125 | 0.20833 | 0 | 0.5 | 0 | 2.38 | 0.735 | 8.58 | 1.13 | 0.292 |  | 5.2484 | 0.56 | 0 |  | 88.8% | 11.2% | 80.31% | 0.2439% | 0 |  | 40.56% | 68.52% |  | 15.7456 | 1.2596 | 15.7456 | 15.7456 | 15.7456 | 0.31491 | 0.31491 | 0.31491 | 0.31491 | 0.31491 | 0 | 4% |  | 18.6657 | 21.9171 | 25.1856 | 25.601 | 1 | 1 | 55.4834 | 62.1101 | 63.9968 | 71.0791 | 56.2294 | 71.079 | 10.9647 | 0.5 | 6.2539 | 0.6 | 6.2539 | 0.3 | 3.4398 | 55.96% | 3.6111 | 30.21% | 4.2755 | 94.1% | 3.9323 | 50% | 5.3592 | 59.9% | 5.84 | 58.28% | 3.4758 | 2.8249 |  |  | 0.56272 | 0.42076 | 3.65 | 3.48 | 0.42857 | 30.7102 | 13.1615 | 0.28571 | 27.6758 | 7.9074 | 2.3708 | 2.509 | 1.6601 | 1.5117 | 1.024 | 0.86957 | 0% | 0% | 0%
2021 | Base | 2.7754 | 3.0031 | 3.0503 | 3.041 | 3.0983 | 3.3719 | 36829.7681 | 34638.6087 | 20419.5831 | 20861.7305 | 17707.0244 | 11229.408 | 33.6228 | 36.6922 | 39.1258 | 42.8799 | 50.2672 | 53.4344 | 0.01 | 35 | 35 | 35 | 35 | 35 | 35 |  | 0.057143 | 0.010714 | 0.1125 | 0.1875 | 0 | 0.50375 | 0 | 2.3613 | 0.72962 | 8.4757 | 1.104 | 0.3032 |  | 5.2387 | 0.5655 | 0 |  | 88.45% | 11.55% | 80.67% | 0.9878% | 0 |  | 40.67% | 67.31% |  | 15.726 | 1.2581 | 15.726 | 15.726 | 15.726 | 0.31452 | 0.31452 | 0.31452 | 0.31452 | 0.31452 | 0 | 5.2% |  | 18.6657 | 21.9171 | 18.3786 | 25.1856 | 1 | 1 | 55.4834 | 62.1101 | 55.9076 | 63.9968 | 50.9357 | 56.2294 | 11.1515 | 0.50935 | 6.596 | 0.60573 | 6.596 | 0.31938 | 3.5228 | 56.51% | 3.6983 | 31.9% | 4.3787 | 94.26% | 4.0272 | 50.76% | 5.4886 | 60.32% | 5.9809 | 58.75% | 3.4903 | 2.8536 |  |  | 0.56763 | 0.42443 | 3.6621 | 3.4916 | 0.4619 | 30.7102 | 14.1849 | 0.31142 | 27.6758 | 8.6188 | 2.3708 | 2.509 | 1.6749 | 1.534 | 1.0467 | 0.90192 | 0.5% | 0.5% | 0%
2022 | Base | 2.7687 | 2.9913 | 3.0375 | 3.0284 | 3.0845 | 3.3527 | 37626.4608 | 35361.9976 | 20870.485 | 20530.6048 | 17303.041 | 11033.0804 | 34.2789 | 37.4603 | 39.7324 | 43.7252 | 50.7934 | 54.412 | 0.01 | 35 | 35 | 35 | 35 | 35 | 35 |  | 0.059524 | 0.014286 | 0.1 | 0.16667 | 0 | 0.5075 | 0 | 2.3425 | 0.72425 | 8.3715 | 1.078 | 0.3144 |  | 5.229 | 0.571 | 0 |  | 88.11% | 11.89% | 81.04% | 1.732% | 0 |  | 40.77% | 66.09% |  | 15.7063 | 1.2565 | 15.7063 | 15.7063 | 15.7063 | 0.31413 | 0.31413 | 0.31413 | 0.31413 | 0.31413 | 0 | 6.4% |  | 18.6657 | 21.9171 | 18.3786 | 25.1856 | 1 | 1 | 55.4834 | 62.1101 | 55.9076 | 63.9968 | 50.9357 | 56.2294 | 11.336 | 0.51858 | 6.9287 | 0.61142 | 6.9287 | 0.33829 | 3.6045 | 57.05% | 3.784 | 33.54% | 4.4802 | 94.41% | 4.1205 | 51.51% | 5.6158 | 60.74% | 6.1196 | 59.22% | 3.5048 | 2.8821 |  |  | 0.5725 | 0.42807 | 3.6742 | 3.5031 | 0.49411 | 30.7102 | 15.1742 | 0.3362 | 27.6758 | 9.3046 | 2.3708 | 2.509 | 1.6896 | 1.556 | 1.0691 | 0.93359 | 1% | 1% | 0%
2023 | Base | 2.7619 | 2.9795 | 3.0247 | 3.0158 | 3.0707 | 3.3332 | 38413.7738 | 36073.6787 | 21317.8408 | 20206.901 | 16912.4744 | 10841.3483 | 34.9315 | 38.2153 | 40.3311 | 44.5594 | 51.314 | 55.3298 | 0.01 | 35 | 35 | 35 | 35 | 35 | 35 |  | 0.061905 | 0.017857 | 0.0875 | 0.14583 | 0 | 0.51125 | 0 | 2.3238 | 0.71887 | 8.2672 | 1.052 | 0.3256 |  | 5.2193 | 0.5765 | 0 |  | 87.76% | 12.24% | 81.41% | 2.476% | 0 |  | 40.88% | 64.88% |  | 15.6867 | 1.2549 | 15.6867 | 15.6867 | 15.6867 | 0.31373 | 0.31373 | 0.31373 | 0.31373 | 0.31373 | 0 | 7.6% |  | 18.6657 | 21.9171 | 18.3786 | 25.1856 | 1 | 1 | 55.4834 | 62.1101 | 55.9076 | 63.9968 | 50.9357 | 56.2294 | 11.5183 | 0.52771 | 7.2522 | 0.61708 | 7.2522 | 0.35674 | 3.6848 | 57.59% | 3.8684 | 35.15% | 4.5801 | 94.56% | 4.2124 | 52.25% | 5.741 | 61.15% | 6.256 | 59.68% | 3.5193 | 2.9103 |  |  | 0.57733 | 0.43169 | 3.6862 | 3.5146 | 0.52525 | 30.7102 | 16.1305 | 0.36009 | 27.6758 | 9.9658 | 2.3708 | 2.509 | 1.7043 | 1.5778 | 1.0911 | 0.96456 | 1.5% | 1.5% | 0%
2024 | Base | 2.7552 | 2.9676 | 3.0118 | 3.0031 | 3.0567 | 3.3137 | 39191.5685 | 36773.5327 | 21761.5837 | 19891.1303 | 16535.5661 | 10654.224 | 35.5806 | 38.9572 | 40.9218 | 45.3824 | 51.829 | 56.19 | 0.01 | 35 | 35 | 35 | 35 | 35 | 35 |  | 0.064286 | 0.021429 | 0.075 | 0.125 | 0 | 0.515 | 0 | 2.305 | 0.7135 | 8.163 | 1.026 | 0.3368 |  | 5.2096 | 0.582 | 0 |  | 87.42% | 12.58% | 81.77% | 3.22% | 0 |  | 40.98% | 63.67% |  | 15.667 | 1.2534 | 15.667 | 15.667 | 15.667 | 0.31334 | 0.31334 | 0.31334 | 0.31334 | 0.31334 | 0 | 8.8% |  | 18.6657 | 21.9171 | 18.3786 | 25.1856 | 1 | 1 | 55.4834 | 62.1101 | 55.9076 | 63.9968 | 50.9357 | 56.2294 | 11.6982 | 0.53673 | 7.567 | 0.62269 | 7.567 | 0.37474 | 3.7639 | 58.12% | 3.9514 | 36.73% | 4.6784 | 94.71% | 4.3028 | 52.98% | 5.8642 | 61.57% | 6.3903 | 60.14% | 3.5337 | 2.9383 |  |  | 0.58213 | 0.43528 | 3.6982 | 3.526 | 0.55535 | 30.7102 | 17.0549 | 0.38312 | 27.6758 | 10.6031 | 2.3708 | 2.509 | 1.7188 | 1.5993 | 1.1128 | 0.99487 | 2% | 2% | 0%
2025 | Base | 2.7484 | 2.9556 | 2.9988 | 2.9903 | 3.0427 | 3.2939 | 39959.7003 | 37461.4358 | 22201.6437 | 19583.676 | 16172.4403 | 10471.7202 | 36.2261 | 39.6859 | 41.5043 | 46.1941 | 52.3384 | 56.9947 | 0.01 | 35 | 35 | 35 | 35 | 35 | 35 |  | 0.066667 | 0.025 | 0.0625 | 0.10417 | 0 | 0.51875 | 0 | 2.2863 | 0.70812 | 8.0587 | 1 | 0.348 |  | 5.1998 | 0.5875 | 0 |  | 87.07% | 12.93% | 82.14% | 3.963% | 0 |  | 41.09% | 62.46% |  | 15.6474 | 1.2518 | 15.6474 | 15.6474 | 15.6474 | 0.31295 | 0.31295 | 0.31295 | 0.31295 | 0.31295 | 0 | 10% |  | 18.6657 | 21.9171 | 18.3786 | 25.1856 | 1 | 1 | 55.4834 | 62.1101 | 55.9076 | 63.9968 | 50.9357 | 56.2294 | 11.8759 | 0.54565 | 7.8731 | 0.62826 | 7.8731 | 0.39231 | 3.8417 | 58.66% | 4.033 | 38.27% | 4.7751 | 94.86% | 4.3917 | 53.71% | 5.9854 | 61.98% | 6.5223 | 60.6% | 3.548 | 2.9661 |  |  | 0.5869 | 0.43884 | 3.7102 | 3.5374 | 0.58445 | 30.7102 | 17.9486 | 0.40532 | 27.6758 | 11.2175 | 2.3708 | 2.509 | 1.7332 | 1.6206 | 1.1342 | 1.0245 | 2.5% | 2.5% | 0%
2026 | Base | 2.7416 | 2.9436 | 2.9857 | 2.9774 | 3.0286 | 3.2741 | 40718.0183 | 38137.2593 | 22637.9474 | 19284.8938 | 15823.2058 | 10293.8498 | 36.8679 | 40.4011 | 42.0785 | 46.9943 | 52.8419 | 57.746 | 0.01 | 35 | 35 | 35 | 35 | 35 | 35 |  | 0.069048 | 0.028571 | 0.05 | 0.083333 | 0 | 0.5225 | 0 | 2.2675 | 0.70275 | 7.9545 | 0.974 | 0.3592 |  | 5.1901 | 0.593 | 0 |  | 86.73% | 13.27% | 82.51% | 4.707% | 0 |  | 41.2% | 61.24% |  | 15.6278 | 1.2502 | 15.6278 | 15.6278 | 15.6278 | 0.31256 | 0.31256 | 0.31256 | 0.31256 | 0.31256 | 0 | 11.2% |  | 18.6657 | 21.9171 | 18.3786 | 25.1856 | 1 | 1 | 55.4834 | 62.1101 | 55.9076 | 63.9968 | 50.9357 | 56.2294 | 12.0514 | 0.55446 | 8.1708 | 0.63379 | 8.1708 | 0.40945 | 3.9182 | 59.18% | 4.1134 | 39.77% | 4.8702 | 95.01% | 4.4792 | 54.43% | 6.1047 | 62.39% | 6.6523 | 61.06% | 3.5623 | 2.9937 |  |  | 0.59163 | 0.44238 | 3.7221 | 3.5488 | 0.61258 | 30.7102 | 18.8124 | 0.42672 | 27.6758 | 11.8098 | 2.3708 | 2.509 | 1.7475 | 1.6417 | 1.1553 | 1.0535 | 3% | 3% | 0%
2027 | Base | 2.7349 | 2.9316 | 2.9726 | 2.9645 | 3.0144 | 3.2541 | 41466.3647 | 38800.8695 | 23070.4179 | 18995.0676 | 15487.8135 | 10120.6264 | 37.506 | 41.1028 | 42.6444 | 47.7828 | 53.3396 | 58.4462 | 0.01 | 35 | 35 | 35 | 35 | 35 | 35 |  | 0.071429 | 0.032143 | 0.0375 | 0.0625 | 0 | 0.52625 | 0 | 2.2488 | 0.69737 | 7.8502 | 0.948 | 0.3704 |  | 5.1804 | 0.5985 | 0 |  | 86.38% | 13.62% | 82.88% | 5.451% | 0 |  | 41.3% | 60.03% |  | 15.6081 | 1.2486 | 15.6081 | 15.6081 | 15.6081 | 0.31216 | 0.31216 | 0.31216 | 0.31216 | 0.31216 | 0 | 12.4% |  | 18.6657 | 21.9171 | 18.3786 | 25.1856 | 1 | 1 | 55.4834 | 62.1101 | 55.9076 | 63.9968 | 50.9357 | 56.2294 | 12.2247 | 0.56317 | 8.4605 | 0.63928 | 8.4605 | 0.42618 | 3.9935 | 59.71% | 4.1924 | 41.24% | 4.9638 | 95.16% | 4.5653 | 55.14% | 6.222 | 62.79% | 6.7801 | 61.52% | 3.5765 | 3.021 |  |  | 0.59633 | 0.44589 | 3.734 | 3.5601 | 0.63977 | 30.7102 | 19.6475 | 0.44735 | 27.6758 | 12.3808 | 2.3708 | 2.509 | 1.7617 | 1.6625 | 1.176 | 1.0819 | 3.5% | 3.5% | 0%
2028 | Base | 2.728 | 2.9194 | 2.9594 | 2.9515 | 3.0001 | 3.2339 | 42204.5745 | 39452.127 | 23498.9741 | 18714.3869 | 15166.2403 | 9952.0637 | 38.1402 | 41.7908 | 43.2017 | 48.5595 | 53.8313 | 59.0972 | 0.01 | 35 | 35 | 35 | 35 | 35 | 35 |  | 0.07381 | 0.035714 | 0.025 | 0.041667 | 0 | 0.53 | 0 | 2.23 | 0.692 | 7.746 | 0.922 | 0.3816 |  | 5.1707 | 0.604 | 0 |  | 86.04% | 13.96% | 83.24% | 6.195% | 0 |  | 41.41% | 58.82% |  | 15.5885 | 1.2471 | 15.5885 | 15.5885 | 15.5885 | 0.31177 | 0.31177 | 0.31177 | 0.31177 | 0.31177 | 0 | 13.6% |  | 18.6657 | 21.9171 | 18.3786 | 25.1856 | 1 | 1 | 55.4834 | 62.1101 | 55.9076 | 63.9968 | 50.9357 | 56.2294 | 12.3959 | 0.57177 | 8.7421 | 0.64473 | 8.7421 | 0.4425 | 4.0676 | 60.23% | 4.2702 | 42.68% | 5.0559 | 95.31% | 4.65 | 55.84% | 6.3374 | 63.2% | 6.906 | 61.97% | 3.5907 | 3.0481 |  |  | 0.60099 | 0.44938 | 3.7459 | 3.5714 | 0.66606 | 30.7102 | 20.4548 | 0.46724 | 27.6758 | 12.9312 | 2.3708 | 2.509 | 1.7758 | 1.6831 | 1.1965 | 1.1097 | 4% | 4% | 0%
2029 | Base | 2.7212 | 2.9073 | 2.9462 | 2.9385 | 2.9858 | 3.2136 | 42932.4746 | 40090.8864 | 23923.5309 | 18443.029 | 14858.4058 | 9788.1763 | 38.7704 | 42.4649 | 43.7504 | 49.3241 | 54.3168 | 59.7012 | 0.01 | 35 | 35 | 35 | 35 | 35 | 35 |  | 0.07619 | 0.039286 | 0.0125 | 0.020833 | 0 | 0.53375 | 0 | 2.2113 | 0.68662 | 7.6417 | 0.896 | 0.3928 |  | 5.161 | 0.6095 | 0 |  | 85.69% | 14.31% | 83.61% | 6.939% | 0 |  | 41.51% | 57.6% |  | 15.5688 | 1.2455 | 15.5688 | 15.5688 | 15.5688 | 0.31138 | 0.31138 | 0.31138 | 0.31138 | 0.31138 | 0 | 14.8% |  | 18.6657 | 21.9171 | 18.3786 | 25.1856 | 1 | 1 | 55.4834 | 62.1101 | 55.9076 | 63.9968 | 50.9357 | 56.2294 | 12.5649 | 0.58028 | 9.0161 | 0.65014 | 9.0161 | 0.45843 | 4.1405 | 60.74% | 4.3468 | 44.09% | 5.1465 | 95.46% | 4.7334 | 56.54% | 6.451 | 63.6% | 7.0297 | 62.41% | 3.6048 | 3.0749 |  |  | 0.60562 | 0.45284 | 3.7577 | 3.5827 | 0.69147 | 30.7102 | 21.2351 | 0.48641 | 27.6758 | 13.4619 | 2.3708 | 2.509 | 1.7898 | 1.7034 | 1.2166 | 1.1369 | 4.5% | 4.5% | 0%
2030 | Base | 2.7143 | 2.895 | 2.9328 | 2.9254 | 2.9714 | 3.1931 | 43649.8833 | 40716.996 | 24343.9982 | 18181.1088 | 14564.1568 | 9628.9789 | 39.3966 | 43.1251 | 44.2903 | 50.0764 | 54.7962 | 60.2602 | 0.01 | 35 | 35 | 35 | 35 | 35 | 35 |  | 0.078571 | 0.042857 | 0 | 0 | 0 | 0.5375 | 0 | 2.1925 | 0.68125 | 7.5375 | 0.87 | 0.404 |  | 5.1513 | 0.615 | 0 |  | 85.35% | 14.65% | 83.98% | 7.683% | 0 |  | 41.62% | 56.39% |  | 15.5492 | 1.2439 | 15.5492 | 15.5492 | 15.5492 | 0.31098 | 0.31098 | 0.31098 | 0.31098 | 0.31098 | 0 | 16% |  | 18.6657 | 18.6657 | 18.3786 | 18.3786 | 1 | 1 | 55.4834 | 55.4834 | 55.9076 | 55.9076 | 50.9357 | 50.9357 | 12.7318 | 0.58869 | 9.2826 | 0.65552 | 9.2826 | 0.47397 | 4.2123 | 61.25% | 4.4221 | 45.46% | 5.2357 | 95.61% | 4.8154 | 57.23% | 6.5628 | 64% | 7.1515 | 62.86% | 3.6188 | 3.1016 |  |  | 0.61021 | 0.45627 | 3.7695 | 3.5939 | 0.71603 | 30.7102 | 21.9895 | 0.5049 | 27.6758 | 13.9734 | 2.3708 | 2.509 | 1.8037 | 1.7236 | 1.2364 | 1.1635 | 5% | 5% | 0%
2031 | Base | 2.7075 | 2.8827 | 2.9194 | 2.9122 | 2.9569 | 3.1724 | 44356.6097 | 41330.2972 | 24760.2812 | 17928.6928 | 14283.3081 | 9474.487 | 40.0187 | 43.7711 | 44.8213 | 50.8163 | 55.2691 | 60.7762 | 0.01 | 35 | 35 | 35 | 35 | 35 | 35 |  | 0.080952 | 0.046429 | 0 | 0 | 0 | 0.54125 | 0 | 2.1738 | 0.67587 | 7.4332 | 0.844 | 0.4152 |  | 5.1416 | 0.6205 | 0 |  | 85% | 15% | 84.35% | 8.427% | 0 |  | 41.72% | 55.18% |  | 15.5296 | 1.2424 | 15.5296 | 15.5296 | 15.5296 | 0.31059 | 0.31059 | 0.31059 | 0.31059 | 0.31059 | 0 | 17.2% |  | 18.6657 | 18.6657 | 18.3786 | 18.3786 | 1 | 1 | 55.4834 | 55.4834 | 55.9076 | 55.9076 | 50.9357 | 50.9357 | 12.8967 | 0.597 | 9.5418 | 0.66085 | 9.5418 | 0.48913 | 4.2828 | 61.76% | 4.4962 | 46.8% | 5.3234 | 95.76% | 4.896 | 57.91% | 6.6728 | 64.4% | 7.2714 | 63.3% | 3.6328 | 3.128 |  |  | 0.61478 | 0.45968 | 3.7813 | 3.6051 | 0.73978 | 30.7102 | 22.7187 | 0.52271 | 27.6758 | 14.4665 | 2.3708 | 2.509 | 1.8175 | 1.7435 | 1.2559 | 1.1895 | 5.5% | 5.5% | 0%
2032 | Base | 2.7006 | 2.8704 | 2.906 | 2.899 | 2.9423 | 3.1516 | 45052.4526 | 41930.6239 | 25172.2792 | 17685.8503 | 14015.6555 | 9324.7165 | 40.6364 | 44.4028 | 45.3432 | 51.5436 | 55.7356 | 61.2513 | 0.01 | 35 | 35 | 35 | 35 | 35 | 35 |  | 0.083333 | 0.05 | 0 | 0 | 0 | 0.545 | 0 | 2.155 | 0.6705 | 7.329 | 0.818 | 0.4264 |  | 5.1319 | 0.626 | 0 |  | 84.66% | 15.34% | 84.71% | 9.171% | 0 |  | 41.83% | 53.96% |  | 15.5099 | 1.2408 | 15.5099 | 15.5099 | 15.5099 | 0.3102 | 0.3102 | 0.3102 | 0.3102 | 0.3102 | 0 | 18.4% |  | 18.6657 | 18.6657 | 18.3786 | 18.3786 | 1 | 1 | 55.4834 | 55.4834 | 55.9076 | 55.9076 | 50.9357 | 50.9357 | 13.0594 | 0.60521 | 9.794 | 0.66615 | 9.794 | 0.50393 | 4.3523 | 62.27% | 4.5691 | 48.12% | 5.4097 | 95.91% | 4.9754 | 58.59% | 6.781 | 64.79% | 7.3893 | 63.74% | 3.6468 | 3.1542 |  |  | 0.6193 | 0.46307 | 3.793 | 3.6163 | 0.76273 | 30.7102 | 23.4236 | 0.53989 | 27.6758 | 14.9419 | 2.3708 | 2.509 | 1.8311 | 1.7632 | 1.2751 | 1.215 | 6% | 6% | 0%
2033 | Base | 2.6937 | 2.858 | 2.8925 | 2.8856 | 2.9276 | 3.1307 | 45737.1999 | 42517.8017 | 25579.8858 | 17452.554 | 13760.9065 | 9179.6841 | 41.2498 | 45.02 | 45.8559 | 52.258 | 56.1955 | 61.6873 | 0.01 | 35 | 35 | 35 | 35 | 35 | 35 |  | 0.085714 | 0.053571 | 0 | 0 | 0 | 0.54875 | 0 | 2.1363 | 0.66512 | 7.2247 | 0.792 | 0.4376 |  | 5.1222 | 0.6315 | 0 |  | 84.31% | 15.69% | 85.08% | 9.915% | 0 |  | 41.94% | 52.75% |  | 15.4903 | 1.2392 | 15.4903 | 15.4903 | 15.4903 | 0.30981 | 0.30981 | 0.30981 | 0.30981 | 0.30981 | 0 | 19.6% |  | 18.6657 | 18.6657 | 18.3786 | 18.3786 | 1 | 1 | 55.4834 | 55.4834 | 55.9076 | 55.9076 | 50.9357 | 50.9357 | 13.2202 | 0.61333 | 10.0392 | 0.67141 | 10.0392 | 0.51837 | 4.4206 | 62.77% | 4.6408 | 49.4% | 5.4947 | 96.06% | 5.0535 | 59.26% | 6.8874 | 65.18% | 7.5053 | 64.18% | 3.6607 | 3.1802 |  |  | 0.6238 | 0.46643 | 3.8046 | 3.6274 | 0.78492 | 30.7102 | 24.105 | 0.55645 | 27.6758 | 15.4002 | 2.3708 | 2.509 | 1.8447 | 1.7826 | 1.2941 | 1.2399 | 6.5% | 6.5% | 0%
2034 | Base | 2.6867 | 2.8455 | 2.8789 | 2.8723 | 2.9129 | 3.1096 | 46410.6273 | 43091.6478 | 25982.9876 | 17228.7739 | 13518.8139 | 9039.407 | 41.8586 | 45.6225 | 46.3592 | 52.9593 | 56.6486 | 62.0862 | 0.01 | 35 | 35 | 35 | 35 | 35 | 35 |  | 0.088095 | 0.057143 | 0 | 0 | 0 | 0.5525 | 0 | 2.1175 | 0.65975 | 7.1205 | 0.766 | 0.4488 |  | 5.1125 | 0.637 | 0 |  | 83.97% | 16.03% | 85.45% | 10.66% | 0 |  | 42.04% | 51.54% |  | 15.4706 | 1.2377 | 15.4706 | 15.4706 | 15.4706 | 0.30941 | 0.30941 | 0.30941 | 0.30941 | 0.30941 | 0 | 20.8% |  | 18.6657 | 18.6657 | 18.3786 | 18.3786 | 1 | 1 | 55.4834 | 55.4834 | 55.9076 | 55.9076 | 50.9357 | 50.9357 | 13.379 | 0.62135 | 10.2777 | 0.67663 | 10.2777 | 0.53245 | 4.4878 | 63.27% | 4.7114 | 50.65% | 5.5782 | 96.21% | 5.1304 | 59.92% | 6.9922 | 65.58% | 7.6194 | 64.61% | 3.6745 | 3.206 |  |  | 0.62826 | 0.46977 | 3.8163 | 3.6385 | 0.80637 | 30.7102 | 24.7637 | 0.57241 | 27.6758 | 15.8419 | 2.3708 | 2.509 | 1.8582 | 1.8019 | 1.3127 | 1.2642 | 7% | 7% | 0%
2035 | Base | 2.6798 | 2.833 | 2.8652 | 2.8588 | 2.8981 | 3.0883 | 47072.4974 | 43651.9695 | 26381.464 | 17014.4082 | 13289.0718 | 8903.9032 | 42.4628 | 46.2102 | 46.8529 | 53.6472 | 57.0949 | 62.45 | 0.01 | 35 | 35 | 35 | 35 | 35 | 35 |  | 0.090476 | 0.060714 | 0 | 0 | 0 | 0.55625 | 0 | 2.0988 | 0.65437 | 7.0162 | 0.74 | 0.46 |  | 5.1027 | 0.6425 | 0 |  | 83.62% | 16.38% | 85.82% | 11.4% | 0 |  | 42.15% | 50.33% |  | 15.451 | 1.2361 | 15.451 | 15.451 | 15.451 | 0.30902 | 0.30902 | 0.30902 | 0.30902 | 0.30902 | 0 | 22% |  | 18.6657 | 18.6657 | 18.3786 | 18.3786 | 1 | 1 | 55.4834 | 55.4834 | 55.9076 | 55.9076 | 50.9357 | 50.9357 | 13.5357 | 0.62927 | 10.5097 | 0.68181 | 10.5097 | 0.5462 | 4.554 | 63.76% | 4.7808 | 51.88% | 5.6604 | 96.36% | 5.206 | 60.58% | 7.0952 | 65.96% | 7.7317 | 65.05% | 3.6883 | 3.2315 |  |  | 0.63269 | 0.47308 | 3.8279 | 3.6496 | 0.8271 | 30.7102 | 25.4004 | 0.5878 | 27.6758 | 16.2678 | 2.3708 | 2.509 | 1.8716 | 1.8209 | 1.3311 | 1.2881 | 7.5% | 7.5% | 0%
2036 | Base | 2.6728 | 2.8204 | 2.8515 | 2.8453 | 2.8832 | 3.0668 | 47722.5579 | 44198.5636 | 26775.1862 | 16809.3609 | 13071.3598 | 8773.1915 | 43.0621 | 46.7827 | 47.3368 | 54.3216 | 57.534 | 62.7804 | 0.01 | 35 | 35 | 35 | 35 | 35 | 35 |  | 0.092857 | 0.064286 | 0 | 0 | 0 | 0.56 | 0 | 2.08 | 0.649 | 6.912 | 0.714 | 0.4712 |  | 5.093 | 0.648 | 0 |  | 83.28% | 16.72% | 86.18% | 12.15% | 0 |  | 42.25% | 49.11% |  | 15.4314 | 1.2345 | 15.4314 | 15.4314 | 15.4314 | 0.30863 | 0.30863 | 0.30863 | 0.30863 | 0.30863 | 0 | 23.2% |  | 18.6657 | 18.6657 | 18.3786 | 18.3786 | 1 | 1 | 55.4834 | 55.4834 | 55.9076 | 55.9076 | 50.9357 | 50.9357 | 13.6906 | 0.63711 | 10.7354 | 0.68696 | 10.7354 | 0.55962 | 4.6191 | 64.25% | 4.8491 | 53.08% | 5.7413 | 96.51% | 5.2804 | 61.23% | 7.1966 | 66.35% | 7.8422 | 65.48% | 3.7021 | 3.2569 |  |  | 0.63709 | 0.47637 | 3.8395 | 3.6606 | 0.84714 | 30.7102 | 26.016 | 0.60263 | 27.6758 | 16.6784 | 2.3708 | 2.509 | 1.8848 | 1.8397 | 1.3491 | 1.3114 | 8% | 8% | 0%
2037 | Base | 2.6659 | 2.8078 | 2.8377 | 2.8317 | 2.8682 | 3.0452 | 48360.5407 | 44731.2154 | 27164.0163 | 16613.5014 | 12865.3077 | 8647.2915 | 43.6565 | 47.34 | 47.8107 | 54.982 | 57.9658 | 63.0795 | 0.01 | 35 | 35 | 35 | 35 | 35 | 35 |  | 0.095238 | 0.067857 | 0 | 0 | 0 | 0.56375 | 0 | 2.0613 | 0.64362 | 6.8077 | 0.688 | 0.4824 |  | 5.0833 | 0.6535 | 0 |  | 82.93% | 17.07% | 86.55% | 12.89% | 0 |  | 42.36% | 47.9% |  | 15.4117 | 1.2329 | 15.4117 | 15.4117 | 15.4117 | 0.30823 | 0.30823 | 0.30823 | 0.30823 | 0.30823 | 0 | 24.4% |  | 18.6657 | 18.6657 | 18.3786 | 18.3786 | 1 | 1 | 55.4834 | 55.4834 | 55.9076 | 55.9076 | 50.9357 | 50.9357 | 13.8435 | 0.64485 | 10.9548 | 0.69207 | 10.9548 | 0.57271 | 4.6831 | 64.74% | 4.9164 | 54.25% | 5.8209 | 96.65% | 5.3536 | 61.87% | 7.2964 | 66.73% | 7.9509 | 65.9% | 3.7157 | 3.282 |  |  | 0.64146 | 0.47963 | 3.851 | 3.6716 | 0.86652 | 30.7102 | 26.611 | 0.61693 | 27.6758 | 17.0741 | 2.3708 | 2.509 | 1.898 | 1.8584 | 1.3669 | 1.3342 | 8.5% | 8.5% | 0%
2038 | Base | 2.6589 | 2.7951 | 2.8238 | 2.8181 | 2.8531 | 3.0235 | 48986.1596 | 45249.6976 | 27547.8063 | 16426.6524 | 12670.5351 | 8526.2236 | 44.2458 | 47.8817 | 48.2744 | 55.6282 | 58.3902 | 63.3489 | 0.01 | 35 | 35 | 35 | 35 | 35 | 35 |  | 0.097619 | 0.071429 | 0 | 0 | 0 | 0.5675 | 0 | 2.0425 | 0.63825 | 6.7035 | 0.662 | 0.4936 |  | 5.0736 | 0.659 | 0 |  | 82.59% | 17.41% | 86.92% | 13.63% | 0 |  | 42.46% | 46.69% |  | 15.3921 | 1.2314 | 15.3921 | 15.3921 | 15.3921 | 0.30784 | 0.30784 | 0.30784 | 0.30784 | 0.30784 | 0 | 25.6% |  | 18.6657 | 18.6657 | 18.3786 | 18.3786 | 1 | 1 | 55.4834 | 55.4834 | 55.9076 | 55.9076 | 50.9357 | 50.9357 | 13.9944 | 0.65251 | 11.1683 | 0.69714 | 11.1683 | 0.58548 | 4.7461 | 65.22% | 4.9825 | 55.4% | 5.8992 | 96.8% | 5.4256 | 62.51% | 7.3945 | 67.12% | 8.0579 | 66.33% | 3.7294 | 3.3069 |  |  | 0.64579 | 0.48287 | 3.8625 | 3.6826 | 0.88525 | 30.7102 | 27.1862 | 0.63072 | 27.6758 | 17.4557 | 2.3708 | 2.509 | 1.9111 | 1.8768 | 1.3845 | 1.3566 | 9% | 9% | 0%
2039 | Base | 2.6518 | 2.7823 | 2.8098 | 2.8044 | 2.838 | 3.0015 | 49599.1083 | 45753.7685 | 27926.3968 | 16248.6477 | 12486.7047 | 8410.0095 | 44.8296 | 48.4076 | 48.7278 | 56.2598 | 58.807 | 63.5904 | 0.01 | 35 | 35 | 35 | 35 | 35 | 35 |  | 0.1 | 0.075 | 0 | 0 | 0 | 0.57125 | 0 | 2.0238 | 0.63287 | 6.5992 | 0.636 | 0.5048 |  | 5.0639 | 0.6645 | 0 |  | 82.24% | 17.76% | 87.29% | 14.38% | 0 |  | 42.57% | 45.47% |  | 15.3724 | 1.2298 | 15.3724 | 15.3724 | 15.3724 | 0.30745 | 0.30745 | 0.30745 | 0.30745 | 0.30745 | 0 | 26.8% |  | 18.6657 | 18.6657 | 18.3786 | 18.3786 | 1 | 1 | 55.4834 | 55.4834 | 55.9076 | 55.9076 | 50.9357 | 50.9357 | 14.1436 | 0.66007 | 11.376 | 0.70218 | 11.376 | 0.59794 | 4.8081 | 65.7% | 5.0476 | 56.52% | 5.9763 | 96.95% | 5.4965 | 63.14% | 7.4911 | 67.5% | 8.1631 | 66.75% | 3.743 | 3.3317 |  |  | 0.65009 | 0.48609 | 3.874 | 3.6935 | 0.90336 | 30.7102 | 27.7422 | 0.64401 | 27.6758 | 17.8235 | 2.3708 | 2.509 | 1.9241 | 1.895 | 1.4017 | 1.3784 | 9.5% | 9.5% | 0%
2040 | Base | 2.6448 | 2.7695 | 2.7958 | 2.7906 | 2.8228 | 2.9794 | 50199.0584 | 46243.1712 | 28299.6156 | 16079.2845 | 12313.4504 | 8298.6717 | 45.408 | 48.9175 | 49.1704 | 56.8766 | 59.2159 | 63.8059 | 0.01 | 35 | 35 | 35 | 35 | 35 | 35 |  | 0.10238 | 0.078571 | 0 | 0 | 0 | 0.575 | 0 | 2.005 | 0.6275 | 6.495 | 0.61 | 0.516 |  | 5.0542 | 0.67 | 0 |  | 81.9% | 18.1% | 87.65% | 15.12% | 0 |  | 42.67% | 44.26% |  | 15.3528 | 1.2282 | 15.3528 | 15.3528 | 15.3528 | 0.30706 | 0.30706 | 0.30706 | 0.30706 | 0.30706 | 0 | 28% |  | 18.6657 | 18.6657 | 18.3786 | 18.3786 | 1 | 1 | 55.4834 | 55.4834 | 55.9076 | 55.9076 | 50.9357 | 50.9357 | 14.2908 | 0.66754 | 11.5779 | 0.70718 | 11.5779 | 0.6101 | 4.8691 | 66.18% | 5.1116 | 57.61% | 6.0521 | 97.1% | 5.5662 | 63.76% | 7.5862 | 67.87% | 8.2667 | 67.16% | 3.7565 | 3.3562 |  |  | 0.65437 | 0.48929 | 3.8854 | 3.7044 | 0.92086 | 30.7102 | 28.2797 | 0.65682 | 27.6758 | 18.178 | 2.3708 | 2.509 | 1.937 | 1.913 | 1.4187 | 1.3998 | 10% | 10% | 0%
2041 | Base | 2.6377 | 2.7566 | 2.7817 | 2.7768 | 2.8075 | 2.9571 | 50785.6561 | 46717.6309 | 28667.276 | 15918.314 | 12150.3275 | 8192.2342 | 45.9806 | 49.4111 | 49.6021 | 57.4782 | 59.6167 | 63.997 | 0.01 | 35 | 35 | 35 | 35 | 35 | 35 |  | 0.10476 | 0.082143 | 0 | 0 | 0 | 0.57875 | 0 | 1.9863 | 0.62212 | 6.3907 | 0.584 | 0.5272 |  | 5.0445 | 0.6755 | 0 |  | 81.55% | 18.45% | 88.02% | 15.87% | 0 |  | 42.78% | 43.05% |  | 15.3332 | 1.2267 | 15.3332 | 15.3332 | 15.3332 | 0.30666 | 0.30666 | 0.30666 | 0.30666 | 0.30666 | 0 | 29.2% |  | 18.6657 | 18.6657 | 18.3786 | 18.3786 | 1 | 1 | 55.4834 | 55.4834 | 55.9076 | 55.9076 | 50.9357 | 50.9357 | 14.4362 | 0.67493 | 11.7744 | 0.71214 | 11.7744 | 0.62197 | 4.9291 | 66.65% | 5.1746 | 58.68% | 6.1267 | 97.24% | 5.6348 | 64.38% | 7.6797 | 68.25% | 8.3686 | 67.58% | 3.77 | 3.3805 |  |  | 0.65861 | 0.49246 | 3.8968 | 3.7153 | 0.93778 | 30.7102 | 28.7993 | 0.66917 | 27.6758 | 18.5198 | 2.3708 | 2.509 | 1.9498 | 1.9308 | 1.4355 | 1.4207 | 10.5% | 10.5% | 0%
2042 | Base | 2.6307 | 2.7436 | 2.7676 | 2.7628 | 2.7921 | 2.9347 | 51358.519 | 47176.8533 | 29029.1745 | 15765.5588 | 11997.0351 | 8090.7222 | 46.5472 | 49.8881 | 50.0226 | 58.0641 | 60.0091 | 64.1654 | 0.01 | 35 | 35 | 35 | 35 | 35 | 35 |  | 0.10714 | 0.085714 | 0 | 0 | 0 | 0.5825 | 0 | 1.9675 | 0.61675 | 6.2865 | 0.558 | 0.5384 |  | 5.0348 | 0.681 | 0 |  | 81.21% | 18.79% | 88.39% | 16.61% | 0 |  | 42.89% | 41.83% |  | 15.3135 | 1.2251 | 15.3135 | 15.3135 | 15.3135 | 0.30627 | 0.30627 | 0.30627 | 0.30627 | 0.30627 | 0 | 30.4% |  | 18.6657 | 18.6657 | 18.3786 | 18.3786 | 1 | 1 | 55.4834 | 55.4834 | 55.9076 | 55.9076 | 50.9357 | 50.9357 | 14.5798 | 0.68223 | 11.9655 | 0.71707 | 11.9655 | 0.63355 | 4.9882 | 67.12% | 5.2366 | 59.73% | 6.2001 | 97.39% | 5.7023 | 64.99% | 7.7717 | 68.62% | 8.4688 | 67.99% | 3.7834 | 3.4046 |  |  | 0.66282 | 0.4956 | 3.9081 | 3.7261 | 0.95413 | 30.7102 | 29.3016 | 0.68108 | 27.6758 | 18.8493 | 2.3708 | 2.509 | 1.9625 | 1.9484 | 1.452 | 1.4412 | 11% | 11% | 0%
2043 | Base | 2.6236 | 2.7306 | 2.7533 | 2.7488 | 2.7766 | 2.9121 | 51917.2323 | 47620.5219 | 29385.0888 | 15620.7558 | 11853.1799 | 7994.1623 | 47.1076 | 50.3482 | 50.4316 | 58.634 | 60.393 | 64.3128 | 0.01 | 35 | 35 | 35 | 35 | 35 | 35 |  | 0.10952 | 0.089286 | 0 | 0 | 0 | 0.58625 | 0 | 1.9488 | 0.61137 | 6.1822 | 0.532 | 0.5496 |  | 5.0251 | 0.6865 | 0 |  | 80.86% | 19.14% | 88.75% | 17.35% | 0 |  | 42.99% | 40.62% |  | 15.2939 | 1.2235 | 15.2939 | 15.2939 | 15.2939 | 0.30588 | 0.30588 | 0.30588 | 0.30588 | 0.30588 | 0 | 31.6% |  | 18.6657 | 18.6657 | 18.3786 | 18.3786 | 1 | 1 | 55.4834 | 55.4834 | 55.9076 | 55.9076 | 50.9357 | 50.9357 | 14.7216 | 0.68945 | 12.1513 | 0.72197 | 12.1513 | 0.64485 | 5.0463 | 67.58% | 5.2976 | 60.75% | 6.2723 | 97.54% | 5.7688 | 65.6% | 7.8622 | 68.99% | 8.5675 | 68.4% | 3.7968 | 3.4286 |  |  | 0.667 | 0.49873 | 3.9195 | 3.7369 | 0.96994 | 30.7102 | 29.7871 | 0.69256 | 27.6758 | 19.167 | 2.3708 | 2.509 | 1.9751 | 1.9658 | 1.4682 | 1.4612 | 11.5% | 11.5% | 0%
2044 | Base | 2.6165 | 2.7176 | 2.739 | 2.7348 | 2.761 | 2.8893 | 52461.3438 | 48048.295 | 29734.7743 | 15483.6998 | 11718.3967 | 7902.583 | 47.6613 | 50.791 | 50.8287 | 59.1874 | 60.7678 | 64.4408 | 0.01 | 35 | 35 | 35 | 35 | 35 | 35 |  | 0.1119 | 0.092857 | 0 | 0 | 0 | 0.59 | 0 | 1.93 | 0.606 | 6.078 | 0.506 | 0.5608 |  | 5.0154 | 0.692 | 0 |  | 80.52% | 19.48% | 89.12% | 18.1% | 0 |  | 43.1% | 39.41% |  | 15.2742 | 1.2219 | 15.2742 | 15.2742 | 15.2742 | 0.30548 | 0.30548 | 0.30548 | 0.30548 | 0.30548 | 0 | 32.8% |  | 18.6657 | 18.6657 | 18.3786 | 18.3786 | 1 | 1 | 55.4834 | 55.4834 | 55.9076 | 55.9076 | 50.9357 | 50.9357 | 14.8617 | 0.69658 | 12.3321 | 0.72683 | 12.3321 | 0.65587 | 5.1034 | 68.05% | 5.3576 | 61.75% | 6.3434 | 97.68% | 5.8341 | 66.2% | 7.9512 | 69.36% | 8.6645 | 68.81% | 3.8101 | 3.4523 |  |  | 0.67115 | 0.50183 | 3.9307 | 3.7477 | 0.98523 | 30.7102 | 30.2565 | 0.70362 | 27.6758 | 19.4732 | 2.3708 | 2.509 | 1.9876 | 1.983 | 1.4842 | 1.4808 | 12% | 12% | 0%
2045 | Base | 2.6093 | 2.7044 | 2.7247 | 2.7207 | 2.7454 | 2.8663 | 52990.3578 | 48459.8017 | 30077.9607 | 15354.1583 | 11592.3794 | 7816.0146 | 48.2082 | 51.2162 | 51.2136 | 59.7237 | 61.1335 | 64.551 | 0.01 | 35 | 35 | 35 | 35 | 35 | 35 |  | 0.11429 | 0.096429 | 0 | 0 | 0 | 0.59375 | 0 | 1.9113 | 0.60062 | 5.9737 | 0.48 | 0.572 |  | 5.0056 | 0.6975 | 0 |  | 80.17% | 19.83% | 89.49% | 18.84% | 0 |  | 43.2% | 38.2% |  | 15.2546 | 1.2204 | 15.2546 | 15.2546 | 15.2546 | 0.30509 | 0.30509 | 0.30509 | 0.30509 | 0.30509 | 0 | 34% |  | 18.6657 | 18.6657 | 18.3786 | 18.3786 | 1 | 1 | 55.4834 | 55.4834 | 55.9076 | 55.9076 | 50.9357 | 50.9357 | 15 | 0.70363 | 12.5079 | 0.73165 | 12.5079 | 0.66663 | 5.1597 | 68.5% | 5.4167 | 62.72% | 6.4133 | 97.83% | 5.8984 | 66.79% | 8.0389 | 69.73% | 8.76 | 69.22% | 3.8234 | 3.4758 |  |  | 0.67526 | 0.50491 | 3.942 | 3.7584 | 1 | 30.7102 | 30.7102 | 0.71429 | 27.6758 | 19.7684 | 2.3708 | 2.509 | 2 | 2 | 1.5 | 1.5 | 12.5% | 12.5% | 0%
2046 | Base | 2.6022 | 2.6913 | 2.7102 | 2.7065 | 2.7296 | 2.8432 | 53503.7282 | 48854.6379 | 30414.3473 | 15231.9209 | 11474.7782 | 7734.4895 | 48.7479 | 51.6233 | 51.5858 | 60.2425 | 61.4895 | 64.6449 | 0.01 | 35 | 35 | 35 | 35 | 35 | 35 |  | 0.11667 | 0.1 | 0 | 0 | 0 | 0.5975 | 0 | 1.8925 | 0.59525 | 5.8695 | 0.454 | 0.5832 |  | 4.9959 | 0.703 | 0 |  | 79.83% | 20.17% | 89.86% | 19.59% | 0 |  | 43.31% | 36.98% |  | 15.235 | 1.2188 | 15.235 | 15.235 | 15.235 | 0.3047 | 0.3047 | 0.3047 | 0.3047 | 0.3047 | 0 | 35.2% |  | 18.6657 | 18.6657 | 18.3786 | 18.3786 | 1 | 1 | 55.4834 | 55.4834 | 55.9076 | 55.9076 | 50.9357 | 50.9357 | 15 | 0.7106 | 12.5079 | 0.73644 | 12.5079 | 0.67713 | 5.1597 | 68.96% | 5.4167 | 63.68% | 6.4133 | 97.98% | 5.8984 | 67.38% | 8.0389 | 70.1% | 8.76 | 69.62% | 3.8234 | 3.4758 |  |  | 0.67526 | 0.50491 | 3.942 | 3.7584 | 1 | 30.7102 | 30.7102 | 0.71429 | 27.6758 | 19.7684 | 2.3708 | 2.509 | 2 | 2 | 1.5 | 1.5 | 13% | 13% | 0%
2047 | Base | 2.595 | 2.678 | 2.6957 | 2.6922 | 2.7138 | 2.8199 | 54000.8492 | 49232.3602 | 30743.5973 | 15116.7692 | 11365.2588 | 7658.0427 | 49.2799 | 52.012 | 51.945 | 60.743 | 61.8354 | 64.724 | 0.01 | 35 | 35 | 35 | 35 | 35 | 35 |  | 0.11905 | 0.10357 | 0 | 0 | 0 | 0.60125 | 0 | 1.8738 | 0.58987 | 5.7652 | 0.428 | 0.5944 |  | 4.9862 | 0.7085 | 0 |  | 79.48% | 20.52% | 90.22% | 20.33% | 0 |  | 43.41% | 35.77% |  | 15.2153 | 1.2172 | 15.2153 | 15.2153 | 15.2153 | 0.30431 | 0.30431 | 0.30431 | 0.30431 | 0.30431 | 0 | 36.4% |  | 18.6657 | 18.6657 | 18.3786 | 18.3786 | 1 | 1 | 55.4834 | 55.4834 | 55.9076 | 55.9076 | 50.9357 | 50.9357 | 15 | 0.71748 | 12.5079 | 0.7412 | 12.5079 | 0.68737 | 5.1597 | 69.41% | 5.4167 | 64.61% | 6.4133 | 98.12% | 5.8984 | 67.96% | 8.0389 | 70.46% | 8.76 | 70.02% | 3.8234 | 3.4758 |  |  | 0.67526 | 0.50491 | 3.942 | 3.7584 | 1 | 30.7102 | 30.7102 | 0.71429 | 27.6758 | 19.7684 | 2.3708 | 2.509 | 2 | 2 | 1.5 | 1.5 | 13.5% | 13.5% | 0%
2048 | Base | 2.5878 | 2.6647 | 2.6811 | 2.6778 | 2.6979 | 2.7964 | 54481.0439 | 49592.4791 | 31065.3299 | 15008.466 | 11263.512 | 7586.712 | 49.8037 | 52.3816 | 52.2906 | 61.2246 | 62.1709 | 64.7897 | 0.01 | 35 | 35 | 35 | 35 | 35 | 35 |  | 0.12143 | 0.10714 | 0 | 0 | 0 | 0.605 | 0 | 1.855 | 0.5845 | 5.661 | 0.402 | 0.6056 |  | 4.9765 | 0.714 | 0 |  | 79.14% | 20.86% | 90.59% | 21.07% | 0 |  | 43.52% | 34.56% |  | 15.1957 | 1.2157 | 15.1957 | 15.1957 | 15.1957 | 0.30391 | 0.30391 | 0.30391 | 0.30391 | 0.30391 | 0 | 37.6% |  | 18.6657 | 18.6657 | 18.3786 | 18.3786 | 1 | 1 | 55.4834 | 55.4834 | 55.9076 | 55.9076 | 50.9357 | 50.9357 | 15 | 0.72429 | 12.5079 | 0.74592 | 12.5079 | 0.69736 | 5.1597 | 69.86% | 5.4167 | 65.53% | 6.4133 | 98.27% | 5.8984 | 68.53% | 8.0389 | 70.82% | 8.76 | 70.42% | 3.8234 | 3.4758 |  |  | 0.67526 | 0.50491 | 3.942 | 3.7584 | 1 | 30.7102 | 30.7102 | 0.71429 | 27.6758 | 19.7684 | 2.3708 | 2.509 | 2 | 2 | 1.5 | 1.5 | 14% | 14% | 0%
2049 | Base | 2.5806 | 2.6513 | 2.6664 | 2.6634 | 2.6819 | 2.7727 | 54943.5492 | 49934.4503 | 31379.1111 | 14906.7827 | 11169.2128 | 7520.5386 | 50.3189 | 52.7318 | 52.6222 | 61.6866 | 62.4954 | 64.8436 | 0.01 | 35 | 35 | 35 | 35 | 35 | 35 |  | 0.12381 | 0.11071 | 0 | 0 | 0 | 0.60875 | 0 | 1.8363 | 0.57912 | 5.5567 | 0.376 | 0.6168 |  | 4.9668 | 0.7195 | 0 |  | 78.79% | 21.21% | 90.96% | 21.82% | 0 |  | 43.63% | 33.34% |  | 15.176 | 1.2141 | 15.176 | 15.176 | 15.176 | 0.30352 | 0.30352 | 0.30352 | 0.30352 | 0.30352 | 0 | 38.8% |  | 18.6657 | 18.6657 | 18.3786 | 18.3786 | 1 | 1 | 55.4834 | 55.4834 | 55.9076 | 55.9076 | 50.9357 | 50.9357 | 15 | 0.73101 | 12.5079 | 0.7506 | 12.5079 | 0.70712 | 5.1597 | 70.31% | 5.4167 | 66.42% | 6.4133 | 98.41% | 5.8984 | 69.1% | 8.0389 | 71.18% | 8.76 | 70.81% | 3.8234 | 3.4758 |  |  | 0.67526 | 0.50491 | 3.942 | 3.7584 | 1 | 30.7102 | 30.7102 | 0.71429 | 27.6758 | 19.7684 | 2.3708 | 2.509 | 2 | 2 | 1.5 | 1.5 | 14.5% | 14.5% | 0%
2050 | Base | 2.5734 | 2.6379 | 2.6517 | 2.6489 | 2.6658 | 2.7488 | 55387.4961 | 50257.6625 | 31684.4406 | 14811.4786 | 11082.0753 | 7459.5676 | 50.8248 | 53.0619 | 52.9389 | 62.128 | 62.8082 | 64.8869 | 0.01 | 35 | 35 | 35 | 35 | 35 | 35 |  | 0.12619 | 0.11429 | 0 | 0 | 0 | 0.6125 | 0 | 1.8175 | 0.57375 | 5.4525 | 0.35 | 0.628 |  | 4.9571 | 0.725 | 0 |  | 78.45% | 21.55% | 91.33% | 22.56% | 0 |  | 43.73% | 32.13% |  | 15.1564 | 1.2125 | 15.1564 | 15.1564 | 15.1564 | 0.30313 | 0.30313 | 0.30313 | 0.30313 | 0.30313 | 0 | 40% |  | 18.6657 | 18.6657 | 18.3786 | 18.3786 | 1 | 1 | 55.4834 | 55.4834 | 55.9076 | 55.9076 | 50.9357 | 50.9357 | 15 | 0.73766 | 12.5079 | 0.75526 | 12.5079 | 0.71663 | 5.1597 | 70.75% | 5.4167 | 67.29% | 6.4133 | 98.56% | 5.8984 | 69.67% | 8.0389 | 71.54% | 8.76 | 71.21% | 3.8234 | 3.4758 |  |  | 0.67526 | 0.50491 | 3.942 | 3.7584 | 1 | 30.7102 | 30.7102 | 0.71429 | 27.6758 | 19.7684 | 2.3708 | 2.509 | 2 | 2 | 1.5 | 1.5 | 15% | 15% | 0%
2051 | Base | 2.5661 | 2.6244 | 2.6368 | 2.6344 | 2.6496 | 2.7248 | 55811.8836 | 50561.4224 | 31980.7336 | 14723.2499 | 11001.4069 | 7403.8489 | 51.3207 | 53.3712 | 53.2402 | 62.5478 | 63.1088 | 64.9209 | 0.01 | 35 | 35 | 35 | 35 | 35 | 35 |  | 0.12857 | 0.11786 | 0 | 0 | 0 | 0.61625 | 0 | 1.7988 | 0.56837 | 5.3482 | 0.324 | 0.6392 |  | 4.9474 | 0.7305 | 0 |  | 78.1% | 21.9% | 91.69% | 23.3% | 0 |  | 43.84% | 30.92% |  | 15.1368 | 1.2109 | 15.1368 | 15.1368 | 15.1368 | 0.30274 | 0.30274 | 0.30274 | 0.30274 | 0.30274 | 0 | 41.2% |  | 18.6657 | 18.6657 | 18.3786 | 18.3786 | 1 | 1 | 55.4834 | 55.4834 | 55.9076 | 55.9076 | 50.9357 | 50.9357 | 15 | 0.74423 | 12.5079 | 0.75988 | 12.5079 | 0.72592 | 5.1597 | 71.19% | 5.4167 | 68.14% | 6.4133 | 98.7% | 5.8984 | 70.22% | 8.0389 | 71.89% | 8.76 | 71.6% | 3.8234 | 3.4758 |  |  | 0.67526 | 0.50491 | 3.942 | 3.7584 | 1 | 30.7102 | 30.7102 | 0.71429 | 27.6758 | 19.7684 | 2.3708 | 2.509 | 2 | 2 | 1.5 | 1.5 | 15.5% | 15.5% | 0%
2052 | Base | 2.5588 | 2.6108 | 2.6219 | 2.6197 | 2.6334 | 2.7006 | 56215.5411 | 50844.9333 | 32267.2961 | 14641.0627 | 10927.2886 | 7353.4382 | 51.8057 | 53.6588 | 53.5252 | 62.9449 | 63.3963 | 64.947 | 0.01 | 35 | 35 | 35 | 35 | 35 | 35 |  | 0.13095 | 0.12143 | 0 | 0 | 0 | 0.62 | 0 | 1.78 | 0.563 | 5.244 | 0.298 | 0.6504 |  | 4.9377 | 0.736 | 0 |  | 77.76% | 22.24% | 92.06% | 24.05% | 0 |  | 43.94% | 29.7% |  | 15.1171 | 1.2094 | 15.1171 | 15.1171 | 15.1171 | 0.30234 | 0.30234 | 0.30234 | 0.30234 | 0.30234 | 0 | 42.4% |  | 18.6657 | 18.6657 | 18.3786 | 18.3786 | 1 | 1 | 55.4834 | 55.4834 | 55.9076 | 55.9076 | 50.9357 | 50.9357 | 15 | 0.75072 | 12.5079 | 0.76447 | 12.5079 | 0.73498 | 5.1597 | 71.62% | 5.4167 | 68.97% | 6.4133 | 98.85% | 5.8984 | 70.78% | 8.0389 | 72.25% | 8.76 | 71.98% | 3.8234 | 3.4758 |  |  | 0.67526 | 0.50491 | 3.942 | 3.7584 | 1 | 30.7102 | 30.7102 | 0.71429 | 27.6758 | 19.7684 | 2.3708 | 2.509 | 2 | 2 | 1.5 | 1.5 | 16% | 16% | 0%
2053 | Base | 2.5516 | 2.5972 | 2.607 | 2.605 | 2.617 | 2.6762 | 56597.0761 | 51107.2652 | 32543.2885 | 14564.6499 | 10859.3833 | 7308.3987 | 52.2786 | 53.9241 | 53.7929 | 63.318 | 63.6698 | 64.9664 | 0.01 | 35 | 35 | 35 | 35 | 35 | 35 |  | 0.13333 | 0.125 | 0 | 0 | 0 | 0.62375 | 0 | 1.7613 | 0.55762 | 5.1397 | 0.272 | 0.6616 |  | 4.928 | 0.7415 | 0 |  | 77.41% | 22.59% | 92.43% | 24.79% | 0 |  | 44.05% | 28.49% |  | 15.0975 | 1.2078 | 15.0975 | 15.0975 | 15.0975 | 0.30195 | 0.30195 | 0.30195 | 0.30195 | 0.30195 | 0 | 43.6% |  | 18.6657 | 18.6657 | 18.3786 | 18.3786 | 1 | 1 | 55.4834 | 55.4834 | 55.9076 | 55.9076 | 50.9357 | 50.9357 | 15 | 0.75714 | 12.5079 | 0.76902 | 12.5079 | 0.74382 | 5.1597 | 72.06% | 5.4167 | 69.79% | 6.4133 | 98.99% | 5.8984 | 71.32% | 8.0389 | 72.6% | 8.76 | 72.37% | 3.8234 | 3.4758 |  |  | 0.67526 | 0.50491 | 3.942 | 3.7584 | 1 | 30.7102 | 30.7102 | 0.71429 | 27.6758 | 19.7684 | 2.3708 | 2.509 | 2 | 2 | 1.5 | 1.5 | 16.5% | 16.5% | 0%
2054 | Base | 2.5443 | 2.5835 | 2.5919 | 2.5903 | 2.6006 | 2.6516 | 56954.7946 | 51347.3112 | 32807.6696 | 14493.8888 | 10797.4616 | 7268.8027 | 52.7382 | 54.1657 | 54.0421 | 63.6652 | 63.928 | 64.9801 | 0.01 | 35 | 35 | 35 | 35 | 35 | 35 |  | 0.13571 | 0.12857 | 0 | 0 | 0 | 0.6275 | 0 | 1.7425 | 0.55225 | 5.0355 | 0.246 | 0.6728 |  | 4.9183 | 0.747 | 0 |  | 77.07% | 22.93% | 92.8% | 25.54% | 0 |  | 44.15% | 27.28% |  | 15.0778 | 1.2062 | 15.0778 | 15.0778 | 15.0778 | 0.30156 | 0.30156 | 0.30156 | 0.30156 | 0.30156 | 0 | 44.8% |  | 18.6657 | 18.6657 | 18.3786 | 18.3786 | 1 | 1 | 55.4834 | 55.4834 | 55.9076 | 55.9076 | 50.9357 | 50.9357 | 15 | 0.76348 | 12.5079 | 0.77354 | 12.5079 | 0.75245 | 5.1597 | 72.49% | 5.4167 | 70.59% | 6.4133 | 99.14% | 5.8984 | 71.86% | 8.0389 | 72.95% | 8.76 | 72.75% | 3.8234 | 3.4758 |  |  | 0.67526 | 0.50491 | 3.942 | 3.7584 | 1 | 30.7102 | 30.7102 | 0.71429 | 27.6758 | 19.7684 | 2.3708 | 2.509 | 2 | 2 | 1.5 | 1.5 | 17% | 17% | 0%
2055 | Base | 2.5369 | 2.5697 | 2.5768 | 2.5754 | 2.584 | 2.6268 | 57286.5755 | 51563.7189 | 33059.1067 | 14428.5431 | 10741.2796 | 7234.7352 | 53.1827 | 54.3824 | 54.2713 | 63.9846 | 64.1695 | 64.9893 | 0.01 | 35 | 35 | 35 | 35 | 35 | 35 |  | 0.1381 | 0.13214 | 0 | 0 | 0 | 0.63125 | 0 | 1.7238 | 0.54687 | 4.9312 | 0.22 | 0.684 |  | 4.9085 | 0.7525 | 0 |  | 76.72% | 23.28% | 93.16% | 26.28% | 0 |  | 44.26% | 26.07% |  | 15.0582 | 1.2047 | 15.0582 | 15.0582 | 15.0582 | 0.30116 | 0.30116 | 0.30116 | 0.30116 | 0.30116 | 0 | 46% |  | 18.6657 | 18.6657 | 18.3786 | 18.3786 | 1 | 1 | 55.4834 | 55.4834 | 55.9076 | 55.9076 | 50.9357 | 50.9357 | 15 | 0.76974 | 12.5079 | 0.77803 | 12.5079 | 0.76087 | 5.1597 | 72.91% | 5.4167 | 71.36% | 6.4133 | 99.28% | 5.8984 | 72.4% | 8.0389 | 73.29% | 8.76 | 73.13% | 3.8234 | 3.4758 |  |  | 0.67526 | 0.50491 | 3.942 | 3.7584 | 1 | 30.7102 | 30.7102 | 0.71429 | 27.6758 | 19.7684 | 2.3708 | 2.509 | 2 | 2 | 1.5 | 1.5 | 17.5% | 17.5% | 0%
2056 | Base | 2.5296 | 2.5559 | 2.5616 | 2.5605 | 2.5674 | 2.6018 | 57589.6577 | 51754.7789 | 33295.8196 | 14368.4613 | 10690.6258 | 7206.2985 | 53.6096 | 54.5727 | 54.4786 | 64.2734 | 64.3923 | 64.995 | 0.01 | 35 | 35 | 35 | 35 | 35 | 35 |  | 0.14048 | 0.13571 | 0 | 0 | 0 | 0.635 | 0 | 1.705 | 0.5415 | 4.827 | 0.194 | 0.6952 |  | 4.8988 | 0.758 | 0 |  | 76.38% | 23.62% | 93.53% | 27.02% | 0 |  | 44.37% | 24.85% |  | 15.0386 | 1.2031 | 15.0386 | 15.0386 | 15.0386 | 0.30077 | 0.30077 | 0.30077 | 0.30077 | 0.30077 | 0 | 47.2% |  | 18.6657 | 18.6657 | 18.3786 | 18.3786 | 1 | 1 | 55.4834 | 55.4834 | 55.9076 | 55.9076 | 50.9357 | 50.9357 | 15 | 0.77594 | 12.5079 | 0.78249 | 12.5079 | 0.76908 | 5.1597 | 73.34% | 5.4167 | 72.12% | 6.4133 | 99.43% | 5.8984 | 72.93% | 8.0389 | 73.64% | 8.76 | 73.51% | 3.8234 | 3.4758 |  |  | 0.67526 | 0.50491 | 3.942 | 3.7584 | 1 | 30.7102 | 30.7102 | 0.71429 | 27.6758 | 19.7684 | 2.3708 | 2.509 | 2 | 2 | 1.5 | 1.5 | 18% | 18% | 0%
2057 | Base | 2.5222 | 2.542 | 2.5463 | 2.5455 | 2.5507 | 2.5767 | 57860.2403 | 51918.2203 | 33515.2794 | 14313.4662 | 10645.1573 | 7183.621 | 54.0155 | 54.7342 | 54.6613 | 64.5281 | 64.5938 | 64.9981 | 0.01 | 35 | 35 | 35 | 35 | 35 | 35 |  | 0.14286 | 0.13929 | 0 | 0 | 0 | 0.63875 | 0 | 1.6863 | 0.53612 | 4.7227 | 0.168 | 0.7064 |  | 4.8891 | 0.7635 | 0 |  | 76.03% | 23.97% | 93.9% | 27.77% | 0 |  | 44.47% | 23.64% |  | 15.0189 | 1.2015 | 15.0189 | 15.0189 | 15.0189 | 0.30038 | 0.30038 | 0.30038 | 0.30038 | 0.30038 | 0 | 48.4% |  | 18.6657 | 18.6657 | 18.3786 | 18.3786 | 1 | 1 | 55.4834 | 55.4834 | 55.9076 | 55.9076 | 50.9357 | 50.9357 | 15 | 0.78206 | 12.5079 | 0.78691 | 12.5079 | 0.7771 | 5.1597 | 73.76% | 5.4167 | 72.87% | 6.4133 | 99.57% | 5.8984 | 73.46% | 8.0389 | 73.98% | 8.76 | 73.89% | 3.8234 | 3.4758 |  |  | 0.67526 | 0.50491 | 3.942 | 3.7584 | 1 | 30.7102 | 30.7102 | 0.71429 | 27.6758 | 19.7684 | 2.3708 | 2.509 | 2 | 2 | 1.5 | 1.5 | 18.5% | 18.5% | 0%
2058 | Base | 2.5148 | 2.5281 | 2.531 | 2.5304 | 2.5339 | 2.5513 | 58092.6138 | 52050.784 | 33713.5299 | 14263.3195 | 10604.6739 | 7166.8734 | 54.3948 | 54.8638 | 54.8157 | 64.7431 | 64.7697 | 64.9995 | 0.01 | 35 | 35 | 35 | 35 | 35 | 35 |  | 0.14524 | 0.14286 | 0 | 0 | 0 | 0.6425 | 0 | 1.6675 | 0.53075 | 4.6185 | 0.142 | 0.7176 |  | 4.8794 | 0.769 | 0 |  | 75.69% | 24.31% | 94.27% | 28.51% | 0 |  | 44.58% | 22.43% |  | 14.9993 | 1.1999 | 14.9993 | 14.9993 | 14.9993 | 0.29999 | 0.29999 | 0.29999 | 0.29999 | 0.29999 | 0 | 49.6% |  | 18.6657 | 18.6657 | 18.3786 | 18.3786 | 1 | 1 | 55.4834 | 55.4834 | 55.9076 | 55.9076 | 50.9357 | 50.9357 | 15 | 0.78811 | 12.5079 | 0.79131 | 12.5079 | 0.78492 | 5.1597 | 74.17% | 5.4167 | 73.59% | 6.4133 | 99.71% | 5.8984 | 73.98% | 8.0389 | 74.32% | 8.76 | 74.26% | 3.8234 | 3.4758 |  |  | 0.67526 | 0.50491 | 3.942 | 3.7584 | 1 | 30.7102 | 30.7102 | 0.71429 | 27.6758 | 19.7684 | 2.3708 | 2.509 | 2 | 2 | 1.5 | 1.5 | 19% | 19% | 0%
2059 | Base | 2.5074 | 2.5141 | 2.5155 | 2.5152 | 2.517 | 2.5257 | 58276.7065 | 52147.0849 | 33883.173 | 14217.876 | 10568.9117 | 7156.3097 | 54.7366 | 54.9566 | 54.9348 | 64.9092 | 64.9127 | 65 | 0.01 | 35 | 35 | 35 | 35 | 35 | 35 |  | 0.14762 | 0.14643 | 0 | 0 | 0 | 0.64625 | 0 | 1.6488 | 0.52537 | 4.5142 | 0.116 | 0.7288 |  | 4.8697 | 0.7745 | 0 |  | 75.34% | 24.66% | 94.63% | 29.26% | 0 |  | 44.68% | 21.21% |  | 14.9796 | 1.1984 | 14.9796 | 14.9796 | 14.9796 | 0.29959 | 0.29959 | 0.29959 | 0.29959 | 0.29959 | 0 | 50.8% |  | 18.6657 | 18.6657 | 18.3786 | 18.3786 | 1 | 1 | 55.4834 | 55.4834 | 55.9076 | 55.9076 | 50.9357 | 50.9357 | 15 | 0.79409 | 12.5079 | 0.79567 | 12.5079 | 0.79255 | 5.1597 | 74.59% | 5.4167 | 74.31% | 6.4133 | 99.86% | 5.8984 | 74.49% | 8.0389 | 74.66% | 8.76 | 74.63% | 3.8234 | 3.4758 |  |  | 0.67526 | 0.50491 | 3.942 | 3.7584 | 1 | 30.7102 | 30.7102 | 0.71429 | 27.6758 | 19.7684 | 2.3708 | 2.509 | 2 | 2 | 1.5 | 1.5 | 19.5% | 19.5% | 0%
2060 | Base | 2.5 | 2.5 | 2.5 | 2.5 | 2.5 | 2.5 | 58382.9907 | 52193.523 | 33999.185 | 14176.9906 | 10537.6763 | 7152.4433 | 55 | 55 | 55 | 65 | 65 | 65 | 0.01 | 35 | 35 | 35 | 35 | 35 | 35 |  | 0.15 | 0.15 | 0 | 0 | 0 | 0.65 | 0 | 1.63 | 0.52 | 4.41 | 0.09 | 0.74 |  | 4.86 | 0.78 | 0 |  | 75% | 25% | 95% | 30% | 0 |  | 44.79% | 20% |  | 14.96 | 1.1968 | 14.96 | 14.96 | 14.96 | 0.2992 | 0.2992 | 0.2992 | 0.2992 | 0.2992 | 0 | 52% |  | 18.6657 | 18.6657 | 18.3786 | 18.3786 | 1 | 1 | 55.4834 | 55.4834 | 55.9076 | 55.9076 | 50.9357 | 50.9357 | 15 | 0.8 | 12.5079 | 0.8 | 12.5079 | 0.8 | 5.1597 | 75% | 5.4167 | 75% | 6.4133 | 100% | 5.8984 | 75% | 8.0389 | 75% | 8.76 | 75% | 3.8234 | 3.4758 |  |  | 0.67526 | 0.50491 | 3.942 | 3.7584 | 1 | 30.7102 | 30.7102 | 0.71429 | 27.6758 | 19.7684 | 2.3708 | 2.509 | 2 | 2 | 1.5 | 1.5 | 20% | 20% | 0%
2005 | Best | 2.9454 | 2.9257 | 3.1628 | 3.9735 | 3.906 | 4.5554 | 23517.4088 | 20831.772 | 11517.3292 | 30441.5912 | 27114.228 | 14901.6708 | 23.1907 | 27.7224 | 32.0966 | 25.2374 | 32.5395 | 33.1743 | 0 | 30 | 30 | 30 | 30 | 30 | 30 |  | 0 | 0 | 0.15 | 0.25 | 0 | 0 | 0 | 2.38 | 0.735 | 8.58 | 1.13 | 0.292 |  | 7.4506 | 0.37392 | 0 |  | 96.57% | 3.434% | 73.99% | 0% | 0 |  | 40.56% | 81.88% |  | 15.7456 | 1.2596 | 15.7456 | 1.2596 | 15.7456 | 0.31491 | 0.31491 | 0.31491 | 0.31491 | 0.31491 | 0 | 0% |  | 32.5683 | 25.9245 | 25.601 | 37.9848 | 1 | 1 | 72.9469 | 72.9469 | 71.0791 | 85.1311 | 71.079 | 83.2 | 10.9647 | 0.5 | 6.2539 | 0.6 | 6.2539 | 0.2 | 3.4398 | 32.42% | 3.6111 | 3.948% | 4.2755 | 57.71% | 3.9323 | 50% | 5.3592 | 38.61% | 5.84 | 26.06% | 3.4758 | 2.8249 |  |  | 0.56272 | 0.42076 | 3.65 | 3.48 | 0.42857 | 30.7102 | 13.1615 | 0.28571 | 27.6758 | 7.9074 | 2.3708 | 2.509 | 1.6601 | 1.5117 | 1.024 | 0.86957 | 0% | 0% | 100%
2006 | Best | 2.9265 | 2.9037 | 3.1606 | 3.9346 | 3.886 | 4.552 | 24264.9078 | 21588.1724 | 12069.9066 | 30045.0922 | 26564.8276 | 14685.0934 | 24.837 | 28.5158 | 32.2882 | 25.9776 | 33.6572 | 34.2119 | 0 | 30 | 30 | 30 | 30 | 30 | 30 |  | 0.0038462 | 0 | 0.15 | 0.25 | 0 | 0 | 0 | 2.38 | 0.735 | 8.58 | 1.13 | 0.292 |  | 7.2164 | 0.38854 | 0 |  | 97.48% | 2.52% | 75.51% | 0% | 0 |  | 40.56% | 82.69% |  | 15.7456 | 1.2596 | 15.7456 | 1.2596 | 15.7456 | 0.31491 | 0.31491 | 0.31491 | 0.31491 | 0.31491 | 0 | 0% |  | 32.5683 | 25.9245 | 25.601 | 37.9848 | 1 | 1 | 72.9469 | 72.9469 | 71.0791 | 85.1311 | 71.079 | 83.2 | 10.9647 | 0.5 | 6.2539 | 0.6 | 6.2539 | 0.2 | 3.4398 | 35.46% | 3.6111 | 4.576% | 4.2755 | 61.19% | 3.9323 | 50% | 5.3592 | 38.61% | 5.84 | 29.38% | 3.4758 | 2.8249 |  |  | 0.56272 | 0.42076 | 3.65 | 3.48 | 0.42857 | 30.7102 | 13.1615 | 0.28571 | 27.6758 | 7.9074 | 2.3708 | 2.509 | 1.6601 | 1.5117 | 1.024 | 0.86957 | 0% | 0% | 100%
2007 | Best | 2.8929 | 2.872 | 3.1185 | 3.9038 | 3.8542 | 4.5408 | 25008.5006 | 22343.9149 | 12437.232 | 29596.4994 | 26081.0851 | 14593.768 | 26.4125 | 28.7782 | 32.55 | 26.889 | 34.5141 | 35.1529 | 0 | 30 | 30 | 30 | 30 | 30 | 30 |  | 0.0076923 | 0 | 0.15 | 0.25 | 0 | 0 | 0 | 2.38 | 0.735 | 8.58 | 1.13 | 0.292 |  | 6.9821 | 0.41162 | 0 |  | 96.39% | 3.61% | 74.86% | 0% | 0 |  | 40.56% | 82.98% |  | 15.7456 | 1.2596 | 15.7456 | 1.2596 | 15.7456 | 0.31491 | 0.31491 | 0.31491 | 0.31491 | 0.31491 | 0 | 0% |  | 32.5683 | 25.9245 | 25.601 | 37.9848 | 1 | 1 | 72.9469 | 72.9469 | 71.0791 | 85.1311 | 71.079 | 83.2 | 10.9647 | 0.5 | 6.2539 | 0.6 | 6.2539 | 0.2 | 3.4398 | 35.15% | 3.6111 | 5.576% | 4.2755 | 64.35% | 3.9323 | 50% | 5.3592 | 40.49% | 5.84 | 31.17% | 3.4758 | 2.8249 |  |  | 0.56272 | 0.42076 | 3.65 | 3.48 | 0.42857 | 30.7102 | 13.1615 | 0.28571 | 27.6758 | 7.9074 | 2.3708 | 2.509 | 1.6601 | 1.5117 | 1.024 | 0.86957 | 0% | 0% | 100%
2008 | Best | 2.8776 | 2.8783 | 3.1482 | 3.8796 | 3.8456 | 4.5277 | 25857.3886 | 23151.6891 | 12878.7463 | 29149.6114 | 25566.3109 | 14462.2537 | 27.5448 | 28.8226 | 32.4275 | 27.9429 | 35.4476 | 36.2883 | 0 | 30 | 30 | 30 | 30 | 30 | 30 |  | 0.011538 | 0 | 0.15 | 0.25 | 0 | 0 | 0 | 2.38 | 0.735 | 8.58 | 1.13 | 0.292 |  | 5.717 | 0.46379 | 0 |  | 95.95% | 4.052% | 73.32% | 0% | 0 |  | 40.56% | 80.48% |  | 15.7456 | 1.2596 | 15.7456 | 1.2596 | 15.7456 | 0.31491 | 0.31491 | 0.31491 | 0.31491 | 0.31491 | 0 | 0% |  | 32.5683 | 25.9245 | 25.601 | 37.9848 | 1 | 1 | 72.9469 | 72.9469 | 71.0791 | 85.1311 | 71.079 | 83.2 | 10.9647 | 0.5 | 6.2539 | 0.6 | 6.2539 | 0.2 | 3.4398 | 35.16% | 3.6111 | 6.402% | 4.2755 | 68.48% | 3.9323 | 50% | 5.3592 | 41.58% | 5.84 | 32.37% | 3.4758 | 2.8249 |  |  | 0.56272 | 0.42076 | 3.65 | 3.48 | 0.42857 | 30.7102 | 13.1615 | 0.28571 | 27.6758 | 7.9074 | 2.3708 | 2.509 | 1.6601 | 1.5117 | 1.024 | 0.86957 | 0% | 0% | 100%
2009 | Best | 2.8587 | 2.848 | 3.1275 | 3.8279 | 3.8169 | 4.5062 | 26556.9986 | 23891.2577 | 13246.1285 | 28832.0014 | 25137.7423 | 14377.8715 | 28.3203 | 28.927 | 32.5252 | 29.0742 | 36.6187 | 37.3365 | 0 | 30 | 30 | 30 | 30 | 30 | 30 |  | 0.015385 | 0 | 0.15 | 0.25 | 0 | 0 | 0 | 2.38 | 0.735 | 8.58 | 1.13 | 0.292 |  | 6.0918 | 0.47066 | 0 |  | 95.39% | 4.612% | 74.35% | 0% | 0 |  | 40.56% | 80.3% |  | 15.7456 | 1.2596 | 15.7456 | 1.2596 | 15.7456 | 0.31491 | 0.31491 | 0.31491 | 0.31491 | 0.31491 | 0 | 0% |  | 32.5683 | 25.9245 | 25.601 | 37.9848 | 1 | 1 | 72.9469 | 72.9469 | 71.0791 | 85.1311 | 71.079 | 83.2 | 10.9647 | 0.5 | 6.2539 | 0.6 | 6.2539 | 0.2 | 3.4398 | 36.5% | 3.6111 | 8.048% | 4.2755 | 73.44% | 3.9323 | 50% | 5.3592 | 42.25% | 5.84 | 33.25% | 3.4758 | 2.8249 |  |  | 0.56272 | 0.42076 | 3.65 | 3.48 | 0.42857 | 30.7102 | 13.1615 | 0.28571 | 27.6758 | 7.9074 | 2.3708 | 2.509 | 1.6601 | 1.5117 | 1.024 | 0.86957 | 0% | 0% | 100%
2010 | Best | 2.842 | 2.8358 | 3.1261 | 3.792 | 3.7965 | 4.4105 | 27841.0521 | 25161.8575 | 14068.4627 | 28283.9479 | 24104.1425 | 13625.5373 | 28.1433 | 28.6577 | 31.5412 | 30.473 | 38.0595 | 40.1322 | 0 | 30 | 30 | 30 | 30 | 30 | 30 |  | 0.019231 | 0 | 0.15 | 0.25 | 0 | 0 | 0 | 2.38 | 0.735 | 8.58 | 1.13 | 0.292 |  | 5.8575 | 0.45642 | 0 |  | 95.92% | 4.077% | 73.73% | 0% | 0 |  | 40.56% | 79.2% |  | 15.7456 | 1.2596 | 15.7456 | 1.2596 | 15.7456 | 0.31491 | 0.31491 | 0.31491 | 0.31491 | 0.31491 | 0 | 0% |  | 21.9171 | 32.5683 | 25.1856 | 25.601 | 1 | 1 | 62.1101 | 72.9469 | 63.9968 | 71.0791 | 71.079 | 83.2 | 10.9647 | 0.5 | 6.2539 | 0.6 | 6.2539 | 0.2 | 3.4398 | 39.84% | 3.6111 | 9.876% | 4.2755 | 78.32% | 3.9323 | 50% | 5.3592 | 45.51% | 5.84 | 34.47% | 3.4758 | 2.8249 |  |  | 0.56272 | 0.42076 | 3.65 | 3.48 | 0.42857 | 30.7102 | 13.1615 | 0.28571 | 27.6758 | 7.9074 | 2.3708 | 2.509 | 1.6601 | 1.5117 | 1.024 | 0.86957 | 0% | 0% | 100%
2011 | Best | 2.812 | 2.8414 | 3.1167 | 3.7186 | 3.7148 | 4.2897 | 28739.4943 | 26206.2332 | 14683.7156 | 27659.5057 | 23537.7668 | 13551.2844 | 28.7196 | 28.7627 | 31.1681 | 32.027 | 39.3702 | 41.0702 | 0 | 30 | 30 | 30 | 30 | 30 | 30 |  | 0.023077 | 0 | 0.15 | 0.25 | 0 | 0 | 0 | 2.38 | 0.735 | 8.58 | 1.13 | 0.292 |  | 6.0918 | 0.47318 | 0 |  | 95.97% | 4.035% | 74.32% | 0% | 0 |  | 40.56% | 81.34% |  | 15.7456 | 1.2596 | 15.7456 | 1.2596 | 15.7456 | 0.31491 | 0.31491 | 0.31491 | 0.31491 | 0.31491 | 0 | 0% |  | 21.9171 | 32.5683 | 25.1856 | 25.601 | 1 | 1 | 62.1101 | 72.9469 | 63.9968 | 71.0791 | 71.079 | 83.2 | 10.9647 | 0.5 | 6.2539 | 0.6 | 6.2539 | 0.2 | 3.4398 | 42.41% | 3.6111 | 13.95% | 4.2755 | 86% | 3.9323 | 50% | 5.3592 | 47.4% | 5.84 | 36.38% | 3.4758 | 2.8249 |  |  | 0.56272 | 0.42076 | 3.65 | 3.48 | 0.42857 | 30.7102 | 13.1615 | 0.28571 | 27.6758 | 7.9074 | 2.3708 | 2.509 | 1.6601 | 1.5117 | 1.024 | 0.86957 | 0% | 0% | 100%
2012 | Best | 2.806 | 2.828 | 3.0998 | 3.6615 | 3.6835 | 4.1552 | 29554.693 | 27036.6808 | 15281.3726 | 27032.307 | 23051.3192 | 13422.6274 | 29.1269 | 29.0639 | 31.5223 | 33.599 | 40.4078 | 42.0386 | 0 | 30 | 30 | 30 | 30 | 30 | 30 |  | 0.026923 | 0 | 0.15 | 0.25 | 0 | 0 | 0 | 2.38 | 0.735 | 8.58 | 1.13 | 0.292 |  | 5.3421 | 0.48786 | 0 |  | 95.54% | 4.458% | 74.45% | 0% | 0 |  | 40.56% | 78.05% |  | 15.7456 | 1.2596 | 15.7456 | 1.2596 | 15.7456 | 0.31491 | 0.31491 | 0.31491 | 0.31491 | 0.31491 | 0 | 0% |  | 21.9171 | 32.5683 | 25.1856 | 25.601 | 1 | 1 | 62.1101 | 72.9469 | 63.9968 | 71.0791 | 56.2294 | 71.079 | 10.9647 | 0.5 | 6.2539 | 0.6 | 6.2539 | 0.2 | 3.4398 | 43.52% | 3.6111 | 14.97% | 4.2755 | 89.25% | 3.9323 | 50% | 5.3592 | 48.28% | 5.84 | 38.42% | 3.4758 | 2.8249 |  |  | 0.56272 | 0.42076 | 3.65 | 3.48 | 0.42857 | 30.7102 | 13.1615 | 0.28571 | 27.6758 | 7.9074 | 2.3708 | 2.509 | 1.6601 | 1.5117 | 1.024 | 0.86957 | 0% | 0% | 100%
2013 | Best | 2.8178 | 2.9051 | 2.8179 | 3.4895 | 3.3994 | 3.9948 | 30382.5819 | 27933.0005 | 15883.0538 | 26311.4181 | 22472.9995 | 13195.9462 | 29.4911 | 29.5692 | 32.386 | 34.5829 | 42.2695 | 43.3775 | 0 | 30 | 30 | 30 | 30 | 30 | 30 |  | 0.030769 | 0 | 0.15 | 0.25 | 0 | 0 | 0 | 2.38 | 0.735 | 8.58 | 1.13 | 0.292 |  | 5.2484 | 0.48867 | 0 |  | 94.83% | 5.17% | 74.9% | 0% | 0 |  | 40.56% | 78.19% |  | 15.7456 | 1.2596 | 15.7456 | 1.2596 | 15.7456 | 0.31491 | 0.31491 | 0.31491 | 0.31491 | 0.31491 | 0 | 0% |  | 21.9171 | 32.5683 | 25.1856 | 25.601 | 1 | 1 | 62.1101 | 72.9469 | 63.9968 | 71.0791 | 56.2294 | 71.079 | 10.9647 | 0.5 | 6.2539 | 0.6 | 6.2539 | 0.2 | 3.4398 | 42.32% | 3.6111 | 17.19% | 4.2755 | 85.26% | 3.9323 | 50% | 5.3592 | 56.53% | 5.84 | 46.03% | 3.4758 | 2.8249 |  |  | 0.56272 | 0.42076 | 3.65 | 3.48 | 0.42857 | 30.7102 | 13.1615 | 0.28571 | 27.6758 | 7.9074 | 2.3708 | 2.509 | 1.6601 | 1.5117 | 1.024 | 0.86957 | 0% | 0% | 100%
2014 | Best | 2.856 | 2.9169 | 2.8773 | 3.3771 | 3.1684 | 3.872 | 31208.7625 | 28774.2144 | 16445.2294 | 25689.2375 | 21949.7856 | 13024.7706 | 29.8546 | 30.4875 | 33.0822 | 35.4234 | 43.6163 | 44.5455 | 0 | 30 | 30 | 30 | 30 | 30 | 30 |  | 0.034615 | 0 | 0.15 | 0.25 | 0 | 0 | 0 | 2.38 | 0.735 | 8.58 | 1.13 | 0.292 |  | 5.4827 | 0.49542 | 0 |  | 93.87% | 6.132% | 75.4% | 0% | 0 |  | 40.56% | 75.56% |  | 15.7456 | 1.2596 | 15.7456 | 1.2596 | 15.7456 | 0.31491 | 0.31491 | 0.31491 | 0.31491 | 0.31491 | 0 | 0% |  | 21.9171 | 32.5683 | 25.1856 | 25.601 | 1 | 1 | 62.1101 | 72.9469 | 63.9968 | 71.0791 | 56.2294 | 71.079 | 10.9647 | 0.5 | 6.2539 | 0.6 | 6.2539 | 0.2 | 3.4398 | 42.83% | 3.6111 | 19.79% | 4.2755 | 84.84% | 3.9323 | 50% | 5.3592 | 55.51% | 5.84 | 46.28% | 3.4758 | 2.8249 |  |  | 0.56272 | 0.42076 | 3.65 | 3.48 | 0.42857 | 30.7102 | 13.1615 | 0.28571 | 27.6758 | 7.9074 | 2.3708 | 2.509 | 1.6601 | 1.5117 | 1.024 | 0.86957 | 0% | 0% | 100%
2015 | Best | 2.8444 | 2.935 | 2.9662 | 3.3157 | 3.1282 | 3.7457 | 32213.0374 | 29714.7013 | 17058.5437 | 24779.9626 | 21270.2987 | 12730.4563 | 30.3012 | 31.3151 | 33.9555 | 36.8167 | 45.423 | 46.0366 | 0 | 30 | 30 | 30 | 30 | 30 | 30 |  | 0.038462 | 0 | 0.15 | 0.25 | 0 | 0 | 0 | 2.38 | 0.735 | 8.58 | 1.13 | 0.292 |  | 5.2484 | 0.4704 | 0 |  | 93.44% | 6.564% | 76.1% | 0% | 0 |  | 40.56% | 73.68% |  | 15.7456 | 1.2596 | 15.7456 | 1.2596 | 15.7456 | 0.31491 | 0.31491 | 0.31491 | 0.31491 | 0.31491 | 0 | 0% |  | 21.9171 | 32.5683 | 25.1856 | 25.601 | 1 | 1 | 62.1101 | 72.9469 | 63.9968 | 71.0791 | 56.2294 | 71.079 | 10.9647 | 0.5 | 6.2539 | 0.6 | 6.2539 | 0.2 | 3.4398 | 44.15% | 3.6111 | 21.1% | 4.2755 | 84.93% | 3.9323 | 50% | 5.3592 | 54.29% | 5.84 | 46.54% | 3.4758 | 2.8249 |  |  | 0.56272 | 0.42076 | 3.65 | 3.48 | 0.42857 | 30.7102 | 13.1615 | 0.28571 | 27.6758 | 7.9074 | 2.3708 | 2.509 | 1.6601 | 1.5117 | 1.024 | 0.86957 | 0% | 0% | 100%
2016 | Best | 2.8449 | 2.9537 | 3.0087 | 3.2897 | 3.1118 | 3.6308 | 33195.794 | 30719.8492 | 17673.5278 | 23974.206 | 20600.1508 | 12499.4722 | 30.7459 | 32.3121 | 35.258 | 37.8279 | 46.6331 | 47.321 | 0 | 30 | 30 | 30 | 30 | 30 | 30 |  | 0.042308 | 0 | 0.15 | 0.25 | 0 | 0 | 0 | 2.38 | 0.735 | 8.58 | 1.13 | 0.292 |  | 5.2484 | 0.47917 | 0 |  | 92.99% | 7.011% | 76.4% | 0% | 0 |  | 40.56% | 72.24% |  | 15.7456 | 1.2596 | 15.7456 | 1.2596 | 15.7456 | 0.31491 | 0.31491 | 0.31491 | 0.31491 | 0.31491 | 0 | 0% |  | 21.9171 | 32.5683 | 25.1856 | 25.601 | 1 | 1 | 62.1101 | 72.9469 | 63.9968 | 71.0791 | 56.2294 | 71.079 | 10.9647 | 0.5 | 6.2539 | 0.6 | 6.2539 | 0.2 | 3.4398 | 47.9% | 3.6111 | 23.45% | 4.2755 | 88.5% | 3.9323 | 50% | 5.3592 | 54.46% | 5.84 | 47.4% | 3.4758 | 2.8249 |  |  | 0.56272 | 0.42076 | 3.65 | 3.48 | 0.42857 | 30.7102 | 13.1615 | 0.28571 | 27.6758 | 7.9074 | 2.3708 | 2.509 | 1.6601 | 1.5117 | 1.024 | 0.86957 | 0% | 0% | 100%
2017 | Best | 2.8243 | 2.9468 | 3.0406 | 3.2426 | 3.0865 | 3.5806 | 34043.246 | 31655.0907 | 18297.803 | 23208.754 | 19941.9093 | 12283.197 | 31.0934 | 33.455 | 36.5961 | 38.6482 | 47.507 | 48.5018 | 0 | 30 | 30 | 30 | 30 | 30 | 30 |  | 0.046154 | 0 | 0.15 | 0.25 | 0 | 0 | 0 | 2.38 | 0.735 | 8.58 | 1.13 | 0.292 |  | 5.2484 | 0.49207 | 0 |  | 92% | 8% | 77.12% | 0% | 0 |  | 40.56% | 71.79% |  | 15.7456 | 1.2596 | 15.7456 | 1.2596 | 15.7456 | 0.31491 | 0.31491 | 0.31491 | 0.31491 | 0.31491 | 0 | 0% |  | 21.9171 | 32.5683 | 25.1856 | 25.601 | 1 | 1 | 62.1101 | 72.9469 | 63.9968 | 71.0791 | 56.2294 | 71.079 | 10.9647 | 0.5 | 6.2539 | 0.6 | 6.2539 | 0.2 | 3.4398 | 49.85% | 3.6111 | 24.42% | 4.2755 | 89.25% | 3.9323 | 50% | 5.3592 | 53.94% | 5.84 | 48.88% | 3.4758 | 2.8249 |  |  | 0.56272 | 0.42076 | 3.65 | 3.48 | 0.42857 | 30.7102 | 13.1615 | 0.28571 | 27.6758 | 7.9074 | 2.3708 | 2.509 | 1.6601 | 1.5117 | 1.024 | 0.86957 | 0% | 0% | 100%
2018 | Best | 2.8589 | 3.0036 | 3.044 | 3.2178 | 3.1147 | 3.4858 | 34726.9658 | 32469.6285 | 18884.672 | 22504.0342 | 19349.3715 | 12021.328 | 31.3697 | 34.6395 | 37.8007 | 39.2504 | 48.0513 | 49.7642 | 0 | 30 | 30 | 30 | 30 | 30 | 30 |  | 0.05 | 0 | 0.15 | 0.25 | 0 | 0 | 0 | 2.38 | 0.735 | 8.58 | 1.13 | 0.292 |  | 5.2484 | 0.52471 | 0 |  | 90.5% | 9.5% | 77.78% | 0% | 0 |  | 40.56% | 71.12% |  | 15.7456 | 1.2596 | 15.7456 | 1.2596 | 15.7456 | 0.31491 | 0.31491 | 0.31491 | 0.31491 | 0.31491 | 0 | 0% |  | 18.6657 | 21.9171 | 25.1856 | 25.601 | 1 | 1 | 55.4834 | 62.1101 | 63.9968 | 71.0791 | 56.2294 | 71.079 | 10.9647 | 0.5 | 6.2539 | 0.6 | 6.2539 | 0.2 | 3.4398 | 53.54% | 3.6111 | 28.01% | 4.2755 | 92.42% | 3.9323 | 50% | 5.3592 | 55.68% | 5.84 | 52.28% | 3.4758 | 2.8249 |  |  | 0.56272 | 0.42076 | 3.65 | 3.48 | 0.42857 | 30.7102 | 13.1615 | 0.28571 | 27.6758 | 7.9074 | 2.3708 | 2.509 | 1.6601 | 1.5117 | 1.024 | 0.86957 | 0% | 0% | 100%
2019 | Best | 2.8422 | 3.0072 | 3.0599 | 3.1601 | 3.0975 | 3.4704 | 35374.8937 | 33333.466 | 19386.4897 | 21865.1063 | 18705.534 | 11778.5103 | 32.2426 | 34.9829 | 38.1619 | 40.5549 | 48.8272 | 50.6785 | 0 | 30 | 30 | 30 | 30 | 30 | 30 |  | 0.052381 | 0.0035714 | 0.1375 | 0.22917 | 0 | 0 | 0 | 2.38 | 0.735 | 8.58 | 1.13 | 0.292 |  | 5.2484 | 0.55424 | 0 |  | 89.38% | 10.62% | 79.84% | 0% | 0 |  | 40.56% | 69.57% |  | 15.7456 | 1.2596 | 15.7456 | 1.2596 | 15.7456 | 0.31491 | 0.31491 | 0.31491 | 0.31491 | 0.31491 | 0 | 0% |  | 18.6657 | 21.9171 | 25.1856 | 25.601 | 1 | 1 | 55.4834 | 62.1101 | 63.9968 | 71.0791 | 56.2294 | 71.079 | 10.9647 | 0.5 | 6.2539 | 0.6 | 6.2539 | 0.2 | 3.4398 | 54.81% | 3.6111 | 29.27% | 4.2755 | 95.8% | 3.9323 | 50% | 5.3592 | 59.11% | 5.84 | 56.87% | 3.4758 | 2.8249 |  |  | 0.56272 | 0.42076 | 3.65 | 3.48 | 0.42857 | 30.7102 | 13.1615 | 0.28571 | 27.6758 | 7.9074 | 2.3708 | 2.509 | 1.6601 | 1.5117 | 1.024 | 0.86957 | 0% | 0% | 100%
2020 | Best | 2.7821 | 3.0148 | 3.0631 | 3.0536 | 3.1121 | 3.391 | 36023.8287 | 33903.627 | 19965.199 | 21199.7558 | 18124.107 | 11430.3192 | 32.9634 | 35.9112 | 38.5114 | 42.0236 | 49.7357 | 52.3947 | 0 | 35 | 35 | 35 | 35 | 35 | 35 |  | 0.054762 | 0.0071429 | 0.125 | 0.20833 | 0 | 0.5 | 0 | 2.38 | 0.735 | 8.58 | 1.13 | 0.292 |  | 5.2484 | 0.56 | 0 |  | 88.8% | 11.2% | 80.31% | 0.2439% | 0 |  | 40.56% | 68.52% |  | 15.7456 | 1.2596 | 15.7456 | 1.2596 | 15.7456 | 0.31491 | 0.31491 | 0.31491 | 0.31491 | 0.31491 | 0 | 4% |  | 18.6657 | 21.9171 | 25.1856 | 25.601 | 1 | 1 | 55.4834 | 62.1101 | 63.9968 | 71.0791 | 56.2294 | 71.079 | 10.9647 | 0.5 | 6.2539 | 0.6 | 6.2539 | 0.3 | 3.4398 | 55.96% | 3.6111 | 30.21% | 4.2755 | 94.1% | 3.9323 | 50% | 5.3592 | 59.9% | 5.84 | 58.28% | 3.4758 | 2.8249 |  |  | 0.56272 | 0.42076 | 3.65 | 3.48 | 0.42857 | 30.7102 | 13.1615 | 0.28571 | 27.6758 | 7.9074 | 2.3708 | 2.509 | 1.6601 | 1.5117 | 1.024 | 0.86957 | 0% | 0% | 100%
2021 | Best | 2.7821 | 3.0148 | 3.0631 | 3.0536 | 3.1121 | 3.391 | 36770.2626 | 34604.3324 | 20408.1457 | 20861.7305 | 17707.0244 | 11244.1629 | 33.5577 | 36.6397 | 39.0991 | 42.8657 | 50.3025 | 53.1722 | 0.06 | 70 | 70 | 70 | 70 | 70 | 70 |  | 0.064286 | 0.017857 | 0.1125 | 0.1875 | 0.049375 | 0.5075 | 0 | 2.3422 | 0.72437 | 8.3715 | 1.104 | 0.29345 |  | 5.2287 | 0.571 | 0 |  | 88.33% | 11.67% | 80.8% | 1.488% | 0.1 |  | 40.8% | 67.06% |  | 15.7062 | 1.2565 | 15.7062 | 1.2565 | 15.7062 | 0.31412 | 0.31412 | 0.31412 | 0.31412 | 0.31412 | 0 | 6.4% |  | 18.6657 | 21.9171 | 18.3786 | 25.1856 | 1 | 1 | 55.4834 | 62.1101 | 55.9076 | 63.9968 | 50.9357 | 56.2294 | 11.0079 | 0.50935 | 6.4403 | 0.60573 | 6.4403 | 0.31938 | 3.4698 | 56.51% | 3.6426 | 31.9% | 4.3128 | 94.26% | 3.9666 | 50.76% | 5.406 | 60.32% | 5.8909 | 58.75% | 3.4744 | 2.8377 |  |  | 0.56451 | 0.4221 | 3.646 | 3.4762 | 0.44302 | 30.7102 | 13.6052 | 0.30134 | 27.6758 | 8.3398 | 2.3708 | 2.509 | 1.6601 | 1.5117 | 1.0315 | 0.88493 | 1.25% | 1.25% | 100%
2022 | Best | 2.7821 | 3.0148 | 3.0631 | 3.0536 | 3.1121 | 3.391 | 37508.7351 | 35291.015 | 20847.6624 | 20530.6048 | 17303.041 | 11060.9565 | 34.137 | 37.3265 | 39.6468 | 43.6729 | 50.8207 | 53.7295 | 0.06 | 70 | 70 | 70 | 70 | 70 | 70 |  | 0.07381 | 0.028571 | 0.1 | 0.16667 | 0.0975 | 0.515 | 0 | 2.3045 | 0.71375 | 8.163 | 1.078 | 0.2949 |  | 5.209 | 0.582 | 0 |  | 87.86% | 12.14% | 81.29% | 2.732% | 0.2 |  | 41.03% | 65.59% |  | 15.6668 | 1.2533 | 15.6668 | 1.2533 | 15.6668 | 0.31334 | 0.31334 | 0.31334 | 0.31334 | 0.31334 | 0 | 8.8% |  | 18.6657 | 21.9171 | 18.3786 | 25.1856 | 1 | 1 | 55.4834 | 62.1101 | 55.9076 | 63.9968 | 50.9357 | 56.2294 | 11.051 | 0.51858 | 6.6232 | 0.61142 | 6.6232 | 0.33829 | 3.4995 | 57.05% | 3.6739 | 33.54% | 4.3498 | 94.41% | 4.0006 | 51.51% | 5.4524 | 60.74% | 5.9415 | 59.22% | 3.473 | 2.8503 |  |  | 0.56629 | 0.42343 | 3.6419 | 3.4723 | 0.45717 | 30.7102 | 14.0399 | 0.31654 | 27.6758 | 8.7604 | 2.3708 | 2.509 | 1.6601 | 1.5117 | 1.0391 | 0.90009 | 2.5% | 2.5% | 100%
2023 | Best | 2.7821 | 3.0148 | 3.0631 | 3.0536 | 3.1121 | 3.391 | 38238.6438 | 35963.3346 | 21283.4361 | 20206.901 | 16912.4744 | 10880.9695 | 34.7012 | 37.9729 | 40.1562 | 44.4457 | 51.2933 | 54.1253 | 0.06 | 70 | 70 | 70 | 70 | 70 | 70 |  | 0.083333 | 0.039286 | 0.0875 | 0.14583 | 0.14438 | 0.5225 | 0 | 2.2668 | 0.70312 | 7.9545 | 1.052 | 0.29635 |  | 5.1893 | 0.593 | 0 |  | 87.39% | 12.61% | 81.78% | 3.976% | 0.3 |  | 41.27% | 64.13% |  | 15.6274 | 1.2502 | 15.6274 | 1.2502 | 15.6274 | 0.31255 | 0.31255 | 0.31255 | 0.31255 | 0.31255 | 0 | 11.2% |  | 18.6657 | 21.9171 | 18.3786 | 25.1856 | 1 | 1 | 55.4834 | 62.1101 | 55.9076 | 63.9968 | 50.9357 | 56.2294 | 11.0939 | 0.52771 | 6.8027 | 0.61708 | 6.8027 | 0.35674 | 3.5291 | 57.59% | 3.7049 | 35.15% | 4.3865 | 94.56% | 4.0344 | 52.25% | 5.4984 | 61.15% | 5.9917 | 59.68% | 3.4716 | 2.863 |  |  | 0.56807 | 0.42476 | 3.6379 | 3.4685 | 0.47104 | 30.7102 | 14.4658 | 0.33132 | 27.6758 | 9.1696 | 2.3708 | 2.509 | 1.6601 | 1.5117 | 1.0466 | 0.91506 | 3.75% | 3.75% | 100%
2024 | Best | 2.7821 | 3.0148 | 3.0631 | 3.0536 | 3.1121 | 3.391 | 38959.3985 | 36621.0329 | 21715.2048 | 19891.1303 | 16535.5661 | 10704.4269 | 35.2503 | 38.5804 | 40.6292 | 45.1849 | 51.7233 | 54.404 | 0.06 | 70 | 70 | 70 | 70 | 70 | 70 |  | 0.092857 | 0.05 | 0.075 | 0.125 | 0.19 | 0.53 | 0 | 2.229 | 0.6925 | 7.746 | 1.026 | 0.2978 |  | 5.1696 | 0.604 | 0 |  | 86.92% | 13.08% | 82.27% | 5.22% | 0.4 |  | 41.51% | 62.67% |  | 15.588 | 1.247 | 15.588 | 1.247 | 15.588 | 0.31176 | 0.31176 | 0.31176 | 0.31176 | 0.31176 | 0 | 13.6% |  | 18.6657 | 21.9171 | 18.3786 | 25.1856 | 1 | 1 | 55.4834 | 62.1101 | 55.9076 | 63.9968 | 50.9357 | 56.2294 | 11.1367 | 0.53673 | 6.9788 | 0.62269 | 6.9788 | 0.37474 | 3.5584 | 58.12% | 3.7357 | 36.73% | 4.423 | 94.71% | 4.0679 | 52.98% | 5.5441 | 61.57% | 6.0415 | 60.14% | 3.4703 | 2.8756 |  |  | 0.56984 | 0.42608 | 3.6338 | 3.4646 | 0.48463 | 30.7102 | 14.8831 | 0.3457 | 27.6758 | 9.5675 | 2.3708 | 2.509 | 1.6601 | 1.5117 | 1.054 | 0.92984 | 5% | 5% | 100%
2025 | Best | 2.7821 | 3.0148 | 3.0631 | 3.0536 | 3.1121 | 3.391 | 39670.5572 | 37263.9769 | 22142.7471 | 19583.676 | 16172.4403 | 10531.5194 | 35.7845 | 39.1503 | 41.0674 | 45.8909 | 52.1134 | 54.5982 | 0.06 | 70 | 70 | 70 | 70 | 70 | 70 |  | 0.10238 | 0.060714 | 0.0625 | 0.10417 | 0.23438 | 0.5375 | 0 | 2.1913 | 0.68188 | 7.5375 | 1 | 0.29925 |  | 5.1499 | 0.615 | 0 |  | 86.45% | 13.55% | 82.77% | 6.463% | 0.5 |  | 41.74% | 61.21% |  | 15.5486 | 1.2439 | 15.5486 | 1.2439 | 15.5486 | 0.31097 | 0.31097 | 0.31097 | 0.31097 | 0.31097 | 0 | 16% |  | 18.6657 | 21.9171 | 18.3786 | 25.1856 | 1 | 1 | 55.4834 | 62.1101 | 55.9076 | 63.9968 | 50.9357 | 56.2294 | 11.1793 | 0.54565 | 7.1517 | 0.62826 | 7.1517 | 0.39231 | 3.5876 | 58.66% | 3.7663 | 38.27% | 4.4592 | 94.86% | 4.1012 | 53.71% | 5.5895 | 61.98% | 6.0909 | 60.6% | 3.4689 | 2.8881 |  |  | 0.57161 | 0.4274 | 3.6298 | 3.4607 | 0.49794 | 30.7102 | 15.2919 | 0.35969 | 27.6758 | 9.9546 | 2.3708 | 2.509 | 1.6601 | 1.5117 | 1.0614 | 0.94443 | 6.25% | 6.25% | 100%
2026 | Best | 2.7821 | 3.0148 | 3.0631 | 3.0536 | 3.1121 | 3.391 | 40371.7093 | 37892.05 | 22565.8742 | 19284.8938 | 15823.2058 | 10362.4092 | 36.3035 | 39.6839 | 41.4724 | 46.5645 | 52.4665 | 54.7323 | 0.06 | 70 | 70 | 70 | 70 | 70 | 70 |  | 0.1119 | 0.071429 | 0.05 | 0.083333 | 0.2775 | 0.545 | 0 | 2.1535 | 0.67125 | 7.329 | 0.974 | 0.3007 |  | 5.1301 | 0.626 | 0 |  | 85.98% | 14.02% | 83.26% | 7.707% | 0.6 |  | 41.98% | 59.74% |  | 15.5093 | 1.2407 | 15.5093 | 1.2407 | 15.5093 | 0.31019 | 0.31019 | 0.31019 | 0.31019 | 0.31019 | 0 | 18.4% |  | 18.6657 | 21.9171 | 18.3786 | 25.1856 | 1 | 1 | 55.4834 | 62.1101 | 55.9076 | 63.9968 | 50.9357 | 56.2294 | 11.2217 | 0.55446 | 7.3213 | 0.63379 | 7.3213 | 0.40945 | 3.6165 | 59.18% | 3.7966 | 39.77% | 4.4952 | 95.01% | 4.1343 | 54.43% | 5.6346 | 62.39% | 6.14 | 61.06% | 3.4675 | 2.9006 |  |  | 0.57337 | 0.42872 | 3.6257 | 3.4569 | 0.51099 | 30.7102 | 15.6925 | 0.37329 | 27.6758 | 10.331 | 2.3708 | 2.509 | 1.6601 | 1.5117 | 1.0688 | 0.95883 | 7.5% | 7.5% | 100%
2027 | Best | 2.7821 | 3.0148 | 3.0631 | 3.0536 | 3.1121 | 3.391 | 41062.5271 | 38505.3049 | 22984.4338 | 18995.0676 | 15487.8135 | 10197.2274 | 36.8076 | 40.1827 | 41.8461 | 47.2061 | 52.7849 | 54.8237 | 0.06 | 70 | 70 | 70 | 70 | 70 | 70 |  | 0.12143 | 0.082143 | 0.0375 | 0.0625 | 0.31937 | 0.5525 | 0 | 2.1158 | 0.66063 | 7.1205 | 0.948 | 0.30215 |  | 5.1104 | 0.637 | 0 |  | 85.51% | 14.49% | 83.75% | 8.951% | 0.7 |  | 42.21% | 58.28% |  | 15.4699 | 1.2376 | 15.4699 | 1.2376 | 15.4699 | 0.3094 | 0.3094 | 0.3094 | 0.3094 | 0.3094 | 0 | 20.8% |  | 18.6657 | 21.9171 | 18.3786 | 25.1856 | 1 | 1 | 55.4834 | 62.1101 | 55.9076 | 63.9968 | 50.9357 | 56.2294 | 11.264 | 0.56317 | 7.4878 | 0.63928 | 7.4878 | 0.42618 | 3.6452 | 59.71% | 3.8268 | 41.24% | 4.5309 | 95.16% | 4.1671 | 55.14% | 5.6793 | 62.79% | 6.1888 | 61.52% | 3.4661 | 2.913 |  |  | 0.57513 | 0.43004 | 3.6217 | 3.453 | 0.52377 | 30.7102 | 16.085 | 0.38652 | 27.6758 | 10.6972 | 2.3708 | 2.509 | 1.6601 | 1.5117 | 1.0761 | 0.97305 | 8.75% | 8.75% | 100%
2028 | Best | 2.7821 | 3.0148 | 3.0631 | 3.0536 | 3.1121 | 3.391 | 41742.7922 | 39103.7662 | 23398.3037 | 18714.3869 | 15166.2403 | 10036.079 | 37.2966 | 40.6478 | 42.1898 | 47.8164 | 53.0714 | 54.8854 | 0.06 | 70 | 70 | 70 | 70 | 70 | 70 |  | 0.13095 | 0.092857 | 0.025 | 0.041667 | 0.36 | 0.56 | 0 | 2.078 | 0.65 | 6.912 | 0.922 | 0.3036 |  | 5.0907 | 0.648 | 0 |  | 85.04% | 14.96% | 84.24% | 10.2% | 0.8 |  | 42.45% | 56.82% |  | 15.4305 | 1.2344 | 15.4305 | 1.2344 | 15.4305 | 0.30861 | 0.30861 | 0.30861 | 0.30861 | 0.30861 | 0 | 23.2% |  | 18.6657 | 21.9171 | 18.3786 | 25.1856 | 1 | 1 | 55.4834 | 62.1101 | 55.9076 | 63.9968 | 50.9357 | 56.2294 | 11.3062 | 0.57177 | 7.6512 | 0.64473 | 7.6512 | 0.4425 | 3.6737 | 60.23% | 3.8567 | 42.68% | 4.5663 | 95.31% | 4.1997 | 55.84% | 5.7237 | 63.2% | 6.2372 | 61.97% | 3.4647 | 2.9254 |  |  | 0.57688 | 0.43134 | 3.6176 | 3.4491 | 0.53629 | 30.7102 | 16.4695 | 0.39939 | 27.6758 | 11.0534 | 2.3708 | 2.509 | 1.6601 | 1.5117 | 1.0834 | 0.98709 | 10% | 10% | 100%
2029 | Best | 2.7821 | 3.0148 | 3.0631 | 3.0536 | 3.1121 | 3.391 | 42412.2999 | 39687.5201 | 23807.3598 | 18443.029 | 14858.4058 | 9879.0708 | 37.7705 | 41.0807 | 42.5052 | 48.3961 | 53.3281 | 54.9265 | 0.06 | 70 | 70 | 70 | 70 | 70 | 70 |  | 0.14048 | 0.10357 | 0.0125 | 0.020833 | 0.39938 | 0.5675 | 0 | 2.0403 | 0.63938 | 6.7035 | 0.896 | 0.30505 |  | 5.071 | 0.659 | 0 |  | 84.57% | 15.43% | 84.74% | 11.44% | 0.9 |  | 42.68% | 55.35% |  | 15.3911 | 1.2313 | 15.3911 | 1.2313 | 15.3911 | 0.30782 | 0.30782 | 0.30782 | 0.30782 | 0.30782 | 0 | 25.6% |  | 18.6657 | 21.9171 | 18.3786 | 25.1856 | 1 | 1 | 55.4834 | 62.1101 | 55.9076 | 63.9968 | 50.9357 | 56.2294 | 11.3482 | 0.58028 | 7.8115 | 0.65014 | 7.8115 | 0.45843 | 3.702 | 60.74% | 3.8864 | 44.09% | 4.6014 | 95.46% | 4.232 | 56.54% | 5.7678 | 63.6% | 6.2852 | 62.41% | 3.4633 | 2.9377 |  |  | 0.57862 | 0.43265 | 3.6135 | 3.4452 | 0.54856 | 30.7102 | 16.8463 | 0.41191 | 27.6758 | 11.3998 | 2.3708 | 2.509 | 1.6601 | 1.5117 | 1.0906 | 1.0009 | 11.25% | 11.25% | 100%
2030 | Best | 2.7821 | 3.0148 | 3.0631 | 3.0536 | 3.1121 | 3.391 | 43070.9177 | 40256.7306 | 24211.4906 | 18181.1088 | 14564.1568 | 9726.2986 | 38.2294 | 41.4827 | 42.7939 | 48.9457 | 53.5575 | 54.9536 | 0.06 | 70 | 70 | 70 | 70 | 70 | 70 |  | 0.15 | 0.11429 | 0 | 0 | 0.4375 | 0.575 | 0 | 2.0025 | 0.62875 | 6.495 | 0.87 | 0.3065 |  | 5.0513 | 0.67 | 0 |  | 84.1% | 15.9% | 85.23% | 12.68% | 1 |  | 42.92% | 53.89% |  | 15.3517 | 1.2281 | 15.3517 | 1.2281 | 15.3517 | 0.30703 | 0.30703 | 0.30703 | 0.30703 | 0.30703 | 0 | 28% |  | 7.5305 | 18.6657 | 9.6397 | 18.3786 | 1 | 1 | 43.4239 | 55.4834 | 41.029 | 55.9076 | 40.0282 | 50.9357 | 11.39 | 0.58869 | 7.9689 | 0.65552 | 7.9689 | 0.47397 | 3.7301 | 61.25% | 3.9159 | 45.46% | 4.6364 | 95.61% | 4.2642 | 57.23% | 5.8116 | 64% | 6.3329 | 62.86% | 3.4619 | 2.95 |  |  | 0.58036 | 0.43395 | 3.6095 | 3.4414 | 0.56058 | 30.7102 | 17.2154 | 0.42408 | 27.6758 | 11.7368 | 2.3708 | 2.509 | 1.6601 | 1.5117 | 1.0977 | 1.0146 | 12.5% | 12.5% | 100%
2031 | Best | 2.7821 | 3.0148 | 3.0631 | 3.0536 | 3.1121 | 3.391 | 43718.5688 | 40811.5958 | 24610.615 | 17928.6928 | 14283.3081 | 9577.8323 | 38.6733 | 41.855 | 43.0572 | 49.4659 | 53.7616 | 54.9711 | 0.06 | 70 | 70 | 70 | 70 | 70 | 70 |  | 0.15952 | 0.125 | 0 | 0 | 0.47437 | 0.5825 | 0 | 1.9648 | 0.61813 | 6.2865 | 0.844 | 0.30795 |  | 5.0316 | 0.681 | 0 |  | 83.63% | 16.37% | 85.72% | 13.93% | 1 |  | 43.16% | 52.43% |  | 15.3123 | 1.225 | 15.3123 | 1.225 | 15.3123 | 0.30625 | 0.30625 | 0.30625 | 0.30625 | 0.30625 | 0 | 30.4% |  | 7.5305 | 18.6657 | 9.6397 | 18.3786 | 1 | 1 | 43.4239 | 55.4834 | 41.029 | 55.9076 | 40.0282 | 50.9357 | 11.4317 | 0.597 | 8.1233 | 0.66085 | 8.1233 | 0.48913 | 3.758 | 61.76% | 3.9452 | 46.8% | 4.671 | 95.76% | 4.296 | 57.91% | 5.855 | 64.4% | 6.3802 | 63.3% | 3.4605 | 2.9622 |  |  | 0.5821 | 0.43525 | 3.6054 | 3.4375 | 0.57235 | 30.7102 | 17.5771 | 0.43592 | 27.6758 | 12.0645 | 2.3708 | 2.509 | 1.6601 | 1.5117 | 1.1049 | 1.0281 | 13.75% | 13.75% | 100%
2032 | Best | 2.7821 | 3.0148 | 3.0631 | 3.0536 | 3.1121 | 3.391 | 44355.1732 | 41352.3344 | 25004.6225 | 17685.8503 | 14015.6555 | 9433.7669 | 39.1021 | 42.1989 | 43.2968 | 49.9573 | 53.9425 | 54.9823 | 0.06 | 70 | 70 | 70 | 70 | 70 | 70 |  | 0.16905 | 0.13571 | 0 | 0 | 0.51 | 0.59 | 0 | 1.927 | 0.6075 | 6.078 | 0.818 | 0.3094 |  | 5.0119 | 0.692 | 0 |  | 83.16% | 16.84% | 86.21% | 15.17% | 1 |  | 43.39% | 50.96% |  | 15.2729 | 1.2218 | 15.2729 | 1.2218 | 15.2729 | 0.30546 | 0.30546 | 0.30546 | 0.30546 | 0.30546 | 0 | 32.8% |  | 7.5305 | 18.6657 | 9.6397 | 18.3786 | 1 | 1 | 43.4239 | 55.4834 | 41.029 | 55.9076 | 40.0282 | 50.9357 | 11.4733 | 0.60521 | 8.2749 | 0.66615 | 8.2749 | 0.50393 | 3.7857 | 62.27% | 3.9742 | 48.12% | 4.7054 | 95.91% | 4.3277 | 58.59% | 5.8981 | 64.79% | 6.4272 | 63.74% | 3.4592 | 2.9744 |  |  | 0.58383 | 0.43654 | 3.6013 | 3.4336 | 0.58389 | 30.7102 | 17.9314 | 0.44744 | 27.6758 | 12.3833 | 2.3708 | 2.509 | 1.6601 | 1.5117 | 1.1119 | 1.0415 | 15% | 15% | 100%
2033 | Best | 2.7821 | 3.0148 | 3.0631 | 3.0536 | 3.1121 | 3.391 | 44980.7624 | 41879.2596 | 25393.46 | 17452.554 | 13760.9065 | 9294.1479 | 39.5158 | 42.5157 | 43.5139 | 50.4206 | 54.1021 | 54.9894 | 0.06 | 70 | 70 | 70 | 70 | 70 | 70 |  | 0.17857 | 0.14643 | 0 | 0 | 0.54438 | 0.5975 | 0 | 1.8893 | 0.59688 | 5.8695 | 0.792 | 0.31085 |  | 4.9922 | 0.703 | 0 |  | 82.69% | 17.31% | 86.71% | 16.41% | 1 |  | 43.63% | 49.5% |  | 15.2335 | 1.2187 | 15.2335 | 1.2187 | 15.2335 | 0.30467 | 0.30467 | 0.30467 | 0.30467 | 0.30467 | 0 | 35.2% |  | 7.5305 | 18.6657 | 9.6397 | 18.3786 | 1 | 1 | 43.4239 | 55.4834 | 41.029 | 55.9076 | 40.0282 | 50.9357 | 11.5147 | 0.61333 | 8.4236 | 0.67141 | 8.4236 | 0.51837 | 3.8131 | 62.77% | 4.0031 | 49.4% | 4.7396 | 96.06% | 4.3591 | 59.26% | 5.9409 | 65.18% | 6.4739 | 64.18% | 3.4578 | 2.9865 |  |  | 0.58556 | 0.43783 | 3.5972 | 3.4297 | 0.5952 | 30.7102 | 18.2786 | 0.45864 | 27.6758 | 12.6933 | 2.3708 | 2.509 | 1.6601 | 1.5117 | 1.119 | 1.0546 | 16.25% | 16.25% | 100%
2034 | Best | 2.7821 | 3.0148 | 3.0631 | 3.0536 | 3.1121 | 3.391 | 45595.3711 | 42392.636 | 25777.0753 | 17228.7739 | 13518.8139 | 9159.0205 | 39.9145 | 42.8066 | 43.71 | 50.8564 | 54.2424 | 54.9937 | 0.06 | 70 | 70 | 70 | 70 | 70 | 70 |  | 0.1881 | 0.15714 | 0 | 0 | 0.5775 | 0.605 | 0 | 1.8515 | 0.58625 | 5.661 | 0.766 | 0.3123 |  | 4.9725 | 0.714 | 0 |  | 82.22% | 17.78% | 87.2% | 17.66% | 1 |  | 43.86% | 48.04% |  | 15.1941 | 1.2155 | 15.1941 | 1.2155 | 15.1941 | 0.30388 | 0.30388 | 0.30388 | 0.30388 | 0.30388 | 0 | 37.6% |  | 7.5305 | 18.6657 | 9.6397 | 18.3786 | 1 | 1 | 43.4239 | 55.4834 | 41.029 | 55.9076 | 40.0282 | 50.9357 | 11.5559 | 0.62135 | 8.5695 | 0.67663 | 8.5695 | 0.53245 | 3.8404 | 63.27% | 4.0317 | 50.65% | 4.7735 | 96.21% | 4.3903 | 59.92% | 5.9835 | 65.58% | 6.5202 | 64.61% | 3.4564 | 2.9986 |  |  | 0.58728 | 0.43912 | 3.5931 | 3.4258 | 0.60627 | 30.7102 | 18.6188 | 0.46954 | 27.6758 | 12.9949 | 2.3708 | 2.509 | 1.6601 | 1.5117 | 1.126 | 1.0676 | 17.5% | 17.5% | 100%
2035 | Best | 2.7821 | 3.0148 | 3.0631 | 3.0536 | 3.1121 | 3.391 | 46199.1167 | 42892.791 | 26155.4185 | 17014.4082 | 13289.0718 | 9028.4273 | 40.2982 | 43.0729 | 43.8865 | 51.2655 | 54.365 | 54.9964 | 0.06 | 70 | 70 | 70 | 70 | 70 | 70 |  | 0.19762 | 0.16786 | 0 | 0 | 0.60938 | 0.6125 | 0 | 1.8138 | 0.57563 | 5.4525 | 0.74 | 0.31375 |  | 4.9528 | 0.725 | 0 |  | 81.75% | 18.25% | 87.69% | 18.9% | 1 |  | 44.1% | 46.58% |  | 15.1547 | 1.2124 | 15.1547 | 1.2124 | 15.1547 | 0.30309 | 0.30309 | 0.30309 | 0.30309 | 0.30309 | 0 | 40% |  | 7.5305 | 18.6657 | 9.6397 | 18.3786 | 1 | 1 | 43.4239 | 55.4834 | 41.029 | 55.9076 | 40.0282 | 50.9357 | 11.597 | 0.62927 | 8.7128 | 0.68181 | 8.7128 | 0.5462 | 3.8675 | 63.76% | 4.0601 | 51.88% | 4.8072 | 96.36% | 4.4212 | 60.58% | 6.0256 | 65.96% | 6.5662 | 65.05% | 3.455 | 3.0106 |  |  | 0.58899 | 0.4404 | 3.589 | 3.4219 | 0.61713 | 30.7102 | 18.9521 | 0.48014 | 27.6758 | 13.2883 | 2.3708 | 2.509 | 1.6601 | 1.5117 | 1.1329 | 1.0804 | 18.75% | 18.75% | 100%
2036 | Best | 2.7821 | 3.0148 | 3.0631 | 3.0536 | 3.1121 | 3.391 | 46792.11 | 43380.0675 | 26528.4791 | 16809.3609 | 13071.3598 | 8902.3776 | 40.6668 | 43.3157 | 44.0445 | 51.6484 | 54.4715 | 54.998 | 0.06 | 70 | 70 | 70 | 70 | 70 | 70 |  | 0.20714 | 0.17857 | 0 | 0 | 0.64 | 0.62 | 0 | 1.776 | 0.565 | 5.244 | 0.714 | 0.3152 |  | 4.933 | 0.736 | 0 |  | 81.28% | 18.72% | 88.18% | 20.15% | 1 |  | 44.34% | 45.11% |  | 15.1154 | 1.2092 | 15.1154 | 1.2092 | 15.1154 | 0.30231 | 0.30231 | 0.30231 | 0.30231 | 0.30231 | 0 | 42.4% |  | 7.5305 | 18.6657 | 9.6397 | 18.3786 | 1 | 1 | 43.4239 | 55.4834 | 41.029 | 55.9076 | 40.0282 | 50.9357 | 11.638 | 0.63711 | 8.8533 | 0.68696 | 8.8533 | 0.55962 | 3.8944 | 64.25% | 4.0884 | 53.08% | 4.8406 | 96.51% | 4.452 | 61.23% | 6.0675 | 66.35% | 6.6118 | 65.48% | 3.4536 | 3.0226 |  |  | 0.5907 | 0.44168 | 3.5849 | 3.418 | 0.62776 | 30.7102 | 19.2786 | 0.49045 | 27.6758 | 13.5736 | 2.3708 | 2.509 | 1.6601 | 1.5117 | 1.1398 | 1.0931 | 20% | 20% | 100%
2037 | Best | 2.7821 | 3.0148 | 3.0631 | 3.0536 | 3.1121 | 3.391 | 47374.5018 | 43854.8621 | 26896.2277 | 16613.5014 | 12865.3077 | 8780.8965 | 41.0204 | 43.5364 | 44.1855 | 52.0059 | 54.5636 | 54.9989 | 0.06 | 70 | 70 | 70 | 70 | 70 | 70 |  | 0.21667 | 0.18929 | 0 | 0 | 0.66938 | 0.6275 | 0 | 1.7383 | 0.55438 | 5.0355 | 0.688 | 0.31665 |  | 4.9133 | 0.747 | 0 |  | 80.81% | 19.19% | 88.68% | 21.39% | 1 |  | 44.57% | 43.65% |  | 15.076 | 1.2061 | 15.076 | 1.2061 | 15.076 | 0.30152 | 0.30152 | 0.30152 | 0.30152 | 0.30152 | 0 | 44.8% |  | 7.5305 | 18.6657 | 9.6397 | 18.3786 | 1 | 1 | 43.4239 | 55.4834 | 41.029 | 55.9076 | 40.0282 | 50.9357 | 11.6788 | 0.64485 | 8.9913 | 0.69207 | 8.9913 | 0.57271 | 3.9211 | 64.74% | 4.1164 | 54.25% | 4.8737 | 96.65% | 4.4825 | 61.87% | 6.1091 | 66.73% | 6.6571 | 65.9% | 3.4522 | 3.0345 |  |  | 0.59241 | 0.44296 | 3.5808 | 3.414 | 0.63818 | 30.7102 | 19.5986 | 0.50048 | 27.6758 | 13.8511 | 2.3708 | 2.509 | 1.6601 | 1.5117 | 1.1467 | 1.1056 | 21.25% | 21.25% | 100%
2038 | Best | 2.7821 | 3.0148 | 3.0631 | 3.0536 | 3.1121 | 3.391 | 47946.4964 | 44317.5818 | 27258.6611 | 16426.6524 | 12670.5351 | 8663.9868 | 41.3589 | 43.7361 | 44.3105 | 52.3386 | 54.6427 | 54.9994 | 0.06 | 70 | 70 | 70 | 70 | 70 | 70 |  | 0.22619 | 0.2 | 0 | 0 | 0.6975 | 0.635 | 0 | 1.7005 | 0.54375 | 4.827 | 0.662 | 0.3181 |  | 4.8936 | 0.758 | 0 |  | 80.34% | 19.66% | 89.17% | 22.63% | 1 |  | 44.81% | 42.19% |  | 15.0366 | 1.2029 | 15.0366 | 1.2029 | 15.0366 | 0.30073 | 0.30073 | 0.30073 | 0.30073 | 0.30073 | 0 | 47.2% |  | 7.5305 | 18.6657 | 9.6397 | 18.3786 | 1 | 1 | 43.4239 | 55.4834 | 41.029 | 55.9076 | 40.0282 | 50.9357 | 11.7195 | 0.65251 | 9.1267 | 0.69714 | 9.1267 | 0.58548 | 3.9476 | 65.22% | 4.1442 | 55.4% | 4.9067 | 96.8% | 4.5128 | 62.51% | 6.1504 | 67.12% | 6.7021 | 66.33% | 3.4508 | 3.0464 |  |  | 0.59411 | 0.44423 | 3.5767 | 3.4101 | 0.64839 | 30.7102 | 19.9121 | 0.51023 | 27.6758 | 14.121 | 2.3708 | 2.509 | 1.6601 | 1.5117 | 1.1535 | 1.1179 | 22.5% | 22.5% | 100%
2039 | Best | 2.7821 | 3.0148 | 3.0631 | 3.0536 | 3.1121 | 3.391 | 48508.2858 | 44768.5877 | 27615.8128 | 16248.6477 | 12486.7047 | 8551.6198 | 41.6824 | 43.916 | 44.4209 | 52.6473 | 54.7102 | 54.9997 | 0.06 | 70 | 70 | 70 | 70 | 70 | 70 |  | 0.23571 | 0.21071 | 0 | 0 | 0.72437 | 0.6425 | 0 | 1.6628 | 0.53313 | 4.6185 | 0.636 | 0.31955 |  | 4.8739 | 0.769 | 0 |  | 79.87% | 20.13% | 89.66% | 23.88% | 1 |  | 45.04% | 40.72% |  | 14.9972 | 1.1998 | 14.9972 | 1.1998 | 14.9972 | 0.29994 | 0.29994 | 0.29994 | 0.29994 | 0.29994 | 0 | 49.6% |  | 7.5305 | 18.6657 | 9.6397 | 18.3786 | 1 | 1 | 43.4239 | 55.4834 | 41.029 | 55.9076 | 40.0282 | 50.9357 | 11.76 | 0.66007 | 9.2595 | 0.70218 | 9.2595 | 0.59794 | 3.9739 | 65.7% | 4.1718 | 56.52% | 4.9394 | 96.95% | 4.5428 | 63.14% | 6.1914 | 67.5% | 6.7468 | 66.75% | 3.4494 | 3.0582 |  |  | 0.5958 | 0.4455 | 3.5726 | 3.4062 | 0.65839 | 30.7102 | 20.2192 | 0.51972 | 27.6758 | 14.3835 | 2.3708 | 2.509 | 1.6601 | 1.5117 | 1.1603 | 1.1301 | 23.75% | 23.75% | 100%
2040 | Best | 2.7821 | 3.0148 | 3.0631 | 3.0536 | 3.1121 | 3.391 | 49060.104 | 45208.2717 | 27967.6957 | 16079.2845 | 12313.4504 | 8443.7842 | 41.9908 | 44.0772 | 44.5177 | 52.9326 | 54.7673 | 54.9998 | 0.06 | 70 | 70 | 70 | 70 | 70 | 70 |  | 0.24524 | 0.22143 | 0 | 0 | 0.75 | 0.65 | 0 | 1.625 | 0.5225 | 4.41 | 0.61 | 0.321 |  | 4.8542 | 0.78 | 0 |  | 79.4% | 20.6% | 90.15% | 25.12% | 1 |  | 45.28% | 39.26% |  | 14.9578 | 1.1966 | 14.9578 | 1.1966 | 14.9578 | 0.29916 | 0.29916 | 0.29916 | 0.29916 | 0.29916 | 0 | 52% |  | 7.2323 | 7.5305 | 8.4731 | 9.6397 | 1 | 1 | 43.2771 | 43.4239 | 40.0822 | 41.029 | 37.9079 | 40.0282 | 11.8003 | 0.66754 | 9.3899 | 0.70718 | 9.3899 | 0.6101 | 4 | 66.18% | 4.1992 | 57.61% | 4.9718 | 97.1% | 4.5727 | 63.76% | 6.2321 | 67.87% | 6.7911 | 67.16% | 3.448 | 3.07 |  |  | 0.59749 | 0.44676 | 3.5685 | 3.4023 | 0.66819 | 30.7102 | 20.5201 | 0.52894 | 27.6758 | 14.6389 | 2.3708 | 2.509 | 1.6601 | 1.5117 | 1.167 | 1.1421 | 25% | 25% | 100%
2041 | Best | 2.7821 | 3.0148 | 3.0631 | 3.0536 | 3.1121 | 3.391 | 49602.2379 | 45637.11 | 28314.3631 | 15918.314 | 12150.3275 | 8340.4343 | 42.2842 | 44.2209 | 44.6021 | 53.1954 | 54.8153 | 54.9999 | 0.06 | 70 | 70 | 70 | 70 | 70 | 70 |  | 0.25476 | 0.23214 | 0 | 0 | 0.77438 | 0.6575 | 0 | 1.5873 | 0.51188 | 4.2015 | 0.584 | 0.32245 |  | 4.8345 | 0.791 | 0 |  | 78.93% | 21.07% | 90.65% | 26.37% | 1 |  | 45.52% | 37.8% |  | 14.9184 | 1.1935 | 14.9184 | 1.1935 | 14.9184 | 0.29837 | 0.29837 | 0.29837 | 0.29837 | 0.29837 | 0 | 54.4% |  | 7.2323 | 7.5305 | 8.4731 | 9.6397 | 1 | 1 | 43.2771 | 43.4239 | 40.0822 | 41.029 | 37.9079 | 40.0282 | 11.8406 | 0.67493 | 9.5179 | 0.71214 | 9.5179 | 0.62197 | 4.0259 | 66.65% | 4.2264 | 58.68% | 5.0041 | 97.24% | 4.6023 | 64.38% | 6.2725 | 68.25% | 6.8351 | 67.58% | 3.4466 | 3.0817 |  |  | 0.59918 | 0.44802 | 3.5643 | 3.3983 | 0.67779 | 30.7102 | 20.8149 | 0.53792 | 27.6758 | 14.8873 | 2.3708 | 2.509 | 1.6601 | 1.5117 | 1.1737 | 1.154 | 26.25% | 26.25% | 100%
2042 | Best | 2.7821 | 3.0148 | 3.0631 | 3.0536 | 3.1121 | 3.391 | 50134.8925 | 46055.4247 | 28655.8499 | 15765.5588 | 11997.0351 | 8241.5401 | 42.5626 | 44.3482 | 44.6751 | 53.4363 | 54.8552 | 55 | 0.06 | 70 | 70 | 70 | 70 | 70 | 70 |  | 0.26429 | 0.24286 | 0 | 0 | 0.7975 | 0.665 | 0 | 1.5495 | 0.50125 | 3.993 | 0.558 | 0.3239 |  | 4.8148 | 0.802 | 0 |  | 78.46% | 21.54% | 91.14% | 27.61% | 1 |  | 45.75% | 36.33% |  | 14.879 | 1.1903 | 14.879 | 1.1903 | 14.879 | 0.29758 | 0.29758 | 0.29758 | 0.29758 | 0.29758 | 0 | 56.8% |  | 7.2323 | 7.5305 | 8.4731 | 9.6397 | 1 | 1 | 43.2771 | 43.4239 | 40.0822 | 41.029 | 37.9079 | 40.0282 | 11.8806 | 0.68223 | 9.6435 | 0.71707 | 9.6435 | 0.63355 | 4.0516 | 67.12% | 4.2535 | 59.73% | 5.036 | 97.39% | 4.6317 | 64.99% | 6.3125 | 68.62% | 6.8788 | 67.99% | 3.4452 | 3.0934 |  |  | 0.60086 | 0.44928 | 3.5602 | 3.3944 | 0.68719 | 30.7102 | 21.1038 | 0.54665 | 27.6758 | 15.1289 | 2.3708 | 2.509 | 1.6601 | 1.5117 | 1.1803 | 1.1657 | 27.5% | 27.5% | 100%
2043 | Best | 2.7821 | 3.0148 | 3.0631 | 3.0536 | 3.1121 | 3.391 | 50658.3711 | 46463.6366 | 28992.2083 | 15620.7558 | 11853.1799 | 8147.0566 | 42.8259 | 44.4603 | 44.7378 | 53.656 | 54.888 | 55 | 0.06 | 70 | 70 | 70 | 70 | 70 | 70 |  | 0.27381 | 0.25357 | 0 | 0 | 0.81937 | 0.6725 | 0 | 1.5118 | 0.49063 | 3.7845 | 0.532 | 0.32535 |  | 4.7951 | 0.813 | 0 |  | 77.99% | 22.01% | 91.63% | 28.85% | 1 |  | 45.99% | 34.87% |  | 14.8396 | 1.1872 | 14.8396 | 1.1872 | 14.8396 | 0.29679 | 0.29679 | 0.29679 | 0.29679 | 0.29679 | 0 | 59.2% |  | 7.2323 | 7.5305 | 8.4731 | 9.6397 | 1 | 1 | 43.2771 | 43.4239 | 40.0822 | 41.029 | 37.9079 | 40.0282 | 11.9206 | 0.68945 | 9.7667 | 0.72197 | 9.7667 | 0.64485 | 4.0772 | 67.58% | 4.2803 | 60.75% | 5.0678 | 97.54% | 4.6609 | 65.6% | 6.3524 | 68.99% | 6.9222 | 68.4% | 3.4438 | 3.1051 |  |  | 0.60253 | 0.45053 | 3.5561 | 3.3905 | 0.69641 | 30.7102 | 21.3868 | 0.55514 | 27.6758 | 15.3639 | 2.3708 | 2.509 | 1.6601 | 1.5117 | 1.1869 | 1.1773 | 28.75% | 28.75% | 100%
2044 | Best | 2.7821 | 3.0148 | 3.0631 | 3.0536 | 3.1121 | 3.391 | 51172.9107 | 46862.1368 | 29323.5088 | 15483.6998 | 11718.3967 | 8056.9232 | 43.0741 | 44.5581 | 44.7911 | 53.8555 | 54.9148 | 55 | 0.06 | 70 | 70 | 70 | 70 | 70 | 70 |  | 0.28333 | 0.26429 | 0 | 0 | 0.84 | 0.68 | 0 | 1.474 | 0.48 | 3.576 | 0.506 | 0.3268 |  | 4.7754 | 0.824 | 0 |  | 77.52% | 22.48% | 92.12% | 30.1% | 1 |  | 46.22% | 33.41% |  | 14.8002 | 1.184 | 14.8002 | 1.184 | 14.8002 | 0.296 | 0.296 | 0.296 | 0.296 | 0.296 | 0 | 61.6% |  | 7.2323 | 7.5305 | 8.4731 | 9.6397 | 1 | 1 | 43.2771 | 43.4239 | 40.0822 | 41.029 | 37.9079 | 40.0282 | 11.9604 | 0.69658 | 9.8876 | 0.72683 | 9.8876 | 0.65587 | 4.1026 | 68.05% | 4.3069 | 61.75% | 5.0993 | 97.68% | 4.6899 | 66.2% | 6.3919 | 69.36% | 6.9653 | 68.81% | 3.4424 | 3.1167 |  |  | 0.6042 | 0.45178 | 3.5519 | 3.3865 | 0.70544 | 30.7102 | 21.6642 | 0.5634 | 27.6758 | 15.5924 | 2.3708 | 2.509 | 1.6601 | 1.5117 | 1.1935 | 1.1887 | 30% | 30% | 100%
2045 | Best | 2.7821 | 3.0148 | 3.0631 | 3.0536 | 3.1121 | 3.391 | 51678.7794 | 47251.253 | 29649.7976 | 15354.1583 | 11592.3794 | 7971.1003 | 43.3074 | 44.6429 | 44.836 | 54.0354 | 54.9362 | 55 | 0.06 | 70 | 70 | 70 | 70 | 70 | 70 |  | 0.29286 | 0.275 | 0 | 0 | 0.85938 | 0.6875 | 0 | 1.4363 | 0.46938 | 3.3675 | 0.48 | 0.32825 |  | 4.7557 | 0.835 | 0 |  | 77.05% | 22.95% | 92.61% | 31.34% | 1 |  | 46.46% | 31.95% |  | 14.7608 | 1.1809 | 14.7608 | 1.1809 | 14.7608 | 0.29522 | 0.29522 | 0.29522 | 0.29522 | 0.29522 | 0 | 64% |  | 7.2323 | 7.5305 | 8.4731 | 9.6397 | 1 | 1 | 43.2771 | 43.4239 | 40.0822 | 41.029 | 37.9079 | 40.0282 | 12 | 0.70363 | 10.0063 | 0.73165 | 10.0063 | 0.66663 | 4.1277 | 68.5% | 4.3333 | 62.72% | 5.1306 | 97.83% | 4.7187 | 66.79% | 6.4311 | 69.73% | 7.008 | 69.22% | 3.441 | 3.1282 |  |  | 0.60587 | 0.45302 | 3.5478 | 3.3826 | 0.71429 | 30.7102 | 21.9358 | 0.57143 | 27.6758 | 15.8147 | 2.3708 | 2.509 | 1.6601 | 1.5117 | 1.2 | 1.2 | 31.25% | 31.25% | 100%
2046 | Best | 2.7821 | 3.0148 | 3.0631 | 3.0536 | 3.1121 | 3.391 | 52176.2201 | 47631.3598 | 29971.1431 | 15231.9209 | 11474.7782 | 7889.5289 | 43.5255 | 44.7156 | 44.8734 | 54.1966 | 54.9533 | 55 | 0.06 | 70 | 70 | 70 | 70 | 70 | 70 |  | 0.30238 | 0.28571 | 0 | 0 | 0.8775 | 0.695 | 0 | 1.3985 | 0.45875 | 3.159 | 0.454 | 0.3297 |  | 4.7359 | 0.846 | 0 |  | 76.58% | 23.42% | 93.11% | 32.59% | 1 |  | 46.7% | 30.48% |  | 14.7215 | 1.1777 | 14.7215 | 1.1777 | 14.7215 | 0.29443 | 0.29443 | 0.29443 | 0.29443 | 0.29443 | 0 | 66.4% |  | 7.2323 | 7.5305 | 8.4731 | 9.6397 | 1 | 1 | 43.2771 | 43.4239 | 40.0822 | 41.029 | 37.9079 | 40.0282 | 12 | 0.7106 | 10.0063 | 0.73644 | 10.0063 | 0.67713 | 4.1277 | 68.96% | 4.3333 | 63.68% | 5.1306 | 97.98% | 4.7187 | 67.38% | 6.4311 | 70.1% | 7.008 | 69.62% | 3.441 | 3.1282 |  |  | 0.60587 | 0.45302 | 3.5478 | 3.3826 | 0.71429 | 30.7102 | 21.9358 | 0.57143 | 27.6758 | 15.8147 | 2.3708 | 2.509 | 1.6601 | 1.5117 | 1.2 | 1.2 | 32.5% | 32.5% | 100%
2047 | Best | 2.7821 | 3.0148 | 3.0631 | 3.0536 | 3.1121 | 3.391 | 52665.4846 | 48002.8148 | 30287.6023 | 15116.7692 | 11365.2588 | 7812.16 | 43.7286 | 44.7773 | 44.9041 | 54.3398 | 54.9665 | 55 | 0.06 | 70 | 70 | 70 | 70 | 70 | 70 |  | 0.3119 | 0.29643 | 0 | 0 | 0.89437 | 0.7025 | 0 | 1.3608 | 0.44813 | 2.9505 | 0.428 | 0.33115 |  | 4.7162 | 0.857 | 0 |  | 76.11% | 23.89% | 93.6% | 33.83% | 1 |  | 46.93% | 29.02% |  | 14.6821 | 1.1746 | 14.6821 | 1.1746 | 14.6821 | 0.29364 | 0.29364 | 0.29364 | 0.29364 | 0.29364 | 0 | 68.8% |  | 7.2323 | 7.5305 | 8.4731 | 9.6397 | 1 | 1 | 43.2771 | 43.4239 | 40.0822 | 41.029 | 37.9079 | 40.0282 | 12 | 0.71748 | 10.0063 | 0.7412 | 10.0063 | 0.68737 | 4.1277 | 69.41% | 4.3333 | 64.61% | 5.1306 | 98.12% | 4.7187 | 67.96% | 6.4311 | 70.46% | 7.008 | 70.02% | 3.441 | 3.1282 |  |  | 0.60587 | 0.45302 | 3.5478 | 3.3826 | 0.71429 | 30.7102 | 21.9358 | 0.57143 | 27.6758 | 15.8147 | 2.3708 | 2.509 | 1.6601 | 1.5117 | 1.2 | 1.2 | 33.75% | 33.75% | 100%
2048 | Best | 2.7821 | 3.0148 | 3.0631 | 3.0536 | 3.1121 | 3.391 | 53146.8469 | 48365.9491 | 30599.2313 | 15008.466 | 11263.512 | 7738.9454 | 43.9167 | 44.829 | 44.929 | 54.466 | 54.9766 | 55 | 0.06 | 70 | 70 | 70 | 70 | 70 | 70 |  | 0.32143 | 0.30714 | 0 | 0 | 0.91 | 0.71 | 0 | 1.323 | 0.4375 | 2.742 | 0.402 | 0.3326 |  | 4.6965 | 0.868 | 0 |  | 75.64% | 24.36% | 94.09% | 35.07% | 1 |  | 47.17% | 27.56% |  | 14.6427 | 1.1714 | 14.6427 | 1.1714 | 14.6427 | 0.29285 | 0.29285 | 0.29285 | 0.29285 | 0.29285 | 0 | 71.2% |  | 7.2323 | 7.5305 | 8.4731 | 9.6397 | 1 | 1 | 43.2771 | 43.4239 | 40.0822 | 41.029 | 37.9079 | 40.0282 | 12 | 0.72429 | 10.0063 | 0.74592 | 10.0063 | 0.69736 | 4.1277 | 69.86% | 4.3333 | 65.53% | 5.1306 | 98.27% | 4.7187 | 68.53% | 6.4311 | 70.82% | 7.008 | 70.42% | 3.441 | 3.1282 |  |  | 0.60587 | 0.45302 | 3.5478 | 3.3826 | 0.71429 | 30.7102 | 21.9358 | 0.57143 | 27.6758 | 15.8147 | 2.3708 | 2.509 | 1.6601 | 1.5117 | 1.2 | 1.2 | 35% | 35% | 100%
2049 | Best | 2.7821 | 3.0148 | 3.0631 | 3.0536 | 3.1121 | 3.391 | 53620.5707 | 48721.1108 | 30906.1509 | 14906.7827 | 11169.2128 | 7669.7811 | 44.0897 | 44.8717 | 44.9488 | 54.576 | 54.9842 | 55 | 0.06 | 70 | 70 | 70 | 70 | 70 | 70 |  | 0.33095 | 0.31786 | 0 | 0 | 0.92437 | 0.7175 | 0 | 1.2853 | 0.42688 | 2.5335 | 0.376 | 0.33405 |  | 4.6768 | 0.879 | 0 |  | 75.17% | 24.83% | 94.58% | 36.32% | 1 |  | 47.4% | 26.09% |  | 14.6033 | 1.1683 | 14.6033 | 1.1683 | 14.6033 | 0.29207 | 0.29207 | 0.29207 | 0.29207 | 0.29207 | 0 | 73.6% |  | 7.2323 | 7.5305 | 8.4731 | 9.6397 | 1 | 1 | 43.2771 | 43.4239 | 40.0822 | 41.029 | 37.9079 | 40.0282 | 12 | 0.73101 | 10.0063 | 0.7506 | 10.0063 | 0.70712 | 4.1277 | 70.31% | 4.3333 | 66.42% | 5.1306 | 98.41% | 4.7187 | 69.1% | 6.4311 | 71.18% | 7.008 | 70.81% | 3.441 | 3.1282 |  |  | 0.60587 | 0.45302 | 3.5478 | 3.3826 | 0.71429 | 30.7102 | 21.9358 | 0.57143 | 27.6758 | 15.8147 | 2.3708 | 2.509 | 1.6601 | 1.5117 | 1.2 | 1.2 | 36.25% | 36.25% | 100%
2050 | Best | 2.7821 | 3.0148 | 3.0631 | 3.0536 | 3.1121 | 3.391 | 54086.9335 | 49068.6057 | 31208.4499 | 14811.4786 | 11082.0753 | 7604.591 | 44.2477 | 44.9063 | 44.9642 | 54.6706 | 54.9897 | 55 | 0.06 | 70 | 70 | 70 | 70 | 70 | 70 |  | 0.34048 | 0.32857 | 0 | 0 | 0.9375 | 0.725 | 0 | 1.2475 | 0.41625 | 2.325 | 0.35 | 0.3355 |  | 4.6571 | 0.89 | 0 |  | 74.7% | 25.3% | 95.08% | 37.56% | 1 |  | 47.64% | 24.63% |  | 14.5639 | 1.1651 | 14.5639 | 1.1651 | 14.5639 | 0.29128 | 0.29128 | 0.29128 | 0.29128 | 0.29128 | 0 | 76% |  | 7.2323 | 7.2323 | 8.4731 | 8.4731 | 1 | 1 | 43.2771 | 43.2771 | 40.0822 | 40.0822 | 37.9079 | 37.9079 | 12 | 0.73766 | 10.0063 | 0.75526 | 10.0063 | 0.71663 | 4.1277 | 70.75% | 4.3333 | 67.29% | 5.1306 | 98.56% | 4.7187 | 69.67% | 6.4311 | 71.54% | 7.008 | 71.21% | 3.441 | 3.1282 |  |  | 0.60587 | 0.45302 | 3.5478 | 3.3826 | 0.71429 | 30.7102 | 21.9358 | 0.57143 | 27.6758 | 15.8147 | 2.3708 | 2.509 | 1.6601 | 1.5117 | 1.2 | 1.2 | 37.5% | 37.5% | 100%
2051 | Best | 2.7821 | 3.0148 | 3.0631 | 3.0536 | 3.1121 | 3.391 | 54545.1323 | 49409.1754 | 31506.1431 | 14723.2499 | 11001.4069 | 7543.3621 | 44.3906 | 44.9338 | 44.9759 | 54.7509 | 54.9936 | 55 | 0.06 | 70 | 70 | 70 | 70 | 70 | 70 |  | 0.35 | 0.33929 | 0 | 0 | 0.94937 | 0.7325 | 0 | 1.2098 | 0.40563 | 2.1165 | 0.324 | 0.33695 |  | 4.6374 | 0.901 | 0 |  | 74.23% | 25.77% | 95.57% | 38.8% | 1 |  | 47.88% | 23.17% |  | 14.5245 | 1.162 | 14.5245 | 1.162 | 14.5245 | 0.29049 | 0.29049 | 0.29049 | 0.29049 | 0.29049 | 0 | 78.4% |  | 7.2323 | 7.2323 | 8.4731 | 8.4731 | 1 | 1 | 43.2771 | 43.2771 | 40.0822 | 40.0822 | 37.9079 | 37.9079 | 12 | 0.74423 | 10.0063 | 0.75988 | 10.0063 | 0.72592 | 4.1277 | 71.19% | 4.3333 | 68.14% | 5.1306 | 98.7% | 4.7187 | 70.22% | 6.4311 | 71.89% | 7.008 | 71.6% | 3.441 | 3.1282 |  |  | 0.60587 | 0.45302 | 3.5478 | 3.3826 | 0.71429 | 30.7102 | 21.9358 | 0.57143 | 27.6758 | 15.8147 | 2.3708 | 2.509 | 1.6601 | 1.5117 | 1.2 | 1.2 | 38.75% | 38.75% | 100%
2052 | Best | 2.7821 | 3.0148 | 3.0631 | 3.0536 | 3.1121 | 3.391 | 54996.3599 | 49742.7331 | 31799.3986 | 14641.0627 | 10927.2886 | 7485.9498 | 44.5185 | 44.9551 | 44.9845 | 54.8177 | 54.9962 | 55 | 0.06 | 70 | 70 | 70 | 70 | 70 | 70 |  | 0.35952 | 0.35 | 0 | 0 | 0.96 | 0.74 | 0 | 1.172 | 0.395 | 1.908 | 0.298 | 0.3384 |  | 4.6177 | 0.912 | 0 |  | 73.76% | 26.24% | 96.06% | 40.05% | 1 |  | 48.11% | 21.7% |  | 14.4851 | 1.1588 | 14.4851 | 1.1588 | 14.4851 | 0.2897 | 0.2897 | 0.2897 | 0.2897 | 0.2897 | 0 | 80.8% |  | 7.2323 | 7.2323 | 8.4731 | 8.4731 | 1 | 1 | 43.2771 | 43.2771 | 40.0822 | 40.0822 | 37.9079 | 37.9079 | 12 | 0.75072 | 10.0063 | 0.76447 | 10.0063 | 0.73498 | 4.1277 | 71.62% | 4.3333 | 68.97% | 5.1306 | 98.85% | 4.7187 | 70.78% | 6.4311 | 72.25% | 7.008 | 71.98% | 3.441 | 3.1282 |  |  | 0.60587 | 0.45302 | 3.5478 | 3.3826 | 0.71429 | 30.7102 | 21.9358 | 0.57143 | 27.6758 | 15.8147 | 2.3708 | 2.509 | 1.6601 | 1.5117 | 1.2 | 1.2 | 40% | 40% | 100%
2053 | Best | 2.7821 | 3.0148 | 3.0631 | 3.0536 | 3.1121 | 3.391 | 55440.9245 | 50069.6397 | 32088.3249 | 14564.6499 | 10859.3833 | 7432.261 | 44.6314 | 44.9711 | 44.9906 | 54.872 | 54.9979 | 55 | 0.06 | 70 | 70 | 70 | 70 | 70 | 70 |  | 0.36905 | 0.36071 | 0 | 0 | 0.96937 | 0.7475 | 0 | 1.1343 | 0.38438 | 1.6995 | 0.272 | 0.33985 |  | 4.598 | 0.923 | 0 |  | 73.29% | 26.71% | 96.55% | 41.29% | 1 |  | 48.35% | 20.24% |  | 14.4457 | 1.1557 | 14.4457 | 1.1557 | 14.4457 | 0.28891 | 0.28891 | 0.28891 | 0.28891 | 0.28891 | 0 | 83.2% |  | 7.2323 | 7.2323 | 8.4731 | 8.4731 | 1 | 1 | 43.2771 | 43.2771 | 40.0822 | 40.0822 | 37.9079 | 37.9079 | 12 | 0.75714 | 10.0063 | 0.76902 | 10.0063 | 0.74382 | 4.1277 | 72.06% | 4.3333 | 69.79% | 5.1306 | 98.99% | 4.7187 | 71.32% | 6.4311 | 72.6% | 7.008 | 72.37% | 3.441 | 3.1282 |  |  | 0.60587 | 0.45302 | 3.5478 | 3.3826 | 0.71429 | 30.7102 | 21.9358 | 0.57143 | 27.6758 | 15.8147 | 2.3708 | 2.509 | 1.6601 | 1.5117 | 1.2 | 1.2 | 41.25% | 41.25% | 100%
2054 | Best | 2.7821 | 3.0148 | 3.0631 | 3.0536 | 3.1121 | 3.391 | 55878.9678 | 50390.1408 | 32373.0404 | 14493.8888 | 10797.4616 | 7382.1938 | 44.7292 | 44.9826 | 44.9947 | 54.9149 | 54.999 | 55 | 0.06 | 70 | 70 | 70 | 70 | 70 | 70 |  | 0.37857 | 0.37143 | 0 | 0 | 0.9775 | 0.755 | 0 | 1.0965 | 0.37375 | 1.491 | 0.246 | 0.3413 |  | 4.5783 | 0.934 | 0 |  | 72.82% | 27.18% | 97.05% | 42.54% | 1 |  | 48.58% | 18.78% |  | 14.4063 | 1.1525 | 14.4063 | 1.1525 | 14.4063 | 0.28813 | 0.28813 | 0.28813 | 0.28813 | 0.28813 | 0 | 85.6% |  | 7.2323 | 7.2323 | 8.4731 | 8.4731 | 1 | 1 | 43.2771 | 43.2771 | 40.0822 | 40.0822 | 37.9079 | 37.9079 | 12 | 0.76348 | 10.0063 | 0.77354 | 10.0063 | 0.75245 | 4.1277 | 72.49% | 4.3333 | 70.59% | 5.1306 | 99.14% | 4.7187 | 71.86% | 6.4311 | 72.95% | 7.008 | 72.75% | 3.441 | 3.1282 |  |  | 0.60587 | 0.45302 | 3.5478 | 3.3826 | 0.71429 | 30.7102 | 21.9358 | 0.57143 | 27.6758 | 15.8147 | 2.3708 | 2.509 | 1.6601 | 1.5117 | 1.2 | 1.2 | 42.5% | 42.5% | 100%
2055 | Best | 2.7821 | 3.0148 | 3.0631 | 3.0536 | 3.1121 | 3.391 | 56310.7622 | 50704.4974 | 32653.6459 | 14428.5431 | 10741.2796 | 7335.6614 | 44.8119 | 44.9905 | 44.9973 | 54.9475 | 54.9995 | 55 | 0.06 | 70 | 70 | 70 | 70 | 70 | 70 |  | 0.3881 | 0.38214 | 0 | 0 | 0.98438 | 0.7625 | 0 | 1.0588 | 0.36313 | 1.2825 | 0.22 | 0.34275 |  | 4.5586 | 0.945 | 0 |  | 72.35% | 27.65% | 97.54% | 43.78% | 1 |  | 48.82% | 17.32% |  | 14.3669 | 1.1494 | 14.3669 | 1.1494 | 14.3669 | 0.28734 | 0.28734 | 0.28734 | 0.28734 | 0.28734 | 0 | 88% |  | 7.2323 | 7.2323 | 8.4731 | 8.4731 | 1 | 1 | 43.2771 | 43.2771 | 40.0822 | 40.0822 | 37.9079 | 37.9079 | 12 | 0.76974 | 10.0063 | 0.77803 | 10.0063 | 0.76087 | 4.1277 | 72.91% | 4.3333 | 71.36% | 5.1306 | 99.28% | 4.7187 | 72.4% | 6.4311 | 73.29% | 7.008 | 73.13% | 3.441 | 3.1282 |  |  | 0.60587 | 0.45302 | 3.5478 | 3.3826 | 0.71429 | 30.7102 | 21.9358 | 0.57143 | 27.6758 | 15.8147 | 2.3708 | 2.509 | 1.6601 | 1.5117 | 1.2 | 1.2 | 43.75% | 43.75% | 100%
2056 | Best | 2.7821 | 3.0148 | 3.0631 | 3.0536 | 3.1121 | 3.391 | 56736.4828 | 51012.9362 | 32930.267 | 14368.4613 | 10690.6258 | 7292.5559 | 44.8796 | 44.9954 | 44.9988 | 54.9709 | 54.9998 | 55 | 0.06 | 70 | 70 | 70 | 70 | 70 | 70 |  | 0.39762 | 0.39286 | 0 | 0 | 0.99 | 0.77 | 0 | 1.021 | 0.3525 | 1.074 | 0.194 | 0.3442 |  | 4.5388 | 0.956 | 0 |  | 71.88% | 28.12% | 98.03% | 45.02% | 1 |  | 49.06% | 15.85% |  | 14.3276 | 1.1462 | 14.3276 | 1.1462 | 14.3276 | 0.28655 | 0.28655 | 0.28655 | 0.28655 | 0.28655 | 0 | 90.4% |  | 7.2323 | 7.2323 | 8.4731 | 8.4731 | 1 | 1 | 43.2771 | 43.2771 | 40.0822 | 40.0822 | 37.9079 | 37.9079 | 12 | 0.77594 | 10.0063 | 0.78249 | 10.0063 | 0.76908 | 4.1277 | 73.34% | 4.3333 | 72.12% | 5.1306 | 99.43% | 4.7187 | 72.93% | 6.4311 | 73.64% | 7.008 | 73.51% | 3.441 | 3.1282 |  |  | 0.60587 | 0.45302 | 3.5478 | 3.3826 | 0.71429 | 30.7102 | 21.9358 | 0.57143 | 27.6758 | 15.8147 | 2.3708 | 2.509 | 1.6601 | 1.5117 | 1.2 | 1.2 | 45% | 45% | 100%
2057 | Best | 2.7821 | 3.0148 | 3.0631 | 3.0536 | 3.1121 | 3.391 | 57156.3339 | 51315.8238 | 33203.0226 | 14313.4662 | 10645.1573 | 7252.7749 | 44.9323 | 44.9982 | 44.9996 | 54.9864 | 55 | 55 | 0.06 | 70 | 70 | 70 | 70 | 70 | 70 |  | 0.40714 | 0.40357 | 0 | 0 | 0.99438 | 0.7775 | 0 | 0.98325 | 0.34188 | 0.8655 | 0.168 | 0.34565 |  | 4.5191 | 0.967 | 0 |  | 71.41% | 28.59% | 98.52% | 46.27% | 1 |  | 49.29% | 14.39% |  | 14.2882 | 1.1431 | 14.2882 | 1.1431 | 14.2882 | 0.28576 | 0.28576 | 0.28576 | 0.28576 | 0.28576 | 0 | 92.8% |  | 7.2323 | 7.2323 | 8.4731 | 8.4731 | 1 | 1 | 43.2771 | 43.2771 | 40.0822 | 40.0822 | 37.9079 | 37.9079 | 12 | 0.78206 | 10.0063 | 0.78691 | 10.0063 | 0.7771 | 4.1277 | 73.76% | 4.3333 | 72.87% | 5.1306 | 99.57% | 4.7187 | 73.46% | 6.4311 | 73.98% | 7.008 | 73.89% | 3.441 | 3.1282 |  |  | 0.60587 | 0.45302 | 3.5478 | 3.3826 | 0.71429 | 30.7102 | 21.9358 | 0.57143 | 27.6758 | 15.8147 | 2.3708 | 2.509 | 1.6601 | 1.5117 | 1.2 | 1.2 | 46.25% | 46.25% | 100%
2058 | Best | 2.7821 | 3.0148 | 3.0631 | 3.0536 | 3.1121 | 3.391 | 57570.5907 | 51613.375 | 33472.014 | 14263.3195 | 10604.6739 | 7216.2314 | 44.9699 | 44.9995 | 44.9999 | 54.9954 | 55 | 55 | 0.06 | 70 | 70 | 70 | 70 | 70 | 70 |  | 0.41667 | 0.41429 | 0 | 0 | 0.9975 | 0.785 | 0 | 0.9455 | 0.33125 | 0.657 | 0.142 | 0.3471 |  | 4.4994 | 0.978 | 0 |  | 70.94% | 29.06% | 99.02% | 47.51% | 1 |  | 49.53% | 12.93% |  | 14.2488 | 1.1399 | 14.2488 | 1.1399 | 14.2488 | 0.28498 | 0.28498 | 0.28498 | 0.28498 | 0.28498 | 0 | 95.2% |  | 7.2323 | 7.2323 | 8.4731 | 8.4731 | 1 | 1 | 43.2771 | 43.2771 | 40.0822 | 40.0822 | 37.9079 | 37.9079 | 12 | 0.78811 | 10.0063 | 0.79131 | 10.0063 | 0.78492 | 4.1277 | 74.17% | 4.3333 | 73.59% | 5.1306 | 99.71% | 4.7187 | 73.98% | 6.4311 | 74.32% | 7.008 | 74.26% | 3.441 | 3.1282 |  |  | 0.60587 | 0.45302 | 3.5478 | 3.3826 | 0.71429 | 30.7102 | 21.9358 | 0.57143 | 27.6758 | 15.8147 | 2.3708 | 2.509 | 1.6601 | 1.5117 | 1.2 | 1.2 | 47.5% | 47.5% | 100%
2059 | Best | 2.7821 | 3.0148 | 3.0631 | 3.0536 | 3.1121 | 3.391 | 57979.4204 | 51905.872 | 33737.3592 | 14217.876 | 10568.9117 | 7182.824 | 44.9925 | 45 | 45 | 54.9993 | 55 | 55 | 0.06 | 70 | 70 | 70 | 70 | 70 | 70 |  | 0.42619 | 0.425 | 0 | 0 | 0.99938 | 0.7925 | 0 | 0.90775 | 0.32063 | 0.4485 | 0.116 | 0.34855 |  | 4.4797 | 0.989 | 0 |  | 70.47% | 29.53% | 99.51% | 48.76% | 1 |  | 49.76% | 11.46% |  | 14.2094 | 1.1368 | 14.2094 | 1.1368 | 14.2094 | 0.28419 | 0.28419 | 0.28419 | 0.28419 | 0.28419 | 0 | 97.6% |  | 7.2323 | 7.2323 | 8.4731 | 8.4731 | 1 | 1 | 43.2771 | 43.2771 | 40.0822 | 40.0822 | 37.9079 | 37.9079 | 12 | 0.79409 | 10.0063 | 0.79567 | 10.0063 | 0.79255 | 4.1277 | 74.59% | 4.3333 | 74.31% | 5.1306 | 99.86% | 4.7187 | 74.49% | 6.4311 | 74.66% | 7.008 | 74.63% | 3.441 | 3.1282 |  |  | 0.60587 | 0.45302 | 3.5478 | 3.3826 | 0.71429 | 30.7102 | 21.9358 | 0.57143 | 27.6758 | 15.8147 | 2.3708 | 2.509 | 1.6601 | 1.5117 | 1.2 | 1.2 | 48.75% | 48.75% | 100%
2060 | Best | 2.7821 | 3.0148 | 3.0631 | 3.0536 | 3.1121 | 3.391 | 58382.9907 | 52193.523 | 33999.185 | 14176.9906 | 10537.6763 | 7152.4433 | 45 | 45 | 45 | 55 | 55 | 55 | 0.06 | 70 | 70 | 70 | 70 | 70 | 70 |  | 0.45 | 0.45 | 0 | 0 | 1 | 0.8 | 0 | 0.87 | 0.31 | 0.24 | 0.09 | 0.35 |  | 4.46 | 1 | 0 |  | 70% | 30% | 100% | 50% | 1 |  | 50% | 10% |  | 14.17 | 1.1336 | 14.17 | 1.1336 | 14.17 | 0.2834 | 0.2834 | 0.2834 | 0.2834 | 0.2834 | 0 | 100% |  | 7.2323 | 7.2323 | 8.4731 | 8.4731 | 1 | 1 | 43.2771 | 43.2771 | 40.0822 | 40.0822 | 37.9079 | 37.9079 | 12 | 0.8 | 10.0063 | 0.8 | 10.0063 | 0.8 | 4.1277 | 75% | 4.3333 | 75% | 5.1306 | 100% | 4.7187 | 75% | 6.4311 | 75% | 7.008 | 75% | 3.441 | 3.1282 |  |  | 0.60587 | 0.45302 | 3.5478 | 3.3826 | 0.71429 | 30.7102 | 21.9358 | 0.57143 | 27.6758 | 15.8147 | 2.3708 | 2.509 | 1.6601 | 1.5117 | 1.2 | 1.2 | 50% | 50% | 100%
before1949 | Best | [65 empty] | 57.4351 | 57.4351 | 37.9848 | 37.9848 | 1 | 1 | 93.6008 | 93.6008 | 85.1311 | 85.1311 | 83.2 | 83.2 | 10.9647 | 0.5 | 6.2539 | 0.6 | 6.2539 | 0.2 | 3.4398 | 32.42% | 3.6111 | 3.948% | 4.2755 | 57.71% | 3.9323 | 50% | 5.3592 | 38.61% | 5.84 | 26.06% | 3.4758 | 2.8249 |  |  | 0.56272 | 0.42076 | 3.65 | 3.48 | 0.42857 | 30.7102 | 13.1615 | 0.28571 | 27.6758 | 7.9074 | 2.3708 | 2.509 | 1.6601 | 1.5117 | 1.024 | 0.86957 | 0% | 0% | 100%
1950-1959 | Best | [65 empty] | 57.4351 | 57.4351 | 37.9848 | 37.9848 | 1 | 1 | 93.6008 | 93.6008 | 85.1311 | 85.1311 | 83.2 | 83.2 | 10.9647 | 0.5 | 6.2539 | 0.6 | 6.2539 | 0.2 | 3.4398 | 32.42% | 3.6111 | 3.948% | 4.2755 | 57.71% | 3.9323 | 50% | 5.3592 | 38.61% | 5.84 | 26.06% | 3.4758 | 2.8249 |  |  | 0.56272 | 0.42076 | 3.65 | 3.48 | 0.42857 | 30.7102 | 13.1615 | 0.28571 | 27.6758 | 7.9074 | 2.3708 | 2.509 | 1.6601 | 1.5117 | 1.024 | 0.86957 | 0% | 0% | 100%
1960-1969 | Best | [65 empty] | 57.4351 | 57.4351 | 37.9848 | 37.9848 | 1 | 1 | 93.6008 | 93.6008 | 85.1311 | 85.1311 | 83.2 | 83.2 | 10.9647 | 0.5 | 6.2539 | 0.6 | 6.2539 | 0.2 | 3.4398 | 32.42% | 3.6111 | 3.948% | 4.2755 | 57.71% | 3.9323 | 50% | 5.3592 | 38.61% | 5.84 | 26.06% | 3.4758 | 2.8249 |  |  | 0.56272 | 0.42076 | 3.65 | 3.48 | 0.42857 | 30.7102 | 13.1615 | 0.28571 | 27.6758 | 7.9074 | 2.3708 | 2.509 | 1.6601 | 1.5117 | 1.024 | 0.86957 | 0% | 0% | 100%
1970-1979 | Best | [65 empty] | 57.4351 | 57.4351 | 37.9848 | 37.9848 | 1 | 1 | 93.6008 | 93.6008 | 85.1311 | 85.1311 | 83.2 | 83.2 | 10.9647 | 0.5 | 6.2539 | 0.6 | 6.2539 | 0.2 | 3.4398 | 32.42% | 3.6111 | 3.948% | 4.2755 | 57.71% | 3.9323 | 50% | 5.3592 | 38.61% | 5.84 | 26.06% | 3.4758 | 2.8249 |  |  | 0.56272 | 0.42076 | 3.65 | 3.48 | 0.42857 | 30.7102 | 13.1615 | 0.28571 | 27.6758 | 7.9074 | 2.3708 | 2.509 | 1.6601 | 1.5117 | 1.024 | 0.86957 | 0% | 0% | 100%
1980-1989 | Best | [65 empty] | 25.9245 | 57.4351 | 37.9848 | 37.9848 | 1 | 1 | 72.9469 | 93.6008 | 85.1311 | 85.1311 | 83.2 | 83.2 | 10.9647 | 0.5 | 6.2539 | 0.6 | 6.2539 | 0.2 | 3.4398 | 32.42% | 3.6111 | 3.948% | 4.2755 | 57.71% | 3.9323 | 50% | 5.3592 | 38.61% | 5.84 | 26.06% | 3.4758 | 2.8249 |  |  | 0.56272 | 0.42076 | 3.65 | 3.48 | 0.42857 | 30.7102 | 13.1615 | 0.28571 | 27.6758 | 7.9074 | 2.3708 | 2.509 | 1.6601 | 1.5117 | 1.024 | 0.86957 | 0% | 0% | 100%
1990-1999 | Best | [65 empty] | 32.5683 | 25.9245 | 37.9848 | 37.9848 | 1 | 1 | 72.9469 | 93.6008 | 85.1311 | 85.1311 | 83.2 | 83.2 | 10.9647 | 0.5 | 6.2539 | 0.6 | 6.2539 | 0.2 | 3.4398 | 32.42% | 3.6111 | 3.948% | 4.2755 | 57.71% | 3.9323 | 50% | 5.3592 | 38.61% | 5.84 | 26.06% | 3.4758 | 2.8249 |  |  | 0.56272 | 0.42076 | 3.65 | 3.48 | 0.42857 | 30.7102 | 13.1615 | 0.28571 | 27.6758 | 7.9074 | 2.3708 | 2.509 | 1.6601 | 1.5117 | 1.024 | 0.86957 | 0% | 0% | 100%
2000 | Best | [65 empty] | 32.5683 | 25.9245 | 25.601 | 37.9848 | 1 | 1 | 72.9469 | 72.9469 | 85.1311 | 85.1311 | 83.2 | 83.2 | 10.9647 | 0.5 | 6.2539 | 0.6 | 6.2539 | 0.2 | 3.4398 | 32.42% | 3.6111 | 3.948% | 4.2755 | 57.71% | 3.9323 | 50% | 5.3592 | 38.61% | 5.84 | 26.06% | 3.4758 | 2.8249 |  |  | 0.56272 | 0.42076 | 3.65 | 3.48 | 0.42857 | 30.7102 | 13.1615 | 0.28571 | 27.6758 | 7.9074 | 2.3708 | 2.509 | 1.6601 | 1.5117 | 1.024 | 0.86957 | 0% | 0% | 100%
2001 | Best | [65 empty] | 32.5683 | 25.9245 | 25.601 | 37.9848 | 1 | 1 | 72.9469 | 72.9469 | 85.1311 | 85.1311 | 83.2 | 83.2 | 10.9647 | 0.5 | 6.2539 | 0.6 | 6.2539 | 0.2 | 3.4398 | 32.42% | 3.6111 | 3.948% | 4.2755 | 57.71% | 3.9323 | 50% | 5.3592 | 38.61% | 5.84 | 26.06% | 3.4758 | 2.8249 |  |  | 0.56272 | 0.42076 | 3.65 | 3.48 | 0.42857 | 30.7102 | 13.1615 | 0.28571 | 27.6758 | 7.9074 | 2.3708 | 2.509 | 1.6601 | 1.5117 | 1.024 | 0.86957 | 0% | 0% | 100%
2002 | Best | [65 empty] | 32.5683 | 25.9245 | 25.601 | 37.9848 | 1 | 1 | 72.9469 | 72.9469 | 85.1311 | 85.1311 | 83.2 | 83.2 | 10.9647 | 0.5 | 6.2539 | 0.6 | 6.2539 | 0.2 | 3.4398 | 32.42% | 3.6111 | 3.948% | 4.2755 | 57.71% | 3.9323 | 50% | 5.3592 | 38.61% | 5.84 | 26.06% | 3.4758 | 2.8249 |  |  | 0.56272 | 0.42076 | 3.65 | 3.48 | 0.42857 | 30.7102 | 13.1615 | 0.28571 | 27.6758 | 7.9074 | 2.3708 | 2.509 | 1.6601 | 1.5117 | 1.024 | 0.86957 | 0% | 0% | 50%
2003 | Best | [65 empty] | 32.5683 | 25.9245 | 25.601 | 37.9848 | 1 | 1 | 72.9469 | 72.9469 | 85.1311 | 85.1311 | 71.079 | 83.2 | 10.9647 | 0.5 | 6.2539 | 0.6 | 6.2539 | 0.2 | 3.4398 | 32.42% | 3.6111 | 3.948% | 4.2755 | 57.71% | 3.9323 | 50% | 5.3592 | 38.61% | 5.84 | 26.06% | 3.4758 | 2.8249 |  |  | 0.56272 | 0.42076 | 3.65 | 3.48 | 0.42857 | 30.7102 | 13.1615 | 0.28571 | 27.6758 | 7.9074 | 2.3708 | 2.509 | 1.6601 | 1.5117 | 1.024 | 0.86957 | 0% | 0% | 50%
2004 | Best | [65 empty] | 32.5683 | 25.9245 | 25.601 | 37.9848 | 1 | 1 | 72.9469 | 72.9469 | 85.1311 | 85.1311 | 71.079 | 83.2 | 10.9647 | 0.5 | 6.2539 | 0.6 | 6.2539 | 0.2 | 3.4398 | 32.42% | 3.6111 | 3.948% | 4.2755 | 57.71% | 3.9323 | 50% | 5.3592 | 38.61% | 5.84 | 26.06% | 3.4758 | 2.8249 |  |  | 0.56272 | 0.42076 | 3.65 | 3.48 | 0.42857 | 30.7102 | 13.1615 | 0.28571 | 27.6758 | 7.9074 | 2.3708 | 2.509 | 1.6601 | 1.5117 | 1.024 | 0.86957 | 0% | 0% | 50%
before1949 | Base | [65 empty] | 57.4351 | 57.4351 | 37.9848 | 37.9848 | 1 | 1 | 93.6008 | 93.6008 | 85.1311 | 85.1311 | 83.2 | 83.2 | 10.9647 | 0.5 | 6.2539 | 0.6 | 6.2539 | 0.2 | 3.4398 | 32.42% | 3.6111 | 3.948% | 4.2755 | 57.71% | 3.9323 | 50% | 5.3592 | 38.61% | 5.84 | 26.06% | 3.4758 | 2.8249 |  |  | 0.56272 | 0.42076 | 3.65 | 3.48 | 0.42857 | 30.7102 | 13.1615 | 0.28571 | 27.6758 | 7.9074 | 2.3708 | 2.509 | 1.6601 | 1.5117 | 1.024 | 0.86957 | 0% | 0% | 50%
1950-1959 | Base | [65 empty] | 57.4351 | 57.4351 | 37.9848 | 37.9848 | 1 | 1 | 93.6008 | 93.6008 | 85.1311 | 85.1311 | 83.2 | 83.2 | 10.9647 | 0.5 | 6.2539 | 0.6 | 6.2539 | 0.2 | 3.4398 | 32.42% | 3.6111 | 3.948% | 4.2755 | 57.71% | 3.9323 | 50% | 5.3592 | 38.61% | 5.84 | 26.06% | 3.4758 | 2.8249 |  |  | 0.56272 | 0.42076 | 3.65 | 3.48 | 0.42857 | 30.7102 | 13.1615 | 0.28571 | 27.6758 | 7.9074 | 2.3708 | 2.509 | 1.6601 | 1.5117 | 1.024 | 0.86957 | 0% | 0% | 50%
1960-1969 | Base | [65 empty] | 57.4351 | 57.4351 | 37.9848 | 37.9848 | 1 | 1 | 93.6008 | 93.6008 | 85.1311 | 85.1311 | 83.2 | 83.2 | 10.9647 | 0.5 | 6.2539 | 0.6 | 6.2539 | 0.2 | 3.4398 | 32.42% | 3.6111 | 3.948% | 4.2755 | 57.71% | 3.9323 | 50% | 5.3592 | 38.61% | 5.84 | 26.06% | 3.4758 | 2.8249 |  |  | 0.56272 | 0.42076 | 3.65 | 3.48 | 0.42857 | 30.7102 | 13.1615 | 0.28571 | 27.6758 | 7.9074 | 2.3708 | 2.509 | 1.6601 | 1.5117 | 1.024 | 0.86957 | 0% | 0% | 50%
1970-1979 | Base | [65 empty] | 57.4351 | 57.4351 | 37.9848 | 37.9848 | 1 | 1 | 93.6008 | 93.6008 | 85.1311 | 85.1311 | 83.2 | 83.2 | 10.9647 | 0.5 | 6.2539 | 0.6 | 6.2539 | 0.2 | 3.4398 | 32.42% | 3.6111 | 3.948% | 4.2755 | 57.71% | 3.9323 | 50% | 5.3592 | 38.61% | 5.84 | 26.06% | 3.4758 | 2.8249 |  |  | 0.56272 | 0.42076 | 3.65 | 3.48 | 0.42857 | 30.7102 | 13.1615 | 0.28571 | 27.6758 | 7.9074 | 2.3708 | 2.509 | 1.6601 | 1.5117 | 1.024 | 0.86957 | 0% | 0% | 50%
1980-1989 | Base | [65 empty] | 25.9245 | 57.4351 | 37.9848 | 37.9848 | 1 | 1 | 72.9469 | 93.6008 | 85.1311 | 85.1311 | 83.2 | 83.2 | 10.9647 | 0.5 | 6.2539 | 0.6 | 6.2539 | 0.2 | 3.4398 | 32.42% | 3.6111 | 3.948% | 4.2755 | 57.71% | 3.9323 | 50% | 5.3592 | 38.61% | 5.84 | 26.06% | 3.4758 | 2.8249 |  |  | 0.56272 | 0.42076 | 3.65 | 3.48 | 0.42857 | 30.7102 | 13.1615 | 0.28571 | 27.6758 | 7.9074 | 2.3708 | 2.509 | 1.6601 | 1.5117 | 1.024 | 0.86957 | 0% | 0% | 50%
1990-1999 | Base | [65 empty] | 32.5683 | 25.9245 | 37.9848 | 37.9848 | 1 | 1 | 72.9469 | 93.6008 | 85.1311 | 85.1311 | 83.2 | 83.2 | 10.9647 | 0.5 | 6.2539 | 0.6 | 6.2539 | 0.2 | 3.4398 | 32.42% | 3.6111 | 3.948% | 4.2755 | 57.71% | 3.9323 | 50% | 5.3592 | 38.61% | 5.84 | 26.06% | 3.4758 | 2.8249 |  |  | 0.56272 | 0.42076 | 3.65 | 3.48 | 0.42857 | 30.7102 | 13.1615 | 0.28571 | 27.6758 | 7.9074 | 2.3708 | 2.509 | 1.6601 | 1.5117 | 1.024 | 0.86957 | 0% | 0% | 50%
2000 | Base | [65 empty] | 32.5683 | 25.9245 | 25.601 | 37.9848 | 1 | 1 | 72.9469 | 72.9469 | 85.1311 | 85.1311 | 83.2 | 83.2 | 10.9647 | 0.5 | 6.2539 | 0.6 | 6.2539 | 0.2 | 3.4398 | 32.42% | 3.6111 | 3.948% | 4.2755 | 57.71% | 3.9323 | 50% | 5.3592 | 38.61% | 5.84 | 26.06% | 3.4758 | 2.8249 |  |  | 0.56272 | 0.42076 | 3.65 | 3.48 | 0.42857 | 30.7102 | 13.1615 | 0.28571 | 27.6758 | 7.9074 | 2.3708 | 2.509 | 1.6601 | 1.5117 | 1.024 | 0.86957 | 0% | 0% | 50%
2001 | Base | [65 empty] | 32.5683 | 25.9245 | 25.601 | 37.9848 | 1 | 1 | 72.9469 | 72.9469 | 85.1311 | 85.1311 | 83.2 | 83.2 | 10.9647 | 0.5 | 6.2539 | 0.6 | 6.2539 | 0.2 | 3.4398 | 32.42% | 3.6111 | 3.948% | 4.2755 | 57.71% | 3.9323 | 50% | 5.3592 | 38.61% | 5.84 | 26.06% | 3.4758 | 2.8249 |  |  | 0.56272 | 0.42076 | 3.65 | 3.48 | 0.42857 | 30.7102 | 13.1615 | 0.28571 | 27.6758 | 7.9074 | 2.3708 | 2.509 | 1.6601 | 1.5117 | 1.024 | 0.86957 | 0% | 0% | 50%
2002 | Base | [65 empty] | 32.5683 | 25.9245 | 25.601 | 37.9848 | 1 | 1 | 72.9469 | 72.9469 | 85.1311 | 85.1311 | 83.2 | 83.2 | 10.9647 | 0.5 | 6.2539 | 0.6 | 6.2539 | 0.2 | 3.4398 | 32.42% | 3.6111 | 3.948% | 4.2755 | 57.71% | 3.9323 | 50% | 5.3592 | 38.61% | 5.84 | 26.06% | 3.4758 | 2.8249 |  |  | 0.56272 | 0.42076 | 3.65 | 3.48 | 0.42857 | 30.7102 | 13.1615 | 0.28571 | 27.6758 | 7.9074 | 2.3708 | 2.509 | 1.6601 | 1.5117 | 1.024 | 0.86957 | 0% | 0% | 50%
2003 | Base | [65 empty] | 32.5683 | 25.9245 | 25.601 | 37.9848 | 1 | 1 | 72.9469 | 72.9469 | 85.1311 | 85.1311 | 71.079 | 83.2 | 10.9647 | 0.5 | 6.2539 | 0.6 | 6.2539 | 0.2 | 3.4398 | 32.42% | 3.6111 | 3.948% | 4.2755 | 57.71% | 3.9323 | 50% | 5.3592 | 38.61% | 5.84 | 26.06% | 3.4758 | 2.8249 |  |  | 0.56272 | 0.42076 | 3.65 | 3.48 | 0.42857 | 30.7102 | 13.1615 | 0.28571 | 27.6758 | 7.9074 | 2.3708 | 2.509 | 1.6601 | 1.5117 | 1.024 | 0.86957 | 0% | 0% | 50%
2004 | Base | [65 empty] | 32.5683 | 25.9245 | 25.601 | 37.9848 | 1 | 1 | 72.9469 | 72.9469 | 85.1311 | 85.1311 | 71.079 | 83.2 | 10.9647 | 0.5 | 6.2539 | 0.6 | 6.2539 | 0.2 | 3.4398 | 32.42% | 3.6111 | 3.948% | 4.2755 | 57.71% | 3.9323 | 50% | 5.3592 | 38.61% | 5.84 | 26.06% | 3.4758 | 2.8249 |  |  | 0.56272 | 0.42076 | 3.65 | 3.48 | 0.42857 | 30.7102 | 13.1615 | 0.28571 | 27.6758 | 7.9074 | 2.3708 | 2.509 | 1.6601 | 1.5117 | 1.024 | 0.86957 | 0% | 0% | 50%
before1949 | Mid | [65 empty] | 57.4351 | 57.4351 | 37.9848 | 37.9848 | 1 | 1 | 93.6008 | 93.6008 | 85.1311 | 85.1311 | 83.2 | 83.2 | 10.9647 | 0.5 | 6.2539 | 0.6 | 6.2539 | 0.2 | 3.4398 | 32.42% | 3.6111 | 3.948% | 4.2755 | 57.71% | 3.9323 | 50% | 5.3592 | 38.61% | 5.84 | 26.06% | 3.4758 | 2.8249 |  |  | 0.56272 | 0.42076 | 3.65 | 3.48 | 0.42857 | 30.7102 | 13.1615 | 0.28571 | 27.6758 | 7.9074 | 2.3708 | 2.509 | 1.6601 | 1.5117 | 1.024 | 0.86957 | 0% | 0% | 50%
1950-1959 | Mid | [65 empty] | 57.4351 | 57.4351 | 37.9848 | 37.9848 | 1 | 1 | 93.6008 | 93.6008 | 85.1311 | 85.1311 | 83.2 | 83.2 | 10.9647 | 0.5 | 6.2539 | 0.6 | 6.2539 | 0.2 | 3.4398 | 32.42% | 3.6111 | 3.948% | 4.2755 | 57.71% | 3.9323 | 50% | 5.3592 | 38.61% | 5.84 | 26.06% | 3.4758 | 2.8249 |  |  | 0.56272 | 0.42076 | 3.65 | 3.48 | 0.42857 | 30.7102 | 13.1615 | 0.28571 | 27.6758 | 7.9074 | 2.3708 | 2.509 | 1.6601 | 1.5117 | 1.024 | 0.86957 | 0% | 0% | 50%
1960-1969 | Mid | [65 empty] | 57.4351 | 57.4351 | 37.9848 | 37.9848 | 1 | 1 | 93.6008 | 93.6008 | 85.1311 | 85.1311 | 83.2 | 83.2 | 10.9647 | 0.5 | 6.2539 | 0.6 | 6.2539 | 0.2 | 3.4398 | 32.42% | 3.6111 | 3.948% | 4.2755 | 57.71% | 3.9323 | 50% | 5.3592 | 38.61% | 5.84 | 26.06% | 3.4758 | 2.8249 |  |  | 0.56272 | 0.42076 | 3.65 | 3.48 | 0.42857 | 30.7102 | 13.1615 | 0.28571 | 27.6758 | 7.9074 | 2.3708 | 2.509 | 1.6601 | 1.5117 | 1.024 | 0.86957 | 0% | 0% | 50%
1970-1979 | Mid | [65 empty] | 57.4351 | 57.4351 | 37.9848 | 37.9848 | 1 | 1 | 93.6008 | 93.6008 | 85.1311 | 85.1311 | 83.2 | 83.2 | 10.9647 | 0.5 | 6.2539 | 0.6 | 6.2539 | 0.2 | 3.4398 | 32.42% | 3.6111 | 3.948% | 4.2755 | 57.71% | 3.9323 | 50% | 5.3592 | 38.61% | 5.84 | 26.06% | 3.4758 | 2.8249 |  |  | 0.56272 | 0.42076 | 3.65 | 3.48 | 0.42857 | 30.7102 | 13.1615 | 0.28571 | 27.6758 | 7.9074 | 2.3708 | 2.509 | 1.6601 | 1.5117 | 1.024 | 0.86957 | 0% | 0% | 50%
1980-1989 | Mid | [65 empty] | 25.9245 | 57.4351 | 37.9848 | 37.9848 | 1 | 1 | 72.9469 | 93.6008 | 85.1311 | 85.1311 | 83.2 | 83.2 | 10.9647 | 0.5 | 6.2539 | 0.6 | 6.2539 | 0.2 | 3.4398 | 32.42% | 3.6111 | 3.948% | 4.2755 | 57.71% | 3.9323 | 50% | 5.3592 | 38.61% | 5.84 | 26.06% | 3.4758 | 2.8249 |  |  | 0.56272 | 0.42076 | 3.65 | 3.48 | 0.42857 | 30.7102 | 13.1615 | 0.28571 | 27.6758 | 7.9074 | 2.3708 | 2.509 | 1.6601 | 1.5117 | 1.024 | 0.86957 | 0% | 0% | 50%
1990-1999 | Mid | [65 empty] | 32.5683 | 25.9245 | 37.9848 | 37.9848 | 1 | 1 | 72.9469 | 93.6008 | 85.1311 | 85.1311 | 83.2 | 83.2 | 10.9647 | 0.5 | 6.2539 | 0.6 | 6.2539 | 0.2 | 3.4398 | 32.42% | 3.6111 | 3.948% | 4.2755 | 57.71% | 3.9323 | 50% | 5.3592 | 38.61% | 5.84 | 26.06% | 3.4758 | 2.8249 |  |  | 0.56272 | 0.42076 | 3.65 | 3.48 | 0.42857 | 30.7102 | 13.1615 | 0.28571 | 27.6758 | 7.9074 | 2.3708 | 2.509 | 1.6601 | 1.5117 | 1.024 | 0.86957 | 0% | 0% | 50%
2000 | Mid | [65 empty] | 32.5683 | 25.9245 | 25.601 | 37.9848 | 1 | 1 | 72.9469 | 72.9469 | 85.1311 | 85.1311 | 83.2 | 83.2 | 10.9647 | 0.5 | 6.2539 | 0.6 | 6.2539 | 0.2 | 3.4398 | 32.42% | 3.6111 | 3.948% | 4.2755 | 57.71% | 3.9323 | 50% | 5.3592 | 38.61% | 5.84 | 26.06% | 3.4758 | 2.8249 |  |  | 0.56272 | 0.42076 | 3.65 | 3.48 | 0.42857 | 30.7102 | 13.1615 | 0.28571 | 27.6758 | 7.9074 | 2.3708 | 2.509 | 1.6601 | 1.5117 | 1.024 | 0.86957 | 0% | 0% | 50%
2001 | Mid | [65 empty] | 32.5683 | 25.9245 | 25.601 | 37.9848 | 1 | 1 | 72.9469 | 72.9469 | 85.1311 | 85.1311 | 83.2 | 83.2 | 10.9647 | 0.5 | 6.2539 | 0.6 | 6.2539 | 0.2 | 3.4398 | 32.42% | 3.6111 | 3.948% | 4.2755 | 57.71% | 3.9323 | 50% | 5.3592 | 38.61% | 5.84 | 26.06% | 3.4758 | 2.8249 |  |  | 0.56272 | 0.42076 | 3.65 | 3.48 | 0.42857 | 30.7102 | 13.1615 | 0.28571 | 27.6758 | 7.9074 | 2.3708 | 2.509 | 1.6601 | 1.5117 | 1.024 | 0.86957 | 0% | 0% | 50%
2002 | Mid | [65 empty] | 32.5683 | 25.9245 | 25.601 | 37.9848 | 1 | 1 | 72.9469 | 72.9469 | 85.1311 | 85.1311 | 83.2 | 83.2 | 10.9647 | 0.5 | 6.2539 | 0.6 | 6.2539 | 0.2 | 3.4398 | 32.42% | 3.6111 | 3.948% | 4.2755 | 57.71% | 3.9323 | 50% | 5.3592 | 38.61% | 5.84 | 26.06% | 3.4758 | 2.8249 |  |  | 0.56272 | 0.42076 | 3.65 | 3.48 | 0.42857 | 30.7102 | 13.1615 | 0.28571 | 27.6758 | 7.9074 | 2.3708 | 2.509 | 1.6601 | 1.5117 | 1.024 | 0.86957 | 0% | 0% | 50%
2003 | Mid | [65 empty] | 32.5683 | 25.9245 | 25.601 | 37.9848 | 1 | 1 | 72.9469 | 72.9469 | 85.1311 | 85.1311 | 71.079 | 83.2 | 10.9647 | 0.5 | 6.2539 | 0.6 | 6.2539 | 0.2 | 3.4398 | 32.42% | 3.6111 | 3.948% | 4.2755 | 57.71% | 3.9323 | 50% | 5.3592 | 38.61% | 5.84 | 26.06% | 3.4758 | 2.8249 |  |  | 0.56272 | 0.42076 | 3.65 | 3.48 | 0.42857 | 30.7102 | 13.1615 | 0.28571 | 27.6758 | 7.9074 | 2.3708 | 2.509 | 1.6601 | 1.5117 | 1.024 | 0.86957 | 0% | 0% | 50%
2004 | Mid | [65 empty] | 32.5683 | 25.9245 | 25.601 | 37.9848 | 1 | 1 | 72.9469 | 72.9469 | 85.1311 | 85.1311 | 71.079 | 83.2 | 10.9647 | 0.5 | 6.2539 | 0.6 | 6.2539 | 0.2 | 3.4398 | 32.42% | 3.6111 | 3.948% | 4.2755 | 57.71% | 3.9323 | 50% | 5.3592 | 38.61% | 5.84 | 26.06% | 3.4758 | 2.8249 |  |  | 0.56272 | 0.42076 | 3.65 | 3.48 | 0.42857 | 30.7102 | 13.1615 | 0.28571 | 27.6758 | 7.9074 | 2.3708 | 2.509 | 1.6601 | 1.5117 | 1.024 | 0.86957 | 0% | 0% | 50%
2005 | Mid | 2.9454 | 2.9257 | 3.1628 | 3.9735 | 3.906 | 4.5554 | 23517.4088 | 20831.772 | 11517.3292 | 30441.5912 | 27114.228 | 14901.6708 | 23.1907 | 27.7224 | 32.0966 | 25.2374 | 32.5395 | 33.1743 | 0 | 30 | 30 | 30 | 30 | 30 | 30 |  | 0 | 0 | 0.15 | 0.25 | 0 | 0 | 0 | 2.38 | 0.735 | 8.58 | 1.13 | 0.292 |  | 7.4506 | 0.37392 | 0 |  | 96.57% | 3.434% | 73.99% | 0% | 0 |  | 40.56% | 81.88% |  | 15.7456 | 1.2596 | 15.7456 | 1.2596 | 15.7456 | 0.31 | 0.31 | 0.31 | 0.31 | 0.31 | 0 | 0% |  | 32.5683 | 25.9245 | 25.601 | 37.9848 | 1 | 1 | 72.9469 | 72.9469 | 71.0791 | 85.1311 | 71.079 | 83.2 | 10.9647 | 0.5 | 6.2539 | 0.6 | 6.2539 | 0.2 | 3.4398 | 32.42% | 3.6111 | 3.948% | 4.2755 | 57.71% | 3.9323 | 50% | 5.3592 | 38.61% | 5.84 | 26.06% | 3.4758 | 2.8249 |  |  | 0.56272 | 0.42076 | 3.65 | 3.48 | 0.42857 | 30.7102 | 13.1615 | 0.28571 | 27.6758 | 7.9074 | 2.3708 | 2.509 | 1.6601 | 1.5117 | 1.024 | 0.86957 | 0% | 0% | 50%
2006 | Mid | 2.9265 | 2.9037 | 3.1606 | 3.9346 | 3.886 | 4.552 | 24264.9078 | 21588.1724 | 12069.9066 | 30045.0922 | 26564.8276 | 14685.0934 | 24.837 | 28.5158 | 32.2882 | 25.9776 | 33.6572 | 34.2119 | 0 | 30 | 30 | 30 | 30 | 30 | 30 |  | 0.0038462 | 0 | 0.15 | 0.25 | 0 | 0 | 0 | 2.38 | 0.735 | 8.58 | 1.13 | 0.292 |  | 7.2164 | 0.38854 | 0 |  | 97.48% | 2.52% | 75.51% | 0% | 0 |  | 40.56% | 82.69% |  | 15.7456 | 1.2596 | 15.7456 | 1.2596 | 15.7456 | 0.31 | 0.31 | 0.31 | 0.31 | 0.31 | 0 | 0% |  | 32.5683 | 25.9245 | 25.601 | 37.9848 | 1 | 1 | 72.9469 | 72.9469 | 71.0791 | 85.1311 | 71.079 | 83.2 | 10.9647 | 0.5 | 6.2539 | 0.6 | 6.2539 | 0.2 | 3.4398 | 35.46% | 3.6111 | 4.576% | 4.2755 | 61.19% | 3.9323 | 50% | 5.3592 | 38.61% | 5.84 | 29.38% | 3.4758 | 2.8249 |  |  | 0.56272 | 0.42076 | 3.65 | 3.48 | 0.42857 | 30.7102 | 13.1615 | 0.28571 | 27.6758 | 7.9074 | 2.3708 | 2.509 | 1.6601 | 1.5117 | 1.024 | 0.86957 | 0% | 0% | 50%
2007 | Mid | 2.8929 | 2.872 | 3.1185 | 3.9038 | 3.8542 | 4.5408 | 25008.5006 | 22343.9149 | 12437.232 | 29596.4994 | 26081.0851 | 14593.768 | 26.4125 | 28.7782 | 32.55 | 26.889 | 34.5141 | 35.1529 | 0 | 30 | 30 | 30 | 30 | 30 | 30 |  | 0.0076923 | 0 | 0.15 | 0.25 | 0 | 0 | 0 | 2.38 | 0.735 | 8.58 | 1.13 | 0.292 |  | 6.9821 | 0.41162 | 0 |  | 96.39% | 3.61% | 74.86% | 0% | 0 |  | 40.56% | 82.98% |  | 15.7456 | 1.2596 | 15.7456 | 1.2596 | 15.7456 | 0.31 | 0.31 | 0.31 | 0.31 | 0.31 | 0 | 0% |  | 32.5683 | 25.9245 | 25.601 | 37.9848 | 1 | 1 | 72.9469 | 72.9469 | 71.0791 | 85.1311 | 71.079 | 83.2 | 10.9647 | 0.5 | 6.2539 | 0.6 | 6.2539 | 0.2 | 3.4398 | 35.15% | 3.6111 | 5.576% | 4.2755 | 64.35% | 3.9323 | 50% | 5.3592 | 40.49% | 5.84 | 31.17% | 3.4758 | 2.8249 |  |  | 0.56272 | 0.42076 | 3.65 | 3.48 | 0.42857 | 30.7102 | 13.1615 | 0.28571 | 27.6758 | 7.9074 | 2.3708 | 2.509 | 1.6601 | 1.5117 | 1.024 | 0.86957 | 0% | 0% | 50%
2008 | Mid | 2.8776 | 2.8783 | 3.1482 | 3.8796 | 3.8456 | 4.5277 | 25857.3886 | 23151.6891 | 12878.7463 | 29149.6114 | 25566.3109 | 14462.2537 | 27.5448 | 28.8226 | 32.4275 | 27.9429 | 35.4476 | 36.2883 | 0 | 30 | 30 | 30 | 30 | 30 | 30 |  | 0.011538 | 0 | 0.15 | 0.25 | 0 | 0 | 0 | 2.38 | 0.735 | 8.58 | 1.13 | 0.292 |  | 5.717 | 0.46379 | 0 |  | 95.95% | 4.052% | 73.32% | 0% | 0 |  | 40.56% | 80.48% |  | 15.7456 | 1.2596 | 15.7456 | 1.2596 | 15.7456 | 0.31 | 0.31 | 0.31 | 0.31 | 0.31 | 0 | 0% |  | 32.5683 | 25.9245 | 25.601 | 37.9848 | 1 | 1 | 72.9469 | 72.9469 | 71.0791 | 85.1311 | 71.079 | 83.2 | 10.9647 | 0.5 | 6.2539 | 0.6 | 6.2539 | 0.2 | 3.4398 | 35.16% | 3.6111 | 6.402% | 4.2755 | 68.48% | 3.9323 | 50% | 5.3592 | 41.58% | 5.84 | 32.37% | 3.4758 | 2.8249 |  |  | 0.56272 | 0.42076 | 3.65 | 3.48 | 0.42857 | 30.7102 | 13.1615 | 0.28571 | 27.6758 | 7.9074 | 2.3708 | 2.509 | 1.6601 | 1.5117 | 1.024 | 0.86957 | 0% | 0% | 50%
2009 | Mid | 2.8587 | 2.848 | 3.1275 | 3.8279 | 3.8169 | 4.5062 | 26556.9986 | 23891.2577 | 13246.1285 | 28832.0014 | 25137.7423 | 14377.8715 | 28.3203 | 28.927 | 32.5252 | 29.0742 | 36.6187 | 37.3365 | 0 | 30 | 30 | 30 | 30 | 30 | 30 |  | 0.015385 | 0 | 0.15 | 0.25 | 0 | 0 | 0 | 2.38 | 0.735 | 8.58 | 1.13 | 0.292 |  | 6.0918 | 0.47066 | 0 |  | 95.39% | 4.612% | 74.35% | 0% | 0 |  | 40.56% | 80.3% |  | 15.7456 | 1.2596 | 15.7456 | 1.2596 | 15.7456 | 0.31 | 0.31 | 0.31 | 0.31 | 0.31 | 0 | 0% |  | 32.5683 | 25.9245 | 25.601 | 37.9848 | 1 | 1 | 72.9469 | 72.9469 | 71.0791 | 85.1311 | 71.079 | 83.2 | 10.9647 | 0.5 | 6.2539 | 0.6 | 6.2539 | 0.2 | 3.4398 | 36.5% | 3.6111 | 8.048% | 4.2755 | 73.44% | 3.9323 | 50% | 5.3592 | 42.25% | 5.84 | 33.25% | 3.4758 | 2.8249 |  |  | 0.56272 | 0.42076 | 3.65 | 3.48 | 0.42857 | 30.7102 | 13.1615 | 0.28571 | 27.6758 | 7.9074 | 2.3708 | 2.509 | 1.6601 | 1.5117 | 1.024 | 0.86957 | 0% | 0% | 50%
2010 | Mid | 2.842 | 2.8358 | 3.1261 | 3.792 | 3.7965 | 4.4105 | 27841.0521 | 25161.8575 | 14068.4627 | 28283.9479 | 24104.1425 | 13625.5373 | 28.1433 | 28.6577 | 31.5412 | 30.473 | 38.0595 | 40.1322 | 0 | 30 | 30 | 30 | 30 | 30 | 30 |  | 0.019231 | 0 | 0.15 | 0.25 | 0 | 0 | 0 | 2.38 | 0.735 | 8.58 | 1.13 | 0.292 |  | 5.8575 | 0.45642 | 0 |  | 95.92% | 4.077% | 73.73% | 0% | 0 |  | 40.56% | 79.2% |  | 15.7456 | 1.2596 | 15.7456 | 1.2596 | 15.7456 | 0.31 | 0.31 | 0.31 | 0.31 | 0.31 | 0 | 0% |  | 21.9171 | 32.5683 | 25.1856 | 25.601 | 1 | 1 | 62.1101 | 72.9469 | 63.9968 | 71.0791 | 71.079 | 83.2 | 10.9647 | 0.5 | 6.2539 | 0.6 | 6.2539 | 0.2 | 3.4398 | 39.84% | 3.6111 | 9.876% | 4.2755 | 78.32% | 3.9323 | 50% | 5.3592 | 45.51% | 5.84 | 34.47% | 3.4758 | 2.8249 |  |  | 0.56272 | 0.42076 | 3.65 | 3.48 | 0.42857 | 30.7102 | 13.1615 | 0.28571 | 27.6758 | 7.9074 | 2.3708 | 2.509 | 1.6601 | 1.5117 | 1.024 | 0.86957 | 0% | 0% | 50%
2011 | Mid | 2.812 | 2.8414 | 3.1167 | 3.7186 | 3.7148 | 4.2897 | 28739.4943 | 26206.2332 | 14683.7156 | 27659.5057 | 23537.7668 | 13551.2844 | 28.7196 | 28.7627 | 31.1681 | 32.027 | 39.3702 | 41.0702 | 0 | 30 | 30 | 30 | 30 | 30 | 30 |  | 0.023077 | 0 | 0.15 | 0.25 | 0 | 0 | 0 | 2.38 | 0.735 | 8.58 | 1.13 | 0.292 |  | 6.0918 | 0.47318 | 0 |  | 95.97% | 4.035% | 74.32% | 0% | 0 |  | 40.56% | 81.34% |  | 15.7456 | 1.2596 | 15.7456 | 1.2596 | 15.7456 | 0.31 | 0.31 | 0.31 | 0.31 | 0.31 | 0 | 0% |  | 21.9171 | 32.5683 | 25.1856 | 25.601 | 1 | 1 | 62.1101 | 72.9469 | 63.9968 | 71.0791 | 71.079 | 83.2 | 10.9647 | 0.5 | 6.2539 | 0.6 | 6.2539 | 0.2 | 3.4398 | 42.41% | 3.6111 | 13.95% | 4.2755 | 86% | 3.9323 | 50% | 5.3592 | 47.4% | 5.84 | 36.38% | 3.4758 | 2.8249 |  |  | 0.56272 | 0.42076 | 3.65 | 3.48 | 0.42857 | 30.7102 | 13.1615 | 0.28571 | 27.6758 | 7.9074 | 2.3708 | 2.509 | 1.6601 | 1.5117 | 1.024 | 0.86957 | 0% | 0% | 50%
2012 | Mid | 2.806 | 2.828 | 3.0998 | 3.6615 | 3.6835 | 4.1552 | 29554.693 | 27036.6808 | 15281.3726 | 27032.307 | 23051.3192 | 13422.6274 | 29.1269 | 29.0639 | 31.5223 | 33.599 | 40.4078 | 42.0386 | 0 | 30 | 30 | 30 | 30 | 30 | 30 |  | 0.026923 | 0 | 0.15 | 0.25 | 0 | 0 | 0 | 2.38 | 0.735 | 8.58 | 1.13 | 0.292 |  | 5.3421 | 0.48786 | 0 |  | 95.54% | 4.458% | 74.45% | 0% | 0 |  | 40.56% | 78.05% |  | 15.7456 | 1.2596 | 15.7456 | 1.2596 | 15.7456 | 0.31 | 0.31 | 0.31 | 0.31 | 0.31 | 0 | 0% |  | 21.9171 | 32.5683 | 25.1856 | 25.601 | 1 | 1 | 62.1101 | 72.9469 | 63.9968 | 71.0791 | 56.2294 | 71.079 | 10.9647 | 0.5 | 6.2539 | 0.6 | 6.2539 | 0.2 | 3.4398 | 43.52% | 3.6111 | 14.97% | 4.2755 | 89.25% | 3.9323 | 50% | 5.3592 | 48.28% | 5.84 | 38.42% | 3.4758 | 2.8249 |  |  | 0.56272 | 0.42076 | 3.65 | 3.48 | 0.42857 | 30.7102 | 13.1615 | 0.28571 | 27.6758 | 7.9074 | 2.3708 | 2.509 | 1.6601 | 1.5117 | 1.024 | 0.86957 | 0% | 0% | 50%
2013 | Mid | 2.8178 | 2.9051 | 2.8179 | 3.4895 | 3.3994 | 3.9948 | 30382.5819 | 27933.0005 | 15883.0538 | 26311.4181 | 22472.9995 | 13195.9462 | 29.4911 | 29.5692 | 32.386 | 34.5829 | 42.2695 | 43.3775 | 0 | 30 | 30 | 30 | 30 | 30 | 30 |  | 0.030769 | 0 | 0.15 | 0.25 | 0 | 0 | 0 | 2.38 | 0.735 | 8.58 | 1.13 | 0.292 |  | 5.2484 | 0.48867 | 0 |  | 94.83% | 5.17% | 74.9% | 0% | 0 |  | 40.56% | 78.19% |  | 15.7456 | 1.2596 | 15.7456 | 1.2596 | 15.7456 | 0.31 | 0.31 | 0.31 | 0.31 | 0.31 | 0 | 0% |  | 21.9171 | 32.5683 | 25.1856 | 25.601 | 1 | 1 | 62.1101 | 72.9469 | 63.9968 | 71.0791 | 56.2294 | 71.079 | 10.9647 | 0.5 | 6.2539 | 0.6 | 6.2539 | 0.2 | 3.4398 | 42.32% | 3.6111 | 17.19% | 4.2755 | 85.26% | 3.9323 | 50% | 5.3592 | 56.53% | 5.84 | 46.03% | 3.4758 | 2.8249 |  |  | 0.56272 | 0.42076 | 3.65 | 3.48 | 0.42857 | 30.7102 | 13.1615 | 0.28571 | 27.6758 | 7.9074 | 2.3708 | 2.509 | 1.6601 | 1.5117 | 1.024 | 0.86957 | 0% | 0% | 50%
2014 | Mid | 2.856 | 2.9169 | 2.8773 | 3.3771 | 3.1684 | 3.872 | 31208.7625 | 28774.2144 | 16445.2294 | 25689.2375 | 21949.7856 | 13024.7706 | 29.8546 | 30.4875 | 33.0822 | 35.4234 | 43.6163 | 44.5455 | 0 | 30 | 30 | 30 | 30 | 30 | 30 |  | 0.034615 | 0 | 0.15 | 0.25 | 0 | 0 | 0 | 2.38 | 0.735 | 8.58 | 1.13 | 0.292 |  | 5.4827 | 0.49542 | 0 |  | 93.87% | 6.132% | 75.4% | 0% | 0 |  | 40.56% | 75.56% |  | 15.7456 | 1.2596 | 15.7456 | 1.2596 | 15.7456 | 0.31 | 0.31 | 0.31 | 0.31 | 0.31 | 0 | 0% |  | 21.9171 | 32.5683 | 25.1856 | 25.601 | 1 | 1 | 62.1101 | 72.9469 | 63.9968 | 71.0791 | 56.2294 | 71.079 | 10.9647 | 0.5 | 6.2539 | 0.6 | 6.2539 | 0.2 | 3.4398 | 42.83% | 3.6111 | 19.79% | 4.2755 | 84.84% | 3.9323 | 50% | 5.3592 | 55.51% | 5.84 | 46.28% | 3.4758 | 2.8249 |  |  | 0.56272 | 0.42076 | 3.65 | 3.48 | 0.42857 | 30.7102 | 13.1615 | 0.28571 | 27.6758 | 7.9074 | 2.3708 | 2.509 | 1.6601 | 1.5117 | 1.024 | 0.86957 | 0% | 0% | 50%
2015 | Mid | 2.8444 | 2.935 | 2.9662 | 3.3157 | 3.1282 | 3.7457 | 32213.0374 | 29714.7013 | 17058.5437 | 24779.9626 | 21270.2987 | 12730.4563 | 30.3012 | 31.3151 | 33.9555 | 36.8167 | 45.423 | 46.0366 | 0 | 30 | 30 | 30 | 30 | 30 | 30 |  | 0.038462 | 0 | 0.15 | 0.25 | 0 | 0 | 0 | 2.38 | 0.735 | 8.58 | 1.13 | 0.292 |  | 5.2484 | 0.4704 | 0 |  | 93.44% | 6.564% | 76.1% | 0% | 0 |  | 40.56% | 73.68% |  | 15.7456 | 1.2596 | 15.7456 | 1.2596 | 15.7456 | 0.31 | 0.31 | 0.31 | 0.31 | 0.31 | 0 | 0% |  | 21.9171 | 32.5683 | 25.1856 | 25.601 | 1 | 1 | 62.1101 | 72.9469 | 63.9968 | 71.0791 | 56.2294 | 71.079 | 10.9647 | 0.5 | 6.2539 | 0.6 | 6.2539 | 0.2 | 3.4398 | 44.15% | 3.6111 | 21.1% | 4.2755 | 84.93% | 3.9323 | 50% | 5.3592 | 54.29% | 5.84 | 46.54% | 3.4758 | 2.8249 |  |  | 0.56272 | 0.42076 | 3.65 | 3.48 | 0.42857 | 30.7102 | 13.1615 | 0.28571 | 27.6758 | 7.9074 | 2.3708 | 2.509 | 1.6601 | 1.5117 | 1.024 | 0.86957 | 0% | 0% | 50%
2016 | Mid | 2.8449 | 2.9537 | 3.0087 | 3.2897 | 3.1118 | 3.6308 | 33195.794 | 30719.8492 | 17673.5278 | 23974.206 | 20600.1508 | 12499.4722 | 30.7459 | 32.3121 | 35.258 | 37.8279 | 46.6331 | 47.321 | 0 | 30 | 30 | 30 | 30 | 30 | 30 |  | 0.042308 | 0 | 0.15 | 0.25 | 0 | 0 | 0 | 2.38 | 0.735 | 8.58 | 1.13 | 0.292 |  | 5.2484 | 0.47917 | 0 |  | 92.99% | 7.011% | 76.4% | 0% | 0 |  | 40.56% | 72.24% |  | 15.7456 | 1.2596 | 15.7456 | 1.2596 | 15.7456 | 0.31 | 0.31 | 0.31 | 0.31 | 0.31 | 0 | 0% |  | 21.9171 | 32.5683 | 25.1856 | 25.601 | 1 | 1 | 62.1101 | 72.9469 | 63.9968 | 71.0791 | 56.2294 | 71.079 | 10.9647 | 0.5 | 6.2539 | 0.6 | 6.2539 | 0.2 | 3.4398 | 47.9% | 3.6111 | 23.45% | 4.2755 | 88.5% | 3.9323 | 50% | 5.3592 | 54.46% | 5.84 | 47.4% | 3.4758 | 2.8249 |  |  | 0.56272 | 0.42076 | 3.65 | 3.48 | 0.42857 | 30.7102 | 13.1615 | 0.28571 | 27.6758 | 7.9074 | 2.3708 | 2.509 | 1.6601 | 1.5117 | 1.024 | 0.86957 | 0% | 0% | 50%
2017 | Mid | 2.8243 | 2.9468 | 3.0406 | 3.2426 | 3.0865 | 3.5806 | 34043.246 | 31655.0907 | 18297.803 | 23208.754 | 19941.9093 | 12283.197 | 31.0934 | 33.455 | 36.5961 | 38.6482 | 47.507 | 48.5018 | 0 | 30 | 30 | 30 | 30 | 30 | 30 |  | 0.046154 | 0 | 0.15 | 0.25 | 0 | 0 | 0 | 2.38 | 0.735 | 8.58 | 1.13 | 0.292 |  | 5.2484 | 0.49207 | 0 |  | 92% | 8% | 77.12% | 0% | 0 |  | 40.56% | 71.79% |  | 15.7456 | 1.2596 | 15.7456 | 1.2596 | 15.7456 | 0.31 | 0.31 | 0.31 | 0.31 | 0.31 | 0 | 0% |  | 21.9171 | 32.5683 | 25.1856 | 25.601 | 1 | 1 | 62.1101 | 72.9469 | 63.9968 | 71.0791 | 56.2294 | 71.079 | 10.9647 | 0.5 | 6.2539 | 0.6 | 6.2539 | 0.2 | 3.4398 | 49.85% | 3.6111 | 24.42% | 4.2755 | 89.25% | 3.9323 | 50% | 5.3592 | 53.94% | 5.84 | 48.88% | 3.4758 | 2.8249 |  |  | 0.56272 | 0.42076 | 3.65 | 3.48 | 0.42857 | 30.7102 | 13.1615 | 0.28571 | 27.6758 | 7.9074 | 2.3708 | 2.509 | 1.6601 | 1.5117 | 1.024 | 0.86957 | 0% | 0% | 50%
2018 | Mid | 2.8589 | 3.0036 | 3.044 | 3.2178 | 3.1147 | 3.4858 | 34726.9658 | 32469.6285 | 18884.672 | 22504.0342 | 19349.3715 | 12021.328 | 31.3697 | 34.6395 | 37.8007 | 39.2504 | 48.0513 | 49.7642 | 0 | 30 | 30 | 30 | 30 | 30 | 30 |  | 0.05 | 0 | 0.15 | 0.25 | 0 | 0 | 0 | 2.38 | 0.735 | 8.58 | 1.13 | 0.292 |  | 5.2484 | 0.52471 | 0 |  | 90.5% | 9.5% | 77.78% | 0% | 0 |  | 40.56% | 71.12% |  | 15.7456 | 1.2596 | 15.7456 | 1.2596 | 15.7456 | 0.31 | 0.31 | 0.31 | 0.31 | 0.31 | 0 | 0% |  | 18.6657 | 21.9171 | 25.1856 | 25.601 | 1 | 1 | 55.4834 | 62.1101 | 63.9968 | 71.0791 | 56.2294 | 71.079 | 10.9647 | 0.5 | 6.2539 | 0.6 | 6.2539 | 0.2 | 3.4398 | 53.54% | 3.6111 | 28.01% | 4.2755 | 92.42% | 3.9323 | 50% | 5.3592 | 55.68% | 5.84 | 52.28% | 3.4758 | 2.8249 |  |  | 0.56272 | 0.42076 | 3.65 | 3.48 | 0.42857 | 30.7102 | 13.1615 | 0.28571 | 27.6758 | 7.9074 | 2.3708 | 2.509 | 1.6601 | 1.5117 | 1.024 | 0.86957 | 0% | 0% | 50%
2019 | Mid | 2.8422 | 3.0072 | 3.0599 | 3.1601 | 3.0975 | 3.4704 | 35374.8937 | 33333.466 | 19386.4897 | 21865.1063 | 18705.534 | 11778.5103 | 32.2426 | 34.9829 | 38.1619 | 40.5549 | 48.8272 | 50.6785 | 0 | 30 | 30 | 30 | 30 | 30 | 30 |  | 0.052381 | 0.0035714 | 0.1375 | 0.22917 | 0 | 0 | 0 | 2.38 | 0.735 | 8.58 | 1.13 | 0.292 |  | 5.2484 | 0.55424 | 0 |  | 89.38% | 10.62% | 79.84% | 0% | 0 |  | 40.56% | 69.57% |  | 15.7456 | 1.2596 | 15.7456 | 1.2596 | 15.7456 | 0.31 | 0.31 | 0.31 | 0.31 | 0.31 | 0 | 0% |  | 18.6657 | 21.9171 | 25.1856 | 25.601 | 1 | 1 | 55.4834 | 62.1101 | 63.9968 | 71.0791 | 56.2294 | 71.079 | 10.9647 | 0.5 | 6.2539 | 0.6 | 6.2539 | 0.2 | 3.4398 | 54.81% | 3.6111 | 29.27% | 4.2755 | 95.8% | 3.9323 | 50% | 5.3592 | 59.11% | 5.84 | 56.87% | 3.4758 | 2.8249 |  |  | 0.56272 | 0.42076 | 3.65 | 3.48 | 0.42857 | 30.7102 | 13.1615 | 0.28571 | 27.6758 | 7.9074 | 2.3708 | 2.509 | 1.6601 | 1.5117 | 1.024 | 0.86957 | 0% | 0% | 50%
2020 | Mid | 2.7821 | 3.0148 | 3.0631 | 3.0536 | 3.1121 | 3.391 | 36023.8287 | 33903.627 | 19965.199 | 21199.7558 | 18124.107 | 11430.3192 | 32.9634 | 35.9112 | 38.5114 | 42.0236 | 49.7357 | 52.3947 | 0 | 35 | 35 | 35 | 35 | 35 | 35 |  | 0.054762 | 0.0071429 | 0.125 | 0.20833 | 0 | 0.5 | 0 | 2.38 | 0.735 | 8.58 | 1.13 | 0.292 |  | 5.2484 | 0.56 | 0 |  | 88.8% | 11.2% | 80.31% | 0.2439% | 0 |  | 40.56% | 68.52% |  | 15.7456 | 1.2596 | 15.7456 | 1.2596 | 15.7456 | 0.31 | 0.31 | 0.31 | 0.31 | 0.31 | 0 | 4% |  | 18.6657 | 21.9171 | 25.1856 | 25.601 | 1 | 1 | 55.4834 | 62.1101 | 63.9968 | 71.0791 | 56.2294 | 71.079 | 10.9647 | 0.5 | 6.2539 | 0.6 | 6.2539 | 0.3 | 3.4398 | 55.96% | 3.6111 | 30.21% | 4.2755 | 94.1% | 3.9323 | 50% | 5.3592 | 59.9% | 5.84 | 58.28% | 3.4758 | 2.8249 |  |  | 0.56272 | 0.42076 | 3.65 | 3.48 | 0.42857 | 30.7102 | 13.1615 | 0.28571 | 27.6758 | 7.9074 | 2.3708 | 2.509 | 1.6601 | 1.5117 | 1.024 | 0.86957 | 0% | 0% | 50%
2021 | Mid | 2.7787 | 3.009 | 3.0567 | 3.0473 | 3.1052 | 3.3815 | 36770.2626 | 34604.3324 | 20408.1457 | 20861.7305 | 17707.0244 | 11244.1629 | 33.5983 | 36.6745 | 39.1062 | 42.9112 | 50.2794 | 53.0923 | 0.03 | 50 | 50 | 50 | 50 | 50 | 50 |  | 0.060714 | 0.014286 | 0.1125 | 0.1875 | 0.024687 | 0.50375 | 0 | 2.3613 | 0.72962 | 8.4757 | 1.1065 | 0.3032 |  | 5.2387 | 0.5655 | 0 |  | 88.45% | 11.55% | 80.67% | 0.4878% | 0.05 |  | 40.67% | 67.31% |  | 15.726 | 1.2581 | 15.726 | 1.2581 | 15.726 | 0.30973 | 0.30973 | 0.30973 | 0.30973 | 0.30973 | 0 | 5.2% |  | 18.6657 | 21.9171 | 18.3786 | 25.1856 | 1 | 1 | 55.4834 | 62.1101 | 55.9076 | 63.9968 | 50.9357 | 56.2294 | 11.0765 | 0.50935 | 6.5155 | 0.60573 | 6.5155 | 0.31938 | 3.4952 | 56.51% | 3.6693 | 31.9% | 4.3444 | 94.26% | 3.9956 | 50.76% | 5.4456 | 60.32% | 5.9341 | 58.75% | 3.4822 | 2.8455 |  |  | 0.56607 | 0.42327 | 3.6392 | 3.4697 | 0.45201 | 30.7102 | 13.8813 | 0.30623 | 27.6758 | 8.4752 | 2.3708 | 2.509 | 1.6675 | 1.5229 | 1.0391 | 0.89343 | 1% | 1% | 50%
2022 | Mid | 2.7754 | 3.0031 | 3.0503 | 3.041 | 3.0983 | 3.3719 | 37508.7351 | 35291.015 | 20847.6624 | 20530.6048 | 17303.041 | 11060.9565 | 34.225 | 37.4146 | 39.6846 | 43.7763 | 50.8074 | 53.7416 | 0.03 | 50 | 50 | 50 | 50 | 50 | 50 |  | 0.066667 | 0.021429 | 0.1 | 0.16667 | 0.04875 | 0.5075 | 0 | 2.3425 | 0.72425 | 8.3715 | 1.083 | 0.3144 |  | 5.229 | 0.571 | 0 |  | 88.11% | 11.89% | 81.04% | 0.7317% | 0.1 |  | 40.77% | 66.09% |  | 15.7063 | 1.2565 | 15.7063 | 1.2565 | 15.7063 | 0.30946 | 0.30946 | 0.30946 | 0.30946 | 0.30946 | 0 | 6.4% |  | 18.6657 | 21.9171 | 18.3786 | 25.1856 | 1 | 1 | 55.4834 | 62.1101 | 55.9076 | 63.9968 | 50.9357 | 56.2294 | 11.1875 | 0.51858 | 6.771 | 0.61142 | 6.771 | 0.33829 | 3.5499 | 57.05% | 3.7268 | 33.54% | 4.4124 | 94.41% | 4.0582 | 51.51% | 5.5309 | 60.74% | 6.027 | 59.22% | 3.4886 | 2.8659 |  |  | 0.56941 | 0.42576 | 3.6284 | 3.4594 | 0.47481 | 30.7102 | 14.5814 | 0.3261 | 27.6758 | 9.0249 | 2.3708 | 2.509 | 1.6748 | 1.5339 | 1.0541 | 0.91684 | 2% | 2% | 50%
2023 | Mid | 2.772 | 2.9972 | 3.0439 | 3.0347 | 3.0914 | 3.3621 | 38238.6438 | 35963.3346 | 21283.4361 | 20206.901 | 16912.4744 | 10880.9695 | 34.8436 | 38.1318 | 40.2464 | 44.619 | 51.3197 | 54.3447 | 0.03 | 50 | 50 | 50 | 50 | 50 | 50 |  | 0.072619 | 0.028571 | 0.0875 | 0.14583 | 0.072188 | 0.51125 | 0 | 2.3238 | 0.71887 | 8.2672 | 1.0595 | 0.3256 |  | 5.2193 | 0.5765 | 0 |  | 87.76% | 12.24% | 81.41% | 0.9756% | 0.15 |  | 40.88% | 64.88% |  | 15.6867 | 1.2549 | 15.6867 | 1.2549 | 15.6867 | 0.30919 | 0.30919 | 0.30919 | 0.30919 | 0.30919 | 0 | 7.6% |  | 18.6657 | 21.9171 | 18.3786 | 25.1856 | 1 | 1 | 55.4834 | 62.1101 | 55.9076 | 63.9968 | 50.9357 | 56.2294 | 11.2975 | 0.52771 | 7.0206 | 0.61708 | 7.0206 | 0.35674 | 3.604 | 57.59% | 3.7835 | 35.15% | 4.4797 | 94.56% | 4.12 | 52.25% | 5.6152 | 61.15% | 6.1189 | 59.68% | 3.4949 | 2.8862 |  |  | 0.57273 | 0.42824 | 3.6176 | 3.4491 | 0.49698 | 30.7102 | 15.2624 | 0.34532 | 27.6758 | 9.5571 | 2.3708 | 2.509 | 1.6822 | 1.5448 | 1.0689 | 0.93981 | 3% | 3% | 50%
2024 | Mid | 2.7686 | 2.9912 | 3.0374 | 3.0283 | 3.0844 | 3.3524 | 38959.3985 | 36621.0329 | 21715.2048 | 19891.1303 | 16535.5661 | 10704.4269 | 35.4539 | 38.826 | 40.7917 | 45.4392 | 51.8162 | 54.9039 | 0.03 | 50 | 50 | 50 | 50 | 50 | 50 |  | 0.078571 | 0.035714 | 0.075 | 0.125 | 0.095 | 0.515 | 0 | 2.305 | 0.7135 | 8.163 | 1.036 | 0.3368 |  | 5.2096 | 0.582 | 0 |  | 87.42% | 12.58% | 81.77% | 1.22% | 0.2 |  | 40.98% | 63.67% |  | 15.667 | 1.2534 | 15.667 | 1.2534 | 15.667 | 0.30892 | 0.30892 | 0.30892 | 0.30892 | 0.30892 | 0 | 8.8% |  | 18.6657 | 21.9171 | 18.3786 | 25.1856 | 1 | 1 | 55.4834 | 62.1101 | 55.9076 | 63.9968 | 50.9357 | 56.2294 | 11.4066 | 0.53673 | 7.2644 | 0.62269 | 7.2644 | 0.37474 | 3.6575 | 58.12% | 3.8397 | 36.73% | 4.5461 | 94.71% | 4.1811 | 52.98% | 5.6984 | 61.57% | 6.2096 | 60.14% | 3.5013 | 2.9063 |  |  | 0.57603 | 0.43071 | 3.6067 | 3.4388 | 0.51855 | 30.7102 | 15.9248 | 0.36394 | 27.6758 | 10.0723 | 2.3708 | 2.509 | 1.6894 | 1.5555 | 1.0834 | 0.96236 | 4% | 4% | 50%
2025 | Mid | 2.7652 | 2.9852 | 3.0309 | 3.0219 | 3.0774 | 3.3425 | 39670.5572 | 37263.9769 | 22142.7471 | 19583.676 | 16172.4403 | 10531.5194 | 36.0557 | 39.4975 | 41.3207 | 46.2369 | 52.2972 | 55.4213 | 0.03 | 50 | 50 | 50 | 50 | 50 | 50 |  | 0.084524 | 0.042857 | 0.0625 | 0.10417 | 0.11719 | 0.51875 | 0 | 2.2863 | 0.70812 | 8.0587 | 1.0125 | 0.348 |  | 5.1998 | 0.5875 | 0 |  | 87.07% | 12.93% | 82.14% | 1.463% | 0.25 |  | 41.09% | 62.46% |  | 15.6474 | 1.2518 | 15.6474 | 1.2518 | 15.6474 | 0.30865 | 0.30865 | 0.30865 | 0.30865 | 0.30865 | 0 | 10% |  | 18.6657 | 21.9171 | 18.3786 | 25.1856 | 1 | 1 | 55.4834 | 62.1101 | 55.9076 | 63.9968 | 50.9357 | 56.2294 | 11.5148 | 0.54565 | 7.5025 | 0.62826 | 7.5025 | 0.39231 | 3.7103 | 58.66% | 3.8951 | 38.27% | 4.6118 | 94.86% | 4.2415 | 53.71% | 5.7807 | 61.98% | 6.2993 | 60.6% | 3.5076 | 2.9264 |  |  | 0.57931 | 0.43317 | 3.5959 | 3.4284 | 0.53953 | 30.7102 | 16.569 | 0.38196 | 27.6758 | 10.5711 | 2.3708 | 2.509 | 1.6966 | 1.5662 | 1.0978 | 0.98448 | 5% | 5% | 50%
2026 | Mid | 2.7619 | 2.9792 | 3.0244 | 3.0155 | 3.0703 | 3.3326 | 40371.7093 | 37892.05 | 22565.8742 | 19284.8938 | 15823.2058 | 10362.4092 | 36.6491 | 40.1464 | 41.8333 | 47.0121 | 52.7626 | 55.8988 | 0.03 | 50 | 50 | 50 | 50 | 50 | 50 |  | 0.090476 | 0.05 | 0.05 | 0.083333 | 0.13875 | 0.5225 | 0 | 2.2675 | 0.70275 | 7.9545 | 0.989 | 0.3592 |  | 5.1901 | 0.593 | 0 |  | 86.73% | 13.27% | 82.51% | 1.707% | 0.3 |  | 41.2% | 61.24% |  | 15.6278 | 1.2502 | 15.6278 | 1.2502 | 15.6278 | 0.30838 | 0.30838 | 0.30838 | 0.30838 | 0.30838 | 0 | 11.2% |  | 18.6657 | 21.9171 | 18.3786 | 25.1856 | 1 | 1 | 55.4834 | 62.1101 | 55.9076 | 63.9968 | 50.9357 | 56.2294 | 11.6221 | 0.55446 | 7.735 | 0.63379 | 7.735 | 0.40945 | 3.7625 | 59.18% | 3.9499 | 39.77% | 4.6766 | 95.01% | 4.3012 | 54.43% | 5.862 | 62.39% | 6.3879 | 61.06% | 3.514 | 2.9463 |  |  | 0.58258 | 0.43561 | 3.5849 | 3.4179 | 0.55993 | 30.7102 | 17.1956 | 0.39941 | 27.6758 | 11.0539 | 2.3708 | 2.509 | 1.7038 | 1.5767 | 1.112 | 1.0062 | 6% | 6% | 50%
2027 | Mid | 2.7585 | 2.9732 | 3.0178 | 3.009 | 3.0632 | 3.3226 | 41062.5271 | 38505.3049 | 22984.4338 | 18995.0676 | 15487.8135 | 10197.2274 | 37.2337 | 40.7727 | 42.3295 | 47.7648 | 53.2125 | 56.3387 | 0.03 | 50 | 50 | 50 | 50 | 50 | 50 |  | 0.096429 | 0.057143 | 0.0375 | 0.0625 | 0.15969 | 0.52625 | 0 | 2.2488 | 0.69737 | 7.8502 | 0.9655 | 0.3704 |  | 5.1804 | 0.5985 | 0 |  | 86.38% | 13.62% | 82.88% | 1.951% | 0.35 |  | 41.3% | 60.03% |  | 15.6081 | 1.2486 | 15.6081 | 1.2486 | 15.6081 | 0.30811 | 0.30811 | 0.30811 | 0.30811 | 0.30811 | 0 | 12.4% |  | 18.6657 | 21.9171 | 18.3786 | 25.1856 | 1 | 1 | 55.4834 | 62.1101 | 55.9076 | 63.9968 | 50.9357 | 56.2294 | 11.7285 | 0.56317 | 7.9622 | 0.63928 | 7.9622 | 0.42618 | 3.814 | 59.71% | 4.004 | 41.24% | 4.7407 | 95.16% | 4.3601 | 55.14% | 5.9424 | 62.79% | 6.4754 | 61.52% | 3.5203 | 2.9661 |  |  | 0.58583 | 0.43804 | 3.5739 | 3.4075 | 0.57978 | 30.7102 | 17.8051 | 0.4163 | 27.6758 | 11.5213 | 2.3708 | 2.509 | 1.7109 | 1.5871 | 1.1261 | 1.0275 | 7% | 7% | 50%
2028 | Mid | 2.755 | 2.9671 | 3.0112 | 3.0025 | 3.0561 | 3.3125 | 41742.7922 | 39103.7662 | 23398.3037 | 18714.3869 | 15166.2403 | 10036.079 | 37.8096 | 41.3767 | 42.8095 | 48.4951 | 53.6471 | 56.7427 | 0.03 | 50 | 50 | 50 | 50 | 50 | 50 |  | 0.10238 | 0.064286 | 0.025 | 0.041667 | 0.18 | 0.53 | 0 | 2.23 | 0.692 | 7.746 | 0.942 | 0.3816 |  | 5.1707 | 0.604 | 0 |  | 86.04% | 13.96% | 83.24% | 2.195% | 0.4 |  | 41.41% | 58.82% |  | 15.5885 | 1.2471 | 15.5885 | 1.2471 | 15.5885 | 0.30784 | 0.30784 | 0.30784 | 0.30784 | 0.30784 | 0 | 13.6% |  | 18.6657 | 21.9171 | 18.3786 | 25.1856 | 1 | 1 | 55.4834 | 62.1101 | 55.9076 | 63.9968 | 50.9357 | 56.2294 | 11.834 | 0.57177 | 8.1841 | 0.64473 | 8.1841 | 0.4425 | 3.865 | 60.23% | 4.0575 | 42.68% | 4.804 | 95.31% | 4.4184 | 55.84% | 6.0217 | 63.2% | 6.5619 | 61.97% | 3.5266 | 2.9858 |  |  | 0.58906 | 0.44046 | 3.5629 | 3.397 | 0.59908 | 30.7102 | 18.3979 | 0.43265 | 27.6758 | 11.9738 | 2.3708 | 2.509 | 1.7179 | 1.5974 | 1.1399 | 1.0484 | 8% | 8% | 50%
2029 | Mid | 2.7516 | 2.9611 | 3.0046 | 2.996 | 3.0489 | 3.3023 | 42412.2999 | 39687.5201 | 23807.3598 | 18443.029 | 14858.4058 | 9879.0708 | 38.3765 | 41.9585 | 43.2733 | 49.203 | 54.0662 | 57.1129 | 0.03 | 50 | 50 | 50 | 50 | 50 | 50 |  | 0.10833 | 0.071429 | 0.0125 | 0.020833 | 0.19969 | 0.53375 | 0 | 2.2113 | 0.68662 | 7.6417 | 0.9185 | 0.3928 |  | 5.161 | 0.6095 | 0 |  | 85.69% | 14.31% | 83.61% | 2.439% | 0.45 |  | 41.51% | 57.6% |  | 15.5688 | 1.2455 | 15.5688 | 1.2455 | 15.5688 | 0.30757 | 0.30757 | 0.30757 | 0.30757 | 0.30757 | 0 | 14.8% |  | 18.6657 | 21.9171 | 18.3786 | 25.1856 | 1 | 1 | 55.4834 | 62.1101 | 55.9076 | 63.9968 | 50.9357 | 56.2294 | 11.9387 | 0.58028 | 8.4008 | 0.65014 | 8.4008 | 0.45843 | 3.9153 | 60.74% | 4.1103 | 44.09% | 4.8666 | 95.46% | 4.4759 | 56.54% | 6.1002 | 63.6% | 6.6474 | 62.41% | 3.5329 | 3.0053 |  |  | 0.59228 | 0.44286 | 3.5519 | 3.3865 | 0.61786 | 30.7102 | 18.9746 | 0.44847 | 27.6758 | 12.4119 | 2.3708 | 2.509 | 1.7249 | 1.6076 | 1.1536 | 1.0689 | 9% | 9% | 50%
2030 | Mid | 2.7482 | 2.9549 | 2.998 | 2.9895 | 3.0417 | 3.2921 | 43070.9177 | 40256.7306 | 24211.4906 | 18181.1088 | 14564.1568 | 9726.2986 | 38.9344 | 42.5181 | 43.7209 | 49.8883 | 54.4702 | 57.4511 | 0.03 | 50 | 50 | 50 | 50 | 50 | 50 |  | 0.11429 | 0.078571 | 0 | 0 | 0.21875 | 0.5375 | 0 | 2.1925 | 0.68125 | 7.5375 | 0.895 | 0.404 |  | 5.1513 | 0.615 | 0 |  | 85.35% | 14.65% | 83.98% | 2.683% | 0.5 |  | 41.62% | 56.39% |  | 15.5492 | 1.2439 | 15.5492 | 1.2439 | 15.5492 | 0.3073 | 0.3073 | 0.3073 | 0.3073 | 0.3073 | 0 | 16% |  | 18.6657 | 18.6657 | 18.3786 | 18.3786 | 1 | 1 | 55.4834 | 55.4834 | 55.9076 | 55.9076 | 50.9357 | 50.9357 | 12.0425 | 0.58869 | 8.6125 | 0.65552 | 8.6125 | 0.47397 | 3.9651 | 61.25% | 4.1626 | 45.46% | 4.9284 | 95.61% | 4.5328 | 57.23% | 6.1776 | 64% | 6.7318 | 62.86% | 3.5392 | 3.0247 |  |  | 0.59548 | 0.44525 | 3.5408 | 3.3759 | 0.63612 | 30.7102 | 19.5354 | 0.4638 | 27.6758 | 12.836 | 2.3708 | 2.509 | 1.7319 | 1.6177 | 1.1671 | 1.0891 | 10% | 10% | 50%
2031 | Mid | 2.7448 | 2.9488 | 2.9913 | 2.9829 | 3.0345 | 3.2817 | 43718.5688 | 40811.5958 | 24610.615 | 17928.6928 | 14283.3081 | 9577.8323 | 39.483 | 43.0559 | 44.1524 | 50.5512 | 54.8589 | 57.7592 | 0.03 | 50 | 50 | 50 | 50 | 50 | 50 |  | 0.12024 | 0.085714 | 0 | 0 | 0.23719 | 0.54125 | 0 | 2.1738 | 0.67587 | 7.4332 | 0.8715 | 0.4152 |  | 5.1416 | 0.6205 | 0 |  | 85% | 15% | 84.35% | 2.927% | 0.5 |  | 41.72% | 55.18% |  | 15.5296 | 1.2424 | 15.5296 | 1.2424 | 15.5296 | 0.30703 | 0.30703 | 0.30703 | 0.30703 | 0.30703 | 0 | 17.2% |  | 18.6657 | 18.6657 | 18.3786 | 18.3786 | 1 | 1 | 55.4834 | 55.4834 | 55.9076 | 55.9076 | 50.9357 | 50.9357 | 12.1454 | 0.597 | 8.8193 | 0.66085 | 8.8193 | 0.48913 | 4.0142 | 61.76% | 4.2141 | 46.8% | 4.9895 | 95.76% | 4.5889 | 57.91% | 6.2542 | 64.4% | 6.8152 | 63.3% | 3.5455 | 3.044 |  |  | 0.59866 | 0.44763 | 3.5297 | 3.3653 | 0.65388 | 30.7102 | 20.0809 | 0.47863 | 27.6758 | 13.2465 | 2.3708 | 2.509 | 1.7388 | 1.6276 | 1.1804 | 1.1088 | 11% | 11% | 50%
2032 | Mid | 2.7413 | 2.9426 | 2.9845 | 2.9763 | 3.0272 | 3.2713 | 44355.1732 | 41352.3344 | 25004.6225 | 17685.8503 | 14015.6555 | 9433.7669 | 40.0223 | 43.5718 | 44.5678 | 51.1916 | 55.2325 | 58.039 | 0.03 | 50 | 50 | 50 | 50 | 50 | 50 |  | 0.12619 | 0.092857 | 0 | 0 | 0.255 | 0.545 | 0 | 2.155 | 0.6705 | 7.329 | 0.848 | 0.4264 |  | 5.1319 | 0.626 | 0 |  | 84.66% | 15.34% | 84.71% | 3.171% | 0.5 |  | 41.83% | 53.96% |  | 15.5099 | 1.2408 | 15.5099 | 1.2408 | 15.5099 | 0.30676 | 0.30676 | 0.30676 | 0.30676 | 0.30676 | 0 | 18.4% |  | 18.6657 | 18.6657 | 18.3786 | 18.3786 | 1 | 1 | 55.4834 | 55.4834 | 55.9076 | 55.9076 | 50.9357 | 50.9357 | 12.2475 | 0.60521 | 9.0213 | 0.66615 | 9.0213 | 0.50393 | 4.0628 | 62.27% | 4.2651 | 48.12% | 5.0498 | 95.91% | 4.6444 | 58.59% | 6.3299 | 64.79% | 6.8977 | 63.74% | 3.5517 | 3.0632 |  |  | 0.60182 | 0.45 | 3.5186 | 3.3547 | 0.67116 | 30.7102 | 20.6115 | 0.49299 | 27.6758 | 13.6439 | 2.3708 | 2.509 | 1.7456 | 1.6375 | 1.1935 | 1.1282 | 12% | 12% | 50%
2033 | Mid | 2.7379 | 2.9364 | 2.9778 | 2.9696 | 3.0199 | 3.2609 | 44980.7624 | 41879.2596 | 25393.46 | 17452.554 | 13760.9065 | 9294.1479 | 40.552 | 44.0661 | 44.9672 | 51.8095 | 55.5911 | 58.2921 | 0.03 | 50 | 50 | 50 | 50 | 50 | 50 |  | 0.13214 | 0.1 | 0 | 0 | 0.27219 | 0.54875 | 0 | 2.1363 | 0.66512 | 7.2247 | 0.8245 | 0.4376 |  | 5.1222 | 0.6315 | 0 |  | 84.31% | 15.69% | 85.08% | 3.415% | 0.5 |  | 41.94% | 52.75% |  | 15.4903 | 1.2392 | 15.4903 | 1.2392 | 15.4903 | 0.30649 | 0.30649 | 0.30649 | 0.30649 | 0.30649 | 0 | 19.6% |  | 18.6657 | 18.6657 | 18.3786 | 18.3786 | 1 | 1 | 55.4834 | 55.4834 | 55.9076 | 55.9076 | 50.9357 | 50.9357 | 12.3487 | 0.61333 | 9.2186 | 0.67141 | 9.2186 | 0.51837 | 4.1107 | 62.77% | 4.3155 | 49.4% | 5.1095 | 96.06% | 4.6993 | 59.26% | 6.4046 | 65.18% | 6.9791 | 64.18% | 3.558 | 3.0823 |  |  | 0.60497 | 0.45235 | 3.5074 | 3.344 | 0.68797 | 30.7102 | 21.1276 | 0.50689 | 27.6758 | 14.0287 | 2.3708 | 2.509 | 1.7524 | 1.6472 | 1.2065 | 1.1472 | 13% | 13% | 50%
2034 | Mid | 2.7344 | 2.9302 | 2.971 | 2.9629 | 3.0125 | 3.2503 | 45595.3711 | 42392.636 | 25777.0753 | 17228.7739 | 13518.8139 | 9159.0205 | 41.072 | 44.5388 | 45.3507 | 52.405 | 55.9347 | 58.5203 | 0.03 | 50 | 50 | 50 | 50 | 50 | 50 |  | 0.1381 | 0.10714 | 0 | 0 | 0.28875 | 0.5525 | 0 | 2.1175 | 0.65975 | 7.1205 | 0.801 | 0.4488 |  | 5.1125 | 0.637 | 0 |  | 83.97% | 16.03% | 85.45% | 3.659% | 0.5 |  | 42.04% | 51.54% |  | 15.4706 | 1.2377 | 15.4706 | 1.2377 | 15.4706 | 0.30622 | 0.30622 | 0.30622 | 0.30622 | 0.30622 | 0 | 20.8% |  | 18.6657 | 18.6657 | 18.3786 | 18.3786 | 1 | 1 | 55.4834 | 55.4834 | 55.9076 | 55.9076 | 50.9357 | 50.9357 | 12.4491 | 0.62135 | 9.4113 | 0.67663 | 9.4113 | 0.53245 | 4.1581 | 63.27% | 4.3653 | 50.65% | 5.1684 | 96.21% | 4.7535 | 59.92% | 6.4785 | 65.58% | 7.0596 | 64.61% | 3.5642 | 3.1012 |  |  | 0.60811 | 0.4547 | 3.4962 | 3.3333 | 0.70431 | 30.7102 | 21.6296 | 0.52035 | 27.6758 | 14.4012 | 2.3708 | 2.509 | 1.7591 | 1.6568 | 1.2193 | 1.1659 | 14% | 14% | 50%
2035 | Mid | 2.7309 | 2.9239 | 2.9641 | 2.9562 | 3.0051 | 3.2397 | 46199.1167 | 42892.791 | 26155.4185 | 17014.4082 | 13289.0718 | 9028.4273 | 41.5821 | 44.9903 | 45.7183 | 52.978 | 56.2634 | 58.7251 | 0.03 | 50 | 50 | 50 | 50 | 50 | 50 |  | 0.14405 | 0.11429 | 0 | 0 | 0.30469 | 0.55625 | 0 | 2.0988 | 0.65437 | 7.0162 | 0.7775 | 0.46 |  | 5.1027 | 0.6425 | 0 |  | 83.62% | 16.38% | 85.82% | 3.902% | 0.5 |  | 42.15% | 50.33% |  | 15.451 | 1.2361 | 15.451 | 1.2361 | 15.451 | 0.30595 | 0.30595 | 0.30595 | 0.30595 | 0.30595 | 0 | 22% |  | 18.6657 | 18.6657 | 18.3786 | 18.3786 | 1 | 1 | 55.4834 | 55.4834 | 55.9076 | 55.9076 | 50.9357 | 50.9357 | 12.5487 | 0.62927 | 9.5995 | 0.68181 | 9.5995 | 0.5462 | 4.205 | 63.76% | 4.4144 | 51.88% | 5.2266 | 96.36% | 4.807 | 60.58% | 6.5514 | 65.96% | 7.1391 | 65.05% | 3.5705 | 3.1201 |  |  | 0.61122 | 0.45703 | 3.4849 | 3.3226 | 0.72021 | 30.7102 | 22.1178 | 0.53338 | 27.6758 | 14.7618 | 2.3708 | 2.509 | 1.7658 | 1.6663 | 1.232 | 1.1843 | 15% | 15% | 50%
2036 | Mid | 2.7275 | 2.9176 | 2.9573 | 2.9494 | 2.9976 | 3.2289 | 46792.11 | 43380.0675 | 26528.4791 | 16809.3609 | 13071.3598 | 8902.3776 | 42.0821 | 45.4206 | 46.0701 | 53.5285 | 56.5774 | 58.9083 | 0.03 | 50 | 50 | 50 | 50 | 50 | 50 |  | 0.15 | 0.12143 | 0 | 0 | 0.32 | 0.56 | 0 | 2.08 | 0.649 | 6.912 | 0.754 | 0.4712 |  | 5.093 | 0.648 | 0 |  | 83.28% | 16.72% | 86.18% | 4.146% | 0.5 |  | 42.25% | 49.11% |  | 15.4314 | 1.2345 | 15.4314 | 1.2345 | 15.4314 | 0.30568 | 0.30568 | 0.30568 | 0.30568 | 0.30568 | 0 | 23.2% |  | 18.6657 | 18.6657 | 18.3786 | 18.3786 | 1 | 1 | 55.4834 | 55.4834 | 55.9076 | 55.9076 | 50.9357 | 50.9357 | 12.6474 | 0.63711 | 9.7833 | 0.68696 | 9.7833 | 0.55962 | 4.2513 | 64.25% | 4.463 | 53.08% | 5.2841 | 96.51% | 4.8599 | 61.23% | 6.6235 | 66.35% | 7.2177 | 65.48% | 3.5767 | 3.1388 |  |  | 0.61432 | 0.45934 | 3.4736 | 3.3119 | 0.73567 | 30.7102 | 22.5927 | 0.546 | 27.6758 | 15.1108 | 2.3708 | 2.509 | 1.7724 | 1.6757 | 1.2445 | 1.2023 | 16% | 16% | 50%
2037 | Mid | 2.724 | 2.9113 | 2.9504 | 2.9427 | 2.9901 | 3.2181 | 47374.5018 | 43854.8621 | 26896.2277 | 16613.5014 | 12865.3077 | 8780.8965 | 42.5718 | 45.8299 | 46.4061 | 54.0566 | 56.8767 | 59.0713 | 0.03 | 50 | 50 | 50 | 50 | 50 | 50 |  | 0.15595 | 0.12857 | 0 | 0 | 0.33469 | 0.56375 | 0 | 2.0613 | 0.64362 | 6.8077 | 0.7305 | 0.4824 |  | 5.0833 | 0.6535 | 0 |  | 82.93% | 17.07% | 86.55% | 4.39% | 0.5 |  | 42.36% | 47.9% |  | 15.4117 | 1.2329 | 15.4117 | 1.2329 | 15.4117 | 0.30541 | 0.30541 | 0.30541 | 0.30541 | 0.30541 | 0 | 24.4% |  | 18.6657 | 18.6657 | 18.3786 | 18.3786 | 1 | 1 | 55.4834 | 55.4834 | 55.9076 | 55.9076 | 50.9357 | 50.9357 | 12.7453 | 0.64485 | 9.9629 | 0.69207 | 9.9629 | 0.57271 | 4.297 | 64.74% | 4.511 | 54.25% | 5.341 | 96.65% | 4.9122 | 61.87% | 6.6948 | 66.73% | 7.2954 | 65.9% | 3.5829 | 3.1574 |  |  | 0.61741 | 0.46165 | 3.4623 | 3.3011 | 0.75072 | 30.7102 | 23.0546 | 0.55821 | 27.6758 | 15.4488 | 2.3708 | 2.509 | 1.779 | 1.685 | 1.2568 | 1.2199 | 17% | 17% | 50%
2038 | Mid | 2.7205 | 2.9049 | 2.9434 | 2.9358 | 2.9826 | 3.2073 | 47946.4964 | 44317.5818 | 27258.6611 | 16426.6524 | 12670.5351 | 8663.9868 | 43.0509 | 46.2184 | 46.7264 | 54.5622 | 57.1614 | 59.2157 | 0.03 | 50 | 50 | 50 | 50 | 50 | 50 |  | 0.1619 | 0.13571 | 0 | 0 | 0.34875 | 0.5675 | 0 | 2.0425 | 0.63825 | 6.7035 | 0.707 | 0.4936 |  | 5.0736 | 0.659 | 0 |  | 82.59% | 17.41% | 86.92% | 4.634% | 0.5 |  | 42.46% | 46.69% |  | 15.3921 | 1.2314 | 15.3921 | 1.2314 | 15.3921 | 0.30514 | 0.30514 | 0.30514 | 0.30514 | 0.30514 | 0 | 25.6% |  | 18.6657 | 18.6657 | 18.3786 | 18.3786 | 1 | 1 | 55.4834 | 55.4834 | 55.9076 | 55.9076 | 50.9357 | 50.9357 | 12.8424 | 0.65251 | 10.1383 | 0.69714 | 10.1383 | 0.58548 | 4.3422 | 65.22% | 4.5584 | 55.4% | 5.3971 | 96.8% | 4.9639 | 62.51% | 6.7652 | 67.12% | 7.3721 | 66.33% | 3.5891 | 3.1758 |  |  | 0.62047 | 0.46394 | 3.451 | 3.2902 | 0.76535 | 30.7102 | 23.5039 | 0.57003 | 27.6758 | 15.7759 | 2.3708 | 2.509 | 1.7856 | 1.6943 | 1.269 | 1.2373 | 18% | 18% | 50%
2039 | Mid | 2.7169 | 2.8986 | 2.9365 | 2.929 | 2.975 | 3.1963 | 48508.2858 | 44768.5877 | 27615.8128 | 16248.6477 | 12486.7047 | 8551.6198 | 43.5193 | 46.5863 | 47.0311 | 55.0453 | 57.4315 | 59.3428 | 0.03 | 50 | 50 | 50 | 50 | 50 | 50 |  | 0.16786 | 0.14286 | 0 | 0 | 0.36219 | 0.57125 | 0 | 2.0238 | 0.63287 | 6.5992 | 0.6835 | 0.5048 |  | 5.0639 | 0.6645 | 0 |  | 82.24% | 17.76% | 87.29% | 4.878% | 0.5 |  | 42.57% | 45.47% |  | 15.3724 | 1.2298 | 15.3724 | 1.2298 | 15.3724 | 0.30487 | 0.30487 | 0.30487 | 0.30487 | 0.30487 | 0 | 26.8% |  | 18.6657 | 18.6657 | 18.3786 | 18.3786 | 1 | 1 | 55.4834 | 55.4834 | 55.9076 | 55.9076 | 50.9357 | 50.9357 | 12.9387 | 0.66007 | 10.3096 | 0.70218 | 10.3096 | 0.59794 | 4.3868 | 65.7% | 4.6053 | 56.52% | 5.4526 | 96.95% | 5.0149 | 63.14% | 6.8347 | 67.5% | 7.4479 | 66.75% | 3.5953 | 3.1942 |  |  | 0.62352 | 0.46622 | 3.4396 | 3.2794 | 0.77957 | 30.7102 | 23.9409 | 0.58147 | 27.6758 | 16.0926 | 2.3708 | 2.509 | 1.7921 | 1.7034 | 1.281 | 1.2543 | 19% | 19% | 50%
2040 | Mid | 2.7134 | 2.8922 | 2.9294 | 2.9221 | 2.9674 | 3.1852 | 49060.104 | 45208.2717 | 27967.6957 | 16079.2845 | 12313.4504 | 8443.7842 | 43.9766 | 46.9337 | 47.3202 | 55.5059 | 57.6873 | 59.454 | 0.03 | 50 | 50 | 50 | 50 | 50 | 50 |  | 0.17381 | 0.15 | 0 | 0 | 0.375 | 0.575 | 0 | 2.005 | 0.6275 | 6.495 | 0.66 | 0.516 |  | 5.0542 | 0.67 | 0 |  | 81.9% | 18.1% | 87.65% | 5.122% | 0.5 |  | 42.67% | 44.26% |  | 15.3528 | 1.2282 | 15.3528 | 1.2282 | 15.3528 | 0.3046 | 0.3046 | 0.3046 | 0.3046 | 0.3046 | 0 | 28% |  | 7.5305 | 18.6657 | 9.6397 | 18.3786 | 1 | 1 | 43.4239 | 55.4834 | 41.029 | 55.9076 | 40.0282 | 50.9357 | 13.0342 | 0.66754 | 10.4769 | 0.70718 | 10.4769 | 0.6101 | 4.4309 | 66.18% | 4.6516 | 57.61% | 5.5075 | 97.1% | 5.0653 | 63.76% | 6.9035 | 67.87% | 7.5227 | 67.16% | 3.6015 | 3.2125 |  |  | 0.62656 | 0.46849 | 3.4281 | 3.2685 | 0.79341 | 30.7102 | 24.3659 | 0.59255 | 27.6758 | 16.3992 | 2.3708 | 2.509 | 1.7985 | 1.7124 | 1.2929 | 1.271 | 20% | 20% | 50%
2041 | Mid | 2.7099 | 2.8857 | 2.9224 | 2.9152 | 2.9598 | 3.1741 | 49602.2379 | 45637.11 | 28314.3631 | 15918.314 | 12150.3275 | 8340.4343 | 44.4227 | 47.2609 | 47.5938 | 55.9441 | 57.9288 | 59.5507 | 0.03 | 50 | 50 | 50 | 50 | 50 | 50 |  | 0.17976 | 0.15714 | 0 | 0 | 0.38719 | 0.57875 | 0 | 1.9863 | 0.62212 | 6.3907 | 0.6365 | 0.5272 |  | 5.0445 | 0.6755 | 0 |  | 81.55% | 18.45% | 88.02% | 5.366% | 0.5 |  | 42.78% | 43.05% |  | 15.3332 | 1.2267 | 15.3332 | 1.2267 | 15.3332 | 0.30433 | 0.30433 | 0.30433 | 0.30433 | 0.30433 | 0 | 29.2% |  | 7.5305 | 18.6657 | 9.6397 | 18.3786 | 1 | 1 | 43.4239 | 55.4834 | 41.029 | 55.9076 | 40.0282 | 50.9357 | 13.1289 | 0.67493 | 10.6404 | 0.71214 | 10.6404 | 0.62197 | 4.4745 | 66.65% | 4.6974 | 58.68% | 5.5616 | 97.24% | 5.1151 | 64.38% | 6.9714 | 68.25% | 7.5967 | 67.58% | 3.6076 | 3.2306 |  |  | 0.62958 | 0.47075 | 3.4167 | 3.2575 | 0.80688 | 30.7102 | 24.7793 | 0.60327 | 27.6758 | 16.6961 | 2.3708 | 2.509 | 1.8049 | 1.7213 | 1.3046 | 1.2874 | 21% | 21% | 50%
2042 | Mid | 2.7064 | 2.8792 | 2.9153 | 2.9082 | 2.9521 | 3.1629 | 50134.8925 | 46055.4247 | 28655.8499 | 15765.5588 | 11997.0351 | 8241.5401 | 44.8572 | 47.5681 | 47.8521 | 56.3598 | 58.1561 | 59.6341 | 0.03 | 50 | 50 | 50 | 50 | 50 | 50 |  | 0.18571 | 0.16429 | 0 | 0 | 0.39875 | 0.5825 | 0 | 1.9675 | 0.61675 | 6.2865 | 0.613 | 0.5384 |  | 5.0348 | 0.681 | 0 |  | 81.21% | 18.79% | 88.39% | 5.61% | 0.5 |  | 42.89% | 41.83% |  | 15.3135 | 1.2251 | 15.3135 | 1.2251 | 15.3135 | 0.30406 | 0.30406 | 0.30406 | 0.30406 | 0.30406 | 0 | 30.4% |  | 7.5305 | 18.6657 | 9.6397 | 18.3786 | 1 | 1 | 43.4239 | 55.4834 | 41.029 | 55.9076 | 40.0282 | 50.9357 | 13.2229 | 0.68223 | 10.8001 | 0.71707 | 10.8001 | 0.63355 | 4.5176 | 67.12% | 4.7426 | 59.73% | 5.6152 | 97.39% | 5.1644 | 64.99% | 7.0385 | 68.62% | 7.6699 | 67.99% | 3.6138 | 3.2486 |  |  | 0.63258 | 0.473 | 3.4051 | 3.2466 | 0.81997 | 30.7102 | 25.1815 | 0.61366 | 27.6758 | 16.9834 | 2.3708 | 2.509 | 1.8113 | 1.7301 | 1.3162 | 1.3035 | 22% | 22% | 50%
2043 | Mid | 2.7028 | 2.8727 | 2.9082 | 2.9012 | 2.9443 | 3.1516 | 50658.3711 | 46463.6366 | 28992.2083 | 15620.7558 | 11853.1799 | 8147.0566 | 45.2797 | 47.8555 | 48.095 | 56.753 | 58.3693 | 59.7056 | 0.03 | 50 | 50 | 50 | 50 | 50 | 50 |  | 0.19167 | 0.17143 | 0 | 0 | 0.40969 | 0.58625 | 0 | 1.9488 | 0.61137 | 6.1822 | 0.5895 | 0.5496 |  | 5.0251 | 0.6865 | 0 |  | 80.86% | 19.14% | 88.75% | 5.854% | 0.5 |  | 42.99% | 40.62% |  | 15.2939 | 1.2235 | 15.2939 | 1.2235 | 15.2939 | 0.30379 | 0.30379 | 0.30379 | 0.30379 | 0.30379 | 0 | 31.6% |  | 7.5305 | 18.6657 | 9.6397 | 18.3786 | 1 | 1 | 43.4239 | 55.4834 | 41.029 | 55.9076 | 40.0282 | 50.9357 | 13.316 | 0.68945 | 10.956 | 0.72197 | 10.956 | 0.64485 | 4.5601 | 67.58% | 4.7873 | 60.75% | 5.668 | 97.54% | 5.213 | 65.6% | 7.1048 | 68.99% | 7.7421 | 68.4% | 3.62 | 3.2665 |  |  | 0.63557 | 0.47523 | 3.3936 | 3.2355 | 0.83271 | 30.7102 | 25.5726 | 0.62371 | 27.6758 | 17.2616 | 2.3708 | 2.509 | 1.8176 | 1.7388 | 1.3276 | 1.3193 | 23% | 23% | 50%
2044 | Mid | 2.6993 | 2.8662 | 2.9011 | 2.8942 | 2.9365 | 3.1402 | 51172.9107 | 46862.1368 | 29323.5088 | 15483.6998 | 11718.3967 | 8056.9232 | 45.69 | 48.1232 | 48.3228 | 57.1238 | 58.5686 | 59.7661 | 0.03 | 50 | 50 | 50 | 50 | 50 | 50 |  | 0.19762 | 0.17857 | 0 | 0 | 0.42 | 0.59 | 0 | 1.93 | 0.606 | 6.078 | 0.566 | 0.5608 |  | 5.0154 | 0.692 | 0 |  | 80.52% | 19.48% | 89.12% | 6.098% | 0.5 |  | 43.1% | 39.41% |  | 15.2742 | 1.2219 | 15.2742 | 1.2219 | 15.2742 | 0.30352 | 0.30352 | 0.30352 | 0.30352 | 0.30352 | 0 | 32.8% |  | 7.5305 | 18.6657 | 9.6397 | 18.3786 | 1 | 1 | 43.4239 | 55.4834 | 41.029 | 55.9076 | 40.0282 | 50.9357 | 13.4084 | 0.69658 | 11.1083 | 0.72683 | 11.1083 | 0.65587 | 4.6022 | 68.05% | 4.8314 | 61.75% | 5.7203 | 97.68% | 5.2611 | 66.2% | 7.1703 | 69.36% | 7.8135 | 68.81% | 3.6261 | 3.2843 |  |  | 0.63854 | 0.47746 | 3.382 | 3.2245 | 0.84509 | 30.7102 | 25.953 | 0.63344 | 27.6758 | 17.5309 | 2.3708 | 2.509 | 1.8238 | 1.7474 | 1.3389 | 1.3348 | 24% | 24% | 50%
2045 | Mid | 2.6957 | 2.8596 | 2.8939 | 2.8871 | 2.9287 | 3.1287 | 51678.7794 | 47251.253 | 29649.7976 | 15354.1583 | 11592.3794 | 7971.1003 | 46.0877 | 48.3717 | 48.5354 | 57.4721 | 58.7541 | 59.817 | 0.03 | 50 | 50 | 50 | 50 | 50 | 50 |  | 0.20357 | 0.18571 | 0 | 0 | 0.42969 | 0.59375 | 0 | 1.9113 | 0.60062 | 5.9737 | 0.5425 | 0.572 |  | 5.0056 | 0.6975 | 0 |  | 80.17% | 19.83% | 89.49% | 6.341% | 0.5 |  | 43.2% | 38.2% |  | 15.2546 | 1.2204 | 15.2546 | 1.2204 | 15.2546 | 0.30325 | 0.30325 | 0.30325 | 0.30325 | 0.30325 | 0 | 34% |  | 7.5305 | 7.5305 | 9.6397 | 9.6397 | 1 | 1 | 43.4239 | 43.4239 | 41.029 | 41.029 | 40.0282 | 40.0282 | 13.5 | 0.70363 | 11.2571 | 0.73165 | 11.2571 | 0.66663 | 4.6437 | 68.5% | 4.875 | 62.72% | 5.7719 | 97.83% | 5.3086 | 66.79% | 7.235 | 69.73% | 7.884 | 69.22% | 3.6322 | 3.302 |  |  | 0.6415 | 0.47967 | 3.3704 | 3.2134 | 0.85714 | 30.7102 | 26.323 | 0.64286 | 27.6758 | 17.7916 | 2.3708 | 2.509 | 1.83 | 1.7559 | 1.35 | 1.35 | 25% | 25% | 50%
2046 | Mid | 2.6921 | 2.8531 | 2.8866 | 2.88 | 2.9208 | 3.1171 | 52176.2201 | 47631.3598 | 29971.1431 | 15231.9209 | 11474.7782 | 7889.5289 | 46.4724 | 48.601 | 48.7329 | 57.7979 | 58.9258 | 59.8592 | 0.03 | 50 | 50 | 50 | 50 | 50 | 50 |  | 0.20952 | 0.19286 | 0 | 0 | 0.43875 | 0.5975 | 0 | 1.8925 | 0.59525 | 5.8695 | 0.519 | 0.5832 |  | 4.9959 | 0.703 | 0 |  | 79.83% | 20.17% | 89.86% | 6.585% | 0.5 |  | 43.31% | 36.98% |  | 15.235 | 1.2188 | 15.235 | 1.2188 | 15.235 | 0.30298 | 0.30298 | 0.30298 | 0.30298 | 0.30298 | 0 | 35.2% |  | 7.5305 | 7.5305 | 9.6397 | 9.6397 | 1 | 1 | 43.4239 | 43.4239 | 41.029 | 41.029 | 40.0282 | 40.0282 | 13.5 | 0.7106 | 11.2571 | 0.73644 | 11.2571 | 0.67713 | 4.6437 | 68.96% | 4.875 | 63.68% | 5.7719 | 97.98% | 5.3086 | 67.38% | 7.235 | 70.1% | 7.884 | 69.62% | 3.6322 | 3.302 |  |  | 0.6415 | 0.47967 | 3.3704 | 3.2134 | 0.85714 | 30.7102 | 26.323 | 0.64286 | 27.6758 | 17.7916 | 2.3708 | 2.509 | 1.83 | 1.7559 | 1.35 | 1.35 | 26% | 26% | 50%
2047 | Mid | 2.6885 | 2.8464 | 2.8794 | 2.8729 | 2.9129 | 3.1055 | 52665.4846 | 48002.8148 | 30287.6023 | 15116.7692 | 11365.2588 | 7812.16 | 46.8435 | 48.8114 | 48.9155 | 58.1012 | 59.084 | 59.8938 | 0.03 | 50 | 50 | 50 | 50 | 50 | 50 |  | 0.21548 | 0.2 | 0 | 0 | 0.44719 | 0.60125 | 0 | 1.8738 | 0.58987 | 5.7652 | 0.4955 | 0.5944 |  | 4.9862 | 0.7085 | 0 |  | 79.48% | 20.52% | 90.22% | 6.829% | 0.5 |  | 43.41% | 35.77% |  | 15.2153 | 1.2172 | 15.2153 | 1.2172 | 15.2153 | 0.30271 | 0.30271 | 0.30271 | 0.30271 | 0.30271 | 0 | 36.4% |  | 7.5305 | 7.5305 | 9.6397 | 9.6397 | 1 | 1 | 43.4239 | 43.4239 | 41.029 | 41.029 | 40.0282 | 40.0282 | 13.5 | 0.71748 | 11.2571 | 0.7412 | 11.2571 | 0.68737 | 4.6437 | 69.41% | 4.875 | 64.61% | 5.7719 | 98.12% | 5.3086 | 67.96% | 7.235 | 70.46% | 7.884 | 70.02% | 3.6322 | 3.302 |  |  | 0.6415 | 0.47967 | 3.3704 | 3.2134 | 0.85714 | 30.7102 | 26.323 | 0.64286 | 27.6758 | 17.7916 | 2.3708 | 2.509 | 1.83 | 1.7559 | 1.35 | 1.35 | 27% | 27% | 50%
2048 | Mid | 2.6849 | 2.8398 | 2.8721 | 2.8657 | 2.905 | 3.0937 | 53146.8469 | 48365.9491 | 30599.2313 | 15008.466 | 11263.512 | 7738.9454 | 47.2006 | 49.0034 | 49.0833 | 58.3821 | 59.2288 | 59.9216 | 0.03 | 50 | 50 | 50 | 50 | 50 | 50 |  | 0.22143 | 0.20714 | 0 | 0 | 0.455 | 0.605 | 0 | 1.855 | 0.5845 | 5.661 | 0.472 | 0.6056 |  | 4.9765 | 0.714 | 0 |  | 79.14% | 20.86% | 90.59% | 7.073% | 0.5 |  | 43.52% | 34.56% |  | 15.1957 | 1.2157 | 15.1957 | 1.2157 | 15.1957 | 0.30244 | 0.30244 | 0.30244 | 0.30244 | 0.30244 | 0 | 37.6% |  | 7.5305 | 7.5305 | 9.6397 | 9.6397 | 1 | 1 | 43.4239 | 43.4239 | 41.029 | 41.029 | 40.0282 | 40.0282 | 13.5 | 0.72429 | 11.2571 | 0.74592 | 11.2571 | 0.69736 | 4.6437 | 69.86% | 4.875 | 65.53% | 5.7719 | 98.27% | 5.3086 | 68.53% | 7.235 | 70.82% | 7.884 | 70.42% | 3.6322 | 3.302 |  |  | 0.6415 | 0.47967 | 3.3704 | 3.2134 | 0.85714 | 30.7102 | 26.323 | 0.64286 | 27.6758 | 17.7916 | 2.3708 | 2.509 | 1.83 | 1.7559 | 1.35 | 1.35 | 28% | 28% | 50%
2049 | Mid | 2.6813 | 2.8331 | 2.8647 | 2.8585 | 2.897 | 3.0819 | 53620.5707 | 48721.1108 | 30906.1509 | 14906.7827 | 11169.2128 | 7669.7811 | 47.5431 | 49.177 | 49.2364 | 58.6405 | 59.3604 | 59.9437 | 0.03 | 50 | 50 | 50 | 50 | 50 | 50 |  | 0.22738 | 0.21429 | 0 | 0 | 0.46219 | 0.60875 | 0 | 1.8363 | 0.57912 | 5.5567 | 0.4485 | 0.6168 |  | 4.9668 | 0.7195 | 0 |  | 78.79% | 21.21% | 90.96% | 7.317% | 0.5 |  | 43.63% | 33.34% |  | 15.176 | 1.2141 | 15.176 | 1.2141 | 15.176 | 0.30217 | 0.30217 | 0.30217 | 0.30217 | 0.30217 | 0 | 38.8% |  | 7.5305 | 7.5305 | 9.6397 | 9.6397 | 1 | 1 | 43.4239 | 43.4239 | 41.029 | 41.029 | 40.0282 | 40.0282 | 13.5 | 0.73101 | 11.2571 | 0.7506 | 11.2571 | 0.70712 | 4.6437 | 70.31% | 4.875 | 66.42% | 5.7719 | 98.41% | 5.3086 | 69.1% | 7.235 | 71.18% | 7.884 | 70.81% | 3.6322 | 3.302 |  |  | 0.6415 | 0.47967 | 3.3704 | 3.2134 | 0.85714 | 30.7102 | 26.323 | 0.64286 | 27.6758 | 17.7916 | 2.3708 | 2.509 | 1.83 | 1.7559 | 1.35 | 1.35 | 29% | 29% | 50%
2050 | Mid | 2.6777 | 2.8264 | 2.8574 | 2.8513 | 2.8889 | 3.0699 | 54086.9335 | 49068.6057 | 31208.4499 | 14811.4786 | 11082.0753 | 7604.591 | 47.8704 | 49.3327 | 49.3749 | 58.8765 | 59.4789 | 59.9608 | 0.03 | 50 | 50 | 50 | 50 | 50 | 50 |  | 0.23333 | 0.22143 | 0 | 0 | 0.46875 | 0.6125 | 0 | 1.8175 | 0.57375 | 5.4525 | 0.425 | 0.628 |  | 4.9571 | 0.725 | 0 |  | 78.45% | 21.55% | 91.33% | 7.561% | 0.5 |  | 43.73% | 32.13% |  | 15.1564 | 1.2125 | 15.1564 | 1.2125 | 15.1564 | 0.3019 | 0.3019 | 0.3019 | 0.3019 | 0.3019 | 0 | 40% |  | 7.5305 | 7.5305 | 9.6397 | 9.6397 | 1 | 1 | 43.4239 | 43.4239 | 41.029 | 41.029 | 40.0282 | 40.0282 | 13.5 | 0.73766 | 11.2571 | 0.75526 | 11.2571 | 0.71663 | 4.6437 | 70.75% | 4.875 | 67.29% | 5.7719 | 98.56% | 5.3086 | 69.67% | 7.235 | 71.54% | 7.884 | 71.21% | 3.6322 | 3.302 |  |  | 0.6415 | 0.47967 | 3.3704 | 3.2134 | 0.85714 | 30.7102 | 26.323 | 0.64286 | 27.6758 | 17.7916 | 2.3708 | 2.509 | 1.83 | 1.7559 | 1.35 | 1.35 | 30% | 30% | 50%
2051 | Mid | 2.6741 | 2.8196 | 2.85 | 2.844 | 2.8808 | 3.0579 | 54545.1323 | 49409.1754 | 31506.1431 | 14723.2499 | 11001.4069 | 7543.3621 | 48.1817 | 49.4707 | 49.499 | 59.0899 | 59.5845 | 59.9737 | 0.03 | 50 | 50 | 50 | 50 | 50 | 50 |  | 0.23929 | 0.22857 | 0 | 0 | 0.47469 | 0.61625 | 0 | 1.7988 | 0.56837 | 5.3482 | 0.4015 | 0.6392 |  | 4.9474 | 0.7305 | 0 |  | 78.1% | 21.9% | 91.69% | 7.805% | 0.5 |  | 43.84% | 30.92% |  | 15.1368 | 1.2109 | 15.1368 | 1.2109 | 15.1368 | 0.30163 | 0.30163 | 0.30163 | 0.30163 | 0.30163 | 0 | 41.2% |  | 7.5305 | 7.5305 | 9.6397 | 9.6397 | 1 | 1 | 43.4239 | 43.4239 | 41.029 | 41.029 | 40.0282 | 40.0282 | 13.5 | 0.74423 | 11.2571 | 0.75988 | 11.2571 | 0.72592 | 4.6437 | 71.19% | 4.875 | 68.14% | 5.7719 | 98.7% | 5.3086 | 70.22% | 7.235 | 71.89% | 7.884 | 71.6% | 3.6322 | 3.302 |  |  | 0.6415 | 0.47967 | 3.3704 | 3.2134 | 0.85714 | 30.7102 | 26.323 | 0.64286 | 27.6758 | 17.7916 | 2.3708 | 2.509 | 1.83 | 1.7559 | 1.35 | 1.35 | 31% | 31% | 50%
2052 | Mid | 2.6705 | 2.8128 | 2.8425 | 2.8367 | 2.8727 | 3.0458 | 54996.3599 | 49742.7331 | 31799.3986 | 14641.0627 | 10927.2886 | 7485.9498 | 48.4762 | 49.5915 | 49.6088 | 59.2809 | 59.6775 | 59.9832 | 0.03 | 50 | 50 | 50 | 50 | 50 | 50 |  | 0.24524 | 0.23571 | 0 | 0 | 0.48 | 0.62 | 0 | 1.78 | 0.563 | 5.244 | 0.378 | 0.6504 |  | 4.9377 | 0.736 | 0 |  | 77.76% | 22.24% | 92.06% | 8.049% | 0.5 |  | 43.94% | 29.7% |  | 15.1171 | 1.2094 | 15.1171 | 1.2094 | 15.1171 | 0.30136 | 0.30136 | 0.30136 | 0.30136 | 0.30136 | 0 | 42.4% |  | 7.5305 | 7.5305 | 9.6397 | 9.6397 | 1 | 1 | 43.4239 | 43.4239 | 41.029 | 41.029 | 40.0282 | 40.0282 | 13.5 | 0.75072 | 11.2571 | 0.76447 | 11.2571 | 0.73498 | 4.6437 | 71.62% | 4.875 | 68.97% | 5.7719 | 98.85% | 5.3086 | 70.78% | 7.235 | 72.25% | 7.884 | 71.98% | 3.6322 | 3.302 |  |  | 0.6415 | 0.47967 | 3.3704 | 3.2134 | 0.85714 | 30.7102 | 26.323 | 0.64286 | 27.6758 | 17.7916 | 2.3708 | 2.509 | 1.83 | 1.7559 | 1.35 | 1.35 | 32% | 32% | 50%
2053 | Mid | 2.6668 | 2.806 | 2.835 | 2.8293 | 2.8645 | 3.0336 | 55440.9245 | 50069.6397 | 32088.3249 | 14564.6499 | 10859.3833 | 7432.261 | 48.7528 | 49.6955 | 49.7044 | 59.4495 | 59.758 | 59.9899 | 0.03 | 50 | 50 | 50 | 50 | 50 | 50 |  | 0.25119 | 0.24286 | 0 | 0 | 0.48469 | 0.62375 | 0 | 1.7613 | 0.55762 | 5.1397 | 0.3545 | 0.6616 |  | 4.928 | 0.7415 | 0 |  | 77.41% | 22.59% | 92.43% | 8.293% | 0.5 |  | 44.05% | 28.49% |  | 15.0975 | 1.2078 | 15.0975 | 1.2078 | 15.0975 | 0.30109 | 0.30109 | 0.30109 | 0.30109 | 0.30109 | 0 | 43.6% |  | 7.5305 | 7.5305 | 9.6397 | 9.6397 | 1 | 1 | 43.4239 | 43.4239 | 41.029 | 41.029 | 40.0282 | 40.0282 | 13.5 | 0.75714 | 11.2571 | 0.76902 | 11.2571 | 0.74382 | 4.6437 | 72.06% | 4.875 | 69.79% | 5.7719 | 98.99% | 5.3086 | 71.32% | 7.235 | 72.6% | 7.884 | 72.37% | 3.6322 | 3.302 |  |  | 0.6415 | 0.47967 | 3.3704 | 3.2134 | 0.85714 | 30.7102 | 26.323 | 0.64286 | 27.6758 | 17.7916 | 2.3708 | 2.509 | 1.83 | 1.7559 | 1.35 | 1.35 | 33% | 33% | 50%
2054 | Mid | 2.6632 | 2.7992 | 2.8275 | 2.8219 | 2.8563 | 3.0213 | 55878.9678 | 50390.1408 | 32373.0404 | 14493.8888 | 10797.4616 | 7382.1938 | 49.0103 | 49.7831 | 49.7862 | 59.5955 | 59.8262 | 59.9944 | 0.03 | 50 | 50 | 50 | 50 | 50 | 50 |  | 0.25714 | 0.25 | 0 | 0 | 0.48875 | 0.6275 | 0 | 1.7425 | 0.55225 | 5.0355 | 0.331 | 0.6728 |  | 4.9183 | 0.747 | 0 |  | 77.07% | 22.93% | 92.8% | 8.537% | 0.5 |  | 44.15% | 27.28% |  | 15.0778 | 1.2062 | 15.0778 | 1.2062 | 15.0778 | 0.30082 | 0.30082 | 0.30082 | 0.30082 | 0.30082 | 0 | 44.8% |  | 7.5305 | 7.5305 | 9.6397 | 9.6397 | 1 | 1 | 43.4239 | 43.4239 | 41.029 | 41.029 | 40.0282 | 40.0282 | 13.5 | 0.76348 | 11.2571 | 0.77354 | 11.2571 | 0.75245 | 4.6437 | 72.49% | 4.875 | 70.59% | 5.7719 | 99.14% | 5.3086 | 71.86% | 7.235 | 72.95% | 7.884 | 72.75% | 3.6322 | 3.302 |  |  | 0.6415 | 0.47967 | 3.3704 | 3.2134 | 0.85714 | 30.7102 | 26.323 | 0.64286 | 27.6758 | 17.7916 | 2.3708 | 2.509 | 1.83 | 1.7559 | 1.35 | 1.35 | 34% | 34% | 50%
2055 | Mid | 2.6595 | 2.7923 | 2.8199 | 2.8145 | 2.8481 | 3.0089 | 56310.7622 | 50704.4974 | 32653.6459 | 14428.5431 | 10741.2796 | 7335.6614 | 49.2471 | 49.8548 | 49.8542 | 59.7191 | 59.8826 | 59.9972 | 0.03 | 50 | 50 | 50 | 50 | 50 | 50 |  | 0.2631 | 0.25714 | 0 | 0 | 0.49219 | 0.63125 | 0 | 1.7238 | 0.54687 | 4.9312 | 0.3075 | 0.684 |  | 4.9085 | 0.7525 | 0 |  | 76.72% | 23.28% | 93.16% | 8.78% | 0.5 |  | 44.26% | 26.07% |  | 15.0582 | 1.2047 | 15.0582 | 1.2047 | 15.0582 | 0.30055 | 0.30055 | 0.30055 | 0.30055 | 0.30055 | 0 | 46% |  | 7.5305 | 7.5305 | 9.6397 | 9.6397 | 1 | 1 | 43.4239 | 43.4239 | 41.029 | 41.029 | 40.0282 | 40.0282 | 13.5 | 0.76974 | 11.2571 | 0.77803 | 11.2571 | 0.76087 | 4.6437 | 72.91% | 4.875 | 71.36% | 5.7719 | 99.28% | 5.3086 | 72.4% | 7.235 | 73.29% | 7.884 | 73.13% | 3.6322 | 3.302 |  |  | 0.6415 | 0.47967 | 3.3704 | 3.2134 | 0.85714 | 30.7102 | 26.323 | 0.64286 | 27.6758 | 17.7916 | 2.3708 | 2.509 | 1.83 | 1.7559 | 1.35 | 1.35 | 35% | 35% | 50%
2056 | Mid | 2.6558 | 2.7854 | 2.8123 | 2.807 | 2.8397 | 2.9964 | 56736.4828 | 51012.9362 | 32930.267 | 14368.4613 | 10690.6258 | 7292.5559 | 49.4613 | 49.9111 | 49.9087 | 59.8202 | 59.9273 | 59.9988 | 0.03 | 50 | 50 | 50 | 50 | 50 | 50 |  | 0.26905 | 0.26429 | 0 | 0 | 0.495 | 0.635 | 0 | 1.705 | 0.5415 | 4.827 | 0.284 | 0.6952 |  | 4.8988 | 0.758 | 0 |  | 76.38% | 23.62% | 93.53% | 9.024% | 0.5 |  | 44.37% | 24.85% |  | 15.0386 | 1.2031 | 15.0386 | 1.2031 | 15.0386 | 0.30028 | 0.30028 | 0.30028 | 0.30028 | 0.30028 | 0 | 47.2% |  | 7.5305 | 7.5305 | 9.6397 | 9.6397 | 1 | 1 | 43.4239 | 43.4239 | 41.029 | 41.029 | 40.0282 | 40.0282 | 13.5 | 0.77594 | 11.2571 | 0.78249 | 11.2571 | 0.76908 | 4.6437 | 73.34% | 4.875 | 72.12% | 5.7719 | 99.43% | 5.3086 | 72.93% | 7.235 | 73.64% | 7.884 | 73.51% | 3.6322 | 3.302 |  |  | 0.6415 | 0.47967 | 3.3704 | 3.2134 | 0.85714 | 30.7102 | 26.323 | 0.64286 | 27.6758 | 17.7916 | 2.3708 | 2.509 | 1.83 | 1.7559 | 1.35 | 1.35 | 36% | 36% | 50%
2057 | Mid | 2.6521 | 2.7784 | 2.8047 | 2.7995 | 2.8314 | 2.9839 | 57156.3339 | 51315.8238 | 33203.0226 | 14313.4662 | 10645.1573 | 7252.7749 | 49.6501 | 49.9528 | 49.9501 | 59.8989 | 59.9609 | 59.9996 | 0.03 | 50 | 50 | 50 | 50 | 50 | 50 |  | 0.275 | 0.27143 | 0 | 0 | 0.49719 | 0.63875 | 0 | 1.6863 | 0.53612 | 4.7227 | 0.2605 | 0.7064 |  | 4.8891 | 0.7635 | 0 |  | 76.03% | 23.97% | 93.9% | 9.268% | 0.5 |  | 44.47% | 23.64% |  | 15.0189 | 1.2015 | 15.0189 | 1.2015 | 15.0189 | 0.30001 | 0.30001 | 0.30001 | 0.30001 | 0.30001 | 0 | 48.4% |  | 7.5305 | 7.5305 | 9.6397 | 9.6397 | 1 | 1 | 43.4239 | 43.4239 | 41.029 | 41.029 | 40.0282 | 40.0282 | 13.5 | 0.78206 | 11.2571 | 0.78691 | 11.2571 | 0.7771 | 4.6437 | 73.76% | 4.875 | 72.87% | 5.7719 | 99.57% | 5.3086 | 73.46% | 7.235 | 73.98% | 7.884 | 73.89% | 3.6322 | 3.302 |  |  | 0.6415 | 0.47967 | 3.3704 | 3.2134 | 0.85714 | 30.7102 | 26.323 | 0.64286 | 27.6758 | 17.7916 | 2.3708 | 2.509 | 1.83 | 1.7559 | 1.35 | 1.35 | 37% | 37% | 50%
2058 | Mid | 2.6484 | 2.7715 | 2.797 | 2.792 | 2.823 | 2.9712 | 57570.5907 | 51613.375 | 33472.014 | 14263.3195 | 10604.6739 | 7216.2314 | 49.8095 | 49.9807 | 49.9787 | 59.9551 | 59.9836 | 59.9999 | 0.03 | 50 | 50 | 50 | 50 | 50 | 50 |  | 0.28095 | 0.27857 | 0 | 0 | 0.49875 | 0.6425 | 0 | 1.6675 | 0.53075 | 4.6185 | 0.237 | 0.7176 |  | 4.8794 | 0.769 | 0 |  | 75.69% | 24.31% | 94.27% | 9.512% | 0.5 |  | 44.58% | 22.43% |  | 14.9993 | 1.1999 | 14.9993 | 1.1999 | 14.9993 | 0.29974 | 0.29974 | 0.29974 | 0.29974 | 0.29974 | 0 | 49.6% |  | 7.5305 | 7.5305 | 9.6397 | 9.6397 | 1 | 1 | 43.4239 | 43.4239 | 41.029 | 41.029 | 40.0282 | 40.0282 | 13.5 | 0.78811 | 11.2571 | 0.79131 | 11.2571 | 0.78492 | 4.6437 | 74.17% | 4.875 | 73.59% | 5.7719 | 99.71% | 5.3086 | 73.98% | 7.235 | 74.32% | 7.884 | 74.26% | 3.6322 | 3.302 |  |  | 0.6415 | 0.47967 | 3.3704 | 3.2134 | 0.85714 | 30.7102 | 26.323 | 0.64286 | 27.6758 | 17.7916 | 2.3708 | 2.509 | 1.83 | 1.7559 | 1.35 | 1.35 | 38% | 38% | 50%
2059 | Mid | 2.6447 | 2.7645 | 2.7893 | 2.7844 | 2.8145 | 2.9584 | 57979.4204 | 51905.872 | 33737.3592 | 14217.876 | 10568.9117 | 7182.824 | 49.9327 | 49.9958 | 49.995 | 59.9888 | 59.9963 | 60 | 0.03 | 50 | 50 | 50 | 50 | 50 | 50 |  | 0.2869 | 0.28571 | 0 | 0 | 0.49969 | 0.64625 | 0 | 1.6488 | 0.52537 | 4.5142 | 0.2135 | 0.7288 |  | 4.8697 | 0.7745 | 0 |  | 75.34% | 24.66% | 94.63% | 9.756% | 0.5 |  | 44.68% | 21.21% |  | 14.9796 | 1.1984 | 14.9796 | 1.1984 | 14.9796 | 0.29947 | 0.29947 | 0.29947 | 0.29947 | 0.29947 | 0 | 50.8% |  | 7.5305 | 7.5305 | 9.6397 | 9.6397 | 1 | 1 | 43.4239 | 43.4239 | 41.029 | 41.029 | 40.0282 | 40.0282 | 13.5 | 0.79409 | 11.2571 | 0.79567 | 11.2571 | 0.79255 | 4.6437 | 74.59% | 4.875 | 74.31% | 5.7719 | 99.86% | 5.3086 | 74.49% | 7.235 | 74.66% | 7.884 | 74.63% | 3.6322 | 3.302 |  |  | 0.6415 | 0.47967 | 3.3704 | 3.2134 | 0.85714 | 30.7102 | 26.323 | 0.64286 | 27.6758 | 17.7916 | 2.3708 | 2.509 | 1.83 | 1.7559 | 1.35 | 1.35 | 39% | 39% | 50%
2060 | Mid | 2.641 | 2.7574 | 2.7815 | 2.7768 | 2.806 | 2.9455 | 58382.9907 | 52193.523 | 33999.185 | 14176.9906 | 10537.6763 | 7152.4433 | 50 | 50 | 50 | 60 | 60 | 60 | 0.03 | 50 | 50 | 50 | 50 | 50 | 50 |  | 0.3 | 0.3 | 0 | 0 | 0.5 | 0.65 | 0 | 1.63 | 0.52 | 4.41 | 0.19 | 0.74 |  | 4.86 | 0.78 | 0 |  | 75% | 25% | 95% | 10% | 0.5 |  | 44.79% | 20% |  | 14.96 | 1.1968 | 14.96 | 1.1968 | 14.96 | 0.2992 | 0.2992 | 0.2992 | 0.2992 | 0.2992 | 0 | 52% |  | 7.5305 | 7.5305 | 9.6397 | 9.6397 | 1 | 1 | 43.4239 | 43.4239 | 41.029 | 41.029 | 40.0282 | 40.0282 | 13.5 | 0.8 | 11.2571 | 0.8 | 11.2571 | 0.8 | 4.6437 | 75% | 4.875 | 75% | 5.7719 | 100% | 5.3086 | 75% | 7.235 | 75% | 7.884 | 75% | 3.6322 | 3.302 |  |  | 0.6415 | 0.47967 | 3.3704 | 3.2134 | 0.85714 | 30.7102 | 26.323 | 0.64286 | 27.6758 | 17.7916 | 2.3708 | 2.509 | 1.83 | 1.7559 | 1.35 | 1.35 | 40% | 40% | 50%

## Dynamic simulation
MEAN | Material production | [5 empty] | Construction |  | Heating |  |  | Power |  | Transportation |  |  | Worst | Material production | [5 empty] | Construction |  | Heating |  |  | Power |  | Transportation |  |  | Simulation | Material production | [5 empty] | Construction |  | Heating |  |  | Power |  | Transportation
| E18 | emission factor of material | [15 empty] | E18 | emission factor of material | [15 empty] | E18 | emission factor of material
|  | E4 | E3 | E5 | E6 | E7 | E1 | E2 | E12 | E13 | E14 | E16 | E15 | E9 | E10 | E11 |  |  | E4 | E3 | E5 | E6 | E7 | E1 | E2 | E12 | E13 | E14 | E16 | E15 | E9 | E10 | E11 |  |  | E4 | E3 | E5 | E6 | E7 | E1 | E2 | E12 | E13 | E14 | E16 | E15 | E9 | E10 | E11
2005 | 0 | 2.38 | 0.735 | 8.58 | 1.13 | 0.292 | 7.4506 | 0.37392 | 96.57% | 73.99% | 0% | 40.56% | 81.88% | 15.7456 | 0.31491 | 0% | 2005 | 0 | 2.38 | 0.735 | 8.58 | 1.13 | 0.292 | 7.4506 | 0.37392 | 96.57% | 73.99% | 0% | 40.56% | 81.88% | 15.7456 | 0.31491 | 0% | 2005 | 0 | 2.38 | 0.735 | 8.58 | 1.13 | 0.292 | 7.4506 | 0.37392 | 96.57% | 73.99% | 0% | 40.56% | 81.88% | 15.7456 | 0.31 | 0%
2006 | 0 | 2.38 | 0.735 | 8.58 | 1.13 | 0.292 | 7.2164 | 0.38854 | 97.48% | 75.51% | 0% | 40.56% | 82.69% | 15.7456 | 0.31491 | 0% | 2006 | 0 | 2.38 | 0.735 | 8.58 | 1.13 | 0.292 | 7.2164 | 0.38854 | 97.48% | 75.51% | 0% | 40.56% | 82.69% | 15.7456 | 0.31491 | 0% | 2006 | 0 | 2.38 | 0.735 | 8.58 | 1.13 | 0.292 | 7.2164 | 0.38854 | 97.48% | 75.51% | 0% | 40.56% | 82.69% | 15.7456 | 0.31 | 0%
2007 | 0 | 2.38 | 0.735 | 8.58 | 1.13 | 0.292 | 6.9821 | 0.41162 | 96.39% | 74.86% | 0% | 40.56% | 82.98% | 15.7456 | 0.31491 | 0% | 2007 | 0 | 2.38 | 0.735 | 8.58 | 1.13 | 0.292 | 6.9821 | 0.41162 | 96.39% | 74.86% | 0% | 40.56% | 82.98% | 15.7456 | 0.31491 | 0% | 2007 | 0 | 2.38 | 0.735 | 8.58 | 1.13 | 0.292 | 6.9821 | 0.41162 | 96.39% | 74.86% | 0% | 40.56% | 82.98% | 15.7456 | 0.31 | 0%
2008 | 0 | 2.38 | 0.735 | 8.58 | 1.13 | 0.292 | 5.717 | 0.46379 | 95.95% | 73.32% | 0% | 40.56% | 80.48% | 15.7456 | 0.31491 | 0% | 2008 | 0 | 2.38 | 0.735 | 8.58 | 1.13 | 0.292 | 5.717 | 0.46379 | 95.95% | 73.32% | 0% | 40.56% | 80.48% | 15.7456 | 0.31491 | 0% | 2008 | 0 | 2.38 | 0.735 | 8.58 | 1.13 | 0.292 | 5.717 | 0.46379 | 95.95% | 73.32% | 0% | 40.56% | 80.48% | 15.7456 | 0.31 | 0%
2009 | 0 | 2.38 | 0.735 | 8.58 | 1.13 | 0.292 | 6.0918 | 0.47066 | 95.39% | 74.35% | 0% | 40.56% | 80.3% | 15.7456 | 0.31491 | 0% | 2009 | 0 | 2.38 | 0.735 | 8.58 | 1.13 | 0.292 | 6.0918 | 0.47066 | 95.39% | 74.35% | 0% | 40.56% | 80.3% | 15.7456 | 0.31491 | 0% | 2009 | 0 | 2.38 | 0.735 | 8.58 | 1.13 | 0.292 | 6.0918 | 0.47066 | 95.39% | 74.35% | 0% | 40.56% | 80.3% | 15.7456 | 0.31 | 0%
2010 | 0 | 2.38 | 0.735 | 8.58 | 1.13 | 0.292 | 5.8575 | 0.45642 | 95.92% | 73.73% | 0% | 40.56% | 79.2% | 15.7456 | 0.31491 | 0% | 2010 | 0 | 2.38 | 0.735 | 8.58 | 1.13 | 0.292 | 5.8575 | 0.45642 | 95.92% | 73.73% | 0% | 40.56% | 79.2% | 15.7456 | 0.31491 | 0% | 2010 | 0 | 2.38 | 0.735 | 8.58 | 1.13 | 0.292 | 5.8575 | 0.45642 | 95.92% | 73.73% | 0% | 40.56% | 79.2% | 15.7456 | 0.31 | 0%
2011 | 0 | 2.38 | 0.735 | 8.58 | 1.13 | 0.292 | 6.0918 | 0.47318 | 95.97% | 74.32% | 0% | 40.56% | 81.34% | 15.7456 | 0.31491 | 0% | 2011 | 0 | 2.38 | 0.735 | 8.58 | 1.13 | 0.292 | 6.0918 | 0.47318 | 95.97% | 74.32% | 0% | 40.56% | 81.34% | 15.7456 | 0.31491 | 0% | 2011 | 0 | 2.38 | 0.735 | 8.58 | 1.13 | 0.292 | 6.0918 | 0.47318 | 95.97% | 74.32% | 0% | 40.56% | 81.34% | 15.7456 | 0.31 | 0%
2012 | 0 | 2.38 | 0.735 | 8.58 | 1.13 | 0.292 | 5.3421 | 0.48786 | 95.54% | 74.45% | 0% | 40.56% | 78.05% | 15.7456 | 0.31491 | 0% | 2012 | 0 | 2.38 | 0.735 | 8.58 | 1.13 | 0.292 | 5.3421 | 0.48786 | 95.54% | 74.45% | 0% | 40.56% | 78.05% | 15.7456 | 0.31491 | 0% | 2012 | 0 | 2.38 | 0.735 | 8.58 | 1.13 | 0.292 | 5.3421 | 0.48786 | 95.54% | 74.45% | 0% | 40.56% | 78.05% | 15.7456 | 0.31 | 0%
2013 | 0 | 2.38 | 0.735 | 8.58 | 1.13 | 0.292 | 5.2484 | 0.48867 | 94.83% | 74.9% | 0% | 40.56% | 78.19% | 15.7456 | 0.31491 | 0% | 2013 | 0 | 2.38 | 0.735 | 8.58 | 1.13 | 0.292 | 5.2484 | 0.48867 | 94.83% | 74.9% | 0% | 40.56% | 78.19% | 15.7456 | 0.31491 | 0% | 2013 | 0 | 2.38 | 0.735 | 8.58 | 1.13 | 0.292 | 5.2484 | 0.48867 | 94.83% | 74.9% | 0% | 40.56% | 78.19% | 15.7456 | 0.31 | 0%
2014 | 0 | 2.38 | 0.735 | 8.58 | 1.13 | 0.292 | 5.4827 | 0.49542 | 93.87% | 75.4% | 0% | 40.56% | 75.56% | 15.7456 | 0.31491 | 0% | 2014 | 0 | 2.38 | 0.735 | 8.58 | 1.13 | 0.292 | 5.4827 | 0.49542 | 93.87% | 75.4% | 0% | 40.56% | 75.56% | 15.7456 | 0.31491 | 0% | 2014 | 0 | 2.38 | 0.735 | 8.58 | 1.13 | 0.292 | 5.4827 | 0.49542 | 93.87% | 75.4% | 0% | 40.56% | 75.56% | 15.7456 | 0.31 | 0%
2015 | 0 | 2.38 | 0.735 | 8.58 | 1.13 | 0.292 | 5.2484 | 0.4704 | 93.44% | 76.1% | 0% | 40.56% | 73.68% | 15.7456 | 0.31491 | 0% | 2015 | 0 | 2.38 | 0.735 | 8.58 | 1.13 | 0.292 | 5.2484 | 0.4704 | 93.44% | 76.1% | 0% | 40.56% | 73.68% | 15.7456 | 0.31491 | 0% | 2015 | 0 | 2.38 | 0.735 | 8.58 | 1.13 | 0.292 | 5.2484 | 0.4704 | 93.44% | 76.1% | 0% | 40.56% | 73.68% | 15.7456 | 0.31 | 0%
2016 | 0 | 2.38 | 0.735 | 8.58 | 1.13 | 0.292 | 5.2484 | 0.47917 | 92.99% | 76.4% | 0% | 40.56% | 72.24% | 15.7456 | 0.31491 | 0% | 2016 | 0 | 2.38 | 0.735 | 8.58 | 1.13 | 0.292 | 5.2484 | 0.47917 | 92.99% | 76.4% | 0% | 40.56% | 72.24% | 15.7456 | 0.31491 | 0% | 2016 | 0 | 2.38 | 0.735 | 8.58 | 1.13 | 0.292 | 5.2484 | 0.47917 | 92.99% | 76.4% | 0% | 40.56% | 72.24% | 15.7456 | 0.31 | 0%
2017 | 0 | 2.38 | 0.735 | 8.58 | 1.13 | 0.292 | 5.2484 | 0.49207 | 92% | 77.12% | 0% | 40.56% | 71.79% | 15.7456 | 0.31491 | 0% | 2017 | 0 | 2.38 | 0.735 | 8.58 | 1.13 | 0.292 | 5.2484 | 0.49207 | 92% | 77.12% | 0% | 40.56% | 71.79% | 15.7456 | 0.31491 | 0% | 2017 | 0 | 2.38 | 0.735 | 8.58 | 1.13 | 0.292 | 5.2484 | 0.49207 | 92% | 77.12% | 0% | 40.56% | 71.79% | 15.7456 | 0.31 | 0%
2018 | 0 | 2.38 | 0.735 | 8.58 | 1.13 | 0.292 | 5.2484 | 0.52471 | 90.5% | 77.78% | 0% | 40.56% | 71.12% | 15.7456 | 0.31491 | 0% | 2018 | 0 | 2.38 | 0.735 | 8.58 | 1.13 | 0.292 | 5.2484 | 0.52471 | 90.5% | 77.78% | 0% | 40.56% | 71.12% | 15.7456 | 0.31491 | 0% | 2018 | 0 | 2.38 | 0.735 | 8.58 | 1.13 | 0.292 | 5.2484 | 0.52471 | 90.5% | 77.78% | 0% | 40.56% | 71.12% | 15.7456 | 0.31 | 0%
2019 | 0 | 2.38 | 0.735 | 8.58 | 1.13 | 0.292 | 5.2484 | 0.55424 | 89.38% | 79.84% | 0% | 40.56% | 69.57% | 15.7456 | 0.31491 | 0% | 2019 | 0 | 2.38 | 0.735 | 8.58 | 1.13 | 0.292 | 5.2484 | 0.55424 | 89.38% | 79.84% | 0% | 40.56% | 69.57% | 15.7456 | 0.31491 | 0% | 2019 | 0 | 2.38 | 0.735 | 8.58 | 1.13 | 0.292 | 5.2484 | 0.55424 | 89.38% | 79.84% | 0% | 40.56% | 69.57% | 15.7456 | 0.31 | 0%
2020 | 0.5 | 2.38 | 0.735 | 8.58 | 1.13 | 0.292 | 5.2484 | 0.56 | 88.8% | 80.31% | 0.2439% | 40.56% | 68.52% | 15.7456 | 0.31491 | 4% | 2020 | 0.5 | 2.38 | 0.735 | 8.58 | 1.13 | 0.292 | 5.2484 | 0.56 | 88.8% | 80.31% | 0.2439% | 40.56% | 68.52% | 15.7456 | 0.31491 | 4% | 2020 | 0.5 | 2.38 | 0.735 | 8.58 | 1.13 | 0.292 | 5.2484 | 0.56 | 88.8% | 80.31% | 0.2439% | 40.56% | 68.52% | 15.7456 | 0.31 | 4%
2021 | 0.50375 | 2.3613 | 0.72962 | 8.4757 | 1.104 | 0.3032 | 5.2387 | 0.5655 | 88.45% | 80.67% | 0.004878 | 40.67% | 67.31% | 15.726 | 0.31452 | 5.2% | 2021 | 0.5075 | 2.3422 | 0.72437 | 8.3715 | 1.104 | 0.29345 | 5.2287 | 0.571 | 88.33% | 80.8% | 1.488% | 40.8% | 67.06% | 15.7062 | 0.31412 | 6.4% | 2021 | 0.50375 | 2.3613 | 0.72962 | 8.4757 | 1.1065 | 0.3032 | 5.2387 | 0.5655 | 88.45% | 80.67% | 0.4878% | 40.67% | 67.31% | 15.726 | 0.30973 | 5.2%
2022 | 0.5075 | 2.3425 | 0.72425 | 8.3715 | 1.078 | 0.3144 | 5.229 | 0.571 | 88.11% | 81.04% | 0.0073171 | 40.77% | 66.09% | 15.7063 | 0.31413 | 6.4% | 2022 | 0.515 | 2.3045 | 0.71375 | 8.163 | 1.078 | 0.2949 | 5.209 | 0.582 | 87.86% | 81.29% | 2.732% | 41.03% | 65.59% | 15.6668 | 0.31334 | 8.8% | 2022 | 0.5075 | 2.3425 | 0.72425 | 8.3715 | 1.083 | 0.3144 | 5.229 | 0.571 | 88.11% | 81.04% | 0.7317% | 40.77% | 66.09% | 15.7063 | 0.30946 | 6.4%
2023 | 0.51125 | 2.3238 | 0.71887 | 8.2672 | 1.052 | 0.3256 | 5.2193 | 0.5765 | 87.76% | 81.41% | 0.0097561 | 40.88% | 64.88% | 15.6867 | 0.31373 | 7.6% | 2023 | 0.5225 | 2.2668 | 0.70312 | 7.9545 | 1.052 | 0.29635 | 5.1893 | 0.593 | 87.39% | 81.78% | 3.976% | 41.27% | 64.13% | 15.6274 | 0.31255 | 11.2% | 2023 | 0.51125 | 2.3238 | 0.71887 | 8.2672 | 1.0595 | 0.3256 | 5.2193 | 0.5765 | 87.76% | 81.41% | 0.9756% | 40.88% | 64.88% | 15.6867 | 0.30919 | 7.6%
2024 | 0.515 | 2.305 | 0.7135 | 8.163 | 1.026 | 0.3368 | 5.2096 | 0.582 | 87.42% | 81.77% | 0.012195 | 40.98% | 63.67% | 15.667 | 0.31334 | 8.8% | 2024 | 0.53 | 2.229 | 0.6925 | 7.746 | 1.026 | 0.2978 | 5.1696 | 0.604 | 86.92% | 82.27% | 5.22% | 41.51% | 62.67% | 15.588 | 0.31176 | 13.6% | 2024 | 0.515 | 2.305 | 0.7135 | 8.163 | 1.036 | 0.3368 | 5.2096 | 0.582 | 87.42% | 81.77% | 1.22% | 40.98% | 63.67% | 15.667 | 0.30892 | 8.8%
2025 | 0.51875 | 2.2863 | 0.70812 | 8.0587 | 1 | 0.348 | 5.1998 | 0.5875 | 87.07% | 82.14% | 0.014634 | 41.09% | 62.46% | 15.6474 | 0.31295 | 10% | 2025 | 0.5375 | 2.1913 | 0.68188 | 7.5375 | 1 | 0.29925 | 5.1499 | 0.615 | 86.45% | 82.77% | 6.463% | 41.74% | 61.21% | 15.5486 | 0.31097 | 16% | 2025 | 0.51875 | 2.2863 | 0.70812 | 8.0587 | 1.0125 | 0.348 | 5.1998 | 0.5875 | 87.07% | 82.14% | 1.463% | 41.09% | 62.46% | 15.6474 | 0.30865 | 10%
2026 | 0.5225 | 2.2675 | 0.70275 | 7.9545 | 0.974 | 0.3592 | 5.1901 | 0.593 | 86.73% | 82.51% | 0.017073 | 41.2% | 61.24% | 15.6278 | 0.31256 | 11.2% | 2026 | 0.545 | 2.1535 | 0.67125 | 7.329 | 0.974 | 0.3007 | 5.1301 | 0.626 | 85.98% | 83.26% | 7.707% | 41.98% | 59.74% | 15.5093 | 0.31019 | 18.4% | 2026 | 0.5225 | 2.2675 | 0.70275 | 7.9545 | 0.989 | 0.3592 | 5.1901 | 0.593 | 86.73% | 82.51% | 1.707% | 41.2% | 61.24% | 15.6278 | 0.30838 | 11.2%
2027 | 0.52625 | 2.2488 | 0.69737 | 7.8502 | 0.948 | 0.3704 | 5.1804 | 0.5985 | 86.38% | 82.88% | 0.019512 | 41.3% | 60.03% | 15.6081 | 0.31216 | 12.4% | 2027 | 0.5525 | 2.1158 | 0.66063 | 7.1205 | 0.948 | 0.30215 | 5.1104 | 0.637 | 85.51% | 83.75% | 8.951% | 42.21% | 58.28% | 15.4699 | 0.3094 | 20.8% | 2027 | 0.52625 | 2.2488 | 0.69737 | 7.8502 | 0.9655 | 0.3704 | 5.1804 | 0.5985 | 86.38% | 82.88% | 1.951% | 41.3% | 60.03% | 15.6081 | 0.30811 | 12.4%
2028 | 0.53 | 2.23 | 0.692 | 7.746 | 0.922 | 0.3816 | 5.1707 | 0.604 | 86.04% | 83.24% | 0.021951 | 41.41% | 58.82% | 15.5885 | 0.31177 | 13.6% | 2028 | 0.56 | 2.078 | 0.65 | 6.912 | 0.922 | 0.3036 | 5.0907 | 0.648 | 85.04% | 84.24% | 10.2% | 42.45% | 56.82% | 15.4305 | 0.30861 | 23.2% | 2028 | 0.53 | 2.23 | 0.692 | 7.746 | 0.942 | 0.3816 | 5.1707 | 0.604 | 86.04% | 83.24% | 2.195% | 41.41% | 58.82% | 15.5885 | 0.30784 | 13.6%
2029 | 0.53375 | 2.2113 | 0.68662 | 7.6417 | 0.896 | 0.3928 | 5.161 | 0.6095 | 85.69% | 83.61% | 0.02439 | 41.51% | 57.6% | 15.5688 | 0.31138 | 14.8% | 2029 | 0.5675 | 2.0403 | 0.63938 | 6.7035 | 0.896 | 0.30505 | 5.071 | 0.659 | 84.57% | 84.74% | 11.44% | 42.68% | 55.35% | 15.3911 | 0.30782 | 25.6% | 2029 | 0.53375 | 2.2113 | 0.68662 | 7.6417 | 0.9185 | 0.3928 | 5.161 | 0.6095 | 85.69% | 83.61% | 2.439% | 41.51% | 57.6% | 15.5688 | 0.30757 | 14.8%
2030 | 0.5375 | 2.1925 | 0.68125 | 7.5375 | 0.87 | 0.404 | 5.1513 | 0.615 | 85.35% | 83.98% | 0.026829 | 41.62% | 56.39% | 15.5492 | 0.31098 | 16% | 2030 | 0.575 | 2.0025 | 0.62875 | 6.495 | 0.87 | 0.3065 | 5.0513 | 0.67 | 84.1% | 85.23% | 12.68% | 42.92% | 53.89% | 15.3517 | 0.30703 | 28% | 2030 | 0.5375 | 2.1925 | 0.68125 | 7.5375 | 0.895 | 0.404 | 5.1513 | 0.615 | 85.35% | 83.98% | 2.683% | 41.62% | 56.39% | 15.5492 | 0.3073 | 16%
2031 | 0.54125 | 2.1738 | 0.67587 | 7.4332 | 0.844 | 0.4152 | 5.1416 | 0.6205 | 85% | 84.35% | 0.029268 | 41.72% | 55.18% | 15.5296 | 0.31059 | 17.2% | 2031 | 0.5825 | 1.9648 | 0.61813 | 6.2865 | 0.844 | 0.30795 | 5.0316 | 0.681 | 83.63% | 85.72% | 13.93% | 43.16% | 52.43% | 15.3123 | 0.30625 | 30.4% | 2031 | 0.54125 | 2.1738 | 0.67587 | 7.4332 | 0.8715 | 0.4152 | 5.1416 | 0.6205 | 85% | 84.35% | 2.927% | 41.72% | 55.18% | 15.5296 | 0.30703 | 17.2%
2032 | 0.545 | 2.155 | 0.6705 | 7.329 | 0.818 | 0.4264 | 5.1319 | 0.626 | 84.66% | 84.71% | 0.031707 | 41.83% | 53.96% | 15.5099 | 0.3102 | 18.4% | 2032 | 0.59 | 1.927 | 0.6075 | 6.078 | 0.818 | 0.3094 | 5.0119 | 0.692 | 83.16% | 86.21% | 15.17% | 43.39% | 50.96% | 15.2729 | 0.30546 | 32.8% | 2032 | 0.545 | 2.155 | 0.6705 | 7.329 | 0.848 | 0.4264 | 5.1319 | 0.626 | 84.66% | 84.71% | 3.171% | 41.83% | 53.96% | 15.5099 | 0.30676 | 18.4%
2033 | 0.54875 | 2.1363 | 0.66512 | 7.2247 | 0.792 | 0.4376 | 5.1222 | 0.6315 | 84.31% | 85.08% | 0.034146 | 41.94% | 52.75% | 15.4903 | 0.30981 | 19.6% | 2033 | 0.5975 | 1.8893 | 0.59688 | 5.8695 | 0.792 | 0.31085 | 4.9922 | 0.703 | 82.69% | 86.71% | 16.41% | 43.63% | 49.5% | 15.2335 | 0.30467 | 35.2% | 2033 | 0.54875 | 2.1363 | 0.66512 | 7.2247 | 0.8245 | 0.4376 | 5.1222 | 0.6315 | 84.31% | 85.08% | 3.415% | 41.94% | 52.75% | 15.4903 | 0.30649 | 19.6%
2034 | 0.5525 | 2.1175 | 0.65975 | 7.1205 | 0.766 | 0.4488 | 5.1125 | 0.637 | 83.97% | 85.45% | 0.036585 | 42.04% | 51.54% | 15.4706 | 0.30941 | 20.8% | 2034 | 0.605 | 1.8515 | 0.58625 | 5.661 | 0.766 | 0.3123 | 4.9725 | 0.714 | 82.22% | 87.2% | 17.66% | 43.86% | 48.04% | 15.1941 | 0.30388 | 37.6% | 2034 | 0.5525 | 2.1175 | 0.65975 | 7.1205 | 0.801 | 0.4488 | 5.1125 | 0.637 | 83.97% | 85.45% | 3.659% | 42.04% | 51.54% | 15.4706 | 0.30622 | 20.8%
2035 | 0.55625 | 2.0988 | 0.65437 | 7.0162 | 0.74 | 0.46 | 5.1027 | 0.6425 | 83.62% | 85.82% | 0.039024 | 42.15% | 50.33% | 15.451 | 0.30902 | 22% | 2035 | 0.6125 | 1.8138 | 0.57563 | 5.4525 | 0.74 | 0.31375 | 4.9528 | 0.725 | 81.75% | 87.69% | 18.9% | 44.1% | 46.58% | 15.1547 | 0.30309 | 40% | 2035 | 0.55625 | 2.0988 | 0.65437 | 7.0162 | 0.7775 | 0.46 | 5.1027 | 0.6425 | 83.62% | 85.82% | 3.902% | 42.15% | 50.33% | 15.451 | 0.30595 | 22%
2036 | 0.56 | 2.08 | 0.649 | 6.912 | 0.714 | 0.4712 | 5.093 | 0.648 | 83.28% | 86.18% | 0.041463 | 42.25% | 49.11% | 15.4314 | 0.30863 | 23.2% | 2036 | 0.62 | 1.776 | 0.565 | 5.244 | 0.714 | 0.3152 | 4.933 | 0.736 | 81.28% | 88.18% | 20.15% | 44.34% | 45.11% | 15.1154 | 0.30231 | 42.4% | 2036 | 0.56 | 2.08 | 0.649 | 6.912 | 0.754 | 0.4712 | 5.093 | 0.648 | 83.28% | 86.18% | 4.146% | 42.25% | 49.11% | 15.4314 | 0.30568 | 23.2%
2037 | 0.56375 | 2.0613 | 0.64362 | 6.8077 | 0.688 | 0.4824 | 5.0833 | 0.6535 | 82.93% | 86.55% | 0.043902 | 42.36% | 47.9% | 15.4117 | 0.30823 | 24.4% | 2037 | 0.6275 | 1.7383 | 0.55438 | 5.0355 | 0.688 | 0.31665 | 4.9133 | 0.747 | 80.81% | 88.68% | 21.39% | 44.57% | 43.65% | 15.076 | 0.30152 | 44.8% | 2037 | 0.56375 | 2.0613 | 0.64362 | 6.8077 | 0.7305 | 0.4824 | 5.0833 | 0.6535 | 82.93% | 86.55% | 4.39% | 42.36% | 47.9% | 15.4117 | 0.30541 | 24.4%
2038 | 0.5675 | 2.0425 | 0.63825 | 6.7035 | 0.662 | 0.4936 | 5.0736 | 0.659 | 82.59% | 86.92% | 0.046341 | 42.46% | 46.69% | 15.3921 | 0.30784 | 25.6% | 2038 | 0.635 | 1.7005 | 0.54375 | 4.827 | 0.662 | 0.3181 | 4.8936 | 0.758 | 80.34% | 89.17% | 22.63% | 44.81% | 42.19% | 15.0366 | 0.30073 | 47.2% | 2038 | 0.5675 | 2.0425 | 0.63825 | 6.7035 | 0.707 | 0.4936 | 5.0736 | 0.659 | 82.59% | 86.92% | 4.634% | 42.46% | 46.69% | 15.3921 | 0.30514 | 25.6%
2039 | 0.57125 | 2.0238 | 0.63287 | 6.5992 | 0.636 | 0.5048 | 5.0639 | 0.6645 | 82.24% | 87.29% | 0.04878 | 42.57% | 45.47% | 15.3724 | 0.30745 | 26.8% | 2039 | 0.6425 | 1.6628 | 0.53313 | 4.6185 | 0.636 | 0.31955 | 4.8739 | 0.769 | 79.87% | 89.66% | 23.88% | 45.04% | 40.72% | 14.9972 | 0.29994 | 49.6% | 2039 | 0.57125 | 2.0238 | 0.63287 | 6.5992 | 0.6835 | 0.5048 | 5.0639 | 0.6645 | 82.24% | 87.29% | 4.878% | 42.57% | 45.47% | 15.3724 | 0.30487 | 26.8%
2040 | 0.575 | 2.005 | 0.6275 | 6.495 | 0.61 | 0.516 | 5.0542 | 0.67 | 81.9% | 87.65% | 0.05122 | 42.67% | 44.26% | 15.3528 | 0.30706 | 28% | 2040 | 0.65 | 1.625 | 0.5225 | 4.41 | 0.61 | 0.321 | 4.8542 | 0.78 | 79.4% | 90.15% | 25.12% | 45.28% | 39.26% | 14.9578 | 0.29916 | 52% | 2040 | 0.575 | 2.005 | 0.6275 | 6.495 | 0.66 | 0.516 | 5.0542 | 0.67 | 81.9% | 87.65% | 5.122% | 42.67% | 44.26% | 15.3528 | 0.3046 | 28%
2041 | 0.57875 | 1.9863 | 0.62212 | 6.3907 | 0.584 | 0.5272 | 5.0445 | 0.6755 | 81.55% | 88.02% | 0.053659 | 42.78% | 43.05% | 15.3332 | 0.30666 | 29.2% | 2041 | 0.6575 | 1.5873 | 0.51188 | 4.2015 | 0.584 | 0.32245 | 4.8345 | 0.791 | 78.93% | 90.65% | 26.37% | 45.52% | 37.8% | 14.9184 | 0.29837 | 54.4% | 2041 | 0.57875 | 1.9863 | 0.62212 | 6.3907 | 0.6365 | 0.5272 | 5.0445 | 0.6755 | 81.55% | 88.02% | 5.366% | 42.78% | 43.05% | 15.3332 | 0.30433 | 29.2%
2042 | 0.5825 | 1.9675 | 0.61675 | 6.2865 | 0.558 | 0.5384 | 5.0348 | 0.681 | 81.21% | 88.39% | 0.056098 | 42.89% | 41.83% | 15.3135 | 0.30627 | 30.4% | 2042 | 0.665 | 1.5495 | 0.50125 | 3.993 | 0.558 | 0.3239 | 4.8148 | 0.802 | 78.46% | 91.14% | 27.61% | 45.75% | 36.33% | 14.879 | 0.29758 | 56.8% | 2042 | 0.5825 | 1.9675 | 0.61675 | 6.2865 | 0.613 | 0.5384 | 5.0348 | 0.681 | 81.21% | 88.39% | 5.61% | 42.89% | 41.83% | 15.3135 | 0.30406 | 30.4%
2043 | 0.58625 | 1.9488 | 0.61137 | 6.1822 | 0.532 | 0.5496 | 5.0251 | 0.6865 | 80.86% | 88.75% | 0.058537 | 42.99% | 40.62% | 15.2939 | 0.30588 | 31.6% | 2043 | 0.6725 | 1.5118 | 0.49063 | 3.7845 | 0.532 | 0.32535 | 4.7951 | 0.813 | 77.99% | 91.63% | 28.85% | 45.99% | 34.87% | 14.8396 | 0.29679 | 59.2% | 2043 | 0.58625 | 1.9488 | 0.61137 | 6.1822 | 0.5895 | 0.5496 | 5.0251 | 0.6865 | 80.86% | 88.75% | 5.854% | 42.99% | 40.62% | 15.2939 | 0.30379 | 31.6%
2044 | 0.59 | 1.93 | 0.606 | 6.078 | 0.506 | 0.5608 | 5.0154 | 0.692 | 80.52% | 89.12% | 0.060976 | 43.1% | 39.41% | 15.2742 | 0.30548 | 32.8% | 2044 | 0.68 | 1.474 | 0.48 | 3.576 | 0.506 | 0.3268 | 4.7754 | 0.824 | 77.52% | 92.12% | 30.1% | 46.22% | 33.41% | 14.8002 | 0.296 | 61.6% | 2044 | 0.59 | 1.93 | 0.606 | 6.078 | 0.566 | 0.5608 | 5.0154 | 0.692 | 80.52% | 89.12% | 6.098% | 43.1% | 39.41% | 15.2742 | 0.30352 | 32.8%
2045 | 0.59375 | 1.9113 | 0.60062 | 5.9737 | 0.48 | 0.572 | 5.0056 | 0.6975 | 80.17% | 89.49% | 0.063415 | 43.2% | 38.2% | 15.2546 | 0.30509 | 34% | 2045 | 0.6875 | 1.4363 | 0.46938 | 3.3675 | 0.48 | 0.32825 | 4.7557 | 0.835 | 77.05% | 92.61% | 31.34% | 46.46% | 31.95% | 14.7608 | 0.29522 | 64% | 2045 | 0.59375 | 1.9113 | 0.60062 | 5.9737 | 0.5425 | 0.572 | 5.0056 | 0.6975 | 80.17% | 89.49% | 6.341% | 43.2% | 38.2% | 15.2546 | 0.30325 | 34%
2046 | 0.5975 | 1.8925 | 0.59525 | 5.8695 | 0.454 | 0.5832 | 4.9959 | 0.703 | 79.83% | 89.86% | 0.065854 | 43.31% | 36.98% | 15.235 | 0.3047 | 35.2% | 2046 | 0.695 | 1.3985 | 0.45875 | 3.159 | 0.454 | 0.3297 | 4.7359 | 0.846 | 76.58% | 93.11% | 32.59% | 46.7% | 30.48% | 14.7215 | 0.29443 | 66.4% | 2046 | 0.5975 | 1.8925 | 0.59525 | 5.8695 | 0.519 | 0.5832 | 4.9959 | 0.703 | 79.83% | 89.86% | 6.585% | 43.31% | 36.98% | 15.235 | 0.30298 | 35.2%
2047 | 0.60125 | 1.8738 | 0.58987 | 5.7652 | 0.428 | 0.5944 | 4.9862 | 0.7085 | 79.48% | 90.22% | 0.068293 | 43.41% | 35.77% | 15.2153 | 0.30431 | 36.4% | 2047 | 0.7025 | 1.3608 | 0.44813 | 2.9505 | 0.428 | 0.33115 | 4.7162 | 0.857 | 76.11% | 93.6% | 33.83% | 46.93% | 29.02% | 14.6821 | 0.29364 | 68.8% | 2047 | 0.60125 | 1.8738 | 0.58987 | 5.7652 | 0.4955 | 0.5944 | 4.9862 | 0.7085 | 79.48% | 90.22% | 6.829% | 43.41% | 35.77% | 15.2153 | 0.30271 | 36.4%
2048 | 0.605 | 1.855 | 0.5845 | 5.661 | 0.402 | 0.6056 | 4.9765 | 0.714 | 79.14% | 90.59% | 0.070732 | 43.52% | 34.56% | 15.1957 | 0.30391 | 37.6% | 2048 | 0.71 | 1.323 | 0.4375 | 2.742 | 0.402 | 0.3326 | 4.6965 | 0.868 | 75.64% | 94.09% | 35.07% | 47.17% | 27.56% | 14.6427 | 0.29285 | 71.2% | 2048 | 0.605 | 1.855 | 0.5845 | 5.661 | 0.472 | 0.6056 | 4.9765 | 0.714 | 79.14% | 90.59% | 7.073% | 43.52% | 34.56% | 15.1957 | 0.30244 | 37.6%
2049 | 0.60875 | 1.8363 | 0.57912 | 5.5567 | 0.376 | 0.6168 | 4.9668 | 0.7195 | 78.79% | 90.96% | 0.073171 | 43.63% | 33.34% | 15.176 | 0.30352 | 38.8% | 2049 | 0.7175 | 1.2853 | 0.42688 | 2.5335 | 0.376 | 0.33405 | 4.6768 | 0.879 | 75.17% | 94.58% | 36.32% | 47.4% | 26.09% | 14.6033 | 0.29207 | 73.6% | 2049 | 0.60875 | 1.8363 | 0.57912 | 5.5567 | 0.4485 | 0.6168 | 4.9668 | 0.7195 | 78.79% | 90.96% | 7.317% | 43.63% | 33.34% | 15.176 | 0.30217 | 38.8%
2050 | 0.6125 | 1.8175 | 0.57375 | 5.4525 | 0.35 | 0.628 | 4.9571 | 0.725 | 78.45% | 91.33% | 0.07561 | 43.73% | 32.13% | 15.1564 | 0.30313 | 40% | 2050 | 0.725 | 1.2475 | 0.41625 | 2.325 | 0.35 | 0.3355 | 4.6571 | 0.89 | 74.7% | 95.08% | 37.56% | 47.64% | 24.63% | 14.5639 | 0.29128 | 76% | 2050 | 0.6125 | 1.8175 | 0.57375 | 5.4525 | 0.425 | 0.628 | 4.9571 | 0.725 | 78.45% | 91.33% | 7.561% | 43.73% | 32.13% | 15.1564 | 0.3019 | 40%
2051 | 0.61625 | 1.7988 | 0.56837 | 5.3482 | 0.324 | 0.6392 | 4.9474 | 0.7305 | 78.1% | 91.69% | 0.078049 | 43.84% | 30.92% | 15.1368 | 0.30274 | 41.2% | 2051 | 0.7325 | 1.2098 | 0.40563 | 2.1165 | 0.324 | 0.33695 | 4.6374 | 0.901 | 74.23% | 95.57% | 38.8% | 47.88% | 23.17% | 14.5245 | 0.29049 | 78.4% | 2051 | 0.61625 | 1.7988 | 0.56837 | 5.3482 | 0.4015 | 0.6392 | 4.9474 | 0.7305 | 78.1% | 91.69% | 7.805% | 43.84% | 30.92% | 15.1368 | 0.30163 | 41.2%
2052 | 0.62 | 1.78 | 0.563 | 5.244 | 0.298 | 0.6504 | 4.9377 | 0.736 | 77.76% | 92.06% | 0.080488 | 43.94% | 29.7% | 15.1171 | 0.30234 | 42.4% | 2052 | 0.74 | 1.172 | 0.395 | 1.908 | 0.298 | 0.3384 | 4.6177 | 0.912 | 73.76% | 96.06% | 40.05% | 48.11% | 21.7% | 14.4851 | 0.2897 | 80.8% | 2052 | 0.62 | 1.78 | 0.563 | 5.244 | 0.378 | 0.6504 | 4.9377 | 0.736 | 77.76% | 92.06% | 8.049% | 43.94% | 29.7% | 15.1171 | 0.30136 | 42.4%
2053 | 0.62375 | 1.7613 | 0.55762 | 5.1397 | 0.272 | 0.6616 | 4.928 | 0.7415 | 77.41% | 92.43% | 0.082927 | 44.05% | 28.49% | 15.0975 | 0.30195 | 43.6% | 2053 | 0.7475 | 1.1343 | 0.38438 | 1.6995 | 0.272 | 0.33985 | 4.598 | 0.923 | 73.29% | 96.55% | 41.29% | 48.35% | 20.24% | 14.4457 | 0.28891 | 83.2% | 2053 | 0.62375 | 1.7613 | 0.55762 | 5.1397 | 0.3545 | 0.6616 | 4.928 | 0.7415 | 77.41% | 92.43% | 8.293% | 44.05% | 28.49% | 15.0975 | 0.30109 | 43.6%
2054 | 0.6275 | 1.7425 | 0.55225 | 5.0355 | 0.246 | 0.6728 | 4.9183 | 0.747 | 77.07% | 92.8% | 0.085366 | 44.15% | 27.28% | 15.0778 | 0.30156 | 44.8% | 2054 | 0.755 | 1.0965 | 0.37375 | 1.491 | 0.246 | 0.3413 | 4.5783 | 0.934 | 72.82% | 97.05% | 42.54% | 48.58% | 18.78% | 14.4063 | 0.28813 | 85.6% | 2054 | 0.6275 | 1.7425 | 0.55225 | 5.0355 | 0.331 | 0.6728 | 4.9183 | 0.747 | 77.07% | 92.8% | 8.537% | 44.15% | 27.28% | 15.0778 | 0.30082 | 44.8%
2055 | 0.63125 | 1.7238 | 0.54687 | 4.9312 | 0.22 | 0.684 | 4.9085 | 0.7525 | 76.72% | 93.16% | 0.087805 | 44.26% | 26.07% | 15.0582 | 0.30116 | 46% | 2055 | 0.7625 | 1.0588 | 0.36313 | 1.2825 | 0.22 | 0.34275 | 4.5586 | 0.945 | 72.35% | 97.54% | 43.78% | 48.82% | 17.32% | 14.3669 | 0.28734 | 88% | 2055 | 0.63125 | 1.7238 | 0.54687 | 4.9312 | 0.3075 | 0.684 | 4.9085 | 0.7525 | 76.72% | 93.16% | 8.78% | 44.26% | 26.07% | 15.0582 | 0.30055 | 46%
2056 | 0.635 | 1.705 | 0.5415 | 4.827 | 0.194 | 0.6952 | 4.8988 | 0.758 | 76.38% | 93.53% | 0.090244 | 44.37% | 24.85% | 15.0386 | 0.30077 | 47.2% | 2056 | 0.77 | 1.021 | 0.3525 | 1.074 | 0.194 | 0.3442 | 4.5388 | 0.956 | 71.88% | 98.03% | 45.02% | 49.06% | 15.85% | 14.3276 | 0.28655 | 90.4% | 2056 | 0.635 | 1.705 | 0.5415 | 4.827 | 0.284 | 0.6952 | 4.8988 | 0.758 | 76.38% | 93.53% | 9.024% | 44.37% | 24.85% | 15.0386 | 0.30028 | 47.2%
2057 | 0.63875 | 1.6863 | 0.53612 | 4.7227 | 0.168 | 0.7064 | 4.8891 | 0.7635 | 76.03% | 93.9% | 0.092683 | 44.47% | 23.64% | 15.0189 | 0.30038 | 48.4% | 2057 | 0.7775 | 0.98325 | 0.34188 | 0.8655 | 0.168 | 0.34565 | 4.5191 | 0.967 | 71.41% | 98.52% | 46.27% | 49.29% | 14.39% | 14.2882 | 0.28576 | 92.8% | 2057 | 0.63875 | 1.6863 | 0.53612 | 4.7227 | 0.2605 | 0.7064 | 4.8891 | 0.7635 | 76.03% | 93.9% | 9.268% | 44.47% | 23.64% | 15.0189 | 0.30001 | 48.4%
2058 | 0.6425 | 1.6675 | 0.53075 | 4.6185 | 0.142 | 0.7176 | 4.8794 | 0.769 | 75.69% | 94.27% | 0.095122 | 44.58% | 22.43% | 14.9993 | 0.29999 | 49.6% | 2058 | 0.785 | 0.9455 | 0.33125 | 0.657 | 0.142 | 0.3471 | 4.4994 | 0.978 | 70.94% | 99.02% | 47.51% | 49.53% | 12.93% | 14.2488 | 0.28498 | 95.2% | 2058 | 0.6425 | 1.6675 | 0.53075 | 4.6185 | 0.237 | 0.7176 | 4.8794 | 0.769 | 75.69% | 94.27% | 9.512% | 44.58% | 22.43% | 14.9993 | 0.29974 | 49.6%
2059 | 0.64625 | 1.6488 | 0.52537 | 4.5142 | 0.116 | 0.7288 | 4.8697 | 0.7745 | 75.34% | 94.63% | 0.097561 | 44.68% | 21.21% | 14.9796 | 0.29959 | 50.8% | 2059 | 0.7925 | 0.90775 | 0.32063 | 0.4485 | 0.116 | 0.34855 | 4.4797 | 0.989 | 70.47% | 99.51% | 48.76% | 49.76% | 11.46% | 14.2094 | 0.28419 | 97.6% | 2059 | 0.64625 | 1.6488 | 0.52537 | 4.5142 | 0.2135 | 0.7288 | 4.8697 | 0.7745 | 75.34% | 94.63% | 9.756% | 44.68% | 21.21% | 14.9796 | 0.29947 | 50.8%
2060 | 0.65 | 1.63 | 0.52 | 4.41 | 0.19 | 0.74 | 4.86 | 0.78 | 75% | 95% | 10% | 44.79% | 20% | 14.96 | 0.2992 | 52% | 2060 | 0.8 | 0.87 | 0.31 | 0.24 | 0.09 | 0.35 | 4.46 | 1 | 70% | 100% | 50% | 50% | 10% | 14.17 | 0.2834 | 100% | 2060 | 0.65 | 1.63 | 0.52 | 4.41 | 0.19 | 0.74 | 4.86 | 0.78 | 0.75 | 0.95 | 0.1 | 0.44789 | 0.2 | 14.96 | 0.2992 | 0.52
[17 empty] | Mean | 0.65 | 1.63 | 0.52 | 4.41 | 0.19 | 0.74 | 4.86 | 0.78 | 0.75 | 0.95 | 0.1 | 0.44789 | 0.2 | 14.96 | 0.2992 | 0.52
Note: Crystal Ball software can be used to produce simulation valuse (S61). E1-E16 in "Scenario_selection& Results" need adopt Best scenario. | [16 empty] | Std | 0.075 | 0.38 | 0.105 | 2.085 | 0.05 | 0.195 | 0.2 | 0.11 | 0.025 | 0.025 | 0.2 | 0.026057 | 0.05 | 0.395 | 0.0079 | 0.24
[17 empty] | Simulation value | 0 | 0 | 0 | 0 | 0 | 0 | 0 | 0 | 0 | 0 | 0 | 0 | 0 | 0 | 0 | 0
[19 empty] | 0.52 | 0.2
[19 empty] | 0.105 | 0.05

## Power sector
| Emission factor | Emission factor of coal power
| kgCO2/kgce | kgCO2/kgce
2005 | 5.37 | 6.558
2006 | 5.4226 | 6.558
2007 | 5.4416 | 6.558
2008 | 5.2777 | 6.558
2009 | 5.2659 | 6.558
2010 | 5.1937 | 6.558
2011 | 5.3344 | 6.558
2012 | 5.1185 | 6.558
2013 | 5.1277 | 6.558
2014 | 4.955 | 6.558
2015 | 4.8319 | 6.558
2016 | 4.7372 | 6.558
2017 | 4.7079 | 6.558
2018 | 4.6638 | 6.558
2019 | 4.5624 | 6.558
2020 | 4.4936 | 6.558
2021 | 4.4025 | 6.5409
2022 | 4.312 | 6.524
2023 | 4.2219 | 6.5071
2024 | 4.1323 | 6.4903
2025 | 4.0431 | 6.4736
2026 | 3.9544 | 6.457
2027 | 3.8662 | 6.4405
2028 | 3.7784 | 6.4241
2029 | 3.6911 | 6.4077
2030 | 3.6042 | 6.3915
2031 | 3.5177 | 6.3753
2032 | 3.4317 | 6.3592
2033 | 3.3461 | 6.3431
2034 | 3.2609 | 6.3272
2035 | 3.1762 | 6.3113
2036 | 3.0919 | 6.2955
2037 | 3.008 | 6.2798
2038 | 2.9245 | 6.2642
2039 | 2.8415 | 6.2486
2040 | 2.7588 | 6.2332
2041 | 2.6766 | 6.2178
2042 | 2.5947 | 6.2024
2043 | 2.5133 | 6.1872
2044 | 2.4323 | 6.172
2045 | 2.3516 | 6.1569
2046 | 2.2714 | 6.1419
2047 | 2.1916 | 6.127
2048 | 2.1121 | 6.1121
2049 | 2.033 | 6.0973
2050 | 1.9543 | 6.0825
2051 | 1.876 | 6.0679
2052 | 1.7981 | 6.0533
2053 | 1.7205 | 6.0388
2054 | 1.6433 | 6.0243
2055 | 1.5665 | 6.0099
2056 | 1.49 | 5.9956
2057 | 1.4139 | 5.9813
2058 | 1.3382 | 5.9672
2059 | 1.2628 | 5.9531
2060 | 1.1878 | 5.939

## Building area summary
Unit: 10E4 m2 | Annual New Buildings | [5 empty] | Annual Demolition buildings (for new buildings) | [5 empty] | Annual Demolition buildings (for retrofit buildings) | [5 empty] | Stock buildings (10E4 m2) | [5 empty] | Annual retrofit buildings
| No |  | Tr |  | So |  | No |  | Tr |  | So |  | No |  | Tr |  | So |  | No |  | Tr |  | So |  | No |  | Tr |  | So
| Urban | Rural | Urban | Rural | Urban | Rural | Urban | Rural | Urban | Rural | Urban | Rural | Urban | Rural | Urban | Rural | Urban | Rural | Urban | Rural | Urban | Rural | Urban | Rural | Urban | Rural | Urban | Rural | Urban | Rural
2005 | 57528.5481 | 24485.7038 | 52338.1472 | 32908.6374 | 26252.0091 | 12425.7588 | 5306.8606 | 17008.2413 | 5292.3546 | 19010.7804 | 3667.3179 | 6514.194 | [6 empty] | 545384.509 | 768265.2627 | 577505.9759 | 882282.7233 | 369667.5636 | 494352.0139 | 0 | 0 | 0 | 0 | 0 | 0
2006 | 62839.9448 | 29703.9714 | 43581.2583 | 31085.5012 | 23764.7716 | 14690.7461 | 5556.9433 | 17470.8735 | 5483.2382 | 19271.3275 | 3716.8841 | 6638.0177 | [6 empty] | 602667.5106 | 780498.3607 | 615603.996 | 894096.897 | 389715.451 | 502404.7422 | 0 | 0 | 0 | 0 | 0 | 0
2007 | 63716.5514 | 33370.8609 | 33124.4678 | 25798.3924 | 18934.0081 | 17390.0379 | 5846.9352 | 18047.6335 | 5710.506 | 19729.6878 | 3817.7361 | 6781.9698 | [6 empty] | 660537.1267 | 795821.5881 | 643017.9578 | 900165.6016 | 404831.723 | 513012.8103 | 0 | 0 | 0 | 0 | 0 | 0
2008 | 57874.6873 | 37392.1477 | 30239.7299 | 26422.164 | 16724.8548 | 18748.5001 | 6174.2551 | 18690.1349 | 5964.775 | 20322.4135 | 3930.5346 | 6950.2635 | [6 empty] | 712237.559 | 814523.601 | 667292.9126 | 906265.3521 | 417626.0432 | 524811.0469 | 0 | 0 | 0 | 0 | 0 | 0
2009 | 46395.7323 | 43124.9255 | 30070.6967 | 35280.6654 | 17262.95 | 19147.5659 | 6531.2047 | 19379.7899 | 6261.179 | 21034.4789 | 4055.9584 | 7138.8881 | [6 empty] | 752102.0866 | 838268.7366 | 691102.4303 | 920511.5386 | 430833.0348 | 536819.7248 | 0 | 0 | 0 | 0 | 0 | 0
2010 | 38365.6856 | 43729.9194 | 36585.5785 | 18707.9101 | 17108.906 | 17350.2507 | 6928.0581 | 20102.0131 | 6607.8439 | 21828.1836 | 4205.2998 | 7347.0264 | [6 empty] | 783539.7141 | 861896.6428 | 721080.1649 | 917391.2651 | 443736.641 | 546822.9491 | 0 | 0 | 0 | 0 | 0 | 0
2011 | 49257.5086 | 44799.0917 | 39715.9929 | 31995.4687 | 18326.3211 | 17321.1947 | 7409.4637 | 20844.5157 | 7034.5463 | 22699.2312 | 4399.8442 | 7589.6851 | [6 empty] | 825387.759 | 885851.2189 | 753761.6115 | 926687.5026 | 457663.1178 | 556554.4587 | 0 | 0 | 0 | 0 | 0 | 0
2012 | 43397.4526 | 44011.1469 | 39525.8723 | 28376.467 | 28663.7407 | 15576.4965 | 7947.2507 | 21602.9772 | 7497.3286 | 23609.9911 | 4622.2764 | 7862.1007 | [6 empty] | 860837.9609 | 908259.3886 | 785790.1551 | 931453.9785 | 481704.5821 | 564268.8546 | 0 | 0 | 0 | 0 | 0 | 0
2013 | 43715.9191 | 24030.8248 | 48158.6844 | 43001.5678 | 37553.283 | 16304.4672 | 8539.2784 | 22364.0116 | 7991.5597 | 24532.3266 | 4868.6692 | 8166.029 | [6 empty] | 896014.6016 | 909926.2018 | 825957.2799 | 949923.2196 | 514389.1959 | 572407.2928 | 0 | 0 | 0 | 0 | 0 | 0
2014 | 44888.8995 | 23193.1061 | 59827.1676 | 32902.9575 | 34798.4486 | 16287.5416 | 9177.6137 | 23119.0478 | 8529.7046 | 25456.8241 | 5143.7167 | 8500.0082 | [6 empty] | 931725.8875 | 910000.2601 | 877254.7429 | 957369.3529 | 544043.9279 | 580194.8262 | 0 | 0 | 0 | 0 | 0 | 0
2015 | 54220.6541 | 26179.7282 | 62382.9225 | 35175.1478 | 40640.8526 | 14734.6004 | 9853.5866 | 23864.1813 | 9117.7489 | 26383.1968 | 5453.4181 | 8862.8091 | [6 empty] | 976092.955 | 912315.807 | 930519.9165 | 966161.304 | 579231.3624 | 586066.6175 | 0 | 0 | 0 | 0 | 0 | 0
2016 | 55114.4612 | 19163.4298 | 71874.6285 | 21737.5912 | 49699.2794 | 14671.3373 | 10573.5776 | 24584.6332 | 9770.8799 | 27250.0617 | 5798.1982 | 9250.2984 | [6 empty] | 1020633.8385 | 906894.6036 | 992623.6651 | 960648.8334 | 623132.4436 | 591487.6564 | 0 | 0 | 0 | 0 | 0 | 0
2017 | 49260.8858 | 15358.1779 | 76884.3436 | 14826.4069 | 52677.4484 | 13934.8524 | 11375.8793 | 25276.1873 | 10487.7431 | 28095.5473 | 6182.2671 | 9665.08 | [6 empty] | 1058518.8451 | 896976.5942 | 1059020.2656 | 947379.693 | 669627.6248 | 595757.4288 | 0 | 0 | 0 | 0 | 0 | 0
2018 | 43094.1002 | 12248.3497 | 76978.8464 | 11263.3494 | 50851.6502 | 12577.5209 | 12236.8418 | 25931.9024 | 11265.9005 | 28880.3343 | 6625.9519 | 10103.4827 | 0 | 0 | 0 | 0 | 0 | 0 | 1089376.1034 | 883293.0416 | 1124733.2114 | 929762.7081 | 713853.3232 | 598231.467 | 0 | 0 | 0 | 0 | 0 | 0
2019 | 64373.6145 | 29955.3649 | 53495.2652 | 13205.229 | 33104.5116 | 9254.9681 | 13170.6051 | 26510.8768 | 12125.5892 | 29629.3736 | 7133.3103 | 10569.1635 | 0 | 0 | 0 | 0 | 0 | 0 | 1140579.1128 | 886737.5298 | 1166102.8874 | 913338.5635 | 739824.5245 | 596917.2715 | 0 | 0 | 0 | 0 | 0 | 0
2020 | 61071.4199 | 31193.5179 | 64496.1524 | 18368.8681 | 36750.9055 | 13031.373 | 14183.0051 | 27039.9777 | 13079.926 | 30292.9887 | 7688.09 | 11060.3225 | 0 | 0 | 0 | 0 | 0 | 0 | 1187467.5276 | 890891.0699 | 1217519.1138 | 901414.4429 | 768887.3401 | 598888.322 | 0 | 0 | 0 | 0 | 0 | 0
2021 | 65994.6519 | 30906.6409 | 67425.377 | 19245.5623 | 38271.4721 | 12258.3966 | 15141.3426 | 27249.7685 | 13978.655 | 30576.9684 | 8225.855 | 11110.0933 | 0 | 0 | 0 | 0 | 0 | 0 | 1238320.8369 | 894547.9423 | 1270965.8357 | 890083.0368 | 798932.9572 | 600036.6253 | 152.9429 | 275.2502 | 141.1985 | 308.8583 | 83.0894 | 462.9206
2022 | 67802.4065 | 30823.6138 | 68815.3979 | 19857.0187 | 39219.9782 | 11464.5497 | 16330.0933 | 27667.7628 | 15111.5703 | 31060.2823 | 8917.7285 | 11168.9297 | 0 | 0 | 0 | 0 | 0 | 0 | 1289793.1501 | 897703.7933 | 1324669.6633 | 878879.7732 | 829235.207 | 600332.2453 | 164.9504 | 279.4724 | 152.6421 | 313.7402 | 90.0781 | 465.3721
2023 | 69654.3937 | 30730.6254 | 70244.8244 | 20411.2897 | 40219.3314 | 10743.6828 | 17596.7083 | 28027.0747 | 16347.2695 | 31444.2925 | 9682.134 | 11226.0739 | 0 | 0 | 0 | 0 | 0 | 0 | 1341850.8355 | 900407.344 | 1378567.2182 | 867846.7703 | 859772.4044 | 599849.8542 | 177.7445 | 283.1018 | 165.1239 | 317.6191 | 97.7993 | 467.7531
2024 | 71546.95 | 30628.8214 | 71709.9116 | 20906.6474 | 41264.192 | 10088.4714 | 18938.2352 | 28328.0079 | 17682.1038 | 31730.9442 | 10514.1106 | 11277.7533 | 0 | 0 | 0 | 0 | 0 | 0 | 1394459.5504 | 902708.1575 | 1432595.026 | 857022.4736 | 890522.4857 | 598660.5722 | 191.2953 | 286.1415 | 178.6071 | 320.5146 | 106.2031 | 469.9064
2025 | 73528.7835 | 30554.1677 | 73166.9042 | 21346.0226 | 42324.3596 | 9488.7868 | 20404.1373 | 28611.2237 | 19072.437 | 31929.1725 | 11383.8607 | 11317.2763 | 0 | 0 | 0 | 0 | 0 | 0 | 1447584.1966 | 904651.1015 | 1486689.4931 | 846439.3236 | 921462.9846 | 596832.0828 | 206.1024 | 289.0023 | 192.6509 | 322.5169 | 114.9885 | 471.5532
2026 | 75521.6773 | 30465.8109 | 74635.4023 | 21726.1334 | 43412.4977 | 8943.7257 | 21917.0022 | 28836.3982 | 20538.0135 | 32036.6611 | 12304.4772 | 11347.0628 | 0 | 0 | 0 | 0 | 0 | 0 | 1501188.8717 | 906280.5142 | 1540786.8819 | 836128.7959 | 952571.0051 | 594428.7456 | 221.3839 | 291.2767 | 207.4547 | 323.6026 | 124.2876 | 472.7943
2027 | 77555.433 | 30373.8158 | 76125.8773 | 22041.6666 | 44537.9194 | 8445.8423 | 23507.4898 | 29016.4223 | 22089.4768 | 32056.7215 | 13285.732 | 11362.8776 | 0 | 0 | 0 | 0 | 0 | 0 | 1555236.8149 | 907637.9077 | 1594823.2824 | 826113.7409 | 983823.1925 | 591511.7103 | 237.4494 | 293.0952 | 223.126 | 323.8053 | 134.1993 | 473.4532
2028 | 79616.6423 | 30276.0679 | 77630.9386 | 22296.777 | 45696.0456 | 7988.9217 | 25163.1094 | 29153.4403 | 23719.6396 | 31992.6149 | 14323.537 | 11361.6042 | 0 | 0 | 0 | 0 | 0 | 0 | 1609690.3477 | 908760.5352 | 1648734.5814 | 816417.9031 | 1015195.7011 | 588139.0279 | 254.1728 | 294.4792 | 239.5923 | 323.1577 | 144.6822 | 473.4002
2029 | 81692.9671 | 30173.6968 | 79142.7409 | 22492.2395 | 46881.4623 | 7567.0968 | 26872.5064 | 29249.1901 | 25420.895 | 31848.7314 | 15413.0052 | 11340.3629 | 0 | 0 | 0 | 0 | 0 | 0 | 1664510.8084 | 909685.042 | 1702456.4272 | 807061.4112 | 1046664.1582 | 584365.7617 | 271.4395 | 295.4464 | 256.7767 | 321.7044 | 155.6869 | 472.5151
2030 | 83769.75 | 30064.9469 | 80651.1801 | 22628.5405 | 48087.1743 | 7175.1775 | 28622.0802 | 29305.1218 | 27183.4165 | 31630.1311 | 16547.7084 | 11296.8414 | 0 | 0 | 0 | 0 | 0 | 0 | 1719658.4782 | 910444.8671 | 1755924.1908 | 798059.8206 | 1078203.6241 | 580244.0978 | 289.1119 | 296.0113 | 274.58 | 319.4963 | 167.1486 | 470.7017
2031 | 85830.364 | 29948.1774 | 82143.9006 | 22708.6622 | 49304.5891 | 6807.9319 | 30396.3417 | 29322.3673 | 28995.1698 | 31342.3251 | 17719.6651 | 11228.5766 | 0 | 0 | 0 | 0 | 0 | 0 | 1775092.5005 | 911070.6773 | 1809072.9216 | 789426.1577 | 1109788.5481 | 575823.453 | 307.0338 | 296.1855 | 292.8805 | 316.5891 | 178.9865 | 467.8574
2032 | 87856.6789 | 29824.1406 | 83606.7463 | 22736.9263 | 50523.7761 | 6462.2857 | 32178.1674 | 29301.6158 | 30842.1642 | 30991.0559 | 18919.485 | 11133.3792 | 0.22273 | 0.40084 | 0.20562 | 0.44978 | 0.121 | 1.7756 | 1830770.7893 | 911592.8012 | 1861837.2981 | 781171.5783 | 1141392.7182 | 571150.584 | 325.032 | 295.9759 | 311.537 | 313.041 | 191.1059 | 463.8908
2033 | 89829.0947 | 29687.2754 | 85023.4649 | 22712.9228 | 51733.2924 | 6132.4762 | 33949.4607 | 29243.1988 | 32708.7325 | 30582.1086 | 20136.5348 | 11009.4645 | 0.4965 | 0.86823 | 0.4589 | 0.97445 | 0.27041 | 3.9027 | 1886649.9267 | 912036.0096 | 1914151.5716 | 773301.4181 | 1172989.2054 | 566269.6931 | 342.9238 | 295.3858 | 330.3912 | 308.9102 | 203.3993 | 458.7277
2034 | 91727.6846 | 29536.6609 | 86376.6057 | 22643.8908 | 52920.7133 | 5814.8085 | 35691.7347 | 29147.1574 | 34577.9072 | 30121.1768 | 21359.1653 | 10855.5364 | 0.8291 | 1.4094 | 0.76753 | 1.5817 | 0.45301 | 6.4303 | 1942685.0476 | 912424.1037 | 1965949.5026 | 765822.5504 | 1204550.3005 | 561222.5349 | 360.5226 | 294.4157 | 349.2718 | 304.2543 | 215.7491 | 452.314
2035 | 93532.707 | 29367.5064 | 87647.8424 | 22531.073 | 54072.8398 | 5506.2645 | 37386.8176 | 29013.3803 | 36431.9168 | 29613.7625 | 22575.0242 | 10670.869 | 1.229 | 2.0322 | 1.14 | 2.2797 | 0.67399 | 9.4096 | 1998829.7078 | 912776.1976 | 2017164.2882 | 758737.5812 | 1236047.4421 | 556048.5207 | 377.6446 | 293.0644 | 367.9992 | 299.1289 | 228.0305 | 444.6195
2036 | 95225.3306 | 29178.974 | 88818.5407 | 22377.8481 | 55176.0643 | 5204.566 | 39017.5962 | 28841.7783 | 38252.7648 | 29065.1327 | 23771.4321 | 10455.3715 | 1.7064 | 2.7454 | 1.5849 | 3.0773 | 0.93864 | 12.8925 | 2055035.7359 | 913110.6478 | 2067728.4791 | 752047.2192 | 1267451.1356 | 550784.8228 | 394.1171 | 291.3311 | 386.3916 | 293.5872 | 240.1155 | 435.6405
2037 | 96788.3575 | 28968.24 | 89870.3891 | 22185.3113 | 56216.7858 | 4908.2143 | 40568.7612 | 28632.4942 | 40022.8718 | 28480.3335 | 24935.8094 | 10209.6285 | 2.271 | 3.5579 | 2.1121 | 3.9839 | 1.2529 | 16.9318 | 2111253.0613 | 913442.8356 | 2117573.8843 | 745748.2131 | 1298730.859 | 545466.4768 | 409.7855 | 289.2171 | 404.2714 | 287.6801 | 251.8769 | 425.4012
2038 | 98206.9077 | 28732.1339 | 90786.0607 | 21956.6167 | 57181.8573 | 4616.5044 | 42027.5174 | 28386.1302 | 41725.7524 | 27864.2519 | 26056.1373 | 9934.918 | 2.9341 | 4.4792 | 2.7321 | 5.0089 | 1.6235 | 21.5795 | 2167429.5175 | 913784.3602 | 2166631.4605 | 739835.5689 | 1329854.9556 | 540126.4837 | 424.5204 | 286.7286 | 421.4722 | 281.4571 | 263.1933 | 413.9549
2039 | 99469.0198 | 28471.2283 | 91549.8737 | 21697.9542 | 58059.0424 | 4329.5061 | 43384.2156 | 28103.9619 | 43346.6932 | 27221.7079 | 27121.4319 | 9633.1937 | 3.7074 | 5.5191 | 3.4566 | 6.1626 | 2.0575 | 26.8853 | 2223510.6144 | 914146.1076 | 2214831.1844 | 734305.6526 | 1360790.5086 | 534795.9109 | 438.2244 | 283.8784 | 437.8454 | 274.9667 | 273.9539 | 401.3831
2040 | 100566.1319 | 28184.2816 | 92148.4155 | 21411.4034 | 58837.4595 | 4048.0209 | 44632.8715 | 27788.1415 | 44873.3991 | 26557.5866 | 28122.2098 | 9307.0452 | 4.6036 | 6.6878 | 4.2978 | 7.4554 | 2.5625 | 32.8947 | 2279439.2711 | 914535.5598 | 2262101.903 | 729152.014 | 1391503.1958 | 529503.9919 | 450.8371 | 280.6883 | 453.2667 | 268.2585 | 284.0627 | 387.7935
2041 | 101493.4064 | 27870.4003 | 92571.0924 | 21096.2042 | 59507.9857 | 3773.51 | 45771.538 | 27441.8486 | 46296.569 | 25876.9609 | 29050.917 | 8959.628 | 5.636 | 7.996 | 5.2688 | 8.8978 | 3.1466 | 39.6481 | 2335155.5035 | 914956.1155 | 2308371.1577 | 724362.3595 | 1421957.1179 | 524278.2257 | 462.3388 | 277.1904 | 467.6421 | 261.3834 | 293.4436 | 373.3178
2042 | 102249.8732 | 27536.4617 | 92810.5681 | 20765.0918 | 60063.5946 | 3507.998 | 46802.5055 | 27069.3907 | 47610.3664 | 25185.2129 | 29902.2984 | 8594.5701 | 6.8183 | 9.4544 | 6.3831 | 10.5007 | 3.8185 | 47.1784 | 2390596.0528 | 915413.7321 | 2353564.9762 | 719931.7377 | 1452114.5955 | 519144.4752 | 472.7526 | 273.4282 | 480.9128 | 254.3961 | 302.0434 | 358.1071
2043 | 102838.3691 | 27181.4561 | 92863.0579 | 20417.2134 | 60499.6021 | 3253.9565 | 47732.3147 | 26676.2252 | 48812.7546 | 24488.1217 | 30673.6842 | 8215.8576 | 8.1651 | 11.0739 | 7.6552 | 12.2748 | 4.587 | 55.5094 | 2445693.9423 | 915907.889 | 2397607.6243 | 715848.5545 | 1481935.9265 | 514127.0647 | 482.1446 | 269.4568 | 493.0581 | 247.3548 | 309.8352 | 342.3274
2044 | 103265.2655 | 26813.6813 | 92728.4504 | 20059.2553 | 60813.7982 | 3014.175 | 48571.576 | 26268.9031 | 49905.6684 | 23791.9141 | 31365.1707 | 7827.7076 | 9.691 | 12.8652 | 9.0999 | 14.2309 | 5.4613 | 64.6543 | 2500377.9409 | 916439.802 | 2440421.3064 | 712101.6648 | 1511379.0926 | 509248.8778 | 490.622 | 265.3425 | 504.0977 | 240.3224 | 316.8199 | 326.1545
2045 | 103539.9796 | 26437.3971 | 92410.2367 | 19700.3174 | 61006.4448 | 2791.6231 | 49334.5998 | 25854.9362 | 50895.0084 | 23103.2626 | 31979.6839 | 7434.4325 | 11.4111 | 14.8389 | 10.7325 | 16.3793 | 6.4512 | 74.614 | 2554571.9095 | 917007.424 | 2481925.8022 | 708682.3403 | 1540399.4022 | 504531.4544 | 498.3293 | 261.161 | 514.091 | 233.3663 | 323.0271 | 309.768
2046 | 103674.2775 | 26060.43 | 91915.234 | 19343.5794 | 61080.1254 | 2589.314 | 50038.8539 | 25442.5823 | 51790.4473 | 22429.2158 | 32522.913 | 7040.3043 | 13.3409 | 17.0054 | 12.5685 | 18.7301 | 7.5662 | 85.3756 | 2608193.9921 | 917608.2663 | 2522038.0204 | 705577.9738 | 1568949.0484 | 499995.0884 | 505.443 | 256.9958 | 523.1358 | 226.5577 | 328.5143 | 293.346
2047 | 103681.3777 | 25689.2222 | 91253.0989 | 18996.0537 | 61039.4386 | 2410.1741 | 50704.2723 | 25040.5665 | 52605.0529 | 21777.0692 | 33003.1151 | 6649.4244 | 15.4958 | 19.3746 | 14.6237 | 21.2925 | 8.8165 | 96.9116 | 2661155.6018 | 918237.5474 | 2560671.4427 | 702775.6658 | 1596976.5554 | 495658.9265 | 512.1644 | 252.935 | 531.3642 | 219.9704 | 333.3648 | 277.0593
2048 | 103574.8691 | 25329.5011 | 90435.6366 | 18665.332 | 60890.5276 | 2256.9258 | 51352.4501 | 24657.7634 | 53354.7424 | 21154.2031 | 33430.7958 | 6265.6053 | 17.891 | 21.9554 | 16.9141 | 24.0754 | 10.2118 | 109.1789 | 2713360.1297 | 918887.3297 | 2597735.4229 | 700262.7193 | 1624426.0754 | 491541.0682 | 518.7116 | 249.0683 | 538.9368 | 213.6788 | 337.6848 | 261.0669
2049 | 103367.4468 | 24988.2844 | 89475.9123 | 18356.2847 | 60640.4432 | 2131.9896 | 52005.7636 | 24302.8301 | 54057.5921 | 20567.8442 | 33818.2796 | 5892.2703 | 20.542 | 24.7564 | 19.4554 | 27.0862 | 11.7622 | 122.1186 | 2764701.271 | 919548.0276 | 2633134.2878 | 698024.0735 | 1651236.4767 | 487658.669 | 525.3107 | 245.4831 | 546.0363 | 207.756 | 341.5988 | 245.5113
2050 | 103069.458 | 24670.5035 | 88387.175 | 18076.6709 | 60296.3323 | 2037.4094 | 52686.4585 | 23983.8545 | 54733.0366 | 20024.8233 | 34179.1919 | 5532.3737 | 23.4636 | 27.7848 | 22.2633 | 30.3315 | 13.4775 | 135.6559 | 2815060.8068 | 920206.8917 | 2666766.1629 | 696045.5896 | 1677340.1396 | 484028.0487 | 532.1864 | 242.2612 | 552.859 | 202.2709 | 345.2444 | 230.5156
2051 | 102687.211 | 24439.1317 | 87181.5942 | 17805.3177 | 59864.4288 | 1974.805 | 53415.753 | 23708.0025 | 55401.0005 | 19531.317 | 34527.8772 | 5188.3456 | 26.6705 | 31.0469 | 25.3531 | 33.8164 | 15.3674 | 149.7011 | 2864305.5944 | 920906.974 | 2698521.4035 | 694285.7738 | 1702661.3238 | 480664.8069 | 539.5531 | 239.4748 | 559.6061 | 197.286 | 348.7664 | 216.1811
2052 | 102220.9363 | 24189.4917 | 85868.7853 | 17594.1469 | 59348.798 | 1945.3554 | 54212.9963 | 23481.2129 | 56081.0067 | 19092.5868 | 34878.7871 | 4862.0608 | 30.1767 | 34.5476 | 28.7397 | 37.5444 | 17.4412 | 164.1501 | 2912283.3578 | 921580.7052 | 2728280.4424 | 692749.7896 | 1727113.8935 | 477583.9514 | 547.606 | 237.184 | 566.4748 | 192.8544 | 352.311 | 202.5859
2053 | 101662.1528 | 23969.3442 | 84454.0477 | 17418.7731 | 58749.7135 | 1949.8137 | 55094.9248 | 23307.9426 | 56791.3094 | 18712.7563 | 35245.8676 | 4554.8335 | 33.9955 | 38.2903 | 32.4373 | 41.5174 | 19.7079 | 178.8859 | 2958816.5902 | 922203.8165 | 2755910.7434 | 691414.2889 | 1750598.0315 | 474800.0456 | 556.5144 | 235.4338 | 573.6496 | 189.0177 | 356.0189 | 189.7847
2054 | 100989.9163 | 23785.6912 | 82936.1256 | 17285.905 | 58061.4087 | 1988.5591 | 56075.0463 | 23190.9837 | 57548.0979 | 18394.6276 | 35641.9801 | 4267.4341 | 38.1396 | 42.2767 | 36.4595 | 45.7354 | 22.176 | 193.7811 | 3003693.3206 | 922756.2473 | 2781262.3116 | 690259.831 | 1772995.2841 | 472327.3896 | 566.4146 | 234.2524 | 581.2939 | 185.8043 | 360.02 | 177.8098
2055 | 100164.8008 | 23625.881 | 81304.0548 | 17192.2011 | 57268.6174 | 2061.6939 | 57163.1787 | 23131.3629 | 58364.811 | 18139.5488 | 36078.3849 | 4000.1264 | 42.6208 | 46.5071 | 40.819 | 50.1963 | 24.8536 | 208.6995 | 3046652.3219 | 923204.2583 | 2804160.7364 | 689262.2869 | 1794160.6631 | 470180.2576 | 577.4058 | 233.6501 | 589.5435 | 183.2278 | 364.4281 | 166.6719
2056 | 99117.8729 | 23485.2482 | 79532.0535 | 17134.1124 | 56340.5007 | 2169.2051 | 58365.1577 | 23128.3229 | 59251.5961 | 17947.3546 | 36564.3119 | 3752.7218 | 47.4498 | 50.9795 | 45.5274 | 54.8961 | 27.7481 | 223.499 | 3087357.5873 | 923510.2041 | 2824395.6664 | 688394.1486 | 1813909.1038 | 468373.2418 | 589.547 | 233.6194 | 598.501 | 181.2864 | 369.3365 | 156.3634
2057 | 97727.2416 | 23345.3775 | 77569.7224 | 17092.9356 | 55218.1606 | 2311.2484 | 59682.7196 | 23179.4687 | 60214.9348 | 17816.331 | 37106.6384 | 3524.6455 | 52.6361 | 55.6902 | 50.5954 | 59.8281 | 30.8661 | 238.0346 | 3125349.4731 | 923620.4226 | 2841699.8586 | 687610.9251 | 1831989.7599 | 466921.8102 | 602.8558 | 234.136 | 608.2317 | 179.9629 | 374.8145 | 146.8602
2058 | 95757.58 | 23172.6638 | 75319.0137 | 17059.3118 | 53783.2467 | 2488.7268 | 61113.5534 | 23280.6959 | 61257.4487 | 17743.3817 | 37709.6838 | 3315.0102 | 58.1883 | 60.6336 | 56.0322 | 64.9839 | 34.2136 | 252.1608 | 3159935.3114 | 923451.757 | 2855705.3913 | 686861.8713 | 1848029.1092 | 465843.3659 | 617.3086 | 235.1585 | 618.7621 | 179.2261 | 380.9059 | 138.1254
2059 | 92647.0703 | 22911.2695 | 72561.3964 | 16989.612 | 51749.9234 | 2704.8747 | 62651.5091 | 23426.5784 | 62377.8848 | 17724.0718 | 38375.1254 | 3122.6948 | 64.1132 | 65.8018 | 61.846 | 70.3522 | 37.7958 | 265.7354 | 3189866.7595 | 922870.6462 | 2865827.0569 | 686057.0592 | 1861366.1114 | 465159.8105 | 632.8435 | 236.6321 | 630.0796 | 179.031 | 387.6275 | 130.1123
2060 | 85555.0823 | 22315.5131 | 68456.0191 | 16720.6722 | 47732.7124 | 2974.044 | 64286.9371 | 23610.5832 | 63571.2699 | 17752.8525 | 39102.0299 | 2946.4205 | 70.4165 | 71.185 | 68.0433 | 75.9199 | 41.617 | 278.6215 | 3211064.4881 | 921504.3912 | 2870643.7628 | 684948.9591 | 1869955.1769 | 464908.8125 | 649.363 | 238.4907 | 642.134 | 179.3217 | 394.97 | 122.7675

## SDF-UR-North
| Note: the frame of SDF of buildings is shown in Supplymentary figure 10 | [5 empty] | lifetime (years | 37 | 37 | 37 | 37 | 37 | 37 | 37 | 37 | 37 | 37 | 37 | 30 | 30 | 30 | 30 | 30 | 30 | 30 | 30 | 30 | 30 | 30 | 30 | 30 | 30 | 30 | 35 | 35 | 35 | 35 | 35 | 35 | 35 | 35 | 35 | 35 | 35 | 35 | 35 | 35 | 35 | 35 | 35 | 35 | 35 | 35 | 35 | 35 | 35 | 35 | 35 | 35 | 35 | 35 | 35 | 35 | 35 | 35 | 35 | 35 | 35 | 35 | 35 | 35 | 35 | 35 | 35 | [6 empty] | lifetime for retrofit buildings | 50 | 50 | 50 | 50 | 50 | 50 | 50 | 50 | 50 | 50 | 50 | 50 | 50 | 50 | 50 | 50 | 50 | 50 | 50 | 50 | 50 | 50 | 50 | 50 | 50 | 50 | 50 | 50 | 50 | 50 | 50 | 50 | 50 | 50 | 50 | 50 | 50 | 50 | 50 | 50 | 50 | 50 | 50 |  |  | Heatnig load unit area (W/m2) |  |  |  |  | 改造建筑节能率 |  |  | Cooling load unit area (W/m2) |  |  |  |  | 改造建筑节能率
|  |  | Stock building (10E4 m2) |  |  | New buildings (10E4 m2) | Built year | before1949 | 1950-1959 | 1960-1969 | 1970-1979 | 1980-1989 | 1990-1999 | 2000 | 2001 | 2002 | 2003 | 2004 | 2005 | 2006 | 2007 | 2008 | 2009 | 2010 | 2011 | 2012 | 2013 | 2014 | 2015 | 2016 | 2017 | 2018 | 2019 | 2020 | 2021 | 2022 | 2023 | 2024 | 2025 | 2026 | 2027 | 2028 | 2029 | 2030 | 2031 | 2032 | 2033 | 2034 | 2035 | 2036 | 2037 | 2038 | 2039 | 2040 | 2041 | 2042 | 2043 | 2044 | 2045 | 2046 | 2047 | 2048 | 2049 | 2050 | 2051 | 2052 | 2053 | 2054 | 2055 | 2056 | 2057 | 2058 | 2059 | 2060 | Stock building (10E4 m2) |  |  | 调整系数 |  |  | Built year | 2018 | 2019 | 2020 | 2021 | 2022 | 2023 | 2024 | 2025 | 2026 | 2027 | 2028 | 2029 | 2030 | 2031 | 2032 | 2033 | 2034 | 2035 | 2036 | 2037 | 2038 | 2039 | 2040 | 2041 | 2042 | 2043 | 2044 | 2045 | 2046 | 2047 | 2048 | 2049 | 2050 | 2051 | 2052 | 2053 | 2054 | 2055 | 2056 | 2057 | 2058 | 2059 | 2060 |  |  | latest new buildings (W/m2) | latest retrofitting buildings (W/m2) | Anverage value of stock of buildings without reinforce (W/m2) | Anverage value of stock of buildings with reinforce (W/m2) | Anverage value of stock buildings (W/m2) | 0 |  | Cooling | latest new buildings (W/m2) | latest retrofitting buildings (W/m2) | Anverage value of stock of buildings without reinforce (W/m2) | Anverage value of stock of buildings with reinforce (W/m2) | Anverage value of stock buildings (W/m2) | 0
|  |  |  | year |  |  | Calculated year | 1944.5 | 1954.5 | 1964.5 | 1974.5 | 1984.5 | 1994.5 | 2000 | 2001 | 2002 | 2003 | 2004 | 2005 | 2006 | 2007 | 2008 | 2009 | 2010 | 2011 | 2012 | 2013 | 2014 | 2015 | 2016 | 2017 | 2018 | 2019 | 2020 | 2021 | 2022 | 2023 | 2024 | 2025 | 2026 | 2027 | 2028 | 2029 | 2030 | 2031 | 2032 | 2033 | 2034 | 2035 | 2036 | 2037 | 2038 | 2039 | 2040 | 2041 | 2042 | 2043 | 2044 | 2045 | 2046 | 2047 | 2048 | 2049 | 2050 | 2051 | 2052 | 2053 | 2054 | 2055 | 2056 | 2057 | 2058 | 2059 | 2060 | [51 empty] | before1949 | 57.4351 | [5 empty] | 72.9469 | before1949 | 93.6008
|  |  | 376100.3257 | 2000 |  | 5759.0861 | 2000 | 5646.0303 | 5348.3624 | 12282.3997 | 42737.089 | 137833.658 | 166493.7002 | 5759.0861 | 0 | 0 | 0 | 0 | 0 | 0 | 0 | 0 | 0 | 0 | 0 | 0 | 0 | 0 | 0 | 0 | 0 | 0 | 0 | 0 | 0 | 0 | 0 | 0 | 0 | 0 | 0 | 0 | 0 | 0 | 0 | 0 | 0 | 0 | 0 | 0 | 0 | 0 | 0 | 0 | 0 | 0 | 0 | 0 | 0 | 0 | 0 | 0 | 0 | 0 | 0 | 0 | 0 | 0 | 0 | 0 | 0 | 0 | 0 | 0 | 376100.3257 |  |  | 1 | [47 empty] | 1950-1959 | 57.4351 | [5 empty] | 72.9469 | 1950-1959 | 93.6008
|  |  | 392812.6839 | 2001 | 36.5 | 21257.1294 | 2001 | 4811.2642 | 4808.1396 | 11560.5128 | 41610.6311 | 136742.5215 | 166263.3992 | 5759.0861 | 21257.1294 | 0 | 0 | 0 | 0 | 0 | 0 | 0 | 0 | 0 | 0 | 0 | 0 | 0 | 0 | 0 | 0 | 0 | 0 | 0 | 0 | 0 | 0 | 0 | 0 | 0 | 0 | 0 | 0 | 0 | 0 | 0 | 0 | 0 | 0 | 0 | 0 | 0 | 0 | 0 | 0 | 0 | 0 | 0 | 0 | 0 | 0 | 0 | 0 | 0 | 0 | 0 | 0 | 0 | 0 | 0 | 0 | 0 | 0 | 0 | 392812.6839 |  |  | 1 | [47 empty] | 1960-1969 | 57.4351 | [5 empty] | 72.9469 | 1960-1969 | 93.6008
|  |  | 420471.5278 | 2002 | 36.5 | 32361.8049 | 2002 | 4076.8846 | 4300.6067 | 10836.2505 | 40403.7146 | 135494.0551 | 165981.9959 | 5759.0861 | 21257.1294 | 32361.8049 | 0 | 0 | 0 | 0 | 0 | 0 | 0 | 0 | 0 | 0 | 0 | 0 | 0 | 0 | 0 | 0 | 0 | 0 | 0 | 0 | 0 | 0 | 0 | 0 | 0 | 0 | 0 | 0 | 0 | 0 | 0 | 0 | 0 | 0 | 0 | 0 | 0 | 0 | 0 | 0 | 0 | 0 | 0 | 0 | 0 | 0 | 0 | 0 | 0 | 0 | 0 | 0 | 0 | 0 | 0 | 0 | 0 | 0 | 420471.5278 |  |  | 1 | [47 empty] | 1970-1979 | 57.4351 | [5 empty] | 72.9469 | 1970-1979 | 93.6008
|  |  | 451226.304 | 2003 | 36.5 | 35637.5684 | 2003 | 3435.0504 | 3826.9083 | 10114.3636 | 39119.0613 | 134074.9286 | 165640.4029 | 5759.0861 | 21257.1294 | 32361.8049 | 35637.5684 | 0 | 0 | 0 | 0 | 0 | 0 | 0 | 0 | 0 | 0 | 0 | 0 | 0 | 0 | 0 | 0 | 0 | 0 | 0 | 0 | 0 | 0 | 0 | 0 | 0 | 0 | 0 | 0 | 0 | 0 | 0 | 0 | 0 | 0 | 0 | 0 | 0 | 0 | 0 | 0 | 0 | 0 | 0 | 0 | 0 | 0 | 0 | 0 | 0 | 0 | 0 | 0 | 0 | 0 | 0 | 0 | 0 | 451226.304 |  |  | 1 | [47 empty] | 1980-1989 | 25.9245 | [5 empty] | 72.9469 | 1980-1989 | 72.9469
城镇化率 | Population (Billion) | Per capita area (m2/person） | 493162.8215 | 2004 | 36.5 | 47020.7598 | 2004 | 2877.773 | 3387.6842 | 9399.5566 | 37760.6193 | 132472.378 | 165228.4619 | 5759.0861 | 21257.1294 | 32361.8049 | 35637.5684 | 47020.7598 | 0 | 0 | 0 | 0 | 0 | 0 | 0 | 0 | 0 | 0 | 0 | 0 | 0 | 0 | 0 | 0 | 0 | 0 | 0 | 0 | 0 | 0 | 0 | 0 | 0 | 0 | 0 | 0 | 0 | 0 | 0 | 0 | 0 | 0 | 0 | 0 | 0 | 0 | 0 | 0 | 0 | 0 | 0 | 0 | 0 | 0 | 0 | 0 | 0 | 0 | 0 | 0 | 0 | 0 | 0 | 0 | 493162.8215 |  |  | 1 | [47 empty] | 1990-1999 | 32.5683 | [5 empty] | 72.9469 | 1990-1999 | 72.9469
0.43545 | 0.23517 | 23.1907 | 545384.509 | 2005 | 30 | 57528.5481 | 2005 | 2397.0813 | 2983.0928 | 8696.3953 | 36333.5576 | 130674.5468 | 164734.9385 | 5759.0861 | 21257.1294 | 32361.8049 | 35637.5684 | 47020.7598 | 57528.5481 | 0 | 0 | 0 | 0 | 0 | 0 | 0 | 0 | 0 | 0 | 0 | 0 | 0 | 0 | 0 | 0 | 0 | 0 | 0 | 0 | 0 | 0 | 0 | 0 | 0 | 0 | 0 | 0 | 0 | 0 | 0 | 0 | 0 | 0 | 0 | 0 | 0 | 0 | 0 | 0 | 0 | 0 | 0 | 0 | 0 | 0 | 0 | 0 | 0 | 0 | 0 | 0 | 0 | 0 | 0 | 545384.509 |  |  | 1 |  |  |  | Building will not be demolished after reinforcing | [43 empty] | 2000 | 32.5683 |  | 34.4982 |  | 34.4982 |  | 72.9469 | 2000 | 72.9469 |  | 76.5721 |  | 76.5721
0.4504 | 0.24265 | 24.837 | 602667.5106 | 2006 | 30 | 62839.9448 | 2006 | 1985.1657 | 2612.8439 | 8009.2201 | 34844.228 | 128670.8479 | 164147.5481 | 5751.9014 | 21257.1294 | 32361.8049 | 35637.5684 | 47020.7598 | 57528.5481 | 62839.9448 | 0 | 0 | 0 | 0 | 0 | 0 | 0 | 0 | 0 | 0 | 0 | 0 | 0 | 0 | 0 | 0 | 0 | 0 | 0 | 0 | 0 | 0 | 0 | 0 | 0 | 0 | 0 | 0 | 0 | 0 | 0 | 0 | 0 | 0 | 0 | 0 | 0 | 0 | 0 | 0 | 0 | 0 | 0 | 0 | 0 | 0 | 0 | 0 | 0 | 0 | 0 | 0 | 0 | 0 | 602667.5106 |  |  | 1 | [47 empty] | 2001 | 32.5683 |  | 34.2305 |  | 34.2305 |  | 72.9469 | 2001 | 72.9469 |  | 76.2484 |  | 76.2484
0.46127 | 0.25009 | 26.4125 | 660537.1267 | 2007 | 30 | 63716.5514 | 2007 | 1634.4977 | 2276.2414 | 7342.0654 | 33300.0928 | 126452.3323 | 163453.0159 | 5743.0936 | 21230.6103 | 32361.8049 | 35637.5684 | 47020.7598 | 57528.5481 | 62839.9448 | 63716.5514 | 0 | 0 | 0 | 0 | 0 | 0 | 0 | 0 | 0 | 0 | 0 | 0 | 0 | 0 | 0 | 0 | 0 | 0 | 0 | 0 | 0 | 0 | 0 | 0 | 0 | 0 | 0 | 0 | 0 | 0 | 0 | 0 | 0 | 0 | 0 | 0 | 0 | 0 | 0 | 0 | 0 | 0 | 0 | 0 | 0 | 0 | 0 | 0 | 0 | 0 | 0 | 0 | 0 | 660537.1267 |  |  | 1 |  |  |  | 10 | [43 empty] | 2002 | 32.5683 |  | 33.9532 |  | 33.9532 |  | 72.9469 | 2002 | 72.9469 |  | 75.8754 |  | 75.8754
0.475 | 0.25857 | 27.5448 | 712237.559 | 2008 | 30 | 57874.6873 | 2008 | 1337.9253 | 1972.2318 | 6698.5899 | 31709.6197 | 124012.0562 | 162637.1771 | 5732.3667 | 21198.1001 | 32321.4322 | 35637.5684 | 47020.7598 | 57528.5481 | 62839.9448 | 63716.5514 | 57874.6873 | 0 | 0 | 0 | 0 | 0 | 0 | 0 | 0 | 0 | 0 | 0 | 0 | 0 | 0 | 0 | 0 | 0 | 0 | 0 | 0 | 0 | 0 | 0 | 0 | 0 | 0 | 0 | 0 | 0 | 0 | 0 | 0 | 0 | 0 | 0 | 0 | 0 | 0 | 0 | 0 | 0 | 0 | 0 | 0 | 0 | 0 | 0 | 0 | 0 | 0 | 0 | 0 | 712237.559 |  |  | 1 | [47 empty] | 2003 | 32.5683 |  | 33.7076 |  | 33.7076 |  | 72.9469 | 2003 | 72.9469 |  | 75.5329 |  | 75.5329
0.48574 | 0.26557 | 28.3203 | 752102.0866 | 2009 | 30 | 46395.7323 | 2009 | 1088.7462 | 1699.4573 | 6082.0177 | 30082.1469 | 121345.4315 | 161685.1205 | 5719.3881 | 21158.5065 | 32271.9389 | 35593.1091 | 47020.7598 | 57528.5481 | 62839.9448 | 63716.5514 | 57874.6873 | 46395.7323 | 0 | 0 | 0 | 0 | 0 | 0 | 0 | 0 | 0 | 0 | 0 | 0 | 0 | 0 | 0 | 0 | 0 | 0 | 0 | 0 | 0 | 0 | 0 | 0 | 0 | 0 | 0 | 0 | 0 | 0 | 0 | 0 | 0 | 0 | 0 | 0 | 0 | 0 | 0 | 0 | 0 | 0 | 0 | 0 | 0 | 0 | 0 | 0 | 0 | 0 | 0 | 752102.0866 |  |  | 1 | [47 empty] | 2004 | 32.5683 |  | 33.4775 |  | 33.4775 |  | 72.9469 | 2004 | 72.9469 |  | 75.1844 |  | 75.1844
0.49603 | 0.27841 | 28.1433 | 783539.7141 | 2010 | 30 | 38365.6856 | 2010 | 880.7579 | 1456.3116 | 5495.0931 | 28427.7199 | 118450.5469 | 160581.3783 | 5703.788 | 21110.6017 | 32211.6616 | 35538.6058 | 46962.0996 | 57528.5481 | 62839.9448 | 63716.5514 | 57874.6873 | 46395.7323 | 38365.6856 | 0 | 0 | 0 | 0 | 0 | 0 | 0 | 0 | 0 | 0 | 0 | 0 | 0 | 0 | 0 | 0 | 0 | 0 | 0 | 0 | 0 | 0 | 0 | 0 | 0 | 0 | 0 | 0 | 0 | 0 | 0 | 0 | 0 | 0 | 0 | 0 | 0 | 0 | 0 | 0 | 0 | 0 | 0 | 0 | 0 | 0 | 0 | 0 | 0 | 0 | 783539.7141 |  |  | 1 | [47 empty] | 2005 | 32.5683 |  | 33.2749 |  | 33.2749 |  | 72.9469 | 2005 | 72.9469 |  | 74.856 |  | 74.856
0.50936 | 0.28739 | 28.7196 | 825387.759 | 2011 | 30 | 49257.5086 | 2011 | 708.2882 | 1240.9958 | 4940.0495 | 26756.9066 | 115328.4449 | 159310.1633 | 5685.1598 | 21053.0209 | 32138.7315 | 35472.2271 | 46890.1871 | 57413.4743 | 62839.9448 | 63716.5514 | 57874.6873 | 46395.7323 | 38365.6856 | 49257.5086 | 0 | 0 | 0 | 0 | 0 | 0 | 0 | 0 | 0 | 0 | 0 | 0 | 0 | 0 | 0 | 0 | 0 | 0 | 0 | 0 | 0 | 0 | 0 | 0 | 0 | 0 | 0 | 0 | 0 | 0 | 0 | 0 | 0 | 0 | 0 | 0 | 0 | 0 | 0 | 0 | 0 | 0 | 0 | 0 | 0 | 0 | 0 | 0 | 0 | 825387.759 |  |  | 1 | [47 empty] | 2006 | 32.5683 |  | 33.1077 |  | 33.1077 |  | 72.9469 | 2006 | 72.9469 |  | 74.5731 |  | 74.5731
0.52309 | 0.29555 | 29.1269 | 860837.9609 | 2012 | 30 | 43397.4526 | 2012 | 566.2082 | 1051.5732 | 4418.5926 | 25080.5951 | 111983.343 | 157855.6532 | 5663.0611 | 20984.2628 | 32051.0706 | 35391.9148 | 46802.606 | 57267.2159 | 62714.2466 | 63716.5514 | 57874.6873 | 46395.7323 | 38365.6856 | 49257.5086 | 43397.4526 | 0 | 0 | 0 | 0 | 0 | 0 | 0 | 0 | 0 | 0 | 0 | 0 | 0 | 0 | 0 | 0 | 0 | 0 | 0 | 0 | 0 | 0 | 0 | 0 | 0 | 0 | 0 | 0 | 0 | 0 | 0 | 0 | 0 | 0 | 0 | 0 | 0 | 0 | 0 | 0 | 0 | 0 | 0 | 0 | 0 | 0 | 0 | 0 | 860837.9609 |  |  | 1 | [47 empty] | 2007 | 32.5683 |  | 32.9737 |  | 32.9737 |  | 72.9469 | 2007 | 72.9469 |  | 74.34 |  | 74.34
0.53385 | 0.30383 | 29.4911 | 896014.6016 | 2013 | 30 | 43715.9191 | 2013 | 449.9297 | 886.0214 | 3931.8984 | 23409.7818 | 108422.7849 | 156202.3176 | 5637.0174 | 20902.6955 | 31946.3934 | 35295.3805 | 46696.6407 | 57083.1704 | 62554.4848 | 63589.0997 | 57874.6873 | 46395.7323 | 38365.6856 | 49257.5086 | 43397.4526 | 43715.9191 | 0 | 0 | 0 | 0 | 0 | 0 | 0 | 0 | 0 | 0 | 0 | 0 | 0 | 0 | 0 | 0 | 0 | 0 | 0 | 0 | 0 | 0 | 0 | 0 | 0 | 0 | 0 | 0 | 0 | 0 | 0 | 0 | 0 | 0 | 0 | 0 | 0 | 0 | 0 | 0 | 0 | 0 | 0 | 0 | 0 | 0 | 0 | 896014.6016 |  |  | 1 | [47 empty] | 2008 | 32.5683 |  | 32.868 |  | 32.868 |  | 72.9469 | 2008 | 72.9469 |  | 74.1567 |  | 74.1567
0.54475 | 0.31209 | 29.8546 | 931725.8875 | 2014 | 30 | 44888.8995 | 2014 | 355.3903 | 742.2798 | 3480.6244 | 21755.3548 | 104657.7132 | 154335.2861 | 5606.5251 | 20806.5664 | 31822.2155 | 35180.1076 | 46569.2719 | 56853.8775 | 62353.447 | 63427.1092 | 57758.9211 | 46395.7323 | 38365.6856 | 49257.5086 | 43397.4526 | 43715.9191 | 44888.8995 | 0 | 0 | 0 | 0 | 0 | 0 | 0 | 0 | 0 | 0 | 0 | 0 | 0 | 0 | 0 | 0 | 0 | 0 | 0 | 0 | 0 | 0 | 0 | 0 | 0 | 0 | 0 | 0 | 0 | 0 | 0 | 0 | 0 | 0 | 0 | 0 | 0 | 0 | 0 | 0 | 0 | 0 | 0 | 0 | 0 | 0 | 931725.8875 |  |  | 1 | [47 empty] | 2009 | 32.5683 |  | 32.7843 |  | 32.7843 |  | 72.9469 | 2009 | 72.9469 |  | 74.0166 |  | 74.0166
0.55802 | 0.32213 | 30.3012 | 976092.955 | 2015 | 30 | 54220.6541 | 2015 | 279.0291 | 618.2923 | 3064.9331 | 20127.882 | 100702.4546 | 152240.7454 | 5571.0585 | 20694.0178 | 31675.8688 | 35043.3601 | 46417.1791 | 56571.0534 | 62102.9844 | 63223.267 | 57611.7827 | 46302.9273 | 38365.6856 | 49257.5086 | 43397.4526 | 43715.9191 | 44888.8995 | 54220.6541 | 0 | 0 | 0 | 0 | 0 | 0 | 0 | 0 | 0 | 0 | 0 | 0 | 0 | 0 | 0 | 0 | 0 | 0 | 0 | 0 | 0 | 0 | 0 | 0 | 0 | 0 | 0 | 0 | 0 | 0 | 0 | 0 | 0 | 0 | 0 | 0 | 0 | 0 | 0 | 0 | 0 | 0 | 0 | 0 | 0 | 976092.955 |  |  | 1 | [47 empty] | 2010 | 21.9171 |  | 32.1932 |  | 32.1932 |  | 62.1101 | 2010 | 62.1101 |  | 73.3721 |  | 73.3721
0.55793 | 0.33196 | 30.7459 | 1020633.8385 | 2016 | 30 | 55114.4612 | 2016 | 217.7548 | 512.0447 | 2684.5265 | 18537.409 | 96574.6137 | 149906.361 | 5530.0759 | 20563.1081 | 31504.5251 | 34882.1997 | 46236.7522 | 56225.6687 | 61794.0482 | 62969.3104 | 57426.6298 | 46184.9726 | 38288.943 | 49257.5086 | 43397.4526 | 43715.9191 | 44888.8995 | 54220.6541 | 55114.4612 | 0 | 0 | 0 | 0 | 0 | 0 | 0 | 0 | 0 | 0 | 0 | 0 | 0 | 0 | 0 | 0 | 0 | 0 | 0 | 0 | 0 | 0 | 0 | 0 | 0 | 0 | 0 | 0 | 0 | 0 | 0 | 0 | 0 | 0 | 0 | 0 | 0 | 0 | 0 | 0 | 0 | 0 | 0 | 0 | 1020633.8385 |  |  | 1 | [47 empty] | 2011 | 21.9171 |  | 31.5229 |  | 31.5229 |  | 62.1101 | 2011 | 62.1101 |  | 72.6384 |  | 72.6384
0.56786 | 0.34043 | 31.0934 | 1058518.8451 | 2017 | 30 | 49260.8858 | 2017 | 168.9086 | 421.595 | 2338.6894 | 16993.2737 | 92294.8729 | 147321.7072 | 5483.0298 | 20411.8391 | 31305.2285 | 34693.512 | 46024.1147 | 55808.0785 | 61416.7754 | 62656.0646 | 57195.9573 | 46036.5432 | 38191.4036 | 49158.9792 | 43397.4526 | 43715.9191 | 44888.8995 | 54220.6541 | 55114.4612 | 49260.8858 | 0 | 0 | 0 | 0 | 0 | 0 | 0 | 0 | 0 | 0 | 0 | 0 | 0 | 0 | 0 | 0 | 0 | 0 | 0 | 0 | 0 | 0 | 0 | 0 | 0 | 0 | 0 | 0 | 0 | 0 | 0 | 0 | 0 | 0 | 0 | 0 | 0 | 0 | 0 | 0 | 0 | 0 | 0 | 1058518.8451 |  |  | 1 | reinforcement rate |  | Reinforcement buildings | [44 empty] | 2012 | 21.9171 |  | 30.9818 |  | 30.9818 |  | 62.1101 | 2012 | 62.1101 |  | 72.0441 |  | 72.0441
0.57734 | 0.34727 | 31.3697 | 1089376.1034 | 2018 | 30 | 43094.1002 | 2018 | 130.2247 | 345.0984 | 2026.3394 | 15503.9441 | 87886.7018 | 144478.694 | 5429.3768 | 20238.1893 | 31074.9369 | 34474.042 | 45775.1572 | 55308.2072 | 60960.6307 | 62273.529 | 56911.4315 | 45851.6227 | 38068.664 | 49033.7488 | 43310.6451 | 43715.9191 | 44888.8995 | 54220.6541 | 55114.4612 | 49260.8858 | 43094.1002 | 0 | 0 | 0 | 0 | 0 | 0 | 0 | 0 | 0 | 0 | 0 | 0 | 0 | 0 | 0 | 0 | 0 | 0 | 0 | 0 | 0 | 0 | 0 | 0 | 0 | 0 | 0 | 0 | 0 | 0 | 0 | 0 | 0 | 0 | 0 | 0 | 0 | 0 | 0 | 0 | 0 | 0 | 1089376.1034 |  |  | 1 | 0 |  | 0 | 0 | 0 | 0 | 0 | 0 | 0 | 0 | 0 | 0 | 0 | 0 | 0 | 0 | 0 | 0 | 0 | 0 | 0 | 0 | 0 | 0 | 0 | 0 | 0 | 0 | 0 | 0 | 0 | 0 | 0 | 0 | 0 | 0 | 0 | 0 | 0 | 0 | 0 | 0 | 0 | 0 | 0 | 0 |  | 2013 | 21.9171 |  | 30.4831 |  | 30.4831 |  | 62.1101 | 2013 | 62.1101 |  | 71.4946 |  | 71.4946
58.66% | 0.35375 | 32.2426 | 1140579.1128 | 2019 | 30 | 64373.6145 | 2019 | 99.7895 | 280.8263 | 1746.0814 | 14076.8825 | 83375.9818 | 141371.9764 | 5368.5896 | 20040.1527 | 30810.5728 | 34220.4396 | 45485.5851 | 54715.7912 | 60414.6081 | 61811.0211 | 56563.9687 | 45623.5302 | 37915.749 | 48876.164 | 43200.3131 | 43628.4745 | 44888.8995 | 54220.6541 | 55114.4612 | 49260.8858 | 43094.1002 | 64373.6145 | 0 | 0 | 0 | 0 | 0 | 0 | 0 | 0 | 0 | 0 | 0 | 0 | 0 | 0 | 0 | 0 | 0 | 0 | 0 | 0 | 0 | 0 | 0 | 0 | 0 | 0 | 0 | 0 | 0 | 0 | 0 | 0 | 0 | 0 | 0 | 0 | 0 | 0 | 0 | 0 | 0 | 1140579.1128 |  |  | 1 | 0 |  | 0 | 0 | 0 | 0 | 0 | 0 | 0 | 0 | 0 | 0 | 0 | 0 | 0 | 0 | 0 | 0 | 0 | 0 | 0 | 0 | 0 | 0 | 0 | 0 | 0 | 0 | 0 | 0 | 0 | 0 | 0 | 0 | 0 | 0 | 0 | 0 | 0 | 0 | 0 | 0 | 0 | 0 | 0 | 0 |  | 2014 | 21.9171 |  | 30.0142 |  | 30.0142 |  | 62.1101 | 2014 | 62.1101 |  | 70.9762 |  | 70.9762
59.56% | 0.36024 | 32.9634 | 1187467.5276 | 2020 | 35 | 61071.4199 | 2020 | 76.001 | 227.1787 | 1496.2651 | 12718.4404 | 78790.5552 | 137999.3272 | 5300.1708 | 19815.7837 | 30509.0823 | 33929.3157 | 45150.9782 | 54020.6772 | 59767.4965 | 61257.3816 | 56143.866 | 45344.9837 | 37727.1341 | 48679.8372 | 43061.4758 | 43517.3328 | 44799.1086 | 54220.6541 | 55114.4612 | 49260.8858 | 43094.1002 | 64373.6145 | 61071.4199 | 0 | 0 | 0 | 0 | 0 | 0 | 0 | 0 | 0 | 0 | 0 | 0 | 0 | 0 | 0 | 0 | 0 | 0 | 0 | 0 | 0 | 0 | 0 | 0 | 0 | 0 | 0 | 0 | 0 | 0 | 0 | 0 | 0 | 0 | 0 | 0 | 0 | 0 | 0 | 0 | 1187467.5276 |  |  | 1 | 0 |  | 0 | 0 | 0 | 0 | 0 | 0 | 0 | 0 | 0 | 0 | 0 | 0 | 0 | 0 | 0 | 0 | 0 | 0 | 0 | 0 | 0 | 0 | 0 | 0 | 0 | 0 | 0 | 0 | 0 | 0 | 0 | 0 | 0 | 0 | 0 | 0 | 0 | 0 | 0 | 0 | 0 | 0 | 0 | 0 |  | 2015 | 21.9171 |  | 29.5084 |  | 29.5084 |  | 62.1101 | 2015 | 62.1101 |  | 70.4163 |  | 70.4163
0.60435 | 0.3683 | 33.6228 | 1238320.8369 | 2021 | 35 | 65994.6519 | 2021 | 57.5294 | 182.6927 | 1275.0421 | 11433.7871 | 74159.7121 | 134361.9614 | 5223.6665 | 19563.2457 | 30167.5035 | 33597.3074 | 44766.8648 | 53213.1708 | 59008.2052 | 60601.2429 | 55640.987 | 45008.2048 | 37496.7977 | 48437.6755 | 42888.5056 | 43377.4767 | 44684.9848 | 54112.197 | 55114.4612 | 49260.8858 | 43094.1002 | 64373.6145 | 61071.4199 | 65994.6519 | 0 | 0 | 0 | 0 | 0 | 0 | 0 | 0 | 0 | 0 | 0 | 0 | 0 | 0 | 0 | 0 | 0 | 0 | 0 | 0 | 0 | 0 | 0 | 0 | 0 | 0 | 0 | 0 | 0 | 0 | 0 | 0 | 0 | 0 | 0 | 0 | 0 | 0 | 0 | 1238167.8941 |  |  | 1 | 0.01 |  | 152.9429 | 0 | 0 | 0 | 152.9429 | 0 | 0 | 0 | 0 | 0 | 0 | 0 | 0 | 0 | 0 | 0 | 0 | 0 | 0 | 0 | 0 | 0 | 0 | 0 | 0 | 0 | 0 | 0 | 0 | 0 | 0 | 0 | 0 | 0 | 0 | 0 | 0 | 0 | 0 | 0 | 0 | 0 | 0 | 0 |  | 2016 | 21.9171 |  | 29.0423 |  | 29.0423 |  | 62.1101 | 2016 | 62.1101 |  | 69.8991 |  | 69.8991
61.29% | 0.37626 | 34.2789 | 1289793.1501 | 2022 | 35 | 67802.4065 | 2022 | 43.2802 | 146.0452 | 1080.4228 | 10226.8706 | 69513.6304 | 130464.7923 | 5138.6813 | 19280.8636 | 29783.0402 | 33221.1529 | 44328.808 | 52284.4256 | 58126.1447 | 59831.3596 | 55045.0065 | 44605.0676 | 37218.3075 | 48141.9478 | 42675.1533 | 43203.2372 | 44541.3761 | 53974.3485 | 55004.2162 | 49260.8858 | 43094.1002 | 64373.6145 | 61071.4199 | 65994.6519 | 67802.4065 | 0 | 0 | 0 | 0 | 0 | 0 | 0 | 0 | 0 | 0 | 0 | 0 | 0 | 0 | 0 | 0 | 0 | 0 | 0 | 0 | 0 | 0 | 0 | 0 | 0 | 0 | 0 | 0 | 0 | 0 | 0 | 0 | 0 | 0 | 0 | 0 | 0 | 0 | 1289475.2568 |  |  | 1 | 0.01 |  | 164.9504 | 0 | 0 | 0 | 152.9429 | 164.9504 | 0 | 0 | 0 | 0 | 0 | 0 | 0 | 0 | 0 | 0 | 0 | 0 | 0 | 0 | 0 | 0 | 0 | 0 | 0 | 0 | 0 | 0 | 0 | 0 | 0 | 0 | 0 | 0 | 0 | 0 | 0 | 0 | 0 | 0 | 0 | 0 | 0 | 0 |  | 2017 | 21.9171 |  | 28.654 |  | 28.654 |  | 62.1101 | 2017 | 62.1101 |  | 69.4663 |  | 69.4663 | Envolop cost
62.12% | 0.38414 | 34.9315 | 1341850.8355 | 2023 | 35 | 69654.3937 | 2023 | 32.3602 | 116.0528 | 910.3292 | 9100.4127 | 64882.7873 | 126316.6086 | 5044.8936 | 18967.1785 | 29353.1424 | 32797.773 | 43832.5038 | 51226.8587 | 57111.652 | 58936.9946 | 54345.7101 | 44127.2948 | 36884.9442 | 47784.3957 | 42414.6076 | 42988.3192 | 44362.4614 | 53800.8856 | 54864.0953 | 49162.3497 | 43094.1002 | 64373.6145 | 61071.4199 | 65994.6519 | 67802.4065 | 69654.3937 | 0 | 0 | 0 | 0 | 0 | 0 | 0 | 0 | 0 | 0 | 0 | 0 | 0 | 0 | 0 | 0 | 0 | 0 | 0 | 0 | 0 | 0 | 0 | 0 | 0 | 0 | 0 | 0 | 0 | 0 | 0 | 0 | 0 | 0 | 0 | 0 | 0 | 1341355.1977 |  |  | 1 | 0.01 |  | 177.7445 | 0 | 0 | 0 | 152.9429 | 164.9504 | 177.7445 | 0 | 0 | 0 | 0 | 0 | 0 | 0 | 0 | 0 | 0 | 0 | 0 | 0 | 0 | 0 | 0 | 0 | 0 | 0 | 0 | 0 | 0 | 0 | 0 | 0 | 0 | 0 | 0 | 0 | 0 | 0 | 0 | 0 | 0 | 0 | 0 | 0 |  | 2018 | 18.6657 | 33.7789 | 28.2013 | #DIV/0! | 28.2013 |  | 55.4834 | 2018 | 55.4834 | 75.8858 | 68.8411 | #DIV/0! | 68.8411 | Price of building envolope | Envolope investment for new buildings | Envolope investment for retrofitting buildings
62.93% | 0.39192 | 35.5806 | 1394459.5504 | 2024 | 35 | 71546.95 | 2024 | 24.0465 | 91.6678 | 762.644 | 8055.9351 | 60297.3608 | 121930.1589 | 4942.0693 | 18621.0023 | 28875.5889 | 32324.3596 | 43273.8899 | 50034.5746 | 55956.4439 | 57908.3498 | 53533.3451 | 43566.6979 | 36489.863 | 47356.3923 | 42099.5927 | 42725.8616 | 44141.7768 | 53584.7771 | 54687.7729 | 49037.1107 | 43007.8994 | 64373.6145 | 61071.4199 | 65994.6519 | 67802.4065 | 69654.3937 | 71546.95 | 0 | 0 | 0 | 0 | 0 | 0 | 0 | 0 | 0 | 0 | 0 | 0 | 0 | 0 | 0 | 0 | 0 | 0 | 0 | 0 | 0 | 0 | 0 | 0 | 0 | 0 | 0 | 0 | 0 | 0 | 0 | 0 | 0 | 0 | 0 | 0 | 1393772.6172 |  |  | 1 | 0.01 |  | 191.2953 | 0 | 0 | 0 | 152.9429 | 164.9504 | 177.7445 | 191.2953 | 0 | 0 | 0 | 0 | 0 | 0 | 0 | 0 | 0 | 0 | 0 | 0 | 0 | 0 | 0 | 0 | 0 | 0 | 0 | 0 | 0 | 0 | 0 | 0 | 0 | 0 | 0 | 0 | 0 | 0 | 0 | 0 | 0 | 0 | 0 | 0 |  | 2019 | 18.6657 | 33.2842 | 27.6044 | #DIV/0! | 27.6044 |  | 55.4834 | 2019 | 55.4834 | 75.3546 | 68.0119 | #DIV/0! | 68.0119 | CNY/m2 | billion CNY | billion CNY | 计量收费成本
63.71% | 0.3996 | 36.2261 | 1447584.1966 | 2025 | 35 | 73528.7835 | 2025 | 17.7583 | 71.9715 | 635.255 | 7093.814 | 55786.6408 | 117322.1345 | 4830.076 | 18241.4716 | 28348.5711 | 31798.4666 | 42649.2609 | 48703.7759 | 54654.0806 | 56737.0268 | 52599.0118 | 42915.4586 | 36026.2927 | 46849.1495 | 41722.5079 | 42408.535 | 43872.2769 | 53318.2154 | 54468.1019 | 48879.5151 | 42898.3386 | 64244.8485 | 61071.4199 | 65994.6519 | 67802.4065 | 69654.3937 | 71546.95 | 73528.7835 | 0 | 0 | 0 | 0 | 0 | 0 | 0 | 0 | 0 | 0 | 0 | 0 | 0 | 0 | 0 | 0 | 0 | 0 | 0 | 0 | 0 | 0 | 0 | 0 | 0 | 0 | 0 | 0 | 0 | 0 | 0 | 0 | 0 | 0 | 0 | 1446691.1611 |  |  | 1 | 0.01 |  | 206.1024 | 0 | 0 | 0 | 152.9429 | 164.9504 | 177.7445 | 191.2953 | 206.1024 | 0 | 0 | 0 | 0 | 0 | 0 | 0 | 0 | 0 | 0 | 0 | 0 | 0 | 0 | 0 | 0 | 0 | 0 | 0 | 0 | 0 | 0 | 0 | 0 | 0 | 0 | 0 | 0 | 0 | 0 | 0 | 0 | 0 | 0 | 0 |  | 2020 | 18.6657 | 32.8316 | 27.0823 | #DIV/0! | 27.0823 |  | 55.4834 | 2020 | 55.4834 | 74.848 | 67.2859 | #DIV/0! | 67.2859 | 324 | 197.8714 | 0 | 2976641.7636
64.47% | 0.40718 | 36.8679 | 1501188.8717 | 2026 | 35 | 75521.6773 | 2026 | 13.0334 | 56.1667 | 526.0925 | 6213.3596 | 51378.4696 | 112513.0451 | 4708.895 | 17828.0978 | 27770.7745 | 31218.1024 | 41955.3895 | 47233.1383 | 53200.4142 | 55416.4957 | 51535.0817 | 42166.4425 | 35487.7682 | 46253.974 | 41275.6107 | 42028.683 | 43546.4358 | 52992.6903 | 54197.1461 | 48683.1749 | 42760.4718 | 64081.1875 | 60985.4485 | 65994.6519 | 67802.4065 | 69654.3937 | 71546.95 | 73528.7835 | 75521.6773 | 0 | 0 | 0 | 0 | 0 | 0 | 0 | 0 | 0 | 0 | 0 | 0 | 0 | 0 | 0 | 0 | 0 | 0 | 0 | 0 | 0 | 0 | 0 | 0 | 0 | 0 | 0 | 0 | 0 | 0 | 0 | 0 | 0 | 0 | 1500074.4523 |  |  | 1 | 0.01 |  | 221.3839 | 0 | 0 | 0 | 152.9429 | 164.9504 | 177.7445 | 191.2953 | 206.1024 | 221.3839 | 0 | 0 | 0 | 0 | 0 | 0 | 0 | 0 | 0 | 0 | 0 | 0 | 0 | 0 | 0 | 0 | 0 | 0 | 0 | 0 | 0 | 0 | 0 | 0 | 0 | 0 | 0 | 0 | 0 | 0 | 0 | 0 | 0 | 0 |  | 2021 | 18.6657 | 32.4055 | 26.5679 | 32.4055 | 26.5686 |  | 55.4834 | 2021 | 55.4834 | 74.3514 | 66.5696 | 74.3514 | 66.5706 | 324 | 213.8227 | 0 | 3058531.0616
65.2% | 0.41466 | 37.506 | 1555236.8149 | 2027 | 35 | 77555.433 | 2027 | 9.5064 | 43.5675 | 433.1613 | 5412.9167 | 47098.7288 | 107526.9866 | 4578.6312 | 17380.8115 | 27141.455 | 30581.8194 | 41189.648 | 45624.1252 | 51593.9982 | 53942.5509 | 50335.6238 | 41313.5339 | 34868.3897 | 45562.565 | 40751.2419 | 41578.5063 | 43156.3917 | 52599.1116 | 53866.2549 | 48440.9965 | 42588.7107 | 63875.2432 | 60879.0761 | 65901.7499 | 67802.4065 | 69654.3937 | 71546.95 | 73528.7835 | 75521.6773 | 77555.433 | 0 | 0 | 0 | 0 | 0 | 0 | 0 | 0 | 0 | 0 | 0 | 0 | 0 | 0 | 0 | 0 | 0 | 0 | 0 | 0 | 0 | 0 | 0 | 0 | 0 | 0 | 0 | 0 | 0 | 0 | 0 | 0 | 0 | 1553884.9461 |  |  | 1 | 0.01 |  | 237.4494 | 0 | 0 | 0 | 152.9429 | 164.9504 | 177.7445 | 191.2953 | 206.1024 | 221.3839 | 237.4494 | 0 | 0 | 0 | 0 | 0 | 0 | 0 | 0 | 0 | 0 | 0 | 0 | 0 | 0 | 0 | 0 | 0 | 0 | 0 | 0 | 0 | 0 | 0 | 0 | 0 | 0 | 0 | 0 | 0 | 0 | 0 | 0 | 0 |  | 2022 | 18.6657 | 32.0126 | 26.0828 | 32.2016 | 26.0843 |  | 55.4834 | 2022 | 55.4834 | 73.8763 | 65.8932 | 74.1049 | 65.8952 | 324 | 219.6798 | 0 | 3142446.2206
65.91% | 0.42205 | 38.1402 | 1609690.3477 | 2028 | 35 | 79616.6423 | 2028 | 6.8907 | 33.5896 | 354.5661 | 4689.9799 | 42970.8879 | 102391.302 | 4439.521 | 16900.0002 | 26460.5074 | 29888.7983 | 40350.1264 | 43881.2182 | 49836.4308 | 52313.7257 | 48996.8179 | 40351.9784 | 34163.1002 | 44767.3481 | 40142.0883 | 41050.2894 | 42694.1359 | 52127.9829 | 53466.1881 | 48145.2485 | 42376.8498 | 63618.6678 | 60748.4245 | 65786.8024 | 67706.9597 | 69654.3937 | 71546.95 | 73528.7835 | 75521.6773 | 77555.433 | 79616.6423 | 0 | 0 | 0 | 0 | 0 | 0 | 0 | 0 | 0 | 0 | 0 | 0 | 0 | 0 | 0 | 0 | 0 | 0 | 0 | 0 | 0 | 0 | 0 | 0 | 0 | 0 | 0 | 0 | 0 | 0 | 0 | 0 | 1608084.3061 |  |  | 1 | 0.01 |  | 254.1728 | 0 | 0 | 0 | 152.9429 | 164.9504 | 177.7445 | 191.2953 | 206.1024 | 221.3839 | 237.4494 | 254.1728 | 0 | 0 | 0 | 0 | 0 | 0 | 0 | 0 | 0 | 0 | 0 | 0 | 0 | 0 | 0 | 0 | 0 | 0 | 0 | 0 | 0 | 0 | 0 | 0 | 0 | 0 | 0 | 0 | 0 | 0 | 0 | 0 |  | 2023 | 18.6657 | 31.6554 | 25.6238 | 32.0057 | 25.6261 |  | 55.4834 | 2023 | 55.4834 | 73.4296 | 65.2528 | 73.8627 | 65.2559 | 324 | 225.6802 | 0 | 3228221.0409
66.59% | 0.42932 | 38.7704 | 1664510.8084 | 2029 | 35 | 81692.9671 | 2029 | 4.9637 | 25.7393 | 288.5307 | 4041.3205 | 39015.6294 | 97136.1441 | 4291.9364 | 16386.536 | 25728.5214 | 29138.923 | 39435.7436 | 42012.0452 | 47932.6077 | 50531.6406 | 47517.3318 | 39278.7133 | 33367.9681 | 43861.8306 | 39441.4766 | 40436.6657 | 42151.746 | 51569.6308 | 52987.2931 | 47787.6719 | 42118.1253 | 63302.1917 | 60589.1259 | 65645.6184 | 67588.8635 | 69556.3399 | 71546.95 | 73528.7835 | 75521.6773 | 77555.433 | 79616.6423 | 81692.9671 | 0 | 0 | 0 | 0 | 0 | 0 | 0 | 0 | 0 | 0 | 0 | 0 | 0 | 0 | 0 | 0 | 0 | 0 | 0 | 0 | 0 | 0 | 0 | 0 | 0 | 0 | 0 | 0 | 0 | 0 | 0 | 1662633.3273 |  |  | 1 | 0.01 |  | 271.4395 | 0 | 0 | 0 | 152.9429 | 164.9504 | 177.7445 | 191.2953 | 206.1024 | 221.3839 | 237.4494 | 254.1728 | 271.4395 | 0 | 0 | 0 | 0 | 0 | 0 | 0 | 0 | 0 | 0 | 0 | 0 | 0 | 0 | 0 | 0 | 0 | 0 | 0 | 0 | 0 | 0 | 0 | 0 | 0 | 0 | 0 | 0 | 0 | 0 | 0 |  | 2024 | 18.6657 | 31.3144 | 25.1885 | 31.8132 | 25.1917 |  | 55.4834 | 2024 | 55.4834 | 72.979 | 64.6452 | 73.6166 | 64.6496 | 324 | 231.8121 | 0 | 3318069.8673
67.25% | 0.4365 | 39.3966 | 1719658.4782 | 2030 | 35 | 83769.75 | 2030 | 3.5533 | 19.6034 | 233.4113 | 3463.1184 | 35250.5577 | 91793.9503 | 4136.3866 | 15841.7924 | 24946.8247 | 28332.8431 | 38446.3465 | 40027.3882 | 45890.8609 | 48601.2594 | 45898.6375 | 38092.6708 | 32480.4608 | 42840.9645 | 38643.6864 | 39730.9126 | 41521.6576 | 50914.4859 | 52419.7368 | 47359.6392 | 41805.3124 | 62915.7113 | 60396.32 | 65473.4781 | 67443.8121 | 69435.0179 | 71446.232 | 73528.7835 | 75521.6773 | 77555.433 | 79616.6423 | 81692.9671 | 83769.75 | 0 | 0 | 0 | 0 | 0 | 0 | 0 | 0 | 0 | 0 | 0 | 0 | 0 | 0 | 0 | 0 | 0 | 0 | 0 | 0 | 0 | 0 | 0 | 0 | 0 | 0 | 0 | 0 | 0 | 0 | 1717491.8852 |  |  | 1 | 0.01 |  | 289.1119 | 0 | 0 | 0 | 152.9429 | 164.9504 | 177.7445 | 191.2953 | 206.1024 | 221.3839 | 237.4494 | 254.1728 | 271.4395 | 289.1119 | 0 | 0 | 0 | 0 | 0 | 0 | 0 | 0 | 0 | 0 | 0 | 0 | 0 | 0 | 0 | 0 | 0 | 0 | 0 | 0 | 0 | 0 | 0 | 0 | 0 | 0 | 0 | 0 | 0 | 0 |  | 2025 | 18.6657 | 30.9668 | 24.7746 | 31.6179 | 24.7789 |  | 55.4834 | 2025 | 55.4834 | 72.507 | 64.0676 | 73.3605 | 64.0733 | 324 | 238.2333 | 0 | 3408437.7503
67.88% | 0.44357 | 40.0187 | 1775092.5005 | 2031 | 35 | 85830.364 | 2031 | 2.5278 | 14.8389 | 187.7048 | 2951.096 | 31689.9996 | 86398.8445 | 3973.5154 | 15267.6489 | 24117.5083 | 27472.0206 | 37382.7921 | 37941.0625 | 43722.9679 | 46531.0306 | 44145.2438 | 36795.0308 | 31499.6953 | 41701.4984 | 37744.2705 | 38927.268 | 40796.9678 | 50153.4111 | 51753.792 | 46852.3617 | 41430.8634 | 62448.4339 | 60164.666 | 65265.1293 | 67266.9564 | 69286.0045 | 71321.6137 | 73425.2756 | 75521.6773 | 77555.433 | 79616.6423 | 81692.9671 | 83769.75 | 85830.364 | 0 | 0 | 0 | 0 | 0 | 0 | 0 | 0 | 0 | 0 | 0 | 0 | 0 | 0 | 0 | 0 | 0 | 0 | 0 | 0 | 0 | 0 | 0 | 0 | 0 | 0 | 0 | 0 | 0 | 1772618.8737 |  |  | 1 | 0.01 |  | 307.0338 | 0 | 0 | 0 | 152.9429 | 164.9504 | 177.7445 | 191.2953 | 206.1024 | 221.3839 | 237.4494 | 254.1728 | 271.4395 | 289.1119 | 307.0338 | 0 | 0 | 0 | 0 | 0 | 0 | 0 | 0 | 0 | 0 | 0 | 0 | 0 | 0 | 0 | 0 | 0 | 0 | 0 | 0 | 0 | 0 | 0 | 0 | 0 | 0 | 0 | 0 | 0 |  | 2026 | 18.6657 | 30.6553 | 24.3803 | 31.4266 | 24.3855 |  | 55.4834 | 2026 | 55.4834 | 72.0764 | 63.5172 | 73.1054 | 63.5243 | 324 | 244.6902 | 0 | 3500679.7079
68.49% | 0.45052 | 40.6364 | 1830770.7893 | 2032 | 35 | 87856.6789 | 2032 | 1.787 | 11.1635 | 150.0519 | 2500.6479 | 28344.8976 | 80985.9852 | 3804.095 | 14666.4816 | 23243.4335 | 26558.7583 | 36247.0096 | 35769.6646 | 41444.0196 | 44332.8959 | 42264.8243 | 35389.4079 | 30426.6473 | 40442.2985 | 36740.3641 | 38021.2518 | 39971.7599 | 49278.0688 | 50980.1712 | 46257.1453 | 40987.0901 | 61889.0851 | 59888.3725 | 65014.8006 | 67052.9004 | 69104.3181 | 71168.5515 | 73297.2054 | 75415.3639 | 77555.433 | 79616.6423 | 81692.9671 | 83769.75 | 85830.364 | 87856.6789 | 0 | 0 | 0 | 0 | 0 | 0 | 0 | 0 | 0 | 0 | 0 | 0 | 0 | 0 | 0 | 0 | 0 | 0 | 0 | 0 | 0 | 0 | 0 | 0 | 0 | 0 | 0 | 0 | 1827972.3533 |  |  | 1 | 0.01 |  | 325.032 | 0 | 0 | 0 | 152.7201 | 164.9504 | 177.7445 | 191.2953 | 206.1024 | 221.3839 | 237.4494 | 254.1728 | 271.4395 | 289.1119 | 307.0338 | 325.032 | 0 | 0 | 0 | 0 | 0 | 0 | 0 | 0 | 0 | 0 | 0 | 0 | 0 | 0 | 0 | 0 | 0 | 0 | 0 | 0 | 0 | 0 | 0 | 0 | 0 | 0 | 0 | 0 |  | 2027 | 18.6657 | 30.3518 | 24.0038 | 31.2379 | 24.0101 |  | 55.4834 | 2027 | 55.4834 | 71.6515 | 62.9919 | 72.8501 | 63.0005 | 324 | 251.2796 | 0 | 3594186.6794
69.07% | 0.45737 | 41.2498 | 1886649.9267 | 2033 | 35 | 89829.0947 | 2033 | 1.2554 | 8.3469 | 119.2367 | 2106.9647 | 25222.7956 | 75590.8794 | 3629.0163 | 14041.1409 | 22328.2178 | 25596.2068 | 35042.0371 | 33532.1938 | 39072.1446 | 42022.1566 | 40268.2259 | 33881.9537 | 29264.3057 | 39064.6177 | 35630.9685 | 37009.9784 | 39041.4336 | 48281.3121 | 50090.3992 | 45565.6889 | 40466.3867 | 61226.1801 | 59561.2482 | 64716.2339 | 66795.7147 | 68884.4153 | 70981.9285 | 73139.9034 | 75283.8225 | 77446.2567 | 79616.6423 | 81692.9671 | 83769.75 | 85830.364 | 87856.6789 | 89829.0947 | 0 | 0 | 0 | 0 | 0 | 0 | 0 | 0 | 0 | 0 | 0 | 0 | 0 | 0 | 0 | 0 | 0 | 0 | 0 | 0 | 0 | 0 | 0 | 0 | 0 | 0 | 0 | 1883509.0634 |  |  | 1 | 0.01 |  | 342.9238 | 0 | 0 | 0 | 152.4638 | 164.7102 | 177.7445 | 191.2953 | 206.1024 | 221.3839 | 237.4494 | 254.1728 | 271.4395 | 289.1119 | 307.0338 | 325.032 | 342.9238 | 0 | 0 | 0 | 0 | 0 | 0 | 0 | 0 | 0 | 0 | 0 | 0 | 0 | 0 | 0 | 0 | 0 | 0 | 0 | 0 | 0 | 0 | 0 | 0 | 0 | 0 | 0 |  | 2028 | 18.6657 | 30.0549 | 23.6439 | 31.0506 | 23.6513 |  | 55.4834 | 2028 | 55.4834 | 71.233 | 62.4899 | 72.5941 | 62.5 | 324 | 257.9579 | 0 | 3688398.2932
69.64% | 0.46411 | 41.8586 | 1942685.0476 | 2034 | 35 | 91727.6846 | 2034 | 0.87645 | 6.2024 | 94.1826 | 1765.1461 | 22327.911 | 70248.6855 | 3449.2751 | 13394.915 | 21376.2007 | 24588.3501 | 33772.0318 | 31249.561 | 36628.0964 | 39617.1944 | 38169.3472 | 32281.3637 | 28017.7576 | 37572.2933 | 34417.1872 | 35892.4416 | 38003.0259 | 47157.5844 | 49077.2114 | 44770.4175 | 39861.4911 | 60448.3576 | 59176.7752 | 64362.7388 | 66488.9695 | 68620.2046 | 70756.0508 | 72948.1111 | 75122.2571 | 77311.173 | 79504.5644 | 81692.9671 | 83769.75 | 85830.364 | 87856.6789 | 89829.0947 | 91727.6846 | 0 | 0 | 0 | 0 | 0 | 0 | 0 | 0 | 0 | 0 | 0 | 0 | 0 | 0 | 0 | 0 | 0 | 0 | 0 | 0 | 0 | 0 | 0 | 0 | 0 | 0 | 1939184.4907 |  |  | 1 | 0.01 |  | 360.5226 | 0 | 0 | 0 | 152.17 | 164.4338 | 177.4857 | 191.2953 | 206.1024 | 221.3839 | 237.4494 | 254.1728 | 271.4395 | 289.1119 | 307.0338 | 325.032 | 342.9238 | 360.5226 | 0 | 0 | 0 | 0 | 0 | 0 | 0 | 0 | 0 | 0 | 0 | 0 | 0 | 0 | 0 | 0 | 0 | 0 | 0 | 0 | 0 | 0 | 0 | 0 | 0 | 0 |  | 2029 | 18.6657 | 29.7615 | 23.2994 | 30.8643 | 23.3079 |  | 55.4834 | 2029 | 55.4834 | 70.8187 | 62.0097 | 72.3374 | 62.0213 | 324 | 264.6852 | 0 | 3782648.7882
70.18% | 0.47072 | 42.4628 | 1998829.7078 | 2035 | 35 | 93532.707 | 2035 | 0.60803 | 4.5805 | 73.946 | 1470.3032 | 19661.2864 | 64993.5276 | 3265.9558 | 12731.4797 | 20392.3877 | 23539.9668 | 32442.2501 | 28944.0067 | 34134.7167 | 37139.0521 | 35984.8844 | 30598.7799 | 26694.1934 | 35971.8565 | 33102.4013 | 34669.7532 | 36855.5034 | 45903.3066 | 47934.9594 | 43864.8379 | 39165.7768 | 59544.7696 | 58728.2051 | 63947.2717 | 66125.7913 | 68305.0808 | 70484.6613 | 72715.9766 | 74925.2665 | 77145.2567 | 79365.8905 | 81577.9663 | 83769.75 | 85830.364 | 87856.6789 | 89829.0947 | 91727.6846 | 93532.707 | 0 | 0 | 0 | 0 | 0 | 0 | 0 | 0 | 0 | 0 | 0 | 0 | 0 | 0 | 0 | 0 | 0 | 0 | 0 | 0 | 0 | 0 | 0 | 0 | 0 | 1994952.7355 |  |  | 1 | 0.01 |  | 377.6446 | 0 | 0 | 0 | 151.8343 | 164.1169 | 177.1878 | 191.0167 | 206.1024 | 221.3839 | 237.4494 | 254.1728 | 271.4395 | 289.1119 | 307.0338 | 325.032 | 342.9238 | 360.5226 | 377.6446 | 0 | 0 | 0 | 0 | 0 | 0 | 0 | 0 | 0 | 0 | 0 | 0 | 0 | 0 | 0 | 0 | 0 | 0 | 0 | 0 | 0 | 0 | 0 | 0 | 0 |  | 2030 | 18.6657 | 29.4688 | 22.9696 | 30.678 | 22.9793 |  | 55.4834 | 2030 | 55.4834 | 70.4063 | 61.55 | 72.0798 | 61.5633 | 324 | 271.414 | 0 | 3876182.8997
70.7% | 0.47723 | 43.0621 | 2055035.7359 | 2036 | 35 | 95225.3306 | 2036 | 0.41916 | 3.3618 | 57.7076 | 1217.6456 | 17221.0103 | 59857.843 | 3080.2116 | 12054.8372 | 19382.3753 | 22456.5693 | 31058.9969 | 26638.4523 | 31616.2991 | 34610.8902 | 33733.9511 | 28847.5868 | 25302.8266 | 34272.5391 | 31692.3649 | 33345.3189 | 35600.008 | 44517.2308 | 46660.0054 | 42843.9018 | 38373.5633 | 58505.5171 | 58208.6806 | 63462.5404 | 65698.9435 | 67931.9826 | 70160.9754 | 72437.0697 | 74686.8403 | 76942.9612 | 79195.5646 | 81435.6759 | 83651.8257 | 85830.364 | 87856.6789 | 89829.0947 | 91727.6846 | 93532.707 | 95225.3306 | 0 | 0 | 0 | 0 | 0 | 0 | 0 | 0 | 0 | 0 | 0 | 0 | 0 | 0 | 0 | 0 | 0 | 0 | 0 | 0 | 0 | 0 | 0 | 0 | 2050766.3528 |  |  | 1 | 0.01 |  | 394.1171 | 0 | 0 | 0 | 151.4522 | 163.7548 | 176.8463 | 190.6962 | 205.8023 | 221.3839 | 237.4494 | 254.1728 | 271.4395 | 289.1119 | 307.0338 | 325.032 | 342.9238 | 360.5226 | 377.6446 | 394.1171 | 0 | 0 | 0 | 0 | 0 | 0 | 0 | 0 | 0 | 0 | 0 | 0 | 0 | 0 | 0 | 0 | 0 | 0 | 0 | 0 | 0 | 0 | 0 | 0 |  | 2031 | 18.6657 | 29.1743 | 22.6537 | 30.4914 | 22.6646 |  | 55.4834 | 2031 | 55.4834 | 69.9939 | 61.11 | 71.8209 | 61.1249 | 324 | 278.0904 | 0 | 3968176.9899
71.19% | 0.48361 | 43.6565 | 2111253.0613 | 2037 | 35 | 96788.3575 | 2037 | 0.28715 | 2.452 | 44.7628 | 1002.5555 | 15002.4946 | 54871.7845 | 2893.2429 | 11369.2442 | 18352.2564 | 21344.3202 | 29629.5454 | 24355.8195 | 29097.8814 | 32057.341 | 31437.5842 | 27043.1071 | 23854.7252 | 32486.1703 | 30195.2116 | 31924.9352 | 34240.0366 | 43000.736 | 45251.0806 | 41704.3576 | 37480.4343 | 57322.1151 | 57611.3802 | 62901.1348 | 65200.9343 | 67493.4758 | 69777.7399 | 72104.4178 | 74400.374 | 76698.1144 | 78987.8927 | 81260.9081 | 83505.9181 | 85709.5389 | 87856.6789 | 89829.0947 | 91727.6846 | 93532.707 | 95225.3306 | 96788.3575 | 0 | 0 | 0 | 0 | 0 | 0 | 0 | 0 | 0 | 0 | 0 | 0 | 0 | 0 | 0 | 0 | 0 | 0 | 0 | 0 | 0 | 0 | 0 | 2106576.1637 |  |  | 1 | 0.01 |  | 409.7855 | 0 | 0 | 0 | 151.0187 | 163.3427 | 176.4562 | 190.3286 | 205.4569 | 221.0615 | 237.4494 | 254.1728 | 271.4395 | 289.1119 | 307.0338 | 325.032 | 342.9238 | 360.5226 | 377.6446 | 394.1171 | 409.7855 | 0 | 0 | 0 | 0 | 0 | 0 | 0 | 0 | 0 | 0 | 0 | 0 | 0 | 0 | 0 | 0 | 0 | 0 | 0 | 0 | 0 | 0 | 0 |  | 2032 | 18.6657 | 28.8761 | 22.3514 | 30.3036 | 22.3635 |  | 55.4834 | 2032 | 55.4834 | 69.5794 | 60.689 | 71.5603 | 60.7056 | 324 | 284.6556 | 0 | 4057740.8329
71.67% | 0.48986 | 44.2458 | 2167429.5175 | 2038 | 35 | 98206.9077 | 2038 | 0.19547 | 1.7774 | 34.5111 | 820.6463 | 12998.7957 | 50062.6952 | 2706.2743 | 10679.1318 | 17308.5113 | 20209.9294 | 28162.0268 | 22118.3487 | 26604.5017 | 29503.7919 | 29118.1577 | 25202.2051 | 22362.5599 | 30626.9603 | 28621.3631 | 30416.7951 | 32781.5413 | 41358.0462 | 43709.5869 | 40445.0714 | 36483.5454 | 55987.9663 | 56929.6839 | 62255.6834 | 64624.1504 | 66981.8636 | 69327.3185 | 71710.5667 | 74058.7061 | 76403.9337 | 78736.5385 | 81047.8203 | 83326.7074 | 85560.0422 | 87733.0013 | 89829.0947 | 91727.6846 | 93532.707 | 95225.3306 | 96788.3575 | 98206.9077 | 0 | 0 | 0 | 0 | 0 | 0 | 0 | 0 | 0 | 0 | 0 | 0 | 0 | 0 | 0 | 0 | 0 | 0 | 0 | 0 | 0 | 0 | 2162331.0336 |  |  | 1 | 0.01 |  | 424.5204 | 0 | 0 | 0 | 150.5289 | 162.8752 | 176.0121 | 189.9088 | 205.0609 | 220.6905 | 237.1036 | 254.1728 | 271.4395 | 289.1119 | 307.0338 | 325.032 | 342.9238 | 360.5226 | 377.6446 | 394.1171 | 409.7855 | 424.5204 | 0 | 0 | 0 | 0 | 0 | 0 | 0 | 0 | 0 | 0 | 0 | 0 | 0 | 0 | 0 | 0 | 0 | 0 | 0 | 0 | 0 | 0 |  | 2033 | 18.6657 | 28.5724 | 22.0623 | 30.1143 | 22.0757 |  | 55.4834 | 2033 | 55.4834 | 69.161 | 60.2865 | 71.298 | 60.3048 | 324 | 291.0463 | 0 | 4143969.3209
72.12% | 0.49599 | 44.8296 | 2223510.6144 | 2039 | 35 | 99469.0198 | 2039 | 0.13222 | 1.2803 | 26.4454 | 667.8067 | 11200.9646 | 45454.6707 | 2520.53 | 9989.0193 | 16257.8856 | 19060.5331 | 26665.294 | 19946.9508 | 24160.4535 | 26975.63 | 26798.7312 | 23342.8173 | 20840.2762 | 28711.1769 | 26983.3392 | 28831.3972 | 31232.935 | 39596.3508 | 42039.8181 | 39067.2961 | 35381.9045 | 54498.8218 | 56157.3586 | 61519.0326 | 63961.0185 | 66389.3252 | 68801.8055 | 71247.6687 | 73654.1802 | 76053.0648 | 78434.5393 | 80789.911 | 83108.2025 | 85376.4231 | 87579.9752 | 89702.6405 | 91727.6846 | 93532.707 | 95225.3306 | 96788.3575 | 98206.9077 | 99469.0198 | 0 | 0 | 0 | 0 | 0 | 0 | 0 | 0 | 0 | 0 | 0 | 0 | 0 | 0 | 0 | 0 | 0 | 0 | 0 | 0 | 0 | 2217977.6135 |  |  | 1 | 0.01 |  | 438.2244 | 0 | 0 | 0 | 149.9772 | 162.3469 | 175.5084 | 189.4308 | 204.6085 | 220.2651 | 236.7057 | 253.8027 | 271.4395 | 289.1119 | 307.0338 | 325.032 | 342.9238 | 360.5226 | 377.6446 | 394.1171 | 409.7855 | 424.5204 | 438.2244 | 0 | 0 | 0 | 0 | 0 | 0 | 0 | 0 | 0 | 0 | 0 | 0 | 0 | 0 | 0 | 0 | 0 | 0 | 0 | 0 | 0 |  | 2034 | 18.6657 | 28.262 | 21.7864 | 29.9231 | 21.8011 |  | 55.4834 | 2034 | 55.4834 | 68.7369 | 59.9022 | 71.0336 | 59.9222 | 324 | 297.1977 | 0 | 4225965.8208
72.56% | 0.50199 | 45.408 | 2279439.2711 | 2040 | 35 | 100566.1319 | 2040 | 0.088875 | 0.91653 | 20.1412 | 540.2325 | 9598.4139 | 41068.2211 | 2337.2107 | 9303.4263 | 15207.2599 | 17903.5598 | 25148.7627 | 17860.6252 | 21788.5785 | 24497.4877 | 24502.3642 | 21483.4294 | 19302.7061 | 26756.7246 | 25295.4722 | 27181.3528 | 29604.9978 | 37725.8116 | 40249.0817 | 37574.8693 | 34176.6077 | 52853.1996 | 55288.7567 | 60684.4468 | 63204.189 | 65708.0802 | 68193.1675 | 70707.5992 | 73178.7361 | 75637.6453 | 78074.3453 | 80480.036 | 82843.7367 | 85152.5433 | 87392.0212 | 89546.1789 | 91598.5577 | 93532.707 | 95225.3306 | 96788.3575 | 98206.9077 | 99469.0198 | 100566.1319 | 0 | 0 | 0 | 0 | 0 | 0 | 0 | 0 | 0 | 0 | 0 | 0 | 0 | 0 | 0 | 0 | 0 | 0 | 0 | 0 | 2273460.0367 |  |  | 1 | 0.01 |  | 450.8371 | 0 | 0 | 0 | 149.3583 | 161.752 | 174.9391 | 188.8887 | 204.0936 | 219.7792 | 236.2495 | 253.3768 | 271.0442 | 289.1119 | 307.0338 | 325.032 | 342.9238 | 360.5226 | 377.6446 | 394.1171 | 409.7855 | 424.5204 | 438.2244 | 450.8371 | 0 | 0 | 0 | 0 | 0 | 0 | 0 | 0 | 0 | 0 | 0 | 0 | 0 | 0 | 0 | 0 | 0 | 0 | 0 | 0 |  | 2035 | 18.6657 | 27.9436 | 21.5235 | 29.7296 | 21.5395 |  | 55.4834 | 2035 | 55.4834 | 68.3054 | 59.5359 | 70.767 | 59.5577 | 324 | 303.046 | 0 | 4302875.1493
72.98% | 0.50786 | 45.9806 | 2335155.5035 | 2041 | 35 | 101493.4064 | 2041 | 0.059361 | 0.65202 | 15.246 | 434.4444 | 8179.2875 | 36920.0374 | 2157.4696 | 8626.7838 | 14163.5148 | 16746.5865 | 23622.2342 | 15875.9681 | 19509.6302 | 22092.5255 | 22251.4309 | 19642.5274 | 17765.1361 | 24782.6462 | 23573.5368 | 25481.0997 | 27910.6797 | 35759.4498 | 38347.7074 | 35974.3228 | 32871.0123 | 51052.7372 | 54319.023 | 59745.8232 | 62346.7419 | 64930.5783 | 67493.4126 | 70082.102 | 72624.0287 | 75149.3977 | 77647.8851 | 80110.4485 | 82525.9841 | 84881.5721 | 87162.856 | 89354.0052 | 91438.7892 | 93401.0391 | 95225.3306 | 96788.3575 | 98206.9077 | 99469.0198 | 100566.1319 | 101493.4064 | 0 | 0 | 0 | 0 | 0 | 0 | 0 | 0 | 0 | 0 | 0 | 0 | 0 | 0 | 0 | 0 | 0 | 0 | 0 | 2328719.5663 |  |  | 1 | 0.01 |  | 462.3388 | 0 | 0 | 0 | 148.6663 | 161.0844 | 174.298 | 188.276 | 203.5095 | 219.2261 | 235.7283 | 252.8884 | 270.5893 | 288.6909 | 307.0338 | 325.032 | 342.9238 | 360.5226 | 377.6446 | 394.1171 | 409.7855 | 424.5204 | 438.2244 | 450.8371 | 462.3388 | 0 | 0 | 0 | 0 | 0 | 0 | 0 | 0 | 0 | 0 | 0 | 0 | 0 | 0 | 0 | 0 | 0 | 0 | 0 |  | 2036 | 18.6657 | 27.6164 | 21.2737 | 29.5338 | 21.2909 |  | 55.4834 | 2036 | 55.4834 | 67.8652 | 59.1877 | 70.498 | 59.2112 | 324 | 308.5301 | 0 | 4373916.4343
73.38% | 0.51359 | 46.5472 | 2390596.0528 | 2042 | 35 | 102249.8732 | 2042 | 0.039397 | 0.46094 | 11.4698 | 347.2964 | 6930.821 | 33022.8682 | 1982.3909 | 7963.3485 | 13133.3959 | 15597.1902 | 22095.7057 | 14006.7951 | 17341.7372 | 19781.7862 | 20066.9681 | 17838.0477 | 16242.8524 | 22808.5678 | 21834.3101 | 23746.5281 | 26164.8056 | 33712.9074 | 36348.9308 | 34274.8889 | 31470.8322 | 49102.4494 | 53244.3027 | 58697.915 | 61382.4071 | 64049.7105 | 66694.7855 | 69362.964 | 71981.5783 | 74579.7524 | 77146.6612 | 79672.8666 | 82147.001 | 84556.0032 | 86885.4875 | 89119.6952 | 91242.5538 | 93238.1267 | 95091.2801 | 96788.3575 | 98206.9077 | 99469.0198 | 100566.1319 | 101493.4064 | 102249.8732 | 0 | 0 | 0 | 0 | 0 | 0 | 0 | 0 | 0 | 0 | 0 | 0 | 0 | 0 | 0 | 0 | 0 | 0 | 2383694.1814 |  |  | 1 | 0.01 |  | 472.7526 | 0 | 0 | 0 | 147.8954 | 160.3381 | 173.5787 | 187.586 | 202.8494 | 218.5987 | 235.135 | 252.3305 | 270.0678 | 288.2064 | 306.5866 | 325.032 | 342.9238 | 360.5226 | 377.6446 | 394.1171 | 409.7855 | 424.5204 | 438.2244 | 450.8371 | 462.3388 | 472.7526 | 0 | 0 | 0 | 0 | 0 | 0 | 0 | 0 | 0 | 0 | 0 | 0 | 0 | 0 | 0 | 0 | 0 | 0 |  | 2037 | 18.6657 | 27.2798 | 21.0371 | 29.3353 | 21.0555 |  | 55.4834 | 2037 | 55.4834 | 67.4148 | 58.8574 | 70.2265 | 58.8826 | 324 | 313.5943 | 0 | 4438414.2636
73.76% | 0.51917 | 47.1076 | 2445693.9423 | 2043 | 35 | 102838.3691 | 2043 | 0.025982 | 0.32382 | 8.5759 | 275.9744 | 5839.6845 | 29385.5024 | 1812.9705 | 7317.1226 | 12123.3835 | 14462.7994 | 20579.1744 | 12263.8881 | 15299.9904 | 17583.6515 | 17968.0894 | 16086.8546 | 14750.6871 | 20854.1155 | 20095.0834 | 21994.5383 | 24383.6921 | 31604.0912 | 34268.6519 | 32488.3977 | 29984.1441 | 47010.8718 | 52061.9431 | 57536.5569 | 60305.7942 | 63059.0354 | 65789.9839 | 68542.2152 | 71242.9491 | 73920.0012 | 76561.8763 | 79158.5713 | 81698.295 | 84167.6977 | 86552.2325 | 88836.0997 | 91003.2915 | 93038.0298 | 94925.4194 | 96652.1067 | 98206.9077 | 99469.0198 | 100566.1319 | 101493.4064 | 102249.8732 | 102838.3691 | 0 | 0 | 0 | 0 | 0 | 0 | 0 | 0 | 0 | 0 | 0 | 0 | 0 | 0 | 0 | 0 | 0 | 2438318.0913 |  |  | 1 | 0.01 |  | 482.1446 | 0 | 0 | 0 | 147.0396 | 159.5067 | 172.7744 | 186.8118 | 202.106 | 217.8896 | 234.4621 | 251.6955 | 269.472 | 287.651 | 306.0721 | 324.5587 | 342.9238 | 360.5226 | 377.6446 | 394.1171 | 409.7855 | 424.5204 | 438.2244 | 450.8371 | 462.3388 | 472.7526 | 482.1446 | 0 | 0 | 0 | 0 | 0 | 0 | 0 | 0 | 0 | 0 | 0 | 0 | 0 | 0 | 0 | 0 | 0 |  | 2038 | 18.6657 | 26.9334 | 20.8136 | 29.1341 | 20.8332 |  | 55.4834 | 2038 | 55.4834 | 66.9533 | 58.5452 | 69.9523 | 58.5721 | 324 | 318.1904 | 0 | 4495825.9907
74.12% | 0.52461 | 47.6613 | 2500377.9409 | 2044 | 35 | 103265.2655 | 2044 | 0.017026 | 0.22607 | 6.3726 | 217.9865 | 4892.2968 | 26012.8533 | 1650.0993 | 6691.7819 | 11139.5706 | 13350.5504 | 19082.4417 | 10654.875 | 13396.1673 | 15513.4226 | 15971.491 | 14404.2708 | 13302.5857 | 18938.3321 | 18373.1479 | 20242.5485 | 22584.6932 | 29452.7099 | 32125.0727 | 30629.0602 | 28421.2969 | 44790.0693 | 50770.6792 | 56258.882 | 59112.6236 | 61953.0154 | 64772.3915 | 67612.3508 | 70399.955 | 73161.4812 | 75884.5907 | 78558.5358 | 81170.9254 | 83707.9542 | 86154.7597 | 88495.363 | 90713.7021 | 92794.0592 | 94721.7015 | 96483.5236 | 98068.6599 | 99469.0198 | 100566.1319 | 101493.4064 | 102249.8732 | 102838.3691 | 103265.2655 | 0 | 0 | 0 | 0 | 0 | 0 | 0 | 0 | 0 | 0 | 0 | 0 | 0 | 0 | 0 | 0 | 2492521.1589 |  |  | 1 | 0.01 |  | 490.622 | 0 | 0 | 0 | 146.0932 | 158.5838 | 171.8785 | 185.9463 | 201.2719 | 217.0911 | 233.7016 | 250.9751 | 268.7938 | 287.0164 | 305.4822 | 324.014 | 342.4245 | 360.5226 | 377.6446 | 394.1171 | 409.7855 | 424.5204 | 438.2244 | 450.8371 | 462.3388 | 472.7526 | 482.1446 | 490.622 | 0 | 0 | 0 | 0 | 0 | 0 | 0 | 0 | 0 | 0 | 0 | 0 | 0 | 0 | 0 | 0 |  | 2039 | 18.6657 | 26.5769 | 20.6034 | 28.9301 | 20.6242 |  | 55.4834 | 2039 | 55.4834 | 66.4796 | 58.2512 | 69.6753 | 58.2796 | 324 | 322.2796 | 0 | 4545763.6032
74.47% | 0.5299 | 48.2082 | 2554571.9095 | 2045 | 35 | 103539.9796 | 2045 | 0.011087 | 0.15683 | 4.7062 | 171.1487 | 4075.1071 | 22906.1356 | 1494.5495 | 6090.6146 | 10187.5534 | 12267.1529 | 17614.923 | 9184.2375 | 11638.5999 | 13583.0415 | 14091.0716 | 12803.6808 | 11911.2189 | 17079.1221 | 16685.281 | 18507.9768 | 20785.6942 | 27279.725 | 29938.2267 | 28713.1454 | 26794.723 | 42455.501 | 49370.7966 | 54863.5238 | 57799.9501 | 60727.254 | 63636.3201 | 66566.5713 | 69444.888 | 72295.7857 | 75105.9113 | 77863.5872 | 80555.6358 | 83167.612 | 85684.1624 | 88088.9668 | 90365.7637 | 92498.7712 | 94473.3159 | 96276.4618 | 97897.6061 | 99328.9954 | 100566.1319 | 101493.4064 | 102249.8732 | 102838.3691 | 103265.2655 | 103539.9796 | 0 | 0 | 0 | 0 | 0 | 0 | 0 | 0 | 0 | 0 | 0 | 0 | 0 | 0 | 0 | 2546228.2094 |  |  | 1 | 0.01 |  | 498.3293 | 0 | 0 | 0 | 145.0502 | 157.563 | 170.884 | 184.9821 | 200.3394 | 216.1952 | 232.8452 | 250.1611 | 268.0245 | 286.294 | 304.8083 | 323.3895 | 341.8498 | 359.9976 | 377.6446 | 394.1171 | 409.7855 | 424.5204 | 438.2244 | 450.8371 | 462.3388 | 472.7526 | 482.1446 | 490.622 | 498.3293 | 0 | 0 | 0 | 0 | 0 | 0 | 0 | 0 | 0 | 0 | 0 | 0 | 0 | 0 | 0 |  | 2040 | 18.6657 | 26.2104 | 20.4065 | 28.7234 | 20.4283 |  | 55.4834 | 2040 | 55.4834 | 65.9933 | 57.9752 | 69.3954 | 58.0052 | 324 | 325.8343 | 0 | 4588008.5326
74.8% | 0.53504 | 48.7479 | 2608193.9921 | 2046 | 35 | 103674.2775 | 2046 | 0.0071733 | 0.10812 | 3.454 | 133.5647 | 3374.8388 | 20063.1225 | 1346.9649 | 5516.4711 | 9272.3377 | 11218.7695 | 16185.4715 | 7853.4387 | 10032.1839 | 11800.9564 | 12337.6778 | 11296.2266 | 10587.6547 | 15292.7533 | 15047.2571 | 16807.7237 | 19004.5807 | 25106.7401 | 27729.421 | 26758.5592 | 25118.6544 | 40025.7381 | 47864.2609 | 53350.7906 | 56366.3696 | 59378.7255 | 62377.254 | 65399.0311 | 68370.7641 | 71314.9992 | 74217.208 | 77064.6006 | 79843.0204 | 82537.1873 | 85131.0637 | 87607.8044 | 89950.7781 | 92143.9861 | 94172.6842 | 96023.9992 | 97687.5096 | 99155.7432 | 100424.563 | 101493.4064 | 102249.8732 | 102838.3691 | 103265.2655 | 103539.9796 | 103674.2775 | 0 | 0 | 0 | 0 | 0 | 0 | 0 | 0 | 0 | 0 | 0 | 0 | 0 | 0 | 2599358.19 |  |  | 1 | 0.01 |  | 505.443 | 0 | 0 | 0 | 143.9048 | 156.4381 | 169.7841 | 183.9118 | 199.3005 | 215.1935 | 231.8842 | 249.2443 | 267.1552 | 285.4747 | 304.0412 | 322.6761 | 341.191 | 359.3934 | 377.0947 | 394.1171 | 409.7855 | 424.5204 | 438.2244 | 450.8371 | 462.3388 | 472.7526 | 482.1446 | 490.622 | 498.3293 | 505.443 | 0 | 0 | 0 | 0 | 0 | 0 | 0 | 0 | 0 | 0 | 0 | 0 | 0 | 0 |  | 2041 | 18.6657 | 25.8342 | 20.2229 | 28.5138 | 20.2457 |  | 55.4834 | 2041 | 55.4834 | 65.494 | 57.7173 | 69.1124 | 57.7487 | 324 | 328.8386 | 0 | 4622518.1586
75.12% | 0.54001 | 49.2799 | 2661155.6018 | 2047 | 35 | 103681.3777 | 2047 | 0.0046118 | 0.074065 | 2.5193 | 103.6038 | 2778.6931 | 17478.4686 | 1207.8546 | 4971.7275 | 8398.2629 | 10210.9128 | 14802.2184 | 6661.1546 | 8578.5175 | 10172.1312 | 10718.9835 | 9890.6037 | 9341.1066 | 13593.436 | 13473.4086 | 15157.6794 | 17258.7066 | 22955.3589 | 25520.6153 | 24784.3454 | 23408.7554 | 37522.0406 | 46254.8073 | 51722.8065 | 54812.199 | 57905.9875 | 60992.0851 | 64105.0891 | 67171.5793 | 70211.9498 | 73210.355 | 76152.7208 | 79023.7221 | 81807.0426 | 84485.7556 | 87042.2884 | 89459.446 | 91720.8344 | 93811.4787 | 95718.433 | 97431.3468 | 98942.9466 | 100249.3999 | 101350.5322 | 102249.8732 | 102838.3691 | 103265.2655 | 103539.9796 | 103674.2775 | 103681.3777 | 0 | 0 | 0 | 0 | 0 | 0 | 0 | 0 | 0 | 0 | 0 | 0 | 0 | 2651823.131 |  |  | 1 | 0.01 |  | 512.1644 | 0 | 0 | 0 | 142.6517 | 155.2028 | 168.5719 | 182.728 | 198.1474 | 214.0776 | 230.8098 | 248.2157 | 266.1761 | 284.5487 | 303.171 | 321.864 | 340.4383 | 358.7008 | 376.4618 | 393.5432 | 409.7855 | 424.5204 | 438.2244 | 450.8371 | 462.3388 | 472.7526 | 482.1446 | 490.622 | 498.3293 | 505.443 | 512.1644 | 0 | 0 | 0 | 0 | 0 | 0 | 0 | 0 | 0 | 0 | 0 | 0 | 0 |  | 2042 | 18.6657 | 25.449 | 20.0525 | 28.3016 | 20.0763 |  | 55.4834 | 2042 | 55.4834 | 64.9818 | 57.4774 | 68.8262 | 57.5102 | 324 | 331.2896 | 0 | 4649423.1182
75.42% | 0.54481 | 49.8037 | 2713360.1297 | 2048 | 35 | 103574.8691 | 2048 | 0.0029461 | 0.050418 | 1.8261 | 79.8762 | 2274.5115 | 15144.0843 | 1077.5909 | 4458.2633 | 7568.9465 | 9248.3614 | 13472.4366 | 5603.5877 | 7276.1542 | 8698.1864 | 9239.4974 | 8592.9637 | 8178.765 | 11992.9992 | 11976.2552 | 13572.2814 | 15564.3885 | 20846.5427 | 23333.7693 | 22810.1317 | 21681.6861 | 34967.8075 | 44547.9834 | 49983.6079 | 53139.6205 | 56309.3655 | 59479.3318 | 62681.5513 | 65842.5669 | 68980.4717 | 72077.9896 | 75119.61 | 78088.6607 | 80967.5907 | 83738.3734 | 86382.4929 | 88881.9775 | 91219.8339 | 93380.6693 | 95351.2987 | 97121.3021 | 98683.4918 | 100034.2562 | 101173.754 | 102105.934 | 102838.3691 | 103265.2655 | 103539.9796 | 103674.2775 | 103681.3777 | 103574.8691 | 0 | 0 | 0 | 0 | 0 | 0 | 0 | 0 | 0 | 0 | 0 | 0 | 2703526.8384 |  |  | 1 | 0.01 |  | 518.7116 | 0 | 0 | 0 | 141.2855 | 153.8513 | 167.2409 | 181.4234 | 196.8719 | 212.839 | 229.613 | 247.0656 | 265.0776 | 283.5059 | 302.1877 | 320.9428 | 339.5814 | 357.9094 | 375.7363 | 392.8828 | 409.1887 | 424.5204 | 438.2244 | 450.8371 | 462.3388 | 472.7526 | 482.1446 | 490.622 | 498.3293 | 505.443 | 512.1644 | 518.7116 | 0 | 0 | 0 | 0 | 0 | 0 | 0 | 0 | 0 | 0 | 0 | 0 |  | 2043 | 18.6657 | 25.0557 | 19.895 | 28.0867 | 19.9197 |  | 55.4834 | 2043 | 55.4834 | 64.4575 | 57.2553 | 68.5369 | 57.2893 | 324 | 333.1963 | 0 | 4669014.9379
75.71% | 0.54944 | 50.3189 | 2764701.271 | 2049 | 35 | 103367.4468 | 2049 | 0.00187 | 0.034105 | 1.3154 | 61.2081 | 1850.8999 | 13049.5436 | 956.4099 | 3977.452 | 6787.2498 | 8335.099 | 12202.4313 | 4674.8426 | 6120.9461 | 7377.6553 | 7900.6915 | 7406.9212 | 7105.717 | 10500.6748 | 10566.2188 | 12064.1414 | 13936.4513 | 18800.0003 | 21190.1901 | 20855.5454 | 19954.6168 | 32387.9254 | 42751.1401 | 48139.1895 | 51352.7809 | 54591.1014 | 57839.3285 | 61126.8951 | 64380.4462 | 67615.6697 | 70813.7822 | 73957.7136 | 77029.2864 | 80009.5282 | 82879.1035 | 85618.3317 | 88208.2369 | 90631.0019 | 92870.6024 | 94913.418 | 96748.787 | 98369.4625 | 99771.9397 | 100956.6266 | 101927.8382 | 102693.6016 | 103265.2655 | 103539.9796 | 103674.2775 | 103681.3777 | 103574.8691 | 103367.4468 | 0 | 0 | 0 | 0 | 0 | 0 | 0 | 0 | 0 | 0 | 0 | 2754363.2109 |  |  | 1 | 0.01 |  | 525.3107 | 0 | 0 | 0 | 139.8013 | 152.3778 | 165.7845 | 179.9909 | 195.4664 | 211.469 | 228.2844 | 245.7845 | 263.8495 | 282.3359 | 301.0803 | 319.9018 | 338.6096 | 357.0086 | 374.9074 | 392.1256 | 408.502 | 423.9022 | 438.2244 | 450.8371 | 462.3388 | 472.7526 | 482.1446 | 490.622 | 498.3293 | 505.443 | 512.1644 | 518.7116 | 525.3107 | 0 | 0 | 0 | 0 | 0 | 0 | 0 | 0 | 0 | 0 | 0 |  | 2044 | 18.6657 | 24.6555 | 19.7504 | 27.8693 | 19.7759 |  | 55.4834 | 2044 | 55.4834 | 63.922 | 57.0507 | 68.2445 | 57.0858 | 324 | 334.5795 | 0 | 4681723.9015
75.99% | 0.55387 | 50.8248 | 2815060.8068 | 2050 | 35 | 103069.458 | 2050 | 0.0011794 | 0.022924 | 0.94168 | 46.6169 | 1497.3138 | 11182.512 | 844.4166 | 3530.1657 | 6055.2638 | 7474.2766 | 10997.4588 | 3867.3362 | 5106.4534 | 6206.3323 | 6701.2336 | 6333.6561 | 6124.9515 | 9122.9939 | 9251.4329 | 10643.7576 | 12387.845 | 16833.6384 | 19109.9112 | 18939.6306 | 18244.7178 | 29808.0434 | 40873.368 | 46197.4949 | 49457.8394 | 52755.4552 | 56074.378 | 59441.4642 | 62783.6532 | 66114.1749 | 69412.7075 | 72660.5369 | 75837.8525 | 78924.0948 | 81898.4226 | 84739.7708 | 87427.9246 | 89944.0034 | 92271.1146 | 94394.9788 | 96304.4887 | 97992.16 | 99454.4468 | 100691.8913 | 101709.0925 | 102514.4808 | 103119.897 | 103539.9796 | 103674.2775 | 103681.3777 | 103574.8691 | 103367.4468 | 103069.458 | 0 | 0 | 0 | 0 | 0 | 0 | 0 | 0 | 0 | 0 | 2804214.024 |  |  | 1 | 0.01 |  | 532.1864 | 0 | 0 | 0 | 138.1949 | 150.7772 | 164.1967 | 178.4235 | 193.923 | 209.9592 | 226.815 | 244.3624 | 262.4813 | 281.0278 | 299.8377 | 318.7295 | 337.5113 | 355.9869 | 373.9638 | 391.2605 | 407.7147 | 423.1908 | 437.5862 | 450.8371 | 462.3388 | 472.7526 | 482.1446 | 490.622 | 498.3293 | 505.443 | 512.1644 | 518.7116 | 525.3107 | 532.1864 | 0 | 0 | 0 | 0 | 0 | 0 | 0 | 0 | 0 | 0 |  | 2045 | 18.6657 | 24.2502 | 19.6182 | 27.6495 | 19.6445 |  | 55.4834 | 2045 | 55.4834 | 63.3772 | 56.8631 | 67.9489 | 56.8993 | 324 | 335.4695 | 0 | 4688087.4189
76.25% | 0.55812 | 51.3207 | 2864305.5944 | 2051 | 35 | 102687.211 | 2051 | 0.00073915 | 0.015311 | 0.6699 | 35.2869 | 1204.1104 | 9529.1765 | 741.5923 | 3116.7919 | 5374.3162 | 6668.1966 | 9861.6763 | 3172.2221 | 4224.3929 | 5177.6875 | 5637.3035 | 5372.1006 | 5237.4442 | 7863.7941 | 8037.6517 | 9319.3233 | 10929.3497 | 14963.0993 | 17111.1346 | 17080.2931 | 16568.6492 | 27253.8103 | 38925.3776 | 44168.3474 | 47462.957 | 50808.7544 | 54188.8561 | 57627.6249 | 61052.541 | 64474.3812 | 67871.3071 | 71222.9235 | 74507.6992 | 77703.3533 | 80787.3639 | 83737.0733 | 86530.7949 | 89148.3361 | 91571.6837 | 93785.651 | 95778.4512 | 97542.1517 | 99072.9827 | 100371.471 | 101442.3841 | 102294.4761 | 102940.0326 | 103394.2244 | 103674.2775 | 103681.3777 | 103574.8691 | 103367.4468 | 103069.458 | 102687.211 | 0 | 0 | 0 | 0 | 0 | 0 | 0 | 0 | 0 | 2852945.929 |  |  | 1 | 0.01 |  | 539.5531 | 0 | 0 | 0 | 136.4624 | 149.0447 | 162.4719 | 176.7147 | 192.2342 | 208.3014 | 225.1957 | 242.7895 | 260.9626 | 279.5705 | 298.4485 | 317.4141 | 336.2744 | 354.8322 | 372.8936 | 390.2758 | 406.8153 | 422.3752 | 436.8519 | 450.1805 | 462.3388 | 472.7526 | 482.1446 | 490.622 | 498.3293 | 505.443 | 512.1644 | 518.7116 | 525.3107 | 532.1864 | 539.5531 | 0 | 0 | 0 | 0 | 0 | 0 | 0 | 0 | 0 |  | 2046 | 18.6657 | 23.8419 | 19.4981 | 27.4276 | 19.525 |  | 55.4834 | 2046 | 55.4834 | 62.8255 | 56.6921 | 67.6502 | 56.7293 | 324 | 335.9047 | 0 | 4688709.3934
76.5% | 0.56216 | 51.8057 | 2912283.3578 | 2052 | 35 | 102220.9363 | 2052 | 0.00046026 | 0.010162 | 0.47359 | 26.5469 | 962.5703 | 8074.6663 | 647.8045 | 2737.2612 | 4744.9967 | 5918.3213 | 8798.1219 | 2579.8061 | 3465.1016 | 4283.3225 | 4702.9703 | 4519.192 | 4442.3121 | 6724.328 | 6928.256 | 8096.6349 | 9569.3783 | 13201.4038 | 15209.7603 | 15293.8019 | 14942.0753 | 24750.1127 | 36919.3268 | 42063.3211 | 45378.2263 | 48759.3828 | 52189.2621 | 55689.8746 | 59189.5402 | 62696.6511 | 66187.9322 | 69641.325 | 73033.5391 | 76340.4802 | 79537.8027 | 82601.0709 | 85506.9048 | 88233.5526 | 90761.6176 | 93074.7397 | 95160.1929 | 97009.3539 | 98618.011 | 99986.4896 | 101119.5756 | 102026.2326 | 102719.1147 | 103213.8815 | 103528.3331 | 103681.3777 | 103574.8691 | 103367.4468 | 103069.458 | 102687.211 | 102220.9363 | 0 | 0 | 0 | 0 | 0 | 0 | 0 | 0 | 2900406.263 |  |  | 1 | 0.01 |  | 547.606 | 0 | 0 | 0 | 134.6006 | 147.1761 | 160.605 | 174.8584 | 190.3931 | 206.4874 | 223.4175 | 241.0561 | 259.2828 | 277.9529 | 296.9009 | 315.9434 | 334.8866 | 353.5319 | 371.684 | 389.1588 | 405.7914 | 421.4434 | 436.0099 | 449.4251 | 461.6655 | 472.7526 | 482.1446 | 490.622 | 498.3293 | 505.443 | 512.1644 | 518.7116 | 525.3107 | 532.1864 | 539.5531 | 547.606 | 0 | 0 | 0 | 0 | 0 | 0 | 0 | 0 |  | 2047 | 18.6657 | 23.4331 | 19.3896 | 27.2037 | 19.417 |  | 55.4834 | 2047 | 55.4834 | 62.2701 | 56.5371 | 67.3485 | 56.5751 | 324 | 335.9277 | 0 | 4684211.1324
76.74% | 0.56597 | 52.2786 | 2958816.5902 | 2053 | 35 | 101662.1528 | 2053 | 0.00028477 | 0.0067017 | 0.33271 | 19.8489 | 764.8934 | 6803.4514 | 562.8194 | 2391.085 | 4167.2001 | 5225.3002 | 7808.7248 | 2079.9348 | 2817.99 | 3513.4392 | 3890.6052 | 3770.1759 | 3737.0226 | 5703.4619 | 5924.3497 | 6979.0981 | 8313.8829 | 11558.714 | 13419.024 | 13594.368 | 13379.2281 | 22320.3499 | 34868.5978 | 39895.5539 | 43215.5382 | 46617.7087 | 50084.2078 | 53634.8923 | 57199.2699 | 60783.4808 | 64362.955 | 67914.0493 | 71411.7334 | 74830.0579 | 78142.7544 | 81323.4566 | 84346.8923 | 87189.5143 | 89830.2796 | 92251.3772 | 94438.8623 | 96383.15 | 98079.3365 | 99527.3228 | 100731.7248 | 101701.5661 | 102449.7577 | 102992.3759 | 103347.7564 | 103535.4234 | 103574.8691 | 103367.4468 | 103069.458 | 102687.211 | 102220.9363 | 101662.1528 | 0 | 0 | 0 | 0 | 0 | 0 | 0 | 2946416.9766 |  |  | 1 | 0.01 |  | 556.5144 | 0 | 0 | 0 | 132.607 | 145.1681 | 158.5916 | 172.8492 | 188.3932 | 204.5098 | 221.472 | 239.1527 | 257.4317 | 276.1638 | 295.183 | 314.3051 | 333.335 | 352.0729 | 370.322 | 387.8965 | 404.6301 | 420.3827 | 435.0481 | 448.5589 | 460.8907 | 472.0641 | 482.1446 | 490.622 | 498.3293 | 505.443 | 512.1644 | 518.7116 | 525.3107 | 532.1864 | 539.5531 | 547.606 | 556.5144 | 0 | 0 | 0 | 0 | 0 | 0 | 0 |  | 2048 | 18.6657 | 23.0269 | 19.292 | 26.978 | 19.3199 |  | 55.4834 | 2048 | 55.4834 | 61.7146 | 56.3974 | 67.0441 | 56.436 | 324 | 335.5826 | 0 | 4675174.0908
76.96% | 0.56955 | 52.7382 | 3003693.3206 | 2054 | 35 | 100989.9163 | 2054 | 0.00017507 | 0.0043917 | 0.23227 | 14.7494 | 604.1736 | 5699.7091 | 486.3151 | 2077.3999 | 3640.1823 | 4589.0172 | 6894.3421 | 1662.3446 | 2271.9674 | 2857.3005 | 3191.3088 | 3118.9366 | 3117.6441 | 4797.9443 | 5024.9337 | 5967.8247 | 7166.3605 | 10042.2192 | 11749.2551 | 11993.8215 | 11892.54 | 19985.7816 | 32787.5319 | 37679.5067 | 40988.3905 | 44395.948 | 47884.343 | 51471.5284 | 55088.5902 | 58739.6136 | 62398.9379 | 66041.4784 | 69640.5473 | 73168.3581 | 76596.6735 | 79897.0888 | 83042.2749 | 86006.675 | 88767.3478 | 91304.7522 | 93603.4325 | 95652.5492 | 97446.2259 | 98983.6815 | 100269.1357 | 101311.4831 | 102123.7435 | 102722.3023 | 103125.9634 | 103354.8343 | 103429.0647 | 103367.4468 | 103069.458 | 102687.211 | 102220.9363 | 101662.1528 | 100989.9163 | 0 | 0 | 0 | 0 | 0 | 0 | 2990765.432 |  |  | 1 | 0.01 |  | 566.4146 | 0 | 0 | 0 | 130.48 | 143.018 | 156.4279 | 170.6822 | 186.2284 | 202.3616 | 219.3509 | 237.0701 | 255.399 | 274.1922 | 293.283 | 312.4866 | 331.6065 | 350.4416 | 368.7936 | 386.4751 | 403.3176 | 419.1796 | 433.9531 | 447.5693 | 460.0024 | 471.2719 | 481.4425 | 490.622 | 498.3293 | 505.443 | 512.1644 | 518.7116 | 525.3107 | 532.1864 | 539.5531 | 547.606 | 556.5144 | 566.4146 | 0 | 0 | 0 | 0 | 0 | 0 |  | 2049 | 18.6657 | 22.6265 | 19.2049 | 26.7508 | 19.2332 |  | 55.4834 | 2049 | 55.4834 | 61.1636 | 56.2722 | 66.7371 | 56.3114 | 324 | 334.9105 | 0 | 4662074.0007
77.18% | 0.57287 | 53.1827 | 3046652.3219 | 2055 | 35 | 100164.8008 | 2055 | 0.00010694 | 0.0028597 | 0.16113 | 10.8925 | 474.3575 | 4747.6525 | 417.8962 | 1795.0178 | 3162.6288 | 4008.653 | 6054.8204 | 1316.9599 | 1815.8227 | 2303.661 | 2595.3283 | 2558.3397 | 2579.1195 | 4002.7274 | 4227.1436 | 5061.8085 | 6127.9527 | 8656.1434 | 10207.7614 | 10501.3947 | 10492.3599 | 17764.9791 | 30691.1297 | 35430.6771 | 38711.6404 | 42107.9669 | 45602.2155 | 49210.7279 | 52866.5914 | 56572.0945 | 60300.7504 | 64026.2417 | 67720.3723 | 71353.6034 | 74895.7437 | 78316.2979 | 81585.7601 | 84676.3853 | 87563.1032 | 90224.3735 | 92642.9336 | 94806.3827 | 96707.5668 | 98344.7332 | 99721.4424 | 100846.2316 | 101732.0412 | 102395.4208 | 102855.5396 | 103133.0261 | 103248.6611 | 103221.9345 | 103069.458 | 102687.211 | 102220.9363 | 101662.1528 | 100989.9163 | 100164.8008 | 0 | 0 | 0 | 0 | 0 | 3033189.6483 |  |  | 1 | 0.01 |  | 577.4058 | 0 | 0 | 0 | 128.2188 | 140.7241 | 154.111 | 168.3535 | 183.8937 | 200.0363 | 217.0467 | 234.7996 | 253.1749 | 272.0271 | 291.1891 | 310.4752 | 329.6878 | 348.6244 | 367.0849 | 384.8801 | 401.8396 | 417.8199 | 432.7112 | 446.4429 | 458.9876 | 470.3636 | 480.6345 | 489.9075 | 498.3293 | 505.443 | 512.1644 | 518.7116 | 525.3107 | 532.1864 | 539.5531 | 547.606 | 556.5144 | 566.4146 | 577.4058 | 0 | 0 | 0 | 0 | 0 |  | 2050 | 18.6657 | 22.2353 | 19.1276 | 26.5225 | 19.1561 |  | 55.4834 | 2050 | 55.4834 | 60.622 | 56.1607 | 66.4278 | 56.2002 | 324 | 333.945 | 0 | 4645204.384
77.39% | 0.5759 | 53.6096 | 3087357.5873 | 2056 | 35 | 99117.8729 | 2056 | 6.4905e-05 | 0.0018503 | 0.11108 | 7.9943 | 370.1894 | 3931.8137 | 357.1091 | 1542.4798 | 2732.731 | 3482.76 | 5289.0789 | 1034.1358 | 1438.55 | 1841.1531 | 2092.4494 | 2080.5669 | 2115.5492 | 3311.3185 | 3526.5319 | 4258.1639 | 5197.6264 | 7401.8657 | 8798.8367 | 9123.6194 | 9186.7645 | 15673.4015 | 28594.7274 | 33165.2747 | 36401.2098 | 39769.0286 | 43252.0684 | 46865.386 | 50544.5151 | 54290.2586 | 58075.6246 | 61873.3354 | 65653.9045 | 69386.1949 | 73038.1456 | 76577.1816 | 79971.5581 | 83191.2091 | 86208.7397 | 89000.3624 | 91546.7205 | 93833.5399 | 95852.0674 | 97599.2632 | 99077.7318 | 100295.386 | 101264.8583 | 102002.6765 | 102528.2341 | 102862.5838 | 103027.0808 | 103041.8921 | 102924.3651 | 102687.211 | 102220.9363 | 101662.1528 | 100989.9163 | 100164.8008 | 99117.8729 | 0 | 0 | 0 | 0 | 3073352.8164 |  |  | 1 | 0.01 |  | 589.547 | 0 | 0 | 0 | 125.8236 | 138.2853 | 151.6391 | 165.86 | 181.3848 | 197.5285 | 214.5527 | 232.3332 | 250.7502 | 269.6582 | 288.8899 | 308.2586 | 327.5657 | 346.6073 | 365.1814 | 383.0968 | 400.1812 | 416.2888 | 431.3076 | 445.1652 | 457.8325 | 469.326 | 479.7082 | 489.0854 | 497.6036 | 505.443 | 512.1644 | 518.7116 | 525.3107 | 532.1864 | 539.5531 | 547.606 | 556.5144 | 566.4146 | 577.4058 | 589.547 | 0 | 0 | 0 | 0 |  | 2051 | 18.6657 | 21.8571 | 19.0594 | 26.2932 | 19.0881 |  | 55.4834 | 2051 | 55.4834 | 60.0947 | 56.0619 | 66.1167 | 56.1018 | 324 | 332.7066 | 0 | 4624584.4059
77.58% | 0.5786 | 54.0155 | 3125349.4731 | 2057 | 35 | 97727.2416 | 2057 | 3.9141e-05 | 0.0011895 | 0.076097 | 5.8309 | 287.1494 | 3237.2816 | 303.456 | 1318.1108 | 2348.2677 | 3009.3466 | 4595.2076 | 804.843 | 1129.6137 | 1458.6175 | 1672.3466 | 1677.4297 | 1720.4681 | 2716.1429 | 2917.3783 | 3552.4109 | 4372.4185 | 6278.1379 | 7523.8826 | 7864.3332 | 7981.4677 | 13723.1137 | 26513.6615 | 30899.8724 | 34073.7526 | 37395.4898 | 40849.5796 | 44450.1404 | 48135.606 | 51905.6501 | 55733.1438 | 59590.1805 | 63446.2675 | 67268.8951 | 71024.2898 | 74677.8797 | 78195.6846 | 81545.2428 | 84696.6869 | 87623.7684 | 90304.7701 | 92723.2389 | 94868.4944 | 96735.8756 | 98326.7055 | 99647.9706 | 100711.7261 | 101534.2508 | 102134.9803 | 102535.2559 | 102756.9163 | 102820.7556 | 102744.8418 | 102542.6562 | 102220.9363 | 101662.1528 | 100989.9163 | 100164.8008 | 99117.8729 | 97727.2416 | 0 | 0 | 0 | 3110794.4826 |  |  | 1 | 0.01 |  | 602.8558 | 0 | 0 | 0 | 123.2955 | 135.7021 | 149.0112 | 163.1996 | 178.6983 | 194.8336 | 211.8629 | 229.6635 | 248.1162 | 267.0756 | 286.3741 | 305.8245 | 325.2271 | 344.3763 | 363.0685 | 381.1103 | 398.327 | 414.5707 | 429.7271 | 443.7212 | 456.5222 | 468.1448 | 478.6499 | 488.1427 | 496.7685 | 504.7069 | 512.1644 | 518.7116 | 525.3107 | 532.1864 | 539.5531 | 547.606 | 556.5144 | 566.4146 | 577.4058 | 589.547 | 602.8558 | 0 | 0 | 0 |  | 2052 | 18.6657 | 21.4953 | 18.9995 | 26.0635 | 19.0283 |  | 55.4834 | 2052 | 55.4834 | 59.587 | 55.975 | 65.804 | 56.015 | 324 | 331.1958 | 0 | 4599840.0222
77.77% | 0.58093 | 54.3948 | 3159935.3114 | 2058 | 35 | 95757.58 | 2058 | 2.3453e-05 | 0.0007599 | 0.051801 | 4.2266 | 221.3857 | 2649.8912 | 256.4099 | 1120.0742 | 2006.6889 | 2585.9667 | 3970.5786 | 620.7974 | 879.1511 | 1145.3716 | 1324.8839 | 1340.6508 | 1387.1048 | 2208.9002 | 2393.0095 | 2938.7871 | 3647.7287 | 5281.3812 | 6381.6307 | 6724.789 | 6879.8268 | 11922.6512 | 24462.9325 | 28651.0428 | 31746.2953 | 35004.4593 | 38411.5502 | 41981.1032 | 45654.8987 | 49431.8705 | 53285.1589 | 57186.6101 | 61105.0707 | 65006.9534 | 68857.0039 | 72618.812 | 76256.2399 | 79734.4236 | 83020.9342 | 86086.8968 | 88908.0005 | 91465.3274 | 93745.947 | 95743.2336 | 97456.8828 | 98892.6219 | 100061.6232 | 100979.6471 | 101665.947 | 102141.9752 | 102429.9246 | 102551.1321 | 102524.3427 | 102363.7987 | 102077.0379 | 101662.1528 | 100989.9163 | 100164.8008 | 99117.8729 | 97727.2416 | 95757.58 | 0 | 0 | 3144821.2006 |  |  | 1 | 0.01 |  | 617.3086 | 0 | 0 | 0 | 120.6368 | 132.9755 | 146.2276 | 160.3714 | 175.832 | 191.9479 | 208.9724 | 226.7843 | 245.2652 | 264.2702 | 283.6315 | 303.1613 | 322.6591 | 341.9176 | 360.7315 | 378.9052 | 396.2615 | 412.6499 | 427.9536 | 442.0952 | 455.0414 | 466.805 | 477.4452 | 487.0658 | 495.8111 | 503.8599 | 511.4185 | 518.7116 | 525.3107 | 532.1864 | 539.5531 | 547.606 | 556.5144 | 566.4146 | 577.4058 | 589.547 | 602.8558 | 617.3086 | 0 | 0 |  | 2053 | 18.6657 | 21.1531 | 18.9473 | 25.8336 | 18.9762 |  | 55.4834 | 2053 | 55.4834 | 59.1039 | 55.8989 | 65.4904 | 55.9391 | 324 | 329.3854 | 0 | 4570034.8915
77.94% | 0.58277 | 54.7366 | 3189866.7595 | 2059 | 35 | 92647.0703 | 2059 | 1.3963e-05 | 0.00048235 | 0.03504 | 3.0446 | 169.6451 | 2156.3678 | 215.4274 | 946.4244 | 1705.1984 | 2209.8122 | 3411.9646 | 474.5391 | 678.1133 | 891.4151 | 1040.358 | 1062.1043 | 1108.6146 | 1780.8968 | 1946.1123 | 2410.5702 | 3017.6403 | 4406.0389 | 5368.4428 | 5703.8529 | 5882.9379 | 10277.0291 | 22456.8817 | 26434.9956 | 29435.8647 | 32613.4288 | 35955.5538 | 39475.541 | 43118.9417 | 46884.3591 | 50745.6331 | 54674.7842 | 58640.3972 | 62608.1665 | 66541.6615 | 70402.8698 | 74153.6526 | 77756.8143 | 81177.3453 | 84383.6383 | 87348.6041 | 90050.6071 | 92474.1613 | 94610.3358 | 96456.8423 | 98017.7929 | 99303.1389 | 100327.8147 | 101110.624 | 101672.9098 | 102037.0479 | 102224.7953 | 102255.4965 | 102144.1174 | 101898.9925 | 101519.041 | 100989.9163 | 100164.8008 | 99117.8729 | 97727.2416 | 95757.58 | 92647.0703 | 0 | 3174183.9183 |  |  | 1 | 0.01 |  | 632.8435 | 0 | 0 | 0 | 117.8508 | 130.108 | 143.2895 | 157.3756 | 172.7849 | 188.8691 | 205.8773 | 223.6902 | 242.1904 | 261.2335 | 280.6521 | 300.2579 | 319.8493 | 339.2178 | 358.1561 | 376.4663 | 393.9688 | 410.5101 | 425.9708 | 440.2707 | 453.3738 | 465.2908 | 476.0788 | 485.84 | 494.7173 | 502.8888 | 510.5603 | 517.9562 | 525.3107 | 532.1864 | 539.5531 | 547.606 | 556.5144 | 566.4146 | 577.4058 | 589.547 | 602.8558 | 617.3086 | 632.8435 | 0 |  | 2054 | 18.6657 | 20.8334 | 18.9021 | 25.6039 | 18.9309 |  | 55.4834 | 2054 | 55.4834 | 58.6496 | 55.8328 | 65.1764 | 55.873 | 324 | 327.2073 | 0 | 4533399.2996
78.11% | 0.58383 | 55 | 3211064.4881 | 2060 | 35 | 85555.0823 | 2060 | 8.2595e-06 | 0.00030422 | 0.023553 | 2.1795 | 129.204 | 1744.4267 | 179.9607 | 795.1554 | 1440.8343 | 1877.804 | 2915.6604 | 359.4652 | 518.3515 | 687.5729 | 809.6856 | 834.0118 | 878.2782 | 1423.3447 | 1569.0275 | 1960.3936 | 2475.2504 | 3644.9642 | 4478.6708 | 4798.2733 | 4989.8089 | 8787.8845 | 20508.8914 | 24267.2284 | 27159.1147 | 30239.89 | 33499.5574 | 36951.5141 | 40545.4697 | 44280.1102 | 48130.4159 | 52069.03 | 56064.7161 | 60082.8657 | 64086.2432 | 68035.5471 | 71890.8752 | 75612.8523 | 79163.948 | 82509.7888 | 85620.3824 | 88471.1701 | 91043.837 | 93326.8234 | 95315.5005 | 97011.9966 | 98424.6784 | 99567.3126 | 100457.9461 | 101117.5487 | 101568.4644 | 101832.7054 | 101930.1005 | 101876.2682 | 101680.3087 | 101341.9689 | 100847.7508 | 100164.8008 | 99117.8729 | 97727.2416 | 95757.58 | 92647.0703 | 85555.0823 | 3194802.7004 |  |  | 1 | 0.01 |  | 649.363 | 0 | 0 | 0 | 114.9417 | 127.1032 | 140.1996 | 154.2135 | 169.5571 | 185.596 | 202.575 | 220.3771 | 238.8861 | 257.9585 | 277.4272 | 297.1038 | 316.786 | 336.2638 | 355.3281 | 373.7785 | 391.4329 | 408.1349 | 423.7619 | 438.2308 | 451.5028 | 463.5857 | 474.5346 | 484.4496 | 493.4722 | 501.7794 | 509.5763 | 517.087 | 524.5457 | 532.1864 | 539.5531 | 547.606 | 556.5144 | 566.4146 | 577.4058 | 589.547 | 602.8558 | 617.3086 | 632.8435 | 649.363 |  | 2055 | 18.6657 | 20.5384 | 18.8631 | 25.375 | 18.8919 |  | 55.4834 | 2055 | 55.4834 | 58.2279 | 55.7756 | 64.8625 | 55.8158 | 324 | 324.534 | 0 | 4486833.8956
[7 empty] | 2001 | 834.7661 | 540.2228 | 721.8869 | 1126.4579 | 1091.1365 | 230.301 | 0 | 0 | 0 | 0 | 0 | 0 | 0 | 0 | 0 | 0 | 0 | 0 | 0 | 0 | 0 | 0 | 0 | 0 | 0 | 0 | 0 | 0 | 0 | 0 | 0 | 0 | 0 | 0 | 0 | 0 | 0 | 0 | 0 | 0 | 0 | 0 | 0 | 0 | 0 | 0 | 0 | 0 | 0 | 0 | 0 | 0 | 0 | 0 | 0 | 0 | 0 | 0 | 0 | 0 | 0 | 0 | 0 | 0 | 0 | 0 | 0 | 4544.7712 | 48.6098 | 87.5955 | 1 | [47 empty] | 2056 | 18.6657 | 20.2696 | 18.8298 | 25.1472 | 18.8584 |  | 55.4834 | 2056 | 55.4834 | 57.8413 | 55.7266 | 64.5495 | 55.7666 | 324 | 321.1419 | 0 | 4424854.3788
[7 empty] | 2002 | 734.3796 | 507.5329 | 724.2623 | 1206.9165 | 1248.4664 | 281.4033 | 0 | 0 | 0 | 0 | 0 | 0 | 0 | 0 | 0 | 0 | 0 | 0 | 0 | 0 | 0 | 0 | 0 | 0 | 0 | 0 | 0 | 0 | 0 | 0 | 0 | 0 | 0 | 0 | 0 | 0 | 0 | 0 | 0 | 0 | 0 | 0 | 0 | 0 | 0 | 0 | 0 | 0 | 0 | 0 | 0 | 0 | 0 | 0 | 0 | 0 | 0 | 0 | 0 | 0 | 0 | 0 | 0 | 0 | 0 | 0 | 0 | 4702.961 | 47.5823 | 86.8821 | 1 | [47 empty] | 2057 | 18.6657 | 20.0276 | 18.8014 | 24.9211 | 18.8299 |  | 55.4834 | 2057 | 55.4834 | 57.4914 | 55.6847 | 64.238 | 55.7246 | 324 | 316.6363 | 0 | 4336869.9875
[7 empty] | 2003 | 641.8342 | 473.6984 | 721.8869 | 1284.6533 | 1419.1264 | 341.593 | 0 | 0 | 0 | 0 | 0 | 0 | 0 | 0 | 0 | 0 | 0 | 0 | 0 | 0 | 0 | 0 | 0 | 0 | 0 | 0 | 0 | 0 | 0 | 0 | 0 | 0 | 0 | 0 | 0 | 0 | 0 | 0 | 0 | 0 | 0 | 0 | 0 | 0 | 0 | 0 | 0 | 0 | 0 | 0 | 0 | 0 | 0 | 0 | 0 | 0 | 0 | 0 | 0 | 0 | 0 | 0 | 0 | 0 | 0 | 0 | 0 | 4882.7921 | 46.5373 | 86.1531 | 1 | [47 empty] | 2058 | 18.6657 | 19.8125 | 18.7774 | 24.697 | 18.8058 |  | 55.4834 | 2058 | 55.4834 | 57.1788 | 55.6493 | 63.9287 | 55.6889 | 324 | 310.2546 | 0 | 4197596.1217
[7 empty] | 2004 | 557.2775 | 439.224 | 714.807 | 1358.4421 | 1602.5507 | 411.9411 | 0 | 0 | 0 | 0 | 0 | 0 | 0 | 0 | 0 | 0 | 0 | 0 | 0 | 0 | 0 | 0 | 0 | 0 | 0 | 0 | 0 | 0 | 0 | 0 | 0 | 0 | 0 | 0 | 0 | 0 | 0 | 0 | 0 | 0 | 0 | 0 | 0 | 0 | 0 | 0 | 0 | 0 | 0 | 0 | 0 | 0 | 0 | 0 | 0 | 0 | 0 | 0 | 0 | 0 | 0 | 0 | 0 | 0 | 0 | 0 | 0 | 5084.2423 | 45.4882 | 85.4173 | 1 | [47 empty] | 2059 | 18.6657 | 19.6236 | 18.7573 | 24.4755 | 18.7854 |  | 55.4834 | 2059 | 55.4834 | 56.903 | 55.6194 | 63.6224 | 55.6588 | 324 | 300.1765 | 0 | 3879200.0369
[7 empty] | 2005 | 480.6917 | 404.5915 | 703.1613 | 1427.0617 | 1797.8311 | 493.5234 | 0 | 0 | 0 | 0 | 0 | 0 | 0 | 0 | 0 | 0 | 0 | 0 | 0 | 0 | 0 | 0 | 0 | 0 | 0 | 0 | 0 | 0 | 0 | 0 | 0 | 0 | 0 | 0 | 0 | 0 | 0 | 0 | 0 | 0 | 0 | 0 | 0 | 0 | 0 | 0 | 0 | 0 | 0 | 0 | 0 | 0 | 0 | 0 | 0 | 0 | 0 | 0 | 0 | 0 | 0 | 0 | 0 | 0 | 0 | 0 | 0 | 5306.8606 | 44.4476 | 84.6831 | 1 | [47 empty] | 2060 | 18.6657 | 19.4596 | 18.7406 | 24.2571 | 18.7685 |  | 55.4834 | 2060 | 55.4834 | 56.6624 | 55.5946 | 63.3198 | 55.6337 | 324 | 277.1985 | 0 | -144497901.964
[7 empty] | 2006 | 411.9155 | 370.2489 | 687.1752 | 1489.3296 | 2003.6989 | 587.3904 | 7.1847 | 0 | 0 | 0 | 0 | 0 | 0 | 0 | 0 | 0 | 0 | 0 | 0 | 0 | 0 | 0 | 0 | 0 | 0 | 0 | 0 | 0 | 0 | 0 | 0 | 0 | 0 | 0 | 0 | 0 | 0 | 0 | 0 | 0 | 0 | 0 | 0 | 0 | 0 | 0 | 0 | 0 | 0 | 0 | 0 | 0 | 0 | 0 | 0 | 0 | 0 | 0 | 0 | 0 | 0 | 0 | 0 | 0 | 0 | 0 | 0 | 5556.9433 | 43.4125 | 83.9436 | 1
[7 empty] | 2007 | 350.668 | 336.6025 | 667.1547 | 1544.1353 | 2218.5156 | 694.5322 | 8.8078 | 26.5191 | 0 | 0 | 0 | 0 | 0 | 0 | 0 | 0 | 0 | 0 | 0 | 0 | 0 | 0 | 0 | 0 | 0 | 0 | 0 | 0 | 0 | 0 | 0 | 0 | 0 | 0 | 0 | 0 | 0 | 0 | 0 | 0 | 0 | 0 | 0 | 0 | 0 | 0 | 0 | 0 | 0 | 0 | 0 | 0 | 0 | 0 | 0 | 0 | 0 | 0 | 0 | 0 | 0 | 0 | 0 | 0 | 0 | 0 | 0 | 5846.9352 | 42.3749 | 83.1859 | 1
[7 empty] | 2008 | 296.5724 | 304.0096 | 643.4755 | 1590.473 | 2440.2761 | 815.8388 | 10.7269 | 32.5102 | 40.3726 | 0 | 0 | 0 | 0 | 0 | 0 | 0 | 0 | 0 | 0 | 0 | 0 | 0 | 0 | 0 | 0 | 0 | 0 | 0 | 0 | 0 | 0 | 0 | 0 | 0 | 0 | 0 | 0 | 0 | 0 | 0 | 0 | 0 | 0 | 0 | 0 | 0 | 0 | 0 | 0 | 0 | 0 | 0 | 0 | 0 | 0 | 0 | 0 | 0 | 0 | 0 | 0 | 0 | 0 | 0 | 0 | 0 | 0 | 6174.2551 | 41.3585 | 82.4289 | 1
[7 empty] | 2009 | 249.1791 | 272.7745 | 616.5722 | 1627.4728 | 2666.6246 | 952.0566 | 12.9786 | 39.5937 | 49.4934 | 44.4593 | 0 | 0 | 0 | 0 | 0 | 0 | 0 | 0 | 0 | 0 | 0 | 0 | 0 | 0 | 0 | 0 | 0 | 0 | 0 | 0 | 0 | 0 | 0 | 0 | 0 | 0 | 0 | 0 | 0 | 0 | 0 | 0 | 0 | 0 | 0 | 0 | 0 | 0 | 0 | 0 | 0 | 0 | 0 | 0 | 0 | 0 | 0 | 0 | 0 | 0 | 0 | 0 | 0 | 0 | 0 | 0 | 0 | 6531.2047 | 40.387 | 81.694 | 1
[7 empty] | 2010 | 207.9883 | 243.1457 | 586.9246 | 1654.427 | 2894.8846 | 1103.7422 | 15.6001 | 47.9047 | 60.2773 | 54.5033 | 58.6603 | 0 | 0 | 0 | 0 | 0 | 0 | 0 | 0 | 0 | 0 | 0 | 0 | 0 | 0 | 0 | 0 | 0 | 0 | 0 | 0 | 0 | 0 | 0 | 0 | 0 | 0 | 0 | 0 | 0 | 0 | 0 | 0 | 0 | 0 | 0 | 0 | 0 | 0 | 0 | 0 | 0 | 0 | 0 | 0 | 0 | 0 | 0 | 0 | 0 | 0 | 0 | 0 | 0 | 0 | 0 | 0 | 6928.0581 | 39.4563 | 80.9738 | 1
[7 empty] | 2011 | 172.4697 | 215.3158 | 555.0437 | 1670.8133 | 3122.102 | 1271.2149 | 18.6283 | 57.5808 | 72.9301 | 66.3787 | 71.9125 | 115.0739 | 0 | 0 | 0 | 0 | 0 | 0 | 0 | 0 | 0 | 0 | 0 | 0 | 0 | 0 | 0 | 0 | 0 | 0 | 0 | 0 | 0 | 0 | 0 | 0 | 0 | 0 | 0 | 0 | 0 | 0 | 0 | 0 | 0 | 0 | 0 | 0 | 0 | 0 | 0 | 0 | 0 | 0 | 0 | 0 | 0 | 0 | 0 | 0 | 0 | 0 | 0 | 0 | 0 | 0 | 0 | 7409.4637 | 38.5405 | 80.2325 | 1
[7 empty] | 2012 | 142.08 | 189.4226 | 521.4569 | 1676.3114 | 3345.1019 | 1454.5102 | 22.0986 | 68.7581 | 87.6609 | 80.3123 | 87.5811 | 146.2584 | 125.6982 | 0 | 0 | 0 | 0 | 0 | 0 | 0 | 0 | 0 | 0 | 0 | 0 | 0 | 0 | 0 | 0 | 0 | 0 | 0 | 0 | 0 | 0 | 0 | 0 | 0 | 0 | 0 | 0 | 0 | 0 | 0 | 0 | 0 | 0 | 0 | 0 | 0 | 0 | 0 | 0 | 0 | 0 | 0 | 0 | 0 | 0 | 0 | 0 | 0 | 0 | 0 | 0 | 0 | 0 | 7947.2507 | 37.6859 | 79.5202 | 1
[7 empty] | 2013 | 116.2786 | 165.5518 | 486.6942 | 1670.8133 | 3560.5581 | 1653.3355 | 26.0438 | 81.5673 | 104.6772 | 96.5342 | 105.9653 | 184.0455 | 159.7618 | 127.4517 | 0 | 0 | 0 | 0 | 0 | 0 | 0 | 0 | 0 | 0 | 0 | 0 | 0 | 0 | 0 | 0 | 0 | 0 | 0 | 0 | 0 | 0 | 0 | 0 | 0 | 0 | 0 | 0 | 0 | 0 | 0 | 0 | 0 | 0 | 0 | 0 | 0 | 0 | 0 | 0 | 0 | 0 | 0 | 0 | 0 | 0 | 0 | 0 | 0 | 0 | 0 | 0 | 0 | 8539.2784 | 36.9016 | 78.8469 | 1
[7 empty] | 2014 | 94.5394 | 143.7416 | 451.274 | 1654.427 | 3765.0717 | 1867.0316 | 30.4922 | 96.1291 | 124.1779 | 115.2729 | 127.3688 | 229.2929 | 201.0378 | 161.9905 | 115.7663 | 0 | 0 | 0 | 0 | 0 | 0 | 0 | 0 | 0 | 0 | 0 | 0 | 0 | 0 | 0 | 0 | 0 | 0 | 0 | 0 | 0 | 0 | 0 | 0 | 0 | 0 | 0 | 0 | 0 | 0 | 0 | 0 | 0 | 0 | 0 | 0 | 0 | 0 | 0 | 0 | 0 | 0 | 0 | 0 | 0 | 0 | 0 | 0 | 0 | 0 | 0 | 0 | 9177.6137 | 36.1938 | 78.222 | 1
[7 empty] | 2015 | 76.3611 | 123.9874 | 415.6913 | 1627.4728 | 3955.2585 | 2094.5406 | 35.4667 | 112.5486 | 146.3467 | 136.7476 | 152.0929 | 282.8241 | 250.4626 | 203.8422 | 147.1384 | 92.805 | 0 | 0 | 0 | 0 | 0 | 0 | 0 | 0 | 0 | 0 | 0 | 0 | 0 | 0 | 0 | 0 | 0 | 0 | 0 | 0 | 0 | 0 | 0 | 0 | 0 | 0 | 0 | 0 | 0 | 0 | 0 | 0 | 0 | 0 | 0 | 0 | 0 | 0 | 0 | 0 | 0 | 0 | 0 | 0 | 0 | 0 | 0 | 0 | 0 | 0 | 0 | 9853.5866 | 35.5633 | 77.6495 | 1
[7 empty] | 2016 | 61.2743 | 106.2476 | 380.4066 | 1590.473 | 4127.8409 | 2334.3844 | 40.9825 | 130.9097 | 171.3437 | 161.1604 | 180.4268 | 345.3847 | 308.9362 | 253.9565 | 185.1529 | 117.9547 | 76.7426 | 0 | 0 | 0 | 0 | 0 | 0 | 0 | 0 | 0 | 0 | 0 | 0 | 0 | 0 | 0 | 0 | 0 | 0 | 0 | 0 | 0 | 0 | 0 | 0 | 0 | 0 | 0 | 0 | 0 | 0 | 0 | 0 | 0 | 0 | 0 | 0 | 0 | 0 | 0 | 0 | 0 | 0 | 0 | 0 | 0 | 0 | 0 | 0 | 0 | 0 | 10573.5776 | 34.9264 | 77.0453 | 1
[7 empty] | 2017 | 48.8462 | 90.4497 | 345.8371 | 1544.1353 | 4279.7408 | 2584.6539 | 47.0461 | 151.269 | 199.2966 | 188.6877 | 212.6375 | 417.5902 | 377.2727 | 313.2458 | 230.6725 | 148.4294 | 97.5394 | 98.5294 | 0 | 0 | 0 | 0 | 0 | 0 | 0 | 0 | 0 | 0 | 0 | 0 | 0 | 0 | 0 | 0 | 0 | 0 | 0 | 0 | 0 | 0 | 0 | 0 | 0 | 0 | 0 | 0 | 0 | 0 | 0 | 0 | 0 | 0 | 0 | 0 | 0 | 0 | 0 | 0 | 0 | 0 | 0 | 0 | 0 | 0 | 0 | 0 | 0 | 11375.8793 | 34.3211 | 76.4445 | 1
[7 empty] | 2018 | 38.6839 | 76.4965 | 312.35 | 1489.3296 | 4408.1711 | 2843.0131 | 53.653 | 173.6499 | 230.2915 | 219.47 | 248.9575 | 499.8713 | 456.1447 | 382.5356 | 284.5258 | 184.9205 | 122.7396 | 125.2304 | 86.8076 | 0 | 0 | 0 | 0 | 0 | 0 | 0 | 0 | 0 | 0 | 0 | 0 | 0 | 0 | 0 | 0 | 0 | 0 | 0 | 0 | 0 | 0 | 0 | 0 | 0 | 0 | 0 | 0 | 0 | 0 | 0 | 0 | 0 | 0 | 0 | 0 | 0 | 0 | 0 | 0 | 0 | 0 | 0 | 0 | 0 | 0 | 0 | 0 | 12236.8418 | 33.7789 | 75.8858 | 1 | [47 empty] | 0.69004 | [7 empty] | 0.69004
[7 empty] | 2019 | 30.4351 | 64.2721 | 280.258 | 1427.0617 | 4510.72 | 3106.7177 | 60.7872 | 198.0366 | 264.3641 | 253.6024 | 289.5721 | 592.416 | 546.0226 | 462.5079 | 347.4628 | 228.0925 | 152.915 | 157.5848 | 110.332 | 87.4446 | 0 | 0 | 0 | 0 | 0 | 0 | 0 | 0 | 0 | 0 | 0 | 0 | 0 | 0 | 0 | 0 | 0 | 0 | 0 | 0 | 0 | 0 | 0 | 0 | 0 | 0 | 0 | 0 | 0 | 0 | 0 | 0 | 0 | 0 | 0 | 0 | 0 | 0 | 0 | 0 | 0 | 0 | 0 | 0 | 0 | 0 | 0 | 13170.6051 | 33.2842 | 75.3546 | 1 |  |  |  | 0 | 0 | 0 | 0 | 0 | 0 | 0 | 0 | 0 | 0 | 0 | 0 | 0 | 0 | 0 | 0 | 0 | 0 | 0 | 0 | 0 | 0 | 0 | 0 | 0 | 0 | 0 | 0 | 0 | 0 | 0 | 0 | 0 | 0 | 0 | 0 | 0 | 0 | 0 | 0 | 0 | 0 | 0 | 0 | 0.71123 | [7 empty] | 0.71123
[7 empty] | 2020 | 23.7885 | 53.6476 | 249.8163 | 1358.4421 | 4585.4266 | 3372.6491 | 68.4188 | 224.369 | 301.4904 | 291.1239 | 334.6069 | 695.114 | 647.1116 | 553.6395 | 420.1028 | 278.5465 | 188.6149 | 196.3268 | 138.8373 | 111.1417 | 89.7909 | 0 | 0 | 0 | 0 | 0 | 0 | 0 | 0 | 0 | 0 | 0 | 0 | 0 | 0 | 0 | 0 | 0 | 0 | 0 | 0 | 0 | 0 | 0 | 0 | 0 | 0 | 0 | 0 | 0 | 0 | 0 | 0 | 0 | 0 | 0 | 0 | 0 | 0 | 0 | 0 | 0 | 0 | 0 | 0 | 0 | 0 | 14183.0051 | 32.8316 | 74.848 | 1 |  |  |  | 0 | 0 | 0 | 0 | 0 | 0 | 0 | 0 | 0 | 0 | 0 | 0 | 0 | 0 | 0 | 0 | 0 | 0 | 0 | 0 | 0 | 0 | 0 | 0 | 0 | 0 | 0 | 0 | 0 | 0 | 0 | 0 | 0 | 0 | 0 | 0 | 0 | 0 | 0 | 0 | 0 | 0 | 0 | 0 | 0.73175 | [7 empty] | 0.73175
[7 empty] | 2021 | 18.4716 | 44.4861 | 221.2229 | 1284.6533 | 4630.8431 | 3637.3658 | 76.5043 | 252.538 | 341.5789 | 332.0082 | 384.1134 | 807.5064 | 759.2913 | 656.1387 | 502.8789 | 336.7789 | 230.3364 | 242.1617 | 172.9702 | 139.8561 | 114.1238 | 108.4571 | 0 | 0 | 0 | 0 | 0 | 0 | 0 | 0 | 0 | 0 | 0 | 0 | 0 | 0 | 0 | 0 | 0 | 0 | 0 | 0 | 0 | 0 | 0 | 0 | 0 | 0 | 0 | 0 | 0 | 0 | 0 | 0 | 0 | 0 | 0 | 0 | 0 | 0 | 0 | 0 | 0 | 0 | 0 | 0 | 0 | 15294.2854 | 32.4055 | 74.3514 | 1 |  |  |  | 0 | 0 | 0 | 0 | 0 | 0 | 0 | 0 | 0 | 0 | 0 | 0 | 0 | 0 | 0 | 0 | 0 | 0 | 0 | 0 | 0 | 0 | 0 | 0 | 0 | 0 | 0 | 0 | 0 | 0 | 0 | 0 | 0 | 0 | 0 | 0 | 0 | 0 | 0 | 0 | 0 | 0 | 0 | 0 | 0.75153 | [7 empty] | 0.75153
[7 empty] | 2022 | 14.2492 | 36.6475 | 194.6193 | 1206.9165 | 4646.0817 | 3897.1691 | 84.9851 | 282.3821 | 384.4633 | 376.1545 | 438.0568 | 928.7452 | 882.0605 | 769.8833 | 595.9805 | 403.1372 | 278.4902 | 295.7277 | 213.3523 | 174.2395 | 143.6087 | 137.8485 | 110.245 | 0 | 0 | 0 | 0 | 0 | 0 | 0 | 0 | 0 | 0 | 0 | 0 | 0 | 0 | 0 | 0 | 0 | 0 | 0 | 0 | 0 | 0 | 0 | 0 | 0 | 0 | 0 | 0 | 0 | 0 | 0 | 0 | 0 | 0 | 0 | 0 | 0 | 0 | 0 | 0 | 0 | 0 | 0 | 0 | 16495.0437 | 32.0126 | 73.8763 | 1 |  |  |  | 0 | 0 | 0 | 0 | 0 | 0 | 0 | 0 | 0 | 0 | 0 | 0 | 0 | 0 | 0 | 0 | 0 | 0 | 0 | 0 | 0 | 0 | 0 | 0 | 0 | 0 | 0 | 0 | 0 | 0 | 0 | 0 | 0 | 0 | 0 | 0 | 0 | 0 | 0 | 0 | 0 | 0 | 0 | 0 | 0.77055 | [7 empty] | 0.77055
[7 empty] | 2023 | 10.92 | 29.9924 | 170.0937 | 1126.4579 | 4630.8431 | 4148.1837 | 93.7878 | 313.6851 | 429.8978 | 423.3799 | 496.3041 | 1057.5669 | 1014.4928 | 894.3651 | 699.2964 | 477.7728 | 333.3633 | 357.5521 | 260.5457 | 214.9179 | 178.9147 | 173.4629 | 140.1209 | 98.5361 | 0 | 0 | 0 | 0 | 0 | 0 | 0 | 0 | 0 | 0 | 0 | 0 | 0 | 0 | 0 | 0 | 0 | 0 | 0 | 0 | 0 | 0 | 0 | 0 | 0 | 0 | 0 | 0 | 0 | 0 | 0 | 0 | 0 | 0 | 0 | 0 | 0 | 0 | 0 | 0 | 0 | 0 | 0 | 17774.4529 | 31.6554 | 73.4296 | 1 |  |  |  | 0 | 0 | 0 | 0 | 0 | 0 | 0 | 0 | 0 | 0 | 0 | 0 | 0 | 0 | 0 | 0 | 0 | 0 | 0 | 0 | 0 | 0 | 0 | 0 | 0 | 0 | 0 | 0 | 0 | 0 | 0 | 0 | 0 | 0 | 0 | 0 | 0 | 0 | 0 | 0 | 0 | 0 | 0 | 0 | 0.78877 | [7 empty] | 0.78877
[7 empty] | 2024 | 8.3138 | 24.3851 | 147.6851 | 1044.4776 | 4585.4266 | 4386.4497 | 102.8243 | 346.1762 | 477.5535 | 473.4134 | 558.614 | 1192.2841 | 1155.2081 | 1028.6448 | 812.365 | 560.5969 | 395.0812 | 428.0034 | 315.0149 | 262.4577 | 220.6846 | 216.1085 | 176.3224 | 125.239 | 86.2008 | 0 | 0 | 0 | 0 | 0 | 0 | 0 | 0 | 0 | 0 | 0 | 0 | 0 | 0 | 0 | 0 | 0 | 0 | 0 | 0 | 0 | 0 | 0 | 0 | 0 | 0 | 0 | 0 | 0 | 0 | 0 | 0 | 0 | 0 | 0 | 0 | 0 | 0 | 0 | 0 | 0 | 0 | 19129.5305 | 31.3144 | 72.979 | 1 |  |  |  | 0 | 0 | 0 | 0 | 0 | 0 | 0 | 0 | 0 | 0 | 0 | 0 | 0 | 0 | 0 | 0 | 0 | 0 | 0 | 0 | 0 | 0 | 0 | 0 | 0 | 0 | 0 | 0 | 0 | 0 | 0 | 0 | 0 | 0 | 0 | 0 | 0 | 0 | 0 | 0 | 0 | 0 | 0 | 0 | 0.80615 | [7 empty] | 0.80615
[7 empty] | 2025 | 6.2882 | 19.6963 | 127.389 | 962.1211 | 4510.72 | 4608.0244 | 111.9933 | 379.5307 | 527.0178 | 525.893 | 624.629 | 1330.7987 | 1302.3633 | 1171.323 | 934.3333 | 651.2393 | 463.5703 | 507.2427 | 377.0848 | 317.3266 | 269.4999 | 266.5617 | 219.671 | 157.5956 | 109.5608 | 128.766 | 0 | 0 | 0 | 0 | 0 | 0 | 0 | 0 | 0 | 0 | 0 | 0 | 0 | 0 | 0 | 0 | 0 | 0 | 0 | 0 | 0 | 0 | 0 | 0 | 0 | 0 | 0 | 0 | 0 | 0 | 0 | 0 | 0 | 0 | 0 | 0 | 0 | 0 | 0 | 0 | 0 | 20610.2397 | 30.9668 | 72.507 | 1 |  |  |  | 0 | 0 | 0 | 0 | 0 | 0 | 0 | 0 | 0 | 0 | 0 | 0 | 0 | 0 | 0 | 0 | 0 | 0 | 0 | 0 | 0 | 0 | 0 | 0 | 0 | 0 | 0 | 0 | 0 | 0 | 0 | 0 | 0 | 0 | 0 | 0 | 0 | 0 | 0 | 0 | 0 | 0 | 0 | 0 | 0.82268 | [7 empty] | 0.82268
[7 empty] | 2026 | 4.7249 | 15.8048 | 109.1625 | 880.4543 | 4408.1711 | 4809.0894 | 121.181 | 413.3739 | 577.7966 | 580.3642 | 693.8713 | 1470.6375 | 1453.6664 | 1320.531 | 1063.9301 | 749.0162 | 538.5246 | 595.1755 | 446.8972 | 379.852 | 325.8411 | 325.525 | 270.9559 | 196.3402 | 137.8668 | 163.661 | 85.9714 | 0 | 0 | 0 | 0 | 0 | 0 | 0 | 0 | 0 | 0 | 0 | 0 | 0 | 0 | 0 | 0 | 0 | 0 | 0 | 0 | 0 | 0 | 0 | 0 | 0 | 0 | 0 | 0 | 0 | 0 | 0 | 0 | 0 | 0 | 0 | 0 | 0 | 0 | 0 | 0 | 22138.386 | 30.6553 | 72.0764 | 1 |  |  |  | 0 | 0 | 0 | 0 | 0 | 0 | 0 | 0 | 0 | 0 | 0 | 0 | 0 | 0 | 0 | 0 | 0 | 0 | 0 | 0 | 0 | 0 | 0 | 0 | 0 | 0 | 0 | 0 | 0 | 0 | 0 | 0 | 0 | 0 | 0 | 0 | 0 | 0 | 0 | 0 | 0 | 0 | 0 | 0 | 0.83834 | [7 empty] | 0.83834
[7 empty] | 2027 | 3.527 | 12.5992 | 92.9312 | 800.4429 | 4279.7408 | 4986.0585 | 130.2638 | 447.2863 | 629.3194 | 636.283 | 765.7415 | 1609.0131 | 1606.416 | 1473.9448 | 1199.4579 | 852.9085 | 619.3785 | 691.409 | 524.3688 | 450.1767 | 390.0441 | 393.5787 | 330.8912 | 242.1783 | 171.7611 | 205.9443 | 106.3724 | 92.902 | 0 | 0 | 0 | 0 | 0 | 0 | 0 | 0 | 0 | 0 | 0 | 0 | 0 | 0 | 0 | 0 | 0 | 0 | 0 | 0 | 0 | 0 | 0 | 0 | 0 | 0 | 0 | 0 | 0 | 0 | 0 | 0 | 0 | 0 | 0 | 0 | 0 | 0 | 0 | 23744.9392 | 30.3518 | 71.6515 |  |  |  |  | 0 | 0 | 0 | 0 | 0 | 0 | 0 | 0 | 0 | 0 | 0 | 0 | 0 | 0 | 0 | 0 | 0 | 0 | 0 | 0 | 0 | 0 | 0 | 0 | 0 | 0 | 0 | 0 | 0 | 0 | 0 | 0 | 0 | 0 | 0 | 0 | 0 | 0 | 0 | 0 | 0 | 0 | 0 | 0 | 0.85313 | [7 empty] | 0.85313
[7 empty] | 2028 | 2.6156 | 9.9779 | 78.5952 | 722.9368 | 4127.8409 | 5135.6846 | 139.1102 | 480.8113 | 680.9477 | 693.0211 | 839.5216 | 1742.907 | 1757.5673 | 1628.8253 | 1338.8059 | 961.5556 | 705.2894 | 795.2169 | 609.1536 | 528.2169 | 462.2558 | 471.1287 | 400.0667 | 295.748 | 211.8609 | 256.5754 | 130.6516 | 114.9475 | 95.4468 | 0 | 0 | 0 | 0 | 0 | 0 | 0 | 0 | 0 | 0 | 0 | 0 | 0 | 0 | 0 | 0 | 0 | 0 | 0 | 0 | 0 | 0 | 0 | 0 | 0 | 0 | 0 | 0 | 0 | 0 | 0 | 0 | 0 | 0 | 0 | 0 | 0 | 0 | 25417.2822 | 30.0549 | 71.233 |  |  |  |  | 0 | 0 | 0 | 0 | 0 | 0 | 0 | 0 | 0 | 0 | 0 | 0 | 0 | 0 | 0 | 0 | 0 | 0 | 0 | 0 | 0 | 0 | 0 | 0 | 0 | 0 | 0 | 0 | 0 | 0 | 0 | 0 | 0 | 0 | 0 | 0 | 0 | 0 | 0 | 0 | 0 | 0 | 0 | 0 | 0.86704 | [7 empty] | 0.86704
[7 empty] | 2029 | 1.927 | 7.8503 | 66.0354 | 648.6595 | 3955.2585 | 5255.1579 | 147.5846 | 513.4642 | 731.986 | 749.8753 | 914.3828 | 1869.173 | 1903.8231 | 1782.0851 | 1479.4861 | 1073.2651 | 795.1322 | 905.5175 | 700.6117 | 613.6238 | 542.3899 | 558.3521 | 478.8951 | 357.5766 | 258.7244 | 316.4761 | 159.2986 | 141.184 | 118.0962 | 98.0538 | 0 | 0 | 0 | 0 | 0 | 0 | 0 | 0 | 0 | 0 | 0 | 0 | 0 | 0 | 0 | 0 | 0 | 0 | 0 | 0 | 0 | 0 | 0 | 0 | 0 | 0 | 0 | 0 | 0 | 0 | 0 | 0 | 0 | 0 | 0 | 0 | 0 | 27143.9459 | 29.7615 | 70.8187 |  |  |  |  | 0 | 0 | 0 | 0 | 0 | 0 | 0 | 0 | 0 | 0 | 0 | 0 | 0 | 0 | 0 | 0 | 0 | 0 | 0 | 0 | 0 | 0 | 0 | 0 | 0 | 0 | 0 | 0 | 0 | 0 | 0 | 0 | 0 | 0 | 0 | 0 | 0 | 0 | 0 | 0 | 0 | 0 | 0 | 0 | 0.88007 | [7 empty] | 0.88007
[7 empty] | 2030 | 1.4104 | 6.1359 | 55.1194 | 578.2021 | 3765.0717 | 5342.1938 | 155.5498 | 544.7436 | 781.6967 | 806.0799 | 989.3971 | 1984.657 | 2041.7468 | 1930.3811 | 1618.6943 | 1186.0425 | 887.5073 | 1020.8661 | 797.7901 | 705.7531 | 630.0885 | 655.1449 | 567.5563 | 428.0328 | 312.8129 | 386.4804 | 192.8059 | 172.1403 | 145.0514 | 121.3219 | 100.718 | 0 | 0 | 0 | 0 | 0 | 0 | 0 | 0 | 0 | 0 | 0 | 0 | 0 | 0 | 0 | 0 | 0 | 0 | 0 | 0 | 0 | 0 | 0 | 0 | 0 | 0 | 0 | 0 | 0 | 0 | 0 | 0 | 0 | 0 | 0 | 0 | 28911.1922 | 29.4688 | 70.4063 |  |  |  |  | 0 | 0 | 0 | 0 | 0 | 0 | 0 | 0 | 0 | 0 | 0 | 0 | 0 | 0 | 0 | 0 | 0 | 0 | 0 | 0 | 0 | 0 | 0 | 0 | 0 | 0 | 0 | 0 | 0 | 0 | 0 | 0 | 0 | 0 | 0 | 0 | 0 | 0 | 0 | 0 | 0 | 0 | 0 | 0 | 0.89224 | [7 empty] | 0.89224
[7 empty] | 2031 | 1.0255 | 4.7645 | 45.7065 | 512.0224 | 3560.5581 | 5395.1058 | 162.8712 | 574.1436 | 829.3163 | 860.8225 | 1063.5543 | 2086.3257 | 2167.893 | 2070.2288 | 1753.3938 | 1297.64 | 980.7655 | 1139.4661 | 899.416 | 803.6446 | 724.6897 | 761.0748 | 665.9448 | 507.2775 | 374.4489 | 467.2774 | 231.654 | 208.3488 | 176.8557 | 149.0134 | 124.6183 | 103.5079 | 0 | 0 | 0 | 0 | 0 | 0 | 0 | 0 | 0 | 0 | 0 | 0 | 0 | 0 | 0 | 0 | 0 | 0 | 0 | 0 | 0 | 0 | 0 | 0 | 0 | 0 | 0 | 0 | 0 | 0 | 0 | 0 | 0 | 0 | 0 | 30703.3755 | 29.1743 | 69.9939 |  |  |  |  | 0 | 0 | 0 | 0 | 0 | 0 | 0 | 0 | 0 | 0 | 0 | 0 | 0 | 0 | 0 | 0 | 0 | 0 | 0 | 0 | 0 | 0 | 0 | 0 | 0 | 0 | 0 | 0 | 0 | 0 | 0 | 0 | 0 | 0 | 0 | 0 | 0 | 0 | 0 | 0 | 0 | 0 | 0 | 0 | 0.90357 | [7 empty] | 0.90357
[7 empty] | 2032 | 0.74078 | 3.6754 | 37.6529 | 450.4481 | 3345.1019 | 5412.8593 | 169.4204 | 601.1673 | 874.0748 | 913.2623 | 1135.7825 | 2171.3979 | 2278.9483 | 2198.1348 | 1880.4195 | 1405.6229 | 1073.048 | 1259.1999 | 1003.9063 | 906.0162 | 825.2079 | 875.3423 | 773.6208 | 595.2164 | 443.7733 | 559.3488 | 276.2935 | 250.3287 | 214.056 | 181.6864 | 153.0622 | 128.0702 | 106.3133 | 0 | 0 | 0 | 0 | 0 | 0 | 0 | 0 | 0 | 0 | 0 | 0 | 0 | 0 | 0 | 0 | 0 | 0 | 0 | 0 | 0 | 0 | 0 | 0 | 0 | 0 | 0 | 0 | 0 | 0 | 0 | 0 | 0 | 0 | 32503.1993 | 28.8761 | 69.5794 |  |  |  |  | 0 | 0 | 0 | 0.22273 | 0 | 0 | 0 | 0 | 0 | 0 | 0 | 0 | 0 | 0 | 0 | 0 | 0 | 0 | 0 | 0 | 0 | 0 | 0 | 0 | 0 | 0 | 0 | 0 | 0 | 0 | 0 | 0 | 0 | 0 | 0 | 0 | 0 | 0 | 0 | 0 | 0 | 0 | 0 | 0.22273 | 0.91408 | [7 empty] | 0.91408
[7 empty] | 2033 | 0.5316 | 2.8166 | 30.8152 | 393.6833 | 3122.102 | 5395.1058 | 175.0787 | 625.3406 | 915.2157 | 962.5514 | 1204.9725 | 2237.4709 | 2371.875 | 2310.7393 | 1996.5984 | 1507.4542 | 1162.3415 | 1377.6808 | 1109.3957 | 1011.2734 | 930.3263 | 996.7567 | 889.772 | 691.4564 | 520.7035 | 662.905 | 327.1242 | 298.5667 | 257.1858 | 219.9028 | 186.6229 | 157.302 | 131.5414 | 109.1763 | 0 | 0 | 0 | 0 | 0 | 0 | 0 | 0 | 0 | 0 | 0 | 0 | 0 | 0 | 0 | 0 | 0 | 0 | 0 | 0 | 0 | 0 | 0 | 0 | 0 | 0 | 0 | 0 | 0 | 0 | 0 | 0 | 0 | 34292.3845 | 28.5724 | 69.161 |  |  |  |  | 0 | 0 | 0 | 0.25629 | 0.24021 | 0 | 0 | 0 | 0 | 0 | 0 | 0 | 0 | 0 | 0 | 0 | 0 | 0 | 0 | 0 | 0 | 0 | 0 | 0 | 0 | 0 | 0 | 0 | 0 | 0 | 0 | 0 | 0 | 0 | 0 | 0 | 0 | 0 | 0 | 0 | 0 | 0 | 0 | 0.4965 | 0.92378 | [7 empty] | 0.92378
[7 empty] | 2034 | 0.37899 | 2.1444 | 25.0541 | 341.8186 | 2894.8846 | 5342.1938 | 179.7412 | 646.226 | 952.0171 | 1007.8567 | 1270.0053 | 2282.6327 | 2444.0482 | 2404.9622 | 2098.8787 | 1600.5899 | 1246.5481 | 1492.3244 | 1213.7812 | 1117.5368 | 1038.4077 | 1123.7278 | 1013.1879 | 795.2714 | 604.8955 | 777.8226 | 384.473 | 353.4951 | 306.7452 | 264.2107 | 225.8777 | 191.7924 | 161.5654 | 135.0837 | 112.0779 | 0 | 0 | 0 | 0 | 0 | 0 | 0 | 0 | 0 | 0 | 0 | 0 | 0 | 0 | 0 | 0 | 0 | 0 | 0 | 0 | 0 | 0 | 0 | 0 | 0 | 0 | 0 | 0 | 0 | 0 | 0 | 0 | 36052.2572 | 28.262 | 68.7369 |  |  |  |  | 0 | 0 | 0 | 0.29385 | 0.27641 | 0.25884 | 0 | 0 | 0 | 0 | 0 | 0 | 0 | 0 | 0 | 0 | 0 | 0 | 0 | 0 | 0 | 0 | 0 | 0 | 0 | 0 | 0 | 0 | 0 | 0 | 0 | 0 | 0 | 0 | 0 | 0 | 0 | 0 | 0 | 0 | 0 | 0 | 0 | 0.8291 | 0.93271 | [7 empty] | 0.93271
[7 empty] | 2035 | 0.26842 | 1.6219 | 20.2366 | 294.843 | 2666.6246 | 5255.1579 | 183.3193 | 663.4353 | 983.8129 | 1048.3833 | 1329.7818 | 2305.5544 | 2493.3797 | 2478.1423 | 2184.4628 | 1682.5839 | 1323.5642 | 1600.4368 | 1314.7859 | 1222.6884 | 1147.5225 | 1254.2777 | 1142.252 | 905.5796 | 695.7144 | 903.588 | 448.5701 | 415.4671 | 363.1782 | 315.1238 | 271.3895 | 232.1345 | 196.9906 | 165.9163 | 138.6739 | 115.0008 | 0 | 0 | 0 | 0 | 0 | 0 | 0 | 0 | 0 | 0 | 0 | 0 | 0 | 0 | 0 | 0 | 0 | 0 | 0 | 0 | 0 | 0 | 0 | 0 | 0 | 0 | 0 | 0 | 0 | 0 | 0 | 37764.4622 | 27.9436 | 68.3054 |  |  |  |  | 0 | 0 | 0 | 0.3357 | 0.31692 | 0.29785 | 0.27858 | 0 | 0 | 0 | 0 | 0 | 0 | 0 | 0 | 0 | 0 | 0 | 0 | 0 | 0 | 0 | 0 | 0 | 0 | 0 | 0 | 0 | 0 | 0 | 0 | 0 | 0 | 0 | 0 | 0 | 0 | 0 | 0 | 0 | 0 | 0 | 0 | 1.229 | 0.94091 | [7 empty] | 0.94091
[7 empty] | 2036 | 0.18887 | 1.2187 | 16.2384 | 252.6576 | 2440.2761 | 5135.6846 | 185.7442 | 676.6425 | 1010.0124 | 1083.3975 | 1383.2532 | 2305.5544 | 2518.4176 | 2528.1619 | 2250.9333 | 1751.1931 | 1391.3668 | 1699.3174 | 1410.0364 | 1324.4343 | 1255.4954 | 1386.0758 | 1274.954 | 1020.9361 | 792.2135 | 1039.2524 | 519.5244 | 484.7313 | 426.8477 | 373.0982 | 323.6859 | 278.9069 | 238.4262 | 202.2955 | 170.3259 | 142.2904 | 117.9243 | 0 | 0 | 0 | 0 | 0 | 0 | 0 | 0 | 0 | 0 | 0 | 0 | 0 | 0 | 0 | 0 | 0 | 0 | 0 | 0 | 0 | 0 | 0 | 0 | 0 | 0 | 0 | 0 | 0 | 0 | 39411.7133 | 27.6164 | 67.8652 |  |  |  |  | 0 | 0 | 0 | 0.38214 | 0.36206 | 0.3415 | 0.32056 | 0.30014 | 0 | 0 | 0 | 0 | 0 | 0 | 0 | 0 | 0 | 0 | 0 | 0 | 0 | 0 | 0 | 0 | 0 | 0 | 0 | 0 | 0 | 0 | 0 | 0 | 0 | 0 | 0 | 0 | 0 | 0 | 0 | 0 | 0 | 0 | 0 | 1.7064 | 0.94839 | [7 empty] | 0.94839
[7 empty] | 2037 | 0.13202 | 0.90975 | 12.9448 | 215.0901 | 2218.5156 | 4986.0585 | 186.9687 | 685.593 | 1030.1189 | 1112.249 | 1429.4515 | 2282.6327 | 2518.4176 | 2553.5491 | 2296.3669 | 1804.4797 | 1448.1013 | 1786.3688 | 1497.1534 | 1420.3838 | 1359.9713 | 1516.4948 | 1408.9248 | 1139.5442 | 893.129 | 1183.402 | 597.3005 | 561.4056 | 498.0093 | 438.5069 | 383.2355 | 332.6519 | 286.4663 | 244.8468 | 207.6719 | 174.7678 | 145.9077 | 120.8251 | 0 | 0 | 0 | 0 | 0 | 0 | 0 | 0 | 0 | 0 | 0 | 0 | 0 | 0 | 0 | 0 | 0 | 0 | 0 | 0 | 0 | 0 | 0 | 0 | 0 | 0 | 0 | 0 | 0 | 40978.5466 | 27.2798 | 67.4148 |  |  |  |  | 0 | 0 | 0 | 0.43344 | 0.41214 | 0.39014 | 0.36753 | 0.34537 | 0.3224 | 0 | 0 | 0 | 0 | 0 | 0 | 0 | 0 | 0 | 0 | 0 | 0 | 0 | 0 | 0 | 0 | 0 | 0 | 0 | 0 | 0 | 0 | 0 | 0 | 0 | 0 | 0 | 0 | 0 | 0 | 0 | 0 | 0 | 0 | 2.271 | 0.95521 | [7 empty] | 0.95521
[7 empty] | 2038 | 0.091677 | 0.67466 | 10.2517 | 181.9093 | 2003.6989 | 4809.0894 | 186.9687 | 690.1125 | 1043.7451 | 1134.3908 | 1467.5186 | 2237.4709 | 2493.3797 | 2553.5491 | 2319.4265 | 1840.902 | 1492.1653 | 1859.21 | 1573.8485 | 1508.14 | 1458.4953 | 1642.6898 | 1541.4937 | 1259.2862 | 996.8889 | 1334.1487 | 681.6963 | 645.4514 | 576.7838 | 511.6121 | 450.4214 | 393.8511 | 341.668 | 294.1806 | 251.3542 | 213.0878 | 179.2107 | 149.4968 | 123.6776 | 0 | 0 | 0 | 0 | 0 | 0 | 0 | 0 | 0 | 0 | 0 | 0 | 0 | 0 | 0 | 0 | 0 | 0 | 0 | 0 | 0 | 0 | 0 | 0 | 0 | 0 | 0 | 0 | 42452.0377 | 26.9334 | 66.9533 |  |  |  |  | 0 | 0 | 0 | 0.48985 | 0.46747 | 0.44411 | 0.41988 | 0.39598 | 0.37098 | 0.34579 | 0 | 0 | 0 | 0 | 0 | 0 | 0 | 0 | 0 | 0 | 0 | 0 | 0 | 0 | 0 | 0 | 0 | 0 | 0 | 0 | 0 | 0 | 0 | 0 | 0 | 0 | 0 | 0 | 0 | 0 | 0 | 0 | 0 | 2.9341 | 0.9614 | [7 empty] | 0.9614
[7 empty] | 2039 | 0.063246 | 0.49704 | 8.0657 | 152.8395 | 1797.8311 | 4608.0244 | 185.7442 | 690.1125 | 1050.6257 | 1149.3963 | 1496.7328 | 2171.3979 | 2444.0482 | 2528.1619 | 2319.4265 | 1859.3879 | 1522.2837 | 1915.7834 | 1638.0239 | 1585.398 | 1548.6063 | 1761.6955 | 1669.7689 | 1377.7753 | 1101.6409 | 1489.1445 | 772.3253 | 736.6508 | 663.1319 | 592.5384 | 525.513 | 462.898 | 404.5259 | 350.8689 | 301.9991 | 257.9093 | 218.5049 | 183.619 | 153.0261 | 126.4542 | 0 | 0 | 0 | 0 | 0 | 0 | 0 | 0 | 0 | 0 | 0 | 0 | 0 | 0 | 0 | 0 | 0 | 0 | 0 | 0 | 0 | 0 | 0 | 0 | 0 | 0 | 0 | 43822.44 | 26.5769 | 66.4796 |  |  |  |  | 0 | 0 | 0 | 0.55163 | 0.52831 | 0.50372 | 0.47796 | 0.45238 | 0.42534 | 0.3979 | 0.37014 | 0 | 0 | 0 | 0 | 0 | 0 | 0 | 0 | 0 | 0 | 0 | 0 | 0 | 0 | 0 | 0 | 0 | 0 | 0 | 0 | 0 | 0 | 0 | 0 | 0 | 0 | 0 | 0 | 0 | 0 | 0 | 0 | 3.7074 | 0.967 | [7 empty] | 0.967
[7 empty] | 2040 | 0.043347 | 0.36379 | 6.3042 | 127.5743 | 1602.5507 | 4386.4497 | 183.3193 | 685.593 | 1050.6257 | 1156.9733 | 1516.5313 | 2086.3257 | 2371.875 | 2478.1423 | 2296.3669 | 1859.3879 | 1537.5701 | 1954.4523 | 1687.867 | 1650.0443 | 1627.9372 | 1870.5392 | 1790.7364 | 1492.4267 | 1205.2968 | 1645.6222 | 868.6019 | 834.5858 | 756.8295 | 681.245 | 608.638 | 540.0696 | 475.4441 | 415.4195 | 360.194 | 309.875 | 264.4658 | 223.8798 | 187.954 | 156.4616 | 129.1268 | 0 | 0 | 0 | 0 | 0 | 0 | 0 | 0 | 0 | 0 | 0 | 0 | 0 | 0 | 0 | 0 | 0 | 0 | 0 | 0 | 0 | 0 | 0 | 0 | 0 | 0 | 45083.7086 | 26.2104 | 65.9933 |  |  |  |  | 0 | 0 | 0 | 0.61896 | 0.59494 | 0.56929 | 0.54213 | 0.51496 | 0.48593 | 0.45621 | 0.42592 | 0.39529 | 0 | 0 | 0 | 0 | 0 | 0 | 0 | 0 | 0 | 0 | 0 | 0 | 0 | 0 | 0 | 0 | 0 | 0 | 0 | 0 | 0 | 0 | 0 | 0 | 0 | 0 | 0 | 0 | 0 | 0 | 0 | 4.6036 | 0.97204 | [7 empty] | 0.97204
[7 empty] | 2041 | 0.029514 | 0.26452 | 4.8952 | 105.7881 | 1419.1264 | 4148.1837 | 179.7412 | 676.6425 | 1043.7451 | 1156.9733 | 1526.5285 | 1984.657 | 2278.9483 | 2404.9622 | 2250.9333 | 1840.902 | 1537.5701 | 1974.0784 | 1721.9354 | 1700.2532 | 1694.3181 | 1966.3618 | 1901.3743 | 1600.5465 | 1305.5954 | 1800.4625 | 969.7337 | 938.6236 | 857.4471 | 777.5019 | 699.7549 | 625.4972 | 554.7074 | 488.2476 | 426.4602 | 369.5875 | 317.7526 | 270.9713 | 229.1652 | 192.1736 | 159.7685 | 131.6678 | 0 | 0 | 0 | 0 | 0 | 0 | 0 | 0 | 0 | 0 | 0 | 0 | 0 | 0 | 0 | 0 | 0 | 0 | 0 | 0 | 0 | 0 | 0 | 0 | 0 | 46233.8768 | 25.8342 | 65.494 |  |  |  |  | 0 | 0 | 0 | 0.69201 | 0.66755 | 0.64108 | 0.61269 | 0.58409 | 0.55314 | 0.52119 | 0.48834 | 0.45485 | 0.42103 | 0 | 0 | 0 | 0 | 0 | 0 | 0 | 0 | 0 | 0 | 0 | 0 | 0 | 0 | 0 | 0 | 0 | 0 | 0 | 0 | 0 | 0 | 0 | 0 | 0 | 0 | 0 | 0 | 0 | 0 | 5.636 | 0.97656 | [7 empty] | 0.97656
[7 empty] | 2042 | 0.019964 | 0.19107 | 3.7762 | 87.1479 | 1248.4664 | 3897.1691 | 175.0787 | 663.4353 | 1030.1189 | 1149.3963 | 1526.5285 | 1869.173 | 2167.893 | 2310.7393 | 2184.4628 | 1804.4797 | 1522.2837 | 1974.0784 | 1739.2267 | 1734.5716 | 1745.8741 | 2046.5424 | 1998.7766 | 1699.4339 | 1400.1801 | 1950.2877 | 1074.7203 | 1047.9082 | 964.3348 | 880.8678 | 798.6271 | 719.138 | 642.4504 | 569.6453 | 501.2239 | 437.5819 | 378.9831 | 325.5688 | 277.3685 | 234.3101 | 196.2353 | 162.9125 | 134.0506 | 0 | 0 | 0 | 0 | 0 | 0 | 0 | 0 | 0 | 0 | 0 | 0 | 0 | 0 | 0 | 0 | 0 | 0 | 0 | 0 | 0 | 0 | 0 | 0 | 47275.2581 | 25.449 | 64.9818 |  |  |  |  | 0 | 0 | 0 | 0.77091 | 0.74634 | 0.71933 | 0.68995 | 0.66012 | 0.6274 | 0.59328 | 0.5579 | 0.52151 | 0.48447 | 0.44712 | 0 | 0 | 0 | 0 | 0 | 0 | 0 | 0 | 0 | 0 | 0 | 0 | 0 | 0 | 0 | 0 | 0 | 0 | 0 | 0 | 0 | 0 | 0 | 0 | 0 | 0 | 0 | 0 | 0 | 6.8183 | 0.98061 | [7 empty] | 0.98061
[7 empty] | 2043 | 0.013415 | 0.13712 | 2.8939 | 71.3221 | 1091.1365 | 3637.3658 | 169.4204 | 646.226 | 1010.0124 | 1134.3908 | 1516.5313 | 1742.907 | 2041.7468 | 2198.1348 | 2098.8787 | 1751.1931 | 1492.1653 | 1954.4523 | 1739.2267 | 1751.9898 | 1781.1135 | 2108.8162 | 2080.2789 | 1786.4913 | 1486.6881 | 2091.5776 | 1182.3597 | 1161.3581 | 1076.6129 | 990.6751 | 904.8016 | 820.7489 | 738.6292 | 659.7512 | 584.7849 | 514.2953 | 448.706 | 388.3056 | 333.255 | 283.5955 | 239.2623 | 200.0969 | 165.8606 | 136.2509 | 0 | 0 | 0 | 0 | 0 | 0 | 0 | 0 | 0 | 0 | 0 | 0 | 0 | 0 | 0 | 0 | 0 | 0 | 0 | 0 | 0 | 0 | 0 | 48214.4593 | 25.0557 | 64.4575 |  |  |  |  | 0 | 0 | 0 | 0.85572 | 0.83143 | 0.80423 | 0.77417 | 0.74336 | 0.70906 | 0.67293 | 0.63507 | 0.59579 | 0.55547 | 0.5145 | 0.47333 | 0 | 0 | 0 | 0 | 0 | 0 | 0 | 0 | 0 | 0 | 0 | 0 | 0 | 0 | 0 | 0 | 0 | 0 | 0 | 0 | 0 | 0 | 0 | 0 | 0 | 0 | 0 | 0 | 8.1651 | 0.98422 | [7 empty] | 0.98422
[7 empty] | 2044 | 0.0089558 | 0.097755 | 2.2033 | 57.9878 | 947.3877 | 3372.6491 | 162.8712 | 625.3406 | 983.8129 | 1112.249 | 1496.7328 | 1609.0131 | 1903.8231 | 2070.2288 | 1996.5984 | 1682.5839 | 1448.1013 | 1915.7834 | 1721.9354 | 1751.9898 | 1798.999 | 2151.3813 | 2143.5792 | 1859.3374 | 1562.8471 | 2220.8025 | 1291.2639 | 1277.6748 | 1193.1706 | 1106.02 | 1017.5924 | 929.8644 | 842.9941 | 758.52 | 677.2856 | 600.0356 | 527.3696 | 459.7435 | 397.4728 | 340.7367 | 289.5894 | 243.9706 | 203.7179 | 168.5831 | 138.2478 | 0 | 0 | 0 | 0 | 0 | 0 | 0 | 0 | 0 | 0 | 0 | 0 | 0 | 0 | 0 | 0 | 0 | 0 | 0 | 0 | 0 | 0 | 49062.1979 | 24.6555 | 63.922 |  |  |  |  | 0 | 0 | 0 | 0.94644 | 0.9229 | 0.89592 | 0.86554 | 0.83409 | 0.79848 | 0.76052 | 0.72032 | 0.67821 | 0.63458 | 0.5899 | 0.54466 | 0.49939 | 0 | 0 | 0 | 0 | 0 | 0 | 0 | 0 | 0 | 0 | 0 | 0 | 0 | 0 | 0 | 0 | 0 | 0 | 0 | 0 | 0 | 0 | 0 | 0 | 0 | 0 | 0 | 9.691 | 0.98742 | [7 empty] | 0.98742
[7 empty] | 2045 | 0.0059396 | 0.069236 | 1.6664 | 46.8378 | 817.1897 | 3106.7177 | 155.5498 | 601.1673 | 952.0171 | 1083.3975 | 1467.5186 | 1470.6375 | 1757.5673 | 1930.3811 | 1880.4195 | 1600.5899 | 1391.3668 | 1859.21 | 1687.867 | 1734.5716 | 1798.999 | 2172.9849 | 2186.846 | 1915.9148 | 1626.5739 | 2334.5683 | 1399.8826 | 1395.3583 | 1312.6735 | 1225.7614 | 1136.0713 | 1045.7795 | 955.067 | 865.6955 | 778.6794 | 694.9485 | 615.2895 | 540.3421 | 470.5973 | 406.3962 | 347.9383 | 295.288 | 248.3856 | 207.0618 | 171.0539 | 140.0245 | 0 | 0 | 0 | 0 | 0 | 0 | 0 | 0 | 0 | 0 | 0 | 0 | 0 | 0 | 0 | 0 | 0 | 0 | 0 | 0 | 0 | 49832.9291 | 24.2502 | 63.3772 |  |  |  |  | 0 | 0 | 0 | 1.043 | 1.0207 | 0.99448 | 0.96423 | 0.93254 | 0.89594 | 0.85642 | 0.81408 | 0.76925 | 0.72237 | 0.67392 | 0.62448 | 0.57464 | 0.52502 | 0 | 0 | 0 | 0 | 0 | 0 | 0 | 0 | 0 | 0 | 0 | 0 | 0 | 0 | 0 | 0 | 0 | 0 | 0 | 0 | 0 | 0 | 0 | 0 | 0 | 0 | 11.4111 | 0.99025 | [7 empty] | 0.99025
[7 empty] | 2046 | 0.0039134 | 0.048715 | 1.2522 | 37.584 | 700.2683 | 2843.0131 | 147.5846 | 574.1436 | 915.2157 | 1048.3833 | 1429.4515 | 1330.7987 | 1606.416 | 1782.0851 | 1753.3938 | 1507.4542 | 1323.5642 | 1786.3688 | 1638.0239 | 1700.2532 | 1781.1135 | 2172.9849 | 2208.8057 | 1954.5863 | 1676.0686 | 2429.7629 | 1506.5357 | 1512.7332 | 1433.5805 | 1348.5285 | 1259.0662 | 1167.5402 | 1074.1239 | 980.7864 | 888.7033 | 798.9866 | 712.6154 | 630.4248 | 553.0987 | 481.1624 | 414.9857 | 354.7851 | 300.6317 | 252.4626 | 210.0965 | 173.2522 | 141.5689 | 0 | 0 | 0 | 0 | 0 | 0 | 0 | 0 | 0 | 0 | 0 | 0 | 0 | 0 | 0 | 0 | 0 | 0 | 0 | 0 | 50544.2969 | 23.8419 | 62.8255 |  |  |  |  | 0 | 0 | 0 | 1.1453 | 1.1249 | 1.0999 | 1.0703 | 1.0389 | 1.0017 | 0.96095 | 0.91674 | 0.86938 | 0.81934 | 0.76714 | 0.71343 | 0.65886 | 0.60413 | 0.54995 | 0 | 0 | 0 | 0 | 0 | 0 | 0 | 0 | 0 | 0 | 0 | 0 | 0 | 0 | 0 | 0 | 0 | 0 | 0 | 0 | 0 | 0 | 0 | 0 | 0 | 13.3409 | 0.99275 | [7 empty] | 0.99275
[7 empty] | 2047 | 0.0025615 | 0.034052 | 0.93471 | 29.9609 | 596.1458 | 2584.6539 | 139.1102 | 544.7436 | 874.0748 | 1007.8567 | 1383.2532 | 1192.2841 | 1453.6664 | 1628.8253 | 1618.6943 | 1405.6229 | 1246.5481 | 1699.3174 | 1573.8485 | 1650.0443 | 1745.8741 | 2151.3813 | 2208.8057 | 1974.2138 | 1709.8989 | 2503.6976 | 1609.4536 | 1627.9841 | 1554.1706 | 1472.738 | 1385.1689 | 1293.942 | 1199.1848 | 1103.0494 | 1006.853 | 911.8798 | 819.2983 | 730.1447 | 645.3081 | 565.516 | 491.332 | 423.1518 | 361.2055 | 305.5663 | 256.1627 | 212.7966 | 175.1631 | 142.8742 | 0 | 0 | 0 | 0 | 0 | 0 | 0 | 0 | 0 | 0 | 0 | 0 | 0 | 0 | 0 | 0 | 0 | 0 | 0 | 51216.4366 | 23.4331 | 62.2701 |  |  |  |  | 0 | 0 | 0 | 1.2532 | 1.2353 | 1.2122 | 1.1838 | 1.1531 | 1.1159 | 1.0744 | 1.0286 | 0.97901 | 0.92598 | 0.87013 | 0.81211 | 0.7527 | 0.69267 | 0.63282 | 0.57394 | 0 | 0 | 0 | 0 | 0 | 0 | 0 | 0 | 0 | 0 | 0 | 0 | 0 | 0 | 0 | 0 | 0 | 0 | 0 | 0 | 0 | 0 | 0 | 0 | 15.4958 | 0.99495 | [7 empty] | 0.99495
[7 empty] | 2048 | 0.0016657 | 0.023647 | 0.69317 | 23.7276 | 504.1815 | 2334.3844 | 130.2638 | 513.4642 | 829.3163 | 962.5514 | 1329.7818 | 1057.5669 | 1302.3633 | 1473.9448 | 1479.4861 | 1297.64 | 1162.3415 | 1600.4368 | 1497.1534 | 1585.398 | 1694.3181 | 2108.8162 | 2186.846 | 1974.2138 | 1727.0693 | 2554.2331 | 1706.8239 | 1739.1987 | 1672.5785 | 1596.622 | 1512.7533 | 1423.5377 | 1329.0125 | 1231.4781 | 1132.3654 | 1033.1108 | 935.0614 | 839.4519 | 747.3822 | 659.7955 | 577.4685 | 501.0005 | 430.8094 | 367.1343 | 310.0447 | 259.4548 | 215.1436 | 176.7782 | 143.9391 | 0 | 0 | 0 | 0 | 0 | 0 | 0 | 0 | 0 | 0 | 0 | 0 | 0 | 0 | 0 | 0 | 0 | 0 | 51871.1617 | 23.0269 | 61.7146 |  |  |  |  | 0 | 0 | 0 | 1.3662 | 1.3515 | 1.3311 | 1.3046 | 1.2754 | 1.2386 | 1.1969 | 1.15 | 1.0985 | 1.0428 | 0.98339 | 0.92113 | 0.85682 | 0.79133 | 0.72556 | 0.66043 | 0.59676 | 0 | 0 | 0 | 0 | 0 | 0 | 0 | 0 | 0 | 0 | 0 | 0 | 0 | 0 | 0 | 0 | 0 | 0 | 0 | 0 | 0 | 0 | 0 | 17.891 | 0.99687 | [7 empty] | 0.99687
[7 empty] | 2049 | 0.0010761 | 0.016314 | 0.51068 | 18.6681 | 423.6116 | 2094.5406 | 121.181 | 480.8113 | 781.6967 | 913.2623 | 1270.0053 | 928.7452 | 1155.2081 | 1320.531 | 1338.8059 | 1186.0425 | 1073.048 | 1492.3244 | 1410.0364 | 1508.14 | 1627.9372 | 2046.5424 | 2143.5792 | 1954.5863 | 1727.0693 | 2579.882 | 1796.8433 | 1844.4184 | 1786.8395 | 1718.2641 | 1640.0033 | 1554.6562 | 1462.1207 | 1364.802 | 1264.2074 | 1161.8964 | 1059.3743 | 958.0626 | 859.2699 | 764.1612 | 673.7406 | 588.832 | 510.0669 | 437.8807 | 372.5151 | 314.0293 | 262.3165 | 217.1274 | 178.0958 | 144.7676 | 0 | 0 | 0 | 0 | 0 | 0 | 0 | 0 | 0 | 0 | 0 | 0 | 0 | 0 | 0 | 0 | 0 | 52531.0743 | 22.6265 | 61.1636 |  |  |  |  | 0 | 0 | 0 | 1.4841 | 1.4735 | 1.4564 | 1.4325 | 1.4056 | 1.37 | 1.3285 | 1.2812 | 1.2282 | 1.17 | 1.1074 | 1.041 | 0.97184 | 0.90079 | 0.82891 | 0.75721 | 0.68668 | 0.61822 | 0 | 0 | 0 | 0 | 0 | 0 | 0 | 0 | 0 | 0 | 0 | 0 | 0 | 0 | 0 | 0 | 0 | 0 | 0 | 0 | 0 | 0 | 20.542 | 0.99854 | [7 empty] | 0.99854
[7 empty] | 2050 | 0.00069059 | 0.011181 | 0.37377 | 14.5912 | 353.5861 | 1867.0316 | 111.9933 | 447.2863 | 731.986 | 860.8225 | 1204.9725 | 807.5064 | 1014.4928 | 1171.323 | 1199.4579 | 1073.2651 | 980.7655 | 1377.6808 | 1314.7859 | 1420.3838 | 1548.6063 | 1966.3618 | 2080.2789 | 1915.9148 | 1709.8989 | 2579.882 | 1877.7721 | 1941.6946 | 1894.9415 | 1835.6461 | 1764.9505 | 1685.431 | 1596.793 | 1501.4948 | 1401.0747 | 1297.1767 | 1191.4339 | 1085.4334 | 980.6809 | 878.5609 | 780.3122 | 686.9985 | 599.4878 | 518.4391 | 444.2983 | 377.3025 | 317.4929 | 264.7352 | 218.7457 | 179.1208 | 145.3685 | 0 | 0 | 0 | 0 | 0 | 0 | 0 | 0 | 0 | 0 | 0 | 0 | 0 | 0 | 0 | 0 | 53218.645 | 22.2353 | 60.622 |  |  |  |  | 0 | 0 | 0 | 1.6064 | 1.6006 | 1.5878 | 1.5674 | 1.5434 | 1.5098 | 1.4694 | 1.4221 | 1.3682 | 1.3081 | 1.2426 | 1.1723 | 1.0983 | 1.0217 | 0.94357 | 0.86507 | 0.78732 | 0.71137 | 0.63817 | 0 | 0 | 0 | 0 | 0 | 0 | 0 | 0 | 0 | 0 | 0 | 0 | 0 | 0 | 0 | 0 | 0 | 0 | 0 | 0 | 0 | 23.4636 | 1 | [7 empty] | 1
[7 empty] | 2051 | 0.0004403 | 0.0076126 | 0.27177 | 11.33 | 293.2034 | 1653.3355 | 102.8243 | 413.3739 | 680.9477 | 806.0799 | 1135.7825 | 695.114 | 882.0605 | 1028.6448 | 1063.9301 | 961.5556 | 887.5073 | 1259.1999 | 1213.7812 | 1324.4343 | 1458.4953 | 1870.5392 | 1998.7766 | 1859.3374 | 1676.0686 | 2554.2331 | 1947.9903 | 2029.1475 | 1994.8823 | 1946.7009 | 1885.5219 | 1813.8392 | 1731.1122 | 1639.7937 | 1541.4004 | 1437.6134 | 1330.1533 | 1220.7415 | 1111.0587 | 1002.6975 | 897.1298 | 795.6672 | 699.4309 | 609.3278 | 526.0375 | 450.0083 | 381.464 | 320.4204 | 266.7084 | 220.0047 | 179.8644 | 145.7552 | 0 | 0 | 0 | 0 | 0 | 0 | 0 | 0 | 0 | 0 | 0 | 0 | 0 | 0 | 0 | 53955.306 | 21.8571 | 60.0947 |  |  |  |  | 0 | 0 | 0 | 1.7325 | 1.7325 | 1.7248 | 1.7088 | 1.6887 | 1.6579 | 1.6193 | 1.5729 | 1.5187 | 1.4573 | 1.3892 | 1.3154 | 1.2368 | 1.1547 | 1.0702 | 0.98473 | 0.89946 | 0.81563 | 0.73434 | 0.65654 | 0 | 0 | 0 | 0 | 0 | 0 | 0 | 0 | 0 | 0 | 0 | 0 | 0 | 0 | 0 | 0 | 0 | 0 | 0 | 0 | 26.6705 | 1 | [7 empty] | 1
[7 empty] | 2052 | 0.00027889 | 0.0051493 | 0.19632 | 8.7401 | 241.5401 | 1454.5102 | 93.7878 | 379.5307 | 629.3194 | 749.8753 | 1063.5543 | 592.416 | 759.2913 | 894.3651 | 934.3333 | 852.9085 | 795.1322 | 1139.4661 | 1109.3957 | 1222.6884 | 1359.9713 | 1761.6955 | 1901.3743 | 1786.4913 | 1626.5739 | 2503.6976 | 2006.0508 | 2105.0263 | 2084.7308 | 2049.3715 | 1999.594 | 1937.7504 | 1863.0008 | 1777.7301 | 1683.3749 | 1581.5986 | 1474.1601 | 1362.8731 | 1249.5612 | 1136.0024 | 1023.8901 | 914.7835 | 810.0661 | 710.9113 | 618.2582 | 532.7979 | 454.9717 | 384.9813 | 322.8086 | 268.2434 | 220.918 | 180.3428 | 145.9443 | 0 | 0 | 0 | 0 | 0 | 0 | 0 | 0 | 0 | 0 | 0 | 0 | 0 | 0 | 54760.6023 | 21.4953 | 59.587 |  |  |  |  | 0 | 0 | 0 | 1.8618 | 1.8685 | 1.8669 | 1.8563 | 1.8411 | 1.8139 | 1.7782 | 1.7334 | 1.6797 | 1.6176 | 1.5476 | 1.4707 | 1.3878 | 1.3003 | 1.2095 | 1.1169 | 1.0239 | 0.9318 | 0.84196 | 0.75547 | 0.67329 | 0 | 0 | 0 | 0 | 0 | 0 | 0 | 0 | 0 | 0 | 0 | 0 | 0 | 0 | 0 | 0 | 0 | 0 | 0 | 30.1767 | 1 | [7 empty] | 1
[7 empty] | 2053 | 0.00017549 | 0.0034603 | 0.14088 | 6.698 | 197.6769 | 1271.2149 | 84.9851 | 346.1762 | 577.7966 | 693.0211 | 989.3971 | 499.8713 | 647.1116 | 769.8833 | 812.365 | 749.0162 | 705.2894 | 1020.8661 | 1003.9063 | 1117.5368 | 1255.4954 | 1642.6898 | 1790.7364 | 1699.4339 | 1562.8471 | 2429.7629 | 2050.729 | 2167.7672 | 2162.6881 | 2141.6741 | 2105.0543 | 2054.9823 | 1990.2704 | 1913.1703 | 1824.9772 | 1727.2757 | 1621.8057 | 1510.4223 | 1395.0483 | 1277.6143 | 1160.0125 | 1044.0383 | 931.338 | 823.3625 | 721.3306 | 626.2038 | 538.6745 | 459.1668 | 387.8508 | 324.6665 | 269.357 | 221.5057 | 180.5768 | 145.9543 | 0 | 0 | 0 | 0 | 0 | 0 | 0 | 0 | 0 | 0 | 0 | 0 | 0 | 55651.4392 | 21.1531 | 59.1039 |  |  |  |  | 0 | 0 | 0 | 1.9936 | 2.008 | 2.0135 | 2.0092 | 2 | 1.9776 | 1.9456 | 1.9034 | 1.8511 | 1.7891 | 1.7179 | 1.6383 | 1.5516 | 1.459 | 1.3621 | 1.2623 | 1.1613 | 1.0607 | 0.96188 | 0.86619 | 0.77475 | 0.68846 | 0 | 0 | 0 | 0 | 0 | 0 | 0 | 0 | 0 | 0 | 0 | 0 | 0 | 0 | 0 | 0 | 0 | 0 | 33.9955 | 1 | [7 empty] | 1
[7 empty] | 2054 | 0.0001097 | 0.00231 | 0.10044 | 5.0994 | 160.7197 | 1103.7422 | 76.5043 | 313.6851 | 527.0178 | 636.283 | 914.3828 | 417.5902 | 546.0226 | 656.1387 | 699.2964 | 651.2393 | 619.3785 | 905.5175 | 899.416 | 1011.2734 | 1147.5225 | 1516.4948 | 1669.7689 | 1600.5465 | 1486.6881 | 2334.5683 | 2081.0659 | 2216.0472 | 2227.1477 | 2221.7608 | 2199.8648 | 2163.3638 | 2110.6797 | 2043.8672 | 1964.0171 | 1872.5708 | 1771.1861 | 1661.6997 | 1546.0809 | 1426.3677 | 1304.6174 | 1182.8393 | 1062.9318 | 946.625 | 835.4299 | 730.6008 | 633.1107 | 543.6414 | 462.5891 | 390.083 | 326.0142 | 270.0735 | 221.793 | 180.5891 | 145.8044 | 0 | 0 | 0 | 0 | 0 | 0 | 0 | 0 | 0 | 0 | 0 | 0 | 56641.4609 | 20.8334 | 58.6496 |  |  |  |  | 0 | 0 | 0 | 2.127 | 2.1501 | 2.1637 | 2.167 | 2.1647 | 2.1482 | 2.1211 | 2.0826 | 2.0327 | 1.9717 | 1.9 | 1.8186 | 1.7285 | 1.6312 | 1.5283 | 1.4215 | 1.3125 | 1.2031 | 1.0949 | 0.98956 | 0.88829 | 0.7922 | 0.70213 | 0 | 0 | 0 | 0 | 0 | 0 | 0 | 0 | 0 | 0 | 0 | 0 | 0 | 0 | 0 | 0 | 0 | 38.1396 | 1 | [7 empty] | 1
[7 empty] | 2055 | 6.813e-05 | 0.001532 | 0.071135 | 3.857 | 129.8161 | 952.0566 | 68.4188 | 282.3821 | 477.5535 | 580.3642 | 839.5216 | 345.3847 | 456.1447 | 553.6395 | 595.9805 | 560.5969 | 538.5246 | 795.2169 | 797.7901 | 906.0162 | 1038.4077 | 1386.0758 | 1541.4937 | 1492.4267 | 1400.1801 | 2220.8025 | 2096.4023 | 2248.8297 | 2276.7501 | 2287.9811 | 2282.1275 | 2260.8006 | 2221.9987 | 2167.5191 | 2098.1876 | 2015.2368 | 1920.175 | 1814.7547 | 1700.9298 | 1580.791 | 1456.5148 | 1330.2898 | 1204.2446 | 1080.3788 | 960.4989 | 846.1665 | 738.6591 | 638.9483 | 547.6933 | 465.2516 | 391.7023 | 326.8815 | 270.4238 | 221.8082 | 180.4036 | 145.5124 | 0 | 0 | 0 | 0 | 0 | 0 | 0 | 0 | 0 | 0 | 0 | 57740.5845 | 20.5384 | 58.2279 |  |  |  |  | 0 | 0 | 0 | 2.2612 | 2.294 | 2.3169 | 2.3287 | 2.3347 | 2.3253 | 2.3041 | 2.2705 | 2.2241 | 2.1651 | 2.0939 | 2.0114 | 1.9187 | 1.8172 | 1.7087 | 1.595 | 1.478 | 1.3597 | 1.2419 | 1.1264 | 1.0148 | 0.90829 | 0.80793 | 0.71448 | 0 | 0 | 0 | 0 | 0 | 0 | 0 | 0 | 0 | 0 | 0 | 0 | 0 | 0 | 0 | 0 | 42.6208 | 1 | [7 empty] | 1
[7 empty] | 2056 | 4.2034e-05 | 0.0010094 | 0.050052 | 2.8981 | 104.1681 | 815.8388 | 60.7872 | 252.538 | 429.8978 | 525.893 | 765.7415 | 282.8241 | 377.2727 | 462.5079 | 502.8789 | 477.7728 | 463.5703 | 691.409 | 700.6117 | 803.6446 | 930.3263 | 1254.2777 | 1408.9248 | 1377.7753 | 1305.5954 | 2091.5776 | 2096.4023 | 2265.4023 | 2310.4306 | 2338.9383 | 2350.147 | 2345.3419 | 2322.0764 | 2281.8359 | 2225.1258 | 2152.9062 | 2066.4677 | 1967.4085 | 1857.5981 | 1739.1163 | 1614.2019 | 1485.1762 | 1354.3635 | 1224.0111 | 1096.213 | 972.8428 | 855.4994 | 745.47 | 643.7106 | 550.8455 | 467.1829 | 392.7443 | 327.3055 | 270.4423 | 221.5803 | 180.0423 | 145.0929 | 0 | 0 | 0 | 0 | 0 | 0 | 0 | 0 | 0 | 0 | 58954.7047 | 20.2696 | 57.8413 |  |  |  |  | 0 | 0 | 0 | 2.3952 | 2.4387 | 2.4719 | 2.4935 | 2.5089 | 2.5078 | 2.494 | 2.4664 | 2.4247 | 2.3689 | 2.2993 | 2.2166 | 2.1221 | 2.0171 | 1.9035 | 1.7832 | 1.6584 | 1.5311 | 1.4036 | 1.2777 | 1.1552 | 1.0377 | 0.92634 | 0.82214 | 0.7257 | 0 | 0 | 0 | 0 | 0 | 0 | 0 | 0 | 0 | 0 | 0 | 0 | 0 | 0 | 0 | 47.4498 | 1 | [7 empty] | 1
[7 empty] | 2057 | 2.5764e-05 | 0.00066071 | 0.034986 | 2.1634 | 83.04 | 694.5322 | 53.653 | 224.369 | 384.4633 | 473.4134 | 693.8713 | 229.2929 | 308.9362 | 382.5356 | 420.1028 | 403.1372 | 395.0812 | 595.1755 | 609.1536 | 705.7531 | 825.2079 | 1123.7278 | 1274.954 | 1259.2862 | 1205.2968 | 1950.2877 | 2081.0659 | 2265.4023 | 2327.4572 | 2373.5388 | 2402.4888 | 2415.2455 | 2408.9091 | 2384.6086 | 2342.4808 | 2283.1549 | 2207.637 | 2117.2998 | 2013.8558 | 1899.3019 | 1775.8735 | 1645.9663 | 1512.0528 | 1376.594 | 1241.9504 | 1110.3011 | 983.573 | 863.3876 | 751.0262 | 647.4155 | 553.1322 | 468.4257 | 393.2538 | 327.3279 | 270.1645 | 221.1366 | 179.5233 | 144.5548 | 0 | 0 | 0 | 0 | 0 | 0 | 0 | 0 | 0 | 60285.5753 | 20.0276 | 57.4914 |  |  |  |  | 0 | 0 | 0 | 2.5281 | 2.5833 | 2.6279 | 2.6604 | 2.6865 | 2.695 | 2.6898 | 2.6696 | 2.634 | 2.5826 | 2.5157 | 2.4341 | 2.3386 | 2.231 | 2.1129 | 1.9866 | 1.8541 | 1.718 | 1.5806 | 1.444 | 1.3103 | 1.1812 | 1.0583 | 0.94263 | 0.83506 | 0.73606 | 0 | 0 | 0 | 0 | 0 | 0 | 0 | 0 | 0 | 0 | 0 | 0 | 0 | 0 | 52.6361 | 1 | [7 empty] | 1
[7 empty] | 2058 | 1.5688e-05 | 0.00042964 | 0.024296 | 1.6043 | 65.7637 | 587.3904 | 47.0461 | 198.0366 | 341.5789 | 423.3799 | 624.629 | 184.0455 | 250.4626 | 313.2458 | 347.4628 | 336.7789 | 333.3633 | 507.2427 | 524.3688 | 613.6238 | 724.6897 | 996.7567 | 1142.252 | 1139.5442 | 1101.6409 | 1800.4625 | 2050.729 | 2248.8297 | 2327.4572 | 2391.0305 | 2438.0294 | 2469.0372 | 2480.7074 | 2473.7796 | 2447.9849 | 2403.5704 | 2341.1968 | 2261.9417 | 2167.2858 | 2059.0676 | 1939.4448 | 1810.8192 | 1675.7527 | 1536.8716 | 1396.7696 | 1257.9114 | 1122.5473 | 992.642 | 869.8227 | 755.3487 | 650.103 | 554.6037 | 469.0333 | 393.2807 | 326.9917 | 269.6235 | 220.4991 | 178.8575 | 143.8984 | 0 | 0 | 0 | 0 | 0 | 0 | 0 | 0 | 61730.862 | 19.8125 | 57.1788 |  |  |  |  | 0 | 0 | 0 | 2.6587 | 2.7266 | 2.7836 | 2.8282 | 2.8663 | 2.8857 | 2.8905 | 2.8792 | 2.851 | 2.8055 | 2.7427 | 2.6632 | 2.568 | 2.4587 | 2.3369 | 2.2051 | 2.0655 | 1.9208 | 1.7735 | 1.6261 | 1.4808 | 1.3398 | 1.2047 | 1.0769 | 0.95743 | 0.84698 | 0.74585 | 0 | 0 | 0 | 0 | 0 | 0 | 0 | 0 | 0 | 0 | 0 | 0 | 0 | 58.1883 | 1 | [7 empty] | 1
[7 empty] | 2059 | 9.4901e-06 | 0.00027755 | 0.016761 | 1.182 | 51.7406 | 493.5234 | 40.9825 | 173.6499 | 301.4904 | 376.1545 | 558.614 | 146.2584 | 201.0378 | 253.9565 | 284.5258 | 278.5465 | 278.4902 | 428.0034 | 446.8972 | 528.2169 | 630.0885 | 875.3423 | 1013.1879 | 1020.9361 | 996.8889 | 1645.6222 | 2006.0508 | 2216.0472 | 2310.4306 | 2391.0305 | 2455.9964 | 2505.5623 | 2535.957 | 2547.5114 | 2539.5259 | 2511.8259 | 2464.6735 | 2398.7868 | 2315.3424 | 2215.9422 | 2102.5872 | 1977.6093 | 1843.5889 | 1703.2584 | 1559.3964 | 1414.7203 | 1271.7858 | 1132.8978 | 1000.0406 | 874.829 | 758.4843 | 651.8324 | 555.323 | 469.0654 | 392.8767 | 326.3368 | 268.8462 | 219.6813 | 178.0454 | 143.1118 | 0 | 0 | 0 | 0 | 0 | 0 | 0 | 63284.3526 | 19.6236 | 56.903 |  |  |  |  | 0 | 0 | 0 | 2.7861 | 2.8675 | 2.938 | 2.9959 | 3.0471 | 3.0788 | 3.0951 | 3.0941 | 3.0748 | 3.0366 | 2.9794 | 2.9035 | 2.8098 | 2.6998 | 2.5754 | 2.4389 | 2.2928 | 2.1398 | 1.9828 | 1.8245 | 1.6675 | 1.5142 | 1.3664 | 1.2259 | 1.0938 | 0.9711 | 0.85824 | 0.75539 | 0 | 0 | 0 | 0 | 0 | 0 | 0 | 0 | 0 | 0 | 0 | 0 | 64.1132 | 1 | [7 empty] | 1
[7 empty] | 2060 | 5.7032e-06 | 0.00017813 | 0.011487 | 0.8651 | 40.4411 | 411.9411 | 35.4667 | 151.269 | 264.3641 | 332.0082 | 496.3041 | 115.0739 | 159.7618 | 203.8422 | 230.6725 | 228.0925 | 230.3364 | 357.5521 | 377.0848 | 450.1767 | 542.3899 | 761.0748 | 889.772 | 905.5796 | 893.129 | 1489.1445 | 1947.9903 | 2167.7672 | 2276.7501 | 2373.5388 | 2455.9964 | 2524.0269 | 2573.472 | 2604.2489 | 2615.2172 | 2605.7542 | 2575.6811 | 2525.3009 | 2455.4183 | 2367.3227 | 2262.7774 | 2143.962 | 2013.3973 | 1873.8495 | 1728.2217 | 1579.437 | 1430.3242 | 1283.5124 | 1141.3417 | 1005.7963 | 878.4605 | 760.5021 | 652.6779 | 555.361 | 468.5836 | 392.0899 | 325.3961 | 267.8492 | 218.6838 | 177.0721 | 142.1655 | 0 | 0 | 0 | 0 | 0 | 0 | 64936.3001 | 19.4596 | 56.6624 |  |  |  |  | 0 | 0 | 0 | 2.909 | 3.0048 | 3.0899 | 3.162 | 3.2277 | 3.2731 | 3.3022 | 3.3131 | 3.3043 | 3.275 | 3.2249 | 3.154 | 3.0633 | 2.954 | 2.828 | 2.6878 | 2.5358 | 2.3752 | 2.2089 | 2.0399 | 1.8711 | 1.7051 | 1.5442 | 1.3904 | 1.2451 | 1.1094 | 0.98402 | 0.86921 | 0.765 | 0 | 0 | 0 | 0 | 0 | 0 | 0 | 0 | 0 | 0 | 0 | 70.4165 | 1 | [7 empty] | 1
新更新建筑年代谱
1
2
3
4
5
6
7
8
9
10
11
12
13
14
15
16
17
18
19
20
21
22
23
24
25
26
27
28
29
30
31
32
33
34
35
36
37
38
39
40
41
42
[80 empty] | 43 | 2018 | 0 | 0 | 0 | 0 | 0 | 0 | 0 | 0 | 0 | 0 | 0 | 0 | 0 | 0 | 0 | 0 | 0 | 0 | 0 | 0 | 0 | 0 | 0 | 0 | 0 | 0 | 0 | 0 | 0 | 0 | 0 | 0 | 0 | 0 | 0 | 0 | 0 | 0 | 0 | 0 | 0 | 0 | 0
[81 empty] | 2019 | 0 | 0 | 0 | 0 | 0 | 0 | 0 | 0 | 0 | 0 | 0 | 0 | 0 | 0 | 0 | 0 | 0 | 0 | 0 | 0 | 0 | 0 | 0 | 0 | 0 | 0 | 0 | 0 | 0 | 0 | 0 | 0 | 0 | 0 | 0 | 0 | 0 | 0 | 0 | 0 | 0 | 0 | 0
[81 empty] | 2020 | 0 | 0 | 0 | 0 | 0 | 0 | 0 | 0 | 0 | 0 | 0 | 0 | 0 | 0 | 0 | 0 | 0 | 0 | 0 | 0 | 0 | 0 | 0 | 0 | 0 | 0 | 0 | 0 | 0 | 0 | 0 | 0 | 0 | 0 | 0 | 0 | 0 | 0 | 0 | 0 | 0 | 0 | 0
[81 empty] | 2021 | 0 | 0 | 0 | 0 | 0 | 0 | 0 | 0 | 0 | 0 | 0 | 0 | 0 | 0 | 0 | 0 | 0 | 0 | 0 | 0 | 0 | 0 | 0 | 0 | 0 | 0 | 0 | 0 | 0 | 0 | 0 | 0 | 0 | 0 | 0 | 0 | 0 | 0 | 0 | 0 | 0 | 0 | 0
[81 empty] | 2022 | 0 | 0 | 0 | 0 | 0 | 0 | 0 | 0 | 0 | 0 | 0 | 0 | 0 | 0 | 0 | 0 | 0 | 0 | 0 | 0 | 0 | 0 | 0 | 0 | 0 | 0 | 0 | 0 | 0 | 0 | 0 | 0 | 0 | 0 | 0 | 0 | 0 | 0 | 0 | 0 | 0 | 0 | 0
[81 empty] | 2023 | 0 | 0 | 0 | 0 | 0 | 0 | 0 | 0 | 0 | 0 | 0 | 0 | 0 | 0 | 0 | 0 | 0 | 0 | 0 | 0 | 0 | 0 | 0 | 0 | 0 | 0 | 0 | 0 | 0 | 0 | 0 | 0 | 0 | 0 | 0 | 0 | 0 | 0 | 0 | 0 | 0 | 0 | 0
[81 empty] | 2024 | 0 | 0 | 0 | 0 | 0 | 0 | 0 | 0 | 0 | 0 | 0 | 0 | 0 | 0 | 0 | 0 | 0 | 0 | 0 | 0 | 0 | 0 | 0 | 0 | 0 | 0 | 0 | 0 | 0 | 0 | 0 | 0 | 0 | 0 | 0 | 0 | 0 | 0 | 0 | 0 | 0 | 0 | 0
[81 empty] | 2025 | 0 | 0 | 0 | 0 | 0 | 0 | 0 | 0 | 0 | 0 | 0 | 0 | 0 | 0 | 0 | 0 | 0 | 0 | 0 | 0 | 0 | 0 | 0 | 0 | 0 | 0 | 0 | 0 | 0 | 0 | 0 | 0 | 0 | 0 | 0 | 0 | 0 | 0 | 0 | 0 | 0 | 0 | 0
[81 empty] | 2026 | 0 | 0 | 0 | 0 | 0 | 0 | 0 | 0 | 0 | 0 | 0 | 0 | 0 | 0 | 0 | 0 | 0 | 0 | 0 | 0 | 0 | 0 | 0 | 0 | 0 | 0 | 0 | 0 | 0 | 0 | 0 | 0 | 0 | 0 | 0 | 0 | 0 | 0 | 0 | 0 | 0 | 0 | 0
[81 empty] | 2027 | 0 | 0 | 0 | 0 | 0 | 0 | 0 | 0 | 0 | 0 | 0 | 0 | 0 | 0 | 0 | 0 | 0 | 0 | 0 | 0 | 0 | 0 | 0 | 0 | 0 | 0 | 0 | 0 | 0 | 0 | 0 | 0 | 0 | 0 | 0 | 0 | 0 | 0 | 0 | 0 | 0 | 0 | 0
[81 empty] | 2028 | 0 | 0 | 0 | 0 | 0 | 0 | 0 | 0 | 0 | 0 | 0 | 0 | 0 | 0 | 0 | 0 | 0 | 0 | 0 | 0 | 0 | 0 | 0 | 0 | 0 | 0 | 0 | 0 | 0 | 0 | 0 | 0 | 0 | 0 | 0 | 0 | 0 | 0 | 0 | 0 | 0 | 0 | 0
[81 empty] | 2029 | 0 | 0 | 0 | 0 | 0 | 0 | 0 | 0 | 0 | 0 | 0 | 0 | 0 | 0 | 0 | 0 | 0 | 0 | 0 | 0 | 0 | 0 | 0 | 0 | 0 | 0 | 0 | 0 | 0 | 0 | 0 | 0 | 0 | 0 | 0 | 0 | 0 | 0 | 0 | 0 | 0 | 0 | 0
[81 empty] | 2030 | 0 | 0 | 0 | 0 | 0 | 0 | 0 | 0 | 0 | 0 | 0 | 0 | 0 | 0 | 0 | 0 | 0 | 0 | 0 | 0 | 0 | 0 | 0 | 0 | 0 | 0 | 0 | 0 | 0 | 0 | 0 | 0 | 0 | 0 | 0 | 0 | 0 | 0 | 0 | 0 | 0 | 0 | 0
[81 empty] | 2031 | 0 | 0 | 0 | 0 | 0 | 0 | 0 | 0 | 0 | 0 | 0 | 0 | 0 | 0 | 0 | 0 | 0 | 0 | 0 | 0 | 0 | 0 | 0 | 0 | 0 | 0 | 0 | 0 | 0 | 0 | 0 | 0 | 0 | 0 | 0 | 0 | 0 | 0 | 0 | 0 | 0 | 0 | 0
[81 empty] | 2032 | 0 | 0 | 0 | 0 | 0 | 0 | 0 | 0 | 0 | 0 | 0 | 0 | 0 | 0 | 0 | 0 | 0 | 0 | 0 | 0 | 0 | 0 | 0 | 0 | 0 | 0 | 0 | 0 | 0 | 0 | 0 | 0 | 0 | 0 | 0 | 0 | 0 | 0 | 0 | 0 | 0 | 0 | 0
[81 empty] | 2033 | 0 | 0 | 0 | 0 | 0 | 0 | 0 | 0 | 0 | 0 | 0 | 0 | 0 | 0 | 0 | 0 | 0 | 0 | 0 | 0 | 0 | 0 | 0 | 0 | 0 | 0 | 0 | 0 | 0 | 0 | 0 | 0 | 0 | 0 | 0 | 0 | 0 | 0 | 0 | 0 | 0 | 0 | 0
[81 empty] | 2034 | 0 | 0 | 0 | 0 | 0 | 0 | 0 | 0 | 0 | 0 | 0 | 0 | 0 | 0 | 0 | 0 | 0 | 0 | 0 | 0 | 0 | 0 | 0 | 0 | 0 | 0 | 0 | 0 | 0 | 0 | 0 | 0 | 0 | 0 | 0 | 0 | 0 | 0 | 0 | 0 | 0 | 0 | 0
[81 empty] | 2035 | 0 | 0 | 0 | 0 | 0 | 0 | 0 | 0 | 0 | 0 | 0 | 0 | 0 | 0 | 0 | 0 | 0 | 0 | 0 | 0 | 0 | 0 | 0 | 0 | 0 | 0 | 0 | 0 | 0 | 0 | 0 | 0 | 0 | 0 | 0 | 0 | 0 | 0 | 0 | 0 | 0 | 0 | 0
[81 empty] | 2036 | 0 | 0 | 0 | 0 | 0 | 0 | 0 | 0 | 0 | 0 | 0 | 0 | 0 | 0 | 0 | 0 | 0 | 0 | 0 | 0 | 0 | 0 | 0 | 0 | 0 | 0 | 0 | 0 | 0 | 0 | 0 | 0 | 0 | 0 | 0 | 0 | 0 | 0 | 0 | 0 | 0 | 0 | 0
[81 empty] | 2037 | 0 | 0 | 0 | 0 | 0 | 0 | 0 | 0 | 0 | 0 | 0 | 0 | 0 | 0 | 0 | 0 | 0 | 0 | 0 | 0 | 0 | 0 | 0 | 0 | 0 | 0 | 0 | 0 | 0 | 0 | 0 | 0 | 0 | 0 | 0 | 0 | 0 | 0 | 0 | 0 | 0 | 0 | 0
[81 empty] | 2038 | 0 | 0 | 0 | 0 | 0 | 0 | 0 | 0 | 0 | 0 | 0 | 0 | 0 | 0 | 0 | 0 | 0 | 0 | 0 | 0 | 0 | 0 | 0 | 0 | 0 | 0 | 0 | 0 | 0 | 0 | 0 | 0 | 0 | 0 | 0 | 0 | 0 | 0 | 0 | 0 | 0 | 0 | 0
[81 empty] | 2039 | 0 | 0 | 0 | 0 | 0 | 0 | 0 | 0 | 0 | 0 | 0 | 0 | 0 | 0 | 0 | 0 | 0 | 0 | 0 | 0 | 0 | 0 | 0 | 0 | 0 | 0 | 0 | 0 | 0 | 0 | 0 | 0 | 0 | 0 | 0 | 0 | 0 | 0 | 0 | 0 | 0 | 0 | 0
[81 empty] | 2040 | 0 | 0 | 0 | 0 | 0 | 0 | 0 | 0 | 0 | 0 | 0 | 0 | 0 | 0 | 0 | 0 | 0 | 0 | 0 | 0 | 0 | 0 | 0 | 0 | 0 | 0 | 0 | 0 | 0 | 0 | 0 | 0 | 0 | 0 | 0 | 0 | 0 | 0 | 0 | 0 | 0 | 0 | 0
[81 empty] | 2041 | 0 | 0 | 0 | 0 | 0 | 0 | 0 | 0 | 0 | 0 | 0 | 0 | 0 | 0 | 0 | 0 | 0 | 0 | 0 | 0 | 0 | 0 | 0 | 0 | 0 | 0 | 0 | 0 | 0 | 0 | 0 | 0 | 0 | 0 | 0 | 0 | 0 | 0 | 0 | 0 | 0 | 0 | 0
[81 empty] | 2042 | 0 | 0 | 0 | 0 | 0 | 0 | 0 | 0 | 0 | 0 | 0 | 0 | 0 | 0 | 0 | 0 | 0 | 0 | 0 | 0 | 0 | 0 | 0 | 0 | 0 | 0 | 0 | 0 | 0 | 0 | 0 | 0 | 0 | 0 | 0 | 0 | 0 | 0 | 0 | 0 | 0 | 0 | 0
[81 empty] | 2043 | 0 | 0 | 0 | 0 | 0 | 0 | 0 | 0 | 0 | 0 | 0 | 0 | 0 | 0 | 0 | 0 | 0 | 0 | 0 | 0 | 0 | 0 | 0 | 0 | 0 | 0 | 0 | 0 | 0 | 0 | 0 | 0 | 0 | 0 | 0 | 0 | 0 | 0 | 0 | 0 | 0 | 0 | 0
[81 empty] | 2044 | 0 | 0 | 0 | 0 | 0 | 0 | 0 | 0 | 0 | 0 | 0 | 0 | 0 | 0 | 0 | 0 | 0 | 0 | 0 | 0 | 0 | 0 | 0 | 0 | 0 | 0 | 0 | 0 | 0 | 0 | 0 | 0 | 0 | 0 | 0 | 0 | 0 | 0 | 0 | 0 | 0 | 0 | 0
[81 empty] | 2045 | 0 | 0 | 0 | 0 | 0 | 0 | 0 | 0 | 0 | 0 | 0 | 0 | 0 | 0 | 0 | 0 | 0 | 0 | 0 | 0 | 0 | 0 | 0 | 0 | 0 | 0 | 0 | 0 | 0 | 0 | 0 | 0 | 0 | 0 | 0 | 0 | 0 | 0 | 0 | 0 | 0 | 0 | 0
[81 empty] | 2046 | 0 | 0 | 0 | 0 | 0 | 0 | 0 | 0 | 0 | 0 | 0 | 0 | 0 | 0 | 0 | 0 | 0 | 0 | 0 | 0 | 0 | 0 | 0 | 0 | 0 | 0 | 0 | 0 | 0 | 0 | 0 | 0 | 0 | 0 | 0 | 0 | 0 | 0 | 0 | 0 | 0 | 0 | 0
[81 empty] | 2047 | 0 | 0 | 0 | 0 | 0 | 0 | 0 | 0 | 0 | 0 | 0 | 0 | 0 | 0 | 0 | 0 | 0 | 0 | 0 | 0 | 0 | 0 | 0 | 0 | 0 | 0 | 0 | 0 | 0 | 0 | 0 | 0 | 0 | 0 | 0 | 0 | 0 | 0 | 0 | 0 | 0 | 0 | 0
[81 empty] | 2048 | 0 | 0 | 0 | 0 | 0 | 0 | 0 | 0 | 0 | 0 | 0 | 0 | 0 | 0 | 0 | 0 | 0 | 0 | 0 | 0 | 0 | 0 | 0 | 0 | 0 | 0 | 0 | 0 | 0 | 0 | 0 | 0 | 0 | 0 | 0 | 0 | 0 | 0 | 0 | 0 | 0 | 0 | 0
[81 empty] | 2049 | 0 | 0 | 0 | 0 | 0 | 0 | 0 | 0 | 0 | 0 | 0 | 0 | 0 | 0 | 0 | 0 | 0 | 0 | 0 | 0 | 0 | 0 | 0 | 0 | 0 | 0 | 0 | 0 | 0 | 0 | 0 | 0 | 0 | 0 | 0 | 0 | 0 | 0 | 0 | 0 | 0 | 0 | 0
[81 empty] | 2050 | 0 | 0 | 0 | 0 | 0 | 0 | 0 | 0 | 0 | 0 | 0 | 0 | 0 | 0 | 0 | 0 | 0 | 0 | 0 | 0 | 0 | 0 | 0 | 0 | 0 | 0 | 0 | 0 | 0 | 0 | 0 | 0 | 0 | 0 | 0 | 0 | 0 | 0 | 0 | 0 | 0 | 0 | 0
[81 empty] | 2051 | 0 | 0 | 0 | 0 | 0 | 0 | 0 | 0 | 0 | 0 | 0 | 0 | 0 | 0 | 0 | 0 | 0 | 0 | 0 | 0 | 0 | 0 | 0 | 0 | 0 | 0 | 0 | 0 | 0 | 0 | 0 | 0 | 0 | 0 | 0 | 0 | 0 | 0 | 0 | 0 | 0 | 0 | 0
[81 empty] | 2052 | 0 | 0 | 0 | 0 | 0 | 0 | 0 | 0 | 0 | 0 | 0 | 0 | 0 | 0 | 0 | 0 | 0 | 0 | 0 | 0 | 0 | 0 | 0 | 0 | 0 | 0 | 0 | 0 | 0 | 0 | 0 | 0 | 0 | 0 | 0 | 0 | 0 | 0 | 0 | 0 | 0 | 0 | 0
[81 empty] | 2053 | 0 | 0 | 0 | 0 | 0 | 0 | 0 | 0 | 0 | 0 | 0 | 0 | 0 | 0 | 0 | 0 | 0 | 0 | 0 | 0 | 0 | 0 | 0 | 0 | 0 | 0 | 0 | 0 | 0 | 0 | 0 | 0 | 0 | 0 | 0 | 0 | 0 | 0 | 0 | 0 | 0 | 0 | 0
[81 empty] | 2054 | 0 | 0 | 0 | 0 | 0 | 0 | 0 | 0 | 0 | 0 | 0 | 0 | 0 | 0 | 0 | 0 | 0 | 0 | 0 | 0 | 0 | 0 | 0 | 0 | 0 | 0 | 0 | 0 | 0 | 0 | 0 | 0 | 0 | 0 | 0 | 0 | 0 | 0 | 0 | 0 | 0 | 0 | 0
[81 empty] | 2055 | 0 | 0 | 0 | 0 | 0 | 0 | 0 | 0 | 0 | 0 | 0 | 0 | 0 | 0 | 0 | 0 | 0 | 0 | 0 | 0 | 0 | 0 | 0 | 0 | 0 | 0 | 0 | 0 | 0 | 0 | 0 | 0 | 0 | 0 | 0 | 0 | 0 | 0 | 0 | 0 | 0 | 0 | 0
[81 empty] | 2056 | 0 | 0 | 0 | 0 | 0 | 0 | 0 | 0 | 0 | 0 | 0 | 0 | 0 | 0 | 0 | 0 | 0 | 0 | 0 | 0 | 0 | 0 | 0 | 0 | 0 | 0 | 0 | 0 | 0 | 0 | 0 | 0 | 0 | 0 | 0 | 0 | 0 | 0 | 0 | 0 | 0 | 0 | 0
[81 empty] | 2057 | 0 | 0 | 0 | 0 | 0 | 0 | 0 | 0 | 0 | 0 | 0 | 0 | 0 | 0 | 0 | 0 | 0 | 0 | 0 | 0 | 0 | 0 | 0 | 0 | 0 | 0 | 0 | 0 | 0 | 0 | 0 | 0 | 0 | 0 | 0 | 0 | 0 | 0 | 0 | 0 | 0 | 0 | 0
[81 empty] | 2058 | 0 | 0 | 0 | 0 | 0 | 0 | 0 | 0 | 0 | 0 | 0 | 0 | 0 | 0 | 0 | 0 | 0 | 0 | 0 | 0 | 0 | 0 | 0 | 0 | 0 | 0 | 0 | 0 | 0 | 0 | 0 | 0 | 0 | 0 | 0 | 0 | 0 | 0 | 0 | 0 | 0 | 0 | 0
[81 empty] | 2059 | 0 | 0 | 0 | 0 | 0 | 0 | 0 | 0 | 0 | 0 | 0 | 0 | 0 | 0 | 0 | 0 | 0 | 0 | 0 | 0 | 0 | 0 | 0 | 0 | 0 | 0 | 0 | 0 | 0 | 0 | 0 | 0 | 0 | 0 | 0 | 0 | 0 | 0 | 0 | 0 | 0 | 0 | 0
[81 empty] | 2060 | 0 | 0 | 0 | 0 | 0 | 0 | 0 | 0 | 0 | 0 | 0 | 0 | 0 | 0 | 0 | 0 | 0 | 0 | 0 | 0 | 0 | 0 | 0 | 0 | 0 | 0 | 0 | 0 | 0 | 0 | 0 | 0 | 0 | 0 | 0 | 0 | 0 | 0 | 0 | 0 | 0 | 0 | 0
[82 empty] | before1949 | 1950-1959 | 1960-1969 | 1970-1979 | 1980-1989 | 1990-1999 | 2000 | 2001 | 2002 | 2003 | 2004 | 2005 | 2006 | 2007 | 2008 | 2009 | 2010 | 2011 | 2012 | 2013 | 2014 | 2015 | 2016 | 2017 | 2018 | 2019 | 2020 | 2021 | 2022 | 2023 | 2024 | 2025 | 2026 | 2027 | 2028 | 2029 | 2030 | 2031 | 2032 | 2033 | 2034 | 2035 | 2036 | 2037 | 2038 | 2039 | 2040 | 2041 | 2042 | 2043 | 2044 | 2039 | 2038 | 2039 | 2040 | 2041 | 2042 | 2043 | 2044 |  |  | 2056 | 2057 | 2058 | 2059 | 2060
[82 empty] | 1944.5 | 1954.5 | 1964.5 | 1974.5 | 1984.5 | 1994.5 | 2000 | 2001 | 2002 | 2003 | 2004 | 2005 | 2006 | 2007 | 2008 | 2009 | 2010 | 2011 | 2012 | 2013 | 2014 | 2015 | 2016 | 2017 | 2018 | 2019 | 2020 | 2021 | 2022 | 2023 | 2024 | 2025 | 2026 | 2027 | 2028 | 2029 | 2030 | 2031 | 2032 | 2033 | 2034 | 2035 | 2036 | 2037 | 2038 | 2039 | 2040 | 2041 | 2042 | 2043 | 2044 | 2039 | 2038 | 2039 | 2040 | 2041 | 2042 | 2043 | 2044 |  |  | 2056 | 2057 | 2058 | 2059 | 2060
[81 empty] | 2005 | 0 | 0 | 0 | 0 | 0 | 0 | 0 | 0 | 0 | 0 | 0 | 0 | 0 | 0 | 0 | 0 | 0 | 0 | 0 | 0 | 0 | 0 | 0 | 0 | 0 | 0 | 0 | 0 | 0 | 0 | 0 | 0 | 0 | 0 | 0 | 0 | 0 | 0 | 0 | 0 | 0 | 0 | 0 | 0 | 0 | 0 | 0 | 0 | 0 | 0 | 0 | 0 | 0 | 0 | 0 | 0 | 0 | 0 | 0 |  |  | 0 | 0 | 0 | 0 | 0
[81 empty] | 2006 | 0 | 0 | 0 | 0 | 0 | 0 | 0 | 0 | 0 | 0 | 0 | 0 | 0 | 0 | 0 | 0 | 0 | 0 | 0 | 0 | 0 | 0 | 0 | 0 | 0 | 0 | 0 | 0 | 0 | 0 | 0 | 0 | 0 | 0 | 0 | 0 | 0 | 0 | 0 | 0 | 0 | 0 | 0 | 0 | 0 | 0 | 0 | 0 | 0 | 0 | 0 | 0 | 0 | 0 | 0 | 0 | 0 | 0 | 0 |  |  | 0 | 0 | 0 | 0 | 0
[81 empty] | 2007 | 0 | 0 | 0 | 0 | 0 | 0 | 0 | 0 | 0 | 0 | 0 | 0 | 0 | 0 | 0 | 0 | 0 | 0 | 0 | 0 | 0 | 0 | 0 | 0 | 0 | 0 | 0 | 0 | 0 | 0 | 0 | 0 | 0 | 0 | 0 | 0 | 0 | 0 | 0 | 0 | 0 | 0 | 0 | 0 | 0 | 0 | 0 | 0 | 0 | 0 | 0 | 0 | 0 | 0 | 0 | 0 | 0 | 0 | 0 |  |  | 0 | 0 | 0 | 0 | 0
[81 empty] | 2008 | 0 | 0 | 0 | 0 | 0 | 0 | 0 | 0 | 0 | 0 | 0 | 0 | 0 | 0 | 0 | 0 | 0 | 0 | 0 | 0 | 0 | 0 | 0 | 0 | 0 | 0 | 0 | 0 | 0 | 0 | 0 | 0 | 0 | 0 | 0 | 0 | 0 | 0 | 0 | 0 | 0 | 0 | 0 | 0 | 0 | 0 | 0 | 0 | 0 | 0 | 0 | 0 | 0 | 0 | 0 | 0 | 0 | 0 | 0 |  |  | 0 | 0 | 0 | 0 | 0
[81 empty] | 2009 | 0 | 0 | 0 | 0 | 0 | 0 | 0 | 0 | 0 | 0 | 0 | 0 | 0 | 0 | 0 | 0 | 0 | 0 | 0 | 0 | 0 | 0 | 0 | 0 | 0 | 0 | 0 | 0 | 0 | 0 | 0 | 0 | 0 | 0 | 0 | 0 | 0 | 0 | 0 | 0 | 0 | 0 | 0 | 0 | 0 | 0 | 0 | 0 | 0 | 0 | 0 | 0 | 0 | 0 | 0 | 0 | 0 | 0 | 0 |  |  | 0 | 0 | 0 | 0 | 0
[81 empty] | 2010 | 0 | 0 | 0 | 0 | 0 | 0 | 0 | 0 | 0 | 0 | 0 | 0 | 0 | 0 | 0 | 0 | 0 | 0 | 0 | 0 | 0 | 0 | 0 | 0 | 0 | 0 | 0 | 0 | 0 | 0 | 0 | 0 | 0 | 0 | 0 | 0 | 0 | 0 | 0 | 0 | 0 | 0 | 0 | 0 | 0 | 0 | 0 | 0 | 0 | 0 | 0 | 0 | 0 | 0 | 0 | 0 | 0 | 0 | 0 |  |  | 0 | 0 | 0 | 0 | 0
[81 empty] | 2011 | 0 | 0 | 0 | 0 | 0 | 0 | 0 | 0 | 0 | 0 | 0 | 0 | 0 | 0 | 0 | 0 | 0 | 0 | 0 | 0 | 0 | 0 | 0 | 0 | 0 | 0 | 0 | 0 | 0 | 0 | 0 | 0 | 0 | 0 | 0 | 0 | 0 | 0 | 0 | 0 | 0 | 0 | 0 | 0 | 0 | 0 | 0 | 0 | 0 | 0 | 0 | 0 | 0 | 0 | 0 | 0 | 0 | 0 | 0 |  |  | 0 | 0 | 0 | 0 | 0
[81 empty] | 2012 | 0 | 0 | 0 | 0 | 0 | 0 | 0 | 0 | 0 | 0 | 0 | 0 | 0 | 0 | 0 | 0 | 0 | 0 | 0 | 0 | 0 | 0 | 0 | 0 | 0 | 0 | 0 | 0 | 0 | 0 | 0 | 0 | 0 | 0 | 0 | 0 | 0 | 0 | 0 | 0 | 0 | 0 | 0 | 0 | 0 | 0 | 0 | 0 | 0 | 0 | 0 | 0 | 0 | 0 | 0 | 0 | 0 | 0 | 0 |  |  | 0 | 0 | 0 | 0 | 0
[81 empty] | 2013 | 0 | 0 | 0 | 0 | 0 | 0 | 0 | 0 | 0 | 0 | 0 | 0 | 0 | 0 | 0 | 0 | 0 | 0 | 0 | 0 | 0 | 0 | 0 | 0 | 0 | 0 | 0 | 0 | 0 | 0 | 0 | 0 | 0 | 0 | 0 | 0 | 0 | 0 | 0 | 0 | 0 | 0 | 0 | 0 | 0 | 0 | 0 | 0 | 0 | 0 | 0 | 0 | 0 | 0 | 0 | 0 | 0 | 0 | 0 |  |  | 0 | 0 | 0 | 0 | 0
[81 empty] | 2014 | 0 | 0 | 0 | 0 | 0 | 0 | 0 | 0 | 0 | 0 | 0 | 0 | 0 | 0 | 0 | 0 | 0 | 0 | 0 | 0 | 0 | 0 | 0 | 0 | 0 | 0 | 0 | 0 | 0 | 0 | 0 | 0 | 0 | 0 | 0 | 0 | 0 | 0 | 0 | 0 | 0 | 0 | 0 | 0 | 0 | 0 | 0 | 0 | 0 | 0 | 0 | 0 | 0 | 0 | 0 | 0 | 0 | 0 | 0 |  |  | 0 | 0 | 0 | 0 | 0
[81 empty] | 2015 | 0 | 0 | 0 | 0 | 0 | 0 | 0 | 0 | 0 | 0 | 0 | 0 | 0 | 0 | 0 | 0 | 0 | 0 | 0 | 0 | 0 | 0 | 0 | 0 | 0 | 0 | 0 | 0 | 0 | 0 | 0 | 0 | 0 | 0 | 0 | 0 | 0 | 0 | 0 | 0 | 0 | 0 | 0 | 0 | 0 | 0 | 0 | 0 | 0 | 0 | 0 | 0 | 0 | 0 | 0 | 0 | 0 | 0 | 0 |  |  | 0 | 0 | 0 | 0 | 0
[81 empty] | 2016 | 0 | 0 | 0 | 0 | 0 | 0 | 0 | 0 | 0 | 0 | 0 | 0 | 0 | 0 | 0 | 0 | 0 | 0 | 0 | 0 | 0 | 0 | 0 | 0 | 0 | 0 | 0 | 0 | 0 | 0 | 0 | 0 | 0 | 0 | 0 | 0 | 0 | 0 | 0 | 0 | 0 | 0 | 0 | 0 | 0 | 0 | 0 | 0 | 0 | 0 | 0 | 0 | 0 | 0 | 0 | 0 | 0 | 0 | 0 |  |  | 0 | 0 | 0 | 0 | 0
[81 empty] | 2017 | 0 | 0 | 0 | 0 | 0 | 0 | 0 | 0 | 0 | 0 | 0 | 0 | 0 | 0 | 0 | 0 | 0 | 0 | 0 | 0 | 0 | 0 | 0 | 0 | 0 | 0 | 0 | 0 | 0 | 0 | 0 | 0 | 0 | 0 | 0 | 0 | 0 | 0 | 0 | 0 | 0 | 0 | 0 | 0 | 0 | 0 | 0 | 0 | 0 | 0 | 0 | 0 | 0 | 0 | 0 | 0 | 0 | 0 | 0 |  |  | 0 | 0 | 0 | 0 | 0
[81 empty] | 2018 | 0 | 0 | 0 | 0 | 0 | 0 | 0 | 0 | 0 | 0 | 0 | 0 | 0 | 0 | 0 | 0 | 0 | 0 | 0 | 0 | 0 | 0 | 0 | 0 | 0 | 0 | 0 | 0 | 0 | 0 | 0 | 0 | 0 | 0 | 0 | 0 | 0 | 0 | 0 | 0 | 0 | 0 | 0 | 0 | 0 | 0 | 0 | 0 | 0 | 0 | 0 | 0 | 0 | 0 | 0 | 0 | 0 | 0 | 0 |  |  | 0 | 0 | 0 | 0 | 0
[81 empty] | 2019 | 0 | 0 | 0 | 0 | 0 | 0 | 0 | 0 | 0 | 0 | 0 | 0 | 0 | 0 | 0 | 0 | 0 | 0 | 0 | 0 | 0 | 0 | 0 | 0 | 0 | 0 | 0 | 0 | 0 | 0 | 0 | 0 | 0 | 0 | 0 | 0 | 0 | 0 | 0 | 0 | 0 | 0 | 0 | 0 | 0 | 0 | 0 | 0 | 0 | 0 | 0 | 0 | 0 | 0 | 0 | 0 | 0 | 0 | 0 |  |  | 0 | 0 | 0 | 0 | 0
[81 empty] | 2020 | 0 | 0 | 0 | 0 | 0 | 0 | 0 | 0 | 0 | 0 | 0 | 0 | 0 | 0 | 0 | 0 | 0 | 0 | 0 | 0 | 0 | 0 | 0 | 0 | 0 | 0 | 0 | 0 | 0 | 0 | 0 | 0 | 0 | 0 | 0 | 0 | 0 | 0 | 0 | 0 | 0 | 0 | 0 | 0 | 0 | 0 | 0 | 0 | 0 | 0 | 0 | 0 | 0 | 0 | 0 | 0 | 0 | 0 | 0 |  |  | 0 | 0 | 0 | 0 | 0
[81 empty] | 2021 | 0 | 0 | 0 | 0 | 0 | 0 | 0 | 0 | 0 | 0 | 0 | 0 | 0 | 0 | 0 | 0 | 0 | 0 | 0 | 0 | 0 | 0 | 0 | 0 | 0 | 0 | 0 | 0 | 0 | 0 | 0 | 0 | 0 | 0 | 0 | 0 | 0 | 0 | 0 | 0 | 0 | 0 | 0 | 0 | 0 | 0 | 0 | 0 | 0 | 0 | 0 | 0 | 0 | 0 | 0 | 0 | 0 | 0 | 0 |  |  | 0 | 0 | 0 | 0 | 0
[81 empty] | 2022 | 0 | 0 | 0 | 0 | 0 | 0 | 0 | 0 | 0 | 0 | 0 | 0 | 0 | 0 | 0 | 0 | 0 | 0 | 0 | 0 | 0 | 0 | 0 | 0 | 0 | 0 | 0 | 0 | 0 | 0 | 0 | 0 | 0 | 0 | 0 | 0 | 0 | 0 | 0 | 0 | 0 | 0 | 0 | 0 | 0 | 0 | 0 | 0 | 0 | 0 | 0 | 0 | 0 | 0 | 0 | 0 | 0 | 0 | 0 |  |  | 0 | 0 | 0 | 0 | 0
[81 empty] | 2023 | 0 | 0 | 0 | 0 | 0 | 0 | 0 | 0 | 0 | 0 | 0 | 0 | 0 | 0 | 0 | 0 | 0 | 0 | 0 | 0 | 0 | 0 | 0 | 0 | 0 | 0 | 0 | 0 | 0 | 0 | 0 | 0 | 0 | 0 | 0 | 0 | 0 | 0 | 0 | 0 | 0 | 0 | 0 | 0 | 0 | 0 | 0 | 0 | 0 | 0 | 0 | 0 | 0 | 0 | 0 | 0 | 0 | 0 | 0 |  |  | 0 | 0 | 0 | 0 | 0
[81 empty] | 2024 | 0 | 0 | 0 | 0 | 0 | 0 | 0 | 0 | 0 | 0 | 0 | 0 | 0 | 0 | 0 | 0 | 0 | 0 | 0 | 0 | 0 | 0 | 0 | 0 | 0 | 0 | 0 | 0 | 0 | 0 | 0 | 0 | 0 | 0 | 0 | 0 | 0 | 0 | 0 | 0 | 0 | 0 | 0 | 0 | 0 | 0 | 0 | 0 | 0 | 0 | 0 | 0 | 0 | 0 | 0 | 0 | 0 | 0 | 0 |  |  | 0 | 0 | 0 | 0 | 0
[81 empty] | 2025 | 0 | 0 | 0 | 0 | 0 | 0 | 0 | 0 | 0 | 0 | 0 | 0 | 0 | 0 | 0 | 0 | 0 | 0 | 0 | 0 | 0 | 0 | 0 | 0 | 0 | 0 | 0 | 0 | 0 | 0 | 0 | 0 | 0 | 0 | 0 | 0 | 0 | 0 | 0 | 0 | 0 | 0 | 0 | 0 | 0 | 0 | 0 | 0 | 0 | 0 | 0 | 0 | 0 | 0 | 0 | 0 | 0 | 0 | 0 |  |  | 0 | 0 | 0 | 0 | 0
[81 empty] | 2026 | 0 | 0 | 0 | 0 | 0 | 0 | 0 | 0 | 0 | 0 | 0 | 0 | 0 | 0 | 0 | 0 | 0 | 0 | 0 | 0 | 0 | 0 | 0 | 0 | 0 | 0 | 0 | 0 | 0 | 0 | 0 | 0 | 0 | 0 | 0 | 0 | 0 | 0 | 0 | 0 | 0 | 0 | 0 | 0 | 0 | 0 | 0 | 0 | 0 | 0 | 0 | 0 | 0 | 0 | 0 | 0 | 0 | 0 | 0 |  |  | 0 | 0 | 0 | 0 | 0
[81 empty] | 2027 | 0 | 0 | 0 | 0 | 0 | 0 | 0 | 0 | 0 | 0 | 0 | 0 | 0 | 0 | 0 | 0 | 0 | 0 | 0 | 0 | 0 | 0 | 0 | 0 | 0 | 0 | 0 | 0 | 0 | 0 | 0 | 0 | 0 | 0 | 0 | 0 | 0 | 0 | 0 | 0 | 0 | 0 | 0 | 0 | 0 | 0 | 0 | 0 | 0 | 0 | 0 | 0 | 0 | 0 | 0 | 0 | 0 | 0 | 0 |  |  | 0 | 0 | 0 | 0 | 0
[81 empty] | 2028 | 0 | 0 | 0 | 0 | 0 | 0 | 0 | 0 | 0 | 0 | 0 | 0 | 0 | 0 | 0 | 0 | 0 | 0 | 0 | 0 | 0 | 0 | 0 | 0 | 0 | 0 | 0 | 0 | 0 | 0 | 0 | 0 | 0 | 0 | 0 | 0 | 0 | 0 | 0 | 0 | 0 | 0 | 0 | 0 | 0 | 0 | 0 | 0 | 0 | 0 | 0 | 0 | 0 | 0 | 0 | 0 | 0 | 0 | 0 |  |  | 0 | 0 | 0 | 0 | 0
[81 empty] | 2029 | 0 | 0 | 0 | 0 | 0 | 0 | 0 | 0 | 0 | 0 | 0 | 0 | 0 | 0 | 0 | 0 | 0 | 0 | 0 | 0 | 0 | 0 | 0 | 0 | 0 | 0 | 0 | 0 | 0 | 0 | 0 | 0 | 0 | 0 | 0 | 0 | 0 | 0 | 0 | 0 | 0 | 0 | 0 | 0 | 0 | 0 | 0 | 0 | 0 | 0 | 0 | 0 | 0 | 0 | 0 | 0 | 0 | 0 | 0 |  |  | 0 | 0 | 0 | 0 | 0
[81 empty] | 2030 | 0 | 0 | 0 | 0 | 0 | 0 | 0 | 0 | 0 | 0 | 0 | 0 | 0 | 0 | 0 | 0 | 0 | 0 | 0 | 0 | 0 | 0 | 0 | 0 | 0 | 0 | 0 | 0 | 0 | 0 | 0 | 0 | 0 | 0 | 0 | 0 | 0 | 0 | 0 | 0 | 0 | 0 | 0 | 0 | 0 | 0 | 0 | 0 | 0 | 0 | 0 | 0 | 0 | 0 | 0 | 0 | 0 | 0 | 0 |  |  | 0 | 0 | 0 | 0 | 0
[81 empty] | 2031 | 0 | 0 | 0 | 0 | 0 | 0 | 0 | 0 | 0 | 0 | 0 | 0 | 0 | 0 | 0 | 0 | 0 | 0 | 0 | 0 | 0 | 0 | 0 | 0 | 0 | 0 | 0 | 0 | 0 | 0 | 0 | 0 | 0 | 0 | 0 | 0 | 0 | 0 | 0 | 0 | 0 | 0 | 0 | 0 | 0 | 0 | 0 | 0 | 0 | 0 | 0 | 0 | 0 | 0 | 0 | 0 | 0 | 0 | 0 |  |  | 0 | 0 | 0 | 0 | 0
[81 empty] | 2032 | 0 | 0 | 0 | 0 | 0 | 0 | 0 | 0 | 0 | 0 | 0 | 0 | 0 | 0 | 0 | 0 | 0 | 0 | 0 | 0 | 0 | 0 | 0 | 0 | 0 | 0 | 0 | 0 | 0 | 0 | 0 | 0 | 0 | 0 | 0 | 0 | 0 | 0 | 0 | 0 | 0 | 0 | 0 | 0 | 0 | 0 | 0 | 0 | 0 | 0 | 0 | 0 | 0 | 0 | 0 | 0 | 0 | 0 | 0 |  |  | 0 | 0 | 0 | 0 | 0
[81 empty] | 2033 | 0 | 0 | 0 | 0 | 0 | 0 | 0 | 0 | 0 | 0 | 0 | 0 | 0 | 0 | 0 | 0 | 0 | 0 | 0 | 0 | 0 | 0 | 0 | 0 | 0 | 0 | 0 | 0 | 0 | 0 | 0 | 0 | 0 | 0 | 0 | 0 | 0 | 0 | 0 | 0 | 0 | 0 | 0 | 0 | 0 | 0 | 0 | 0 | 0 | 0 | 0 | 0 | 0 | 0 | 0 | 0 | 0 | 0 | 0 |  |  | 0 | 0 | 0 | 0 | 0
[81 empty] | 2034 | 0 | 0 | 0 | 0 | 0 | 0 | 0 | 0 | 0 | 0 | 0 | 0 | 0 | 0 | 0 | 0 | 0 | 0 | 0 | 0 | 0 | 0 | 0 | 0 | 0 | 0 | 0 | 0 | 0 | 0 | 0 | 0 | 0 | 0 | 0 | 0 | 0 | 0 | 0 | 0 | 0 | 0 | 0 | 0 | 0 | 0 | 0 | 0 | 0 | 0 | 0 | 0 | 0 | 0 | 0 | 0 | 0 | 0 | 0 |  |  | 0 | 0 | 0 | 0 | 0
[81 empty] | 2035 | 0 | 0 | 0 | 0 | 0 | 0 | 0 | 0 | 0 | 0 | 0 | 0 | 0 | 0 | 0 | 0 | 0 | 0 | 0 | 0 | 0 | 0 | 0 | 0 | 0 | 0 | 0 | 0 | 0 | 0 | 0 | 0 | 0 | 0 | 0 | 0 | 0 | 0 | 0 | 0 | 0 | 0 | 0 | 0 | 0 | 0 | 0 | 0 | 0 | 0 | 0 | 0 | 0 | 0 | 0 | 0 | 0 | 0 | 0 |  |  | 0 | 0 | 0 | 0 | 0
[81 empty] | 2036 | 0 | 0 | 0 | 0 | 0 | 0 | 0 | 0 | 0 | 0 | 0 | 0 | 0 | 0 | 0 | 0 | 0 | 0 | 0 | 0 | 0 | 0 | 0 | 0 | 0 | 0 | 0 | 0 | 0 | 0 | 0 | 0 | 0 | 0 | 0 | 0 | 0 | 0 | 0 | 0 | 0 | 0 | 0 | 0 | 0 | 0 | 0 | 0 | 0 | 0 | 0 | 0 | 0 | 0 | 0 | 0 | 0 | 0 | 0 |  |  | 0 | 0 | 0 | 0 | 0
[81 empty] | 2037 | 0 | 0 | 0 | 0 | 0 | 0 | 0 | 0 | 0 | 0 | 0 | 0 | 0 | 0 | 0 | 0 | 0 | 0 | 0 | 0 | 0 | 0 | 0 | 0 | 0 | 0 | 0 | 0 | 0 | 0 | 0 | 0 | 0 | 0 | 0 | 0 | 0 | 0 | 0 | 0 | 0 | 0 | 0 | 0 | 0 | 0 | 0 | 0 | 0 | 0 | 0 | 0 | 0 | 0 | 0 | 0 | 0 | 0 | 0 |  |  | 0 | 0 | 0 | 0 | 0
[81 empty] | 2038 | 0 | 0 | 0 | 0 | 0 | 0 | 0 | 0 | 0 | 0 | 0 | 0 | 0 | 0 | 0 | 0 | 0 | 0 | 0 | 0 | 0 | 0 | 0 | 0 | 0 | 0 | 0 | 0 | 0 | 0 | 0 | 0 | 0 | 0 | 0 | 0 | 0 | 0 | 0 | 0 | 0 | 0 | 0 | 0 | 0 | 0 | 0 | 0 | 0 | 0 | 0 | 0 | 0 | 0 | 0 | 0 | 0 | 0 | 0 |  |  | 0 | 0 | 0 | 0 | 0
[81 empty] | 2039 | 0 | 0 | 0 | 0 | 0 | 0 | 0 | 0 | 0 | 0 | 0 | 0 | 0 | 0 | 0 | 0 | 0 | 0 | 0 | 0 | 0 | 0 | 0 | 0 | 0 | 0 | 0 | 0 | 0 | 0 | 0 | 0 | 0 | 0 | 0 | 0 | 0 | 0 | 0 | 0 | 0 | 0 | 0 | 0 | 0 | 0 | 0 | 0 | 0 | 0 | 0 | 0 | 0 | 0 | 0 | 0 | 0 | 0 | 0 |  |  | 0 | 0 | 0 | 0 | 0
[81 empty] | 2040 | 0 | 0 | 0 | 0 | 0 | 0 | 0 | 0 | 0 | 0 | 0 | 0 | 0 | 0 | 0 | 0 | 0 | 0 | 0 | 0 | 0 | 0 | 0 | 0 | 0 | 0 | 0 | 0 | 0 | 0 | 0 | 0 | 0 | 0 | 0 | 0 | 0 | 0 | 0 | 0 | 0 | 0 | 0 | 0 | 0 | 0 | 0 | 0 | 0 | 0 | 0 | 0 | 0 | 0 | 0 | 0 | 0 | 0 | 0 |  |  | 0 | 0 | 0 | 0 | 0
[81 empty] | 2041 | 0 | 0 | 0 | 0 | 0 | 0 | 0 | 0 | 0 | 0 | 0 | 0 | 0 | 0 | 0 | 0 | 0 | 0 | 0 | 0 | 0 | 0 | 0 | 0 | 0 | 0 | 0 | 0 | 0 | 0 | 0 | 0 | 0 | 0 | 0 | 0 | 0 | 0 | 0 | 0 | 0 | 0 | 0 | 0 | 0 | 0 | 0 | 0 | 0 | 0 | 0 | 0 | 0 | 0 | 0 | 0 | 0 | 0 | 0 |  |  | 0 | 0 | 0 | 0 | 0
[81 empty] | 2042 | 0 | 0 | 0 | 0 | 0 | 0 | 0 | 0 | 0 | 0 | 0 | 0 | 0 | 0 | 0 | 0 | 0 | 0 | 0 | 0 | 0 | 0 | 0 | 0 | 0 | 0 | 0 | 0 | 0 | 0 | 0 | 0 | 0 | 0 | 0 | 0 | 0 | 0 | 0 | 0 | 0 | 0 | 0 | 0 | 0 | 0 | 0 | 0 | 0 | 0 | 0 | 0 | 0 | 0 | 0 | 0 | 0 | 0 | 0 |  |  | 0 | 0 | 0 | 0 | 0
[81 empty] | 2043 | 0 | 0 | 0 | 0 | 0 | 0 | 0 | 0 | 0 | 0 | 0 | 0 | 0 | 0 | 0 | 0 | 0 | 0 | 0 | 0 | 0 | 0 | 0 | 0 | 0 | 0 | 0 | 0 | 0 | 0 | 0 | 0 | 0 | 0 | 0 | 0 | 0 | 0 | 0 | 0 | 0 | 0 | 0 | 0 | 0 | 0 | 0 | 0 | 0 | 0 | 0 | 0 | 0 | 0 | 0 | 0 | 0 | 0 | 0 |  |  | 0 | 0 | 0 | 0 | 0
[81 empty] | 2044 | 0 | 0 | 0 | 0 | 0 | 0 | 0 | 0 | 0 | 0 | 0 | 0 | 0 | 0 | 0 | 0 | 0 | 0 | 0 | 0 | 0 | 0 | 0 | 0 | 0 | 0 | 0 | 0 | 0 | 0 | 0 | 0 | 0 | 0 | 0 | 0 | 0 | 0 | 0 | 0 | 0 | 0 | 0 | 0 | 0 | 0 | 0 | 0 | 0 | 0 | 0 | 0 | 0 | 0 | 0 | 0 | 0 | 0 | 0 |  |  | 0 | 0 | 0 | 0 | 0
[81 empty] | 2045 | 0 | 0 | 0 | 0 | 0 | 0 | 0 | 0 | 0 | 0 | 0 | 0 | 0 | 0 | 0 | 0 | 0 | 0 | 0 | 0 | 0 | 0 | 0 | 0 | 0 | 0 | 0 | 0 | 0 | 0 | 0 | 0 | 0 | 0 | 0 | 0 | 0 | 0 | 0 | 0 | 0 | 0 | 0 | 0 | 0 | 0 | 0 | 0 | 0 | 0 | 0 | 0 | 0 | 0 | 0 | 0 | 0 | 0 | 0 |  |  | 0 | 0 | 0 | 0 | 0
[81 empty] | 2046 | 0 | 0 | 0 | 0 | 0 | 0 | 0 | 0 | 0 | 0 | 0 | 0 | 0 | 0 | 0 | 0 | 0 | 0 | 0 | 0 | 0 | 0 | 0 | 0 | 0 | 0 | 0 | 0 | 0 | 0 | 0 | 0 | 0 | 0 | 0 | 0 | 0 | 0 | 0 | 0 | 0 | 0 | 0 | 0 | 0 | 0 | 0 | 0 | 0 | 0 | 0 | 0 | 0 | 0 | 0 | 0 | 0 | 0 | 0 |  |  | 0 | 0 | 0 | 0 | 0
[81 empty] | 2047 | 0 | 0 | 0 | 0 | 0 | 0 | 0 | 0 | 0 | 0 | 0 | 0 | 0 | 0 | 0 | 0 | 0 | 0 | 0 | 0 | 0 | 0 | 0 | 0 | 0 | 0 | 0 | 0 | 0 | 0 | 0 | 0 | 0 | 0 | 0 | 0 | 0 | 0 | 0 | 0 | 0 | 0 | 0 | 0 | 0 | 0 | 0 | 0 | 0 | 0 | 0 | 0 | 0 | 0 | 0 | 0 | 0 | 0 | 0 |  |  | 0 | 0 | 0 | 0 | 0
[81 empty] | 2048 | 0 | 0 | 0 | 0 | 0 | 0 | 0 | 0 | 0 | 0 | 0 | 0 | 0 | 0 | 0 | 0 | 0 | 0 | 0 | 0 | 0 | 0 | 0 | 0 | 0 | 0 | 0 | 0 | 0 | 0 | 0 | 0 | 0 | 0 | 0 | 0 | 0 | 0 | 0 | 0 | 0 | 0 | 0 | 0 | 0 | 0 | 0 | 0 | 0 | 0 | 0 | 0 | 0 | 0 | 0 | 0 | 0 | 0 | 0 |  |  | 0 | 0 | 0 | 0 | 0
[81 empty] | 2049 | 0 | 0 | 0 | 0 | 0 | 0 | 0 | 0 | 0 | 0 | 0 | 0 | 0 | 0 | 0 | 0 | 0 | 0 | 0 | 0 | 0 | 0 | 0 | 0 | 0 | 0 | 0 | 0 | 0 | 0 | 0 | 0 | 0 | 0 | 0 | 0 | 0 | 0 | 0 | 0 | 0 | 0 | 0 | 0 | 0 | 0 | 0 | 0 | 0 | 0 | 0 | 0 | 0 | 0 | 0 | 0 | 0 | 0 | 0 |  |  | 0 | 0 | 0 | 0 | 0
[81 empty] | 2050 | 0 | 0 | 0 | 0 | 0 | 0 | 0 | 0 | 0 | 0 | 0 | 0 | 0 | 0 | 0 | 0 | 0 | 0 | 0 | 0 | 0 | 0 | 0 | 0 | 0 | 0 | 0 | 0 | 0 | 0 | 0 | 0 | 0 | 0 | 0 | 0 | 0 | 0 | 0 | 0 | 0 | 0 | 0 | 0 | 0 | 0 | 0 | 0 | 0 | 0 | 0 | 0 | 0 | 0 | 0 | 0 | 0 | 0 | 0 |  |  | 0 | 0 | 0 | 0 | 0
[81 empty] | 2051 | 0 | 0 | 0 | 0 | 0 | 0 | 0 | 0 | 0 | 0 | 0 | 0 | 0 | 0 | 0 | 0 | 0 | 0 | 0 | 0 | 0 | 0 | 0 | 0 | 0 | 0 | 0 | 0 | 0 | 0 | 0 | 0 | 0 | 0 | 0 | 0 | 0 | 0 | 0 | 0 | 0 | 0 | 0 | 0 | 0 | 0 | 0 | 0 | 0 | 0 | 0 | 0 | 0 | 0 | 0 | 0 | 0 | 0 | 0 |  |  | 0 | 0 | 0 | 0 | 0
[81 empty] | 2052 | 0 | 0 | 0 | 0 | 0 | 0 | 0 | 0 | 0 | 0 | 0 | 0 | 0 | 0 | 0 | 0 | 0 | 0 | 0 | 0 | 0 | 0 | 0 | 0 | 0 | 0 | 0 | 0 | 0 | 0 | 0 | 0 | 0 | 0 | 0 | 0 | 0 | 0 | 0 | 0 | 0 | 0 | 0 | 0 | 0 | 0 | 0 | 0 | 0 | 0 | 0 | 0 | 0 | 0 | 0 | 0 | 0 | 0 | 0 |  |  | 0 | 0 | 0 | 0 | 0
[81 empty] | 2053 | 0 | 0 | 0 | 0 | 0 | 0 | 0 | 0 | 0 | 0 | 0 | 0 | 0 | 0 | 0 | 0 | 0 | 0 | 0 | 0 | 0 | 0 | 0 | 0 | 0 | 0 | 0 | 0 | 0 | 0 | 0 | 0 | 0 | 0 | 0 | 0 | 0 | 0 | 0 | 0 | 0 | 0 | 0 | 0 | 0 | 0 | 0 | 0 | 0 | 0 | 0 | 0 | 0 | 0 | 0 | 0 | 0 | 0 | 0 |  |  | 0 | 0 | 0 | 0 | 0
[81 empty] | 2054 | 0 | 0 | 0 | 0 | 0 | 0 | 0 | 0 | 0 | 0 | 0 | 0 | 0 | 0 | 0 | 0 | 0 | 0 | 0 | 0 | 0 | 0 | 0 | 0 | 0 | 0 | 0 | 0 | 0 | 0 | 0 | 0 | 0 | 0 | 0 | 0 | 0 | 0 | 0 | 0 | 0 | 0 | 0 | 0 | 0 | 0 | 0 | 0 | 0 | 0 | 0 | 0 | 0 | 0 | 0 | 0 | 0 | 0 | 0 |  |  | 0 | 0 | 0 | 0 | 0
[81 empty] | 2055 | 0 | 0 | 0 | 0 | 0 | 0 | 0 | 0 | 0 | 0 | 0 | 0 | 0 | 0 | 0 | 0 | 0 | 0 | 0 | 0 | 0 | 0 | 0 | 0 | 0 | 0 | 0 | 0 | 0 | 0 | 0 | 0 | 0 | 0 | 0 | 0 | 0 | 0 | 0 | 0 | 0 | 0 | 0 | 0 | 0 | 0 | 0 | 0 | 0 | 0 | 0 | 0 | 0 | 0 | 0 | 0 | 0 | 0 | 0 |  |  | 0 | 0 | 0 | 0 | 0
[81 empty] | 2056 | 0 | 0 | 0 | 0 | 0 | 0 | 0 | 0 | 0 | 0 | 0 | 0 | 0 | 0 | 0 | 0 | 0 | 0 | 0 | 0 | 0 | 0 | 0 | 0 | 0 | 0 | 0 | 0 | 0 | 0 | 0 | 0 | 0 | 0 | 0 | 0 | 0 | 0 | 0 | 0 | 0 | 0 | 0 | 0 | 0 | 0 | 0 | 0 | 0 | 0 | 0 | 0 | 0 | 0 | 0 | 0 | 0 | 0 | 0 |  |  | 0 | 0 | 0 | 0 | 0
[81 empty] | 2057 | 0 | 0 | 0 | 0 | 0 | 0 | 0 | 0 | 0 | 0 | 0 | 0 | 0 | 0 | 0 | 0 | 0 | 0 | 0 | 0 | 0 | 0 | 0 | 0 | 0 | 0 | 0 | 0 | 0 | 0 | 0 | 0 | 0 | 0 | 0 | 0 | 0 | 0 | 0 | 0 | 0 | 0 | 0 | 0 | 0 | 0 | 0 | 0 | 0 | 0 | 0 | 0 | 0 | 0 | 0 | 0 | 0 | 0 | 0 |  |  | 0 | 0 | 0 | 0 | 0
[81 empty] | 2058 | 0 | 0 | 0 | 0 | 0 | 0 | 0 | 0 | 0 | 0 | 0 | 0 | 0 | 0 | 0 | 0 | 0 | 0 | 0 | 0 | 0 | 0 | 0 | 0 | 0 | 0 | 0 | 0 | 0 | 0 | 0 | 0 | 0 | 0 | 0 | 0 | 0 | 0 | 0 | 0 | 0 | 0 | 0 | 0 | 0 | 0 | 0 | 0 | 0 | 0 | 0 | 0 | 0 | 0 | 0 | 0 | 0 | 0 | 0 |  |  | 0 | 0 | 0 | 0 | 0
[81 empty] | 2059 | 0 | 0 | 0 | 0 | 0 | 0 | 0 | 0 | 0 | 0 | 0 | 0 | 0 | 0 | 0 | 0 | 0 | 0 | 0 | 0 | 0 | 0 | 0 | 0 | 0 | 0 | 0 | 0 | 0 | 0 | 0 | 0 | 0 | 0 | 0 | 0 | 0 | 0 | 0 | 0 | 0 | 0 | 0 | 0 | 0 | 0 | 0 | 0 | 0 | 0 | 0 | 0 | 0 | 0 | 0 | 0 | 0 | 0 | 0 |  |  | 0 | 0 | 0 | 0 | 0
[81 empty] | 2060 | 0 | 0 | 0 | 0 | 0 | 0 | 0 | 0 | 0 | 0 | 0 | 0 | 0 | 0 | 0 | 0 | 0 | 0 | 0 | 0 | 0 | 0 | 0 | 0 | 0 | 0 | 0 | 0 | 0 | 0 | 0 | 0 | 0 | 0 | 0 | 0 | 0 | 0 | 0 | 0 | 0 | 0 | 0 | 0 | 0 | 0 | 0 | 0 | 0 | 0 | 0 | 0 | 0 | 0 | 0 | 0 | 0 | 0 | 0 |  |  | 0 | 0 | 0 | 0 | 0

## SDF-RR-North
| Note: the frame of SDF of buildings is shown in Supplymentary figure 10 |  |  | 寿命参数 |  |  | lifetime (years | 30 | 30 | 30 | 30 | 30 | 30 | 30 | 30 | 30 | 30 | 30 | 30 | 30 | 30 | 30 | 30 | 30 | 30 | 30 | 30 | 30 | 30 | 30 | 30 | 30 | 30 | 35 | 35 | 35 | 35 | 35 | 35 | 35 | 35 | 35 | 35 | 35 | 35 | 35 | 35 | 35 | 35 | 35 | 35 | 35 | 35 | 35 | 35 | 35 | 35 | 35 | 35 | 35 | 35 | 35 | 35 | 35 | 35 | 35 | 35 | 35 | 35 | 35 | 35 | 35 | 35 | 35 | [6 empty] | lifetime for retrofit buildings | 50 | 50 | 50 | 50 | 50 | 50 | 50 | 50 | 50 | 50 | 50 | 50 | 50 | 50 | 50 | 50 | 50 | 50 | 50 | 50 | 50 | 50 | 50 | 50 | 50 | 50 | 50 | 50 | 50 | 50 | 50 | 50 | 50 | 50 | 50 | 50 | 50 | 50 | 50 | 50 | 50 | 50 | 50 |  |  | Heatnig load unit area (W/m2) |  |  |  |  | 改造建筑节能率 |  |  |  | Cooling load unit area (W/m2) |  |  |  |  | 改造建筑节能率
|  |  | Stock building (10E4 m2) |  |  | New buildings (10E4 m2) | Built year | before1949 | 1950-1959 | 1960-1969 | 1970-1979 | 1980-1989 | 1990-1999 | 2000 | 2001 | 2002 | 2003 | 2004 | 2005 | 2006 | 2007 | 2008 | 2009 | 2010 | 2011 | 2012 | 2013 | 2014 | 2015 | 2016 | 2017 | 2018 | 2019 | 2020 | 2021 | 2022 | 2023 | 2024 | 2025 | 2026 | 2027 | 2028 | 2029 | 2030 | 2031 | 2032 | 2033 | 2034 | 2035 | 2036 | 2037 | 2038 | 2039 | 2040 | 2041 | 2042 | 2043 | 2044 | 2045 | 2046 | 2047 | 2048 | 2049 | 2050 | 2051 | 2052 | 2053 | 2054 | 2055 | 2056 | 2057 | 2058 | 2059 | 2060 | Stock building (10E4 m2) |  |  | 调整系数 |  |  | Built year | 2018 | 2019 | 2020 | 2021 | 2022 | 2023 | 2024 | 2025 | 2026 | 2027 | 2028 | 2029 | 2030 | 2031 | 2032 | 2033 | 2034 | 2035 | 2036 | 2037 | 2038 | 2039 | 2040 | 2041 | 2042 | 2043 | 2044 | 2045 | 2046 | 2047 | 2048 | 2049 | 2050 | 2051 | 2052 | 2053 | 2054 | 2055 | 2056 | 2057 | 2058 | 2059 | 2060 |  |  | latest new buildings (W/m2) | latest retrofitting buildings (W/m2) | Anverage value of stock of buildings without reinforce (W/m2) | Anverage value of stock of buildings with reinforce (W/m2) | Anverage value of stock buildings (W/m2) | 0 |  |  |  | latest new buildings (W/m2) | latest retrofitting buildings (W/m2) | Anverage value of stock of buildings without reinforce (W/m2) | Anverage value of stock of buildings with reinforce (W/m2) | Anverage value of stock buildings (W/m2) | 0
|  |  |  | year |  |  | Calculated year | 1944.5 | 1954.5 | 1964.5 | 1974.5 | 1984.5 | 1994.5 | 2000 | 2001 | 2002 | 2003 | 2004 | 2005 | 2006 | 2007 | 2008 | 2009 | 2010 | 2011 | 2012 | 2013 | 2014 | 2015 | 2016 | 2017 | 2018 | 2019 | 2020 | 2021 | 2022 | 2023 | 2024 | 2025 | 2026 | 2027 | 2028 | 2029 | 2030 | 2031 | 2032 | 2033 | 2034 | 2035 | 2036 | 2037 | 2038 | 2039 | 2040 | 2041 | 2042 | 2043 | 2044 | 2045 | 2046 | 2047 | 2048 | 2049 | 2050 | 2051 | 2052 | 2053 | 2054 | 2055 | 2056 | 2057 | 2058 | 2059 | 2060 | [51 empty] | before1949 | 57.4351 | [7 empty] | before1949 | 93.6008
|  |  | 712913 | 2000 |  | 20559.3688 | 2000 | 10702.2731 | 10138.0318 | 23281.773 | 81009.8377 | 261269.1347 | 305952.581 | 20559.3688 | 0 | 0 | 0 | 0 | 0 | 0 | 0 | 0 | 0 | 0 | 0 | 0 | 0 | 0 | 0 | 0 | 0 | 0 | 0 | 0 | 0 | 0 | 0 | 0 | 0 | 0 | 0 | 0 | 0 | 0 | 0 | 0 | 0 | 0 | 0 | 0 | 0 | 0 | 0 | 0 | 0 | 0 | 0 | 0 | 0 | 0 | 0 | 0 | 0 | 0 | 0 | 0 | 0 | 0 | 0 | 0 | 0 | 0 | 0 | 0 | 712913 |  |  | 1 | [47 empty] | 1950-1959 | 57.4351 | [7 empty] | 1950-1959 | 93.6008
|  |  | 730373.9554 | 2001 | 30 | 34030.5995 | 2001 | 7996.8583 | 8280.2879 | 20617.9457 | 76582.7172 | 257045.0614 | 305261.1166 | 20559.3688 | 34030.5995 | 0 | 0 | 0 | 0 | 0 | 0 | 0 | 0 | 0 | 0 | 0 | 0 | 0 | 0 | 0 | 0 | 0 | 0 | 0 | 0 | 0 | 0 | 0 | 0 | 0 | 0 | 0 | 0 | 0 | 0 | 0 | 0 | 0 | 0 | 0 | 0 | 0 | 0 | 0 | 0 | 0 | 0 | 0 | 0 | 0 | 0 | 0 | 0 | 0 | 0 | 0 | 0 | 0 | 0 | 0 | 0 | 0 | 0 | 0 | 730373.9554 |  |  | 1 | [47 empty] | 1960-1969 | 57.4351 | [7 empty] | 1960-1969 | 93.6008
|  |  | 743696.4918 | 2002 | 30 | 29763.5229 | 2002 | 5920.7902 | 6704.9021 | 18121.6247 | 71998.0377 | 252210.9976 | 304386.6482 | 20559.3688 | 34030.5995 | 29763.5229 | 0 | 0 | 0 | 0 | 0 | 0 | 0 | 0 | 0 | 0 | 0 | 0 | 0 | 0 | 0 | 0 | 0 | 0 | 0 | 0 | 0 | 0 | 0 | 0 | 0 | 0 | 0 | 0 | 0 | 0 | 0 | 0 | 0 | 0 | 0 | 0 | 0 | 0 | 0 | 0 | 0 | 0 | 0 | 0 | 0 | 0 | 0 | 0 | 0 | 0 | 0 | 0 | 0 | 0 | 0 | 0 | 0 | 0 | 743696.4918 |  |  | 1 | [47 empty] | 1970-1979 | 57.4351 | [7 empty] | 1970-1979 | 93.6008
|  |  | 753247.6644 | 2003 | 30 | 26039.9049 | 2003 | 4343.5059 | 5382.2408 | 15805.5344 | 67297.3944 | 246733.856 | 303291.7368 | 20559.3688 | 34030.5995 | 29763.5229 | 26039.9049 | 0 | 0 | 0 | 0 | 0 | 0 | 0 | 0 | 0 | 0 | 0 | 0 | 0 | 0 | 0 | 0 | 0 | 0 | 0 | 0 | 0 | 0 | 0 | 0 | 0 | 0 | 0 | 0 | 0 | 0 | 0 | 0 | 0 | 0 | 0 | 0 | 0 | 0 | 0 | 0 | 0 | 0 | 0 | 0 | 0 | 0 | 0 | 0 | 0 | 0 | 0 | 0 | 0 | 0 | 0 | 0 | 0 | 753247.6644 |  |  | 1 | [47 empty] | 1980-1989 | 57.4351 | [7 empty] | 1980-1989 | 93.6008
城镇化率 | Population (Billion) | Per capita area (m2/person） | 760787.8002 | 2004 | 30 | 24226.4963 | 2004 | 3157.0843 | 4282.8019 | 13678.0264 | 62525.7696 | 240589.7848 | 301934.4407 | 20559.3688 | 34030.5995 | 29763.5229 | 26039.9049 | 24226.4963 | 0 | 0 | 0 | 0 | 0 | 0 | 0 | 0 | 0 | 0 | 0 | 0 | 0 | 0 | 0 | 0 | 0 | 0 | 0 | 0 | 0 | 0 | 0 | 0 | 0 | 0 | 0 | 0 | 0 | 0 | 0 | 0 | 0 | 0 | 0 | 0 | 0 | 0 | 0 | 0 | 0 | 0 | 0 | 0 | 0 | 0 | 0 | 0 | 0 | 0 | 0 | 0 | 0 | 0 | 0 | 0 | 760787.8002 |  |  | 1 | [47 empty] | 1990-1999 | 25.9245 | [7 empty] | 1990-1999 | 93.6008
0.43545 | 0.30442 | 25.2374 | 768265.2627 | 2005 | 30 | 24485.7038 | 2005 | 2273.5392 | 3377.9987 | 11743.1752 | 57730.2468 | 233766.0966 | 300268.61 | 20559.3688 | 34030.5995 | 29763.5229 | 26039.9049 | 24226.4963 | 24485.7038 | 0 | 0 | 0 | 0 | 0 | 0 | 0 | 0 | 0 | 0 | 0 | 0 | 0 | 0 | 0 | 0 | 0 | 0 | 0 | 0 | 0 | 0 | 0 | 0 | 0 | 0 | 0 | 0 | 0 | 0 | 0 | 0 | 0 | 0 | 0 | 0 | 0 | 0 | 0 | 0 | 0 | 0 | 0 | 0 | 0 | 0 | 0 | 0 | 0 | 0 | 0 | 0 | 0 | 0 | 0 | 768265.2627 |  |  | 1 |  |  |  | Building will not be demolished after reinforcing | [43 empty] | 2000 | 25.9245 |  | 43.0034 |  | 43.0034 |  |  |  | 2000 | 72.9469 |  | 93.0052 |  | 93.0052
0.4504 | 0.30045 | 25.9776 | 780498.3607 | 2006 | 30 | 29703.9714 | 2006 | 1622.0922 | 2640.7773 | 10001.0288 | 52958.622 | 226262.9611 | 298244.4363 | 20518.2441 | 34030.5995 | 29763.5229 | 26039.9049 | 24226.4963 | 24485.7038 | 29703.9714 | 0 | 0 | 0 | 0 | 0 | 0 | 0 | 0 | 0 | 0 | 0 | 0 | 0 | 0 | 0 | 0 | 0 | 0 | 0 | 0 | 0 | 0 | 0 | 0 | 0 | 0 | 0 | 0 | 0 | 0 | 0 | 0 | 0 | 0 | 0 | 0 | 0 | 0 | 0 | 0 | 0 | 0 | 0 | 0 | 0 | 0 | 0 | 0 | 0 | 0 | 0 | 0 | 0 | 0 | 780498.3607 |  |  | 1 | [47 empty] | 2001 | 25.9245 |  | 41.91 |  | 41.91 |  |  |  | 2001 | 72.9469 |  | 92.0571 |  | 92.0571
0.46127 | 0.29596 | 26.889 | 795821.5881 | 2007 | 30 | 33370.8609 | 2007 | 1146.5489 | 2046.0713 | 8447.9897 | 48257.9787 | 218094.7477 | 295809.2883 | 20465.9748 | 33962.5284 | 29763.5229 | 26039.9049 | 24226.4963 | 24485.7038 | 29703.9714 | 33370.8609 | 0 | 0 | 0 | 0 | 0 | 0 | 0 | 0 | 0 | 0 | 0 | 0 | 0 | 0 | 0 | 0 | 0 | 0 | 0 | 0 | 0 | 0 | 0 | 0 | 0 | 0 | 0 | 0 | 0 | 0 | 0 | 0 | 0 | 0 | 0 | 0 | 0 | 0 | 0 | 0 | 0 | 0 | 0 | 0 | 0 | 0 | 0 | 0 | 0 | 0 | 0 | 0 | 0 | 795821.5881 |  |  | 1 |  |  |  | 10 | [43 empty] | 2002 | 25.9245 |  | 40.9641 |  | 40.9641 |  |  |  | 2002 | 72.9469 |  | 91.2582 |  | 91.2582
0.475 | 0.2915 | 27.9429 | 814523.601 | 2008 | 30 | 37392.1477 | 2008 | 802.8629 | 1571.1 | 7077.2949 | 43673.2992 | 209290.9101 | 292908.8501 | 20400.2012 | 33876.0103 | 29703.9872 | 26039.9049 | 24226.4963 | 24485.7038 | 29703.9714 | 33370.8609 | 37392.1477 | 0 | 0 | 0 | 0 | 0 | 0 | 0 | 0 | 0 | 0 | 0 | 0 | 0 | 0 | 0 | 0 | 0 | 0 | 0 | 0 | 0 | 0 | 0 | 0 | 0 | 0 | 0 | 0 | 0 | 0 | 0 | 0 | 0 | 0 | 0 | 0 | 0 | 0 | 0 | 0 | 0 | 0 | 0 | 0 | 0 | 0 | 0 | 0 | 0 | 0 | 0 | 0 | 814523.601 |  |  | 1 | [47 empty] | 2003 | 25.9245 |  | 40.1295 |  | 40.1295 |  |  |  | 2003 | 72.9469 |  | 90.5739 |  | 90.5739
0.48574 | 0.28832 | 29.0742 | 838268.7366 | 2009 | 30 | 43124.9255 | 2009 | 556.9428 | 1195.5281 | 5879.5623 | 39246.1787 | 199896.3239 | 289488.5633 | 20318.2572 | 33767.1395 | 29628.3175 | 25987.8175 | 24226.4963 | 24485.7038 | 29703.9714 | 33370.8609 | 37392.1477 | 43124.9255 | 0 | 0 | 0 | 0 | 0 | 0 | 0 | 0 | 0 | 0 | 0 | 0 | 0 | 0 | 0 | 0 | 0 | 0 | 0 | 0 | 0 | 0 | 0 | 0 | 0 | 0 | 0 | 0 | 0 | 0 | 0 | 0 | 0 | 0 | 0 | 0 | 0 | 0 | 0 | 0 | 0 | 0 | 0 | 0 | 0 | 0 | 0 | 0 | 0 | 0 | 0 | 838268.7366 |  |  | 1 | [47 empty] | 2004 | 25.9245 |  | 39.3538 |  | 39.3538 |  |  |  | 2004 | 72.9469 |  | 89.9462 |  | 89.9462
0.49603 | 0.28284 | 30.473 | 861896.6428 | 2010 | 30 | 43729.9194 | 2010 | 382.7272 | 901.5063 | 4843.3719 | 35013.7041 | 189971.0169 | 285495.3535 | 20217.1824 | 33631.503 | 29533.098 | 25921.6147 | 24178.0362 | 24485.7038 | 29703.9714 | 33370.8609 | 37392.1477 | 43124.9255 | 43729.9194 | 0 | 0 | 0 | 0 | 0 | 0 | 0 | 0 | 0 | 0 | 0 | 0 | 0 | 0 | 0 | 0 | 0 | 0 | 0 | 0 | 0 | 0 | 0 | 0 | 0 | 0 | 0 | 0 | 0 | 0 | 0 | 0 | 0 | 0 | 0 | 0 | 0 | 0 | 0 | 0 | 0 | 0 | 0 | 0 | 0 | 0 | 0 | 0 | 0 | 0 | 861896.6428 |  |  | 1 | [47 empty] | 2005 | 25.9245 |  | 38.5938 |  | 38.5938 |  |  |  | 2005 | 72.9469 |  | 89.3235 |  | 89.3235
0.50936 | 0.2766 | 32.027 | 885851.2189 | 2011 | 30 | 44799.0917 | 2011 | 260.5358 | 673.6156 | 3955.8481 | 31007.5461 | 179589.2584 | 280879.6024 | 20093.75 | 33464.2004 | 29414.4688 | 25838.3077 | 24116.4437 | 24436.7253 | 29703.9714 | 33370.8609 | 37392.1477 | 43124.9255 | 43729.9194 | 44799.0917 | 0 | 0 | 0 | 0 | 0 | 0 | 0 | 0 | 0 | 0 | 0 | 0 | 0 | 0 | 0 | 0 | 0 | 0 | 0 | 0 | 0 | 0 | 0 | 0 | 0 | 0 | 0 | 0 | 0 | 0 | 0 | 0 | 0 | 0 | 0 | 0 | 0 | 0 | 0 | 0 | 0 | 0 | 0 | 0 | 0 | 0 | 0 | 0 | 0 | 885851.2189 |  |  | 1 | [47 empty] | 2006 | 25.9245 |  | 37.7733 |  | 37.7733 |  |  |  | 2006 | 72.9469 |  | 88.6056 |  | 88.6056
0.52309 | 0.27032 | 33.599 | 908259.3886 | 2012 | 30 | 44011.1469 | 2012 | 175.6852 | 498.7379 | 3203.2188 | 27253.3026 | 168838.0181 | 275597.2994 | 19944.5129 | 33259.8906 | 29268.1442 | 25734.5199 | 24038.9382 | 24374.4738 | 29644.5548 | 33370.8609 | 37392.1477 | 43124.9255 | 43729.9194 | 44799.0917 | 44011.1469 | 0 | 0 | 0 | 0 | 0 | 0 | 0 | 0 | 0 | 0 | 0 | 0 | 0 | 0 | 0 | 0 | 0 | 0 | 0 | 0 | 0 | 0 | 0 | 0 | 0 | 0 | 0 | 0 | 0 | 0 | 0 | 0 | 0 | 0 | 0 | 0 | 0 | 0 | 0 | 0 | 0 | 0 | 0 | 0 | 0 | 0 | 0 | 0 | 908259.3886 |  |  | 1 | [47 empty] | 2007 | 25.9245 |  | 36.9317 |  | 36.9317 |  |  |  | 2007 | 72.9469 |  | 87.8388 |  | 87.8388
0.53385 | 0.26311 | 34.5829 | 909926.2018 | 2013 | 30 | 24030.8248 | 2013 | 117.3501 | 365.8753 | 2571.3269 | 23770.11 | 157814.8384 | 269612.289 | 19765.8705 | 33012.8681 | 29089.4527 | 25606.5015 | 23942.3781 | 24296.139 | 29569.0366 | 33304.1095 | 37392.1477 | 43124.9255 | 43729.9194 | 44799.0917 | 44011.1469 | 24030.8248 | 0 | 0 | 0 | 0 | 0 | 0 | 0 | 0 | 0 | 0 | 0 | 0 | 0 | 0 | 0 | 0 | 0 | 0 | 0 | 0 | 0 | 0 | 0 | 0 | 0 | 0 | 0 | 0 | 0 | 0 | 0 | 0 | 0 | 0 | 0 | 0 | 0 | 0 | 0 | 0 | 0 | 0 | 0 | 0 | 0 | 0 | 0 | 909926.2018 |  |  | 1 | [47 empty] | 2008 | 25.9245 |  | 36.0763 |  | 36.0763 |  |  |  | 2008 | 72.9469 |  | 87.0283 |  | 87.0283
0.54475 | 0.25689 | 35.4234 | 910000.2601 | 2014 | 30 | 23193.1061 | 2014 | 77.6432 | 265.9371 | 2046.0779 | 20570.5283 | 146625.2046 | 262898.5079 | 19554.1547 | 32717.1728 | 28873.4042 | 25450.1655 | 23823.2749 | 24198.5458 | 29474.0076 | 33219.2687 | 37317.3525 | 43124.9255 | 43729.9194 | 44799.0917 | 44011.1469 | 24030.8248 | 23193.1061 | 0 | 0 | 0 | 0 | 0 | 0 | 0 | 0 | 0 | 0 | 0 | 0 | 0 | 0 | 0 | 0 | 0 | 0 | 0 | 0 | 0 | 0 | 0 | 0 | 0 | 0 | 0 | 0 | 0 | 0 | 0 | 0 | 0 | 0 | 0 | 0 | 0 | 0 | 0 | 0 | 0 | 0 | 0 | 0 | 0 | 0 | 910000.2601 |  |  | 1 | [47 empty] | 2009 | 25.9245 |  | 35.2008 |  | 35.2008 |  |  |  | 2009 | 72.9469 |  | 86.1598 |  | 86.1598
0.55802 | 0.2478 | 36.8167 | 912315.807 | 2015 | 30 | 26179.7282 | 2015 | 50.8847 | 191.5116 | 1613.8146 | 17660.6851 | 135379.5293 | 255442.0922 | 19305.7371 | 32366.7334 | 28614.786 | 25261.1461 | 23677.826 | 24078.1682 | 29355.6158 | 33112.5085 | 37222.2882 | 43038.6631 | 43729.9194 | 44799.0917 | 44011.1469 | 24030.8248 | 23193.1061 | 26179.7282 | 0 | 0 | 0 | 0 | 0 | 0 | 0 | 0 | 0 | 0 | 0 | 0 | 0 | 0 | 0 | 0 | 0 | 0 | 0 | 0 | 0 | 0 | 0 | 0 | 0 | 0 | 0 | 0 | 0 | 0 | 0 | 0 | 0 | 0 | 0 | 0 | 0 | 0 | 0 | 0 | 0 | 0 | 0 | 0 | 0 | 912315.807 |  |  | 1 | [47 empty] | 2010 | 32.5683 |  | 34.711 |  | 34.711 |  |  |  | 2010 | 72.9469 |  | 85.3266 |  | 85.3266
0.55793 | 0.23974 | 37.8279 | 906894.6036 | 2016 | 30 | 19163.4298 | 2016 | 33.0314 | 136.637 | 1261.6124 | 15040.6527 | 124189.8955 | 247243.2273 | 19017.1531 | 31955.5437 | 28308.2879 | 25034.8828 | 23501.9699 | 23931.1632 | 29209.5839 | 32979.5015 | 37102.6631 | 42929.024 | 43642.4468 | 44799.0917 | 44011.1469 | 24030.8248 | 23193.1061 | 26179.7282 | 19163.4298 | 0 | 0 | 0 | 0 | 0 | 0 | 0 | 0 | 0 | 0 | 0 | 0 | 0 | 0 | 0 | 0 | 0 | 0 | 0 | 0 | 0 | 0 | 0 | 0 | 0 | 0 | 0 | 0 | 0 | 0 | 0 | 0 | 0 | 0 | 0 | 0 | 0 | 0 | 0 | 0 | 0 | 0 | 0 | 0 | 906894.6036 |  |  | 1 | [47 empty] | 2011 | 32.5683 |  | 34.2536 |  | 34.2536 |  |  |  | 2011 | 72.9469 |  | 84.5199 |  | 84.5199
0.56786 | 0.23209 | 38.6482 | 896976.5942 | 2017 | 30 | 15358.1779 | 2017 | 21.2381 | 96.5796 | 977.4959 | 12705.0209 | 113166.7159 | 238317.6152 | 18685.2411 | 31477.869 | 27948.657 | 24766.7297 | 23291.4635 | 23753.4255 | 29031.2499 | 32815.4423 | 36953.6283 | 42791.0585 | 43531.2695 | 44709.4805 | 44011.1469 | 24030.8248 | 23193.1061 | 26179.7282 | 19163.4298 | 15358.1779 | 0 | 0 | 0 | 0 | 0 | 0 | 0 | 0 | 0 | 0 | 0 | 0 | 0 | 0 | 0 | 0 | 0 | 0 | 0 | 0 | 0 | 0 | 0 | 0 | 0 | 0 | 0 | 0 | 0 | 0 | 0 | 0 | 0 | 0 | 0 | 0 | 0 | 0 | 0 | 0 | 0 | 0 | 0 | 896976.5942 |  |  | 1 | reinforcement rate |  | Retrofitting buildings (10E4 m2) | [44 empty] | 2012 | 32.5683 |  | 33.8317 |  | 33.8317 |  |  |  | 2012 | 72.9469 |  | 83.7613 |  | 83.7613
0.57734 | 0.22504 | 39.2504 | 883293.0416 | 2018 | 30 | 12248.3497 | 2018 | 13.5253 | 67.6292 | 750.5817 | 10643.6185 | 102415.4756 | 228697.4404 | 18307.2912 | 30928.4765 | 27530.8777 | 24452.0911 | 23041.9845 | 23540.6668 | 28815.6337 | 32615.0934 | 36769.7996 | 42619.1745 | 43391.3686 | 44595.585 | 43923.1118 | 24030.8248 | 23193.1061 | 26179.7282 | 19163.4298 | 15358.1779 | 12248.3497 | 0 | 0 | 0 | 0 | 0 | 0 | 0 | 0 | 0 | 0 | 0 | 0 | 0 | 0 | 0 | 0 | 0 | 0 | 0 | 0 | 0 | 0 | 0 | 0 | 0 | 0 | 0 | 0 | 0 | 0 | 0 | 0 | 0 | 0 | 0 | 0 | 0 | 0 | 0 | 0 | 0 | 0 | 883293.0416 |  |  | 1 | 0 |  | 0 | 0 | 0 | 0 | 0 | 0 | 0 | 0 | 0 | 0 | 0 | 0 | 0 | 0 | 0 | 0 | 0 | 0 | 0 | 0 | 0 | 0 | 0 | 0 | 0 | 0 | 0 | 0 | 0 | 0 | 0 | 0 | 0 | 0 | 0 | 0 | 0 | 0 | 0 | 0 | 0 | 0 | 0 | 0 |  | 2013 | 32.5683 |  | 33.4618 |  | 33.4618 |  |  |  | 2013 | 72.9469 |  | 83.2577 |  | 83.2577
58.66% | 0.21865 | 40.5549 | 886737.5298 | 2019 | 30 | 29955.3649 | 2019 | 8.5312 | 46.9141 | 571.155 | 8842.3358 | 92033.7171 | 218431.7399 | 17881.1965 | 30302.8804 | 27050.3732 | 24086.5788 | 22749.2571 | 23288.5185 | 28557.5329 | 32372.8599 | 36545.308 | 42407.1621 | 43217.0732 | 44452.2636 | 43811.2196 | 23982.7562 | 23193.1061 | 26179.7282 | 19163.4298 | 15358.1779 | 12248.3497 | 29955.3649 | 0 | 0 | 0 | 0 | 0 | 0 | 0 | 0 | 0 | 0 | 0 | 0 | 0 | 0 | 0 | 0 | 0 | 0 | 0 | 0 | 0 | 0 | 0 | 0 | 0 | 0 | 0 | 0 | 0 | 0 | 0 | 0 | 0 | 0 | 0 | 0 | 0 | 0 | 0 | 0 | 0 | 886737.5298 |  |  | 1 | 0 |  | 0 | 0 | 0 | 0 | 0 | 0 | 0 | 0 | 0 | 0 | 0 | 0 | 0 | 0 | 0 | 0 | 0 | 0 | 0 | 0 | 0 | 0 | 0 | 0 | 0 | 0 | 0 | 0 | 0 | 0 | 0 | 0 | 0 | 0 | 0 | 0 | 0 | 0 | 0 | 0 | 0 | 0 | 0 | 0 |  | 2014 | 32.5683 |  | 33.1092 |  | 33.1092 |  |  |  | 2014 | 72.9469 |  | 82.7628 |  | 82.7628
59.56% | 0.212 | 42.0236 | 890891.0699 | 2020 | 35 | 31193.5179 | 2020 | 5.3297 | 32.239 | 430.6882 | 7283.9981 | 82108.41 | 207586.1073 | 17405.5999 | 29597.5933 | 26503.2202 | 23666.1886 | 22409.199 | 22992.6592 | 28251.6481 | 32082.8971 | 36273.8846 | 42148.2526 | 43002.0865 | 44273.7068 | 43670.419 | 23921.6611 | 23146.7131 | 26179.7282 | 19163.4298 | 15358.1779 | 12248.3497 | 29955.3649 | 31193.5179 | 0 | 0 | 0 | 0 | 0 | 0 | 0 | 0 | 0 | 0 | 0 | 0 | 0 | 0 | 0 | 0 | 0 | 0 | 0 | 0 | 0 | 0 | 0 | 0 | 0 | 0 | 0 | 0 | 0 | 0 | 0 | 0 | 0 | 0 | 0 | 0 | 0 | 0 | 0 | 0 | 890891.0699 |  |  | 1 | 0 |  | 0 | 0 | 0 | 0 | 0 | 0 | 0 | 0 | 0 | 0 | 0 | 0 | 0 | 0 | 0 | 0 | 0 | 0 | 0 | 0 | 0 | 0 | 0 | 0 | 0 | 0 | 0 | 0 | 0 | 0 | 0 | 0 | 0 | 0 | 0 | 0 | 0 | 0 | 0 | 0 | 0 | 0 | 0 | 0 |  | 2015 | 32.5683 |  | 32.7743 |  | 32.7743 |  |  |  | 2015 | 72.9469 |  | 82.2366 |  | 82.2366
60.44% | 0.20862 | 42.8799 | 894547.9423 | 2021 | 35 | 30906.6409 | 2021 | 3.2978 | 21.9462 | 321.815 | 5949.2417 | 72713.8239 | 196241.6987 | 16880.0282 | 28810.3689 | 25886.3687 | 23187.4882 | 22018.0846 | 22648.9627 | 27892.7368 | 31739.2515 | 35948.9805 | 41835.2159 | 42739.5448 | 44053.4637 | 43495.0027 | 23844.7816 | 23087.7479 | 26127.3611 | 19163.4298 | 15358.1779 | 12248.3497 | 29955.3649 | 31193.5179 | 30906.6409 | 0 | 0 | 0 | 0 | 0 | 0 | 0 | 0 | 0 | 0 | 0 | 0 | 0 | 0 | 0 | 0 | 0 | 0 | 0 | 0 | 0 | 0 | 0 | 0 | 0 | 0 | 0 | 0 | 0 | 0 | 0 | 0 | 0 | 0 | 0 | 0 | 0 | 0 | 0 | 894272.6921 |  |  | 1 | 0.01 |  | 275.2502 | 0 | 0 | 0 | 275.2502 | 0 | 0 | 0 | 0 | 0 | 0 | 0 | 0 | 0 | 0 | 0 | 0 | 0 | 0 | 0 | 0 | 0 | 0 | 0 | 0 | 0 | 0 | 0 | 0 | 0 | 0 | 0 | 0 | 0 | 0 | 0 | 0 | 0 | 0 | 0 | 0 | 0 | 0 | 0 |  | 2016 | 32.5683 |  | 32.4604 |  | 32.4604 |  |  |  | 2016 | 72.9469 |  | 81.7812 |  | 81.7812
61.29% | 0.20531 | 43.7252 | 897703.7933 | 2022 | 35 | 30823.6138 | 2022 | 2.0209 | 14.7988 | 238.2685 | 4817.3546 | 63909.9862 | 184493.5481 | 16305.0042 | 27940.4238 | 25197.8538 | 22647.8089 | 21572.7207 | 22253.6636 | 27475.7934 | 31336.0334 | 35563.9246 | 41460.4991 | 42422.1165 | 43784.503 | 43278.6334 | 23749.0014 | 23013.5484 | 26060.8027 | 19125.0974 | 15358.1779 | 12248.3497 | 29955.3649 | 31193.5179 | 30906.6409 | 30823.6138 | 0 | 0 | 0 | 0 | 0 | 0 | 0 | 0 | 0 | 0 | 0 | 0 | 0 | 0 | 0 | 0 | 0 | 0 | 0 | 0 | 0 | 0 | 0 | 0 | 0 | 0 | 0 | 0 | 0 | 0 | 0 | 0 | 0 | 0 | 0 | 0 | 0 | 0 | 897149.0708 |  |  | 1 | 0.01 |  | 279.4724 | 0 | 0 | 0 | 275.2502 | 279.4724 | 0 | 0 | 0 | 0 | 0 | 0 | 0 | 0 | 0 | 0 | 0 | 0 | 0 | 0 | 0 | 0 | 0 | 0 | 0 | 0 | 0 | 0 | 0 | 0 | 0 | 0 | 0 | 0 | 0 | 0 | 0 | 0 | 0 | 0 | 0 | 0 | 0 | 0 |  | 2017 | 32.5683 |  | 32.1638 |  | 32.1638 |  |  |  | 2017 | 72.9469 |  | 81.358 |  | 81.358 | Envolop cost
62.12% | 0.20207 | 44.5594 | 900407.344 | 2023 | 35 | 30730.6254 | 2023 | 1.2266 | 9.885 | 174.7943 | 3867.0456 | 55741.7729 | 172448.2425 | 15682.1296 | 26988.6236 | 24436.9907 | 22045.432 | 21070.6245 | 21803.5346 | 26996.2503 | 30867.6193 | 35112.1175 | 41016.4083 | 42042.1429 | 43459.3139 | 43014.4033 | 23630.8601 | 22921.1071 | 25977.0485 | 19076.377 | 15327.4571 | 12248.3497 | 29955.3649 | 31193.5179 | 30906.6409 | 30823.6138 | 30730.6254 | 0 | 0 | 0 | 0 | 0 | 0 | 0 | 0 | 0 | 0 | 0 | 0 | 0 | 0 | 0 | 0 | 0 | 0 | 0 | 0 | 0 | 0 | 0 | 0 | 0 | 0 | 0 | 0 | 0 | 0 | 0 | 0 | 0 | 0 | 0 | 0 | 0 | 899569.5197 |  |  | 1 | 0.01 |  | 283.1018 | 0 | 0 | 0 | 275.2502 | 279.4724 | 283.1018 | 0 | 0 | 0 | 0 | 0 | 0 | 0 | 0 | 0 | 0 | 0 | 0 | 0 | 0 | 0 | 0 | 0 | 0 | 0 | 0 | 0 | 0 | 0 | 0 | 0 | 0 | 0 | 0 | 0 | 0 | 0 | 0 | 0 | 0 | 0 | 0 | 0 |  | 2018 | 21.9171 | 41.9014 | 31.7359 | #DIV/0! | 31.7359 |  |  |  | 2018 | 62.1101 | 91.0239 | 80.8073 | #DIV/0! | 80.8073 | Price of building envolope | Envolope investment for new buildings | Envolope investment for retrofitting buildings
62.93% | 0.19891 | 45.3824 | 902708.1575 | 2024 | 35 | 30628.8214 | 2024 | 0.73731 | 6.5403 | 127.0495 | 3077.1181 | 48238.6374 | 160221.0482 | 15014.1306 | 25957.6195 | 23604.5361 | 21379.7579 | 20510.1968 | 21296.0663 | 26450.1921 | 30328.8776 | 34587.2581 | 40495.3324 | 41591.822 | 43070.0501 | 42694.9336 | 23486.586 | 22807.0843 | 25872.7033 | 19015.0693 | 15288.4111 | 12223.8495 | 29955.3649 | 31193.5179 | 30906.6409 | 30823.6138 | 30730.6254 | 30628.8214 | 0 | 0 | 0 | 0 | 0 | 0 | 0 | 0 | 0 | 0 | 0 | 0 | 0 | 0 | 0 | 0 | 0 | 0 | 0 | 0 | 0 | 0 | 0 | 0 | 0 | 0 | 0 | 0 | 0 | 0 | 0 | 0 | 0 | 0 | 0 | 0 | 901584.1917 |  |  | 1 | 0.01 |  | 286.1415 | 0 | 0 | 0 | 275.2502 | 279.4724 | 283.1018 | 286.1415 | 0 | 0 | 0 | 0 | 0 | 0 | 0 | 0 | 0 | 0 | 0 | 0 | 0 | 0 | 0 | 0 | 0 | 0 | 0 | 0 | 0 | 0 | 0 | 0 | 0 | 0 | 0 | 0 | 0 | 0 | 0 | 0 | 0 | 0 | 0 | 0 |  | 2019 | 21.9171 | 40.7687 | 31.1341 | #DIV/0! | 31.1341 |  |  |  | 2019 | 62.1101 | 90.596 | 79.8831 | #DIV/0! | 79.8831 | CNY/m2 | billion CNY | billion CNY
63.71% | 0.19584 | 46.1941 | 904651.1015 | 2025 | 35 | 30554.1677 | 2025 | 0.43894 | 4.2863 | 91.4933 | 2427.0328 | 41414.9491 | 147932.6161 | 14304.8602 | 24851.9236 | 22702.809 | 20651.4491 | 19890.88 | 20729.6424 | 25834.5747 | 29715.4097 | 33983.5965 | 39890.0042 | 41063.436 | 42608.7191 | 42312.5164 | 23312.1503 | 22667.8396 | 25743.9975 | 18938.6892 | 15239.2771 | 12192.7097 | 29895.4455 | 31193.5179 | 30906.6409 | 30823.6138 | 30730.6254 | 30628.8214 | 30554.1677 | 0 | 0 | 0 | 0 | 0 | 0 | 0 | 0 | 0 | 0 | 0 | 0 | 0 | 0 | 0 | 0 | 0 | 0 | 0 | 0 | 0 | 0 | 0 | 0 | 0 | 0 | 0 | 0 | 0 | 0 | 0 | 0 | 0 | 0 | 0 | 903238.1334 |  |  | 1 | 0.01 |  | 289.0023 | 0 | 0 | 0 | 275.2502 | 279.4724 | 283.1018 | 286.1415 | 289.0023 | 0 | 0 | 0 | 0 | 0 | 0 | 0 | 0 | 0 | 0 | 0 | 0 | 0 | 0 | 0 | 0 | 0 | 0 | 0 | 0 | 0 | 0 | 0 | 0 | 0 | 0 | 0 | 0 | 0 | 0 | 0 | 0 | 0 | 0 | 0 |  | 2020 | 21.9171 | 39.649 | 30.5529 | #DIV/0! | 30.5529 |  |  |  | 2020 | 62.1101 | 90.1236 | 78.95 | #DIV/0! | 78.95 | 264 | 82.3509 | 0
64.47% | 0.19285 | 46.9943 | 906280.5142 | 2026 | 35 | 30465.8109 | 2026 | 0.25879 | 2.7824 | 65.2773 | 1897.3522 | 35270.8779 | 135705.4218 | 13559.2558 | 23677.914 | 21735.7557 | 19862.5341 | 19213.2904 | 20103.6993 | 25147.4375 | 29023.7957 | 33296.2039 | 39193.7922 | 40449.6157 | 42067.4143 | 41859.2995 | 23103.344 | 22499.4847 | 25586.822 | 18844.4771 | 15178.0637 | 12153.5248 | 29819.2881 | 31149.6061 | 30906.6409 | 30823.6138 | 30730.6254 | 30628.8214 | 30554.1677 | 30465.8109 | 0 | 0 | 0 | 0 | 0 | 0 | 0 | 0 | 0 | 0 | 0 | 0 | 0 | 0 | 0 | 0 | 0 | 0 | 0 | 0 | 0 | 0 | 0 | 0 | 0 | 0 | 0 | 0 | 0 | 0 | 0 | 0 | 0 | 0 | 904576.2694 |  |  | 1 | 0.01 |  | 291.2767 | 0 | 0 | 0 | 275.2502 | 279.4724 | 283.1018 | 286.1415 | 289.0023 | 291.2767 | 0 | 0 | 0 | 0 | 0 | 0 | 0 | 0 | 0 | 0 | 0 | 0 | 0 | 0 | 0 | 0 | 0 | 0 | 0 | 0 | 0 | 0 | 0 | 0 | 0 | 0 | 0 | 0 | 0 | 0 | 0 | 0 | 0 | 0 |  | 2021 | 21.9171 | 38.5505 | 30.0083 | 38.5505 | 30.011 |  |  |  | 2021 | 62.1101 | 89.6013 | 78.0401 | 89.6013 | 78.0437 | 264 | 81.5935 | 0
65.2% | 0.18995 | 47.7828 | 907637.9077 | 2027 | 35 | 30373.8158 | 2027 | 0.15111 | 1.789 | 46.1402 | 1470.0664 | 29793.7363 | 123660.1162 | 12783.2485 | 22443.7631 | 20708.9545 | 19016.4657 | 18479.3151 | 19418.8599 | 24388.0967 | 28251.8329 | 32521.2484 | 38401.012 | 39743.6367 | 41438.5865 | 41327.5154 | 22855.88 | 22297.9575 | 25396.7877 | 18729.4255 | 15102.5592 | 12104.7062 | 29723.4548 | 31095.2742 | 30863.133 | 30823.6138 | 30730.6254 | 30628.8214 | 30554.1677 | 30465.8109 | 30373.8158 | 0 | 0 | 0 | 0 | 0 | 0 | 0 | 0 | 0 | 0 | 0 | 0 | 0 | 0 | 0 | 0 | 0 | 0 | 0 | 0 | 0 | 0 | 0 | 0 | 0 | 0 | 0 | 0 | 0 | 0 | 0 | 0 | 0 | 905640.5677 |  |  | 1 | 0.01 |  | 293.0952 | 0 | 0 | 0 | 275.2502 | 279.4724 | 283.1018 | 286.1415 | 289.0023 | 291.2767 | 293.0952 | 0 | 0 | 0 | 0 | 0 | 0 | 0 | 0 | 0 | 0 | 0 | 0 | 0 | 0 | 0 | 0 | 0 | 0 | 0 | 0 | 0 | 0 | 0 | 0 | 0 | 0 | 0 | 0 | 0 | 0 | 0 | 0 | 0 |  | 2022 | 21.9171 | 37.487 | 29.4974 | 38.0147 | 29.5026 |  |  |  | 2022 | 62.1101 | 89.04 | 77.1501 | 89.3185 | 77.1577 | 264 | 81.3743 | 0
65.91% | 0.18714 | 48.5595 | 908760.5352 | 2028 | 35 | 30276.0679 | 2028 | 0.087383 | 1.1393 | 32.3094 | 1128.8078 | 24959.6726 | 111911.9656 | 11983.6283 | 21159.2883 | 19629.553 | 18118.1243 | 17692.1666 | 18677.0316 | 23557.3077 | 27398.7532 | 31656.2618 | 37507.2442 | 38939.7347 | 40715.3466 | 40709.7477 | 22565.517 | 22059.1201 | 25169.3095 | 18590.3213 | 15010.3532 | 12044.4904 | 29604.061 | 31028.5411 | 30809.3007 | 30780.2228 | 30730.6254 | 30628.8214 | 30554.1677 | 30465.8109 | 30373.8158 | 30276.0679 | 0 | 0 | 0 | 0 | 0 | 0 | 0 | 0 | 0 | 0 | 0 | 0 | 0 | 0 | 0 | 0 | 0 | 0 | 0 | 0 | 0 | 0 | 0 | 0 | 0 | 0 | 0 | 0 | 0 | 0 | 0 | 0 | 906468.7161 |  |  | 1 | 0.01 |  | 294.4792 | 0 | 0 | 0 | 275.2502 | 279.4724 | 283.1018 | 286.1415 | 289.0023 | 291.2767 | 293.0952 | 294.4792 | 0 | 0 | 0 | 0 | 0 | 0 | 0 | 0 | 0 | 0 | 0 | 0 | 0 | 0 | 0 | 0 | 0 | 0 | 0 | 0 | 0 | 0 | 0 | 0 | 0 | 0 | 0 | 0 | 0 | 0 | 0 | 0 |  | 2023 | 21.9171 | 36.4661 | 29.0191 | 37.4914 | 29.027 |  |  |  | 2023 | 62.1101 | 88.4376 | 76.2811 | 89.0209 | 76.293 | 264 | 81.1289 | 0
66.59% | 0.18443 | 49.3241 | 909685.042 | 2029 | 35 | 30173.6968 | 2029 | 0.050042 | 0.71863 | 22.4129 | 858.966 | 20735.5993 | 100567.557 | 11167.8683 | 19835.7284 | 18506.1377 | 17173.7632 | 16856.3853 | 17881.4611 | 22657.3848 | 26465.4052 | 30700.3834 | 36509.6422 | 38033.4283 | 39891.7897 | 39999.2284 | 22228.2054 | 21778.8792 | 24899.7165 | 18423.8084 | 14898.8707 | 11970.9549 | 29456.7933 | 30947.176 | 30743.1814 | 30726.5352 | 30687.3653 | 30628.8214 | 30554.1677 | 30465.8109 | 30373.8158 | 30276.0679 | 30173.6968 | 0 | 0 | 0 | 0 | 0 | 0 | 0 | 0 | 0 | 0 | 0 | 0 | 0 | 0 | 0 | 0 | 0 | 0 | 0 | 0 | 0 | 0 | 0 | 0 | 0 | 0 | 0 | 0 | 0 | 0 | 0 | 907097.7764 |  |  | 1 | 0.01 |  | 295.4464 | 0 | 0 | 0 | 275.2502 | 279.4724 | 283.1018 | 286.1415 | 289.0023 | 291.2767 | 293.0952 | 294.4792 | 295.4464 | 0 | 0 | 0 | 0 | 0 | 0 | 0 | 0 | 0 | 0 | 0 | 0 | 0 | 0 | 0 | 0 | 0 | 0 | 0 | 0 | 0 | 0 | 0 | 0 | 0 | 0 | 0 | 0 | 0 | 0 | 0 |  | 2024 | 21.9171 | 35.4871 | 28.5726 | 36.9812 | 28.583 |  |  |  | 2024 | 62.1101 | 87.7866 | 75.4345 | 88.7066 | 75.4511 | 264 | 80.8601 | 0
67.25% | 0.18181 | 50.0764 | 910444.8671 | 2030 | 35 | 30064.9469 | 2030 | 0.028381 | 0.44895 | 15.402 | 647.7165 | 17081.2405 | 89721.9244 | 10343.9167 | 18485.4534 | 17348.5382 | 16190.8947 | 15977.7891 | 17036.7375 | 21692.2664 | 25454.3888 | 29654.5643 | 35407.2133 | 37021.8311 | 38963.3246 | 39190.1565 | 21840.25 | 21453.3263 | 24583.3884 | 18226.4677 | 14765.422 | 11882.0461 | 29276.95 | 30848.6963 | 30662.5646 | 30660.5934 | 30633.8396 | 30585.7046 | 30554.1677 | 30465.8109 | 30373.8158 | 30276.0679 | 30173.6968 | 30064.9469 | 0 | 0 | 0 | 0 | 0 | 0 | 0 | 0 | 0 | 0 | 0 | 0 | 0 | 0 | 0 | 0 | 0 | 0 | 0 | 0 | 0 | 0 | 0 | 0 | 0 | 0 | 0 | 0 | 0 | 0 | 907561.5902 |  |  | 1 | 0.01 |  | 296.0113 | 0 | 0 | 0 | 275.2502 | 279.4724 | 283.1018 | 286.1415 | 289.0023 | 291.2767 | 293.0952 | 294.4792 | 295.4464 | 296.0113 | 0 | 0 | 0 | 0 | 0 | 0 | 0 | 0 | 0 | 0 | 0 | 0 | 0 | 0 | 0 | 0 | 0 | 0 | 0 | 0 | 0 | 0 | 0 | 0 | 0 | 0 | 0 | 0 | 0 | 0 |  | 2025 | 21.9171 | 34.5483 | 28.1562 | 36.4835 | 28.1692 |  |  |  | 2025 | 62.1101 | 87.0633 | 74.6117 | 88.3705 | 74.6332 | 264 | 80.663 | 0
67.88% | 0.17929 | 50.8163 | 911070.6773 | 2031 | 35 | 29948.1774 | 2031 | 0.01594 | 0.27779 | 10.4847 | 483.981 | 13951.1882 | 79456.2239 | 9519.965 | 17121.6193 | 16167.5734 | 15178.1188 | 15063.3672 | 16148.7409 | 20667.5196 | 24370.1286 | 28521.7174 | 34201.0543 | 35903.9363 | 37926.9944 | 38278.0217 | 21398.4832 | 21078.8951 | 24215.9135 | 17994.9171 | 14607.2669 | 11775.619 | 29059.5089 | 30730.3741 | 30564.9906 | 30580.1932 | 30568.0968 | 30532.3563 | 30511.156 | 30465.8109 | 30373.8158 | 30276.0679 | 30173.6968 | 30064.9469 | 29948.1774 | 0 | 0 | 0 | 0 | 0 | 0 | 0 | 0 | 0 | 0 | 0 | 0 | 0 | 0 | 0 | 0 | 0 | 0 | 0 | 0 | 0 | 0 | 0 | 0 | 0 | 0 | 0 | 0 | 0 | 907891.2149 |  |  | 1 | 0.01 |  | 296.1855 | 0 | 0 | 0 | 275.2502 | 279.4724 | 283.1018 | 286.1415 | 289.0023 | 291.2767 | 293.0952 | 294.4792 | 295.4464 | 296.0113 | 296.1855 | 0 | 0 | 0 | 0 | 0 | 0 | 0 | 0 | 0 | 0 | 0 | 0 | 0 | 0 | 0 | 0 | 0 | 0 | 0 | 0 | 0 | 0 | 0 | 0 | 0 | 0 | 0 | 0 | 0 |  | 2026 | 21.9171 | 33.6767 | 27.7683 | 36.0038 | 27.7838 |  |  |  | 2026 | 62.1101 | 86.3098 | 73.814 | 88.0183 | 73.8407 | 264 | 80.4297 | 0
68.49% | 0.17686 | 51.5436 | 911592.8012 | 2032 | 35 | 29824.1406 | 2032 | 0.0088663 | 0.17023 | 7.07 | 358.3345 | 11296.8719 | 69836.0491 | 8704.205 | 15757.7852 | 14974.7496 | 14144.9007 | 14121.1206 | 15224.5353 | 19590.2778 | 23218.8791 | 27306.8007 | 32894.525 | 34680.8564 | 36781.7678 | 37259.9189 | 20900.4422 | 20652.5283 | 23793.266 | 17725.9273 | 14421.6949 | 11649.4883 | 28799.2238 | 30589.2514 | 30447.7565 | 30482.8813 | 30487.9391 | 30466.8313 | 30457.9376 | 30422.9236 | 30373.8158 | 30276.0679 | 30173.6968 | 30064.9469 | 29948.1774 | 29824.1406 | 0 | 0 | 0 | 0 | 0 | 0 | 0 | 0 | 0 | 0 | 0 | 0 | 0 | 0 | 0 | 0 | 0 | 0 | 0 | 0 | 0 | 0 | 0 | 0 | 0 | 0 | 0 | 0 | 908117.7637 |  |  | 1 | 0.01 |  | 295.9759 | 0 | 0 | 0 | 274.8493 | 279.4724 | 283.1018 | 286.1415 | 289.0023 | 291.2767 | 293.0952 | 294.4792 | 295.4464 | 296.0113 | 296.1855 | 295.9759 | 0 | 0 | 0 | 0 | 0 | 0 | 0 | 0 | 0 | 0 | 0 | 0 | 0 | 0 | 0 | 0 | 0 | 0 | 0 | 0 | 0 | 0 | 0 | 0 | 0 | 0 | 0 | 0 |  | 2027 | 21.9171 | 32.8721 | 27.4069 | 35.5443 | 27.4248 |  |  |  | 2027 | 62.1101 | 85.5204 | 73.0426 | 87.6518 | 73.0748 | 264 | 80.1869 | 0
69.07% | 0.17453 | 52.258 | 912036.0096 | 2033 | 35 | 29687.2754 | 2033 | 0.0048838 | 0.10332 | 4.7225 | 262.875 | 9068.3627 | 60910.437 | 7904.5848 | 14407.5102 | 13781.9258 | 13101.3072 | 13159.8554 | 14272.2073 | 18469.1102 | 22008.6542 | 26016.8223 | 31493.3434 | 33355.9979 | 35528.7841 | 36134.835 | 20344.541 | 20171.8492 | 23311.9952 | 17416.5515 | 14206.118 | 11501.4922 | 28490.7502 | 30422.1658 | 30307.9317 | 30365.9622 | 30390.9208 | 30386.9391 | 30392.5723 | 30369.8592 | 30331.058 | 30276.0679 | 30173.6968 | 30064.9469 | 29948.1774 | 29824.1406 | 29687.2754 | 0 | 0 | 0 | 0 | 0 | 0 | 0 | 0 | 0 | 0 | 0 | 0 | 0 | 0 | 0 | 0 | 0 | 0 | 0 | 0 | 0 | 0 | 0 | 0 | 0 | 0 | 0 | 908266.4545 |  |  | 1 | 0.01 |  | 295.3858 | 0 | 0 | 0 | 274.3881 | 279.0654 | 283.1018 | 286.1415 | 289.0023 | 291.2767 | 293.0952 | 294.4792 | 295.4464 | 296.0113 | 296.1855 | 295.9759 | 295.3858 | 0 | 0 | 0 | 0 | 0 | 0 | 0 | 0 | 0 | 0 | 0 | 0 | 0 | 0 | 0 | 0 | 0 | 0 | 0 | 0 | 0 | 0 | 0 | 0 | 0 | 0 | 0 |  | 2028 | 21.9171 | 32.138 | 27.0699 | 35.1066 | 27.0901 |  |  |  | 2028 | 62.1101 | 84.7003 | 72.2988 | 87.2725 | 72.3365 | 264 | 79.9288 | 0
69.64% | 0.17229 | 52.9593 | 912424.1037 | 2034 | 35 | 29536.6609 | 2034 | 0.002664 | 0.062107 | 3.1246 | 191.0711 | 7215.9539 | 52711.5721 | 7128.5776 | 13083.9503 | 12600.961 | 12057.7137 | 12188.9374 | 13300.6572 | 17313.8269 | 20749.081 | 24660.7617 | 30005.5918 | 31935.1593 | 34171.5337 | 34903.8893 | 19730.2263 | 19635.3268 | 22769.418 | 17064.2636 | 13958.1745 | 11329.5667 | 28128.8013 | 30225.7881 | 30142.3827 | 30226.513 | 30274.3544 | 30290.2422 | 30312.8749 | 30304.6829 | 30278.1538 | 30233.4476 | 30173.6968 | 30064.9469 | 29948.1774 | 29824.1406 | 29687.2754 | 29536.6609 | 0 | 0 | 0 | 0 | 0 | 0 | 0 | 0 | 0 | 0 | 0 | 0 | 0 | 0 | 0 | 0 | 0 | 0 | 0 | 0 | 0 | 0 | 0 | 0 | 0 | 0 | 908361.5423 |  |  | 1 | 0.01 |  | 294.4157 | 0 | 0 | 0 | 273.8593 | 278.597 | 282.6895 | 286.1415 | 289.0023 | 291.2767 | 293.0952 | 294.4792 | 295.4464 | 296.0113 | 296.1855 | 295.9759 | 295.3858 | 294.4157 | 0 | 0 | 0 | 0 | 0 | 0 | 0 | 0 | 0 | 0 | 0 | 0 | 0 | 0 | 0 | 0 | 0 | 0 | 0 | 0 | 0 | 0 | 0 | 0 | 0 | 0 |  | 2029 | 21.9171 | 31.4762 | 26.7549 | 34.692 | 26.7775 |  |  |  | 2029 | 62.1101 | 83.8557 | 71.5834 | 86.8824 | 71.6269 | 264 | 79.6586 | 0
70.18% | 0.17014 | 53.6472 | 912776.1976 | 2035 | 35 | 29367.5064 | 2035 | 0.001439 | 0.036974 | 2.0477 | 137.5978 | 5691.4803 | 45255.1564 | 6382.9732 | 11799.4755 | 11443.3616 | 11024.4956 | 11218.0193 | 12319.351 | 16135.225 | 19451.1805 | 23249.4062 | 28441.6268 | 30426.5363 | 32715.9563 | 33570.5107 | 19058.1093 | 19042.4272 | 22163.8066 | 16667.0999 | 13675.8398 | 11131.8285 | 27708.3292 | 29996.6714 | 29947.811 | 30061.4087 | 30135.3259 | 30174.062 | 30216.4137 | 30225.2159 | 30213.1743 | 30180.7137 | 30131.2207 | 30064.9469 | 29948.1774 | 29824.1406 | 29687.2754 | 29536.6609 | 29367.5064 | 0 | 0 | 0 | 0 | 0 | 0 | 0 | 0 | 0 | 0 | 0 | 0 | 0 | 0 | 0 | 0 | 0 | 0 | 0 | 0 | 0 | 0 | 0 | 0 | 0 | 908422.6039 |  |  | 1 | 0.01 |  | 293.0644 | 0 | 0 | 0 | 273.2551 | 278.0601 | 282.2151 | 285.7248 | 289.0023 | 291.2767 | 293.0952 | 294.4792 | 295.4464 | 296.0113 | 296.1855 | 295.9759 | 295.3858 | 294.4157 | 293.0644 | 0 | 0 | 0 | 0 | 0 | 0 | 0 | 0 | 0 | 0 | 0 | 0 | 0 | 0 | 0 | 0 | 0 | 0 | 0 | 0 | 0 | 0 | 0 | 0 | 0 |  | 2030 | 18.6657 | 30.887 | 26.3522 | 34.3014 | 26.3774 |  |  |  | 2030 | 55.4834 | 82.9932 | 70.6779 | 86.4831 | 70.728 | 324 | 97.4104 | 0
70.7% | 0.16809 | 54.3216 | 913110.6478 | 2036 | 35 | 29178.974 | 2036 | 0.00076979 | 0.021799 | 1.3293 | 98.1713 | 4449.36 | 38541.3753 | 5673.7028 | 10565.3246 | 10319.9463 | 10011.7197 | 10256.7541 | 11338.0447 | 14944.7879 | 18127.0828 | 21795.1049 | 26813.8893 | 28840.6306 | 31170.4483 | 32140.5346 | 18330.0622 | 18393.7403 | 21494.5581 | 16223.7953 | 13357.5403 | 10906.6629 | 27224.7275 | 29731.3133 | 29720.8014 | 29867.3597 | 29970.7197 | 30035.494 | 30100.5166 | 30129.0337 | 30133.9473 | 30115.9433 | 30078.6651 | 30022.6239 | 29948.1774 | 29824.1406 | 29687.2754 | 29536.6609 | 29367.5064 | 29178.974 | 0 | 0 | 0 | 0 | 0 | 0 | 0 | 0 | 0 | 0 | 0 | 0 | 0 | 0 | 0 | 0 | 0 | 0 | 0 | 0 | 0 | 0 | 0 | 0 | 908468.4685 |  |  | 1 | 0.01 |  | 291.3311 | 0 | 0 | 0 | 272.5674 | 277.4467 | 281.6712 | 285.2453 | 288.5814 | 291.2767 | 293.0952 | 294.4792 | 295.4464 | 296.0113 | 296.1855 | 295.9759 | 295.3858 | 294.4157 | 293.0644 | 291.3311 | 0 | 0 | 0 | 0 | 0 | 0 | 0 | 0 | 0 | 0 | 0 | 0 | 0 | 0 | 0 | 0 | 0 | 0 | 0 | 0 | 0 | 0 | 0 | 0 |  | 2031 | 18.6657 | 30.3691 | 25.9676 | 33.9351 | 25.9954 |  |  |  | 2031 | 55.4834 | 82.1197 | 69.8034 | 86.0766 | 69.8602 | 324 | 97.0321 | 0
71.19% | 0.16614 | 54.982 | 913442.8356 | 2037 | 35 | 28968.24 | 2037 | 0.00040778 | 0.012729 | 0.85468 | 69.3907 | 3447.3592 | 32556.3649 | 5005.7037 | 9391.3149 | 9240.5448 | 9028.8512 | 9314.5075 | 10366.4946 | 13754.3507 | 16789.6888 | 20311.4495 | 25136.6218 | 27190.0578 | 29545.7681 | 30622.2097 | 17549.2713 | 17691.0731 | 20762.3386 | 15733.9088 | 13002.262 | 10652.8148 | 26674.0479 | 29426.2295 | 29457.8838 | 29640.96 | 29777.2561 | 29871.4331 | 29962.2864 | 30013.4718 | 30038.0555 | 30036.9713 | 30014.1138 | 29970.2576 | 29906.0188 | 29824.1406 | 29687.2754 | 29536.6609 | 29367.5064 | 29178.974 | 28968.24 | 0 | 0 | 0 | 0 | 0 | 0 | 0 | 0 | 0 | 0 | 0 | 0 | 0 | 0 | 0 | 0 | 0 | 0 | 0 | 0 | 0 | 0 | 0 | 908514.9972 |  |  | 1 | 0.01 |  | 289.2171 | 0 | 0 | 0 | 271.7873 | 276.7484 | 281.0498 | 284.6955 | 288.0971 | 290.8526 | 293.0952 | 294.4792 | 295.4464 | 296.0113 | 296.1855 | 295.9759 | 295.3858 | 294.4157 | 293.0644 | 291.3311 | 289.2171 | 0 | 0 | 0 | 0 | 0 | 0 | 0 | 0 | 0 | 0 | 0 | 0 | 0 | 0 | 0 | 0 | 0 | 0 | 0 | 0 | 0 | 0 | 0 |  | 2032 | 18.6657 | 29.9193 | 25.599 | 33.5925 | 25.6295 |  |  |  | 2032 | 55.4834 | 81.2423 | 68.9603 | 85.6644 | 69.024 | 324 | 96.6302 | 0
71.67% | 0.16427 | 55.6282 | 913784.3602 | 2038 | 35 | 28732.1339 | 2038 | 0.00021392 | 0.0073607 | 0.54429 | 48.5904 | 2647.0954 | 27274.0619 | 4382.8292 | 8285.6191 | 8213.7435 | 8084.4902 | 8400.0856 | 9414.1666 | 12575.7488 | 15452.2948 | 18812.8956 | 23425.4998 | 25489.2602 | 27854.8397 | 29026.105 | 16720.2404 | 16937.5007 | 19969.1875 | 15197.9278 | 12609.6515 | 10369.4757 | 26053.2204 | 29078.0387 | 29155.6057 | 29378.7486 | 29551.5394 | 29678.6104 | 29798.6254 | 29875.6413 | 29922.8425 | 29941.3881 | 29935.4087 | 29905.939 | 29853.856 | 29782.1566 | 29687.2754 | 29536.6609 | 29367.5064 | 29178.974 | 28968.24 | 28732.1339 | 0 | 0 | 0 | 0 | 0 | 0 | 0 | 0 | 0 | 0 | 0 | 0 | 0 | 0 | 0 | 0 | 0 | 0 | 0 | 0 | 0 | 0 | 908574.2723 |  |  | 1 | 0.01 |  | 286.7286 | 0 | 0 | 0 | 270.9057 | 275.9564 | 280.3424 | 284.0675 | 287.5419 | 290.3645 | 292.6683 | 294.4792 | 295.4464 | 296.0113 | 296.1855 | 295.9759 | 295.3858 | 294.4157 | 293.0644 | 291.3311 | 289.2171 | 286.7286 | 0 | 0 | 0 | 0 | 0 | 0 | 0 | 0 | 0 | 0 | 0 | 0 | 0 | 0 | 0 | 0 | 0 | 0 | 0 | 0 | 0 | 0 |  | 2033 | 18.6657 | 29.5333 | 25.2444 | 33.2734 | 25.2776 |  |  |  | 2033 | 55.4834 | 80.3675 | 68.1488 | 85.2485 | 68.2195 | 324 | 96.1868 | 0
72.12% | 0.16249 | 56.2598 | 914146.1076 | 2039 | 35 | 28471.2283 | 2039 | 0.00011112 | 0.0042153 | 0.34332 | 33.707 | 2014.3064 | 22658.3108 | 3807.8052 | 7254.615 | 7246.6902 | 7186.1487 | 7521.4895 | 8489.961 | 11420.4655 | 14128.1971 | 17314.3418 | 21697.1951 | 23754.133 | 26112.4585 | 27364.9174 | 15848.7404 | 16137.3699 | 19118.5761 | 14617.3452 | 12180.0994 | 10056.3636 | 25360.2677 | 28683.5572 | 28810.6171 | 29077.2826 | 29290.1191 | 29453.6415 | 29606.2727 | 29712.4536 | 29785.4282 | 29826.5459 | 29840.1487 | 29827.5176 | 29789.7871 | 29730.2098 | 29645.484 | 29536.6609 | 29367.5064 | 29178.974 | 28968.24 | 28732.1339 | 28471.2283 | 0 | 0 | 0 | 0 | 0 | 0 | 0 | 0 | 0 | 0 | 0 | 0 | 0 | 0 | 0 | 0 | 0 | 0 | 0 | 0 | 0 | 908657.6604 |  |  | 1 | 0.01 |  | 283.8784 | 0 | 0 | 0 | 269.913 | 275.0613 | 279.5401 | 283.3525 | 286.9075 | 289.8048 | 292.1772 | 294.0504 | 295.4464 | 296.0113 | 296.1855 | 295.9759 | 295.3858 | 294.4157 | 293.0644 | 291.3311 | 289.2171 | 286.7286 | 283.8784 | 0 | 0 | 0 | 0 | 0 | 0 | 0 | 0 | 0 | 0 | 0 | 0 | 0 | 0 | 0 | 0 | 0 | 0 | 0 | 0 | 0 |  | 2034 | 18.6657 | 29.2053 | 24.9021 | 32.9771 | 24.9381 |  |  |  | 2034 | 55.4834 | 79.5016 | 67.369 | 84.8307 | 67.4468 | 324 | 95.6988 | 0
72.56% | 0.16079 | 56.8766 | 914535.5598 | 2040 | 35 | 28184.2816 | 2040 | 5.7163e-05 | 0.0023907 | 0.21448 | 23.1632 | 1518.9187 | 18665.101 | 3282.2335 | 6302.8148 | 6344.9631 | 6340.0803 | 6685.7081 | 7601.9644 | 10299.2979 | 12830.2966 | 15830.6864 | 19968.8904 | 22001.5821 | 24334.9084 | 25653.1819 | 14941.7041 | 15296.2506 | 18215.4109 | 13994.7019 | 11714.8021 | 9713.7901 | 24594.5003 | 28239.9005 | 28419.7636 | 28733.2208 | 28989.5625 | 29193.0872 | 29381.8521 | 29520.6571 | 29622.7333 | 29689.5738 | 29725.6948 | 29732.6009 | 29711.6703 | 29666.4063 | 29593.7756 | 29495.0816 | 29367.5064 | 29178.974 | 28968.24 | 28732.1339 | 28471.2283 | 28184.2816 | 0 | 0 | 0 | 0 | 0 | 0 | 0 | 0 | 0 | 0 | 0 | 0 | 0 | 0 | 0 | 0 | 0 | 0 | 0 | 0 | 908773.1122 |  |  | 1 | 0.01 |  | 280.6883 | 0 | 0 | 0 | 268.7991 | 274.0533 | 278.6334 | 282.5416 | 286.1854 | 289.1655 | 291.6141 | 293.5569 | 295.0161 | 296.0113 | 296.1855 | 295.9759 | 295.3858 | 294.4157 | 293.0644 | 291.3311 | 289.2171 | 286.7286 | 283.8784 | 280.6883 | 0 | 0 | 0 | 0 | 0 | 0 | 0 | 0 | 0 | 0 | 0 | 0 | 0 | 0 | 0 | 0 | 0 | 0 | 0 | 0 |  | 2035 | 18.6657 | 28.9288 | 24.5706 | 32.7026 | 24.6094 |  |  |  | 2035 | 55.4834 | 78.6497 | 66.6209 | 84.4128 | 66.7057 | 324 | 95.1507 | 0
72.98% | 0.15918 | 57.4782 | 914956.1155 | 2041 | 35 | 27870.4003 | 2041 | 2.9119e-05 | 0.0013427 | 0.13271 | 15.768 | 1134.953 | 15244.8142 | 2806.6369 | 5432.8697 | 5512.5086 | 5551.1653 | 5898.5596 | 6757.2408 | 9222.0561 | 11570.7235 | 14376.3851 | 18257.7683 | 20249.0313 | 22539.5087 | 23906.8961 | 14007.0678 | 14420.8337 | 17265.979 | 13333.5895 | 11215.7961 | 9342.7094 | 23756.6802 | 27744.5885 | 27980.187 | 28343.4172 | 28646.5386 | 28893.5263 | 29121.9328 | 29296.8855 | 29431.516 | 29527.4025 | 29589.1859 | 29618.5595 | 29617.1222 | 29588.613 | 29530.2649 | 29443.6355 | 29326.1652 | 29178.974 | 28968.24 | 28732.1339 | 28471.2283 | 28184.2816 | 27870.4003 | 0 | 0 | 0 | 0 | 0 | 0 | 0 | 0 | 0 | 0 | 0 | 0 | 0 | 0 | 0 | 0 | 0 | 0 | 0 | 908924.4735 |  |  | 1 | 0.01 |  | 277.1904 | 0 | 0 | 0 | 267.5536 | 272.9223 | 277.6123 | 281.6251 | 285.3664 | 288.4377 | 290.9708 | 292.9911 | 294.521 | 295.5803 | 296.1855 | 295.9759 | 295.3858 | 294.4157 | 293.0644 | 291.3311 | 289.2171 | 286.7286 | 283.8784 | 280.6883 | 277.1904 | 0 | 0 | 0 | 0 | 0 | 0 | 0 | 0 | 0 | 0 | 0 | 0 | 0 | 0 | 0 | 0 | 0 | 0 | 0 |  | 2036 | 18.6657 | 28.6916 | 24.2488 | 32.4485 | 24.2905 |  |  |  | 2036 | 55.4834 | 77.8066 | 65.9044 | 83.9958 | 65.9964 | 324 | 94.5399 | 0
73.38% | 0.15766 | 58.0641 | 915413.7321 | 2042 | 35 | 27536.4617 | 2042 | 1.4689e-05 | 0.00074686 | 0.081328 | 10.6327 | 840.3073 | 12344.376 | 2380.5422 | 4645.6453 | 4751.6454 | 4822.8565 | 5164.5844 | 5961.6703 | 8197.3093 | 10360.4985 | 12965.0296 | 16580.5008 | 18513.9041 | 20744.1089 | 22143.0746 | 13053.5665 | 13518.779 | 16277.833 | 12638.6101 | 10685.9597 | 8944.7455 | 22849.141 | 27195.6524 | 27489.4303 | 27905.0215 | 28257.911 | 28551.6388 | 28823.1021 | 29037.7179 | 29208.42 | 29336.8005 | 29427.5629 | 29482.5426 | 29503.5238 | 29494.4565 | 29452.8286 | 29380.447 | 29275.0137 | 29137.8982 | 28968.24 | 28732.1339 | 28471.2283 | 28184.2816 | 27870.4003 | 27536.4617 | 0 | 0 | 0 | 0 | 0 | 0 | 0 | 0 | 0 | 0 | 0 | 0 | 0 | 0 | 0 | 0 | 0 | 0 | 909118.1163 |  |  | 1 | 0.01 |  | 273.4282 | 0 | 0 | 0 | 266.1662 | 271.6577 | 276.4666 | 280.5931 | 284.4408 | 287.6123 | 290.2384 | 292.3447 | 293.9534 | 295.0842 | 295.7542 | 295.9759 | 295.3858 | 294.4157 | 293.0644 | 291.3311 | 289.2171 | 286.7286 | 283.8784 | 280.6883 | 277.1904 | 273.4282 | 0 | 0 | 0 | 0 | 0 | 0 | 0 | 0 | 0 | 0 | 0 | 0 | 0 | 0 | 0 | 0 | 0 | 0 |  | 2037 | 18.6657 | 28.4892 | 23.9358 | 32.2133 | 23.9805 |  |  |  | 2037 | 55.4834 | 76.9825 | 65.2195 | 83.5811 | 65.3186 | 324 | 93.8571 | 0
73.76% | 0.15621 | 58.634 | 915907.889 | 2043 | 35 | 27181.4561 | 2043 | 7.337e-06 | 0.00041139 | 0.049361 | 7.1022 | 616.4515 | 9909.228 | 2002.5923 | 3940.3582 | 4063.1306 | 4157.1824 | 4486.9947 | 5219.842 | 7232.1909 | 9209.249 | 11608.969 | 14952.7634 | 16813.1065 | 18966.5589 | 20379.253 | 12090.4903 | 12598.5169 | 15259.6189 | 11915.2921 | 10128.9813 | 8522.194 | 21875.8544 | 26591.7372 | 26945.5426 | 27415.5831 | 27820.8379 | 28164.2986 | 28482.0479 | 28739.7513 | 28950.035 | 29114.4225 | 29237.6054 | 29321.5021 | 29368.0351 | 29381.3286 | 29359.1043 | 29303.4036 | 29212.1871 | 29087.0751 | 28927.4608 | 28732.1339 | 28471.2283 | 28184.2816 | 27870.4003 | 27536.4617 | 27181.4561 | 0 | 0 | 0 | 0 | 0 | 0 | 0 | 0 | 0 | 0 | 0 | 0 | 0 | 0 | 0 | 0 | 0 | 909353.8903 |  |  | 1 | 0.01 |  | 269.4568 | 0 | 0 | 0 | 264.6262 | 270.2491 | 275.1857 | 279.4351 | 283.3984 | 286.6793 | 289.4078 | 291.609 | 293.3049 | 294.5155 | 295.2579 | 295.5449 | 295.3858 | 294.4157 | 293.0644 | 291.3311 | 289.2171 | 286.7286 | 283.8784 | 280.6883 | 277.1904 | 273.4282 | 269.4568 | 0 | 0 | 0 | 0 | 0 | 0 | 0 | 0 | 0 | 0 | 0 | 0 | 0 | 0 | 0 | 0 | 0 |  | 2038 | 18.6657 | 28.3134 | 23.631 | 31.9954 | 23.6787 |  |  |  | 2038 | 55.4834 | 76.1788 | 64.5658 | 83.1699 | 64.6718 | 324 | 93.0921 | 0
74.12% | 0.15484 | 59.1874 | 916439.802 | 2044 | 35 | 26813.6813 | 2044 | 3.6291e-06 | 0.0002244 | 0.029671 | 4.6991 | 448.0688 | 7885.0543 | 1670.6803 | 3314.7621 | 3446.279 | 3554.8055 | 3867.6779 | 4535.0026 | 6332.268 | 8124.9888 | 10318.9906 | 13388.7983 | 15162.5337 | 17224.1776 | 18632.9672 | 11127.4141 | 11669.0137 | 14220.8528 | 11169.9645 | 9549.2915 | 8077.9964 | 20842.4349 | 25932.1969 | 26347.1814 | 26873.1565 | 27332.876 | 27728.6734 | 28095.6518 | 28399.6833 | 28652.9681 | 28856.869 | 29015.9793 | 29132.2292 | 29207.6201 | 29246.4011 | 29246.4955 | 29210.1547 | 29135.5849 | 29024.6518 | 28877.0048 | 28691.6871 | 28471.2283 | 28184.2816 | 27870.4003 | 27536.4617 | 27181.4561 | 26813.6813 | 0 | 0 | 0 | 0 | 0 | 0 | 0 | 0 | 0 | 0 | 0 | 0 | 0 | 0 | 0 | 0 | 909633.3261 |  |  | 1 | 0.01 |  | 265.3425 | 0 | 0 | 0 | 262.9229 | 268.6854 | 273.7587 | 278.1404 | 282.2288 | 285.6288 | 288.4691 | 290.7744 | 292.5667 | 293.8658 | 294.6888 | 295.0489 | 294.9557 | 294.4157 | 293.0644 | 291.3311 | 289.2171 | 286.7286 | 283.8784 | 280.6883 | 277.1904 | 273.4282 | 269.4568 | 265.3425 | 0 | 0 | 0 | 0 | 0 | 0 | 0 | 0 | 0 | 0 | 0 | 0 | 0 | 0 | 0 | 0 |  | 2039 | 18.6657 | 28.1557 | 23.3341 | 31.793 | 23.3848 |  |  |  | 2039 | 55.4834 | 75.3957 | 63.9428 | 82.7632 | 64.0558 | 324 | 92.2468 | 0
74.47% | 0.15354 | 59.7237 | 917007.424 | 2045 | 35 | 26437.3971 | 2045 | 1.7776e-06 | 0.00012122 | 0.017664 | 3.0796 | 322.6717 | 6219.2236 | 1382.0962 | 2765.3695 | 2899.126 | 3015.1262 | 3307.2502 | 3909.0595 | 5501.4791 | 7113.9724 | 9104.0739 | 11901.0468 | 13576.628 | 15533.2493 | 16921.2317 | 10173.9128 | 10739.5106 | 13171.6557 | 10409.593 | 8951.9624 | 7615.6861 | 19756.0761 | 25217.1773 | 25693.7067 | 26276.4028 | 26792.0858 | 27242.3281 | 27661.0884 | 28014.4047 | 28313.9271 | 28560.7582 | 28759.2967 | 28911.4019 | 29019.0824 | 29086.6504 | 29112.1871 | 29098.1173 | 29042.8701 | 28948.5414 | 28815.0323 | 28641.6424 | 28431.1488 | 28184.2816 | 27870.4003 | 27536.4617 | 27181.4561 | 26813.6813 | 26437.3971 | 0 | 0 | 0 | 0 | 0 | 0 | 0 | 0 | 0 | 0 | 0 | 0 | 0 | 0 | 0 | 909954.626 |  |  | 1 | 0.01 |  | 261.161 | 0 | 0 | 0 | 261.0458 | 266.956 | 272.1747 | 276.6981 | 280.9212 | 284.45 | 287.412 | 289.8312 | 291.7294 | 293.1262 | 294.0387 | 294.4803 | 294.4607 | 293.987 | 293.0644 | 291.3311 | 289.2171 | 286.7286 | 283.8784 | 280.6883 | 277.1904 | 273.4282 | 269.4568 | 265.3425 | 261.161 | 0 | 0 | 0 | 0 | 0 | 0 | 0 | 0 | 0 | 0 | 0 | 0 | 0 | 0 | 0 |  | 2040 | 18.6657 | 28.0079 | 23.0449 | 31.6045 | 23.0988 |  |  |  | 2040 | 55.4834 | 74.6321 | 63.3503 | 82.3617 | 63.4701 | 324 | 91.3171 | 0
74.8% | 0.15232 | 60.2425 | 917608.2663 | 2046 | 35 | 26060.43 | 2046 | 8.6211e-07 | 6.4844e-05 | 0.010415 | 1.9991 | 230.2152 | 4861.9275 | 1133.6786 | 2287.6949 | 2418.6215 | 2536.4258 | 2805.154 | 3342.6356 | 4742.1382 | 6180.6245 | 7971.227 | 10499.8651 | 12068.005 | 13908.5691 | 15260.0441 | 9239.2765 | 9819.2485 | 12122.4585 | 9641.5859 | 8342.5766 | 7139.3082 | 18625.4198 | 24447.6824 | 24985.2629 | 25624.6835 | 26197.1323 | 26703.3294 | 27175.9284 | 27581.0979 | 27929.8118 | 28222.8082 | 28464.1871 | 28655.6444 | 28799.1127 | 28898.8936 | 28953.1696 | 28964.4903 | 28931.4742 | 28856.4218 | 28739.4716 | 28580.175 | 28381.5585 | 28144.606 | 27870.4003 | 27536.4617 | 27181.4561 | 26813.6813 | 26437.3971 | 26060.43 | 0 | 0 | 0 | 0 | 0 | 0 | 0 | 0 | 0 | 0 | 0 | 0 | 0 | 0 | 910315.478 |  |  | 1 | 0.01 |  | 256.9958 | 0 | 0 | 0 | 258.9845 | 265.0501 | 270.4228 | 275.0971 | 279.4645 | 283.1321 | 286.2258 | 288.7691 | 290.7832 | 292.2873 | 293.2987 | 293.8306 | 293.8932 | 293.4936 | 292.6377 | 291.3311 | 289.2171 | 286.7286 | 283.8784 | 280.6883 | 277.1904 | 273.4282 | 269.4568 | 265.3425 | 261.161 | 256.9958 | 0 | 0 | 0 | 0 | 0 | 0 | 0 | 0 | 0 | 0 | 0 | 0 | 0 | 0 |  | 2041 | 18.6657 | 27.8621 | 22.7637 | 31.4277 | 22.8208 |  |  |  | 2041 | 55.4834 | 73.8858 | 62.7878 | 81.9657 | 62.9142 | 324 | 90.3001 | 0
75.12% | 0.15117 | 60.743 | 918237.5474 | 2047 | 35 | 25689.2222 | 2047 | 4.1407e-07 | 3.435e-05 | 0.0060811 | 1.2854 | 162.7238 | 3767.016 | 921.9629 | 1876.5052 | 2000.8422 | 2116.0356 | 2359.7901 | 2835.1673 | 4055.001 | 5327.5447 | 6925.4079 | 9193.3358 | 10647.1663 | 12363.061 | 13663.9394 | 8332.2402 | 8917.1937 | 11083.6925 | 8873.5789 | 7727.0715 | 6653.315 | 17460.359 | 23625.62 | 24222.8448 | 24918.1429 | 25547.3792 | 26110.3469 | 26638.2435 | 27097.3409 | 27497.8135 | 27839.9291 | 28127.3798 | 28361.5984 | 28544.3486 | 28679.835 | 28766.2744 | 28806.2795 | 28798.6125 | 28745.7411 | 28648.0172 | 28505.2301 | 28320.6493 | 28095.5155 | 27831.1666 | 27536.4617 | 27181.4561 | 26813.6813 | 26437.3971 | 26060.43 | 25689.2222 | 0 | 0 | 0 | 0 | 0 | 0 | 0 | 0 | 0 | 0 | 0 | 0 | 0 | 910711.1986 |  |  | 1 | 0.01 |  | 252.935 | 0 | 0 | 0 | 256.7292 | 262.9572 | 268.4922 | 273.3264 | 277.8475 | 281.6639 | 284.8996 | 287.5774 | 289.7176 | 291.3392 | 292.4593 | 293.0911 | 293.2448 | 292.928 | 292.1466 | 290.9068 | 289.2171 | 286.7286 | 283.8784 | 280.6883 | 277.1904 | 273.4282 | 269.4568 | 265.3425 | 261.161 | 256.9958 | 252.935 | 0 | 0 | 0 | 0 | 0 | 0 | 0 | 0 | 0 | 0 | 0 | 0 | 0 |  | 2042 | 18.6657 | 27.7109 | 22.4908 | 31.2611 | 22.5511 |  |  |  | 2042 | 55.4834 | 73.1541 | 62.2548 | 81.5755 | 62.3877 | 324 | 89.2181 | 0
75.42% | 0.15008 | 61.2246 | 918887.3297 | 2048 | 35 | 25329.5011 | 2048 | 1.97e-07 | 1.8019e-05 | 0.0035165 | 0.81857 | 113.9462 | 2892.5477 | 743.3205 | 1526.0658 | 1641.2113 | 1750.5233 | 1968.6757 | 2385.0383 | 3439.3836 | 4555.5819 | 5969.5295 | 7987.1769 | 9322.3079 | 10907.4837 | 12145.6145 | 7460.7402 | 8041.7769 | 10065.4784 | 8113.2073 | 7111.5664 | 6162.4416 | 16271.7822 | 22753.8236 | 23408.3426 | 24157.7729 | 24842.9701 | 25462.7462 | 26046.7063 | 26561.2109 | 27015.5173 | 27409.321 | 27745.7953 | 28026.005 | 28251.4446 | 28426.126 | 28548.2211 | 28620.3325 | 28641.3078 | 28613.7324 | 28538.1359 | 28414.5212 | 28246.385 | 28035.2202 | 27782.6227 | 27497.6981 | 27181.4561 | 26813.6813 | 26437.3971 | 26060.43 | 25689.2222 | 25329.5011 | 0 | 0 | 0 | 0 | 0 | 0 | 0 | 0 | 0 | 0 | 0 | 0 | 911133.868 |  |  | 1 | 0.01 |  | 249.0683 | 0 | 0 | 0 | 254.2705 | 260.6673 | 266.3721 | 271.375 | 276.0591 | 280.0342 | 283.4223 | 286.245 | 288.5219 | 290.2716 | 291.5106 | 292.2523 | 292.5068 | 292.2817 | 291.5835 | 290.4187 | 288.7959 | 286.7286 | 283.8784 | 280.6883 | 277.1904 | 273.4282 | 269.4568 | 265.3425 | 261.161 | 256.9958 | 252.935 | 249.0683 | 0 | 0 | 0 | 0 | 0 | 0 | 0 | 0 | 0 | 0 | 0 | 0 |  | 2043 | 18.6657 | 27.5476 | 22.2266 | 31.1026 | 22.2901 |  |  |  | 2043 | 55.4834 | 72.4334 | 61.7508 | 81.1909 | 61.8899 | 324 | 88.0679 | 0
75.71% | 0.14907 | 61.6866 | 919548.0276 | 2049 | 35 | 24988.2844 | 2049 | 9.2653e-08 | 9.3605e-06 | 0.0020138 | 0.51632 | 79.044 | 2201.0833 | 594.0834 | 1230.3705 | 1334.7133 | 1435.8847 | 1628.6176 | 1989.7393 | 2893.3254 | 3863.9679 | 5104.5429 | 6884.748 | 8099.2279 | 9550.2332 | 10715.6384 | 6631.7093 | 7200.6575 | 9077.3323 | 7367.8797 | 6502.1806 | 5671.5681 | 15071.27 | 21836.0479 | 22544.5638 | 23345.4588 | 24084.894 | 24760.6706 | 25400.6841 | 25971.3843 | 26481.0061 | 26928.5769 | 27316.6432 | 27645.7958 | 27917.1547 | 28134.4352 | 28295.6764 | 28403.3855 | 28456.4257 | 28457.4375 | 28407.0805 | 28305.5354 | 28156.4997 | 27961.7043 | 27722.9989 | 27449.7359 | 27143.1922 | 26813.6813 | 26437.3971 | 26060.43 | 25689.2222 | 25329.5011 | 24988.2844 | 0 | 0 | 0 | 0 | 0 | 0 | 0 | 0 | 0 | 0 | 0 | 911573.8391 |  |  | 1 | 0.01 |  | 245.4831 | 0 | 0 | 0 | 251.5995 | 258.1708 | 264.0525 | 269.2322 | 274.0882 | 278.2317 | 281.7824 | 284.7606 | 287.1851 | 289.0736 | 290.4424 | 291.3043 | 291.6697 | 291.5461 | 290.9403 | 289.8589 | 288.3113 | 286.311 | 283.8784 | 280.6883 | 277.1904 | 273.4282 | 269.4568 | 265.3425 | 261.161 | 256.9958 | 252.935 | 249.0683 | 245.4831 | 0 | 0 | 0 | 0 | 0 | 0 | 0 | 0 | 0 | 0 | 0 |  | 2044 | 18.6657 | 27.3666 | 21.9717 | 30.9505 | 22.0384 |  |  |  | 2044 | 55.4834 | 71.72 | 61.2752 | 80.8117 | 61.4203 | 324 | 86.8763 | 0
75.99% | 0.14811 | 62.128 | 920206.8917 | 2050 | 35 | 24670.5035 | 2050 | 4.3238e-08 | 4.8151e-06 | 0.0011421 | 0.32256 | 54.3185 | 1659.7606 | 470.6509 | 983.348 | 1076.0951 | 1167.7316 | 1335.8903 | 1646.0427 | 2413.7823 | 3250.5 | 4329.5874 | 5887.146 | 6981.3332 | 8297.2496 | 9382.2598 | 5850.9184 | 6400.5268 | 8127.9004 | 6644.5618 | 5904.8515 | 5185.5749 | 13870.7578 | 20876.9361 | 21635.2287 | 22484.0005 | 23275.0304 | 24005.1059 | 24700.3197 | 25327.2302 | 25892.9606 | 26395.7859 | 26837.5246 | 27218.1904 | 27538.4221 | 27801.5297 | 28005.3241 | 28152.122 | 28240.7211 | 28273.7423 | 28251.9145 | 28175.5482 | 28048.5036 | 27872.725 | 27650.3018 | 27390.8264 | 27095.8484 | 26775.9351 | 26437.3971 | 26060.43 | 25689.2222 | 25329.5011 | 24988.2844 | 24670.5035 | 0 | 0 | 0 | 0 | 0 | 0 | 0 | 0 | 0 | 0 | 912018.2269 |  |  | 1 | 0.01 |  | 242.2612 | 0 | 0 | 0 | 248.7085 | 255.4589 | 261.5236 | 266.8877 | 271.9239 | 276.2453 | 279.9687 | 283.113 | 285.6959 | 287.7343 | 289.2437 | 290.2368 | 290.7236 | 290.7118 | 290.208 | 289.2195 | 287.7556 | 285.8306 | 283.465 | 280.6883 | 277.1904 | 273.4282 | 269.4568 | 265.3425 | 261.161 | 256.9958 | 252.935 | 249.0683 | 245.4831 | 242.2612 | 0 | 0 | 0 | 0 | 0 | 0 | 0 | 0 | 0 | 0 |  | 2045 | 18.6657 | 27.1629 | 21.7267 | 30.8032 | 21.7965 |  |  |  | 2045 | 55.4834 | 71.0104 | 60.8275 | 80.4374 | 60.9784 | 324 | 85.6572 | 0
76.25% | 0.14723 | 62.5478 | 920906.974 | 2051 | 35 | 24439.1317 | 2051 | 2.0075e-08 | 2.4528e-06 | 0.00064149 | 0.19959 | 36.9765 | 1240.1917 | 369.5762 | 779.0382 | 860.0466 | 941.4683 | 1086.4113 | 1350.1834 | 1996.8389 | 2711.7584 | 3642.1948 | 4993.3782 | 5969.736 | 7152.0229 | 8151.3142 | 5122.8713 | 5646.9544 | 7224.7353 | 5949.5824 | 5325.1617 | 4709.1971 | 12682.181 | 19881.9589 | 20684.9375 | 21577.1082 | 22416.171 | 23197.9252 | 23946.5965 | 24628.8912 | 25250.7516 | 25809.6328 | 26306.5351 | 26740.7986 | 27112.4775 | 27424.3658 | 27673.9464 | 27863.2428 | 27990.8966 | 28059.4224 | 28069.5459 | 28021.6468 | 27919.6968 | 27765.8173 | 27562.3134 | 27319.0004 | 27037.6984 | 26729.2319 | 26400.1806 | 26060.43 | 25689.2222 | 25329.5011 | 24988.2844 | 24670.5035 | 24439.1317 | 0 | 0 | 0 | 0 | 0 | 0 | 0 | 0 | 0 | 912509.8814 |  |  | 1 | 0.01 |  | 239.4748 | 0 | 0 | 0 | 245.5905 | 252.5235 | 258.7764 | 264.3316 | 269.5559 | 274.064 | 277.9699 | 281.2907 | 284.0429 | 286.2422 | 287.9036 | 289.039 | 289.6582 | 289.7688 | 289.3775 | 288.4916 | 287.1208 | 285.2797 | 282.9893 | 280.2795 | 277.1904 | 273.4282 | 269.4568 | 265.3425 | 261.161 | 256.9958 | 252.935 | 249.0683 | 245.4831 | 242.2612 | 239.4748 | 0 | 0 | 0 | 0 | 0 | 0 | 0 | 0 | 0 |  | 2046 | 18.6657 | 26.9327 | 21.4921 | 30.659 | 21.5649 |  |  |  | 2046 | 55.4834 | 70.3011 | 60.4071 | 80.0671 | 60.5633 | 324 | 84.4358 | 0
76.5% | 0.14641 | 62.9449 | 921580.7052 | 2052 | 35 | 24189.4917 | 2052 | 9.0447e-09 | 1.2373e-06 | 0.00035681 | 0.12231 | 24.9341 | 918.225 | 287.6322 | 611.7356 | 681.3551 | 752.4489 | 875.9048 | 1098.0352 | 1637.9276 | 2243.3442 | 3038.5332 | 4200.598 | 5063.4296 | 6115.6927 | 7026.2302 | 4450.7543 | 4944.2871 | 6374.1238 | 5288.47 | 4768.1832 | 4246.8868 | 11517.1202 | 18857.3261 | 19699.1108 | 20629.3699 | 21512.0145 | 22341.911 | 23141.3833 | 23877.3476 | 24554.5213 | 25169.4906 | 25722.3639 | 26211.7229 | 26636.9399 | 27000.1853 | 27298.5133 | 27533.5463 | 27703.6718 | 27811.2017 | 27856.7739 | 27840.7647 | 27767.1929 | 27638.3087 | 27456.5963 | 27232.0662 | 26966.7983 | 26671.8687 | 26354.1327 | 26023.7443 | 25689.2222 | 25329.5011 | 24988.2844 | 24670.5035 | 24439.1317 | 24189.4917 | 0 | 0 | 0 | 0 | 0 | 0 | 0 | 0 | 912980.9762 |  |  | 1 | 0.01 |  | 237.184 | 0 | 0 | 0 | 242.2398 | 249.3577 | 255.8029 | 261.555 | 266.9743 | 271.6774 | 275.775 | 279.2825 | 282.2146 | 284.586 | 286.4107 | 287.6998 | 288.4628 | 288.7069 | 288.4388 | 287.6659 | 286.3982 | 284.6503 | 282.4439 | 279.8092 | 276.7867 | 273.4282 | 269.4568 | 265.3425 | 261.161 | 256.9958 | 252.935 | 249.0683 | 245.4831 | 242.2612 | 239.4748 | 237.184 | 0 | 0 | 0 | 0 | 0 | 0 | 0 | 0 |  | 2047 | 18.6657 | 26.6737 | 21.2685 | 30.5165 | 21.3443 |  |  |  | 2047 | 55.4834 | 69.5897 | 60.0132 | 79.7003 | 60.1745 | 324 | 83.2331 | 0
76.74% | 0.14565 | 63.318 | 922203.8165 | 2053 | 35 | 23969.3442 | 2053 | 4.1914e-09 | 6.1803e-07 | 0.00019654 | 0.074235 | 16.6549 | 673.612 | 221.8586 | 476.0991 | 535.0305 | 596.1129 | 700.0487 | 885.2764 | 1332.0428 | 1840.1261 | 2513.6738 | 3504.386 | 4259.5276 | 5187.2277 | 6008.1274 | 3836.4396 | 4295.6003 | 5580.9727 | 4665.8267 | 4238.3469 | 3802.6891 | 10386.4639 | 17809.873 | 18683.9012 | 19646.1915 | 20567.1354 | 21440.7498 | 22287.4555 | 23074.4629 | 23805.2471 | 24475.5008 | 25084.3862 | 25629.6571 | 26109.919 | 26526.6172 | 26876.2794 | 27160.0179 | 27375.8635 | 27525.8209 | 27610.3459 | 27629.7269 | 27587.9533 | 27487.3418 | 27330.5077 | 27127.6159 | 26880.9849 | 26601.9279 | 26297.5746 | 25978.353 | 25653.059 | 25329.5011 | 24988.2844 | 24670.5035 | 24439.1317 | 24189.4917 | 23969.3442 | 0 | 0 | 0 | 0 | 0 | 0 | 0 | 913406.944 |  |  | 1 | 0.01 |  | 235.4338 | 0 | 0 | 0 | 238.652 | 245.9556 | 252.596 | 258.5496 | 264.1699 | 269.0755 | 273.3735 | 277.0772 | 280.1997 | 282.7542 | 284.7535 | 286.208 | 287.1263 | 287.5154 | 287.3818 | 286.7328 | 285.5785 | 283.9339 | 281.8208 | 279.2699 | 276.3222 | 273.03 | 269.4568 | 265.3425 | 261.161 | 256.9958 | 252.935 | 249.0683 | 245.4831 | 242.2612 | 239.4748 | 237.184 | 235.4338 | 0 | 0 | 0 | 0 | 0 | 0 | 0 |  | 2048 | 18.6657 | 26.3847 | 21.0562 | 30.3744 | 21.1349 |  |  |  | 2048 | 55.4834 | 68.8746 | 59.645 | 79.3359 | 59.8112 | 324 | 82.0676 | 0
76.96% | 0.14494 | 63.6652 | 922756.2473 | 2054 | 35 | 23785.6912 | 2054 | 1.7648e-09 | 3.057e-07 | 0.00010721 | 0.044623 | 11.0195 | 489.616 | 169.5893 | 367.2283 | 416.4013 | 468.0945 | 554.5999 | 707.5388 | 1073.942 | 1496.4805 | 2061.8667 | 2899.0578 | 3553.5485 | 4363.6707 | 5095.9926 | 3280.5384 | 3702.7007 | 4848.7532 | 4085.2441 | 3739.3409 | 3380.1376 | 9300.1051 | 16746.9246 | 17646.0812 | 18633.7091 | 19586.923 | 20499.0009 | 21388.4908 | 22223.0045 | 23004.7868 | 23728.6379 | 24392.743 | 24993.9788 | 25530.1139 | 26001.7791 | 26404.8846 | 26739.9262 | 27004.4743 | 27200.117 | 27327.0261 | 27385.3074 | 27378.8318 | 27309.9086 | 27181.2221 | 27003.038 | 26777.8812 | 26517.2756 | 26228.6153 | 25922.6013 | 25608.3143 | 25293.8442 | 24988.2844 | 24670.5035 | 24439.1317 | 24189.4917 | 23969.3442 | 23785.6912 | 0 | 0 | 0 | 0 | 0 | 0 | 913767.3992 |  |  | 1 | 0.01 |  | 234.2524 | 0 | 0 | 0 | 234.824 | 242.3127 | 249.1497 | 255.3082 | 261.1345 | 266.249 | 270.7553 | 274.6644 | 277.9872 | 280.7355 | 282.9206 | 284.552 | 285.6374 | 286.1833 | 286.1958 | 285.6821 | 284.6522 | 283.1213 | 281.1115 | 278.6538 | 275.7897 | 272.5718 | 269.0644 | 265.3425 | 261.161 | 256.9958 | 252.935 | 249.0683 | 245.4831 | 242.2612 | 239.4748 | 237.184 | 235.4338 | 234.2524 | 0 | 0 | 0 | 0 | 0 | 0 |  | 2049 | 18.6657 | 26.066 | 20.8558 | 30.2315 | 20.9371 |  |  |  | 2049 | 55.4834 | 68.1555 | 59.3017 | 78.973 | 59.4723 | 324 | 80.962 | 0
77.18% | 0.14429 | 63.9846 | 923204.2583 | 2055 | 35 | 23625.881 | 2055 | 8.8241e-10 | 1.4974e-07 | 5.7911e-05 | 0.026565 | 7.2218 | 352.5915 | 128.4645 | 280.7102 | 321.1817 | 364.3067 | 435.4966 | 560.5337 | 858.3258 | 1206.5178 | 1676.8108 | 2377.9818 | 2939.7283 | 3640.4308 | 4286.9207 | 2782.4975 | 3166.1783 | 4179.5047 | 3549.263 | 3274.0436 | 2982.1737 | 8266.6856 | 15676.1428 | 16592.9084 | 17598.677 | 18577.4951 | 19522.0357 | 20449.0372 | 21326.6394 | 22155.8995 | 22930.7536 | 23648.4054 | 24304.8283 | 24896.9045 | 25424.3755 | 25882.455 | 26270.9229 | 26586.7884 | 26831.112 | 27003.6745 | 27104.2968 | 27136.6318 | 27102.8948 | 27005.765 | 26855.5412 | 26654.9094 | 26415.5669 | 26145.151 | 25854.6253 | 25553.3567 | 25249.7261 | 24953.1079 | 24670.5035 | 24439.1317 | 24189.4917 | 23969.3442 | 23785.6912 | 23625.881 | 0 | 0 | 0 | 0 | 0 | 914028.2672 |  |  | 1 | 0.01 |  | 233.6501 | 0 | 0 | 0 | 230.7546 | 238.4261 | 245.4596 | 251.8249 | 257.8607 | 263.1896 | 267.9112 | 272.0338 | 275.5664 | 278.5188 | 280.9007 | 282.7204 | 283.9847 | 284.6993 | 284.8698 | 284.5031 | 283.6091 | 282.203 | 280.307 | 277.9525 | 275.1813 | 272.0465 | 268.6129 | 264.956 | 261.161 | 256.9958 | 252.935 | 249.0683 | 245.4831 | 242.2612 | 239.4748 | 237.184 | 235.4338 | 234.2524 | 233.6501 | 0 | 0 | 0 | 0 | 0 |  | 2050 | 18.6657 | 25.7196 | 20.6674 | 30.0867 | 20.7512 |  |  |  | 2050 | 55.4834 | 67.4334 | 58.9824 | 78.6106 | 59.1571 | 324 | 79.9324 | 0
77.39% | 0.14368 | 64.2734 | 923510.2041 | 2056 | 35 | 23485.2482 | 2056 | 4.412e-10 | 7.262e-08 | 3.0979e-05 | 0.015663 | 4.688 | 251.562 | 96.4299 | 212.6391 | 245.5121 | 280.9997 | 338.9365 | 440.1561 | 679.9918 | 964.2842 | 1351.9067 | 1933.8911 | 2411.3422 | 3011.603 | 3576.4015 | 2340.7306 | 2685.4991 | 3573.8933 | 3059.3765 | 2844.4915 | 2611.093 | 7293.3991 | 14605.3611 | 15531.9743 | 16548.3335 | 17545.5855 | 18515.9518 | 19474.4533 | 20389.9026 | 21262.2411 | 22084.5982 | 22853.219 | 23563.1735 | 24210.4307 | 24793.7886 | 25307.7011 | 25751.1438 | 26120.471 | 26416.1075 | 26637.3345 | 26783.5807 | 26858.173 | 26863.1358 | 26801.0566 | 26682.1863 | 26509.3141 | 26294.259 | 26044.8695 | 25772.351 | 25486.3489 | 25195.538 | 24909.584 | 24635.7743 | 24439.1317 | 24189.4917 | 23969.3442 | 23785.6912 | 23625.881 | 23485.2482 | 0 | 0 | 0 | 0 | 914151.573 |  |  | 1 | 0.01 |  | 233.6194 | 0 | 0 | 0 | 226.4439 | 234.2942 | 241.5224 | 248.0951 | 254.3426 | 259.8901 | 264.8327 | 269.1763 | 272.9273 | 276.0934 | 278.6827 | 280.7019 | 282.1568 | 283.052 | 283.3926 | 283.1849 | 282.4386 | 281.1688 | 279.3978 | 277.157 | 274.4887 | 271.4463 | 268.0952 | 264.5114 | 260.7806 | 256.9958 | 252.935 | 249.0683 | 245.4831 | 242.2612 | 239.4748 | 237.184 | 235.4338 | 234.2524 | 233.6501 | 233.6194 | 0 | 0 | 0 | 0 |  | 2051 | 18.6657 | 25.3488 | 20.4909 | 29.9393 | 20.577 |  |  |  | 2051 | 55.4834 | 66.7107 | 58.6859 | 78.2478 | 58.8643 | 324 | 79.1828 | 0
77.58% | 0.14313 | 64.5281 | 923620.4226 | 2057 | 35 | 23345.3775 | 2057 | 2.206e-10 | 3.4879e-08 | 1.641e-05 | 0.0091454 | 3.0142 | 177.8124 | 71.7242 | 159.6142 | 185.9764 | 214.7969 | 261.431 | 342.5629 | 533.96 | 763.9353 | 1080.4833 | 1559.1743 | 1961.0214 | 2470.2982 | 2958.6337 | 1952.7752 | 2259.1324 | 3031.3161 | 2616.072 | 2451.881 | 2268.5195 | 6385.8598 | 13542.4127 | 14471.0402 | 15490.2495 | 16498.4106 | 17487.4607 | 18470.8216 | 19418.137 | 20328.3328 | 21193.8157 | 22009.9246 | 22770.853 | 23471.6563 | 24110.1579 | 24680.008 | 25179.3058 | 25603.6687 | 25952.7839 | 26225.3272 | 26420.2265 | 26540.3691 | 26587.4834 | 26563.9678 | 26479.9307 | 26338.1942 | 26150.6336 | 25925.264 | 25673.4995 | 25405.2466 | 25129.4686 | 24856.126 | 24592.804 | 24404.7283 | 24189.4917 | 23969.3442 | 23785.6912 | 23625.881 | 23485.2482 | 23345.3775 | 0 | 0 | 0 | 914083.3457 |  |  | 1 | 0.01 |  | 234.136 | 0 | 0 | 0 | 221.8941 | 229.9174 | 237.3369 | 244.1157 | 250.5755 | 256.3443 | 261.5126 | 266.0833 | 270.0603 | 273.4492 | 276.2559 | 278.4855 | 280.1423 | 281.2301 | 281.7529 | 281.7164 | 281.13 | 280.0084 | 278.3739 | 276.258 | 273.7031 | 270.7631 | 267.5037 | 264.0016 | 260.343 | 256.6215 | 252.935 | 249.0683 | 245.4831 | 242.2612 | 239.4748 | 237.184 | 235.4338 | 234.2524 | 233.6501 | 233.6194 | 234.136 | 0 | 0 | 0 |  | 2052 | 18.6657 | 24.9582 | 20.3265 | 29.7884 | 20.4148 |  |  |  | 2052 | 55.4834 | 65.9911 | 58.4113 | 77.8837 | 58.593 | 324 | 78.374 | 0
77.77% | 0.14263 | 64.7431 | 923451.757 | 2058 | 35 | 23172.6638 | 2058 | 0 | 1.6594e-08 | 8.6085e-06 | 0.0052885 | 1.9196 | 124.5119 | 52.8601 | 118.7204 | 139.6002 | 162.7095 | 199.8385 | 264.2282 | 415.5681 | 599.8761 | 855.9917 | 1246.1376 | 1581.0477 | 2008.9673 | 2426.8496 | 1615.4636 | 1884.7011 | 2550.0453 | 2218.9082 | 2096.6027 | 1955.4075 | 5548.0397 | 12494.9596 | 13417.8674 | 14432.1654 | 15443.5186 | 16443.7549 | 17444.8373 | 18417.4076 | 19359.5016 | 20262.9129 | 21122.1541 | 21930.5979 | 22682.4131 | 23374.4434 | 23999.5146 | 24554.7973 | 25035.1056 | 25439.2992 | 25765.3497 | 26011.5774 | 26180.3145 | 26272.8825 | 26291.3852 | 26245.6826 | 26138.5461 | 25981.829 | 25783.6542 | 25555.5994 | 25307.8031 | 25049.502 | 24790.9466 | 24540.0258 | 24362.161 | 24155.4396 | 23969.3442 | 23785.6912 | 23625.881 | 23485.2482 | 23345.3775 | 23172.6638 | 0 | 0 | 913740.1551 |  |  | 1 | 0.01 |  | 235.1585 | 0 | 0 | 0 | 217.1092 | 225.2978 | 232.9033 | 239.8852 | 246.5563 | 252.5476 | 257.9446 | 262.7475 | 266.9572 | 270.5768 | 273.6101 | 276.0604 | 277.9303 | 279.2223 | 279.9393 | 280.0864 | 279.6722 | 278.7111 | 277.225 | 275.2456 | 272.8153 | 269.9883 | 266.8305 | 263.4192 | 259.8413 | 256.1909 | 252.5667 | 249.0683 | 245.4831 | 242.2612 | 239.4748 | 237.184 | 235.4338 | 234.2524 | 233.6501 | 233.6194 | 234.136 | 235.1585 | 0 | 0 |  | 2053 | 18.6657 | 24.5534 | 20.1739 | 29.6335 | 20.2642 |  |  |  | 2053 | 55.4834 | 65.2793 | 58.1574 | 77.5174 | 58.3421 | 324 | 77.6607 | 0
77.94% | 0.14218 | 64.9092 | 922870.6462 | 2059 | 35 | 22911.2695 | 2059 | 0 | 7.8046e-09 | 4.4719e-06 | 0.0030286 | 1.2108 | 86.3734 | 38.5996 | 87.4959 | 103.8341 | 122.1353 | 151.3784 | 201.9766 | 320.5391 | 466.8691 | 672.163 | 987.2281 | 1263.6195 | 1619.7035 | 1973.6327 | 1325.1006 | 1559.1483 | 2127.3978 | 1866.6204 | 1778.3031 | 1672.0683 | 4782.2723 | 11470.3268 | 12380.0474 | 13381.8219 | 14388.6266 | 15392.3575 | 16403.6754 | 17394.3902 | 18361.794 | 19297.1995 | 20194.3989 | 21046.0271 | 21845.4215 | 22588.469 | 23267.1763 | 23877.7563 | 24414.1735 | 24874.3862 | 25255.5736 | 25555.3489 | 25775.3761 | 25916.4567 | 25980.288 | 25976.3661 | 25907.318 | 25784.8823 | 25617.2184 | 25416.0088 | 25191.5824 | 24953.423 | 24712.0572 | 24475.6752 | 24309.8777 | 24113.3071 | 23935.6021 | 23785.6912 | 23625.881 | 23485.2482 | 23345.3775 | 23172.6638 | 22911.2695 | 0 | 912988.214 |  |  | 1 | 0.01 |  | 236.6321 | 0 | 0 | 0 | 212.0952 | 220.4396 | 228.2237 | 235.404 | 242.2835 | 248.4967 | 254.1242 | 259.1627 | 263.6104 | 267.4677 | 270.736 | 273.4165 | 275.51 | 277.0175 | 277.9407 | 278.2836 | 278.054 | 277.2658 | 275.9406 | 274.1097 | 271.8156 | 269.1125 | 266.0668 | 262.7562 | 259.268 | 255.6971 | 252.1428 | 248.7056 | 245.4831 | 242.2612 | 239.4748 | 237.184 | 235.4338 | 234.2524 | 233.6501 | 233.6194 | 234.136 | 235.1585 | 236.6321 | 0 |  | 2054 | 18.6657 | 24.1409 | 20.033 | 29.4742 | 20.125 |  |  |  | 2054 | 55.4834 | 64.5808 | 57.9231 | 77.1481 | 58.1104 | 324 | 77.0656 | 0
78.11% | 0.14177 | 65 | 921504.3912 | 2060 | 35 | 22315.5131 | 2060 | 0 | 3.6421e-09 | 2.3004e-06 | 0.0017177 | 0.75642 | 59.3552 | 27.9265 | 63.8915 | 76.5249 | 90.8438 | 113.6299 | 152.9981 | 245.0209 | 360.1089 | 523.1282 | 775.2156 | 1001.0778 | 1294.5143 | 1591.2155 | 1077.6366 | 1278.9074 | 1759.9229 | 1557.2445 | 1495.9685 | 1418.2202 | 4089.3197 | 10475.3495 | 11364.8378 | 12346.7898 | 13341.4517 | 14340.9602 | 15354.8407 | 16356.2392 | 17341.8658 | 18302.7027 | 19231.9508 | 20121.6156 | 20964.2863 | 21754.944 | 22484.8088 | 23149.1334 | 23741.0099 | 24257.4404 | 24694.7404 | 25049.7277 | 25323.2905 | 25515.5995 | 25627.8316 | 25668.9964 | 25641.4736 | 25556.7828 | 25423.0355 | 25251.9462 | 25053.9801 | 24838.8296 | 24617.2725 | 24397.7891 | 24246.1307 | 24061.5579 | 23893.853 | 23752.2076 | 23625.881 | 23485.2482 | 23345.3775 | 23172.6638 | 22911.2695 | 22315.5131 | 911454.6532 |  |  | 1 | 0.01 |  | 238.4907 | 0 | 0 | 0 | 206.8598 | 215.3486 | 223.3023 | 230.6742 | 237.7575 | 244.1903 | 250.0481 | 255.3242 | 260.0139 | 264.1145 | 267.6251 | 270.5444 | 272.8714 | 274.6052 | 275.7461 | 276.2968 | 276.2643 | 275.6616 | 274.5097 | 272.8397 | 270.6938 | 268.1263 | 265.2038 | 262.0042 | 258.6155 | 255.133 | 251.6569 | 248.2882 | 245.1256 | 242.2612 | 239.4748 | 237.184 | 235.4338 | 234.2524 | 233.6501 | 233.6194 | 234.136 | 235.1585 | 236.6321 | 238.4907 |  | 2055 | 18.6657 | 23.7273 | 19.9032 | 29.3102 | 19.9967 |  |  |  | 2055 | 55.4834 | 63.9013 | 57.7073 | 76.7753 | 57.8968 | 324 | 76.5479 | 0
|  |  |  | 2001 |  |  | 2001 | 2705.4149 | 1857.7439 | 2663.8273 | 4427.1204 | 4224.0733 | 691.4644 | 0 | 0 | 0 | 0 | 0 | 0 | 0 | 0 | 0 | 0 | 0 | 0 | 0 | 0 | 0 | 0 | 0 | 0 | 0 | 0 | 0 | 0 | 0 | 0 | 0 | 0 | 0 | 0 | 0 | 0 | 0 | 0 | 0 | 0 | 0 | 0 | 0 | 0 | 0 | 0 | 0 | 0 | 0 | 0 | 0 | 0 | 0 | 0 | 0 | 0 | 0 | 0 | 0 | 0 | 0 | 0 | 0 | 0 | 0 | 0 | 0 | 16569.6441 | 56.1202 | 93.6008 | 1 | [47 empty] | 2056 | 18.6657 | 23.3192 | 19.7841 | 29.1414 | 19.8789 |  |  |  | 2056 | 55.4834 | 63.2464 | 57.5086 | 76.3985 | 57.7 | 324 | 76.0922 | 0
|  |  |  | 2002 |  |  | 2002 | 2076.0681 | 1575.3858 | 2496.321 | 4584.6795 | 4834.0637 | 874.4683 | 0 | 0 | 0 | 0 | 0 | 0 | 0 | 0 | 0 | 0 | 0 | 0 | 0 | 0 | 0 | 0 | 0 | 0 | 0 | 0 | 0 | 0 | 0 | 0 | 0 | 0 | 0 | 0 | 0 | 0 | 0 | 0 | 0 | 0 | 0 | 0 | 0 | 0 | 0 | 0 | 0 | 0 | 0 | 0 | 0 | 0 | 0 | 0 | 0 | 0 | 0 | 0 | 0 | 0 | 0 | 0 | 0 | 0 | 0 | 0 | 0 | 16440.9865 | 55.7591 | 93.6008 | 1 | [47 empty] | 2057 | 18.6657 | 22.9227 | 19.6752 | 28.9678 | 19.7711 |  |  |  | 2057 | 55.4834 | 62.6209 | 57.3259 | 76.0173 | 57.5189 | 324 | 75.639 | 0
|  |  |  | 2003 |  |  | 2003 | 1577.2843 | 1322.6613 | 2316.0903 | 4700.6433 | 5477.1416 | 1094.9115 | 0 | 0 | 0 | 0 | 0 | 0 | 0 | 0 | 0 | 0 | 0 | 0 | 0 | 0 | 0 | 0 | 0 | 0 | 0 | 0 | 0 | 0 | 0 | 0 | 0 | 0 | 0 | 0 | 0 | 0 | 0 | 0 | 0 | 0 | 0 | 0 | 0 | 0 | 0 | 0 | 0 | 0 | 0 | 0 | 0 | 0 | 0 | 0 | 0 | 0 | 0 | 0 | 0 | 0 | 0 | 0 | 0 | 0 | 0 | 0 | 0 | 16488.7323 | 55.3427 | 93.6008 | 1 | [47 empty] | 2058 | 18.6657 | 22.5427 | 19.5758 | 28.7894 | 19.6727 |  |  |  | 2058 | 55.4834 | 62.0288 | 57.1581 | 75.6315 | 57.3524 | 324 | 75.0794 | 0
|  |  |  | 2004 |  |  | 2004 | 1186.4215 | 1099.4388 | 2127.508 | 4771.6248 | 6144.0712 | 1357.2961 | 0 | 0 | 0 | 0 | 0 | 0 | 0 | 0 | 0 | 0 | 0 | 0 | 0 | 0 | 0 | 0 | 0 | 0 | 0 | 0 | 0 | 0 | 0 | 0 | 0 | 0 | 0 | 0 | 0 | 0 | 0 | 0 | 0 | 0 | 0 | 0 | 0 | 0 | 0 | 0 | 0 | 0 | 0 | 0 | 0 | 0 | 0 | 0 | 0 | 0 | 0 | 0 | 0 | 0 | 0 | 0 | 0 | 0 | 0 | 0 | 0 | 16686.3605 | 54.872 | 93.6008 | 1 | [47 empty] | 2059 | 18.6657 | 22.1835 | 19.4853 | 28.6065 | 19.583 |  |  |  | 2059 | 55.4834 | 61.473 | 57.0043 | 75.2411 | 57.1996 | 324 | 74.2325 | 0
|  |  |  | 2005 |  |  | 2005 | 883.5451 | 904.8033 | 1934.8513 | 4795.5227 | 6823.6883 | 1665.8307 | 0 | 0 | 0 | 0 | 0 | 0 | 0 | 0 | 0 | 0 | 0 | 0 | 0 | 0 | 0 | 0 | 0 | 0 | 0 | 0 | 0 | 0 | 0 | 0 | 0 | 0 | 0 | 0 | 0 | 0 | 0 | 0 | 0 | 0 | 0 | 0 | 0 | 0 | 0 | 0 | 0 | 0 | 0 | 0 | 0 | 0 | 0 | 0 | 0 | 0 | 0 | 0 | 0 | 0 | 0 | 0 | 0 | 0 | 0 | 0 | 0 | 17008.2413 | 54.3489 | 93.6008 | 1 | [47 empty] | 2060 | 18.6657 | 21.8477 | 19.4035 | 28.4193 | 19.5018 |  |  |  | 2060 | 55.4834 | 60.9552 | 56.8637 | 74.8461 | 57.0598 | 324 | 72.3023 | 0
|  |  |  | 2006 |  |  | 2006 | 651.447 | 737.2213 | 1742.1464 | 4771.6248 | 7503.1355 | 2024.1737 | 41.1247 | 0 | 0 | 0 | 0 | 0 | 0 | 0 | 0 | 0 | 0 | 0 | 0 | 0 | 0 | 0 | 0 | 0 | 0 | 0 | 0 | 0 | 0 | 0 | 0 | 0 | 0 | 0 | 0 | 0 | 0 | 0 | 0 | 0 | 0 | 0 | 0 | 0 | 0 | 0 | 0 | 0 | 0 | 0 | 0 | 0 | 0 | 0 | 0 | 0 | 0 | 0 | 0 | 0 | 0 | 0 | 0 | 0 | 0 | 0 | 0 | 17470.8735 | 53.7101 | 93.5522 | 1
|  |  |  | 2007 |  |  | 2007 | 475.5433 | 594.706 | 1553.0391 | 4700.6433 | 8168.2133 | 2435.148 | 52.2693 | 68.0711 | 0 | 0 | 0 | 0 | 0 | 0 | 0 | 0 | 0 | 0 | 0 | 0 | 0 | 0 | 0 | 0 | 0 | 0 | 0 | 0 | 0 | 0 | 0 | 0 | 0 | 0 | 0 | 0 | 0 | 0 | 0 | 0 | 0 | 0 | 0 | 0 | 0 | 0 | 0 | 0 | 0 | 0 | 0 | 0 | 0 | 0 | 0 | 0 | 0 | 0 | 0 | 0 | 0 | 0 | 0 | 0 | 0 | 0 | 0 | 18047.6335 | 52.9733 | 93.4631 | 1
|  |  |  | 2008 |  |  | 2008 | 343.6859 | 474.9713 | 1370.6948 | 4584.6795 | 8803.8377 | 2900.4382 | 65.7736 | 86.5181 | 59.5357 | 0 | 0 | 0 | 0 | 0 | 0 | 0 | 0 | 0 | 0 | 0 | 0 | 0 | 0 | 0 | 0 | 0 | 0 | 0 | 0 | 0 | 0 | 0 | 0 | 0 | 0 | 0 | 0 | 0 | 0 | 0 | 0 | 0 | 0 | 0 | 0 | 0 | 0 | 0 | 0 | 0 | 0 | 0 | 0 | 0 | 0 | 0 | 0 | 0 | 0 | 0 | 0 | 0 | 0 | 0 | 0 | 0 | 0 | 18690.1349 | 52.188 | 93.3668 | 1
|  |  |  | 2009 |  |  | 2009 | 245.9201 | 375.5719 | 1197.7325 | 4427.1204 | 9394.5861 | 3420.2869 | 81.944 | 108.8708 | 75.6696 | 52.0874 | 0 | 0 | 0 | 0 | 0 | 0 | 0 | 0 | 0 | 0 | 0 | 0 | 0 | 0 | 0 | 0 | 0 | 0 | 0 | 0 | 0 | 0 | 0 | 0 | 0 | 0 | 0 | 0 | 0 | 0 | 0 | 0 | 0 | 0 | 0 | 0 | 0 | 0 | 0 | 0 | 0 | 0 | 0 | 0 | 0 | 0 | 0 | 0 | 0 | 0 | 0 | 0 | 0 | 0 | 0 | 0 | 0 | 19379.7899 | 51.3559 | 93.2613 | 1
|  |  |  | 2010 |  |  | 2010 | 174.2156 | 294.0218 | 1036.1905 | 4232.4747 | 9925.3071 | 3993.2098 | 101.0748 | 135.6365 | 95.2196 | 66.2028 | 48.4601 | 0 | 0 | 0 | 0 | 0 | 0 | 0 | 0 | 0 | 0 | 0 | 0 | 0 | 0 | 0 | 0 | 0 | 0 | 0 | 0 | 0 | 0 | 0 | 0 | 0 | 0 | 0 | 0 | 0 | 0 | 0 | 0 | 0 | 0 | 0 | 0 | 0 | 0 | 0 | 0 | 0 | 0 | 0 | 0 | 0 | 0 | 0 | 0 | 0 | 0 | 0 | 0 | 0 | 0 | 0 | 0 | 20102.0131 | 50.4756 | 93.142 | 1
|  |  |  | 2011 |  |  | 2011 | 122.1914 | 227.8907 | 887.5238 | 4006.1579 | 10381.7585 | 4615.7511 | 123.4325 | 167.3026 | 118.6292 | 83.307 | 61.5925 | 48.9786 | 0 | 0 | 0 | 0 | 0 | 0 | 0 | 0 | 0 | 0 | 0 | 0 | 0 | 0 | 0 | 0 | 0 | 0 | 0 | 0 | 0 | 0 | 0 | 0 | 0 | 0 | 0 | 0 | 0 | 0 | 0 | 0 | 0 | 0 | 0 | 0 | 0 | 0 | 0 | 0 | 0 | 0 | 0 | 0 | 0 | 0 | 0 | 0 | 0 | 0 | 0 | 0 | 0 | 0 | 0 | 20844.5157 | 49.5456 | 93.0031 | 1
|  |  |  | 2012 |  |  | 2012 | 84.8506 | 174.8777 | 752.6292 | 3754.2435 | 10751.2403 | 5282.303 | 149.2371 | 204.3098 | 146.3246 | 103.7878 | 77.5055 | 62.2515 | 59.4166 | 0 | 0 | 0 | 0 | 0 | 0 | 0 | 0 | 0 | 0 | 0 | 0 | 0 | 0 | 0 | 0 | 0 | 0 | 0 | 0 | 0 | 0 | 0 | 0 | 0 | 0 | 0 | 0 | 0 | 0 | 0 | 0 | 0 | 0 | 0 | 0 | 0 | 0 | 0 | 0 | 0 | 0 | 0 | 0 | 0 | 0 | 0 | 0 | 0 | 0 | 0 | 0 | 0 | 0 | 21602.9772 | 48.5592 | 92.8333 | 1
|  |  |  | 2013 |  |  | 2013 | 58.3351 | 132.8626 | 631.892 | 3483.1926 | 11023.1796 | 5985.0104 | 178.6424 | 247.0225 | 178.6915 | 128.0184 | 96.5601 | 78.3347 | 75.5182 | 66.7515 | 0 | 0 | 0 | 0 | 0 | 0 | 0 | 0 | 0 | 0 | 0 | 0 | 0 | 0 | 0 | 0 | 0 | 0 | 0 | 0 | 0 | 0 | 0 | 0 | 0 | 0 | 0 | 0 | 0 | 0 | 0 | 0 | 0 | 0 | 0 | 0 | 0 | 0 | 0 | 0 | 0 | 0 | 0 | 0 | 0 | 0 | 0 | 0 | 0 | 0 | 0 | 0 | 0 | 22364.0116 | 47.5236 | 92.6316 | 1
|  |  |  | 2014 |  |  | 2014 | 39.7069 | 99.9383 | 525.249 | 3199.5817 | 11189.6338 | 6713.7811 | 211.7157 | 295.6953 | 216.0485 | 156.336 | 119.1033 | 97.5932 | 95.029 | 84.8408 | 74.7952 | 0 | 0 | 0 | 0 | 0 | 0 | 0 | 0 | 0 | 0 | 0 | 0 | 0 | 0 | 0 | 0 | 0 | 0 | 0 | 0 | 0 | 0 | 0 | 0 | 0 | 0 | 0 | 0 | 0 | 0 | 0 | 0 | 0 | 0 | 0 | 0 | 0 | 0 | 0 | 0 | 0 | 0 | 0 | 0 | 0 | 0 | 0 | 0 | 0 | 0 | 0 | 0 | 23119.0478 | 46.4429 | 92.3938 | 1
|  |  |  | 2015 |  |  | 2015 | 26.7585 | 74.4254 | 432.2633 | 2909.8432 | 11245.6753 | 7456.4158 | 248.4176 | 350.4394 | 258.6182 | 189.0194 | 145.4488 | 120.3776 | 118.3918 | 106.7602 | 95.0643 | 86.2624 | 0 | 0 | 0 | 0 | 0 | 0 | 0 | 0 | 0 | 0 | 0 | 0 | 0 | 0 | 0 | 0 | 0 | 0 | 0 | 0 | 0 | 0 | 0 | 0 | 0 | 0 | 0 | 0 | 0 | 0 | 0 | 0 | 0 | 0 | 0 | 0 | 0 | 0 | 0 | 0 | 0 | 0 | 0 | 0 | 0 | 0 | 0 | 0 | 0 | 0 | 0 | 23864.1813 | 45.3201 | 92.1133 | 1
|  |  |  | 2016 |  |  | 2016 | 17.8533 | 54.8747 | 352.2022 | 2620.0323 | 11189.6338 | 8198.8648 | 288.5841 | 411.1897 | 306.4981 | 226.2633 | 175.8561 | 147.005 | 146.0318 | 133.007 | 119.6251 | 109.6391 | 87.4726 | 0 | 0 | 0 | 0 | 0 | 0 | 0 | 0 | 0 | 0 | 0 | 0 | 0 | 0 | 0 | 0 | 0 | 0 | 0 | 0 | 0 | 0 | 0 | 0 | 0 | 0 | 0 | 0 | 0 | 0 | 0 | 0 | 0 | 0 | 0 | 0 | 0 | 0 | 0 | 0 | 0 | 0 | 0 | 0 | 0 | 0 | 0 | 0 | 0 | 0 | 24584.6332 | 44.1929 | 91.7936 | 1
|  |  |  | 2017 |  |  | 2017 | 11.7933 | 40.0574 | 284.1165 | 2335.6318 | 11023.1796 | 8925.6121 | 331.912 | 477.6746 | 359.6309 | 268.1531 | 210.5065 | 177.7377 | 178.334 | 164.0591 | 149.0347 | 137.9654 | 111.1773 | 89.6113 | 0 | 0 | 0 | 0 | 0 | 0 | 0 | 0 | 0 | 0 | 0 | 0 | 0 | 0 | 0 | 0 | 0 | 0 | 0 | 0 | 0 | 0 | 0 | 0 | 0 | 0 | 0 | 0 | 0 | 0 | 0 | 0 | 0 | 0 | 0 | 0 | 0 | 0 | 0 | 0 | 0 | 0 | 0 | 0 | 0 | 0 | 0 | 0 | 0 | 25276.1873 | 43.0499 | 91.4307 | 1
|  |  |  | 2018 |  |  | 2018 | 7.7128 | 28.9504 | 226.9141 | 2061.4024 | 10751.2403 | 9620.1748 | 377.9499 | 549.3925 | 417.7793 | 314.6386 | 249.479 | 212.7587 | 215.6162 | 200.3489 | 183.8288 | 171.884 | 139.9009 | 113.8955 | 88.0351 | 0 | 0 | 0 | 0 | 0 | 0 | 0 | 0 | 0 | 0 | 0 | 0 | 0 | 0 | 0 | 0 | 0 | 0 | 0 | 0 | 0 | 0 | 0 | 0 | 0 | 0 | 0 | 0 | 0 | 0 | 0 | 0 | 0 | 0 | 0 | 0 | 0 | 0 | 0 | 0 | 0 | 0 | 0 | 0 | 0 | 0 | 0 | 0 | 25931.9024 | 41.9014 | 91.0239 | 1 | [47 empty] | 0.69004 | [8 empty] | 0.69004
|  |  |  | 2019 |  |  | 2019 | 4.9941 | 20.7151 | 179.4268 | 1801.2826 | 10381.7585 | 10265.7005 | 426.0947 | 625.5961 | 480.5045 | 365.5123 | 292.7273 | 252.1483 | 258.1008 | 242.2335 | 224.4916 | 212.0125 | 174.2953 | 143.3214 | 111.8922 | 48.0687 | 0 | 0 | 0 | 0 | 0 | 0 | 0 | 0 | 0 | 0 | 0 | 0 | 0 | 0 | 0 | 0 | 0 | 0 | 0 | 0 | 0 | 0 | 0 | 0 | 0 | 0 | 0 | 0 | 0 | 0 | 0 | 0 | 0 | 0 | 0 | 0 | 0 | 0 | 0 | 0 | 0 | 0 | 0 | 0 | 0 | 0 | 0 | 26510.8768 | 40.7687 | 90.596 | 1 |  |  |  | 0 | 0 | 0 | 0 | 0 | 0 | 0 | 0 | 0 | 0 | 0 | 0 | 0 | 0 | 0 | 0 | 0 | 0 | 0 | 0 | 0 | 0 | 0 | 0 | 0 | 0 | 0 | 0 | 0 | 0 | 0 | 0 | 0 | 0 | 0 | 0 | 0 | 0 | 0 | 0 | 0 | 0 | 0 | 0 | 0.71123 | [8 empty] | 0.71123
|  |  |  | 2020 |  |  | 2020 | 3.2015 | 14.6751 | 140.4668 | 1558.3378 | 9925.3071 | 10845.6326 | 475.5966 | 705.2871 | 547.153 | 420.3902 | 340.0581 | 295.8593 | 305.8848 | 289.9627 | 271.4234 | 258.9095 | 214.9868 | 178.5568 | 140.8006 | 61.095 | 46.393 | 0 | 0 | 0 | 0 | 0 | 0 | 0 | 0 | 0 | 0 | 0 | 0 | 0 | 0 | 0 | 0 | 0 | 0 | 0 | 0 | 0 | 0 | 0 | 0 | 0 | 0 | 0 | 0 | 0 | 0 | 0 | 0 | 0 | 0 | 0 | 0 | 0 | 0 | 0 | 0 | 0 | 0 | 0 | 0 | 0 | 0 | 27039.9777 | 39.649 | 90.1236 | 1 |  |  |  | 0 | 0 | 0 | 0 | 0 | 0 | 0 | 0 | 0 | 0 | 0 | 0 | 0 | 0 | 0 | 0 | 0 | 0 | 0 | 0 | 0 | 0 | 0 | 0 | 0 | 0 | 0 | 0 | 0 | 0 | 0 | 0 | 0 | 0 | 0 | 0 | 0 | 0 | 0 | 0 | 0 | 0 | 0 | 0 | 0.73175 | [8 empty] | 0.73175
|  |  |  | 2021 |  |  | 2021 | 2.0319 | 10.2928 | 108.8731 | 1334.7564 | 9394.5861 | 11344.4086 | 525.5717 | 787.2244 | 616.8516 | 478.7004 | 391.1144 | 343.6965 | 358.9113 | 343.6456 | 324.9041 | 313.0367 | 262.5417 | 220.2431 | 175.4162 | 76.8795 | 58.9653 | 52.3671 | 0 | 0 | 0 | 0 | 0 | 0 | 0 | 0 | 0 | 0 | 0 | 0 | 0 | 0 | 0 | 0 | 0 | 0 | 0 | 0 | 0 | 0 | 0 | 0 | 0 | 0 | 0 | 0 | 0 | 0 | 0 | 0 | 0 | 0 | 0 | 0 | 0 | 0 | 0 | 0 | 0 | 0 | 0 | 0 | 0 | 27525.0187 | 38.5505 | 89.6013 | 1 |  |  |  | 0 | 0 | 0 | 0 | 0 | 0 | 0 | 0 | 0 | 0 | 0 | 0 | 0 | 0 | 0 | 0 | 0 | 0 | 0 | 0 | 0 | 0 | 0 | 0 | 0 | 0 | 0 | 0 | 0 | 0 | 0 | 0 | 0 | 0 | 0 | 0 | 0 | 0 | 0 | 0 | 0 | 0 | 0 | 0 | 0.75153 | [8 empty] | 0.75153
[7 empty] | 2022 | 1.2768 | 7.1474 | 83.5465 | 1131.887 | 8803.8377 | 11748.1506 | 575.024 | 869.9451 | 688.5148 | 539.6793 | 445.3639 | 395.299 | 416.9434 | 403.2181 | 385.0559 | 374.7168 | 317.4282 | 268.9607 | 216.3693 | 95.7802 | 74.1995 | 66.5583 | 38.3325 | 0 | 0 | 0 | 0 | 0 | 0 | 0 | 0 | 0 | 0 | 0 | 0 | 0 | 0 | 0 | 0 | 0 | 0 | 0 | 0 | 0 | 0 | 0 | 0 | 0 | 0 | 0 | 0 | 0 | 0 | 0 | 0 | 0 | 0 | 0 | 0 | 0 | 0 | 0 | 0 | 0 | 0 | 0 | 0 | 27947.2351 | 37.487 | 89.04 | 1 |  |  |  | 0 | 0 | 0 | 0 | 0 | 0 | 0 | 0 | 0 | 0 | 0 | 0 | 0 | 0 | 0 | 0 | 0 | 0 | 0 | 0 | 0 | 0 | 0 | 0 | 0 | 0 | 0 | 0 | 0 | 0 | 0 | 0 | 0 | 0 | 0 | 0 | 0 | 0 | 0 | 0 | 0 | 0 | 0 | 0 | 0.77055 | [8 empty] | 0.77055
|  |  |  | 2023 |  |  | 2023 | 0.79435 | 4.9139 | 63.4741 | 950.309 | 8168.2133 | 12045.3056 | 622.8745 | 951.8002 | 760.8632 | 602.377 | 502.0962 | 450.129 | 479.5431 | 468.4141 | 451.8071 | 444.0908 | 379.9736 | 325.1892 | 264.2301 | 118.1413 | 92.4413 | 83.7543 | 48.7204 | 30.7208 | 0 | 0 | 0 | 0 | 0 | 0 | 0 | 0 | 0 | 0 | 0 | 0 | 0 | 0 | 0 | 0 | 0 | 0 | 0 | 0 | 0 | 0 | 0 | 0 | 0 | 0 | 0 | 0 | 0 | 0 | 0 | 0 | 0 | 0 | 0 | 0 | 0 | 0 | 0 | 0 | 0 | 0 | 0 | 28310.1765 | 36.4661 | 88.4376 | 1 |  |  |  | 0 | 0 | 0 | 0 | 0 | 0 | 0 | 0 | 0 | 0 | 0 | 0 | 0 | 0 | 0 | 0 | 0 | 0 | 0 | 0 | 0 | 0 | 0 | 0 | 0 | 0 | 0 | 0 | 0 | 0 | 0 | 0 | 0 | 0 | 0 | 0 | 0 | 0 | 0 | 0 | 0 | 0 | 0 | 0 | 0.78877 | [8 empty] | 0.78877
|  |  |  | 2024 |  |  | 2024 | 0.48928 | 3.3447 | 47.7448 | 789.9275 | 7503.1355 | 12227.1943 | 667.9991 | 1031.0041 | 832.4545 | 665.674 | 560.4277 | 507.4683 | 546.0582 | 538.7417 | 524.8594 | 521.0759 | 450.3209 | 389.2638 | 319.4696 | 144.2741 | 114.0229 | 104.3451 | 61.3077 | 39.046 | 24.5003 | 0 | 0 | 0 | 0 | 0 | 0 | 0 | 0 | 0 | 0 | 0 | 0 | 0 | 0 | 0 | 0 | 0 | 0 | 0 | 0 | 0 | 0 | 0 | 0 | 0 | 0 | 0 | 0 | 0 | 0 | 0 | 0 | 0 | 0 | 0 | 0 | 0 | 0 | 0 | 0 | 0 | 0 | 28614.1494 | 35.4871 | 87.7866 | 1 |  |  |  | 0 | 0 | 0 | 0 | 0 | 0 | 0 | 0 | 0 | 0 | 0 | 0 | 0 | 0 | 0 | 0 | 0 | 0 | 0 | 0 | 0 | 0 | 0 | 0 | 0 | 0 | 0 | 0 | 0 | 0 | 0 | 0 | 0 | 0 | 0 | 0 | 0 | 0 | 0 | 0 | 0 | 0 | 0 | 0 | 0.80615 | [8 empty] | 0.80615
|  |  |  | 2025 |  |  | 2025 | 0.29837 | 2.254 | 35.5562 | 650.0853 | 6823.6883 | 12288.4322 | 709.2704 | 1105.6959 | 901.7271 | 728.3088 | 619.3168 | 566.4239 | 615.6174 | 613.4679 | 603.6616 | 605.3282 | 528.386 | 461.331 | 382.4173 | 174.4358 | 139.2447 | 128.7058 | 76.3801 | 49.1339 | 31.1397 | 59.9195 | 0 | 0 | 0 | 0 | 0 | 0 | 0 | 0 | 0 | 0 | 0 | 0 | 0 | 0 | 0 | 0 | 0 | 0 | 0 | 0 | 0 | 0 | 0 | 0 | 0 | 0 | 0 | 0 | 0 | 0 | 0 | 0 | 0 | 0 | 0 | 0 | 0 | 0 | 0 | 0 | 0 | 28900.226 | 34.5483 | 87.0633 | 1 |  |  |  | 0 | 0 | 0 | 0 | 0 | 0 | 0 | 0 | 0 | 0 | 0 | 0 | 0 | 0 | 0 | 0 | 0 | 0 | 0 | 0 | 0 | 0 | 0 | 0 | 0 | 0 | 0 | 0 | 0 | 0 | 0 | 0 | 0 | 0 | 0 | 0 | 0 | 0 | 0 | 0 | 0 | 0 | 0 | 0 | 0.82268 | [8 empty] | 0.82268
|  |  |  | 2026 |  |  | 2026 | 0.18015 | 1.5039 | 26.216 | 529.6806 | 6144.0712 | 12227.1943 | 745.6044 | 1174.0096 | 967.0533 | 788.915 | 677.5897 | 625.9431 | 687.1372 | 691.614 | 687.3926 | 696.212 | 613.8203 | 541.3048 | 453.2169 | 208.8062 | 168.3549 | 157.1755 | 94.212 | 61.2134 | 39.185 | 76.1574 | 43.9117 | 0 | 0 | 0 | 0 | 0 | 0 | 0 | 0 | 0 | 0 | 0 | 0 | 0 | 0 | 0 | 0 | 0 | 0 | 0 | 0 | 0 | 0 | 0 | 0 | 0 | 0 | 0 | 0 | 0 | 0 | 0 | 0 | 0 | 0 | 0 | 0 | 0 | 0 | 0 | 0 | 29127.6749 | 33.6767 | 86.3098 | 1 |  |  |  | 0 | 0 | 0 | 0 | 0 | 0 | 0 | 0 | 0 | 0 | 0 | 0 | 0 | 0 | 0 | 0 | 0 | 0 | 0 | 0 | 0 | 0 | 0 | 0 | 0 | 0 | 0 | 0 | 0 | 0 | 0 | 0 | 0 | 0 | 0 | 0 | 0 | 0 | 0 | 0 | 0 | 0 | 0 | 0 | 0.83834 | [8 empty] | 0.83834
|  |  |  | 2027 |  |  | 2027 | 0.10768 | 0.99341 | 19.1371 | 427.2858 | 5477.1416 | 12045.3056 | 776.0072 | 1234.151 | 1026.8012 | 846.0684 | 733.9752 | 684.8395 | 759.3408 | 771.9628 | 774.9555 | 792.7802 | 705.9791 | 628.8279 | 531.7841 | 247.464 | 201.5272 | 190.0343 | 115.0517 | 75.5045 | 48.8185 | 95.8333 | 54.3319 | 43.5079 | 0 | 0 | 0 | 0 | 0 | 0 | 0 | 0 | 0 | 0 | 0 | 0 | 0 | 0 | 0 | 0 | 0 | 0 | 0 | 0 | 0 | 0 | 0 | 0 | 0 | 0 | 0 | 0 | 0 | 0 | 0 | 0 | 0 | 0 | 0 | 0 | 0 | 0 | 0 | 29309.5174 | 32.8721 | 85.5204 |  |  |  |  | 0 | 0 | 0 | 0 | 0 | 0 | 0 | 0 | 0 | 0 | 0 | 0 | 0 | 0 | 0 | 0 | 0 | 0 | 0 | 0 | 0 | 0 | 0 | 0 | 0 | 0 | 0 | 0 | 0 | 0 | 0 | 0 | 0 | 0 | 0 | 0 | 0 | 0 | 0 | 0 | 0 | 0 | 0 | 0 | 0.85313 | [8 empty] | 0.85313
|  |  |  | 2028 |  |  | 2028 | 0.063728 | 0.64969 | 13.8308 | 341.2586 | 4834.0637 | 11748.1506 | 799.6202 | 1284.4748 | 1079.4015 | 898.3415 | 787.1485 | 741.8283 | 830.7889 | 853.0798 | 864.9866 | 893.7678 | 803.902 | 723.2399 | 617.7678 | 290.363 | 238.8374 | 227.4783 | 139.1042 | 92.206 | 60.2158 | 119.3938 | 66.7331 | 53.8323 | 43.391 | 0 | 0 | 0 | 0 | 0 | 0 | 0 | 0 | 0 | 0 | 0 | 0 | 0 | 0 | 0 | 0 | 0 | 0 | 0 | 0 | 0 | 0 | 0 | 0 | 0 | 0 | 0 | 0 | 0 | 0 | 0 | 0 | 0 | 0 | 0 | 0 | 0 | 0 | 29447.9195 | 32.138 | 84.7003 |  |  |  |  | 0 | 0 | 0 | 0 | 0 | 0 | 0 | 0 | 0 | 0 | 0 | 0 | 0 | 0 | 0 | 0 | 0 | 0 | 0 | 0 | 0 | 0 | 0 | 0 | 0 | 0 | 0 | 0 | 0 | 0 | 0 | 0 | 0 | 0 | 0 | 0 | 0 | 0 | 0 | 0 | 0 | 0 | 0 | 0 | 0.86704 | [8 empty] | 0.86704
|  |  |  | 2029 |  |  | 2029 | 0.03734 | 0.42067 | 9.8965 | 269.8418 | 4224.0733 | 11344.4086 | 815.76 | 1323.5598 | 1123.4153 | 944.3611 | 835.7813 | 795.5705 | 899.9229 | 933.348 | 955.8784 | 997.602 | 906.3064 | 823.5569 | 710.5192 | 337.3116 | 280.2409 | 269.5929 | 166.513 | 111.4825 | 73.5355 | 147.2678 | 81.3651 | 66.1194 | 53.6877 | 43.2601 | 0 | 0 | 0 | 0 | 0 | 0 | 0 | 0 | 0 | 0 | 0 | 0 | 0 | 0 | 0 | 0 | 0 | 0 | 0 | 0 | 0 | 0 | 0 | 0 | 0 | 0 | 0 | 0 | 0 | 0 | 0 | 0 | 0 | 0 | 0 | 0 | 0 | 29544.6365 | 31.4762 | 83.8557 |  |  |  |  | 0 | 0 | 0 | 0 | 0 | 0 | 0 | 0 | 0 | 0 | 0 | 0 | 0 | 0 | 0 | 0 | 0 | 0 | 0 | 0 | 0 | 0 | 0 | 0 | 0 | 0 | 0 | 0 | 0 | 0 | 0 | 0 | 0 | 0 | 0 | 0 | 0 | 0 | 0 | 0 | 0 | 0 | 0 | 0 | 0.88007 | [8 empty] | 0.88007
|  |  |  | 2030 |  |  | 2030 | 0.021661 | 0.26968 | 7.0109 | 211.2495 | 3654.3588 | 10845.6326 | 823.9517 | 1350.275 | 1157.5994 | 982.8684 | 878.5961 | 844.7236 | 965.1184 | 1011.0164 | 1045.8191 | 1102.4289 | 1011.5972 | 928.4651 | 809.0719 | 387.9554 | 325.5528 | 316.3281 | 197.3407 | 133.4487 | 88.9087 | 179.8433 | 98.4797 | 80.6168 | 65.9417 | 53.5257 | 43.1168 | 0 | 0 | 0 | 0 | 0 | 0 | 0 | 0 | 0 | 0 | 0 | 0 | 0 | 0 | 0 | 0 | 0 | 0 | 0 | 0 | 0 | 0 | 0 | 0 | 0 | 0 | 0 | 0 | 0 | 0 | 0 | 0 | 0 | 0 | 0 | 0 | 29601.1331 | 30.887 | 82.9932 |  |  |  |  | 0 | 0 | 0 | 0 | 0 | 0 | 0 | 0 | 0 | 0 | 0 | 0 | 0 | 0 | 0 | 0 | 0 | 0 | 0 | 0 | 0 | 0 | 0 | 0 | 0 | 0 | 0 | 0 | 0 | 0 | 0 | 0 | 0 | 0 | 0 | 0 | 0 | 0 | 0 | 0 | 0 | 0 | 0 | 0 | 0.89224 | [8 empty] | 0.89224
|  |  |  | 2031 |  |  | 2031 | 0.012441 | 0.17116 | 4.9173 | 163.7355 | 3130.0523 | 10265.7005 | 823.9517 | 1363.8341 | 1180.9648 | 1012.7759 | 914.4219 | 887.9965 | 1024.7468 | 1084.2602 | 1132.8469 | 1206.1589 | 1117.8947 | 1036.3302 | 912.1348 | 441.7668 | 374.4312 | 367.4749 | 231.5506 | 158.1551 | 106.4271 | 217.441 | 118.3222 | 97.574 | 80.4003 | 65.7428 | 53.3484 | 43.0117 | 0 | 0 | 0 | 0 | 0 | 0 | 0 | 0 | 0 | 0 | 0 | 0 | 0 | 0 | 0 | 0 | 0 | 0 | 0 | 0 | 0 | 0 | 0 | 0 | 0 | 0 | 0 | 0 | 0 | 0 | 0 | 0 | 0 | 0 | 0 | 29618.5528 | 30.3691 | 82.1197 |  |  |  |  | 0 | 0 | 0 | 0 | 0 | 0 | 0 | 0 | 0 | 0 | 0 | 0 | 0 | 0 | 0 | 0 | 0 | 0 | 0 | 0 | 0 | 0 | 0 | 0 | 0 | 0 | 0 | 0 | 0 | 0 | 0 | 0 | 0 | 0 | 0 | 0 | 0 | 0 | 0 | 0 | 0 | 0 | 0 | 0 | 0.90357 | [8 empty] | 0.90357
|  |  |  | 2032 |  |  | 2032 | 0.0070742 | 0.10755 | 3.4146 | 125.6465 | 2654.3163 | 9620.1748 | 815.76 | 1363.8341 | 1192.8238 | 1033.2181 | 942.2466 | 924.2056 | 1077.2418 | 1151.2495 | 1214.9167 | 1306.5293 | 1223.08 | 1145.2266 | 1018.1028 | 498.0409 | 426.3668 | 422.6475 | 268.9898 | 185.572 | 126.1307 | 260.2852 | 141.1227 | 117.234 | 97.3119 | 80.1577 | 65.525 | 53.2183 | 42.8873 | 0 | 0 | 0 | 0 | 0 | 0 | 0 | 0 | 0 | 0 | 0 | 0 | 0 | 0 | 0 | 0 | 0 | 0 | 0 | 0 | 0 | 0 | 0 | 0 | 0 | 0 | 0 | 0 | 0 | 0 | 0 | 0 | 0 | 0 | 29597.5917 | 29.9193 | 81.2423 |  |  |  |  | 0 | 0 | 0 | 0.40084 | 0 | 0 | 0 | 0 | 0 | 0 | 0 | 0 | 0 | 0 | 0 | 0 | 0 | 0 | 0 | 0 | 0 | 0 | 0 | 0 | 0 | 0 | 0 | 0 | 0 | 0 | 0 | 0 | 0 | 0 | 0 | 0 | 0 | 0 | 0 | 0 | 0 | 0 | 0 | 0.40084 | 0.91408 | [8 empty] | 0.91408
|  |  |  | 2033 |  |  | 2033 | 0.0039826 | 0.066912 | 2.3476 | 95.4594 | 2228.5092 | 8925.6121 | 799.6202 | 1350.275 | 1192.8238 | 1043.5935 | 961.2652 | 952.328 | 1121.1675 | 1210.2249 | 1289.9785 | 1401.1817 | 1324.8584 | 1252.9836 | 1125.0839 | 555.9012 | 480.6791 | 481.2708 | 309.3758 | 215.5769 | 147.9961 | 308.4736 | 167.0856 | 139.8249 | 116.9191 | 97.0183 | 79.8922 | 65.3653 | 53.0644 | 42.7578 | 0 | 0 | 0 | 0 | 0 | 0 | 0 | 0 | 0 | 0 | 0 | 0 | 0 | 0 | 0 | 0 | 0 | 0 | 0 | 0 | 0 | 0 | 0 | 0 | 0 | 0 | 0 | 0 | 0 | 0 | 0 | 0 | 0 | 29538.5847 | 29.5333 | 80.3675 |  |  |  |  | 0 | 0 | 0 | 0.46124 | 0.40699 | 0 | 0 | 0 | 0 | 0 | 0 | 0 | 0 | 0 | 0 | 0 | 0 | 0 | 0 | 0 | 0 | 0 | 0 | 0 | 0 | 0 | 0 | 0 | 0 | 0 | 0 | 0 | 0 | 0 | 0 | 0 | 0 | 0 | 0 | 0 | 0 | 0 | 0 | 0.86823 | 0.92378 | [8 empty] | 0.92378
|  |  |  | 2034 |  |  | 2034 | 0.0022198 | 0.041214 | 1.5979 | 71.8039 | 1852.4088 | 8198.8648 | 776.0072 | 1323.5598 | 1180.9648 | 1043.5935 | 970.918 | 971.5501 | 1155.2833 | 1259.5732 | 1356.0606 | 1487.7515 | 1420.8387 | 1357.2505 | 1230.9456 | 614.3147 | 536.5224 | 542.5771 | 352.2878 | 247.9436 | 171.9254 | 361.9489 | 196.3777 | 165.549 | 139.4493 | 116.5664 | 96.6969 | 79.6974 | 65.1763 | 52.9042 | 42.6202 | 0 | 0 | 0 | 0 | 0 | 0 | 0 | 0 | 0 | 0 | 0 | 0 | 0 | 0 | 0 | 0 | 0 | 0 | 0 | 0 | 0 | 0 | 0 | 0 | 0 | 0 | 0 | 0 | 0 | 0 | 0 | 0 | 29441.5731 | 29.2053 | 79.5016 |  |  |  |  | 0 | 0 | 0 | 0.52884 | 0.46831 | 0.41227 | 0 | 0 | 0 | 0 | 0 | 0 | 0 | 0 | 0 | 0 | 0 | 0 | 0 | 0 | 0 | 0 | 0 | 0 | 0 | 0 | 0 | 0 | 0 | 0 | 0 | 0 | 0 | 0 | 0 | 0 | 0 | 0 | 0 | 0 | 0 | 0 | 0 | 1.4094 | 0.93271 | [8 empty] | 0.93271
|  |  |  | 2035 |  |  | 2035 | 0.001225 | 0.025133 | 1.0768 | 53.4734 | 1524.4736 | 7456.4158 | 745.6044 | 1284.4748 | 1157.5994 | 1033.2181 | 970.918 | 981.3062 | 1178.6019 | 1297.9005 | 1411.3554 | 1563.9651 | 1508.623 | 1455.5774 | 1333.3786 | 672.117 | 592.8996 | 605.6115 | 397.1637 | 282.3346 | 197.7383 | 420.4721 | 229.1167 | 194.5717 | 165.1042 | 139.0286 | 116.1802 | 96.4612 | 79.467 | 64.9795 | 52.734 | 42.4761 | 0 | 0 | 0 | 0 | 0 | 0 | 0 | 0 | 0 | 0 | 0 | 0 | 0 | 0 | 0 | 0 | 0 | 0 | 0 | 0 | 0 | 0 | 0 | 0 | 0 | 0 | 0 | 0 | 0 | 0 | 0 | 29306.4447 | 28.9288 | 78.6497 |  |  |  |  | 0 | 0 | 0 | 0.60416 | 0.53695 | 0.4744 | 0.4167 | 0 | 0 | 0 | 0 | 0 | 0 | 0 | 0 | 0 | 0 | 0 | 0 | 0 | 0 | 0 | 0 | 0 | 0 | 0 | 0 | 0 | 0 | 0 | 0 | 0 | 0 | 0 | 0 | 0 | 0 | 0 | 0 | 0 | 0 | 0 | 0 | 2.0322 | 0.94091 | [8 empty] | 0.94091
|  |  |  | 2036 |  |  | 2036 | 0.00066925 | 0.015175 | 0.71846 | 39.4265 | 1242.1203 | 6713.7811 | 709.2704 | 1234.151 | 1123.4153 | 1012.7759 | 961.2652 | 981.3062 | 1190.4372 | 1324.0977 | 1454.3013 | 1627.7374 | 1585.9057 | 1545.508 | 1429.9761 | 728.0471 | 648.6868 | 669.2484 | 443.3046 | 318.2996 | 225.1656 | 483.6016 | 265.3581 | 227.0095 | 194.049 | 164.6061 | 138.568 | 115.897 | 96.1823 | 79.227 | 64.7704 | 52.5556 | 42.323 | 0 | 0 | 0 | 0 | 0 | 0 | 0 | 0 | 0 | 0 | 0 | 0 | 0 | 0 | 0 | 0 | 0 | 0 | 0 | 0 | 0 | 0 | 0 | 0 | 0 | 0 | 0 | 0 | 0 | 0 | 29133.1094 | 28.6916 | 77.8066 |  |  |  |  | 0 | 0 | 0 | 0.68773 | 0.61343 | 0.54392 | 0.47949 | 0.42087 | 0 | 0 | 0 | 0 | 0 | 0 | 0 | 0 | 0 | 0 | 0 | 0 | 0 | 0 | 0 | 0 | 0 | 0 | 0 | 0 | 0 | 0 | 0 | 0 | 0 | 0 | 0 | 0 | 0 | 0 | 0 | 0 | 0 | 0 | 0 | 2.7454 | 0.94839 | [8 empty] | 0.94839
|  |  |  | 2037 |  |  | 2037 | 0.00036201 | 0.0090707 | 0.47459 | 28.7805 | 1002.0008 | 5985.0104 | 667.9991 | 1174.0096 | 1079.4015 | 982.8684 | 942.2466 | 971.5501 | 1190.4372 | 1337.394 | 1483.6554 | 1677.2675 | 1650.5727 | 1624.6802 | 1518.325 | 780.7909 | 702.6673 | 732.2195 | 489.8865 | 355.2783 | 253.8481 | 550.6797 | 305.0838 | 262.9177 | 226.3997 | 193.4636 | 164.0608 | 138.2303 | 115.5619 | 95.8918 | 78.972 | 64.5513 | 52.3662 | 42.1586 | 0 | 0 | 0 | 0 | 0 | 0 | 0 | 0 | 0 | 0 | 0 | 0 | 0 | 0 | 0 | 0 | 0 | 0 | 0 | 0 | 0 | 0 | 0 | 0 | 0 | 0 | 0 | 0 | 0 | 28921.7113 | 28.4892 | 76.9825 |  |  |  |  | 0 | 0 | 0 | 0.78005 | 0.69828 | 0.62139 | 0.54976 | 0.48428 | 0.42418 | 0 | 0 | 0 | 0 | 0 | 0 | 0 | 0 | 0 | 0 | 0 | 0 | 0 | 0 | 0 | 0 | 0 | 0 | 0 | 0 | 0 | 0 | 0 | 0 | 0 | 0 | 0 | 0 | 0 | 0 | 0 | 0 | 0 | 0 | 3.5579 | 0.95521 | [8 empty] | 0.95521
|  |  |  | 2038 |  |  | 2038 | 0.00019387 | 0.0053681 | 0.31039 | 20.8004 | 800.2638 | 5282.303 | 622.8745 | 1105.6959 | 1026.8012 | 944.3611 | 914.4219 | 952.328 | 1178.6019 | 1337.394 | 1498.5539 | 1711.122 | 1700.7977 | 1690.9283 | 1596.1047 | 829.0309 | 753.5724 | 793.1511 | 535.981 | 392.6105 | 283.3391 | 620.8275 | 348.1908 | 302.2781 | 262.2114 | 225.7167 | 192.8227 | 163.661 | 137.8305 | 115.2129 | 95.5832 | 78.705 | 64.3187 | 52.1628 | 41.984 | 0 | 0 | 0 | 0 | 0 | 0 | 0 | 0 | 0 | 0 | 0 | 0 | 0 | 0 | 0 | 0 | 0 | 0 | 0 | 0 | 0 | 0 | 0 | 0 | 0 | 0 | 0 | 0 | 28672.8588 | 28.3134 | 76.1788 |  |  |  |  | 0 | 0 | 0 | 0.88159 | 0.79202 | 0.70735 | 0.62806 | 0.55526 | 0.4881 | 0.42683 | 0 | 0 | 0 | 0 | 0 | 0 | 0 | 0 | 0 | 0 | 0 | 0 | 0 | 0 | 0 | 0 | 0 | 0 | 0 | 0 | 0 | 0 | 0 | 0 | 0 | 0 | 0 | 0 | 0 | 0 | 0 | 0 | 0 | 4.4792 | 0.9614 | [8 empty] | 0.9614
|  |  |  | 2039 |  |  | 2039 | 0.00010279 | 0.0031453 | 0.20097 | 14.8834 | 632.789 | 4615.7511 | 575.024 | 1031.0041 | 967.0533 | 898.3415 | 878.5961 | 924.2056 | 1155.2833 | 1324.0977 | 1498.5539 | 1728.3047 | 1735.1271 | 1742.3812 | 1661.1876 | 871.4999 | 800.1308 | 850.6114 | 580.5826 | 429.5521 | 313.1121 | 692.9527 | 394.4814 | 344.9886 | 301.466 | 261.4203 | 224.969 | 192.3527 | 163.1877 | 137.4143 | 114.8422 | 95.2601 | 78.4214 | 64.0689 | 51.9468 | 41.7914 | 0 | 0 | 0 | 0 | 0 | 0 | 0 | 0 | 0 | 0 | 0 | 0 | 0 | 0 | 0 | 0 | 0 | 0 | 0 | 0 | 0 | 0 | 0 | 0 | 0 | 0 | 0 | 28387.8403 | 28.1557 | 75.3957 |  |  |  |  | 0 | 0 | 0 | 0.99276 | 0.89511 | 0.8023 | 0.71494 | 0.63434 | 0.55963 | 0.49114 | 0.42884 | 0 | 0 | 0 | 0 | 0 | 0 | 0 | 0 | 0 | 0 | 0 | 0 | 0 | 0 | 0 | 0 | 0 | 0 | 0 | 0 | 0 | 0 | 0 | 0 | 0 | 0 | 0 | 0 | 0 | 0 | 0 | 0 | 5.5191 | 0.967 | [8 empty] | 0.967
|  |  |  | 2040 |  |  | 2040 | 5.396e-05 | 0.0018246 | 0.12884 | 10.5438 | 495.3878 | 3993.2098 | 525.5717 | 951.8002 | 901.7271 | 846.0684 | 835.7813 | 887.9965 | 1121.1675 | 1297.9005 | 1483.6554 | 1728.3047 | 1752.5509 | 1777.55 | 1711.7355 | 907.0363 | 841.1193 | 903.1652 | 622.6433 | 465.2973 | 342.5735 | 765.7674 | 443.6568 | 390.8535 | 344.0618 | 300.5566 | 260.5543 | 224.4206 | 191.7965 | 162.6949 | 136.9721 | 114.4538 | 94.9167 | 78.1168 | 63.8035 | 51.7084 | 41.5793 | 0 | 0 | 0 | 0 | 0 | 0 | 0 | 0 | 0 | 0 | 0 | 0 | 0 | 0 | 0 | 0 | 0 | 0 | 0 | 0 | 0 | 0 | 0 | 0 | 0 | 0 | 28068.8298 | 28.0079 | 74.6321 |  |  |  |  | 0 | 0 | 0 | 1.1139 | 1.008 | 0.90673 | 0.81092 | 0.72209 | 0.63934 | 0.56312 | 0.49346 | 0.43025 | 0 | 0 | 0 | 0 | 0 | 0 | 0 | 0 | 0 | 0 | 0 | 0 | 0 | 0 | 0 | 0 | 0 | 0 | 0 | 0 | 0 | 0 | 0 | 0 | 0 | 0 | 0 | 0 | 0 | 0 | 0 | 6.6878 | 0.97204 | [8 empty] | 0.97204
|  |  |  | 2041 |  |  | 2041 | 2.8044e-05 | 0.0010479 | 0.081771 | 7.3952 | 383.9656 | 3420.2869 | 475.5966 | 869.9451 | 832.4545 | 788.915 | 787.1485 | 844.7236 | 1077.2418 | 1259.5732 | 1454.3013 | 1711.122 | 1752.5509 | 1795.3998 | 1746.2858 | 934.6363 | 875.4169 | 949.4319 | 661.1124 | 499.006 | 371.0807 | 837.8201 | 495.312 | 439.5766 | 389.8035 | 343.0239 | 299.5609 | 259.9192 | 223.7716 | 191.2173 | 162.1713 | 136.509 | 114.0413 | 94.5481 | 77.7932 | 63.5107 | 51.4461 | 41.3412 | 0 | 0 | 0 | 0 | 0 | 0 | 0 | 0 | 0 | 0 | 0 | 0 | 0 | 0 | 0 | 0 | 0 | 0 | 0 | 0 | 0 | 0 | 0 | 0 | 0 | 27719.039 | 27.8621 | 73.8858 |  |  |  |  | 0 | 0 | 0 | 1.2454 | 1.131 | 1.0211 | 0.91647 | 0.81902 | 0.72777 | 0.64333 | 0.56578 | 0.49508 | 0.43107 | 0 | 0 | 0 | 0 | 0 | 0 | 0 | 0 | 0 | 0 | 0 | 0 | 0 | 0 | 0 | 0 | 0 | 0 | 0 | 0 | 0 | 0 | 0 | 0 | 0 | 0 | 0 | 0 | 0 | 0 | 7.996 | 0.97656 | [8 empty] | 0.97656
|  |  |  | 2042 |  |  | 2042 | 1.443e-05 | 0.00059589 | 0.051383 | 5.1353 | 294.6457 | 2900.4382 | 426.0947 | 787.2244 | 760.8632 | 728.3088 | 733.9752 | 795.5705 | 1024.7468 | 1210.2249 | 1411.3554 | 1677.2675 | 1735.1271 | 1795.3998 | 1763.8215 | 953.5013 | 902.0547 | 988.146 | 694.9794 | 529.8363 | 397.9639 | 907.5392 | 548.9361 | 490.7568 | 438.3957 | 388.6276 | 341.8875 | 298.8308 | 259.1676 | 223.0959 | 190.602 | 161.623 | 136.017 | 113.5984 | 94.1565 | 77.4362 | 63.1885 | 51.1514 | 41.0758 | 0 | 0 | 0 | 0 | 0 | 0 | 0 | 0 | 0 | 0 | 0 | 0 | 0 | 0 | 0 | 0 | 0 | 0 | 0 | 0 | 0 | 0 | 0 | 0 | 27342.8189 | 27.7109 | 73.1541 |  |  |  |  | 0 | 0 | 0 | 1.3874 | 1.2645 | 1.1457 | 1.032 | 0.92563 | 0.82547 | 0.73232 | 0.64637 | 0.56764 | 0.49603 | 0.43133 | 0 | 0 | 0 | 0 | 0 | 0 | 0 | 0 | 0 | 0 | 0 | 0 | 0 | 0 | 0 | 0 | 0 | 0 | 0 | 0 | 0 | 0 | 0 | 0 | 0 | 0 | 0 | 0 | 0 | 9.4544 | 0.98061 | [8 empty] | 0.98061
|  |  |  | 2043 |  |  | 2043 | 7.3515e-06 | 0.00033547 | 0.031967 | 3.5305 | 223.8559 | 2435.148 | 377.9499 | 705.2871 | 688.5148 | 665.674 | 677.5897 | 741.8283 | 965.1184 | 1151.2495 | 1356.0606 | 1627.7374 | 1700.7977 | 1777.55 | 1763.8215 | 963.0762 | 920.2621 | 1018.2141 | 723.3179 | 556.9784 | 422.5515 | 973.2865 | 603.9152 | 543.8877 | 489.4384 | 437.0732 | 387.3401 | 341.0542 | 297.9666 | 258.385 | 222.378 | 189.9575 | 161.0405 | 135.4887 | 113.1279 | 93.7244 | 77.0434 | 62.8266 | 50.8231 | 40.7792 | 0 | 0 | 0 | 0 | 0 | 0 | 0 | 0 | 0 | 0 | 0 | 0 | 0 | 0 | 0 | 0 | 0 | 0 | 0 | 0 | 0 | 0 | 0 | 26945.6821 | 27.5476 | 72.4334 |  |  |  |  | 0 | 0 | 0 | 1.54 | 1.4087 | 1.2809 | 1.158 | 1.0424 | 0.93292 | 0.83062 | 0.73578 | 0.64849 | 0.56872 | 0.49632 | 0.43102 | 0 | 0 | 0 | 0 | 0 | 0 | 0 | 0 | 0 | 0 | 0 | 0 | 0 | 0 | 0 | 0 | 0 | 0 | 0 | 0 | 0 | 0 | 0 | 0 | 0 | 0 | 0 | 0 | 11.0739 | 0.98422 | [8 empty] | 0.98422
|  |  |  | 2044 |  |  | 2044 | 3.7079e-06 | 0.00018698 | 0.01969 | 2.4031 | 168.3827 | 2024.1737 | 331.912 | 625.5961 | 616.8516 | 602.377 | 619.3168 | 684.8395 | 899.9229 | 1084.2602 | 1289.9785 | 1563.9651 | 1650.5727 | 1742.3812 | 1746.2858 | 963.0762 | 929.5032 | 1038.7661 | 745.3276 | 579.6898 | 444.1977 | 1033.4195 | 659.5403 | 598.3612 | 542.4266 | 487.9619 | 435.6252 | 386.3961 | 340.0679 | 297.0669 | 257.5535 | 221.6261 | 189.2728 | 160.415 | 134.9275 | 112.6088 | 93.2489 | 76.6022 | 62.4233 | 50.456 | 40.4468 | 0 | 0 | 0 | 0 | 0 | 0 | 0 | 0 | 0 | 0 | 0 | 0 | 0 | 0 | 0 | 0 | 0 | 0 | 0 | 0 | 0 | 0 | 26534.2455 | 27.3666 | 71.72 |  |  |  |  | 0 | 0 | 0 | 1.7033 | 1.5637 | 1.427 | 1.2947 | 1.1696 | 1.0506 | 0.93874 | 0.83455 | 0.73819 | 0.64973 | 0.56906 | 0.49597 | 0.43016 | 0 | 0 | 0 | 0 | 0 | 0 | 0 | 0 | 0 | 0 | 0 | 0 | 0 | 0 | 0 | 0 | 0 | 0 | 0 | 0 | 0 | 0 | 0 | 0 | 0 | 0 | 0 | 12.8652 | 0.98742 | [8 empty] | 0.98742
|  |  |  | 2045 |  |  | 2045 | 1.8515e-06 | 0.00010318 | 0.012007 | 1.6195 | 125.397 | 1665.8307 | 288.5841 | 549.3925 | 547.153 | 539.6793 | 560.4277 | 625.9431 | 830.7889 | 1011.0164 | 1214.9167 | 1487.7515 | 1585.9057 | 1690.9283 | 1711.7355 | 953.5013 | 929.5032 | 1049.1971 | 760.3716 | 597.3291 | 462.3103 | 1086.3588 | 715.0196 | 653.4747 | 596.7537 | 540.7902 | 486.3453 | 434.5635 | 385.2787 | 339.041 | 296.1108 | 256.6826 | 220.8273 | 188.5377 | 159.7506 | 134.3083 | 112.0375 | 92.7149 | 76.1104 | 61.9725 | 50.0448 | 40.0795 | 0 | 0 | 0 | 0 | 0 | 0 | 0 | 0 | 0 | 0 | 0 | 0 | 0 | 0 | 0 | 0 | 0 | 0 | 0 | 0 | 0 | 26116.0971 | 27.1629 | 71.0104 |  |  |  |  | 0 | 0 | 0 | 1.8771 | 1.7294 | 1.584 | 1.4423 | 1.3076 | 1.1788 | 1.0571 | 0.94317 | 0.83729 | 0.7396 | 0.65011 | 0.56866 | 0.49498 | 0.42875 | 0 | 0 | 0 | 0 | 0 | 0 | 0 | 0 | 0 | 0 | 0 | 0 | 0 | 0 | 0 | 0 | 0 | 0 | 0 | 0 | 0 | 0 | 0 | 0 | 0 | 0 | 14.8389 | 0.99025 | [8 empty] | 0.99025
|  |  |  | 2046 |  |  | 2046 | 9.155e-07 | 5.6374e-05 | 0.0072495 | 1.0805 | 92.4565 | 1357.2961 | 248.4176 | 477.6746 | 480.5045 | 478.7004 | 502.0962 | 566.4239 | 759.3408 | 933.348 | 1132.8469 | 1401.1817 | 1508.623 | 1624.6802 | 1661.1876 | 934.6363 | 920.2621 | 1049.1971 | 768.007 | 609.3858 | 476.3778 | 1130.6563 | 769.4949 | 708.4438 | 651.7192 | 594.9535 | 538.9987 | 485.1599 | 433.3068 | 384.1153 | 337.95 | 295.1096 | 255.7575 | 219.9696 | 187.7569 | 159.0175 | 133.6269 | 111.3958 | 92.1197 | 75.5607 | 61.4674 | 49.5903 | 39.6756 | 0 | 0 | 0 | 0 | 0 | 0 | 0 | 0 | 0 | 0 | 0 | 0 | 0 | 0 | 0 | 0 | 0 | 0 | 0 | 0 | 25699.5781 | 26.9327 | 70.3011 |  |  |  |  | 0 | 0 | 0 | 2.0613 | 1.9059 | 1.7519 | 1.601 | 1.4567 | 1.3179 | 1.1862 | 1.0621 | 0.94627 | 0.83889 | 0.74004 | 0.64965 | 0.56752 | 0.49336 | 0.42678 | 0 | 0 | 0 | 0 | 0 | 0 | 0 | 0 | 0 | 0 | 0 | 0 | 0 | 0 | 0 | 0 | 0 | 0 | 0 | 0 | 0 | 0 | 0 | 0 | 0 | 17.0054 | 0.99275 | [8 empty] | 0.99275
|  |  |  | 2047 |  |  | 2047 | 4.4804e-07 | 3.0494e-05 | 0.0043334 | 0.71375 | 67.4914 | 1094.9115 | 211.7157 | 411.1897 | 417.7793 | 420.3902 | 445.3639 | 507.4683 | 687.1372 | 853.0798 | 1045.8191 | 1306.5293 | 1420.8387 | 1545.508 | 1596.1047 | 907.0363 | 902.0547 | 1038.7661 | 768.007 | 615.5051 | 485.9932 | 1165.0608 | 822.0624 | 762.4181 | 706.5406 | 649.7531 | 592.9825 | 537.685 | 483.757 | 431.9984 | 382.8791 | 336.8073 | 294.046 | 254.7642 | 219.0586 | 186.8952 | 158.2108 | 132.8617 | 110.6807 | 91.4544 | 74.9449 | 60.9092 | 49.0905 | 39.2337 | 0 | 0 | 0 | 0 | 0 | 0 | 0 | 0 | 0 | 0 | 0 | 0 | 0 | 0 | 0 | 0 | 0 | 0 | 0 | 25293.5015 | 26.6737 | 69.5897 |  |  |  |  | 0 | 0 | 0 | 2.2553 | 2.0929 | 1.9307 | 1.7707 | 1.617 | 1.4682 | 1.3262 | 1.1918 | 1.0656 | 0.94808 | 0.83938 | 0.73952 | 0.64836 | 0.56566 | 0.49109 | 0.42426 | 0 | 0 | 0 | 0 | 0 | 0 | 0 | 0 | 0 | 0 | 0 | 0 | 0 | 0 | 0 | 0 | 0 | 0 | 0 | 0 | 0 | 0 | 0 | 0 | 19.3746 | 0.99495 | [8 empty] | 0.99495
|  |  |  | 2048 |  |  | 2048 | 2.1707e-07 | 1.6331e-05 | 0.0025646 | 0.46679 | 48.7776 | 874.4683 | 178.6424 | 350.4394 | 359.6309 | 365.5123 | 391.1144 | 450.129 | 615.6174 | 771.9628 | 955.8784 | 1206.1589 | 1324.8584 | 1455.5774 | 1518.325 | 871.4999 | 875.4169 | 1018.2141 | 760.3716 | 615.5051 | 490.8734 | 1188.5768 | 871.7964 | 814.5022 | 760.37 | 704.4091 | 647.6006 | 591.5372 | 536.1301 | 482.2962 | 430.6081 | 381.5845 | 335.5934 | 292.904 | 253.709 | 218.0533 | 185.947 | 157.3047 | 132.0087 | 109.8813 | 90.709 | 74.2643 | 60.2953 | 48.5438 | 38.7636 | 0 | 0 | 0 | 0 | 0 | 0 | 0 | 0 | 0 | 0 | 0 | 0 | 0 | 0 | 0 | 0 | 0 | 0 | 24906.8317 | 26.3847 | 68.8746 |  |  |  |  | 0 | 0 | 0 | 2.4588 | 2.2899 | 2.12 | 1.9514 | 1.7884 | 1.6297 | 1.4773 | 1.3324 | 1.1957 | 1.0676 | 0.94864 | 0.83879 | 0.73804 | 0.64623 | 0.56306 | 0.48819 | 0.42118 | 0 | 0 | 0 | 0 | 0 | 0 | 0 | 0 | 0 | 0 | 0 | 0 | 0 | 0 | 0 | 0 | 0 | 0 | 0 | 0 | 0 | 0 | 0 | 21.9554 | 0.99687 | [8 empty] | 0.99687
|  |  |  | 2049 |  |  | 2049 | 1.0434e-07 | 8.6587e-06 | 0.0015027 | 0.30225 | 34.9022 | 691.4644 | 149.2371 | 295.6953 | 306.4981 | 314.6386 | 340.0581 | 395.299 | 546.0582 | 691.614 | 864.9866 | 1102.4289 | 1223.08 | 1357.2505 | 1429.9761 | 829.0309 | 841.1193 | 988.146 | 745.3276 | 609.3858 | 490.8734 | 1200.5122 | 917.7757 | 863.7787 | 812.3141 | 758.0761 | 702.0756 | 646.0222 | 589.8266 | 534.5112 | 480.7441 | 429.1521 | 380.2092 | 334.29 | 291.6908 | 252.5447 | 216.947 | 184.8821 | 156.2949 | 131.0554 | 108.9858 | 89.8853 | 73.5158 | 59.6238 | 47.9622 | 38.2639 | 0 | 0 | 0 | 0 | 0 | 0 | 0 | 0 | 0 | 0 | 0 | 0 | 0 | 0 | 0 | 0 | 0 | 24548.3133 | 26.066 | 68.1555 |  |  |  |  | 0 | 0 | 0 | 2.671 | 2.4965 | 2.3196 | 2.1428 | 1.9709 | 1.8025 | 1.6399 | 1.4843 | 1.3368 | 1.198 | 1.0683 | 0.94797 | 0.83712 | 0.73562 | 0.64326 | 0.55973 | 0.48464 | 0.41755 | 0 | 0 | 0 | 0 | 0 | 0 | 0 | 0 | 0 | 0 | 0 | 0 | 0 | 0 | 0 | 0 | 0 | 0 | 0 | 0 | 0 | 0 | 24.7564 | 0.99854 | [8 empty] | 0.99854
|  |  |  | 2050 |  |  | 2050 | 4.9415e-08 | 4.5453e-06 | 0.0008717 | 0.19376 | 24.7255 | 541.3227 | 123.4325 | 247.0225 | 258.6182 | 268.1531 | 292.7273 | 343.6965 | 479.5431 | 613.4679 | 774.9555 | 997.602 | 1117.8947 | 1252.9836 | 1333.3786 | 780.7909 | 800.1308 | 949.4319 | 723.3179 | 597.3291 | 485.9932 | 1200.5122 | 959.1118 | 909.3352 | 861.4583 | 809.8635 | 755.5648 | 700.3644 | 644.154 | 588.0455 | 532.791 | 479.1186 | 427.6054 | 378.7325 | 332.9054 | 290.3522 | 251.2635 | 215.7046 | 183.6952 | 155.1661 | 129.9872 | 107.9961 | 88.9794 | 72.6971 | 58.9094 | 47.3438 | 37.7461 | 0 | 0 | 0 | 0 | 0 | 0 | 0 | 0 | 0 | 0 | 0 | 0 | 0 | 0 | 0 | 0 | 24226.1157 | 25.7196 | 67.4334 |  |  |  |  | 0 | 0 | 0 | 2.891 | 2.7119 | 2.5289 | 2.3445 | 2.1642 | 1.9864 | 1.8137 | 1.6476 | 1.4892 | 1.3393 | 1.1987 | 1.0675 | 0.94608 | 0.83437 | 0.73224 | 0.63946 | 0.55567 | 0.48047 | 0.4134 | 0 | 0 | 0 | 0 | 0 | 0 | 0 | 0 | 0 | 0 | 0 | 0 | 0 | 0 | 0 | 0 | 0 | 0 | 0 | 0 | 0 | 27.7848 | 1 | [8 empty] | 1
|  |  |  | 2051 |  |  | 2051 | 2.3163e-08 | 2.3623e-06 | 0.00050065 | 0.12298 | 17.342 | 419.5689 | 101.0748 | 204.3098 | 216.0485 | 226.2633 | 249.479 | 295.8593 | 416.9434 | 538.7417 | 687.3926 | 893.7678 | 1011.5972 | 1145.2266 | 1230.9456 | 728.0471 | 753.5724 | 903.1652 | 694.9794 | 579.6898 | 476.3778 | 1188.5768 | 994.9772 | 950.2911 | 906.8923 | 858.8595 | 807.1806 | 753.7232 | 698.3391 | 642.2089 | 586.1531 | 530.9895 | 477.3918 | 425.9446 | 377.1639 | 331.3777 | 288.8792 | 249.8245 | 214.3198 | 182.3686 | 153.9014 | 128.8068 | 106.9077 | 87.9884 | 71.8261 | 58.15 | 46.7033 | 37.2164 | 0 | 0 | 0 | 0 | 0 | 0 | 0 | 0 | 0 | 0 | 0 | 0 | 0 | 0 | 0 | 23947.4773 | 25.3488 | 66.7107 |  |  |  |  | 0 | 0 | 0 | 3.118 | 2.9354 | 2.7471 | 2.5561 | 2.368 | 2.1813 | 1.9988 | 1.8223 | 1.653 | 1.492 | 1.3401 | 1.1978 | 1.0654 | 0.94297 | 0.83054 | 0.72791 | 0.63482 | 0.55089 | 0.4757 | 0.40876 | 0 | 0 | 0 | 0 | 0 | 0 | 0 | 0 | 0 | 0 | 0 | 0 | 0 | 0 | 0 | 0 | 0 | 0 | 0 | 0 | 31.0469 | 1 | [8 empty] | 1
|  |  |  | 2052 |  |  | 2052 | 1.103e-08 | 1.2155e-06 | 0.00028468 | 0.077276 | 12.0424 | 321.9667 | 81.944 | 167.3026 | 178.6915 | 189.0194 | 210.5065 | 252.1483 | 358.9113 | 468.4141 | 603.6616 | 792.7802 | 906.3064 | 1036.3302 | 1125.0839 | 672.117 | 702.6673 | 850.6114 | 661.1124 | 556.9784 | 462.3103 | 1165.0608 | 1024.6328 | 985.8267 | 947.7383 | 904.1564 | 856.0142 | 805.2132 | 751.5436 | 696.2303 | 640.1422 | 584.1712 | 529.0758 | 475.5376 | 424.1805 | 375.4331 | 329.6965 | 287.2248 | 248.2207 | 212.772 | 180.8822 | 152.5039 | 127.5086 | 105.7171 | 86.9342 | 70.9001 | 57.3632 | 46.0479 | 36.6858 | 0 | 0 | 0 | 0 | 0 | 0 | 0 | 0 | 0 | 0 | 0 | 0 | 0 | 0 | 23718.3969 | 24.9582 | 65.9911 |  |  |  |  | 0 | 0 | 0 | 3.3507 | 3.1658 | 2.9735 | 2.7766 | 2.5816 | 2.3866 | 2.1949 | 2.0083 | 1.8283 | 1.6562 | 1.4929 | 1.3392 | 1.1954 | 1.0619 | 0.93864 | 0.82562 | 0.72263 | 0.62935 | 0.54541 | 0.47035 | 0.40366 | 0 | 0 | 0 | 0 | 0 | 0 | 0 | 0 | 0 | 0 | 0 | 0 | 0 | 0 | 0 | 0 | 0 | 0 | 0 | 34.5476 | 1 | [8 empty] | 1
|  |  |  | 2053 |  |  | 2053 | 4.8532e-09 | 6.1926e-07 | 0.00016027 | 0.048075 | 8.2792 | 244.6129 | 65.7736 | 135.6365 | 146.3246 | 156.336 | 175.8561 | 212.7587 | 305.8848 | 403.2181 | 524.8594 | 696.212 | 803.902 | 928.4651 | 1018.1028 | 614.3147 | 648.6868 | 793.1511 | 622.6433 | 529.8363 | 444.1977 | 1130.6563 | 1047.4532 | 1015.2096 | 983.1784 | 944.8792 | 901.1612 | 853.9278 | 802.8847 | 749.2742 | 693.9898 | 637.9777 | 582.0657 | 527.0209 | 473.5681 | 422.2339 | 373.5284 | 327.8083 | 285.3809 | 246.428 | 211.0378 | 179.2396 | 150.9669 | 126.0886 | 104.4504 | 85.8134 | 69.9408 | 56.5582 | 45.3913 | 36.1632 | 0 | 0 | 0 | 0 | 0 | 0 | 0 | 0 | 0 | 0 | 0 | 0 | 0 | 23543.3764 | 24.5534 | 65.2793 |  |  |  |  | 0 | 0 | 0 | 3.5878 | 3.4021 | 3.2069 | 3.0054 | 2.8044 | 2.6019 | 2.4015 | 2.2053 | 2.0149 | 1.8318 | 1.6572 | 1.4919 | 1.3365 | 1.1915 | 1.057 | 0.93309 | 0.81963 | 0.71641 | 0.6231 | 0.53928 | 0.46449 | 0.39819 | 0 | 0 | 0 | 0 | 0 | 0 | 0 | 0 | 0 | 0 | 0 | 0 | 0 | 0 | 0 | 0 | 0 | 0 | 38.2903 | 1 | [8 empty] | 1
|  |  |  | 2054 |  |  | 2054 | 2.4266e-09 | 3.1233e-07 | 8.933e-05 | 0.029612 | 5.6354 | 183.996 | 52.2693 | 108.8708 | 118.6292 | 128.0184 | 145.4488 | 177.7377 | 258.1008 | 343.6456 | 451.8071 | 605.3282 | 705.9791 | 823.5569 | 912.1348 | 555.9012 | 592.8996 | 732.2195 | 580.5826 | 499.006 | 422.5515 | 1086.3588 | 1062.9484 | 1037.8201 | 1012.4824 | 980.2124 | 941.749 | 898.9647 | 851.4584 | 800.4603 | 746.8629 | 691.6432 | 635.6784 | 579.8051 | 524.8381 | 471.3948 | 420.0917 | 371.3892 | 325.7039 | 283.3198 | 244.4195 | 209.1214 | 177.4332 | 149.2856 | 124.5778 | 103.1038 | 84.6523 | 68.9593 | 55.7517 | 44.7447 | 35.6568 | 0 | 0 | 0 | 0 | 0 | 0 | 0 | 0 | 0 | 0 | 0 | 0 | 23425.236 | 24.1409 | 64.5808 |  |  |  |  | 0 | 0 | 0 | 3.8279 | 3.6429 | 3.4463 | 3.2414 | 3.0355 | 2.8265 | 2.6182 | 2.4129 | 2.2125 | 2.0187 | 1.8329 | 1.656 | 1.4889 | 1.3321 | 1.186 | 1.0508 | 0.92632 | 0.81258 | 0.70929 | 0.6161 | 0.53256 | 0.45819 | 0.3924 | 0 | 0 | 0 | 0 | 0 | 0 | 0 | 0 | 0 | 0 | 0 | 0 | 0 | 0 | 0 | 0 | 0 | 42.2767 | 1 | [8 empty] | 1
|  |  |  | 2055 |  |  | 2055 | 8.8241e-10 | 1.5596e-07 | 4.9295e-05 | 0.018058 | 3.7977 | 137.0245 | 41.1247 | 86.5181 | 95.2196 | 103.7878 | 119.1033 | 147.005 | 215.6162 | 289.9627 | 385.0559 | 521.0759 | 613.8203 | 723.2399 | 809.0719 | 498.0409 | 536.5224 | 669.2484 | 535.981 | 465.2973 | 397.9639 | 1033.4195 | 1070.7817 | 1053.1728 | 1035.0321 | 1009.4279 | 976.9651 | 939.4536 | 896.3651 | 848.8873 | 797.8843 | 744.3376 | 689.1504 | 633.2094 | 577.4037 | 522.4296 | 469.0033 | 417.6859 | 369.005 | 323.3516 | 281.0106 | 242.2 | 207.0138 | 175.4572 | 147.4969 | 122.9718 | 101.7087 | 83.4643 | 67.976 | 54.9576 | 44.1182 | 35.1765 | 0 | 0 | 0 | 0 | 0 | 0 | 0 | 0 | 0 | 0 | 0 | 23365.013 | 23.7273 | 63.9013 |  |  |  |  | 0 | 0 | 0 | 4.0695 | 3.8867 | 3.6902 | 3.4833 | 3.2738 | 3.0594 | 2.8441 | 2.6305 | 2.4208 | 2.2167 | 2.0199 | 1.8316 | 1.6527 | 1.484 | 1.326 | 1.179 | 1.0431 | 0.91835 | 0.8045 | 0.70132 | 0.60842 | 0.52533 | 0.45153 | 0.38641 | 0 | 0 | 0 | 0 | 0 | 0 | 0 | 0 | 0 | 0 | 0 | 0 | 0 | 0 | 0 | 0 | 46.5071 | 1 | [8 empty] | 1
|  |  |  | 2056 |  |  | 2056 | 4.412e-10 | 7.7117e-08 | 2.6932e-05 | 0.010903 | 2.5338 | 101.0296 | 32.0346 | 68.0711 | 75.6696 | 83.307 | 96.5601 | 120.3776 | 178.334 | 242.2335 | 324.9041 | 444.0908 | 528.386 | 628.8279 | 710.5192 | 441.7668 | 480.6791 | 605.6115 | 489.8865 | 429.5521 | 371.0807 | 973.2865 | 1070.7817 | 1060.9341 | 1050.3436 | 1031.9096 | 1006.0839 | 974.5839 | 936.7369 | 893.6584 | 846.1555 | 795.1864 | 741.6549 | 686.4738 | 630.5869 | 574.7539 | 519.7791 | 466.3173 | 415.0045 | 366.34 | 320.7161 | 278.4589 | 239.759 | 204.7083 | 173.3549 | 145.5953 | 121.3079 | 100.2814 | 82.2742 | 67.0077 | 54.188 | 43.5238 | 34.7291 | 0 | 0 | 0 | 0 | 0 | 0 | 0 | 0 | 0 | 0 | 23361.9424 | 23.3192 | 63.2464 |  |  |  |  | 0 | 0 | 0 | 4.3107 | 4.1319 | 3.9371 | 3.7298 | 3.5181 | 3.2995 | 3.0785 | 2.8575 | 2.6392 | 2.4254 | 2.218 | 2.0185 | 1.8279 | 1.6473 | 1.4772 | 1.3182 | 1.1705 | 1.0342 | 0.90922 | 0.79546 | 0.69258 | 0.60016 | 0.5177 | 0.44464 | 0.38032 | 0 | 0 | 0 | 0 | 0 | 0 | 0 | 0 | 0 | 0 | 0 | 0 | 0 | 0 | 0 | 50.9795 | 1 | [8 empty] | 1
|  |  |  | 2057 |  |  | 2057 | 2.206e-10 | 3.7741e-08 | 1.4568e-05 | 0.0065171 | 1.6738 | 73.7496 | 24.7057 | 53.0249 | 59.5357 | 66.2028 | 77.5055 | 97.5932 | 146.0318 | 200.3489 | 271.4234 | 374.7168 | 450.3209 | 541.3048 | 617.7678 | 387.9554 | 426.3668 | 542.5771 | 443.3046 | 392.6105 | 342.5735 | 907.5392 | 1062.9484 | 1060.9341 | 1058.084 | 1047.1749 | 1028.4911 | 1003.6317 | 971.7656 | 933.9083 | 890.7824 | 843.2944 | 792.3205 | 738.7743 | 683.6307 | 627.6931 | 571.838 | 516.8024 | 463.3237 | 412.0072 | 363.3541 | 317.8038 | 275.6524 | 237.0889 | 202.2556 | 171.1199 | 143.6254 | 119.6056 | 98.8515 | 81.1023 | 66.0694 | 53.4581 | 42.9703 | 34.4034 | 0 | 0 | 0 | 0 | 0 | 0 | 0 | 0 | 0 | 23413.6048 | 22.9227 | 62.6209 |  |  |  |  | 0 | 0 | 0 | 4.5498 | 4.3768 | 4.1855 | 3.9794 | 3.7671 | 3.5458 | 3.3201 | 3.093 | 2.8669 | 2.6442 | 2.4268 | 2.2165 | 2.0144 | 1.8219 | 1.6397 | 1.4685 | 1.3086 | 1.1604 | 1.0239 | 0.899 | 0.78555 | 0.68318 | 0.59144 | 0.5098 | 0.43763 | 0.37426 | 0 | 0 | 0 | 0 | 0 | 0 | 0 | 0 | 0 | 0 | 0 | 0 | 0 | 0 | 55.6902 | 1 | [8 empty] | 1
|  |  |  | 2058 |  |  | 2058 | 2.206e-10 | 1.8285e-08 | 7.8018e-06 | 0.0038569 | 1.0946 | 53.3005 | 18.8641 | 40.8938 | 46.3761 | 52.0874 | 61.5925 | 78.3347 | 118.3918 | 164.0591 | 224.4916 | 313.0367 | 379.9736 | 461.331 | 531.7841 | 337.3116 | 374.4312 | 481.2708 | 397.1637 | 355.2783 | 313.1121 | 837.8201 | 1047.4532 | 1053.1728 | 1058.084 | 1054.892 | 1043.7058 | 1025.9843 | 1000.7294 | 968.8312 | 930.9028 | 887.7705 | 840.2551 | 789.2432 | 735.7146 | 680.4934 | 624.5085 | 568.5631 | 513.4846 | 459.9775 | 408.6492 | 360.0547 | 314.6009 | 272.5825 | 234.2481 | 199.648 | 168.8046 | 141.6098 | 117.9001 | 97.4435 | 79.9667 | 65.1794 | 52.7782 | 42.5674 | 34.052 | 0 | 0 | 0 | 0 | 0 | 0 | 0 | 0 | 23515.8544 | 22.5427 | 62.0288 |  |  |  |  | 0 | 0 | 0 | 4.7849 | 4.6196 | 4.4336 | 4.2305 | 4.0192 | 3.7967 | 3.5679 | 3.3358 | 3.1032 | 2.8724 | 2.6458 | 2.4251 | 2.212 | 2.0078 | 1.8135 | 1.63 | 1.4578 | 1.2973 | 1.1489 | 1.0124 | 0.8878 | 0.77489 | 0.67326 | 0.58241 | 0.50177 | 0.43065 | 0.36834 | 0 | 0 | 0 | 0 | 0 | 0 | 0 | 0 | 0 | 0 | 0 | 0 | 0 | 60.6336 | 1 | [8 empty] | 1
|  |  |  | 2059 |  |  | 2059 | 0 | 8.7895e-09 | 4.1366e-06 | 0.0022599 | 0.70878 | 38.1385 | 14.2605 | 31.2245 | 35.7661 | 40.5742 | 48.4601 | 62.2515 | 95.029 | 133.007 | 183.8288 | 258.9095 | 317.4282 | 389.2638 | 453.2169 | 290.363 | 325.5528 | 422.6475 | 352.2878 | 318.2996 | 283.3391 | 765.7674 | 1024.6328 | 1037.8201 | 1050.3436 | 1054.892 | 1051.3974 | 1041.1619 | 1023.0173 | 997.7076 | 965.7134 | 927.7552 | 884.5708 | 836.9916 | 785.9744 | 732.3383 | 677.041 | 620.932 | 564.9131 | 509.7762 | 456.2284 | 404.9384 | 356.4258 | 311.0972 | 269.3165 | 231.2281 | 196.9467 | 166.4357 | 139.5906 | 116.2207 | 96.079 | 78.8894 | 64.3505 | 52.2832 | 42.1325 | 33.7421 | 0 | 0 | 0 | 0 | 0 | 0 | 0 | 23663.2105 | 22.1835 | 61.473 |  |  |  |  | 0 | 0 | 0 | 5.0141 | 4.8583 | 4.6796 | 4.4812 | 4.2728 | 4.0508 | 3.8204 | 3.5848 | 3.3468 | 3.1091 | 2.8741 | 2.6439 | 2.4203 | 2.2048 | 1.9986 | 1.8028 | 1.6182 | 1.4453 | 1.2844 | 1.1359 | 0.99976 | 0.87575 | 0.76363 | 0.66298 | 0.57323 | 0.49376 | 0.42385 | 0.36271 | 0 | 0 | 0 | 0 | 0 | 0 | 0 | 0 | 0 | 0 | 0 | 0 | 65.8018 | 1 | [8 empty] | 1
|  |  |  | 2060 |  |  | 2060 | 0 | 4.1624e-09 | 2.1715e-06 | 0.001311 | 0.45437 | 27.0182 | 10.6732 | 23.6044 | 27.3093 | 31.2915 | 37.7486 | 48.9786 | 75.5182 | 106.7602 | 149.0347 | 212.0125 | 262.5417 | 325.1892 | 382.4173 | 247.464 | 280.2409 | 367.4749 | 309.3758 | 282.3346 | 253.8481 | 692.9527 | 994.9772 | 1015.2096 | 1035.0321 | 1047.1749 | 1051.3974 | 1048.8347 | 1038.1511 | 1019.9282 | 994.4968 | 962.4481 | 924.4114 | 881.1353 | 833.525 | 782.3675 | 728.6229 | 673.1637 | 616.9458 | 560.8332 | 505.6212 | 452.0856 | 400.8572 | 352.4564 | 307.3697 | 265.8444 | 228.0995 | 194.1829 | 164.0625 | 137.6023 | 114.5933 | 94.7847 | 77.8862 | 63.747 | 51.7492 | 41.7491 | 33.4836 | 0 | 0 | 0 | 0 | 0 | 0 | 23849.0739 | 21.8477 | 60.9552 |  |  |  |  | 0 | 0 | 0 | 5.2354 | 5.091 | 4.9214 | 4.7298 | 4.526 | 4.3064 | 4.0761 | 3.8385 | 3.5965 | 3.3532 | 3.1109 | 2.8721 | 2.6386 | 2.4123 | 2.1947 | 1.9868 | 1.7897 | 1.6043 | 1.4309 | 1.27 | 1.1218 | 0.98619 | 0.86303 | 0.75197 | 0.65253 | 0.56409 | 0.48596 | 0.41737 | 0.35749 | 0 | 0 | 0 | 0 | 0 | 0 | 0 | 0 | 0 | 0 | 0 | 71.185 | 1 | [8 empty] | 1
1
2
3
4
5
6
7
8
9
10
11
12
13
14
15
16
17
18
19
20
21
22
23
24
25
26
27
28
29
30
31
32
33
34
35
36
37
38
39
40
41
42
[80 empty] | 43 | 2018 | 0 | 0 | 0 | 0 | 0 | 0 | 0 | 0 | 0 | 0 | 0 | 0 | 0 | 0 | 0 | 0 | 0 | 0 | 0 | 0 | 0 | 0 | 0 | 0 | 0 | 0 | 0 | 0 | 0 | 0 | 0 | 0 | 0 | 0 | 0 | 0 | 0 | 0 | 0 | 0 | 0 | 0 | 0
[81 empty] | 2019 | 0 | 0 | 0 | 0 | 0 | 0 | 0 | 0 | 0 | 0 | 0 | 0 | 0 | 0 | 0 | 0 | 0 | 0 | 0 | 0 | 0 | 0 | 0 | 0 | 0 | 0 | 0 | 0 | 0 | 0 | 0 | 0 | 0 | 0 | 0 | 0 | 0 | 0 | 0 | 0 | 0 | 0 | 0
[81 empty] | 2020 | 0 | 0 | 0 | 0 | 0 | 0 | 0 | 0 | 0 | 0 | 0 | 0 | 0 | 0 | 0 | 0 | 0 | 0 | 0 | 0 | 0 | 0 | 0 | 0 | 0 | 0 | 0 | 0 | 0 | 0 | 0 | 0 | 0 | 0 | 0 | 0 | 0 | 0 | 0 | 0 | 0 | 0 | 0
[81 empty] | 2021 | 0 | 0 | 0 | 0 | 0 | 0 | 0 | 0 | 0 | 0 | 0 | 0 | 0 | 0 | 0 | 0 | 0 | 0 | 0 | 0 | 0 | 0 | 0 | 0 | 0 | 0 | 0 | 0 | 0 | 0 | 0 | 0 | 0 | 0 | 0 | 0 | 0 | 0 | 0 | 0 | 0 | 0 | 0
[81 empty] | 2022 | 0 | 0 | 0 | 0 | 0 | 0 | 0 | 0 | 0 | 0 | 0 | 0 | 0 | 0 | 0 | 0 | 0 | 0 | 0 | 0 | 0 | 0 | 0 | 0 | 0 | 0 | 0 | 0 | 0 | 0 | 0 | 0 | 0 | 0 | 0 | 0 | 0 | 0 | 0 | 0 | 0 | 0 | 0
[81 empty] | 2023 | 0 | 0 | 0 | 0 | 0 | 0 | 0 | 0 | 0 | 0 | 0 | 0 | 0 | 0 | 0 | 0 | 0 | 0 | 0 | 0 | 0 | 0 | 0 | 0 | 0 | 0 | 0 | 0 | 0 | 0 | 0 | 0 | 0 | 0 | 0 | 0 | 0 | 0 | 0 | 0 | 0 | 0 | 0
[81 empty] | 2024 | 0 | 0 | 0 | 0 | 0 | 0 | 0 | 0 | 0 | 0 | 0 | 0 | 0 | 0 | 0 | 0 | 0 | 0 | 0 | 0 | 0 | 0 | 0 | 0 | 0 | 0 | 0 | 0 | 0 | 0 | 0 | 0 | 0 | 0 | 0 | 0 | 0 | 0 | 0 | 0 | 0 | 0 | 0
[81 empty] | 2025 | 0 | 0 | 0 | 0 | 0 | 0 | 0 | 0 | 0 | 0 | 0 | 0 | 0 | 0 | 0 | 0 | 0 | 0 | 0 | 0 | 0 | 0 | 0 | 0 | 0 | 0 | 0 | 0 | 0 | 0 | 0 | 0 | 0 | 0 | 0 | 0 | 0 | 0 | 0 | 0 | 0 | 0 | 0
[81 empty] | 2026 | 0 | 0 | 0 | 0 | 0 | 0 | 0 | 0 | 0 | 0 | 0 | 0 | 0 | 0 | 0 | 0 | 0 | 0 | 0 | 0 | 0 | 0 | 0 | 0 | 0 | 0 | 0 | 0 | 0 | 0 | 0 | 0 | 0 | 0 | 0 | 0 | 0 | 0 | 0 | 0 | 0 | 0 | 0
[81 empty] | 2027 | 0 | 0 | 0 | 0 | 0 | 0 | 0 | 0 | 0 | 0 | 0 | 0 | 0 | 0 | 0 | 0 | 0 | 0 | 0 | 0 | 0 | 0 | 0 | 0 | 0 | 0 | 0 | 0 | 0 | 0 | 0 | 0 | 0 | 0 | 0 | 0 | 0 | 0 | 0 | 0 | 0 | 0 | 0
[81 empty] | 2028 | 0 | 0 | 0 | 0 | 0 | 0 | 0 | 0 | 0 | 0 | 0 | 0 | 0 | 0 | 0 | 0 | 0 | 0 | 0 | 0 | 0 | 0 | 0 | 0 | 0 | 0 | 0 | 0 | 0 | 0 | 0 | 0 | 0 | 0 | 0 | 0 | 0 | 0 | 0 | 0 | 0 | 0 | 0
[81 empty] | 2029 | 0 | 0 | 0 | 0 | 0 | 0 | 0 | 0 | 0 | 0 | 0 | 0 | 0 | 0 | 0 | 0 | 0 | 0 | 0 | 0 | 0 | 0 | 0 | 0 | 0 | 0 | 0 | 0 | 0 | 0 | 0 | 0 | 0 | 0 | 0 | 0 | 0 | 0 | 0 | 0 | 0 | 0 | 0
[81 empty] | 2030 | 0 | 0 | 0 | 0 | 0 | 0 | 0 | 0 | 0 | 0 | 0 | 0 | 0 | 0 | 0 | 0 | 0 | 0 | 0 | 0 | 0 | 0 | 0 | 0 | 0 | 0 | 0 | 0 | 0 | 0 | 0 | 0 | 0 | 0 | 0 | 0 | 0 | 0 | 0 | 0 | 0 | 0 | 0
[81 empty] | 2031 | 0 | 0 | 0 | 0 | 0 | 0 | 0 | 0 | 0 | 0 | 0 | 0 | 0 | 0 | 0 | 0 | 0 | 0 | 0 | 0 | 0 | 0 | 0 | 0 | 0 | 0 | 0 | 0 | 0 | 0 | 0 | 0 | 0 | 0 | 0 | 0 | 0 | 0 | 0 | 0 | 0 | 0 | 0
[81 empty] | 2032 | 0 | 0 | 0 | 0 | 0 | 0 | 0 | 0 | 0 | 0 | 0 | 0 | 0 | 0 | 0 | 0 | 0 | 0 | 0 | 0 | 0 | 0 | 0 | 0 | 0 | 0 | 0 | 0 | 0 | 0 | 0 | 0 | 0 | 0 | 0 | 0 | 0 | 0 | 0 | 0 | 0 | 0 | 0
[81 empty] | 2033 | 0 | 0 | 0 | 0 | 0 | 0 | 0 | 0 | 0 | 0 | 0 | 0 | 0 | 0 | 0 | 0 | 0 | 0 | 0 | 0 | 0 | 0 | 0 | 0 | 0 | 0 | 0 | 0 | 0 | 0 | 0 | 0 | 0 | 0 | 0 | 0 | 0 | 0 | 0 | 0 | 0 | 0 | 0
[81 empty] | 2034 | 0 | 0 | 0 | 0 | 0 | 0 | 0 | 0 | 0 | 0 | 0 | 0 | 0 | 0 | 0 | 0 | 0 | 0 | 0 | 0 | 0 | 0 | 0 | 0 | 0 | 0 | 0 | 0 | 0 | 0 | 0 | 0 | 0 | 0 | 0 | 0 | 0 | 0 | 0 | 0 | 0 | 0 | 0
[81 empty] | 2035 | 0 | 0 | 0 | 0 | 0 | 0 | 0 | 0 | 0 | 0 | 0 | 0 | 0 | 0 | 0 | 0 | 0 | 0 | 0 | 0 | 0 | 0 | 0 | 0 | 0 | 0 | 0 | 0 | 0 | 0 | 0 | 0 | 0 | 0 | 0 | 0 | 0 | 0 | 0 | 0 | 0 | 0 | 0
[81 empty] | 2036 | 0 | 0 | 0 | 0 | 0 | 0 | 0 | 0 | 0 | 0 | 0 | 0 | 0 | 0 | 0 | 0 | 0 | 0 | 0 | 0 | 0 | 0 | 0 | 0 | 0 | 0 | 0 | 0 | 0 | 0 | 0 | 0 | 0 | 0 | 0 | 0 | 0 | 0 | 0 | 0 | 0 | 0 | 0
[81 empty] | 2037 | 0 | 0 | 0 | 0 | 0 | 0 | 0 | 0 | 0 | 0 | 0 | 0 | 0 | 0 | 0 | 0 | 0 | 0 | 0 | 0 | 0 | 0 | 0 | 0 | 0 | 0 | 0 | 0 | 0 | 0 | 0 | 0 | 0 | 0 | 0 | 0 | 0 | 0 | 0 | 0 | 0 | 0 | 0
[81 empty] | 2038 | 0 | 0 | 0 | 0 | 0 | 0 | 0 | 0 | 0 | 0 | 0 | 0 | 0 | 0 | 0 | 0 | 0 | 0 | 0 | 0 | 0 | 0 | 0 | 0 | 0 | 0 | 0 | 0 | 0 | 0 | 0 | 0 | 0 | 0 | 0 | 0 | 0 | 0 | 0 | 0 | 0 | 0 | 0
[81 empty] | 2039 | 0 | 0 | 0 | 0 | 0 | 0 | 0 | 0 | 0 | 0 | 0 | 0 | 0 | 0 | 0 | 0 | 0 | 0 | 0 | 0 | 0 | 0 | 0 | 0 | 0 | 0 | 0 | 0 | 0 | 0 | 0 | 0 | 0 | 0 | 0 | 0 | 0 | 0 | 0 | 0 | 0 | 0 | 0
[81 empty] | 2040 | 0 | 0 | 0 | 0 | 0 | 0 | 0 | 0 | 0 | 0 | 0 | 0 | 0 | 0 | 0 | 0 | 0 | 0 | 0 | 0 | 0 | 0 | 0 | 0 | 0 | 0 | 0 | 0 | 0 | 0 | 0 | 0 | 0 | 0 | 0 | 0 | 0 | 0 | 0 | 0 | 0 | 0 | 0
[81 empty] | 2041 | 0 | 0 | 0 | 0 | 0 | 0 | 0 | 0 | 0 | 0 | 0 | 0 | 0 | 0 | 0 | 0 | 0 | 0 | 0 | 0 | 0 | 0 | 0 | 0 | 0 | 0 | 0 | 0 | 0 | 0 | 0 | 0 | 0 | 0 | 0 | 0 | 0 | 0 | 0 | 0 | 0 | 0 | 0
[81 empty] | 2042 | 0 | 0 | 0 | 0 | 0 | 0 | 0 | 0 | 0 | 0 | 0 | 0 | 0 | 0 | 0 | 0 | 0 | 0 | 0 | 0 | 0 | 0 | 0 | 0 | 0 | 0 | 0 | 0 | 0 | 0 | 0 | 0 | 0 | 0 | 0 | 0 | 0 | 0 | 0 | 0 | 0 | 0 | 0
[81 empty] | 2043 | 0 | 0 | 0 | 0 | 0 | 0 | 0 | 0 | 0 | 0 | 0 | 0 | 0 | 0 | 0 | 0 | 0 | 0 | 0 | 0 | 0 | 0 | 0 | 0 | 0 | 0 | 0 | 0 | 0 | 0 | 0 | 0 | 0 | 0 | 0 | 0 | 0 | 0 | 0 | 0 | 0 | 0 | 0
[81 empty] | 2044 | 0 | 0 | 0 | 0 | 0 | 0 | 0 | 0 | 0 | 0 | 0 | 0 | 0 | 0 | 0 | 0 | 0 | 0 | 0 | 0 | 0 | 0 | 0 | 0 | 0 | 0 | 0 | 0 | 0 | 0 | 0 | 0 | 0 | 0 | 0 | 0 | 0 | 0 | 0 | 0 | 0 | 0 | 0
[81 empty] | 2045 | 0 | 0 | 0 | 0 | 0 | 0 | 0 | 0 | 0 | 0 | 0 | 0 | 0 | 0 | 0 | 0 | 0 | 0 | 0 | 0 | 0 | 0 | 0 | 0 | 0 | 0 | 0 | 0 | 0 | 0 | 0 | 0 | 0 | 0 | 0 | 0 | 0 | 0 | 0 | 0 | 0 | 0 | 0
[81 empty] | 2046 | 0 | 0 | 0 | 0 | 0 | 0 | 0 | 0 | 0 | 0 | 0 | 0 | 0 | 0 | 0 | 0 | 0 | 0 | 0 | 0 | 0 | 0 | 0 | 0 | 0 | 0 | 0 | 0 | 0 | 0 | 0 | 0 | 0 | 0 | 0 | 0 | 0 | 0 | 0 | 0 | 0 | 0 | 0
[81 empty] | 2047 | 0 | 0 | 0 | 0 | 0 | 0 | 0 | 0 | 0 | 0 | 0 | 0 | 0 | 0 | 0 | 0 | 0 | 0 | 0 | 0 | 0 | 0 | 0 | 0 | 0 | 0 | 0 | 0 | 0 | 0 | 0 | 0 | 0 | 0 | 0 | 0 | 0 | 0 | 0 | 0 | 0 | 0 | 0
[81 empty] | 2048 | 0 | 0 | 0 | 0 | 0 | 0 | 0 | 0 | 0 | 0 | 0 | 0 | 0 | 0 | 0 | 0 | 0 | 0 | 0 | 0 | 0 | 0 | 0 | 0 | 0 | 0 | 0 | 0 | 0 | 0 | 0 | 0 | 0 | 0 | 0 | 0 | 0 | 0 | 0 | 0 | 0 | 0 | 0
[81 empty] | 2049 | 0 | 0 | 0 | 0 | 0 | 0 | 0 | 0 | 0 | 0 | 0 | 0 | 0 | 0 | 0 | 0 | 0 | 0 | 0 | 0 | 0 | 0 | 0 | 0 | 0 | 0 | 0 | 0 | 0 | 0 | 0 | 0 | 0 | 0 | 0 | 0 | 0 | 0 | 0 | 0 | 0 | 0 | 0
[81 empty] | 2050 | 0 | 0 | 0 | 0 | 0 | 0 | 0 | 0 | 0 | 0 | 0 | 0 | 0 | 0 | 0 | 0 | 0 | 0 | 0 | 0 | 0 | 0 | 0 | 0 | 0 | 0 | 0 | 0 | 0 | 0 | 0 | 0 | 0 | 0 | 0 | 0 | 0 | 0 | 0 | 0 | 0 | 0 | 0
[81 empty] | 2051 | 0 | 0 | 0 | 0 | 0 | 0 | 0 | 0 | 0 | 0 | 0 | 0 | 0 | 0 | 0 | 0 | 0 | 0 | 0 | 0 | 0 | 0 | 0 | 0 | 0 | 0 | 0 | 0 | 0 | 0 | 0 | 0 | 0 | 0 | 0 | 0 | 0 | 0 | 0 | 0 | 0 | 0 | 0
[81 empty] | 2052 | 0 | 0 | 0 | 0 | 0 | 0 | 0 | 0 | 0 | 0 | 0 | 0 | 0 | 0 | 0 | 0 | 0 | 0 | 0 | 0 | 0 | 0 | 0 | 0 | 0 | 0 | 0 | 0 | 0 | 0 | 0 | 0 | 0 | 0 | 0 | 0 | 0 | 0 | 0 | 0 | 0 | 0 | 0
[81 empty] | 2053 | 0 | 0 | 0 | 0 | 0 | 0 | 0 | 0 | 0 | 0 | 0 | 0 | 0 | 0 | 0 | 0 | 0 | 0 | 0 | 0 | 0 | 0 | 0 | 0 | 0 | 0 | 0 | 0 | 0 | 0 | 0 | 0 | 0 | 0 | 0 | 0 | 0 | 0 | 0 | 0 | 0 | 0 | 0
[81 empty] | 2054 | 0 | 0 | 0 | 0 | 0 | 0 | 0 | 0 | 0 | 0 | 0 | 0 | 0 | 0 | 0 | 0 | 0 | 0 | 0 | 0 | 0 | 0 | 0 | 0 | 0 | 0 | 0 | 0 | 0 | 0 | 0 | 0 | 0 | 0 | 0 | 0 | 0 | 0 | 0 | 0 | 0 | 0 | 0
[81 empty] | 2055 | 0 | 0 | 0 | 0 | 0 | 0 | 0 | 0 | 0 | 0 | 0 | 0 | 0 | 0 | 0 | 0 | 0 | 0 | 0 | 0 | 0 | 0 | 0 | 0 | 0 | 0 | 0 | 0 | 0 | 0 | 0 | 0 | 0 | 0 | 0 | 0 | 0 | 0 | 0 | 0 | 0 | 0 | 0
[81 empty] | 2056 | 0 | 0 | 0 | 0 | 0 | 0 | 0 | 0 | 0 | 0 | 0 | 0 | 0 | 0 | 0 | 0 | 0 | 0 | 0 | 0 | 0 | 0 | 0 | 0 | 0 | 0 | 0 | 0 | 0 | 0 | 0 | 0 | 0 | 0 | 0 | 0 | 0 | 0 | 0 | 0 | 0 | 0 | 0
[81 empty] | 2057 | 0 | 0 | 0 | 0 | 0 | 0 | 0 | 0 | 0 | 0 | 0 | 0 | 0 | 0 | 0 | 0 | 0 | 0 | 0 | 0 | 0 | 0 | 0 | 0 | 0 | 0 | 0 | 0 | 0 | 0 | 0 | 0 | 0 | 0 | 0 | 0 | 0 | 0 | 0 | 0 | 0 | 0 | 0
[81 empty] | 2058 | 0 | 0 | 0 | 0 | 0 | 0 | 0 | 0 | 0 | 0 | 0 | 0 | 0 | 0 | 0 | 0 | 0 | 0 | 0 | 0 | 0 | 0 | 0 | 0 | 0 | 0 | 0 | 0 | 0 | 0 | 0 | 0 | 0 | 0 | 0 | 0 | 0 | 0 | 0 | 0 | 0 | 0 | 0
[81 empty] | 2059 | 0 | 0 | 0 | 0 | 0 | 0 | 0 | 0 | 0 | 0 | 0 | 0 | 0 | 0 | 0 | 0 | 0 | 0 | 0 | 0 | 0 | 0 | 0 | 0 | 0 | 0 | 0 | 0 | 0 | 0 | 0 | 0 | 0 | 0 | 0 | 0 | 0 | 0 | 0 | 0 | 0 | 0 | 0
[81 empty] | 2060 | 0 | 0 | 0 | 0 | 0 | 0 | 0 | 0 | 0 | 0 | 0 | 0 | 0 | 0 | 0 | 0 | 0 | 0 | 0 | 0 | 0 | 0 | 0 | 0 | 0 | 0 | 0 | 0 | 0 | 0 | 0 | 0 | 0 | 0 | 0 | 0 | 0 | 0 | 0 | 0 | 0 | 0 | 0
[82 empty] | before1949 | 1950-1959 | 1960-1969 | 1970-1979 | 1980-1989 | 1990-1999 | 2000 | 2001 | 2002 | 2003 | 2004 | 2005 | 2006 | 2007 | 2008 | 2009 | 2010 | 2011 | 2012 | 2013 | 2014 | 2015 | 2016 | 2017 | 2018 | 2019 | 2020 | 2021 | 2022 | 2023 | 2024 | 2025 | 2026 | 2027 | 2028 | 2029 | 2030 | 2031 | 2032 | 2033 | 2034 | 2035 | 2036 | 2037 | 2038 | 2039 | 2040 | 2041 | 2042 | 2043 | 2044 | 2045 | 2046 | 2038 | 2039 | 2040 | 2041 | 2042 | 2043 | 2044 |  |  | 2056 | 2057 | 2058 | 2059 | 2060
[82 empty] | 1944.5 | 1954.5 | 1964.5 | 1974.5 | 1984.5 | 1994.5 | 2000 | 2001 | 2002 | 2003 | 2004 | 2005 | 2006 | 2007 | 2008 | 2009 | 2010 | 2011 | 2012 | 2013 | 2014 | 2015 | 2016 | 2017 | 2018 | 2019 | 2020 | 2021 | 2022 | 2023 | 2024 | 2025 | 2026 | 2027 | 2028 | 2029 | 2030 | 2031 | 2032 | 2033 | 2034 | 2035 | 2036 | 2037 | 2038 | 2039 | 2040 | 2041 | 2042 | 2043 | 2044 | 2045 | 2046 | 2038 | 2039 | 2040 | 2041 | 2042 | 2043 | 2044 |  |  | 2056 | 2057 | 2058 | 2059 | 2060
[81 empty] | 2005 | 0 | 0 | 0 | 0 | 0 | 0 | 0 | 0 | 0 | 0 | 0 | 0 | 0 | 0 | 0 | 0 | 0 | 0 | 0 | 0 | 0 | 0 | 0 | 0 | 0 | 0 | 0 | 0 | 0 | 0 | 0 | 0 | 0 | 0 | 0 | 0 | 0 | 0 | 0 | 0 | 0 | 0 | 0 | 0 | 0 | 0 | 0 | 0 | 0 | 0 | 0 | 0 | 0 | 0 | 0 | 0 | 0 | 0 | 0 | 0 |  |  | 0 | 0 | 0 | 0 | 0
[81 empty] | 2006 | 0 | 0 | 0 | 0 | 0 | 0 | 0 | 0 | 0 | 0 | 0 | 0 | 0 | 0 | 0 | 0 | 0 | 0 | 0 | 0 | 0 | 0 | 0 | 0 | 0 | 0 | 0 | 0 | 0 | 0 | 0 | 0 | 0 | 0 | 0 | 0 | 0 | 0 | 0 | 0 | 0 | 0 | 0 | 0 | 0 | 0 | 0 | 0 | 0 | 0 | 0 | 0 | 0 | 0 | 0 | 0 | 0 | 0 | 0 | 0 |  |  | 0 | 0 | 0 | 0 | 0
[81 empty] | 2007 | 0 | 0 | 0 | 0 | 0 | 0 | 0 | 0 | 0 | 0 | 0 | 0 | 0 | 0 | 0 | 0 | 0 | 0 | 0 | 0 | 0 | 0 | 0 | 0 | 0 | 0 | 0 | 0 | 0 | 0 | 0 | 0 | 0 | 0 | 0 | 0 | 0 | 0 | 0 | 0 | 0 | 0 | 0 | 0 | 0 | 0 | 0 | 0 | 0 | 0 | 0 | 0 | 0 | 0 | 0 | 0 | 0 | 0 | 0 | 0 |  |  | 0 | 0 | 0 | 0 | 0
[81 empty] | 2008 | 0 | 0 | 0 | 0 | 0 | 0 | 0 | 0 | 0 | 0 | 0 | 0 | 0 | 0 | 0 | 0 | 0 | 0 | 0 | 0 | 0 | 0 | 0 | 0 | 0 | 0 | 0 | 0 | 0 | 0 | 0 | 0 | 0 | 0 | 0 | 0 | 0 | 0 | 0 | 0 | 0 | 0 | 0 | 0 | 0 | 0 | 0 | 0 | 0 | 0 | 0 | 0 | 0 | 0 | 0 | 0 | 0 | 0 | 0 | 0 |  |  | 0 | 0 | 0 | 0 | 0
[81 empty] | 2009 | 0 | 0 | 0 | 0 | 0 | 0 | 0 | 0 | 0 | 0 | 0 | 0 | 0 | 0 | 0 | 0 | 0 | 0 | 0 | 0 | 0 | 0 | 0 | 0 | 0 | 0 | 0 | 0 | 0 | 0 | 0 | 0 | 0 | 0 | 0 | 0 | 0 | 0 | 0 | 0 | 0 | 0 | 0 | 0 | 0 | 0 | 0 | 0 | 0 | 0 | 0 | 0 | 0 | 0 | 0 | 0 | 0 | 0 | 0 | 0 |  |  | 0 | 0 | 0 | 0 | 0
[81 empty] | 2010 | 0 | 0 | 0 | 0 | 0 | 0 | 0 | 0 | 0 | 0 | 0 | 0 | 0 | 0 | 0 | 0 | 0 | 0 | 0 | 0 | 0 | 0 | 0 | 0 | 0 | 0 | 0 | 0 | 0 | 0 | 0 | 0 | 0 | 0 | 0 | 0 | 0 | 0 | 0 | 0 | 0 | 0 | 0 | 0 | 0 | 0 | 0 | 0 | 0 | 0 | 0 | 0 | 0 | 0 | 0 | 0 | 0 | 0 | 0 | 0 |  |  | 0 | 0 | 0 | 0 | 0
[81 empty] | 2011 | 0 | 0 | 0 | 0 | 0 | 0 | 0 | 0 | 0 | 0 | 0 | 0 | 0 | 0 | 0 | 0 | 0 | 0 | 0 | 0 | 0 | 0 | 0 | 0 | 0 | 0 | 0 | 0 | 0 | 0 | 0 | 0 | 0 | 0 | 0 | 0 | 0 | 0 | 0 | 0 | 0 | 0 | 0 | 0 | 0 | 0 | 0 | 0 | 0 | 0 | 0 | 0 | 0 | 0 | 0 | 0 | 0 | 0 | 0 | 0 |  |  | 0 | 0 | 0 | 0 | 0
[81 empty] | 2012 | 0 | 0 | 0 | 0 | 0 | 0 | 0 | 0 | 0 | 0 | 0 | 0 | 0 | 0 | 0 | 0 | 0 | 0 | 0 | 0 | 0 | 0 | 0 | 0 | 0 | 0 | 0 | 0 | 0 | 0 | 0 | 0 | 0 | 0 | 0 | 0 | 0 | 0 | 0 | 0 | 0 | 0 | 0 | 0 | 0 | 0 | 0 | 0 | 0 | 0 | 0 | 0 | 0 | 0 | 0 | 0 | 0 | 0 | 0 | 0 |  |  | 0 | 0 | 0 | 0 | 0
[81 empty] | 2013 | 0 | 0 | 0 | 0 | 0 | 0 | 0 | 0 | 0 | 0 | 0 | 0 | 0 | 0 | 0 | 0 | 0 | 0 | 0 | 0 | 0 | 0 | 0 | 0 | 0 | 0 | 0 | 0 | 0 | 0 | 0 | 0 | 0 | 0 | 0 | 0 | 0 | 0 | 0 | 0 | 0 | 0 | 0 | 0 | 0 | 0 | 0 | 0 | 0 | 0 | 0 | 0 | 0 | 0 | 0 | 0 | 0 | 0 | 0 | 0 |  |  | 0 | 0 | 0 | 0 | 0
[81 empty] | 2014 | 0 | 0 | 0 | 0 | 0 | 0 | 0 | 0 | 0 | 0 | 0 | 0 | 0 | 0 | 0 | 0 | 0 | 0 | 0 | 0 | 0 | 0 | 0 | 0 | 0 | 0 | 0 | 0 | 0 | 0 | 0 | 0 | 0 | 0 | 0 | 0 | 0 | 0 | 0 | 0 | 0 | 0 | 0 | 0 | 0 | 0 | 0 | 0 | 0 | 0 | 0 | 0 | 0 | 0 | 0 | 0 | 0 | 0 | 0 | 0 |  |  | 0 | 0 | 0 | 0 | 0
[81 empty] | 2015 | 0 | 0 | 0 | 0 | 0 | 0 | 0 | 0 | 0 | 0 | 0 | 0 | 0 | 0 | 0 | 0 | 0 | 0 | 0 | 0 | 0 | 0 | 0 | 0 | 0 | 0 | 0 | 0 | 0 | 0 | 0 | 0 | 0 | 0 | 0 | 0 | 0 | 0 | 0 | 0 | 0 | 0 | 0 | 0 | 0 | 0 | 0 | 0 | 0 | 0 | 0 | 0 | 0 | 0 | 0 | 0 | 0 | 0 | 0 | 0 |  |  | 0 | 0 | 0 | 0 | 0
[81 empty] | 2016 | 0 | 0 | 0 | 0 | 0 | 0 | 0 | 0 | 0 | 0 | 0 | 0 | 0 | 0 | 0 | 0 | 0 | 0 | 0 | 0 | 0 | 0 | 0 | 0 | 0 | 0 | 0 | 0 | 0 | 0 | 0 | 0 | 0 | 0 | 0 | 0 | 0 | 0 | 0 | 0 | 0 | 0 | 0 | 0 | 0 | 0 | 0 | 0 | 0 | 0 | 0 | 0 | 0 | 0 | 0 | 0 | 0 | 0 | 0 | 0 |  |  | 0 | 0 | 0 | 0 | 0
[81 empty] | 2017 | 0 | 0 | 0 | 0 | 0 | 0 | 0 | 0 | 0 | 0 | 0 | 0 | 0 | 0 | 0 | 0 | 0 | 0 | 0 | 0 | 0 | 0 | 0 | 0 | 0 | 0 | 0 | 0 | 0 | 0 | 0 | 0 | 0 | 0 | 0 | 0 | 0 | 0 | 0 | 0 | 0 | 0 | 0 | 0 | 0 | 0 | 0 | 0 | 0 | 0 | 0 | 0 | 0 | 0 | 0 | 0 | 0 | 0 | 0 | 0 |  |  | 0 | 0 | 0 | 0 | 0
[81 empty] | 2018 | 0 | 0 | 0 | 0 | 0 | 0 | 0 | 0 | 0 | 0 | 0 | 0 | 0 | 0 | 0 | 0 | 0 | 0 | 0 | 0 | 0 | 0 | 0 | 0 | 0 | 0 | 0 | 0 | 0 | 0 | 0 | 0 | 0 | 0 | 0 | 0 | 0 | 0 | 0 | 0 | 0 | 0 | 0 | 0 | 0 | 0 | 0 | 0 | 0 | 0 | 0 | 0 | 0 | 0 | 0 | 0 | 0 | 0 | 0 | 0 |  |  | 0 | 0 | 0 | 0 | 0
[81 empty] | 2019 | 0 | 0 | 0 | 0 | 0 | 0 | 0 | 0 | 0 | 0 | 0 | 0 | 0 | 0 | 0 | 0 | 0 | 0 | 0 | 0 | 0 | 0 | 0 | 0 | 0 | 0 | 0 | 0 | 0 | 0 | 0 | 0 | 0 | 0 | 0 | 0 | 0 | 0 | 0 | 0 | 0 | 0 | 0 | 0 | 0 | 0 | 0 | 0 | 0 | 0 | 0 | 0 | 0 | 0 | 0 | 0 | 0 | 0 | 0 | 0 |  |  | 0 | 0 | 0 | 0 | 0
[81 empty] | 2020 | 0 | 0 | 0 | 0 | 0 | 0 | 0 | 0 | 0 | 0 | 0 | 0 | 0 | 0 | 0 | 0 | 0 | 0 | 0 | 0 | 0 | 0 | 0 | 0 | 0 | 0 | 0 | 0 | 0 | 0 | 0 | 0 | 0 | 0 | 0 | 0 | 0 | 0 | 0 | 0 | 0 | 0 | 0 | 0 | 0 | 0 | 0 | 0 | 0 | 0 | 0 | 0 | 0 | 0 | 0 | 0 | 0 | 0 | 0 | 0 |  |  | 0 | 0 | 0 | 0 | 0
[81 empty] | 2021 | 0 | 0 | 0 | 0 | 0 | 0 | 0 | 0 | 0 | 0 | 0 | 0 | 0 | 0 | 0 | 0 | 0 | 0 | 0 | 0 | 0 | 0 | 0 | 0 | 0 | 0 | 0 | 0 | 0 | 0 | 0 | 0 | 0 | 0 | 0 | 0 | 0 | 0 | 0 | 0 | 0 | 0 | 0 | 0 | 0 | 0 | 0 | 0 | 0 | 0 | 0 | 0 | 0 | 0 | 0 | 0 | 0 | 0 | 0 | 0 |  |  | 0 | 0 | 0 | 0 | 0
[81 empty] | 2022 | 0 | 0 | 0 | 0 | 0 | 0 | 0 | 0 | 0 | 0 | 0 | 0 | 0 | 0 | 0 | 0 | 0 | 0 | 0 | 0 | 0 | 0 | 0 | 0 | 0 | 0 | 0 | 0 | 0 | 0 | 0 | 0 | 0 | 0 | 0 | 0 | 0 | 0 | 0 | 0 | 0 | 0 | 0 | 0 | 0 | 0 | 0 | 0 | 0 | 0 | 0 | 0 | 0 | 0 | 0 | 0 | 0 | 0 | 0 | 0 |  |  | 0 | 0 | 0 | 0 | 0
[81 empty] | 2023 | 0 | 0 | 0 | 0 | 0 | 0 | 0 | 0 | 0 | 0 | 0 | 0 | 0 | 0 | 0 | 0 | 0 | 0 | 0 | 0 | 0 | 0 | 0 | 0 | 0 | 0 | 0 | 0 | 0 | 0 | 0 | 0 | 0 | 0 | 0 | 0 | 0 | 0 | 0 | 0 | 0 | 0 | 0 | 0 | 0 | 0 | 0 | 0 | 0 | 0 | 0 | 0 | 0 | 0 | 0 | 0 | 0 | 0 | 0 | 0 |  |  | 0 | 0 | 0 | 0 | 0
[81 empty] | 2024 | 0 | 0 | 0 | 0 | 0 | 0 | 0 | 0 | 0 | 0 | 0 | 0 | 0 | 0 | 0 | 0 | 0 | 0 | 0 | 0 | 0 | 0 | 0 | 0 | 0 | 0 | 0 | 0 | 0 | 0 | 0 | 0 | 0 | 0 | 0 | 0 | 0 | 0 | 0 | 0 | 0 | 0 | 0 | 0 | 0 | 0 | 0 | 0 | 0 | 0 | 0 | 0 | 0 | 0 | 0 | 0 | 0 | 0 | 0 | 0 |  |  | 0 | 0 | 0 | 0 | 0
[81 empty] | 2025 | 0 | 0 | 0 | 0 | 0 | 0 | 0 | 0 | 0 | 0 | 0 | 0 | 0 | 0 | 0 | 0 | 0 | 0 | 0 | 0 | 0 | 0 | 0 | 0 | 0 | 0 | 0 | 0 | 0 | 0 | 0 | 0 | 0 | 0 | 0 | 0 | 0 | 0 | 0 | 0 | 0 | 0 | 0 | 0 | 0 | 0 | 0 | 0 | 0 | 0 | 0 | 0 | 0 | 0 | 0 | 0 | 0 | 0 | 0 | 0 |  |  | 0 | 0 | 0 | 0 | 0
[81 empty] | 2026 | 0 | 0 | 0 | 0 | 0 | 0 | 0 | 0 | 0 | 0 | 0 | 0 | 0 | 0 | 0 | 0 | 0 | 0 | 0 | 0 | 0 | 0 | 0 | 0 | 0 | 0 | 0 | 0 | 0 | 0 | 0 | 0 | 0 | 0 | 0 | 0 | 0 | 0 | 0 | 0 | 0 | 0 | 0 | 0 | 0 | 0 | 0 | 0 | 0 | 0 | 0 | 0 | 0 | 0 | 0 | 0 | 0 | 0 | 0 | 0 |  |  | 0 | 0 | 0 | 0 | 0
[81 empty] | 2027 | 0 | 0 | 0 | 0 | 0 | 0 | 0 | 0 | 0 | 0 | 0 | 0 | 0 | 0 | 0 | 0 | 0 | 0 | 0 | 0 | 0 | 0 | 0 | 0 | 0 | 0 | 0 | 0 | 0 | 0 | 0 | 0 | 0 | 0 | 0 | 0 | 0 | 0 | 0 | 0 | 0 | 0 | 0 | 0 | 0 | 0 | 0 | 0 | 0 | 0 | 0 | 0 | 0 | 0 | 0 | 0 | 0 | 0 | 0 | 0 |  |  | 0 | 0 | 0 | 0 | 0
[81 empty] | 2028 | 0 | 0 | 0 | 0 | 0 | 0 | 0 | 0 | 0 | 0 | 0 | 0 | 0 | 0 | 0 | 0 | 0 | 0 | 0 | 0 | 0 | 0 | 0 | 0 | 0 | 0 | 0 | 0 | 0 | 0 | 0 | 0 | 0 | 0 | 0 | 0 | 0 | 0 | 0 | 0 | 0 | 0 | 0 | 0 | 0 | 0 | 0 | 0 | 0 | 0 | 0 | 0 | 0 | 0 | 0 | 0 | 0 | 0 | 0 | 0 |  |  | 0 | 0 | 0 | 0 | 0
[81 empty] | 2029 | 0 | 0 | 0 | 0 | 0 | 0 | 0 | 0 | 0 | 0 | 0 | 0 | 0 | 0 | 0 | 0 | 0 | 0 | 0 | 0 | 0 | 0 | 0 | 0 | 0 | 0 | 0 | 0 | 0 | 0 | 0 | 0 | 0 | 0 | 0 | 0 | 0 | 0 | 0 | 0 | 0 | 0 | 0 | 0 | 0 | 0 | 0 | 0 | 0 | 0 | 0 | 0 | 0 | 0 | 0 | 0 | 0 | 0 | 0 | 0 |  |  | 0 | 0 | 0 | 0 | 0
[81 empty] | 2030 | 0 | 0 | 0 | 0 | 0 | 0 | 0 | 0 | 0 | 0 | 0 | 0 | 0 | 0 | 0 | 0 | 0 | 0 | 0 | 0 | 0 | 0 | 0 | 0 | 0 | 0 | 0 | 0 | 0 | 0 | 0 | 0 | 0 | 0 | 0 | 0 | 0 | 0 | 0 | 0 | 0 | 0 | 0 | 0 | 0 | 0 | 0 | 0 | 0 | 0 | 0 | 0 | 0 | 0 | 0 | 0 | 0 | 0 | 0 | 0 |  |  | 0 | 0 | 0 | 0 | 0
[81 empty] | 2031 | 0 | 0 | 0 | 0 | 0 | 0 | 0 | 0 | 0 | 0 | 0 | 0 | 0 | 0 | 0 | 0 | 0 | 0 | 0 | 0 | 0 | 0 | 0 | 0 | 0 | 0 | 0 | 0 | 0 | 0 | 0 | 0 | 0 | 0 | 0 | 0 | 0 | 0 | 0 | 0 | 0 | 0 | 0 | 0 | 0 | 0 | 0 | 0 | 0 | 0 | 0 | 0 | 0 | 0 | 0 | 0 | 0 | 0 | 0 | 0 |  |  | 0 | 0 | 0 | 0 | 0
[81 empty] | 2032 | 0 | 0 | 0 | 0 | 0 | 0 | 0 | 0 | 0 | 0 | 0 | 0 | 0 | 0 | 0 | 0 | 0 | 0 | 0 | 0 | 0 | 0 | 0 | 0 | 0 | 0 | 0 | 0 | 0 | 0 | 0 | 0 | 0 | 0 | 0 | 0 | 0 | 0 | 0 | 0 | 0 | 0 | 0 | 0 | 0 | 0 | 0 | 0 | 0 | 0 | 0 | 0 | 0 | 0 | 0 | 0 | 0 | 0 | 0 | 0 |  |  | 0 | 0 | 0 | 0 | 0
[81 empty] | 2033 | 0 | 0 | 0 | 0 | 0 | 0 | 0 | 0 | 0 | 0 | 0 | 0 | 0 | 0 | 0 | 0 | 0 | 0 | 0 | 0 | 0 | 0 | 0 | 0 | 0 | 0 | 0 | 0 | 0 | 0 | 0 | 0 | 0 | 0 | 0 | 0 | 0 | 0 | 0 | 0 | 0 | 0 | 0 | 0 | 0 | 0 | 0 | 0 | 0 | 0 | 0 | 0 | 0 | 0 | 0 | 0 | 0 | 0 | 0 | 0 |  |  | 0 | 0 | 0 | 0 | 0
[81 empty] | 2034 | 0 | 0 | 0 | 0 | 0 | 0 | 0 | 0 | 0 | 0 | 0 | 0 | 0 | 0 | 0 | 0 | 0 | 0 | 0 | 0 | 0 | 0 | 0 | 0 | 0 | 0 | 0 | 0 | 0 | 0 | 0 | 0 | 0 | 0 | 0 | 0 | 0 | 0 | 0 | 0 | 0 | 0 | 0 | 0 | 0 | 0 | 0 | 0 | 0 | 0 | 0 | 0 | 0 | 0 | 0 | 0 | 0 | 0 | 0 | 0 |  |  | 0 | 0 | 0 | 0 | 0
[81 empty] | 2035 | 0 | 0 | 0 | 0 | 0 | 0 | 0 | 0 | 0 | 0 | 0 | 0 | 0 | 0 | 0 | 0 | 0 | 0 | 0 | 0 | 0 | 0 | 0 | 0 | 0 | 0 | 0 | 0 | 0 | 0 | 0 | 0 | 0 | 0 | 0 | 0 | 0 | 0 | 0 | 0 | 0 | 0 | 0 | 0 | 0 | 0 | 0 | 0 | 0 | 0 | 0 | 0 | 0 | 0 | 0 | 0 | 0 | 0 | 0 | 0 |  |  | 0 | 0 | 0 | 0 | 0
[81 empty] | 2036 | 0 | 0 | 0 | 0 | 0 | 0 | 0 | 0 | 0 | 0 | 0 | 0 | 0 | 0 | 0 | 0 | 0 | 0 | 0 | 0 | 0 | 0 | 0 | 0 | 0 | 0 | 0 | 0 | 0 | 0 | 0 | 0 | 0 | 0 | 0 | 0 | 0 | 0 | 0 | 0 | 0 | 0 | 0 | 0 | 0 | 0 | 0 | 0 | 0 | 0 | 0 | 0 | 0 | 0 | 0 | 0 | 0 | 0 | 0 | 0 |  |  | 0 | 0 | 0 | 0 | 0
[81 empty] | 2037 | 0 | 0 | 0 | 0 | 0 | 0 | 0 | 0 | 0 | 0 | 0 | 0 | 0 | 0 | 0 | 0 | 0 | 0 | 0 | 0 | 0 | 0 | 0 | 0 | 0 | 0 | 0 | 0 | 0 | 0 | 0 | 0 | 0 | 0 | 0 | 0 | 0 | 0 | 0 | 0 | 0 | 0 | 0 | 0 | 0 | 0 | 0 | 0 | 0 | 0 | 0 | 0 | 0 | 0 | 0 | 0 | 0 | 0 | 0 | 0 |  |  | 0 | 0 | 0 | 0 | 0
[81 empty] | 2038 | 0 | 0 | 0 | 0 | 0 | 0 | 0 | 0 | 0 | 0 | 0 | 0 | 0 | 0 | 0 | 0 | 0 | 0 | 0 | 0 | 0 | 0 | 0 | 0 | 0 | 0 | 0 | 0 | 0 | 0 | 0 | 0 | 0 | 0 | 0 | 0 | 0 | 0 | 0 | 0 | 0 | 0 | 0 | 0 | 0 | 0 | 0 | 0 | 0 | 0 | 0 | 0 | 0 | 0 | 0 | 0 | 0 | 0 | 0 | 0 |  |  | 0 | 0 | 0 | 0 | 0
[81 empty] | 2039 | 0 | 0 | 0 | 0 | 0 | 0 | 0 | 0 | 0 | 0 | 0 | 0 | 0 | 0 | 0 | 0 | 0 | 0 | 0 | 0 | 0 | 0 | 0 | 0 | 0 | 0 | 0 | 0 | 0 | 0 | 0 | 0 | 0 | 0 | 0 | 0 | 0 | 0 | 0 | 0 | 0 | 0 | 0 | 0 | 0 | 0 | 0 | 0 | 0 | 0 | 0 | 0 | 0 | 0 | 0 | 0 | 0 | 0 | 0 | 0 |  |  | 0 | 0 | 0 | 0 | 0
[81 empty] | 2040 | 0 | 0 | 0 | 0 | 0 | 0 | 0 | 0 | 0 | 0 | 0 | 0 | 0 | 0 | 0 | 0 | 0 | 0 | 0 | 0 | 0 | 0 | 0 | 0 | 0 | 0 | 0 | 0 | 0 | 0 | 0 | 0 | 0 | 0 | 0 | 0 | 0 | 0 | 0 | 0 | 0 | 0 | 0 | 0 | 0 | 0 | 0 | 0 | 0 | 0 | 0 | 0 | 0 | 0 | 0 | 0 | 0 | 0 | 0 | 0 |  |  | 0 | 0 | 0 | 0 | 0
[81 empty] | 2041 | 0 | 0 | 0 | 0 | 0 | 0 | 0 | 0 | 0 | 0 | 0 | 0 | 0 | 0 | 0 | 0 | 0 | 0 | 0 | 0 | 0 | 0 | 0 | 0 | 0 | 0 | 0 | 0 | 0 | 0 | 0 | 0 | 0 | 0 | 0 | 0 | 0 | 0 | 0 | 0 | 0 | 0 | 0 | 0 | 0 | 0 | 0 | 0 | 0 | 0 | 0 | 0 | 0 | 0 | 0 | 0 | 0 | 0 | 0 | 0 |  |  | 0 | 0 | 0 | 0 | 0
[81 empty] | 2042 | 0 | 0 | 0 | 0 | 0 | 0 | 0 | 0 | 0 | 0 | 0 | 0 | 0 | 0 | 0 | 0 | 0 | 0 | 0 | 0 | 0 | 0 | 0 | 0 | 0 | 0 | 0 | 0 | 0 | 0 | 0 | 0 | 0 | 0 | 0 | 0 | 0 | 0 | 0 | 0 | 0 | 0 | 0 | 0 | 0 | 0 | 0 | 0 | 0 | 0 | 0 | 0 | 0 | 0 | 0 | 0 | 0 | 0 | 0 | 0 |  |  | 0 | 0 | 0 | 0 | 0
[81 empty] | 2043 | 0 | 0 | 0 | 0 | 0 | 0 | 0 | 0 | 0 | 0 | 0 | 0 | 0 | 0 | 0 | 0 | 0 | 0 | 0 | 0 | 0 | 0 | 0 | 0 | 0 | 0 | 0 | 0 | 0 | 0 | 0 | 0 | 0 | 0 | 0 | 0 | 0 | 0 | 0 | 0 | 0 | 0 | 0 | 0 | 0 | 0 | 0 | 0 | 0 | 0 | 0 | 0 | 0 | 0 | 0 | 0 | 0 | 0 | 0 | 0 |  |  | 0 | 0 | 0 | 0 | 0
[81 empty] | 2044 | 0 | 0 | 0 | 0 | 0 | 0 | 0 | 0 | 0 | 0 | 0 | 0 | 0 | 0 | 0 | 0 | 0 | 0 | 0 | 0 | 0 | 0 | 0 | 0 | 0 | 0 | 0 | 0 | 0 | 0 | 0 | 0 | 0 | 0 | 0 | 0 | 0 | 0 | 0 | 0 | 0 | 0 | 0 | 0 | 0 | 0 | 0 | 0 | 0 | 0 | 0 | 0 | 0 | 0 | 0 | 0 | 0 | 0 | 0 | 0 |  |  | 0 | 0 | 0 | 0 | 0
[81 empty] | 2045 | 0 | 0 | 0 | 0 | 0 | 0 | 0 | 0 | 0 | 0 | 0 | 0 | 0 | 0 | 0 | 0 | 0 | 0 | 0 | 0 | 0 | 0 | 0 | 0 | 0 | 0 | 0 | 0 | 0 | 0 | 0 | 0 | 0 | 0 | 0 | 0 | 0 | 0 | 0 | 0 | 0 | 0 | 0 | 0 | 0 | 0 | 0 | 0 | 0 | 0 | 0 | 0 | 0 | 0 | 0 | 0 | 0 | 0 | 0 | 0 |  |  | 0 | 0 | 0 | 0 | 0
[81 empty] | 2046 | 0 | 0 | 0 | 0 | 0 | 0 | 0 | 0 | 0 | 0 | 0 | 0 | 0 | 0 | 0 | 0 | 0 | 0 | 0 | 0 | 0 | 0 | 0 | 0 | 0 | 0 | 0 | 0 | 0 | 0 | 0 | 0 | 0 | 0 | 0 | 0 | 0 | 0 | 0 | 0 | 0 | 0 | 0 | 0 | 0 | 0 | 0 | 0 | 0 | 0 | 0 | 0 | 0 | 0 | 0 | 0 | 0 | 0 | 0 | 0 |  |  | 0 | 0 | 0 | 0 | 0
[81 empty] | 2047 | 0 | 0 | 0 | 0 | 0 | 0 | 0 | 0 | 0 | 0 | 0 | 0 | 0 | 0 | 0 | 0 | 0 | 0 | 0 | 0 | 0 | 0 | 0 | 0 | 0 | 0 | 0 | 0 | 0 | 0 | 0 | 0 | 0 | 0 | 0 | 0 | 0 | 0 | 0 | 0 | 0 | 0 | 0 | 0 | 0 | 0 | 0 | 0 | 0 | 0 | 0 | 0 | 0 | 0 | 0 | 0 | 0 | 0 | 0 | 0 |  |  | 0 | 0 | 0 | 0 | 0
[81 empty] | 2048 | 0 | 0 | 0 | 0 | 0 | 0 | 0 | 0 | 0 | 0 | 0 | 0 | 0 | 0 | 0 | 0 | 0 | 0 | 0 | 0 | 0 | 0 | 0 | 0 | 0 | 0 | 0 | 0 | 0 | 0 | 0 | 0 | 0 | 0 | 0 | 0 | 0 | 0 | 0 | 0 | 0 | 0 | 0 | 0 | 0 | 0 | 0 | 0 | 0 | 0 | 0 | 0 | 0 | 0 | 0 | 0 | 0 | 0 | 0 | 0 |  |  | 0 | 0 | 0 | 0 | 0
[81 empty] | 2049 | 0 | 0 | 0 | 0 | 0 | 0 | 0 | 0 | 0 | 0 | 0 | 0 | 0 | 0 | 0 | 0 | 0 | 0 | 0 | 0 | 0 | 0 | 0 | 0 | 0 | 0 | 0 | 0 | 0 | 0 | 0 | 0 | 0 | 0 | 0 | 0 | 0 | 0 | 0 | 0 | 0 | 0 | 0 | 0 | 0 | 0 | 0 | 0 | 0 | 0 | 0 | 0 | 0 | 0 | 0 | 0 | 0 | 0 | 0 | 0 |  |  | 0 | 0 | 0 | 0 | 0
[81 empty] | 2050 | 0 | 0 | 0 | 0 | 0 | 0 | 0 | 0 | 0 | 0 | 0 | 0 | 0 | 0 | 0 | 0 | 0 | 0 | 0 | 0 | 0 | 0 | 0 | 0 | 0 | 0 | 0 | 0 | 0 | 0 | 0 | 0 | 0 | 0 | 0 | 0 | 0 | 0 | 0 | 0 | 0 | 0 | 0 | 0 | 0 | 0 | 0 | 0 | 0 | 0 | 0 | 0 | 0 | 0 | 0 | 0 | 0 | 0 | 0 | 0 |  |  | 0 | 0 | 0 | 0 | 0
[81 empty] | 2051 | 0 | 0 | 0 | 0 | 0 | 0 | 0 | 0 | 0 | 0 | 0 | 0 | 0 | 0 | 0 | 0 | 0 | 0 | 0 | 0 | 0 | 0 | 0 | 0 | 0 | 0 | 0 | 0 | 0 | 0 | 0 | 0 | 0 | 0 | 0 | 0 | 0 | 0 | 0 | 0 | 0 | 0 | 0 | 0 | 0 | 0 | 0 | 0 | 0 | 0 | 0 | 0 | 0 | 0 | 0 | 0 | 0 | 0 | 0 | 0 |  |  | 0 | 0 | 0 | 0 | 0
[81 empty] | 2052 | 0 | 0 | 0 | 0 | 0 | 0 | 0 | 0 | 0 | 0 | 0 | 0 | 0 | 0 | 0 | 0 | 0 | 0 | 0 | 0 | 0 | 0 | 0 | 0 | 0 | 0 | 0 | 0 | 0 | 0 | 0 | 0 | 0 | 0 | 0 | 0 | 0 | 0 | 0 | 0 | 0 | 0 | 0 | 0 | 0 | 0 | 0 | 0 | 0 | 0 | 0 | 0 | 0 | 0 | 0 | 0 | 0 | 0 | 0 | 0 |  |  | 0 | 0 | 0 | 0 | 0
[81 empty] | 2053 | 0 | 0 | 0 | 0 | 0 | 0 | 0 | 0 | 0 | 0 | 0 | 0 | 0 | 0 | 0 | 0 | 0 | 0 | 0 | 0 | 0 | 0 | 0 | 0 | 0 | 0 | 0 | 0 | 0 | 0 | 0 | 0 | 0 | 0 | 0 | 0 | 0 | 0 | 0 | 0 | 0 | 0 | 0 | 0 | 0 | 0 | 0 | 0 | 0 | 0 | 0 | 0 | 0 | 0 | 0 | 0 | 0 | 0 | 0 | 0 |  |  | 0 | 0 | 0 | 0 | 0
[81 empty] | 2054 | 0 | 0 | 0 | 0 | 0 | 0 | 0 | 0 | 0 | 0 | 0 | 0 | 0 | 0 | 0 | 0 | 0 | 0 | 0 | 0 | 0 | 0 | 0 | 0 | 0 | 0 | 0 | 0 | 0 | 0 | 0 | 0 | 0 | 0 | 0 | 0 | 0 | 0 | 0 | 0 | 0 | 0 | 0 | 0 | 0 | 0 | 0 | 0 | 0 | 0 | 0 | 0 | 0 | 0 | 0 | 0 | 0 | 0 | 0 | 0 |  |  | 0 | 0 | 0 | 0 | 0
[81 empty] | 2055 | 0 | 0 | 0 | 0 | 0 | 0 | 0 | 0 | 0 | 0 | 0 | 0 | 0 | 0 | 0 | 0 | 0 | 0 | 0 | 0 | 0 | 0 | 0 | 0 | 0 | 0 | 0 | 0 | 0 | 0 | 0 | 0 | 0 | 0 | 0 | 0 | 0 | 0 | 0 | 0 | 0 | 0 | 0 | 0 | 0 | 0 | 0 | 0 | 0 | 0 | 0 | 0 | 0 | 0 | 0 | 0 | 0 | 0 | 0 | 0 |  |  | 0 | 0 | 0 | 0 | 0
[81 empty] | 2056 | 0 | 0 | 0 | 0 | 0 | 0 | 0 | 0 | 0 | 0 | 0 | 0 | 0 | 0 | 0 | 0 | 0 | 0 | 0 | 0 | 0 | 0 | 0 | 0 | 0 | 0 | 0 | 0 | 0 | 0 | 0 | 0 | 0 | 0 | 0 | 0 | 0 | 0 | 0 | 0 | 0 | 0 | 0 | 0 | 0 | 0 | 0 | 0 | 0 | 0 | 0 | 0 | 0 | 0 | 0 | 0 | 0 | 0 | 0 | 0 |  |  | 0 | 0 | 0 | 0 | 0
[81 empty] | 2057 | 0 | 0 | 0 | 0 | 0 | 0 | 0 | 0 | 0 | 0 | 0 | 0 | 0 | 0 | 0 | 0 | 0 | 0 | 0 | 0 | 0 | 0 | 0 | 0 | 0 | 0 | 0 | 0 | 0 | 0 | 0 | 0 | 0 | 0 | 0 | 0 | 0 | 0 | 0 | 0 | 0 | 0 | 0 | 0 | 0 | 0 | 0 | 0 | 0 | 0 | 0 | 0 | 0 | 0 | 0 | 0 | 0 | 0 | 0 | 0 |  |  | 0 | 0 | 0 | 0 | 0
[81 empty] | 2058 | 0 | 0 | 0 | 0 | 0 | 0 | 0 | 0 | 0 | 0 | 0 | 0 | 0 | 0 | 0 | 0 | 0 | 0 | 0 | 0 | 0 | 0 | 0 | 0 | 0 | 0 | 0 | 0 | 0 | 0 | 0 | 0 | 0 | 0 | 0 | 0 | 0 | 0 | 0 | 0 | 0 | 0 | 0 | 0 | 0 | 0 | 0 | 0 | 0 | 0 | 0 | 0 | 0 | 0 | 0 | 0 | 0 | 0 | 0 | 0 |  |  | 0 | 0 | 0 | 0 | 0
[81 empty] | 2059 | 0 | 0 | 0 | 0 | 0 | 0 | 0 | 0 | 0 | 0 | 0 | 0 | 0 | 0 | 0 | 0 | 0 | 0 | 0 | 0 | 0 | 0 | 0 | 0 | 0 | 0 | 0 | 0 | 0 | 0 | 0 | 0 | 0 | 0 | 0 | 0 | 0 | 0 | 0 | 0 | 0 | 0 | 0 | 0 | 0 | 0 | 0 | 0 | 0 | 0 | 0 | 0 | 0 | 0 | 0 | 0 | 0 | 0 | 0 | 0 |  |  | 0 | 0 | 0 | 0 | 0
[81 empty] | 2060 | 0 | 0 | 0 | 0 | 0 | 0 | 0 | 0 | 0 | 0 | 0 | 0 | 0 | 0 | 0 | 0 | 0 | 0 | 0 | 0 | 0 | 0 | 0 | 0 | 0 | 0 | 0 | 0 | 0 | 0 | 0 | 0 | 0 | 0 | 0 | 0 | 0 | 0 | 0 | 0 | 0 | 0 | 0 | 0 | 0 | 0 | 0 | 0 | 0 | 0 | 0 | 0 | 0 | 0 | 0 | 0 | 0 | 0 | 0 | 0 |  |  | 0 | 0 | 0 | 0 | 0

## SDF-UR-Trans
| Note: the frame of SDF of buildings is shown in Supplymentary figure 10 |  |  | 寿命参数 |  |  | lifetime (years | 37 | 37 | 37 | 37 | 37 | 37 | 37 | 37 | 37 | 37 | 37 | 30 | 30 | 30 | 30 | 30 | 30 | 30 | 30 | 30 | 30 | 30 | 30 | 30 | 30 | 30 | 35 | 35 | 35 | 35 | 35 | 35 | 35 | 35 | 35 | 35 | 35 | 35 | 35 | 35 | 35 | 35 | 35 | 35 | 35 | 35 | 35 | 35 | 35 | 35 | 35 | 35 | 35 | 35 | 35 | 35 | 35 | 35 | 35 | 35 | 35 | 35 | 35 | 35 | 35 | 35 | 35 | [6 empty] | lifetime for retrofit buildings | 50 | 50 | 50 | 50 | 50 | 50 | 50 | 50 | 50 | 50 | 50 | 50 | 50 | 50 | 50 | 50 | 50 | 50 | 50 | 50 | 50 | 50 | 50 | 50 | 50 | 50 | 50 | 50 | 50 | 50 | 50 | 50 | 50 | 50 | 50 | 50 | 50 | 50 | 50 | 50 | 50 | 50 | 50 |  |  | Heatnig load unit area (W/m2) |  |  |  |  | 改造建筑节能率 |  |  |  | Cooling load unit area (W/m2) |  |  |  |  | 改造建筑节能率
|  |  | Stock building (10E4 m2) | 年份 | 寿命参数 | New buildings (10E4 m2) | Built year | before1949 | 1950-1959 | 1960-1969 | 1970-1979 | 1980-1989 | 1990-1999 | 2000 | 2001 | 2002 | 2003 | 2004 | 2005 | 2006 | 2007 | 2008 | 2009 | 2010 | 2011 | 2012 | 2013 | 2014 | 2015 | 2016 | 2017 | 2018 | 2019 | 2020 | 2021 | 2022 | 2023 | 2024 | 2025 | 2026 | 2027 | 2028 | 2029 | 2030 | 2031 | 2032 | 2033 | 2034 | 2035 | 2036 | 2037 | 2038 | 2039 | 2040 | 2041 | 2042 | 2043 | 2044 | 2045 | 2046 | 2047 | 2048 | 2049 | 2050 | 2051 | 2052 | 2053 | 2054 | 2055 | 2056 | 2057 | 2058 | 2059 | 2060 | Stock building (10E4 m2) |  |  | 调整系数 |  |  | Built year | 2018 | 2019 | 2020 | 2021 | 2022 | 2023 | 2024 | 2025 | 2026 | 2027 | 2028 | 2029 | 2030 | 2031 | 2032 | 2033 | 2034 | 2035 | 2036 | 2037 | 2038 | 2039 | 2040 | 2041 | 2042 | 2043 | 2044 | 2045 | 2046 | 2047 | 2048 | 2049 | 2050 | 2051 | 2052 | 2053 | 2054 | 2055 | 2056 | 2057 | 2058 | 2059 | 2060 |  |  | latest new buildings (W/m2) | latest retrofitting buildings (W/m2) | Anverage value of stock of buildings without reinforce (W/m2) | Anverage value of stock of buildings with reinforce (W/m2) | Anverage value of stock buildings (W/m2) | 0 |  |  |  | latest new buildings (W/m2) | latest retrofitting buildings (W/m2) | Anverage value of stock of buildings without reinforce (W/m2) | Anverage value of stock of buildings with reinforce (W/m2) | Anverage value of stock buildings (W/m2) | 0
[7 empty] | Calculated year | 1944.5 | 1954.5 | 1964.5 | 1974.5 | 1984.5 | 1994.5 | 2000 | 2001 | 2002 | 2003 | 2004 | 2005 | 2006 | 2007 | 2008 | 2009 | 2010 | 2011 | 2012 | 2013 | 2014 | 2015 | 2016 | 2017 | 2018 | 2019 | 2020 | 2021 | 2022 | 2023 | 2024 | 2025 | 2026 | 2027 | 2028 | 2029 | 2030 | 2031 | 2032 | 2033 | 2034 | 2035 | 2036 | 2037 | 2038 | 2039 | 2040 | 2041 | 2042 | 2043 | 2044 | 2045 | 2046 | 2047 | 2048 | 2049 | 2050 | 2051 | 2052 | 2053 | 2054 | 2055 | 2056 | 2057 | 2058 | 2059 | 2060 | [51 empty] | before1949 | 37.9848 | [7 empty] | before1949 | 85.1311
|  |  | 378546.8926 | 2000 |  | 45656.2839 | 2000 | 10916.5735 | 5879.951 | 12116.2288 | 34114.2665 | 127531.1745 | 142332.4145 | 45656.2839 | 0 | 0 | 0 | 0 | 0 | 0 | 0 | 0 | 0 | 0 | 0 | 0 | 0 | 0 | 0 | 0 | 0 | 0 | 0 | 0 | 0 | 0 | 0 | 0 | 0 | 0 | 0 | 0 | 0 | 0 | 0 | 0 | 0 | 0 | 0 | 0 | 0 | 0 | 0 | 0 | 0 | 0 | 0 | 0 | 0 | 0 | 0 | 0 | 0 | 0 | 0 | 0 | 0 | 0 | 0 | 0 | 0 | 0 | 0 | 0 | 378546.8926 |  |  | 1 | [47 empty] | 1950-1959 | 37.9848 | [7 empty] | 1950-1959 | 85.1311
|  |  | 417977.3398 | 2001 | 30 | 44456.1386 | 2001 | 9302.5571 | 5286.0339 | 11404.1085 | 33215.0877 | 126521.5958 | 142135.5344 | 45656.2839 | 44456.1386 | 0 | 0 | 0 | 0 | 0 | 0 | 0 | 0 | 0 | 0 | 0 | 0 | 0 | 0 | 0 | 0 | 0 | 0 | 0 | 0 | 0 | 0 | 0 | 0 | 0 | 0 | 0 | 0 | 0 | 0 | 0 | 0 | 0 | 0 | 0 | 0 | 0 | 0 | 0 | 0 | 0 | 0 | 0 | 0 | 0 | 0 | 0 | 0 | 0 | 0 | 0 | 0 | 0 | 0 | 0 | 0 | 0 | 0 | 0 | 417977.3398 |  |  | 1 | [47 empty] | 1960-1969 | 37.9848 | [7 empty] | 1960-1969 | 85.1311
|  |  | 448543.5992 | 2002 | 30 | 35617.7396 | 2002 | 7882.6375 | 4728.0559 | 10689.6448 | 32251.6839 | 125366.447 | 141894.9679 | 45656.2839 | 44456.1386 | 35617.7396 | 0 | 0 | 0 | 0 | 0 | 0 | 0 | 0 | 0 | 0 | 0 | 0 | 0 | 0 | 0 | 0 | 0 | 0 | 0 | 0 | 0 | 0 | 0 | 0 | 0 | 0 | 0 | 0 | 0 | 0 | 0 | 0 | 0 | 0 | 0 | 0 | 0 | 0 | 0 | 0 | 0 | 0 | 0 | 0 | 0 | 0 | 0 | 0 | 0 | 0 | 0 | 0 | 0 | 0 | 0 | 0 | 0 | 0 | 448543.5992 |  |  | 1 | [47 empty] | 1970-1979 | 37.9848 | [7 empty] | 1970-1979 | 85.1311
|  |  | 484159.2165 | 2003 | 30 | 40720.032 | 2003 | 6641.6542 | 4207.2753 | 9977.5245 | 31226.2279 | 124053.3942 | 141602.9463 | 45656.2839 | 44456.1386 | 35617.7396 | 40720.032 | 0 | 0 | 0 | 0 | 0 | 0 | 0 | 0 | 0 | 0 | 0 | 0 | 0 | 0 | 0 | 0 | 0 | 0 | 0 | 0 | 0 | 0 | 0 | 0 | 0 | 0 | 0 | 0 | 0 | 0 | 0 | 0 | 0 | 0 | 0 | 0 | 0 | 0 | 0 | 0 | 0 | 0 | 0 | 0 | 0 | 0 | 0 | 0 | 0 | 0 | 0 | 0 | 0 | 0 | 0 | 0 | 0 | 484159.2165 |  |  | 1 | [47 empty] | 1980-1989 | 37.9848 | [7 empty] | 1980-1989 | 85.1311
城镇化率 | Population (Billion) | Per capita area (m2/person） | 530460.1833 | 2004 | 30 | 51485.7606 | 2004 | 5564.1607 | 3724.3956 | 9272.3882 | 30141.8711 | 122570.6274 | 141250.7854 | 45656.2839 | 44456.1386 | 35617.7396 | 40720.032 | 51485.7606 | 0 | 0 | 0 | 0 | 0 | 0 | 0 | 0 | 0 | 0 | 0 | 0 | 0 | 0 | 0 | 0 | 0 | 0 | 0 | 0 | 0 | 0 | 0 | 0 | 0 | 0 | 0 | 0 | 0 | 0 | 0 | 0 | 0 | 0 | 0 | 0 | 0 | 0 | 0 | 0 | 0 | 0 | 0 | 0 | 0 | 0 | 0 | 0 | 0 | 0 | 0 | 0 | 0 | 0 | 0 | 0 | 530460.1833 |  |  | 1 | [47 empty] | 1990-1999 | 37.9848 | [7 empty] | 1990-1999 | 85.1311
0.44001 | 0.20832 | 27.7224 | 577505.9759 | 2005 | 30 | 52338.1472 | 2005 | 4634.7456 | 3279.5907 | 8578.7402 | 29002.7396 | 120907.1766 | 140828.8813 | 45656.2839 | 44456.1386 | 35617.7396 | 40720.032 | 51485.7606 | 52338.1472 | 0 | 0 | 0 | 0 | 0 | 0 | 0 | 0 | 0 | 0 | 0 | 0 | 0 | 0 | 0 | 0 | 0 | 0 | 0 | 0 | 0 | 0 | 0 | 0 | 0 | 0 | 0 | 0 | 0 | 0 | 0 | 0 | 0 | 0 | 0 | 0 | 0 | 0 | 0 | 0 | 0 | 0 | 0 | 0 | 0 | 0 | 0 | 0 | 0 | 0 | 0 | 0 | 0 | 0 | 0 | 577505.9759 |  |  | 1 |  |  |  | Building will not be demolished after reinforcing | [43 empty] | 2000 | 25.601 |  | 36.4912 |  | 36.4912 |  |  |  | 2000 | 85.1311 |  | 85.1311 |  | 85.1311
0.45629 | 0.21588 | 28.5158 | 615603.996 | 2006 | 30 | 43581.2583 | 2006 | 3838.3088 | 2872.5417 | 7900.8619 | 27813.9037 | 119053.2457 | 140326.732 | 45599.3259 | 44456.1386 | 35617.7396 | 40720.032 | 51485.7606 | 52338.1472 | 43581.2583 | 0 | 0 | 0 | 0 | 0 | 0 | 0 | 0 | 0 | 0 | 0 | 0 | 0 | 0 | 0 | 0 | 0 | 0 | 0 | 0 | 0 | 0 | 0 | 0 | 0 | 0 | 0 | 0 | 0 | 0 | 0 | 0 | 0 | 0 | 0 | 0 | 0 | 0 | 0 | 0 | 0 | 0 | 0 | 0 | 0 | 0 | 0 | 0 | 0 | 0 | 0 | 0 | 0 | 0 | 615603.996 |  |  | 1 | [47 empty] | 2001 | 25.601 |  | 35.3149 |  | 35.3149 |  |  |  | 2001 | 85.1311 |  | 85.1311 |  | 85.1311
0.47028 | 0.22344 | 28.7782 | 643017.9578 | 2007 | 30 | 33124.4678 | 2007 | 3160.2937 | 2502.4833 | 7242.7332 | 26581.32 | 117000.5547 | 139732.9892 | 45529.5002 | 44400.6778 | 35617.7396 | 40720.032 | 51485.7606 | 52338.1472 | 43581.2583 | 33124.4678 | 0 | 0 | 0 | 0 | 0 | 0 | 0 | 0 | 0 | 0 | 0 | 0 | 0 | 0 | 0 | 0 | 0 | 0 | 0 | 0 | 0 | 0 | 0 | 0 | 0 | 0 | 0 | 0 | 0 | 0 | 0 | 0 | 0 | 0 | 0 | 0 | 0 | 0 | 0 | 0 | 0 | 0 | 0 | 0 | 0 | 0 | 0 | 0 | 0 | 0 | 0 | 0 | 0 | 643017.9578 |  |  | 1 |  |  |  | 10 | [43 empty] | 2002 | 25.601 |  | 34.5135 |  | 34.5135 |  |  |  | 2002 | 85.1311 |  | 85.1311 |  | 85.1311
0.48419 | 0.23152 | 28.8226 | 667292.9126 | 2008 | 30 | 30239.7299 | 2008 | 2586.8724 | 2168.2574 | 6607.9635 | 25311.7477 | 114742.679 | 139035.5436 | 45444.4606 | 44332.6877 | 35573.3051 | 40720.032 | 51485.7606 | 52338.1472 | 43581.2583 | 33124.4678 | 30239.7299 | 0 | 0 | 0 | 0 | 0 | 0 | 0 | 0 | 0 | 0 | 0 | 0 | 0 | 0 | 0 | 0 | 0 | 0 | 0 | 0 | 0 | 0 | 0 | 0 | 0 | 0 | 0 | 0 | 0 | 0 | 0 | 0 | 0 | 0 | 0 | 0 | 0 | 0 | 0 | 0 | 0 | 0 | 0 | 0 | 0 | 0 | 0 | 0 | 0 | 0 | 0 | 0 | 667292.9126 |  |  | 1 | [47 empty] | 2003 | 25.601 |  | 33.7273 |  | 33.7273 |  |  |  | 2003 | 85.1311 |  | 85.1311 |  | 85.1311
0.49592 | 0.23891 | 28.927 | 691102.4303 | 2009 | 30 | 30070.6967 | 2009 | 2105.0858 | 1868.3711 | 5999.733 | 24012.641 | 112275.3732 | 138221.6478 | 45341.5703 | 44249.8834 | 35518.8321 | 40669.2321 | 51485.7606 | 52338.1472 | 43581.2583 | 33124.4678 | 30239.7299 | 30070.6967 | 0 | 0 | 0 | 0 | 0 | 0 | 0 | 0 | 0 | 0 | 0 | 0 | 0 | 0 | 0 | 0 | 0 | 0 | 0 | 0 | 0 | 0 | 0 | 0 | 0 | 0 | 0 | 0 | 0 | 0 | 0 | 0 | 0 | 0 | 0 | 0 | 0 | 0 | 0 | 0 | 0 | 0 | 0 | 0 | 0 | 0 | 0 | 0 | 0 | 0 | 0 | 691102.4303 |  |  | 1 | [47 empty] | 2004 | 25.601 |  | 32.897 |  | 32.897 |  |  |  | 2004 | 85.1311 |  | 85.1311 |  | 85.1311
0.51774 | 0.25162 | 28.6577 | 721080.1649 | 2010 | 30 | 36585.5785 | 2010 | 1702.9414 | 1601.0584 | 5420.749 | 22692.0184 | 109596.869 | 137278.0788 | 45217.8975 | 44149.6977 | 35452.4903 | 40606.9559 | 51421.5301 | 52338.1472 | 43581.2583 | 33124.4678 | 30239.7299 | 30070.6967 | 36585.5785 | 0 | 0 | 0 | 0 | 0 | 0 | 0 | 0 | 0 | 0 | 0 | 0 | 0 | 0 | 0 | 0 | 0 | 0 | 0 | 0 | 0 | 0 | 0 | 0 | 0 | 0 | 0 | 0 | 0 | 0 | 0 | 0 | 0 | 0 | 0 | 0 | 0 | 0 | 0 | 0 | 0 | 0 | 0 | 0 | 0 | 0 | 0 | 0 | 0 | 0 | 721080.1649 |  |  | 1 | [47 empty] | 2005 | 25.601 |  | 32.1891 |  | 32.1891 |  |  |  | 2005 | 71.0791 |  | 83.8576 |  | 83.8576
0.53398 | 0.26206 | 28.7627 | 753761.6115 | 2011 | 30 | 39715.9929 | 2011 | 1369.4721 | 1364.3418 | 4873.2146 | 21358.3157 | 106708.131 | 136191.3404 | 45070.2182 | 44029.2759 | 35372.2227 | 40531.1105 | 51342.789 | 52233.4557 | 43581.2583 | 33124.4678 | 30239.7299 | 30070.6967 | 36585.5785 | 39715.9929 | 0 | 0 | 0 | 0 | 0 | 0 | 0 | 0 | 0 | 0 | 0 | 0 | 0 | 0 | 0 | 0 | 0 | 0 | 0 | 0 | 0 | 0 | 0 | 0 | 0 | 0 | 0 | 0 | 0 | 0 | 0 | 0 | 0 | 0 | 0 | 0 | 0 | 0 | 0 | 0 | 0 | 0 | 0 | 0 | 0 | 0 | 0 | 0 | 0 | 753761.6115 |  |  | 1 | [47 empty] | 2006 | 25.601 |  | 31.6723 |  | 31.6723 |  |  |  | 2006 | 71.0791 |  | 82.9416 |  | 82.9416
0.5485 | 0.27037 | 29.0639 | 785790.1551 | 2012 | 30 | 39525.8723 | 2012 | 1094.761 | 1156.092 | 4358.8126 | 20020.2242 | 103613.0612 | 134947.9063 | 44895.0271 | 43885.4785 | 35275.7422 | 40439.3445 | 51246.8913 | 52100.3932 | 43494.0831 | 33124.4678 | 30239.7299 | 30070.6967 | 36585.5785 | 39715.9929 | 39525.8723 | 0 | 0 | 0 | 0 | 0 | 0 | 0 | 0 | 0 | 0 | 0 | 0 | 0 | 0 | 0 | 0 | 0 | 0 | 0 | 0 | 0 | 0 | 0 | 0 | 0 | 0 | 0 | 0 | 0 | 0 | 0 | 0 | 0 | 0 | 0 | 0 | 0 | 0 | 0 | 0 | 0 | 0 | 0 | 0 | 0 | 0 | 0 | 0 | 785790.1551 |  |  | 1 | [47 empty] | 2007 | 25.601 |  | 31.3058 |  | 31.3058 |  |  |  | 2007 | 71.0791 |  | 82.3111 |  | 82.3111
0.55991 | 0.27933 | 29.5692 | 825957.2799 | 2013 | 30 | 48158.6844 | 2013 | 869.9369 | 974.0855 | 3878.703 | 18686.5215 | 100318.6398 | 133534.5001 | 44688.56 | 43714.8926 | 35160.5334 | 40329.0429 | 51130.8638 | 51932.9528 | 43383.2837 | 33058.2092 | 30239.7299 | 30070.6967 | 36585.5785 | 39715.9929 | 39525.8723 | 48158.6844 | 0 | 0 | 0 | 0 | 0 | 0 | 0 | 0 | 0 | 0 | 0 | 0 | 0 | 0 | 0 | 0 | 0 | 0 | 0 | 0 | 0 | 0 | 0 | 0 | 0 | 0 | 0 | 0 | 0 | 0 | 0 | 0 | 0 | 0 | 0 | 0 | 0 | 0 | 0 | 0 | 0 | 0 | 0 | 0 | 0 | 0 | 0 | 825957.2799 |  |  | 1 | [47 empty] | 2008 | 25.601 |  | 30.9913 |  | 30.9913 |  |  |  | 2008 | 71.0791 |  | 81.7769 |  | 81.7769
0.57132 | 0.28774 | 30.4875 | 877254.7429 | 2014 | 30 | 59827.1676 | 2014 | 687.1454 | 816.057 | 3433.5344 | 17365.899 | 96834.9913 | 131938.4089 | 44446.8269 | 43513.8528 | 35023.8619 | 40197.3303 | 50991.4003 | 51724.3474 | 43243.8584 | 32973.9948 | 30179.2416 | 30070.6967 | 36585.5785 | 39715.9929 | 39525.8723 | 48158.6844 | 59827.1676 | 0 | 0 | 0 | 0 | 0 | 0 | 0 | 0 | 0 | 0 | 0 | 0 | 0 | 0 | 0 | 0 | 0 | 0 | 0 | 0 | 0 | 0 | 0 | 0 | 0 | 0 | 0 | 0 | 0 | 0 | 0 | 0 | 0 | 0 | 0 | 0 | 0 | 0 | 0 | 0 | 0 | 0 | 0 | 0 | 0 | 0 | 877254.7429 |  |  | 1 | 已经更新的建筑不考虑二次更新，且十年之内不考虑拆除 | [46 empty] | 2009 | 25.601 |  | 30.6986 |  | 30.6986 |  |  |  | 2009 | 71.0791 |  | 81.281 |  | 81.281
0.58265 | 0.29715 | 31.3151 | 930519.9165 | 2015 | 30 | 62382.9225 | 2015 | 539.5015 | 679.7461 | 3023.467 | 16066.7922 | 93175.3716 | 130147.8245 | 44165.6578 | 43278.4741 | 34862.7912 | 40041.0805 | 50824.865 | 51467.0406 | 43070.1556 | 32868.0229 | 30102.3613 | 30010.5465 | 36585.5785 | 39715.9929 | 39525.8723 | 48158.6844 | 59827.1676 | 62382.9225 | 0 | 0 | 0 | 0 | 0 | 0 | 0 | 0 | 0 | 0 | 0 | 0 | 0 | 0 | 0 | 0 | 0 | 0 | 0 | 0 | 0 | 0 | 0 | 0 | 0 | 0 | 0 | 0 | 0 | 0 | 0 | 0 | 0 | 0 | 0 | 0 | 0 | 0 | 0 | 0 | 0 | 0 | 0 | 0 | 0 | 930519.9165 |  |  | 1 | [47 empty] | 2010 | 25.1856 |  | 30.3593 |  | 30.3593 |  |  |  | 2010 | 63.9968 |  | 80.3688 |  | 80.3688
0.59229 | 0.3072 | 32.3121 | 992623.6651 | 2016 | 30 | 71874.6285 | 2016 | 421.0279 | 562.9382 | 2648.207 | 14797.22 | 89356.0694 | 128152.2021 | 43840.7607 | 43004.6959 | 34674.2085 | 39856.9361 | 50627.3052 | 51152.8176 | 42855.8997 | 32735.9979 | 30005.6182 | 29934.0959 | 36512.3966 | 39715.9929 | 39525.8723 | 48158.6844 | 59827.1676 | 62382.9225 | 71874.6285 | 0 | 0 | 0 | 0 | 0 | 0 | 0 | 0 | 0 | 0 | 0 | 0 | 0 | 0 | 0 | 0 | 0 | 0 | 0 | 0 | 0 | 0 | 0 | 0 | 0 | 0 | 0 | 0 | 0 | 0 | 0 | 0 | 0 | 0 | 0 | 0 | 0 | 0 | 0 | 0 | 0 | 0 | 0 | 0 | 992623.6651 |  |  | 1 | [47 empty] | 2011 | 25.1856 |  | 30.0255 |  | 30.0255 |  |  |  | 2011 | 63.9968 |  | 79.4636 |  | 79.4636
0.60373 | 0.31655 | 33.455 | 1059020.2656 | 2017 | 30 | 76884.3436 | 2017 | 326.5839 | 463.4985 | 2307.0488 | 13564.6363 | 85396.2211 | 125942.6288 | 43467.7937 | 42688.3392 | 34454.8606 | 39641.3387 | 50394.476 | 50772.9036 | 42594.2505 | 32573.1501 | 29885.091 | 29837.8937 | 36419.3829 | 39636.5493 | 39525.8723 | 48158.6844 | 59827.1676 | 62382.9225 | 71874.6285 | 76884.3436 | 0 | 0 | 0 | 0 | 0 | 0 | 0 | 0 | 0 | 0 | 0 | 0 | 0 | 0 | 0 | 0 | 0 | 0 | 0 | 0 | 0 | 0 | 0 | 0 | 0 | 0 | 0 | 0 | 0 | 0 | 0 | 0 | 0 | 0 | 0 | 0 | 0 | 0 | 0 | 0 | 0 | 0 | 0 | 1059020.2656 |  |  | 1 | reinforcement rate |  | Retrofitting buildings (10E4 m2) | [44 empty] | 2012 | 25.1856 |  | 29.7191 |  | 29.7191 |  |  |  | 2012 | 63.9968 |  | 78.6355 |  | 78.6355
0.61484 | 0.3247 | 34.6395 | 1124733.2114 | 2018 | 30 | 76978.8464 | 2018 | 251.7888 | 379.3987 | 1998.9246 | 12375.8004 | 81317.5422 | 123512.189 | 43042.4487 | 42325.1762 | 34201.3993 | 39390.5689 | 50121.878 | 50318.1322 | 42277.9014 | 32374.2805 | 29736.4253 | 29718.0402 | 36302.3382 | 39535.5769 | 39446.809 | 48158.6844 | 59827.1676 | 62382.9225 | 71874.6285 | 76884.3436 | 76978.8464 | 0 | 0 | 0 | 0 | 0 | 0 | 0 | 0 | 0 | 0 | 0 | 0 | 0 | 0 | 0 | 0 | 0 | 0 | 0 | 0 | 0 | 0 | 0 | 0 | 0 | 0 | 0 | 0 | 0 | 0 | 0 | 0 | 0 | 0 | 0 | 0 | 0 | 0 | 0 | 0 | 0 | 0 | 1124733.2114 |  |  | 1 | 0 |  | 0 | 0 | 0 | 0 | 0 | 0 | 0 | 0 | 0 | 0 | 0 | 0 | 0 | 0 | 0 | 0 | 0 | 0 | 0 | 0 | 0 | 0 | 0 | 0 | 0 | 0 | 0 | 0 | 0 | 0 | 0 | 0 | 0 | 0 | 0 | 0 | 0 | 0 | 0 | 0 | 0 | 0 | 0 | 0 |  | 2013 | 25.1856 |  | 29.3907 |  | 29.3907 |  |  |  | 2013 | 63.9968 |  | 77.725 |  | 77.725
62.56% | 0.33333 | 34.9829 | 1166102.8874 | 2019 | 30 | 53495.2652 | 2019 | 192.9426 | 308.7384 | 1722.4583 | 11236.6689 | 77143.9794 | 120856.313 | 42560.5466 | 41911.0121 | 33910.4374 | 39100.7989 | 49804.8086 | 49779.1658 | 41899.2195 | 32133.8354 | 29554.8748 | 29570.2054 | 36156.5182 | 39408.5174 | 39346.32 | 48062.353 | 59827.1676 | 62382.9225 | 71874.6285 | 76884.3436 | 76978.8464 | 53495.2652 | 0 | 0 | 0 | 0 | 0 | 0 | 0 | 0 | 0 | 0 | 0 | 0 | 0 | 0 | 0 | 0 | 0 | 0 | 0 | 0 | 0 | 0 | 0 | 0 | 0 | 0 | 0 | 0 | 0 | 0 | 0 | 0 | 0 | 0 | 0 | 0 | 0 | 0 | 0 | 0 | 0 | 1166102.8874 |  |  | 1 | 0 |  | 0 | 0 | 0 | 0 | 0 | 0 | 0 | 0 | 0 | 0 | 0 | 0 | 0 | 0 | 0 | 0 | 0 | 0 | 0 | 0 | 0 | 0 | 0 | 0 | 0 | 0 | 0 | 0 | 0 | 0 | 0 | 0 | 0 | 0 | 0 | 0 | 0 | 0 | 0 | 0 | 0 | 0 | 0 | 0 |  | 2014 | 25.1856 |  | 29.0393 |  | 29.0393 |  |  |  | 2014 | 63.9968 |  | 76.7246 |  | 76.7246
63.6% | 0.33904 | 35.9112 | 1217519.1138 | 2020 | 35 | 64496.1524 | 2020 | 146.9477 | 249.7587 | 1476.0218 | 10152.3121 | 72901.2941 | 117973.097 | 42018.1428 | 41441.7775 | 33578.6139 | 38768.1563 | 49438.4281 | 49146.7671 | 41450.4295 | 31846.0136 | 29335.3696 | 29389.6697 | 35976.6547 | 39250.2204 | 39219.8686 | 47939.9162 | 59707.4958 | 62382.9225 | 71874.6285 | 76884.3436 | 76978.8464 | 53495.2652 | 64496.1524 | 0 | 0 | 0 | 0 | 0 | 0 | 0 | 0 | 0 | 0 | 0 | 0 | 0 | 0 | 0 | 0 | 0 | 0 | 0 | 0 | 0 | 0 | 0 | 0 | 0 | 0 | 0 | 0 | 0 | 0 | 0 | 0 | 0 | 0 | 0 | 0 | 0 | 0 | 0 | 0 | 1217519.1138 |  |  | 1 | 0 |  | 0 | 0 | 0 | 0 | 0 | 0 | 0 | 0 | 0 | 0 | 0 | 0 | 0 | 0 | 0 | 0 | 0 | 0 | 0 | 0 | 0 | 0 | 0 | 0 | 0 | 0 | 0 | 0 | 0 | 0 | 0 | 0 | 0 | 0 | 0 | 0 | 0 | 0 | 0 | 0 | 0 | 0 | 0 | 0 |  | 2015 | 25.1856 |  | 28.7156 |  | 28.7156 |  |  |  | 2015 | 63.9968 |  | 75.7992 |  | 75.7992
64.61% | 0.34639 | 36.6922 | 1270965.8357 | 2021 | 35 | 67425.377 | 2021 | 111.2328 | 200.851 | 1257.7919 | 9126.856 | 68616.587 | 114863.5796 | 41411.6396 | 40913.6316 | 33202.6686 | 38388.7986 | 49017.8401 | 48412.1164 | 40923.8397 | 31504.9053 | 29072.6135 | 29171.3915 | 35757.0056 | 39054.9671 | 39062.3295 | 47785.8468 | 59555.3935 | 62258.1385 | 71874.6285 | 76884.3436 | 76978.8464 | 53495.2652 | 64496.1524 | 67425.377 | 0 | 0 | 0 | 0 | 0 | 0 | 0 | 0 | 0 | 0 | 0 | 0 | 0 | 0 | 0 | 0 | 0 | 0 | 0 | 0 | 0 | 0 | 0 | 0 | 0 | 0 | 0 | 0 | 0 | 0 | 0 | 0 | 0 | 0 | 0 | 0 | 0 | 0 | 0 | 1270824.6372 |  |  | 1 | 0.01 |  | 141.1985 | 0 | 0 | 0 | 141.1985 | 0 | 0 | 0 | 0 | 0 | 0 | 0 | 0 | 0 | 0 | 0 | 0 | 0 | 0 | 0 | 0 | 0 | 0 | 0 | 0 | 0 | 0 | 0 | 0 | 0 | 0 | 0 | 0 | 0 | 0 | 0 | 0 | 0 | 0 | 0 | 0 | 0 | 0 | 0 |  | 2016 | 25.1856 |  | 28.3947 |  | 28.3947 |  |  |  | 2016 | 63.9968 |  | 74.8661 |  | 74.8661
65.58% | 0.35362 | 37.4603 | 1324669.6633 | 2022 | 35 | 68815.3979 | 2022 | 83.6821 | 160.561 | 1065.8056 | 8163.4523 | 64317.7803 | 111531.9611 | 40737.9035 | 40323.0713 | 32779.5243 | 37958.9986 | 48538.1862 | 47567.1654 | 40312.1061 | 31104.6643 | 28761.2116 | 28910.1042 | 35491.4369 | 38816.5238 | 38868.0108 | 47593.8996 | 59363.9942 | 62099.5386 | 71730.8582 | 76884.3436 | 76978.8464 | 53495.2652 | 64496.1524 | 67425.377 | 68815.3979 | 0 | 0 | 0 | 0 | 0 | 0 | 0 | 0 | 0 | 0 | 0 | 0 | 0 | 0 | 0 | 0 | 0 | 0 | 0 | 0 | 0 | 0 | 0 | 0 | 0 | 0 | 0 | 0 | 0 | 0 | 0 | 0 | 0 | 0 | 0 | 0 | 0 | 0 | 1324375.8226 |  |  | 1 | 0.01 |  | 152.6421 | 0 | 0 | 0 | 141.1985 | 152.6421 | 0 | 0 | 0 | 0 | 0 | 0 | 0 | 0 | 0 | 0 | 0 | 0 | 0 | 0 | 0 | 0 | 0 | 0 | 0 | 0 | 0 | 0 | 0 | 0 | 0 | 0 | 0 | 0 | 0 | 0 | 0 | 0 | 0 | 0 | 0 | 0 | 0 | 0 |  | 2017 | 25.1856 |  | 28.0966 |  | 28.0966 |  |  |  | 2017 | 63.9968 |  | 73.9923 |  | 73.9923 | Envolop cost
66.51% | 0.36074 | 38.2153 | 1378567.2182 | 2023 | 35 | 70244.8244 | 2023 | 62.5684 | 127.5876 | 898.0131 | 7264.2735 | 60033.0731 | 107985.7548 | 39994.3827 | 39667.0454 | 32306.3743 | 37475.2383 | 47994.754 | 46605.0154 | 39608.5271 | 30639.7088 | 28395.8267 | 28600.443 | 35173.5412 | 38528.232 | 38630.709 | 47357.14 | 59125.5397 | 61899.9629 | 71548.127 | 76730.5525 | 76978.8464 | 53495.2652 | 64496.1524 | 67425.377 | 68815.3979 | 70244.8244 | 0 | 0 | 0 | 0 | 0 | 0 | 0 | 0 | 0 | 0 | 0 | 0 | 0 | 0 | 0 | 0 | 0 | 0 | 0 | 0 | 0 | 0 | 0 | 0 | 0 | 0 | 0 | 0 | 0 | 0 | 0 | 0 | 0 | 0 | 0 | 0 | 0 | 1378108.2536 |  |  | 1 | 0.01 |  | 165.1239 | 0 | 0 | 0 | 141.1985 | 152.6421 | 165.1239 | 0 | 0 | 0 | 0 | 0 | 0 | 0 | 0 | 0 | 0 | 0 | 0 | 0 | 0 | 0 | 0 | 0 | 0 | 0 | 0 | 0 | 0 | 0 | 0 | 0 | 0 | 0 | 0 | 0 | 0 | 0 | 0 | 0 | 0 | 0 | 0 | 0 |  | 2018 | 25.1856 | 34.5652 | 27.8326 | #DIV/0! | 27.8326 |  |  |  | 2018 | 63.9968 | 83.029 | 73.2177 | #DIV/0! | 73.2177 | Price of building envolope | Envolope investment for new buildings | Envolope investment for retrofitting buildings
67.41% | 0.36774 | 38.9572 | 1432595.026 | 2024 | 35 | 71709.9116 | 2024 | 46.4937 | 100.7789 | 752.326 | 6430.5343 | 55790.3878 | 104235.8593 | 39179.2228 | 38943.0692 | 31780.7739 | 36934.3089 | 47383.0951 | 45520.3028 | 38807.358 | 30104.9449 | 27971.3631 | 28237.1005 | 34796.7911 | 38183.1358 | 38343.7972 | 47068.0093 | 58831.415 | 61651.3218 | 71318.1854 | 76535.0847 | 76824.8662 | 53495.2652 | 64496.1524 | 67425.377 | 68815.3979 | 70244.8244 | 71709.9116 | 0 | 0 | 0 | 0 | 0 | 0 | 0 | 0 | 0 | 0 | 0 | 0 | 0 | 0 | 0 | 0 | 0 | 0 | 0 | 0 | 0 | 0 | 0 | 0 | 0 | 0 | 0 | 0 | 0 | 0 | 0 | 0 | 0 | 0 | 0 | 0 | 1431957.4543 |  |  | 1 | 0.01 |  | 178.6071 | 0 | 0 | 0 | 141.1985 | 152.6421 | 165.1239 | 178.6071 | 0 | 0 | 0 | 0 | 0 | 0 | 0 | 0 | 0 | 0 | 0 | 0 | 0 | 0 | 0 | 0 | 0 | 0 | 0 | 0 | 0 | 0 | 0 | 0 | 0 | 0 | 0 | 0 | 0 | 0 | 0 | 0 | 0 | 0 | 0 | 0 |  | 2019 | 25.1856 | 34.1378 | 27.6456 | #DIV/0! | 27.6456 |  |  |  | 2019 | 63.9968 | 82.5886 | 72.6972 | #DIV/0! | 72.6972 | CNY/m2 | billion CNY | billion CNY
68.28% | 0.37461 | 39.6859 | 1486689.4931 | 2025 | 35 | 73166.9042 | 2025 | 34.3356 | 79.125 | 626.6605 | 5662.535 | 51616.8251 | 100296.5437 | 38291.3741 | 38149.337 | 31200.7326 | 36333.4155 | 46699.1525 | 44309.5728 | 37904.1326 | 29496.0065 | 27483.1707 | 27815.0096 | 34354.7297 | 37774.1494 | 38000.353 | 46718.4333 | 58472.2301 | 61344.6324 | 71031.713 | 76289.1161 | 76629.1582 | 53388.259 | 64496.1524 | 67425.377 | 68815.3979 | 70244.8244 | 71709.9116 | 73166.9042 | 0 | 0 | 0 | 0 | 0 | 0 | 0 | 0 | 0 | 0 | 0 | 0 | 0 | 0 | 0 | 0 | 0 | 0 | 0 | 0 | 0 | 0 | 0 | 0 | 0 | 0 | 0 | 0 | 0 | 0 | 0 | 0 | 0 | 0 | 0 | 1485859.2705 |  |  | 1 | 0.01 |  | 192.6509 | 0 | 0 | 0 | 141.1985 | 152.6421 | 165.1239 | 178.6071 | 192.6509 | 0 | 0 | 0 | 0 | 0 | 0 | 0 | 0 | 0 | 0 | 0 | 0 | 0 | 0 | 0 | 0 | 0 | 0 | 0 | 0 | 0 | 0 | 0 | 0 | 0 | 0 | 0 | 0 | 0 | 0 | 0 | 0 | 0 | 0 | 0 |  | 2020 | 25.1856 | 33.6846 | 27.4504 | #DIV/0! | 27.4504 |  |  |  | 2020 | 63.9968 | 82.0887 | 72.1354 | #DIV/0! | 72.1354 | 230.4059 | 148.6029 | 0
69.11% | 0.38137 | 40.4011 | 1540786.8819 | 2026 | 35 | 74635.4023 | 2026 | 25.2 | 61.7492 | 518.9749 | 4959.725 | 47538.1461 | 96185.3413 | 37330.6879 | 37284.8267 | 30564.8037 | 35670.2825 | 45939.3925 | 42971.6207 | 36895.9743 | 28809.4991 | 26927.2634 | 27329.546 | 33841.1919 | 37294.2634 | 37593.3244 | 46299.9777 | 58037.9546 | 60970.1035 | 70678.3601 | 75982.6764 | 76382.8872 | 53252.2547 | 64405.36 | 67425.377 | 68815.3979 | 70244.8244 | 71709.9116 | 73166.9042 | 74635.4023 | 0 | 0 | 0 | 0 | 0 | 0 | 0 | 0 | 0 | 0 | 0 | 0 | 0 | 0 | 0 | 0 | 0 | 0 | 0 | 0 | 0 | 0 | 0 | 0 | 0 | 0 | 0 | 0 | 0 | 0 | 0 | 0 | 0 | 0 | 1539749.2046 |  |  | 1 | 0.01 |  | 207.4547 | 0 | 0 | 0 | 141.1985 | 152.6421 | 165.1239 | 178.6071 | 192.6509 | 207.4547 | 0 | 0 | 0 | 0 | 0 | 0 | 0 | 0 | 0 | 0 | 0 | 0 | 0 | 0 | 0 | 0 | 0 | 0 | 0 | 0 | 0 | 0 | 0 | 0 | 0 | 0 | 0 | 0 | 0 | 0 | 0 | 0 | 0 | 0 |  | 2021 | 18.3786 | 33.2216 | 26.905 | 33.2216 | 26.9057 |  |  |  | 2021 | 55.9076 | 81.5559 | 71.1698 | 81.5559 | 71.1709 | 263.7432 | 177.8298 | 0
69.9% | 0.38801 | 41.1028 | 1594823.2824 | 2027 | 35 | 76125.8773 | 2027 | 18.3805 | 47.8978 | 427.301 | 4320.7829 | 43578.2978 | 91922.8512 | 36297.9964 | 36349.3937 | 29872.1682 | 34943.2558 | 45100.9377 | 41507.7776 | 35781.8799 | 28043.236 | 26300.5424 | 26776.7462 | 33250.5515 | 36736.7851 | 37115.7357 | 45804.0504 | 57518.1104 | 60517.2762 | 70246.8458 | 75604.6945 | 76076.0708 | 53081.1125 | 64293.0225 | 67330.461 | 68815.3979 | 70244.8244 | 71709.9116 | 73166.9042 | 74635.4023 | 76125.8773 | 0 | 0 | 0 | 0 | 0 | 0 | 0 | 0 | 0 | 0 | 0 | 0 | 0 | 0 | 0 | 0 | 0 | 0 | 0 | 0 | 0 | 0 | 0 | 0 | 0 | 0 | 0 | 0 | 0 | 0 | 0 | 0 | 0 | 1593562.4791 |  |  | 1 | 0.01 |  | 223.126 | 0 | 0 | 0 | 141.1985 | 152.6421 | 165.1239 | 178.6071 | 192.6509 | 207.4547 | 223.126 | 0 | 0 | 0 | 0 | 0 | 0 | 0 | 0 | 0 | 0 | 0 | 0 | 0 | 0 | 0 | 0 | 0 | 0 | 0 | 0 | 0 | 0 | 0 | 0 | 0 | 0 | 0 | 0 | 0 | 0 | 0 | 0 | 0 |  | 2022 | 18.3786 | 32.7463 | 26.3946 | 32.9747 | 26.3961 |  |  |  | 2022 | 55.9076 | 80.9781 | 70.2637 | 81.2557 | 70.2661 | 263.7432 | 181.4959 | 0
70.66% | 0.39452 | 41.7908 | 1648734.5814 | 2028 | 35 | 77630.9386 | 2028 | 13.3232 | 36.9281 | 349.7691 | 3743.709 | 39758.9956 | 87532.4485 | 35195.1727 | 35343.848 | 29122.7101 | 34151.3992 | 44181.6967 | 39922.121 | 34562.9578 | 27196.455 | 25601.0116 | 26153.5284 | 32577.9864 | 36095.6072 | 36560.926 | 45222.1519 | 56902.0237 | 59975.2248 | 69725.1198 | 75143.1033 | 75697.6244 | 52867.8952 | 64155.0442 | 67213.0214 | 68718.5251 | 70244.8244 | 71709.9116 | 73166.9042 | 74635.4023 | 76125.8773 | 77630.9386 | 0 | 0 | 0 | 0 | 0 | 0 | 0 | 0 | 0 | 0 | 0 | 0 | 0 | 0 | 0 | 0 | 0 | 0 | 0 | 0 | 0 | 0 | 0 | 0 | 0 | 0 | 0 | 0 | 0 | 0 | 0 | 0 | 1647234.1858 |  |  | 1 | 0.01 |  | 239.5923 | 0 | 0 | 0 | 141.1985 | 152.6421 | 165.1239 | 178.6071 | 192.6509 | 207.4547 | 223.126 | 239.5923 | 0 | 0 | 0 | 0 | 0 | 0 | 0 | 0 | 0 | 0 | 0 | 0 | 0 | 0 | 0 | 0 | 0 | 0 | 0 | 0 | 0 | 0 | 0 | 0 | 0 | 0 | 0 | 0 | 0 | 0 | 0 | 0 |  | 2023 | 18.3786 | 32.268 | 25.9156 | 32.7204 | 25.9179 |  |  |  | 2023 | 55.9076 | 80.3695 | 69.4109 | 80.9369 | 69.4147 | 263.7432 | 185.2659 | 0
71.39% | 0.40091 | 42.4649 | 1702456.4272 | 2029 | 35 | 79142.7409 | 2029 | 9.5974 | 28.2976 | 284.6271 | 3225.9259 | 36099.3759 | 83039.9103 | 34025.1668 | 34270.0137 | 28317.0787 | 33294.5802 | 43180.4859 | 38221.5905 | 33242.6033 | 26269.9983 | 24827.9748 | 25457.9077 | 31819.7471 | 35365.4946 | 35922.8174 | 44546.1667 | 56179.1356 | 59332.8195 | 69100.5939 | 74585.0126 | 75235.4658 | 52604.8997 | 63986.8126 | 67068.7766 | 68598.6645 | 70145.9394 | 71709.9116 | 73166.9042 | 74635.4023 | 76125.8773 | 77630.9386 | 79142.7409 | 0 | 0 | 0 | 0 | 0 | 0 | 0 | 0 | 0 | 0 | 0 | 0 | 0 | 0 | 0 | 0 | 0 | 0 | 0 | 0 | 0 | 0 | 0 | 0 | 0 | 0 | 0 | 0 | 0 | 0 | 0 | 1700699.2549 |  |  | 1 | 0.01 |  | 256.7767 | 0 | 0 | 0 | 141.1985 | 152.6421 | 165.1239 | 178.6071 | 192.6509 | 207.4547 | 223.126 | 239.5923 | 256.7767 | 0 | 0 | 0 | 0 | 0 | 0 | 0 | 0 | 0 | 0 | 0 | 0 | 0 | 0 | 0 | 0 | 0 | 0 | 0 | 0 | 0 | 0 | 0 | 0 | 0 | 0 | 0 | 0 | 0 | 0 | 0 |  | 2024 | 18.3786 | 31.7952 | 25.4649 | 32.4612 | 25.468 |  |  |  | 2024 | 55.9076 | 79.7432 | 68.6058 | 80.6025 | 68.6111 | 263.7432 | 189.13 | 0
72.08% | 0.40717 | 43.1251 | 1755924.1908 | 2030 | 35 | 80651.1801 | 2030 | 6.8704 | 21.5518 | 230.2534 | 2764.3844 | 32615.7274 | 78472.9666 | 32792.0153 | 33130.7632 | 27456.7351 | 32373.5409 | 42097.1375 | 36415.9952 | 31826.5948 | 25266.4468 | 23982.2013 | 24689.1921 | 30973.4188 | 34542.3772 | 35196.1998 | 43768.6893 | 55339.3643 | 58579.0504 | 68360.4452 | 73916.9568 | 74676.6891 | 52283.7297 | 63783.1946 | 66892.9044 | 68451.446 | 70023.5891 | 71608.9642 | 73166.9042 | 74635.4023 | 76125.8773 | 77630.9386 | 79142.7409 | 80651.1801 | 0 | 0 | 0 | 0 | 0 | 0 | 0 | 0 | 0 | 0 | 0 | 0 | 0 | 0 | 0 | 0 | 0 | 0 | 0 | 0 | 0 | 0 | 0 | 0 | 0 | 0 | 0 | 0 | 0 | 0 | 1753892.4385 |  |  | 1 | 0.01 |  | 274.58 | 0 | 0 | 0 | 141.1985 | 152.6421 | 165.1239 | 178.6071 | 192.6509 | 207.4547 | 223.126 | 239.5923 | 256.7767 | 274.58 | 0 | 0 | 0 | 0 | 0 | 0 | 0 | 0 | 0 | 0 | 0 | 0 | 0 | 0 | 0 | 0 | 0 | 0 | 0 | 0 | 0 | 0 | 0 | 0 | 0 | 0 | 0 | 0 | 0 | 0 |  | 2025 | 18.3786 | 31.3466 | 25.0397 | 32.2026 | 25.0437 |  |  |  | 2025 | 55.9076 | 79.1405 | 67.8439 | 80.2632 | 67.8508 | 263.7432 | 192.9727 | 0
72.75% | 0.4133 | 43.7711 | 1809072.9216 | 2031 | 35 | 82143.9006 | 2031 | 4.8875 | 16.3138 | 185.1653 | 2355.6699 | 29321.306 | 73860.7895 | 31500.8219 | 31930.027 | 26543.9809 | 31389.9519 | 40932.5901 | 34517.9042 | 30323.1004 | 24190.1922 | 23066.0468 | 23848.1462 | 30038.1592 | 33623.6335 | 34377.0227 | 42883.3719 | 54373.51 | 57703.4049 | 67491.9883 | 73125.2192 | 74007.8122 | 51895.4164 | 63538.55 | 66680.0387 | 68271.948 | 69873.3126 | 71484.062 | 73063.9057 | 74635.4023 | 76125.8773 | 77630.9386 | 79142.7409 | 80651.1801 | 82143.9006 | 0 | 0 | 0 | 0 | 0 | 0 | 0 | 0 | 0 | 0 | 0 | 0 | 0 | 0 | 0 | 0 | 0 | 0 | 0 | 0 | 0 | 0 | 0 | 0 | 0 | 0 | 0 | 0 | 0 | 1806748.2888 |  |  | 1 | 0.01 |  | 292.8805 | 0 | 0 | 0 | 141.1985 | 152.6421 | 165.1239 | 178.6071 | 192.6509 | 207.4547 | 223.126 | 239.5923 | 256.7767 | 274.58 | 292.8805 | 0 | 0 | 0 | 0 | 0 | 0 | 0 | 0 | 0 | 0 | 0 | 0 | 0 | 0 | 0 | 0 | 0 | 0 | 0 | 0 | 0 | 0 | 0 | 0 | 0 | 0 | 0 | 0 | 0 |  | 2026 | 18.3786 | 30.9142 | 24.6376 | 31.945 | 24.6426 |  |  |  | 2026 | 55.9076 | 78.5405 | 67.1212 | 79.9188 | 67.1298 | 263.7432 | 196.8458 | 0
73.38% | 0.41931 | 44.4028 | 1861837.2981 | 2032 | 35 | 83606.7463 | 2032 | 3.4552 | 12.2731 | 148.0218 | 1996.1062 | 26226.2363 | 69233.4352 | 30157.7087 | 30672.7746 | 25581.9651 | 30346.4444 | 39688.9558 | 32542.4165 | 28742.586 | 23047.4429 | 22083.521 | 22937.1129 | 29014.899 | 32608.3492 | 33462.677 | 41885.279 | 53273.6869 | 56696.2904 | 66483.1114 | 72196.2302 | 73215.1014 | 51430.5907 | 63246.7627 | 66424.2831 | 68054.6939 | 69690.0861 | 71330.6512 | 72936.4658 | 74530.3366 | 76125.8773 | 77630.9386 | 79142.7409 | 80651.1801 | 82143.9006 | 83606.7463 | 0 | 0 | 0 | 0 | 0 | 0 | 0 | 0 | 0 | 0 | 0 | 0 | 0 | 0 | 0 | 0 | 0 | 0 | 0 | 0 | 0 | 0 | 0 | 0 | 0 | 0 | 0 | 0 | 1859201.334 |  |  | 1 | 0.01 |  | 311.537 | 0 | 0 | 0 | 140.9929 | 152.6421 | 165.1239 | 178.6071 | 192.6509 | 207.4547 | 223.126 | 239.5923 | 256.7767 | 274.58 | 292.8805 | 311.537 | 0 | 0 | 0 | 0 | 0 | 0 | 0 | 0 | 0 | 0 | 0 | 0 | 0 | 0 | 0 | 0 | 0 | 0 | 0 | 0 | 0 | 0 | 0 | 0 | 0 | 0 | 0 | 0 |  | 2027 | 18.3786 | 30.4671 | 24.257 | 31.6835 | 24.2629 |  |  |  | 2027 | 55.9076 | 77.9011 | 66.4346 | 79.5617 | 66.4449 | 263.7432 | 200.7768 | 0
73.98% | 0.42518 | 45.02 | 1914151.5716 | 2033 | 35 | 85023.4649 | 2033 | 2.4274 | 9.1765 | 117.6235 | 1681.8542 | 23337.4982 | 64621.2581 | 28769.7379 | 29364.9672 | 24574.6691 | 29246.6183 | 38369.5615 | 30506.8171 | 27097.6245 | 21846.1537 | 21040.2912 | 21960.0791 | 27906.4882 | 31497.5345 | 32452.2529 | 40771.2318 | 52033.7637 | 55549.4839 | 65322.7621 | 71117.0339 | 72284.9706 | 50879.7085 | 62901.2941 | 66119.2436 | 67793.6657 | 69468.3192 | 71143.6032 | 72779.938 | 74400.3389 | 76018.7134 | 77630.9386 | 79142.7409 | 80651.1801 | 82143.9006 | 83606.7463 | 85023.4649 | 0 | 0 | 0 | 0 | 0 | 0 | 0 | 0 | 0 | 0 | 0 | 0 | 0 | 0 | 0 | 0 | 0 | 0 | 0 | 0 | 0 | 0 | 0 | 0 | 0 | 0 | 0 | 1911185.6751 |  |  | 1 | 0.01 |  | 330.3912 | 0 | 0 | 0 | 140.7563 | 152.4198 | 165.1239 | 178.6071 | 192.6509 | 207.4547 | 223.126 | 239.5923 | 256.7767 | 274.58 | 292.8805 | 311.537 | 330.3912 | 0 | 0 | 0 | 0 | 0 | 0 | 0 | 0 | 0 | 0 | 0 | 0 | 0 | 0 | 0 | 0 | 0 | 0 | 0 | 0 | 0 | 0 | 0 | 0 | 0 | 0 | 0 |  | 2028 | 18.3786 | 30.0341 | 23.8959 | 31.4201 | 23.9028 |  |  |  | 2028 | 55.9076 | 77.2583 | 65.781 | 79.1939 | 65.7932 | 263.7432 | 204.7463 | 0
74.55% | 0.43092 | 45.6225 | 1965949.5026 | 2034 | 35 | 86376.6057 | 2034 | 1.6946 | 6.8189 | 92.9084 | 1409.0025 | 20658.994 | 60054.3144 | 27344.8046 | 28013.4813 | 23526.8691 | 28095.0258 | 36978.9589 | 28430.1304 | 25402.6087 | 20595.8805 | 19943.6196 | 20922.6808 | 26717.778 | 30294.2835 | 31346.7557 | 39540.1218 | 50649.7914 | 54256.5924 | 64001.4663 | 69875.8073 | 71204.4477 | 50233.3284 | 62495.2608 | 65758.0849 | 67482.3376 | 69201.8689 | 70917.211 | 72589.0895 | 74240.6695 | 75886.1197 | 77521.656 | 79142.7409 | 80651.1801 | 82143.9006 | 83606.7463 | 85023.4649 | 86376.6057 | 0 | 0 | 0 | 0 | 0 | 0 | 0 | 0 | 0 | 0 | 0 | 0 | 0 | 0 | 0 | 0 | 0 | 0 | 0 | 0 | 0 | 0 | 0 | 0 | 0 | 0 | 1962635.1018 |  |  | 1 | 0.01 |  | 349.2718 | 0 | 0 | 0 | 140.485 | 152.1641 | 164.8835 | 178.6071 | 192.6509 | 207.4547 | 223.126 | 239.5923 | 256.7767 | 274.58 | 292.8805 | 311.537 | 330.3912 | 349.2718 | 0 | 0 | 0 | 0 | 0 | 0 | 0 | 0 | 0 | 0 | 0 | 0 | 0 | 0 | 0 | 0 | 0 | 0 | 0 | 0 | 0 | 0 | 0 | 0 | 0 | 0 |  | 2029 | 18.3786 | 29.6166 | 23.5528 | 31.1565 | 23.5607 |  |  |  | 2029 | 55.9076 | 76.6151 | 65.158 | 78.8171 | 65.1721 | 263.7432 | 208.7336 | 0
75.09% | 0.43652 | 46.2102 | 2017164.2882 | 2035 | 35 | 87647.8424 | 2035 | 1.1756 | 5.0358 | 72.9456 | 1173.6484 | 18191.6883 | 55561.7762 | 25891.5049 | 26626.0046 | 22444.0744 | 26897.127 | 35522.9036 | 26332.5902 | 23673.3802 | 19307.5631 | 18802.2301 | 19832.1393 | 25455.6251 | 29003.8623 | 30149.2647 | 38193.174 | 49120.3928 | 52813.4983 | 62511.8584 | 68462.4162 | 69961.6955 | 49482.4356 | 62021.536 | 65333.6108 | 67113.7334 | 68884.074 | 70645.2034 | 72358.0975 | 74045.9906 | 75723.2617 | 77386.4408 | 79031.3301 | 80651.1801 | 82143.9006 | 83606.7463 | 85023.4649 | 86376.6057 | 87647.8424 | 0 | 0 | 0 | 0 | 0 | 0 | 0 | 0 | 0 | 0 | 0 | 0 | 0 | 0 | 0 | 0 | 0 | 0 | 0 | 0 | 0 | 0 | 0 | 0 | 0 | 2013483.0282 |  |  | 1 | 0.01 |  | 367.9992 | 0 | 0 | 0 | 140.1751 | 151.8708 | 164.6068 | 178.347 | 192.6509 | 207.4547 | 223.126 | 239.5923 | 256.7767 | 274.58 | 292.8805 | 311.537 | 330.3912 | 349.2718 | 367.9992 | 0 | 0 | 0 | 0 | 0 | 0 | 0 | 0 | 0 | 0 | 0 | 0 | 0 | 0 | 0 | 0 | 0 | 0 | 0 | 0 | 0 | 0 | 0 | 0 | 0 |  | 2030 | 18.3786 | 29.2153 | 23.2262 | 30.8942 | 23.2351 |  |  |  | 2030 | 55.9076 | 75.974 | 64.5633 | 78.4328 | 64.5793 | 263.7432 | 212.712 | 0
75.61% | 0.44199 | 46.7827 | 2067728.4791 | 2036 | 35 | 88818.5407 | 2036 | 0.81045 | 3.6959 | 56.9269 | 971.9681 | 15933.8125 | 51171.3736 | 24418.9812 | 25210.9071 | 21332.4442 | 25659.2203 | 34008.2994 | 24235.05 | 21926.7872 | 17993.2418 | 17626.1094 | 18697.1299 | 24128.8154 | 27633.7143 | 28865.0207 | 36734.14 | 47447.0897 | 51218.7654 | 60849.1942 | 66868.9816 | 68546.5672 | 48618.8041 | 61472.8779 | 64838.3708 | 66680.5084 | 68507.8132 | 70320.7802 | 72080.5633 | 73810.3625 | 75524.6951 | 77220.3629 | 78893.4816 | 80537.6458 | 82143.9006 | 83606.7463 | 85023.4649 | 86376.6057 | 87647.8424 | 88818.5407 | 0 | 0 | 0 | 0 | 0 | 0 | 0 | 0 | 0 | 0 | 0 | 0 | 0 | 0 | 0 | 0 | 0 | 0 | 0 | 0 | 0 | 0 | 0 | 0 | 2063662.4125 |  |  | 1 | 0.01 |  | 386.3916 | 0 | 0 | 0 | 139.8223 | 151.5357 | 164.2895 | 178.0477 | 192.3703 | 207.4547 | 223.126 | 239.5923 | 256.7767 | 274.58 | 292.8805 | 311.537 | 330.3912 | 349.2718 | 367.9992 | 386.3916 | 0 | 0 | 0 | 0 | 0 | 0 | 0 | 0 | 0 | 0 | 0 | 0 | 0 | 0 | 0 | 0 | 0 | 0 | 0 | 0 | 0 | 0 | 0 | 0 |  | 2031 | 18.3786 | 28.8304 | 22.915 | 30.6342 | 22.9249 |  |  |  | 2031 | 55.9076 | 75.3367 | 63.9951 | 78.0428 | 64.0132 | 263.7432 | 216.6489 | 0
76.1% | 0.44731 | 47.34 | 2117573.8843 | 2037 | 35 | 89870.3891 | 2037 | 0.55519 | 2.6957 | 44.1572 | 800.2755 | 13881.1216 | 46908.8835 | 22936.7504 | 23777.0909 | 20198.6846 | 24388.3475 | 32443.11 | 22158.3633 | 20180.1941 | 16665.7224 | 16426.2495 | 17527.5834 | 22747.9037 | 26193.3773 | 27501.4316 | 35169.4053 | 45634.5428 | 49473.9805 | 59011.819 | 65090.4283 | 66951.1739 | 47635.3824 | 60842.0824 | 64264.7943 | 66175.0587 | 68065.5893 | 69936.6718 | 71749.5486 | 73527.258 | 75284.3614 | 77017.8705 | 78724.1696 | 80397.17 | 82028.265 | 83606.7463 | 85023.4649 | 86376.6057 | 87647.8424 | 88818.5407 | 89870.3891 | 0 | 0 | 0 | 0 | 0 | 0 | 0 | 0 | 0 | 0 | 0 | 0 | 0 | 0 | 0 | 0 | 0 | 0 | 0 | 0 | 0 | 0 | 0 | 2113105.6583 |  |  | 1 | 0.01 |  | 404.2714 | 0 | 0 | 0 | 139.4222 | 151.1544 | 163.9271 | 177.7046 | 192.0475 | 207.1526 | 223.126 | 239.5923 | 256.7767 | 274.58 | 292.8805 | 311.537 | 330.3912 | 349.2718 | 367.9992 | 386.3916 | 404.2714 | 0 | 0 | 0 | 0 | 0 | 0 | 0 | 0 | 0 | 0 | 0 | 0 | 0 | 0 | 0 | 0 | 0 | 0 | 0 | 0 | 0 | 0 | 0 |  | 2032 | 18.3786 | 28.4617 | 22.6181 | 30.3772 | 22.629 |  |  |  | 2032 | 55.9076 | 74.7047 | 63.452 | 77.648 | 63.4721 | 263.7432 | 220.5071 | 0
76.57% | 0.4525 | 47.8817 | 2166631.4605 | 2038 | 35 | 90786.0607 | 2038 | 0.37794 | 1.954 | 34.0442 | 655.0691 | 12027.1906 | 42797.6811 | 21454.5196 | 22333.8228 | 19049.9278 | 23092.1752 | 30836.2386 | 20122.7639 | 18450.9656 | 15338.2031 | 15214.3409 | 16334.4305 | 21324.9725 | 24694.309 | 26067.9895 | 33507.9959 | 43690.6849 | 47584.0035 | 57001.561 | 63124.9867 | 65170.4345 | 46526.6884 | 60122.1582 | 63605.3498 | 65589.6576 | 67549.6404 | 69485.2245 | 71357.6359 | 73189.5996 | 74995.6033 | 76772.7853 | 78517.7338 | 80224.6309 | 81885.1892 | 83489.0515 | 85023.4649 | 86376.6057 | 87647.8424 | 88818.5407 | 89870.3891 | 90786.0607 | 0 | 0 | 0 | 0 | 0 | 0 | 0 | 0 | 0 | 0 | 0 | 0 | 0 | 0 | 0 | 0 | 0 | 0 | 0 | 0 | 0 | 0 | 2161744.4944 |  |  | 1 | 0.01 |  | 421.4722 | 0 | 0 | 0 | 138.9699 | 150.7218 | 163.5145 | 177.3125 | 191.6774 | 206.8049 | 222.8011 | 239.5923 | 256.7767 | 274.58 | 292.8805 | 311.537 | 330.3912 | 349.2718 | 367.9992 | 386.3916 | 404.2714 | 421.4722 | 0 | 0 | 0 | 0 | 0 | 0 | 0 | 0 | 0 | 0 | 0 | 0 | 0 | 0 | 0 | 0 | 0 | 0 | 0 | 0 | 0 | 0 |  | 2033 | 18.3786 | 28.1083 | 22.3345 | 30.1241 | 22.3466 |  |  |  | 2033 | 55.9076 | 74.0788 | 62.9326 | 77.2498 | 62.9548 | 263.7432 | 224.2436 | 0
77.01% | 0.45754 | 48.4076 | 2214831.1844 | 2039 | 35 | 91549.8737 | 2039 | 0.25565 | 1.4076 | 26.0876 | 533.0671 | 10363.7398 | 38858.3654 | 19981.9959 | 20890.5547 | 17893.5983 | 21778.8574 | 29197.379 | 18147.2761 | 16755.9498 | 14023.8818 | 14002.4323 | 15129.2962 | 19873.3204 | 23149.6259 | 24576.0973 | 31761.477 | 41626.7286 | 45557.1059 | 54824.0197 | 60974.6123 | 63202.5771 | 45289.191 | 59306.5229 | 62852.7289 | 64916.6182 | 66952.0794 | 68958.5146 | 70897.0161 | 72789.821 | 74651.2019 | 76478.3183 | 78267.8757 | 80014.2605 | 81709.4567 | 83343.4277 | 84903.7757 | 86376.6057 | 87647.8424 | 88818.5407 | 89870.3891 | 90786.0607 | 91549.8737 | 0 | 0 | 0 | 0 | 0 | 0 | 0 | 0 | 0 | 0 | 0 | 0 | 0 | 0 | 0 | 0 | 0 | 0 | 0 | 0 | 0 | 2209509.8296 |  |  | 1 | 0.01 |  | 437.8454 | 0 | 0 | 0 | 138.4606 | 150.2329 | 163.0465 | 176.8663 | 191.2545 | 206.4064 | 222.4272 | 239.2434 | 256.7767 | 274.58 | 292.8805 | 311.537 | 330.3912 | 349.2718 | 367.9992 | 386.3916 | 404.2714 | 421.4722 | 437.8454 | 0 | 0 | 0 | 0 | 0 | 0 | 0 | 0 | 0 | 0 | 0 | 0 | 0 | 0 | 0 | 0 | 0 | 0 | 0 | 0 | 0 |  | 2034 | 18.3786 | 27.7691 | 22.0637 | 29.8753 | 22.0769 |  |  |  | 2034 | 55.9076 | 73.4592 | 62.4361 | 76.8495 | 62.4604 | 263.7432 | 227.8124 | 0
77.42% | 0.46243 | 48.9175 | 2262101.903 | 2040 | 35 | 92148.4155 | 2040 | 0.17184 | 1.0076 | 19.8687 | 431.2328 | 8880.973 | 35108.4699 | 18528.6962 | 19456.7386 | 16737.2687 | 20456.8819 | 27536.8408 | 16249.1851 | 15110.9883 | 12735.5644 | 12802.5724 | 13924.1619 | 18407.0911 | 21573.7644 | 23038.8086 | 29943.7418 | 39457.0414 | 43404.9795 | 52488.7249 | 58645.2947 | 61049.5595 | 43921.6588 | 58389.212 | 62000.0498 | 64148.4815 | 66265.0597 | 68348.4902 | 70359.6046 | 72319.9564 | 74243.4396 | 76127.1078 | 77967.6741 | 79759.6402 | 81495.1927 | 83164.5657 | 84755.6844 | 86255.0117 | 87647.8424 | 88818.5407 | 89870.3891 | 90786.0607 | 91549.8737 | 92148.4155 | 0 | 0 | 0 | 0 | 0 | 0 | 0 | 0 | 0 | 0 | 0 | 0 | 0 | 0 | 0 | 0 | 0 | 0 | 0 | 0 | 2256331.5793 |  |  | 1 | 0.01 |  | 453.2667 | 0 | 0 | 0 | 137.8892 | 149.6823 | 162.5177 | 176.3601 | 190.7732 | 205.951 | 221.9985 | 238.8419 | 256.4028 | 274.58 | 292.8805 | 311.537 | 330.3912 | 349.2718 | 367.9992 | 386.3916 | 404.2714 | 421.4722 | 437.8454 | 453.2667 | 0 | 0 | 0 | 0 | 0 | 0 | 0 | 0 | 0 | 0 | 0 | 0 | 0 | 0 | 0 | 0 | 0 | 0 | 0 | 0 |  | 2035 | 18.3786 | 27.4428 | 21.805 | 29.6313 | 21.8193 |  |  |  | 2035 | 55.9076 | 72.8457 | 61.9617 | 76.4481 | 61.9881 | 263.7432 | 231.1652 | 0
77.82% | 0.46718 | 49.4111 | 2308371.1577 | 2041 | 35 | 92571.0924 | 2041 | 0.11477 | 0.71682 | 15.0397 | 346.789 | 7567.9203 | 31562.2637 | 17103.7629 | 18041.6411 | 15588.5119 | 19134.9065 | 25865.3561 | 14443.5899 | 13530.4739 | 11485.2912 | 11626.4518 | 12731.009 | 16940.8619 | 19982.0785 | 21470.4907 | 28070.6952 | 37198.8828 | 41142.6055 | 50009.1476 | 56147.2282 | 58717.3788 | 42425.4523 | 57365.098 | 61041.0773 | 63278.2238 | 65480.9673 | 67647.1415 | 69737.1858 | 71771.7587 | 73764.1918 | 75711.2838 | 77609.6241 | 79453.7169 | 81235.8598 | 82946.486 | 84573.7916 | 86104.5635 | 87524.4588 | 88818.5407 | 89870.3891 | 90786.0607 | 91549.8737 | 92148.4155 | 92571.0924 | 0 | 0 | 0 | 0 | 0 | 0 | 0 | 0 | 0 | 0 | 0 | 0 | 0 | 0 | 0 | 0 | 0 | 0 | 0 | 2302138.4607 |  |  | 1 | 0.01 |  | 467.6421 | 0 | 0 | 0 | 137.2503 | 149.0646 | 161.9221 | 175.788 | 190.2272 | 205.4327 | 221.5088 | 238.3816 | 255.9725 | 274.1801 | 292.8805 | 311.537 | 330.3912 | 349.2718 | 367.9992 | 386.3916 | 404.2714 | 421.4722 | 437.8454 | 453.2667 | 467.6421 | 0 | 0 | 0 | 0 | 0 | 0 | 0 | 0 | 0 | 0 | 0 | 0 | 0 | 0 | 0 | 0 | 0 | 0 | 0 |  | 2036 | 18.3786 | 27.1275 | 21.5579 | 29.3923 | 21.5733 |  |  |  | 2036 | 55.9076 | 72.2378 | 61.5087 | 76.0464 | 61.5373 | 263.7432 | 234.2528 | 0
78.19% | 0.47177 | 49.8881 | 2353564.9762 | 2042 | 35 | 92810.5681 | 2042 | 0.076175 | 0.50676 | 11.3146 | 277.2244 | 6412.7715 | 28230.6451 | 15715.792 | 16654.1643 | 14454.7523 | 17821.5887 | 24193.8714 | 12743.0594 | 12026.9795 | 10284.002 | 10485.0622 | 11561.4625 | 15489.2097 | 18390.3925 | 19886.4242 | 26159.8423 | 34872.0112 | 38787.9808 | 47402.5481 | 53494.8224 | 56216.2418 | 40804.7392 | 56230.1101 | 59970.4512 | 62299.4815 | 64592.6327 | 66846.6953 | 69021.5872 | 71136.8477 | 73205.0465 | 75222.5609 | 77185.7023 | 79088.8425 | 80924.2744 | 82682.5349 | 84352.0165 | 85919.7759 | 87371.7964 | 88693.5091 | 89870.3891 | 90786.0607 | 91549.8737 | 92148.4155 | 92571.0924 | 92810.5681 | 0 | 0 | 0 | 0 | 0 | 0 | 0 | 0 | 0 | 0 | 0 | 0 | 0 | 0 | 0 | 0 | 0 | 0 | 2346857.7496 |  |  | 1 | 0.01 |  | 480.9128 | 0 | 0 | 0 | 136.5386 | 148.3739 | 161.2539 | 175.1439 | 189.6102 | 204.8447 | 220.9513 | 237.8557 | 255.4792 | 273.72 | 292.454 | 311.537 | 330.3912 | 349.2718 | 367.9992 | 386.3916 | 404.2714 | 421.4722 | 437.8454 | 453.2667 | 467.6421 | 480.9128 | 0 | 0 | 0 | 0 | 0 | 0 | 0 | 0 | 0 | 0 | 0 | 0 | 0 | 0 | 0 | 0 | 0 | 0 |  | 2037 | 18.3786 | 26.8214 | 21.322 | 29.1584 | 21.3385 |  |  |  | 2037 | 55.9076 | 71.6347 | 61.0768 | 75.6453 | 61.1075 | 263.7432 | 237.027 | 0
78.55% | 0.47621 | 50.3482 | 2397607.6243 | 2043 | 35 | 92863.0579 | 2043 | 0.050236 | 0.35601 | 8.4598 | 220.2926 | 5403.1928 | 25121.1277 | 14372.6789 | 15302.6784 | 13343.1221 | 16525.4164 | 22533.3332 | 11157.4028 | 10610.971 | 9141.2527 | 9388.3906 | 10426.4531 | 14066.2785 | 16814.531 | 18302.3576 | 24229.8012 | 32498.1733 | 36361.7076 | 44689.6617 | 50706.541 | 53560.5758 | 39066.6125 | 54981.4467 | 58783.9155 | 61206.7836 | 63593.5601 | 65939.8329 | 68204.8777 | 70406.8866 | 72557.4563 | 74652.361 | 76687.4619 | 78656.8409 | 80552.6468 | 82365.4006 | 84083.5927 | 85694.4713 | 87184.2892 | 88538.8076 | 89743.8768 | 90786.0607 | 91549.8737 | 92148.4155 | 92571.0924 | 92810.5681 | 92863.0579 | 0 | 0 | 0 | 0 | 0 | 0 | 0 | 0 | 0 | 0 | 0 | 0 | 0 | 0 | 0 | 0 | 0 | 2390414.9948 |  |  | 1 | 0.01 |  | 493.0581 | 0 | 0 | 0 | 135.7486 | 147.6046 | 160.5067 | 174.421 | 188.9153 | 204.1803 | 220.3189 | 237.2571 | 254.9155 | 273.1924 | 291.9632 | 311.0833 | 330.3912 | 349.2718 | 367.9992 | 386.3916 | 404.2714 | 421.4722 | 437.8454 | 453.2667 | 467.6421 | 480.9128 | 493.0581 | 0 | 0 | 0 | 0 | 0 | 0 | 0 | 0 | 0 | 0 | 0 | 0 | 0 | 0 | 0 | 0 | 0 |  | 2038 | 18.3786 | 26.5225 | 21.097 | 28.9295 | 21.1146 |  |  |  | 2038 | 55.9076 | 71.035 | 60.6655 | 75.2453 | 60.6984 | 263.7432 | 239.442 | 0
78.88% | 0.48048 | 50.791 | 2440421.3064 | 2044 | 35 | 92728.4504 | 2044 | 0.03292 | 0.24854 | 6.2864 | 174.0046 | 4526.6183 | 22237.9118 | 13081.4855 | 13994.8711 | 12260.3274 | 15254.5436 | 20894.4736 | 9693.5597 | 9290.6165 | 8064.9981 | 8345.1609 | 9335.9116 | 12685.3668 | 15269.8479 | 16734.0398 | 22299.76 | 30100.4978 | 33886.4617 | 41894.2255 | 47804.5645 | 50768.8672 | 37221.0983 | 53617.7719 | 57478.5414 | 59995.7866 | 62478.1648 | 64919.9227 | 67279.5897 | 69573.7853 | 71812.9179 | 73991.9674 | 76106.1577 | 78149.1041 | 80112.6495 | 81987.1549 | 83761.0845 | 85421.7755 | 86955.6687 | 88348.7958 | 89587.3432 | 90658.2594 | 91549.8737 | 92148.4155 | 92571.0924 | 92810.5681 | 92863.0579 | 92728.4504 | 0 | 0 | 0 | 0 | 0 | 0 | 0 | 0 | 0 | 0 | 0 | 0 | 0 | 0 | 0 | 0 | 2432733.6791 |  |  | 1 | 0.01 |  | 504.0977 | 0 | 0 | 0 | 134.8749 | 146.7505 | 159.6744 | 173.6129 | 188.1357 | 203.4321 | 219.6043 | 236.5781 | 254.274 | 272.5897 | 291.4005 | 310.5613 | 329.9101 | 349.2718 | 367.9992 | 386.3916 | 404.2714 | 421.4722 | 437.8454 | 453.2667 | 467.6421 | 480.9128 | 493.0581 | 504.0977 | 0 | 0 | 0 | 0 | 0 | 0 | 0 | 0 | 0 | 0 | 0 | 0 | 0 | 0 | 0 | 0 |  | 2039 | 18.3786 | 26.2288 | 20.8826 | 28.7055 | 20.9014 |  |  |  | 2039 | 55.9076 | 70.4375 | 60.2747 | 74.8469 | 60.3098 | 263.7432 | 241.4566 | 0
79.2% | 0.4846 | 51.2162 | 2481925.8022 | 2045 | 35 | 92410.2367 | 2045 | 0.021436 | 0.17242 | 4.6425 | 136.617 | 3770.5101 | 19582.0357 | 11848.334 | 12737.6187 | 11212.5274 | 14016.6369 | 19287.6022 | 8355.6076 | 8071.6944 | 7061.4465 | 7362.635 | 8298.5133 | 11358.5572 | 13770.7796 | 15196.7511 | 20388.9072 | 27702.8223 | 31386.3601 | 39042.3653 | 44814.2843 | 47863.3237 | 35281.0433 | 52139.3875 | 56052.9326 | 58663.5014 | 61242.0131 | 63781.2638 | 66238.9572 | 68629.9264 | 70963.1795 | 73232.7089 | 75432.9036 | 77556.7205 | 79595.5154 | 81539.322 | 83376.4295 | 85094.1347 | 86678.9595 | 88117.1217 | 89395.0812 | 90500.131 | 91420.9972 | 92148.4155 | 92571.0924 | 92810.5681 | 92863.0579 | 92728.4504 | 92410.2367 | 0 | 0 | 0 | 0 | 0 | 0 | 0 | 0 | 0 | 0 | 0 | 0 | 0 | 0 | 0 | 2473734.8164 |  |  | 1 | 0.01 |  | 514.091 | 0 | 0 | 0 | 133.9119 | 145.8059 | 158.7506 | 172.7126 | 187.264 | 202.5925 | 218.7995 | 235.8107 | 253.5463 | 271.9037 | 290.7576 | 309.9627 | 329.3565 | 348.7632 | 367.9992 | 386.3916 | 404.2714 | 421.4722 | 437.8454 | 453.2667 | 467.6421 | 480.9128 | 493.0581 | 504.0977 | 514.091 | 0 | 0 | 0 | 0 | 0 | 0 | 0 | 0 | 0 | 0 | 0 | 0 | 0 | 0 | 0 |  | 2040 | 18.3786 | 25.9382 | 20.6788 | 28.486 | 20.6987 |  |  |  | 2040 | 55.9076 | 69.8406 | 59.9042 | 74.4503 | 59.9413 | 263.7432 | 243.0352 | 0
79.5% | 0.48855 | 51.6233 | 2522038.0204 | 2046 | 35 | 91915.234 | 2046 | 0.01387 | 0.11886 | 3.4073 | 106.6161 | 3122.5839 | 17151.5959 | 10678.3281 | 11536.8824 | 10205.2315 | 12818.7381 | 17722.4127 | 7144.8776 | 6957.6 | 6134.9899 | 6446.4805 | 7321.4795 | 10096.4043 | 12330.4426 | 13704.8588 | 18515.8605 | 25328.9844 | 28886.2584 | 36161.8673 | 41763.6472 | 44869.3679 | 33261.8805 | 50548.369 | 54507.4042 | 57208.5027 | 59882.0537 | 62519.3298 | 65077.1631 | 67568.4077 | 70000.4716 | 72366.1706 | 74658.8591 | 76870.6343 | 78992.1677 | 81012.9786 | 82921.008 | 84703.3579 | 86346.4967 | 87836.7166 | 89160.6635 | 90305.9101 | 91261.5383 | 92018.6964 | 92571.0924 | 92810.5681 | 92863.0579 | 92728.4504 | 92410.2367 | 91915.234 | 0 | 0 | 0 | 0 | 0 | 0 | 0 | 0 | 0 | 0 | 0 | 0 | 0 | 0 | 2513336.4673 |  |  | 1 | 0.01 |  | 523.1358 | 0 | 0 | 0 | 132.8545 | 144.765 | 157.7287 | 171.7133 | 186.2929 | 201.6538 | 217.8965 | 234.9465 | 252.7239 | 271.1255 | 290.0259 | 309.2789 | 328.7217 | 348.1779 | 367.4633 | 386.3916 | 404.2714 | 421.4722 | 437.8454 | 453.2667 | 467.6421 | 480.9128 | 493.0581 | 504.0977 | 514.091 | 523.1358 | 0 | 0 | 0 | 0 | 0 | 0 | 0 | 0 | 0 | 0 | 0 | 0 | 0 | 0 |  | 2041 | 18.3786 | 25.6487 | 20.4853 | 28.2707 | 20.5064 |  |  |  | 2041 | 55.9076 | 69.2429 | 59.5538 | 74.0557 | 59.593 | 263.7432 | 244.1499 | 0
79.78% | 0.49232 | 52.012 | 2560671.4427 | 2047 | 35 | 91253.0989 | 2047 | 0.0089168 | 0.081426 | 2.4852 | 82.7003 | 2570.9975 | 14942.0227 | 9575.5044 | 10397.6319 | 9243.2156 | 11667.1455 | 16207.8085 | 6060.1649 | 5949.4417 | 5288.2089 | 5600.707 | 6410.4462 | 8907.694 | 10960.2946 | 12271.4167 | 16698.1254 | 23002.1128 | 26411.0125 | 33281.3694 | 38682.3764 | 41814.9812 | 31181.2771 | 48848.6612 | 52844.1264 | 55631.1122 | 58396.8319 | 61131.006 | 63789.5893 | 66383.2959 | 68917.7543 | 71384.4293 | 73775.4456 | 76081.8367 | 78293.3831 | 80398.8863 | 82385.7457 | 84240.6885 | 85949.9687 | 87499.8131 | 88876.9376 | 90069.1038 | 91065.6834 | 91858.195 | 92440.7783 | 92810.5681 | 92863.0579 | 92728.4504 | 92410.2367 | 91915.234 | 91253.0989 | 0 | 0 | 0 | 0 | 0 | 0 | 0 | 0 | 0 | 0 | 0 | 0 | 0 | 2551453.1491 |  |  | 1 | 0.01 |  | 531.3642 | 0 | 0 | 0 | 131.6976 | 143.6219 | 156.6026 | 170.6081 | 185.215 | 200.6082 | 216.887 | 233.9769 | 251.7977 | 270.2461 | 289.1958 | 308.5005 | 327.9965 | 347.5068 | 366.8466 | 385.8289 | 404.2714 | 421.4722 | 437.8454 | 453.2667 | 467.6421 | 480.9128 | 493.0581 | 504.0977 | 514.091 | 523.1358 | 531.3642 | 0 | 0 | 0 | 0 | 0 | 0 | 0 | 0 | 0 | 0 | 0 | 0 | 0 |  | 2042 | 18.3786 | 25.3583 | 20.3022 | 28.0591 | 20.3243 |  |  |  | 2042 | 55.9076 | 68.6429 | 59.2234 | 73.6631 | 59.2645 | 263.7432 | 244.7815 | 0
80.04% | 0.49592 | 52.3816 | 2597735.4229 | 2048 | 35 | 90435.6366 | 2048 | 0.0056962 | 0.055429 | 1.8014 | 63.76 | 2104.5014 | 12946.4002 | 8542.8129 | 9323.7976 | 8330.4614 | 10567.3195 | 14751.7532 | 5098.015 | 5046.2163 | 4521.9458 | 4827.6702 | 5569.4003 | 7799.2832 | 9669.8734 | 10907.8277 | 14951.6064 | 20743.9542 | 23984.7394 | 30429.5091 | 35601.1056 | 38729.923 | 29058.678 | 47046.1229 | 51067.223 | 53933.5448 | 56786.6761 | 59614.8071 | 62373.0577 | 65069.8798 | 67708.9757 | 70280.306 | 72774.5857 | 75181.5856 | 77489.9862 | 79687.6576 | 81761.2476 | 83696.9075 | 85480.49 | 87097.9887 | 88536.0443 | 89782.4872 | 90826.8848 | 91661.0596 | 92279.5407 | 92679.9169 | 92863.0579 | 92728.4504 | 92410.2367 | 91915.234 | 91253.0989 | 90435.6366 | 0 | 0 | 0 | 0 | 0 | 0 | 0 | 0 | 0 | 0 | 0 | 0 | 2587995.1065 |  |  | 1 | 0.01 |  | 538.9368 | 0 | 0 | 0 | 130.4363 | 142.3712 | 155.3661 | 169.39 | 184.0229 | 199.4474 | 215.7623 | 232.8928 | 250.7586 | 269.2558 | 288.2578 | 307.6176 | 327.171 | 346.7402 | 366.1396 | 385.1814 | 403.6827 | 421.4722 | 437.8454 | 453.2667 | 467.6421 | 480.9128 | 493.0581 | 504.0977 | 514.091 | 523.1358 | 531.3642 | 538.9368 | 0 | 0 | 0 | 0 | 0 | 0 | 0 | 0 | 0 | 0 | 0 | 0 |  | 2043 | 18.3786 | 25.0653 | 20.1292 | 27.8508 | 20.1524 |  |  |  | 2043 | 55.9076 | 68.0391 | 58.9127 | 73.2724 | 58.9558 | 263.7432 | 244.92 | 0
80.29% | 0.49934 | 52.7318 | 2633134.2878 | 2049 | 35 | 89475.9123 | 2049 | 0.0036157 | 0.037494 | 1.2977 | 48.8585 | 1712.553 | 11155.8158 | 7582.1267 | 8318.252 | 7470.1179 | 9523.812 | 13361.1507 | 4253.064 | 4245.0472 | 3835.4384 | 4128.1394 | 4800.6847 | 6776.023 | 8466.6224 | 9623.5836 | 13290.197 | 18574.267 | 21630.1146 | 27634.0729 | 32550.4686 | 35644.8649 | 26914.7643 | 45148.5172 | 49182.8187 | 52120.0092 | 55053.8469 | 57971.0684 | 60826.0529 | 63624.9177 | 66369.3306 | 69047.629 | 71648.9604 | 74161.6496 | 76573.073 | 78869.9535 | 81037.9671 | 83062.4706 | 84928.706 | 86622.2393 | 88129.4612 | 89438.1206 | 90537.8568 | 91420.6998 | 92081.5011 | 92518.2622 | 92732.3327 | 92728.4504 | 92410.2367 | 91915.234 | 91253.0989 | 90435.6366 | 89475.9123 | 0 | 0 | 0 | 0 | 0 | 0 | 0 | 0 | 0 | 0 | 0 | 2622867.3905 |  |  | 1 | 0.01 |  | 546.0363 | 0 | 0 | 0 | 129.0661 | 141.0076 | 154.0131 | 168.0525 | 182.709 | 198.1637 | 214.5139 | 231.6852 | 249.5967 | 268.1445 | 287.2014 | 306.6198 | 326.2347 | 345.8675 | 365.3318 | 384.439 | 403.0053 | 420.8585 | 437.8454 | 453.2667 | 467.6421 | 480.9128 | 493.0581 | 504.0977 | 514.091 | 523.1358 | 531.3642 | 538.9368 | 546.0363 | 0 | 0 | 0 | 0 | 0 | 0 | 0 | 0 | 0 | 0 | 0 |  | 2044 | 18.3786 | 24.7681 | 19.9664 | 27.6451 | 19.9905 |  |  |  | 2044 | 55.9076 | 67.4307 | 58.6217 | 72.8834 | 58.6666 | 263.7432 | 244.565 | 0
80.53% | 0.50258 | 53.0619 | 2666766.1629 | 2050 | 35 | 88387.175 | 2050 | 0.0022805 | 0.025202 | 0.92894 | 37.2113 | 1385.3959 | 9559.7247 | 6694.278 | 7382.8189 | 6664.4864 | 8540.223 | 12041.7563 | 3518.4133 | 3541.4682 | 3226.5 | 3501.4184 | 4105.064 | 5840.7634 | 7355.8077 | 8426.0926 | 11725.4624 | 16510.3107 | 19367.7406 | 24921.1865 | 29560.1884 | 32590.4782 | 24770.8506 | 43165.4443 | 47199.0293 | 50196.7566 | 53202.6408 | 56202.0979 | 59148.917 | 62046.8637 | 64895.5124 | 67681.4982 | 70392.2779 | 73014.5702 | 75534.2596 | 77936.7116 | 80206.407 | 82327.6791 | 84284.9318 | 86063.0852 | 87648.0777 | 89027.3949 | 90190.5929 | 91129.7821 | 91840.0388 | 92319.7102 | 92570.5866 | 92597.9147 | 92410.2367 | 91915.234 | 91253.0989 | 90435.6366 | 89475.9123 | 88387.175 | 0 | 0 | 0 | 0 | 0 | 0 | 0 | 0 | 0 | 0 | 2655968.6699 |  |  | 1 | 0.01 |  | 552.859 | 0 | 0 | 0 | 127.5831 | 139.5265 | 152.5381 | 166.589 | 181.2664 | 196.7489 | 213.1332 | 230.3446 | 248.3024 | 266.9022 | 286.0162 | 305.4962 | 325.1765 | 344.8777 | 364.4124 | 383.5909 | 402.2285 | 420.1522 | 437.2078 | 453.2667 | 467.6421 | 480.9128 | 493.0581 | 504.0977 | 514.091 | 523.1358 | 531.3642 | 538.9368 | 546.0363 | 552.859 | 0 | 0 | 0 | 0 | 0 | 0 | 0 | 0 | 0 | 0 |  | 2045 | 18.3786 | 24.4656 | 19.8135 | 27.4416 | 19.8387 |  |  |  | 2045 | 55.9076 | 66.8168 | 58.35 | 72.4959 | 58.3967 | 263.7432 | 243.7257 | 0
80.75% | 0.50561 | 53.3712 | 2698521.4035 | 2051 | 35 | 87181.5942 | 2051 | 0.0014291 | 0.016833 | 0.66084 | 28.1673 | 1114.1082 | 8146.3184 | 5879.1181 | 6518.3087 | 5915.0284 | 7619.1837 | 10798.1221 | 2886.0146 | 2929.7346 | 2691.7361 | 2945.5111 | 3481.8462 | 4994.4351 | 6340.5235 | 7320.5955 | 10266.4284 | 14566.4528 | 17215.6142 | 22314.5871 | 26658.2118 | 29596.5224 | 22648.2515 | 41108.2155 | 45125.8911 | 48172.07 | 51239.4386 | 54312.2814 | 57344.0047 | 60336.0667 | 63285.9446 | 66178.5416 | 68999.5428 | 71733.9357 | 74365.9497 | 76879.3986 | 79257.3513 | 81482.8848 | 83539.3261 | 85410.7122 | 87082.3017 | 88541.1066 | 89776.4117 | 90780.2479 | 91547.7867 | 92077.6233 | 92371.9224 | 92436.4031 | 92280.149 | 91915.234 | 91253.0989 | 90435.6366 | 89475.9123 | 88387.175 | 87181.5942 | 0 | 0 | 0 | 0 | 0 | 0 | 0 | 0 | 0 | 2687189.6575 |  |  | 1 | 0.01 |  | 559.6061 | 0 | 0 | 0 | 125.9836 | 137.9232 | 150.9358 | 164.9936 | 179.6878 | 195.1953 | 211.6115 | 228.862 | 246.8658 | 265.5181 | 284.691 | 304.2354 | 323.9848 | 343.759 | 363.3695 | 382.6255 | 401.3412 | 419.3424 | 436.4741 | 452.6066 | 467.6421 | 480.9128 | 493.0581 | 504.0977 | 514.091 | 523.1358 | 531.3642 | 538.9368 | 546.0363 | 552.859 | 559.6061 | 0 | 0 | 0 | 0 | 0 | 0 | 0 | 0 | 0 |  | 2046 | 18.3786 | 24.1569 | 19.6707 | 27.2397 | 19.6968 |  |  |  | 2046 | 55.9076 | 66.1974 | 58.0973 | 72.1096 | 58.1457 | 263.7432 | 242.4202 | 0
80.96% | 0.50845 | 53.6588 | 2728280.4424 | 2052 | 35 | 85868.7853 | 2052 | 0.00088992 | 0.011172 | 0.46718 | 21.1907 | 890.6222 | 6902.8843 | 5135.5973 | 5724.5765 | 5222.3928 | 6762.3647 | 9633.5747 | 2347.0481 | 2403.1448 | 2226.7805 | 2457.3187 | 2929.0464 | 4236.1958 | 5421.7797 | 6310.1714 | 8919.4805 | 12753.9059 | 15188.7166 | 19835.0097 | 23869.9304 | 26690.9789 | 20567.648 | 38989.6704 | 42975.2291 | 46056.1926 | 49172.6954 | 52308.1329 | 55415.7912 | 58494.929 | 61540.9829 | 64537.1515 | 67467.3173 | 70314.6554 | 73061.6127 | 75690.2831 | 78182.1221 | 80518.7249 | 82682.0987 | 84655.1476 | 86422.2029 | 87969.566 | 89286.0321 | 90363.3588 | 91196.6491 | 91784.6151 | 92129.6985 | 92238.0268 | 92119.1916 | 91785.8431 | 91253.0989 | 90435.6366 | 89475.9123 | 88387.175 | 87181.5942 | 85868.7853 | 0 | 0 | 0 | 0 | 0 | 0 | 0 | 0 | 2716410.9613 |  |  | 1 | 0.01 |  | 566.4748 | 0 | 0 | 0 | 124.2648 | 136.1941 | 149.2014 | 163.2604 | 177.9669 | 193.4955 | 209.9406 | 227.2281 | 245.2768 | 263.9819 | 283.2147 | 302.8258 | 322.6477 | 342.4993 | 362.1908 | 381.5305 | 400.3311 | 418.4173 | 435.6328 | 451.847 | 466.9611 | 480.9128 | 493.0581 | 504.0977 | 514.091 | 523.1358 | 531.3642 | 538.9368 | 546.0363 | 552.859 | 559.6061 | 566.4748 | 0 | 0 | 0 | 0 | 0 | 0 | 0 | 0 |  | 2047 | 18.3786 | 23.8416 | 19.5376 | 27.0389 | 19.5646 |  |  |  | 2047 | 55.9076 | 65.5729 | 57.8633 | 71.7242 | 57.9132 | 263.7432 | 240.6738 | 0
81.16% | 0.51107 | 53.9241 | 2755910.7434 | 2053 | 35 | 84454.0477 | 2053 | 0.00055061 | 0.0073678 | 0.32821 | 15.8441 | 707.7208 | 5816.146 | 4461.8611 | 5000.6003 | 4586.4639 | 5970.5081 | 8550.2263 | 1892.2767 | 1954.3548 | 1826.5396 | 2032.8551 | 2443.5828 | 3563.6307 | 4598.6624 | 5395.8257 | 7688.3705 | 11080.6028 | 13298.7396 | 17499.715 | 21217.5247 | 23899.2703 | 18548.4852 | 36823.9416 | 40760.4659 | 43861.1932 | 47012.8672 | 50198.284 | 53370.9227 | 56528.0152 | 59663.0774 | 62757.6907 | 65793.9624 | 68753.2261 | 71616.0639 | 74362.7181 | 76972.857 | 79426.3836 | 81703.7489 | 83786.4703 | 85657.6904 | 87302.7416 | 88709.6829 | 89869.7731 | 90777.8478 | 91432.5692 | 91836.5246 | 91996.154 | 91921.4961 | 91625.7479 | 91124.6401 | 90435.6366 | 89475.9123 | 88387.175 | 87181.5942 | 85868.7853 | 84454.0477 | 0 | 0 | 0 | 0 | 0 | 0 | 0 | 2743500.05 |  |  | 1 | 0.01 |  | 573.6496 | 0 | 0 | 0 | 122.4243 | 134.3359 | 147.3309 | 161.3845 | 176.0975 | 191.6424 | 208.1124 | 225.4338 | 243.5256 | 262.2827 | 281.576 | 301.2555 | 321.1528 | 341.0858 | 360.8635 | 380.2929 | 399.1854 | 417.3642 | 434.6718 | 450.9762 | 466.1775 | 480.2125 | 493.0581 | 504.0977 | 514.091 | 523.1358 | 531.3642 | 538.9368 | 546.0363 | 552.859 | 559.6061 | 566.4748 | 573.6496 | 0 | 0 | 0 | 0 | 0 | 0 | 0 |  | 2048 | 18.3786 | 23.5198 | 19.4142 | 26.8387 | 19.442 |  |  |  | 2048 | 55.9076 | 64.9444 | 57.6475 | 71.3395 | 57.6988 | 263.7432 | 238.5178 | 0
81.34% | 0.51347 | 54.1657 | 2781262.3116 | 2054 | 35 | 82936.1256 | 2054 | 0.0003385 | 0.0048282 | 0.22913 | 11.7735 | 559.0142 | 4872.5769 | 3855.358 | 4344.5743 | 4006.4226 | 5243.4814 | 7549.0155 | 1512.3628 | 1575.6729 | 1485.4313 | 1667.4702 | 2021.4919 | 2972.9904 | 3868.5498 | 4576.6485 | 6574.3234 | 9551.2042 | 11553.9547 | 15322.1736 | 18719.4582 | 21243.6043 | 16608.4302 | 34626.1748 | 38496.3762 | 41600.7712 | 44772.2735 | 47993.4085 | 51218.2061 | 54442.1051 | 57656.8842 | 60842.6578 | 63979.848 | 67047.9775 | 70025.7352 | 72891.4265 | 75622.7963 | 78197.8731 | 80595.3312 | 82795.0529 | 84778.7256 | 86530.4397 | 88037.2483 | 89289.6559 | 90281.9981 | 91012.6845 | 91484.2796 | 91703.4051 | 91680.4534 | 91429.1113 | 90965.6982 | 90308.3286 | 89475.9123 | 88387.175 | 87181.5942 | 85868.7853 | 84454.0477 | 82936.1256 | 0 | 0 | 0 | 0 | 0 | 0 | 2768306.7838 |  |  | 1 | 0.01 |  | 581.2939 | 0 | 0 | 0 | 120.4606 | 132.3463 | 145.3208 | 159.3612 | 174.074 | 189.6293 | 206.1192 | 223.4707 | 241.6027 | 260.4101 | 279.7636 | 299.5125 | 319.4875 | 339.5055 | 359.3742 | 378.8993 | 397.8906 | 416.1698 | 433.5778 | 449.9813 | 465.279 | 479.4066 | 492.3401 | 504.0977 | 514.091 | 523.1358 | 531.3642 | 538.9368 | 546.0363 | 552.859 | 559.6061 | 566.4748 | 573.6496 | 581.2939 | 0 | 0 | 0 | 0 | 0 | 0 |  | 2049 | 18.3786 | 23.1923 | 19.3002 | 26.6387 | 19.3288 |  |  |  | 2049 | 55.9076 | 64.3138 | 57.4494 | 70.9551 | 57.502 | 263.7432 | 235.9866 | 0
81.51% | 0.51564 | 54.3824 | 2804160.7364 | 2055 | 35 | 81304.0548 | 2055 | 0.00020677 | 0.0031439 | 0.15895 | 8.6947 | 438.9013 | 4058.6812 | 3312.9542 | 3754.014 | 3480.8222 | 4580.3484 | 6629.7745 | 1198.1398 | 1259.3238 | 1197.6095 | 1356.0683 | 1658.1494 | 2459.4525 | 3227.3718 | 3850.031 | 5576.2305 | 8167.2319 | 9959.2218 | 13311.9157 | 16390.1405 | 18742.4673 | 14762.916 | 32412.2115 | 36198.7932 | 39290.0057 | 42464.8982 | 45706.0831 | 48968.5323 | 52246.1823 | 55529.3183 | 58796.8007 | 62027.5213 | 65199.2866 | 68288.9252 | 71272.7766 | 74126.5737 | 76826.3264 | 79348.7403 | 81671.8302 | 83775.5672 | 85642.5193 | 87258.4487 | 88612.825 | 89699.22 | 90515.5521 | 91064.1574 | 91351.6707 | 91388.7091 | 91189.3598 | 90770.4782 | 90150.8105 | 89349.9554 | 88387.175 | 87181.5942 | 85868.7853 | 84454.0477 | 82936.1256 | 81304.0548 | 0 | 0 | 0 | 0 | 0 | 2790656.4841 |  |  | 1 | 0.01 |  | 589.5435 | 0 | 0 | 0 | 118.3731 | 130.2235 | 143.1685 | 157.187 | 171.8917 | 187.4503 | 203.9541 | 221.3304 | 239.4988 | 258.3539 | 277.7663 | 297.5846 | 317.639 | 337.7449 | 357.7092 | 377.3356 | 396.4325 | 414.8199 | 432.337 | 448.8488 | 464.2525 | 478.4826 | 491.5139 | 503.3636 | 514.091 | 523.1358 | 531.3642 | 538.9368 | 546.0363 | 552.859 | 559.6061 | 566.4748 | 573.6496 | 581.2939 | 589.5435 | 0 | 0 | 0 | 0 | 0 |  | 2050 | 18.3786 | 22.8605 | 19.1954 | 26.4385 | 19.2247 |  |  |  | 2050 | 55.9076 | 63.6839 | 57.2683 | 70.5707 | 57.3221 | 263.7432 | 233.1151 | 0
81.68% | 0.51755 | 54.5727 | 2824395.6664 | 2056 | 35 | 79532.0535 | 2056 | 0.00012549 | 0.0020342 | 0.10958 | 6.3814 | 342.5193 | 3361.2355 | 2831.0521 | 3225.8681 | 3007.6722 | 3979.455 | 5791.3196 | 940.8329 | 997.6746 | 957.1644 | 1093.3122 | 1348.4882 | 2017.3911 | 2669.8935 | 3211.9224 | 4690.913 | 6927.3087 | 8516.1277 | 11474.5405 | 14239.7661 | 16410.2866 | 13024.7893 | 30198.2483 | 33884.2783 | 36945.0564 | 40106.1337 | 43350.5831 | 46634.7332 | 49951.3564 | 53289.5428 | 56627.1714 | 59941.8228 | 63209.749 | 66406.018 | 69505.0369 | 72480.4957 | 75306.2914 | 77957.008 | 80408.5888 | 82639.0426 | 84629.1399 | 86363.058 | 87828.9337 | 89019.2845 | 89931.2663 | 90566.7439 | 90932.1575 | 91038.1817 | 90899.1782 | 90532.4537 | 89957.3393 | 89194.1089 | 88262.7507 | 87181.5942 | 85868.7853 | 84454.0477 | 82936.1256 | 81304.0548 | 79532.0535 | 0 | 0 | 0 | 0 | 2810338.4405 |  |  | 1 | 0.01 |  | 598.501 | 0 | 0 | 0 | 116.1618 | 127.9667 | 140.8721 | 154.8589 | 169.5465 | 185.1003 | 201.6105 | 219.0055 | 237.205 | 256.1041 | 275.573 | 295.46 | 315.5944 | 335.7908 | 355.8543 | 375.5873 | 394.7964 | 413.2997 | 430.9346 | 447.5642 | 463.0841 | 477.427 | 490.5666 | 502.5188 | 513.3423 | 523.1358 | 531.3642 | 538.9368 | 546.0363 | 552.859 | 559.6061 | 566.4748 | 573.6496 | 581.2939 | 589.5435 | 598.501 | 0 | 0 | 0 | 0 |  | 2051 | 18.3786 | 22.5261 | 19.0995 | 26.2379 | 19.1295 |  |  |  | 2051 | 55.9076 | 63.0583 | 57.1036 | 70.1864 | 57.1585 | 263.7432 | 229.9355 | 0
81.83% | 0.51918 | 54.7342 | 2841699.8586 | 2057 | 35 | 77569.7224 | 2057 | 7.5679e-05 | 0.0013078 | 0.075067 | 4.6545 | 265.6862 | 2767.4927 | 2405.7071 | 2756.6336 | 2584.5279 | 3438.5256 | 5031.5596 | 732.2276 | 783.4187 | 758.2948 | 873.8071 | 1087.2009 | 1640.6411 | 2190.0075 | 2657.1127 | 3913.4356 | 5827.4855 | 7223.2362 | 9811.8762 | 12274.3245 | 14257.269 | 11404.0762 | 28000.4814 | 31569.7634 | 34582.8262 | 37712.4755 | 40942.6222 | 44231.3746 | 47570.7168 | 50948.889 | 54343.114 | 57729.9416 | 61084.2977 | 64379.6574 | 67588.5983 | 70682.8017 | 73634.0163 | 76414.6021 | 78998.2673 | 81360.8409 | 83481.0354 | 85341.1527 | 86927.689 | 88231.7975 | 89249.5719 | 89982.1276 | 90435.4649 | 90620.1081 | 90550.5285 | 90244.3626 | 89721.4471 | 89002.6908 | 88108.8005 | 87058.867 | 85868.7853 | 84454.0477 | 82936.1256 | 81304.0548 | 79532.0535 | 77569.7224 | 0 | 0 | 0 | 2827084.9964 |  |  | 1 | 0.01 |  | 608.2317 | 0 | 0 | 0 | 113.8278 | 125.5762 | 138.4308 | 152.375 | 167.0353 | 182.5749 | 199.083 | 216.489 | 234.7133 | 253.6513 | 273.1732 | 293.127 | 313.3413 | 333.6294 | 353.7953 | 373.6397 | 392.9672 | 411.5941 | 429.3554 | 446.1125 | 461.7588 | 476.2254 | 489.4843 | 501.5503 | 512.4809 | 522.374 | 531.3642 | 538.9368 | 546.0363 | 552.859 | 559.6061 | 566.4748 | 573.6496 | 581.2939 | 589.5435 | 598.501 | 608.2317 | 0 | 0 | 0 |  | 2052 | 18.3786 | 22.1916 | 19.0123 | 26.0366 | 19.0428 |  |  |  | 2052 | 55.9076 | 62.4411 | 56.9544 | 69.8019 | 57.0103 | 263.7432 | 226.4731 | 0
81.97% | 0.52051 | 54.8638 | 2855705.3913 | 2058 | 35 | 75319.0137 | 2058 | 4.5346e-05 | 0.00083543 | 0.0511 | 3.3738 | 204.8381 | 2265.3434 | 2032.7401 | 2342.4694 | 2208.5827 | 2954.7652 | 4347.6171 | 564.7872 | 609.7159 | 595.4469 | 692.2565 | 868.9227 | 1322.7453 | 1781.0211 | 2179.5239 | 3237.4504 | 4861.6313 | 6076.4297 | 8322.2683 | 10495.7713 | 12289.4116 | 9907.8698 | 25834.7526 | 29272.1804 | 32220.596 | 35301.1772 | 38499.0397 | 41774.489 | 45119.1214 | 48520.7079 | 51956.1838 | 55401.4039 | 58830.2586 | 62214.8674 | 65526.1516 | 68733.8889 | 71807.7121 | 74717.7155 | 77435.2598 | 79933.8175 | 82189.8105 | 84183.3888 | 85899.1026 | 87326.4189 | 88460.0478 | 89300.0477 | 89851.6961 | 90125.12 | 90134.6943 | 89898.2244 | 89435.9368 | 88769.302 | 87919.7116 | 86907.0167 | 85747.9062 | 84454.0477 | 82936.1256 | 81304.0548 | 79532.0535 | 77569.7224 | 75319.0137 | 0 | 0 | 2840527.7992 |  |  | 1 | 0.01 |  | 618.7621 | 0 | 0 | 0 | 111.3732 | 123.0531 | 135.8448 | 149.7343 | 164.3561 | 179.8708 | 196.3668 | 213.7749 | 232.0164 | 250.9869 | 270.557 | 290.5744 | 310.8671 | 331.2475 | 351.518 | 371.4778 | 390.9295 | 409.687 | 427.5834 | 444.4777 | 460.261 | 474.8625 | 488.2524 | 500.4439 | 511.4932 | 521.4974 | 530.5904 | 538.9368 | 546.0363 | 552.859 | 559.6061 | 566.4748 | 573.6496 | 581.2939 | 589.5435 | 598.501 | 608.2317 | 618.7621 | 0 | 0 |  | 2053 | 18.3786 | 21.8598 | 18.9332 | 25.8345 | 18.9643 |  |  |  | 2053 | 55.9076 | 61.837 | 56.8201 | 69.4174 | 56.8769 | 263.7432 | 222.7418 | 0
82.1% | 0.52147 | 54.9566 | 2865827.0569 | 2059 | 35 | 72561.3964 | 2059 | 2.6997e-05 | 0.00053029 | 0.034566 | 2.4303 | 156.9648 | 1843.4393 | 1707.843 | 1979.3064 | 1876.7591 | 2524.9653 | 3735.9582 | 431.7247 | 470.2906 | 463.422 | 543.5908 | 688.387 | 1057.1767 | 1435.9249 | 1772.4954 | 2655.5519 | 4021.86 | 5069.3152 | 7000.9726 | 8902.3366 | 10508.6722 | 8540.3375 | 23716.2075 | 27008.0907 | 29875.6467 | 32889.8789 | 36037.4493 | 39281.2581 | 42612.9249 | 46020.154 | 49479.9958 | 52967.9902 | 56457.3397 | 59919.1099 | 63322.8103 | 66636.494 | 69827.7826 | 72864.5329 | 75715.7081 | 78352.2998 | 80748.2474 | 82881.3004 | 84733.7695 | 86293.1145 | 87552.327 | 88510.077 | 89170.6048 | 89543.3546 | 89642.3577 | 89485.3858 | 89092.8994 | 88486.8215 | 87689.1627 | 86720.5069 | 85598.3425 | 84335.1601 | 82936.1256 | 81304.0548 | 79532.0535 | 77569.7224 | 75319.0137 | 72561.3964 | 0 | 2850081.2311 |  |  | 1 | 0.01 |  | 630.0796 | 0 | 0 | 0 | 108.8011 | 120.3996 | 133.1154 | 146.9372 | 161.5079 | 176.9857 | 193.4584 | 210.8583 | 229.1076 | 248.1029 | 267.7149 | 287.7915 | 308.16 | 328.6319 | 349.0084 | 369.0867 | 388.6676 | 407.5626 | 425.6024 | 442.6433 | 458.5744 | 473.3222 | 486.8551 | 499.1843 | 510.3648 | 520.4923 | 529.6999 | 538.152 | 546.0363 | 552.859 | 559.6061 | 566.4748 | 573.6496 | 581.2939 | 589.5435 | 598.501 | 608.2317 | 618.7621 | 630.0796 | 0 |  | 2054 | 18.3786 | 21.534 | 18.862 | 25.6316 | 18.8935 |  |  |  | 2054 | 55.9076 | 61.251 | 56.6998 | 69.0329 | 56.7572 | 263.7432 | 218.7384 | 0
82.23% | 0.52194 | 55 | 2870643.7628 | 2060 | 35 | 68456.0191 | 2060 | 1.597e-05 | 0.00033446 | 0.023234 | 1.7398 | 119.5465 | 1491.2784 | 1426.6739 | 1662.9498 | 1585.7972 | 2145.6076 | 3192.526 | 327.0331 | 359.4913 | 357.4501 | 423.0636 | 540.5522 | 837.5275 | 1147.6331 | 1429.0511 | 2159.6246 | 3298.9719 | 4193.6697 | 5840.6232 | 7488.9456 | 8913.2789 | 7302.8401 | 21658.9788 | 24793.3275 | 27564.8812 | 30496.2207 | 33575.8589 | 36769.6534 | 40069.6535 | 43463.9084 | 46930.0042 | 50443.5803 | 53977.5457 | 57502.2721 | 60986.1692 | 64395.8171 | 67697.0079 | 70855.4641 | 73837.7729 | 76612.3841 | 79150.6159 | 81427.609 | 83423.1681 | 85122.436 | 86516.3494 | 87601.8429 | 88381.7793 | 88864.6006 | 89063.7085 | 88996.5959 | 88683.7591 | 88147.4245 | 87410.1194 | 86493.1026 | 85414.6412 | 84188.0606 | 82819.3748 | 81304.0548 | 79532.0535 | 77569.7224 | 75319.0137 | 72561.3964 | 68456.0191 | 2854323.8463 |  |  | 1 | 0.01 |  | 642.134 | 0 | 0 | 0 | 106.1155 | 117.619 | 130.2449 | 143.9849 | 158.4908 | 173.9185 | 190.3554 | 207.7353 | 225.9818 | 244.9925 | 264.6387 | 284.7684 | 305.2086 | 325.7701 | 346.2526 | 366.4517 | 386.1658 | 405.2045 | 423.3954 | 440.5924 | 456.6818 | 471.5877 | 485.2759 | 497.7557 | 509.0803 | 519.344 | 528.679 | 537.2489 | 545.2411 | 552.859 | 559.6061 | 566.4748 | 573.6496 | 581.2939 | 589.5435 | 598.501 | 608.2317 | 618.7621 | 630.0796 | 642.134 |  | 2055 | 18.3786 | 21.2174 | 18.7981 | 25.4281 | 18.8301 |  |  |  | 2055 | 55.9076 | 60.6881 | 56.5924 | 68.6488 | 56.6505 | 263.7432 | 214.4339 | 0
|  |  |  | 2001 |  |  | 2001 | 1614.0165 | 593.917 | 712.1203 | 899.1788 | 1009.5787 | 196.8801 | 0 | 0 | 0 | 0 | 0 | 0 | 0 | 0 | 0 | 0 | 0 | 0 | 0 | 0 | 0 | 0 | 0 | 0 | 0 | 0 | 0 | 0 | 0 | 0 | 0 | 0 | 0 | 0 | 0 | 0 | 0 | 0 | 0 | 0 | 0 | 0 | 0 | 0 | 0 | 0 | 0 | 0 | 0 | 0 | 0 | 0 | 0 | 0 | 0 | 0 | 0 | 0 | 0 | 0 | 0 | 0 | 0 | 0 | 0 | 0 | 0 | 5025.6914 | 37.9848 | 85.1311 | 1 | [47 empty] | 2056 | 18.3786 | 20.9132 | 18.7412 | 25.224 | 18.7735 |  |  |  | 2056 | 55.9076 | 60.153 | 56.4972 | 68.2653 | 56.5558 | 263.7432 | 209.7604 | 0
|  |  |  | 2002 |  |  | 2002 | 1419.9195 | 557.978 | 714.4637 | 963.4037 | 1155.1488 | 240.5665 | 0 | 0 | 0 | 0 | 0 | 0 | 0 | 0 | 0 | 0 | 0 | 0 | 0 | 0 | 0 | 0 | 0 | 0 | 0 | 0 | 0 | 0 | 0 | 0 | 0 | 0 | 0 | 0 | 0 | 0 | 0 | 0 | 0 | 0 | 0 | 0 | 0 | 0 | 0 | 0 | 0 | 0 | 0 | 0 | 0 | 0 | 0 | 0 | 0 | 0 | 0 | 0 | 0 | 0 | 0 | 0 | 0 | 0 | 0 | 0 | 0 | 5051.4803 | 37.9848 | 85.1311 | 1 | [47 empty] | 2057 | 18.3786 | 20.6242 | 18.6908 | 25.0196 | 18.7233 |  |  |  | 2057 | 55.9076 | 59.6498 | 56.4132 | 67.883 | 56.4722 | 263.7432 | 204.5849 | 0
|  |  |  | 2003 |  |  | 2003 | 1240.9834 | 520.7806 | 712.1203 | 1025.456 | 1313.0527 | 292.0216 | 0 | 0 | 0 | 0 | 0 | 0 | 0 | 0 | 0 | 0 | 0 | 0 | 0 | 0 | 0 | 0 | 0 | 0 | 0 | 0 | 0 | 0 | 0 | 0 | 0 | 0 | 0 | 0 | 0 | 0 | 0 | 0 | 0 | 0 | 0 | 0 | 0 | 0 | 0 | 0 | 0 | 0 | 0 | 0 | 0 | 0 | 0 | 0 | 0 | 0 | 0 | 0 | 0 | 0 | 0 | 0 | 0 | 0 | 0 | 0 | 0 | 5104.4146 | 37.9848 | 85.1311 | 1 | [47 empty] | 2058 | 18.3786 | 20.3531 | 18.6463 | 24.8153 | 18.6791 |  |  |  | 2058 | 55.9076 | 59.1818 | 56.3395 | 67.5024 | 56.3988 | 263.7432 | 198.6488 | 0
|  |  |  | 2004 |  |  | 2004 | 1077.4934 | 482.8797 | 705.1363 | 1084.3568 | 1482.7668 | 352.1609 | 0 | 0 | 0 | 0 | 0 | 0 | 0 | 0 | 0 | 0 | 0 | 0 | 0 | 0 | 0 | 0 | 0 | 0 | 0 | 0 | 0 | 0 | 0 | 0 | 0 | 0 | 0 | 0 | 0 | 0 | 0 | 0 | 0 | 0 | 0 | 0 | 0 | 0 | 0 | 0 | 0 | 0 | 0 | 0 | 0 | 0 | 0 | 0 | 0 | 0 | 0 | 0 | 0 | 0 | 0 | 0 | 0 | 0 | 0 | 0 | 0 | 5184.7939 | 37.9848 | 85.1311 | 1 | [47 empty] | 2059 | 18.3786 | 20.1017 | 18.6073 | 24.6115 | 18.6403 |  |  |  | 2059 | 55.9076 | 58.7515 | 56.2752 | 67.1241 | 56.3348 | 263.7432 | 191.3757 | 0
|  |  |  | 2005 |  |  | 2005 | 929.4152 | 444.8049 | 693.6481 | 1139.1314 | 1663.4508 | 421.9041 | 0 | 0 | 0 | 0 | 0 | 0 | 0 | 0 | 0 | 0 | 0 | 0 | 0 | 0 | 0 | 0 | 0 | 0 | 0 | 0 | 0 | 0 | 0 | 0 | 0 | 0 | 0 | 0 | 0 | 0 | 0 | 0 | 0 | 0 | 0 | 0 | 0 | 0 | 0 | 0 | 0 | 0 | 0 | 0 | 0 | 0 | 0 | 0 | 0 | 0 | 0 | 0 | 0 | 0 | 0 | 0 | 0 | 0 | 0 | 0 | 0 | 5292.3546 | 37.9848 | 85.1311 | 1 | [47 empty] | 2060 | 18.3786 | 19.8713 | 18.5734 | 24.4085 | 18.6065 |  |  |  | 2060 | 55.9076 | 58.3602 | 56.2194 | 66.7488 | 56.2793 | 263.7432 | 180.5481 | 0
|  |  |  | 2006 |  |  | 2006 | 796.4368 | 407.049 | 677.8783 | 1188.8359 | 1853.9309 | 502.1493 | 56.958 | 0 | 0 | 0 | 0 | 0 | 0 | 0 | 0 | 0 | 0 | 0 | 0 | 0 | 0 | 0 | 0 | 0 | 0 | 0 | 0 | 0 | 0 | 0 | 0 | 0 | 0 | 0 | 0 | 0 | 0 | 0 | 0 | 0 | 0 | 0 | 0 | 0 | 0 | 0 | 0 | 0 | 0 | 0 | 0 | 0 | 0 | 0 | 0 | 0 | 0 | 0 | 0 | 0 | 0 | 0 | 0 | 0 | 0 | 0 | 0 | 5483.2382 | 37.8562 | 85.1311 | 1
|  |  |  | 2007 |  |  | 2007 | 678.0151 | 370.0583 | 658.1286 | 1232.5838 | 2052.691 | 593.7428 | 69.8257 | 55.4608 | 0 | 0 | 0 | 0 | 0 | 0 | 0 | 0 | 0 | 0 | 0 | 0 | 0 | 0 | 0 | 0 | 0 | 0 | 0 | 0 | 0 | 0 | 0 | 0 | 0 | 0 | 0 | 0 | 0 | 0 | 0 | 0 | 0 | 0 | 0 | 0 | 0 | 0 | 0 | 0 | 0 | 0 | 0 | 0 | 0 | 0 | 0 | 0 | 0 | 0 | 0 | 0 | 0 | 0 | 0 | 0 | 0 | 0 | 0 | 5710.506 | 37.7131 | 85.1311 | 1
|  |  |  | 2008 |  |  | 2008 | 573.4213 | 334.226 | 634.7698 | 1269.5722 | 2257.8758 | 697.4456 | 85.0397 | 67.9902 | 44.4345 | 0 | 0 | 0 | 0 | 0 | 0 | 0 | 0 | 0 | 0 | 0 | 0 | 0 | 0 | 0 | 0 | 0 | 0 | 0 | 0 | 0 | 0 | 0 | 0 | 0 | 0 | 0 | 0 | 0 | 0 | 0 | 0 | 0 | 0 | 0 | 0 | 0 | 0 | 0 | 0 | 0 | 0 | 0 | 0 | 0 | 0 | 0 | 0 | 0 | 0 | 0 | 0 | 0 | 0 | 0 | 0 | 0 | 0 | 5964.775 | 37.5748 | 85.1311 | 1
|  |  |  | 2009 |  |  | 2009 | 481.7866 | 299.8863 | 608.2305 | 1299.1067 | 2467.3057 | 813.8958 | 102.8903 | 82.8043 | 54.4729 | 50.7999 | 0 | 0 | 0 | 0 | 0 | 0 | 0 | 0 | 0 | 0 | 0 | 0 | 0 | 0 | 0 | 0 | 0 | 0 | 0 | 0 | 0 | 0 | 0 | 0 | 0 | 0 | 0 | 0 | 0 | 0 | 0 | 0 | 0 | 0 | 0 | 0 | 0 | 0 | 0 | 0 | 0 | 0 | 0 | 0 | 0 | 0 | 0 | 0 | 0 | 0 | 0 | 0 | 0 | 0 | 0 | 0 | 0 | 6261.179 | 37.4093 | 85.1311 | 1
|  |  |  | 2010 |  |  | 2010 | 402.1444 | 267.3126 | 578.984 | 1320.6226 | 2678.5042 | 943.569 | 123.6727 | 100.1857 | 66.3418 | 62.2763 | 64.2305 | 0 | 0 | 0 | 0 | 0 | 0 | 0 | 0 | 0 | 0 | 0 | 0 | 0 | 0 | 0 | 0 | 0 | 0 | 0 | 0 | 0 | 0 | 0 | 0 | 0 | 0 | 0 | 0 | 0 | 0 | 0 | 0 | 0 | 0 | 0 | 0 | 0 | 0 | 0 | 0 | 0 | 0 | 0 | 0 | 0 | 0 | 0 | 0 | 0 | 0 | 0 | 0 | 0 | 0 | 0 | 0 | 6607.8439 | 37.2038 | 85.1311 | 1
|  |  |  | 2011 |  |  | 2011 | 333.4693 | 236.7166 | 547.5344 | 1333.7027 | 2888.738 | 1086.7384 | 147.6793 | 120.4218 | 80.2676 | 75.8454 | 78.7411 | 104.6916 | 0 | 0 | 0 | 0 | 0 | 0 | 0 | 0 | 0 | 0 | 0 | 0 | 0 | 0 | 0 | 0 | 0 | 0 | 0 | 0 | 0 | 0 | 0 | 0 | 0 | 0 | 0 | 0 | 0 | 0 | 0 | 0 | 0 | 0 | 0 | 0 | 0 | 0 | 0 | 0 | 0 | 0 | 0 | 0 | 0 | 0 | 0 | 0 | 0 | 0 | 0 | 0 | 0 | 0 | 0 | 7034.5463 | 36.9151 | 84.922 | 1
|  |  |  | 2012 |  |  | 2012 | 274.7111 | 208.2498 | 514.402 | 1338.0915 | 3095.0697 | 1243.4341 | 175.1911 | 143.7974 | 96.4805 | 91.7661 | 95.8977 | 133.0625 | 87.1752 | 0 | 0 | 0 | 0 | 0 | 0 | 0 | 0 | 0 | 0 | 0 | 0 | 0 | 0 | 0 | 0 | 0 | 0 | 0 | 0 | 0 | 0 | 0 | 0 | 0 | 0 | 0 | 0 | 0 | 0 | 0 | 0 | 0 | 0 | 0 | 0 | 0 | 0 | 0 | 0 | 0 | 0 | 0 | 0 | 0 | 0 | 0 | 0 | 0 | 0 | 0 | 0 | 0 | 0 | 7497.3286 | 36.6248 | 84.7183 | 1
|  |  |  | 2013 |  |  | 2013 | 224.8241 | 182.0065 | 480.1096 | 1333.7027 | 3294.4214 | 1413.4062 | 206.4671 | 170.586 | 115.2088 | 110.3015 | 116.0275 | 167.4404 | 110.7993 | 66.2586 | 0 | 0 | 0 | 0 | 0 | 0 | 0 | 0 | 0 | 0 | 0 | 0 | 0 | 0 | 0 | 0 | 0 | 0 | 0 | 0 | 0 | 0 | 0 | 0 | 0 | 0 | 0 | 0 | 0 | 0 | 0 | 0 | 0 | 0 | 0 | 0 | 0 | 0 | 0 | 0 | 0 | 0 | 0 | 0 | 0 | 0 | 0 | 0 | 0 | 0 | 0 | 0 | 0 | 7991.5597 | 36.3374 | 84.5253 | 1
|  |  |  | 2014 |  |  | 2014 | 182.7915 | 158.0285 | 445.1686 | 1320.6226 | 3483.6485 | 1596.0911 | 241.7331 | 201.0398 | 136.6715 | 131.7126 | 139.4635 | 208.6054 | 139.4253 | 84.2144 | 60.4883 | 0 | 0 | 0 | 0 | 0 | 0 | 0 | 0 | 0 | 0 | 0 | 0 | 0 | 0 | 0 | 0 | 0 | 0 | 0 | 0 | 0 | 0 | 0 | 0 | 0 | 0 | 0 | 0 | 0 | 0 | 0 | 0 | 0 | 0 | 0 | 0 | 0 | 0 | 0 | 0 | 0 | 0 | 0 | 0 | 0 | 0 | 0 | 0 | 0 | 0 | 0 | 0 | 8529.7046 | 36.0345 | 84.3194 | 1
|  |  |  | 2015 |  |  | 2015 | 147.6439 | 136.3109 | 410.0674 | 1299.1067 | 3659.6197 | 1790.5844 | 281.1692 | 235.3787 | 161.0707 | 156.2499 | 166.5353 | 257.3069 | 173.7028 | 105.9719 | 76.8803 | 60.1502 | 0 | 0 | 0 | 0 | 0 | 0 | 0 | 0 | 0 | 0 | 0 | 0 | 0 | 0 | 0 | 0 | 0 | 0 | 0 | 0 | 0 | 0 | 0 | 0 | 0 | 0 | 0 | 0 | 0 | 0 | 0 | 0 | 0 | 0 | 0 | 0 | 0 | 0 | 0 | 0 | 0 | 0 | 0 | 0 | 0 | 0 | 0 | 0 | 0 | 0 | 0 | 9117.7489 | 35.7106 | 84.0923 | 1
|  |  |  | 2016 |  |  | 2016 | 118.4736 | 116.8079 | 375.26 | 1269.5722 | 3819.3022 | 1995.6224 | 324.8971 | 273.7782 | 188.5827 | 184.1443 | 197.5598 | 314.223 | 214.2559 | 132.025 | 96.743 | 76.4506 | 73.1818 | 0 | 0 | 0 | 0 | 0 | 0 | 0 | 0 | 0 | 0 | 0 | 0 | 0 | 0 | 0 | 0 | 0 | 0 | 0 | 0 | 0 | 0 | 0 | 0 | 0 | 0 | 0 | 0 | 0 | 0 | 0 | 0 | 0 | 0 | 0 | 0 | 0 | 0 | 0 | 0 | 0 | 0 | 0 | 0 | 0 | 0 | 0 | 0 | 0 | 0 | 9770.8799 | 35.3507 | 83.7738 | 1
|  |  |  | 2017 |  |  | 2017 | 94.4439 | 99.4398 | 341.1582 | 1232.5838 | 3959.8483 | 2209.5732 | 372.967 | 316.3567 | 219.3479 | 215.5974 | 232.8292 | 379.9139 | 261.6492 | 162.8478 | 120.5272 | 96.2023 | 93.0138 | 79.4436 | 0 | 0 | 0 | 0 | 0 | 0 | 0 | 0 | 0 | 0 | 0 | 0 | 0 | 0 | 0 | 0 | 0 | 0 | 0 | 0 | 0 | 0 | 0 | 0 | 0 | 0 | 0 | 0 | 0 | 0 | 0 | 0 | 0 | 0 | 0 | 0 | 0 | 0 | 0 | 0 | 0 | 0 | 0 | 0 | 0 | 0 | 0 | 0 | 0 | 10487.7431 | 34.9661 | 83.4154 | 1
|  |  |  | 2018 |  |  | 2018 | 74.7951 | 84.0997 | 308.1242 | 1188.8359 | 4078.679 | 2430.4398 | 425.345 | 363.163 | 253.4613 | 250.7698 | 272.598 | 454.7714 | 316.3491 | 198.8697 | 148.6658 | 119.8535 | 117.0447 | 100.9724 | 79.0633 | 0 | 0 | 0 | 0 | 0 | 0 | 0 | 0 | 0 | 0 | 0 | 0 | 0 | 0 | 0 | 0 | 0 | 0 | 0 | 0 | 0 | 0 | 0 | 0 | 0 | 0 | 0 | 0 | 0 | 0 | 0 | 0 | 0 | 0 | 0 | 0 | 0 | 0 | 0 | 0 | 0 | 0 | 0 | 0 | 0 | 0 | 0 | 0 | 11265.9005 | 34.5652 | 83.029 | 1 | [47 empty] | 0.69004 | [8 empty] | 0.69004
|  |  |  | 2019 |  |  | 2019 | 58.8462 | 70.6603 | 276.4663 | 1139.1314 | 4173.5627 | 2655.876 | 481.9021 | 414.1642 | 290.9619 | 289.77 | 317.0694 | 538.9664 | 378.6819 | 240.445 | 181.5505 | 147.8347 | 145.82 | 127.0595 | 100.489 | 96.3314 | 0 | 0 | 0 | 0 | 0 | 0 | 0 | 0 | 0 | 0 | 0 | 0 | 0 | 0 | 0 | 0 | 0 | 0 | 0 | 0 | 0 | 0 | 0 | 0 | 0 | 0 | 0 | 0 | 0 | 0 | 0 | 0 | 0 | 0 | 0 | 0 | 0 | 0 | 0 | 0 | 0 | 0 | 0 | 0 | 0 | 0 | 0 | 12125.5892 | 34.1378 | 82.5886 | 1 |  |  |  | 0 | 0 | 0 | 0 | 0 | 0 | 0 | 0 | 0 | 0 | 0 | 0 | 0 | 0 | 0 | 0 | 0 | 0 | 0 | 0 | 0 | 0 | 0 | 0 | 0 | 0 | 0 | 0 | 0 | 0 | 0 | 0 | 0 | 0 | 0 | 0 | 0 | 0 | 0 | 0 | 0 | 0 | 0 | 0 | 0.71123 | [8 empty] | 0.71123
|  |  |  | 2020 |  |  | 2020 | 45.995 | 58.9797 | 246.4365 | 1084.3568 | 4242.6853 | 2883.2159 | 542.4038 | 469.2346 | 331.8235 | 332.6426 | 366.3805 | 632.3987 | 448.79 | 287.8218 | 219.5052 | 180.5357 | 179.8635 | 158.2969 | 126.4513 | 122.4368 | 119.6718 | 0 | 0 | 0 | 0 | 0 | 0 | 0 | 0 | 0 | 0 | 0 | 0 | 0 | 0 | 0 | 0 | 0 | 0 | 0 | 0 | 0 | 0 | 0 | 0 | 0 | 0 | 0 | 0 | 0 | 0 | 0 | 0 | 0 | 0 | 0 | 0 | 0 | 0 | 0 | 0 | 0 | 0 | 0 | 0 | 0 | 0 | 13079.926 | 33.6846 | 82.0887 | 1 |  |  |  | 0 | 0 | 0 | 0 | 0 | 0 | 0 | 0 | 0 | 0 | 0 | 0 | 0 | 0 | 0 | 0 | 0 | 0 | 0 | 0 | 0 | 0 | 0 | 0 | 0 | 0 | 0 | 0 | 0 | 0 | 0 | 0 | 0 | 0 | 0 | 0 | 0 | 0 | 0 | 0 | 0 | 0 | 0 | 0 | 0.73175 | [8 empty] | 0.73175
|  |  |  | 2021 |  |  | 2021 | 35.7148 | 48.9076 | 218.23 | 1025.456 | 4284.7072 | 3109.5174 | 606.5032 | 528.1459 | 375.9453 | 379.3577 | 420.5881 | 734.6507 | 526.5898 | 341.1083 | 262.756 | 218.2782 | 219.6492 | 195.2533 | 157.5392 | 154.0694 | 152.1023 | 124.784 | 0 | 0 | 0 | 0 | 0 | 0 | 0 | 0 | 0 | 0 | 0 | 0 | 0 | 0 | 0 | 0 | 0 | 0 | 0 | 0 | 0 | 0 | 0 | 0 | 0 | 0 | 0 | 0 | 0 | 0 | 0 | 0 | 0 | 0 | 0 | 0 | 0 | 0 | 0 | 0 | 0 | 0 | 0 | 0 | 0 | 14119.8536 | 33.2216 | 81.5559 | 1 |  |  |  | 0 | 0 | 0 | 0 | 0 | 0 | 0 | 0 | 0 | 0 | 0 | 0 | 0 | 0 | 0 | 0 | 0 | 0 | 0 | 0 | 0 | 0 | 0 | 0 | 0 | 0 | 0 | 0 | 0 | 0 | 0 | 0 | 0 | 0 | 0 | 0 | 0 | 0 | 0 | 0 | 0 | 0 | 0 | 0 | 0.75153 | [8 empty] | 0.75153
|  |  |  | 2022 |  |  | 2022 | 27.5507 | 40.29 | 191.9863 | 963.4037 | 4298.8067 | 3331.6185 | 673.7362 | 590.5603 | 423.1443 | 429.8 | 479.6539 | 844.951 | 611.7336 | 400.241 | 311.4019 | 261.2873 | 265.5686 | 238.4433 | 194.3187 | 191.9472 | 191.3993 | 158.5999 | 143.7702 | 0 | 0 | 0 | 0 | 0 | 0 | 0 | 0 | 0 | 0 | 0 | 0 | 0 | 0 | 0 | 0 | 0 | 0 | 0 | 0 | 0 | 0 | 0 | 0 | 0 | 0 | 0 | 0 | 0 | 0 | 0 | 0 | 0 | 0 | 0 | 0 | 0 | 0 | 0 | 0 | 0 | 0 | 0 | 0 | 15264.2125 | 32.7463 | 80.9781 | 1 |  |  |  | 0 | 0 | 0 | 0 | 0 | 0 | 0 | 0 | 0 | 0 | 0 | 0 | 0 | 0 | 0 | 0 | 0 | 0 | 0 | 0 | 0 | 0 | 0 | 0 | 0 | 0 | 0 | 0 | 0 | 0 | 0 | 0 | 0 | 0 | 0 | 0 | 0 | 0 | 0 | 0 | 0 | 0 | 0 | 0 | 0.77055 | [8 empty] | 0.77055
|  |  |  | 2023 |  |  | 2023 | 21.1137 | 32.9734 | 167.7924 | 899.1788 | 4284.7072 | 3546.2062 | 743.5208 | 656.026 | 473.15 | 483.7603 | 543.4322 | 962.15 | 703.5791 | 464.9556 | 365.3849 | 309.6613 | 317.8958 | 288.2918 | 237.3018 | 236.7596 | 238.4545 | 199.5757 | 182.7313 | 153.7911 | 0 | 0 | 0 | 0 | 0 | 0 | 0 | 0 | 0 | 0 | 0 | 0 | 0 | 0 | 0 | 0 | 0 | 0 | 0 | 0 | 0 | 0 | 0 | 0 | 0 | 0 | 0 | 0 | 0 | 0 | 0 | 0 | 0 | 0 | 0 | 0 | 0 | 0 | 0 | 0 | 0 | 0 | 0 | 16512.3934 | 32.268 | 80.3695 | 1 |  |  |  | 0 | 0 | 0 | 0 | 0 | 0 | 0 | 0 | 0 | 0 | 0 | 0 | 0 | 0 | 0 | 0 | 0 | 0 | 0 | 0 | 0 | 0 | 0 | 0 | 0 | 0 | 0 | 0 | 0 | 0 | 0 | 0 | 0 | 0 | 0 | 0 | 0 | 0 | 0 | 0 | 0 | 0 | 0 | 0 | 0.78877 | [8 empty] | 0.78877
|  |  |  | 2024 |  |  | 2024 | 16.0747 | 26.8088 | 145.6871 | 833.7392 | 4242.6853 | 3749.8955 | 815.1599 | 723.9762 | 525.6004 | 540.9294 | 611.6589 | 1084.7126 | 801.1691 | 534.7639 | 424.4636 | 363.3424 | 376.75 | 345.0962 | 286.9118 | 289.1307 | 294.1247 | 248.6411 | 229.9416 | 195.4678 | 153.9802 | 0 | 0 | 0 | 0 | 0 | 0 | 0 | 0 | 0 | 0 | 0 | 0 | 0 | 0 | 0 | 0 | 0 | 0 | 0 | 0 | 0 | 0 | 0 | 0 | 0 | 0 | 0 | 0 | 0 | 0 | 0 | 0 | 0 | 0 | 0 | 0 | 0 | 0 | 0 | 0 | 0 | 0 | 17860.711 | 31.7952 | 79.7432 | 1 |  |  |  | 0 | 0 | 0 | 0 | 0 | 0 | 0 | 0 | 0 | 0 | 0 | 0 | 0 | 0 | 0 | 0 | 0 | 0 | 0 | 0 | 0 | 0 | 0 | 0 | 0 | 0 | 0 | 0 | 0 | 0 | 0 | 0 | 0 | 0 | 0 | 0 | 0 | 0 | 0 | 0 | 0 | 0 | 0 | 0 | 0.80615 | [8 empty] | 0.80615
|  |  |  | 2025 |  |  | 2025 | 12.1581 | 21.6539 | 125.6655 | 767.9994 | 4173.5627 | 3939.3157 | 887.8487 | 793.7322 | 580.0413 | 600.8934 | 683.9426 | 1210.73 | 903.2254 | 608.9384 | 488.1925 | 422.091 | 442.0614 | 408.9863 | 343.4443 | 349.5759 | 359.1849 | 306.6894 | 286.4724 | 245.9687 | 195.708 | 107.0061 | 0 | 0 | 0 | 0 | 0 | 0 | 0 | 0 | 0 | 0 | 0 | 0 | 0 | 0 | 0 | 0 | 0 | 0 | 0 | 0 | 0 | 0 | 0 | 0 | 0 | 0 | 0 | 0 | 0 | 0 | 0 | 0 | 0 | 0 | 0 | 0 | 0 | 0 | 0 | 0 | 0 | 19265.0879 | 31.3466 | 79.1405 | 1 |  |  |  | 0 | 0 | 0 | 0 | 0 | 0 | 0 | 0 | 0 | 0 | 0 | 0 | 0 | 0 | 0 | 0 | 0 | 0 | 0 | 0 | 0 | 0 | 0 | 0 | 0 | 0 | 0 | 0 | 0 | 0 | 0 | 0 | 0 | 0 | 0 | 0 | 0 | 0 | 0 | 0 | 0 | 0 | 0 | 0 | 0.82268 | [8 empty] | 0.82268
|  |  |  | 2026 |  |  | 2026 | 9.1356 | 17.3757 | 107.6856 | 702.81 | 4078.679 | 4111.2024 | 960.6862 | 864.5102 | 635.929 | 663.133 | 759.76 | 1337.9521 | 1008.1583 | 686.5075 | 555.9072 | 485.4636 | 513.5379 | 479.886 | 407.0285 | 418.4556 | 434.2755 | 374.5289 | 353.3529 | 306.4397 | 246.271 | 136.0043 | 90.7925 | 0 | 0 | 0 | 0 | 0 | 0 | 0 | 0 | 0 | 0 | 0 | 0 | 0 | 0 | 0 | 0 | 0 | 0 | 0 | 0 | 0 | 0 | 0 | 0 | 0 | 0 | 0 | 0 | 0 | 0 | 0 | 0 | 0 | 0 | 0 | 0 | 0 | 0 | 0 | 0 | 20745.4682 | 30.9142 | 78.5405 | 1 |  |  |  | 0 | 0 | 0 | 0 | 0 | 0 | 0 | 0 | 0 | 0 | 0 | 0 | 0 | 0 | 0 | 0 | 0 | 0 | 0 | 0 | 0 | 0 | 0 | 0 | 0 | 0 | 0 | 0 | 0 | 0 | 0 | 0 | 0 | 0 | 0 | 0 | 0 | 0 | 0 | 0 | 0 | 0 | 0 | 0 | 0.83834 | [8 empty] | 0.83834
|  |  |  | 2027 |  |  | 2027 | 6.8195 | 13.8514 | 91.6739 | 638.942 | 3959.8483 | 4262.4901 | 1032.6915 | 935.4331 | 692.6355 | 727.0267 | 838.4549 | 1463.8431 | 1114.0944 | 766.263 | 626.721 | 552.7998 | 590.6403 | 557.4783 | 477.5888 | 495.9273 | 519.8442 | 452.8273 | 431.5143 | 377.9819 | 306.8164 | 171.1422 | 112.3375 | 94.916 | 0 | 0 | 0 | 0 | 0 | 0 | 0 | 0 | 0 | 0 | 0 | 0 | 0 | 0 | 0 | 0 | 0 | 0 | 0 | 0 | 0 | 0 | 0 | 0 | 0 | 0 | 0 | 0 | 0 | 0 | 0 | 0 | 0 | 0 | 0 | 0 | 0 | 0 | 0 | 22312.6028 | 30.4671 | 77.9011 |  |  |  |  | 0 | 0 | 0 | 0 | 0 | 0 | 0 | 0 | 0 | 0 | 0 | 0 | 0 | 0 | 0 | 0 | 0 | 0 | 0 | 0 | 0 | 0 | 0 | 0 | 0 | 0 | 0 | 0 | 0 | 0 | 0 | 0 | 0 | 0 | 0 | 0 | 0 | 0 | 0 | 0 | 0 | 0 | 0 | 0 | 0.85313 | [8 empty] | 0.85313
|  |  |  | 2028 |  |  | 2028 | 5.0573 | 10.9697 | 77.5319 | 577.0739 | 3819.3022 | 4390.4027 | 1102.8237 | 1005.5456 | 749.4581 | 791.8565 | 919.241 | 1585.6566 | 1218.9221 | 846.7811 | 699.5308 | 623.2178 | 672.5651 | 641.178 | 554.8097 | 581.8985 | 616.0867 | 542.0515 | 521.726 | 461.5912 | 378.4465 | 213.2173 | 137.9782 | 117.4395 | 96.8728 | 0 | 0 | 0 | 0 | 0 | 0 | 0 | 0 | 0 | 0 | 0 | 0 | 0 | 0 | 0 | 0 | 0 | 0 | 0 | 0 | 0 | 0 | 0 | 0 | 0 | 0 | 0 | 0 | 0 | 0 | 0 | 0 | 0 | 0 | 0 | 0 | 0 | 0 | 23959.2319 | 30.0341 | 77.2583 |  |  |  |  | 0 | 0 | 0 | 0 | 0 | 0 | 0 | 0 | 0 | 0 | 0 | 0 | 0 | 0 | 0 | 0 | 0 | 0 | 0 | 0 | 0 | 0 | 0 | 0 | 0 | 0 | 0 | 0 | 0 | 0 | 0 | 0 | 0 | 0 | 0 | 0 | 0 | 0 | 0 | 0 | 0 | 0 | 0 | 0 | 0.86704 | [8 empty] | 0.86704
|  |  |  | 2029 |  |  | 2029 | 3.7259 | 8.6306 | 65.142 | 517.7831 | 3659.6197 | 4492.5382 | 1170.0059 | 1073.8343 | 805.6314 | 856.819 | 1001.2108 | 1700.5305 | 1320.3545 | 926.4566 | 773.0367 | 695.6206 | 758.2393 | 730.1126 | 638.1086 | 675.9852 | 722.8881 | 642.4053 | 624.5258 | 558.0907 | 462.1586 | 262.9955 | 168.2317 | 144.2448 | 119.8606 | 98.885 | 0 | 0 | 0 | 0 | 0 | 0 | 0 | 0 | 0 | 0 | 0 | 0 | 0 | 0 | 0 | 0 | 0 | 0 | 0 | 0 | 0 | 0 | 0 | 0 | 0 | 0 | 0 | 0 | 0 | 0 | 0 | 0 | 0 | 0 | 0 | 0 | 0 | 25677.6717 | 29.6166 | 76.6151 |  |  |  |  | 0 | 0 | 0 | 0 | 0 | 0 | 0 | 0 | 0 | 0 | 0 | 0 | 0 | 0 | 0 | 0 | 0 | 0 | 0 | 0 | 0 | 0 | 0 | 0 | 0 | 0 | 0 | 0 | 0 | 0 | 0 | 0 | 0 | 0 | 0 | 0 | 0 | 0 | 0 | 0 | 0 | 0 | 0 | 0 | 0.88007 | [8 empty] | 0.88007
|  |  |  | 2030 |  |  | 2030 | 2.727 | 6.7458 | 54.3737 | 461.5415 | 3483.6485 | 4566.9437 | 1233.1515 | 1139.2505 | 860.3435 | 921.0393 | 1083.3484 | 1805.5952 | 1416.0085 | 1003.5516 | 845.7735 | 768.7156 | 846.3283 | 823.1174 | 726.6175 | 777.4774 | 839.7713 | 753.7691 | 740.1487 | 668.0558 | 558.7767 | 321.17 | 203.618 | 175.8722 | 147.2185 | 122.3503 | 100.9474 | 0 | 0 | 0 | 0 | 0 | 0 | 0 | 0 | 0 | 0 | 0 | 0 | 0 | 0 | 0 | 0 | 0 | 0 | 0 | 0 | 0 | 0 | 0 | 0 | 0 | 0 | 0 | 0 | 0 | 0 | 0 | 0 | 0 | 0 | 0 | 0 | 27457.9964 | 29.2153 | 75.974 |  |  |  |  | 0 | 0 | 0 | 0 | 0 | 0 | 0 | 0 | 0 | 0 | 0 | 0 | 0 | 0 | 0 | 0 | 0 | 0 | 0 | 0 | 0 | 0 | 0 | 0 | 0 | 0 | 0 | 0 | 0 | 0 | 0 | 0 | 0 | 0 | 0 | 0 | 0 | 0 | 0 | 0 | 0 | 0 | 0 | 0 | 0.89224 | [8 empty] | 0.89224
|  |  |  | 2031 |  |  | 2031 | 1.9828 | 5.238 | 45.0881 | 408.7145 | 3294.4214 | 4612.1771 | 1291.1934 | 1200.7363 | 912.7542 | 983.589 | 1164.5474 | 1898.091 | 1503.4944 | 1076.2545 | 916.1545 | 841.0458 | 935.2596 | 918.7437 | 819.1771 | 885.3175 | 965.8543 | 875.6454 | 868.4569 | 791.7376 | 668.8769 | 388.3133 | 244.6446 | 212.8657 | 179.498 | 150.2765 | 124.9022 | 102.9985 | 0 | 0 | 0 | 0 | 0 | 0 | 0 | 0 | 0 | 0 | 0 | 0 | 0 | 0 | 0 | 0 | 0 | 0 | 0 | 0 | 0 | 0 | 0 | 0 | 0 | 0 | 0 | 0 | 0 | 0 | 0 | 0 | 0 | 0 | 0 | 29288.0503 | 28.8304 | 75.3367 |  |  |  |  | 0 | 0 | 0 | 0 | 0 | 0 | 0 | 0 | 0 | 0 | 0 | 0 | 0 | 0 | 0 | 0 | 0 | 0 | 0 | 0 | 0 | 0 | 0 | 0 | 0 | 0 | 0 | 0 | 0 | 0 | 0 | 0 | 0 | 0 | 0 | 0 | 0 | 0 | 0 | 0 | 0 | 0 | 0 | 0 | 0.90357 | [8 empty] | 0.90357
|  |  |  | 2032 |  |  | 2032 | 1.4323 | 4.0407 | 37.1435 | 359.5637 | 3095.0697 | 4627.3543 | 1343.1131 | 1257.2524 | 962.0159 | 1043.5076 | 1243.6342 | 1975.4877 | 1580.5144 | 1142.7493 | 982.5259 | 911.0334 | 1023.2603 | 1015.2843 | 914.3457 | 998.0929 | 1099.8232 | 1007.1146 | 1008.8769 | 928.989 | 792.7108 | 464.8257 | 291.7873 | 255.7557 | 217.2541 | 183.2265 | 153.4108 | 127.4399 | 105.0657 | 0 | 0 | 0 | 0 | 0 | 0 | 0 | 0 | 0 | 0 | 0 | 0 | 0 | 0 | 0 | 0 | 0 | 0 | 0 | 0 | 0 | 0 | 0 | 0 | 0 | 0 | 0 | 0 | 0 | 0 | 0 | 0 | 0 | 0 | 31153.7012 | 28.4617 | 74.7047 |  |  |  |  | 0 | 0 | 0 | 0.20562 | 0 | 0 | 0 | 0 | 0 | 0 | 0 | 0 | 0 | 0 | 0 | 0 | 0 | 0 | 0 | 0 | 0 | 0 | 0 | 0 | 0 | 0 | 0 | 0 | 0 | 0 | 0 | 0 | 0 | 0 | 0 | 0 | 0 | 0 | 0 | 0 | 0 | 0 | 0 | 0.20562 | 0.91408 | [8 empty] | 0.91408
|  |  |  | 2033 |  |  | 2033 | 1.0279 | 3.0966 | 30.3983 | 314.252 | 2888.738 | 4612.1771 | 1387.9708 | 1307.8073 | 1007.296 | 1099.826 | 1319.3944 | 2035.5994 | 1644.9616 | 1201.2893 | 1043.2297 | 977.0338 | 1108.4107 | 1110.8147 | 1010.4241 | 1114.0471 | 1239.9232 | 1146.8065 | 1160.3494 | 1079.1964 | 930.1308 | 550.8822 | 345.4685 | 305.0395 | 261.0282 | 221.7668 | 187.048 | 156.5278 | 129.9977 | 107.1639 | 0 | 0 | 0 | 0 | 0 | 0 | 0 | 0 | 0 | 0 | 0 | 0 | 0 | 0 | 0 | 0 | 0 | 0 | 0 | 0 | 0 | 0 | 0 | 0 | 0 | 0 | 0 | 0 | 0 | 0 | 0 | 0 | 0 | 33039.1238 | 28.1083 | 74.0788 |  |  |  |  | 0 | 0 | 0 | 0.23661 | 0.22229 | 0 | 0 | 0 | 0 | 0 | 0 | 0 | 0 | 0 | 0 | 0 | 0 | 0 | 0 | 0 | 0 | 0 | 0 | 0 | 0 | 0 | 0 | 0 | 0 | 0 | 0 | 0 | 0 | 0 | 0 | 0 | 0 | 0 | 0 | 0 | 0 | 0 | 0 | 0.4589 | 0.92378 | [8 empty] | 0.92378
|  |  |  | 2034 |  |  | 2034 | 0.73278 | 2.3576 | 24.7151 | 272.8517 | 2678.5042 | 4566.9437 | 1424.9333 | 1351.4859 | 1047.8 | 1151.5925 | 1390.6025 | 2076.6867 | 1695.0158 | 1250.2731 | 1096.6716 | 1037.3983 | 1188.7103 | 1203.251 | 1105.4972 | 1231.11 | 1383.9723 | 1292.8915 | 1321.2957 | 1241.2266 | 1080.5229 | 646.3801 | 406.0333 | 361.1587 | 311.3281 | 266.4503 | 226.3922 | 190.8484 | 159.6694 | 132.5938 | 109.2826 | 0 | 0 | 0 | 0 | 0 | 0 | 0 | 0 | 0 | 0 | 0 | 0 | 0 | 0 | 0 | 0 | 0 | 0 | 0 | 0 | 0 | 0 | 0 | 0 | 0 | 0 | 0 | 0 | 0 | 0 | 0 | 0 | 34927.179 | 27.7691 | 73.4592 |  |  |  |  | 0 | 0 | 0 | 0.27128 | 0.25578 | 0.24047 | 0 | 0 | 0 | 0 | 0 | 0 | 0 | 0 | 0 | 0 | 0 | 0 | 0 | 0 | 0 | 0 | 0 | 0 | 0 | 0 | 0 | 0 | 0 | 0 | 0 | 0 | 0 | 0 | 0 | 0 | 0 | 0 | 0 | 0 | 0 | 0 | 0 | 0.76753 | 0.93271 | [8 empty] | 0.93271
|  |  |  | 2035 |  |  | 2035 | 0.51899 | 1.7831 | 19.9628 | 235.3541 | 2467.3057 | 4492.5382 | 1453.2997 | 1387.4768 | 1082.7947 | 1197.8988 | 1456.0553 | 2097.5402 | 1729.2285 | 1288.3174 | 1141.3896 | 1090.5414 | 1262.1529 | 1290.4213 | 1197.491 | 1346.9479 | 1529.3986 | 1443.0942 | 1489.6079 | 1413.391 | 1242.7522 | 750.8927 | 473.7248 | 424.4742 | 368.6042 | 317.7949 | 272.0076 | 230.992 | 194.6789 | 162.858 | 135.2153 | 111.4108 | 0 | 0 | 0 | 0 | 0 | 0 | 0 | 0 | 0 | 0 | 0 | 0 | 0 | 0 | 0 | 0 | 0 | 0 | 0 | 0 | 0 | 0 | 0 | 0 | 0 | 0 | 0 | 0 | 0 | 0 | 0 | 36799.9159 | 27.4428 | 72.8457 |  |  |  |  | 0 | 0 | 0 | 0.30992 | 0.29327 | 0.2767 | 0.2601 | 0 | 0 | 0 | 0 | 0 | 0 | 0 | 0 | 0 | 0 | 0 | 0 | 0 | 0 | 0 | 0 | 0 | 0 | 0 | 0 | 0 | 0 | 0 | 0 | 0 | 0 | 0 | 0 | 0 | 0 | 0 | 0 | 0 | 0 | 0 | 0 | 1.14 | 0.94091 | [8 empty] | 0.94091
|  |  |  | 2036 |  |  | 2036 | 0.36517 | 1.3399 | 16.0187 | 201.6803 | 2257.8758 | 4390.4027 | 1472.5237 | 1415.0975 | 1111.6302 | 1237.9066 | 1514.6042 | 2097.5402 | 1746.593 | 1314.3213 | 1176.1207 | 1135.0095 | 1326.8096 | 1370.148 | 1284.244 | 1459.034 | 1673.3031 | 1594.7329 | 1662.6643 | 1593.4347 | 1415.1283 | 863.6316 | 548.6581 | 495.24 | 433.225 | 376.2608 | 324.4232 | 277.5342 | 235.6281 | 198.5666 | 166.0778 | 137.8485 | 113.5342 | 0 | 0 | 0 | 0 | 0 | 0 | 0 | 0 | 0 | 0 | 0 | 0 | 0 | 0 | 0 | 0 | 0 | 0 | 0 | 0 | 0 | 0 | 0 | 0 | 0 | 0 | 0 | 0 | 0 | 0 | 38639.1563 | 27.1275 | 72.2378 |  |  |  |  | 0 | 0 | 0 | 0.35279 | 0.33504 | 0.31725 | 0.29929 | 0.28055 | 0 | 0 | 0 | 0 | 0 | 0 | 0 | 0 | 0 | 0 | 0 | 0 | 0 | 0 | 0 | 0 | 0 | 0 | 0 | 0 | 0 | 0 | 0 | 0 | 0 | 0 | 0 | 0 | 0 | 0 | 0 | 0 | 0 | 0 | 0 | 1.5849 | 0.94839 | [8 empty] | 0.94839
|  |  |  | 2037 |  |  | 2037 | 0.25526 | 1.0002 | 12.7697 | 171.6925 | 2052.691 | 4262.4901 | 1482.2308 | 1433.8161 | 1133.7596 | 1270.8728 | 1565.1895 | 2076.6867 | 1746.593 | 1327.5194 | 1199.8599 | 1169.5464 | 1380.9117 | 1440.337 | 1363.5891 | 1564.7347 | 1812.5468 | 1744.7849 | 1837.3752 | 1778.5532 | 1595.3933 | 983.4216 | 630.7956 | 573.5765 | 505.4497 | 442.2239 | 384.1084 | 331.0147 | 283.1045 | 240.3337 | 202.4924 | 169.312 | 140.4758 | 115.6356 | 0 | 0 | 0 | 0 | 0 | 0 | 0 | 0 | 0 | 0 | 0 | 0 | 0 | 0 | 0 | 0 | 0 | 0 | 0 | 0 | 0 | 0 | 0 | 0 | 0 | 0 | 0 | 0 | 0 | 40427.1433 | 26.8214 | 71.6347 |  |  |  |  | 0 | 0 | 0 | 0.40015 | 0.38139 | 0.36244 | 0.34316 | 0.32283 | 0.30211 | 0 | 0 | 0 | 0 | 0 | 0 | 0 | 0 | 0 | 0 | 0 | 0 | 0 | 0 | 0 | 0 | 0 | 0 | 0 | 0 | 0 | 0 | 0 | 0 | 0 | 0 | 0 | 0 | 0 | 0 | 0 | 0 | 0 | 0 | 2.1121 | 0.95521 | [8 empty] | 0.95521
|  |  |  | 2038 |  |  | 2038 | 0.17726 | 0.74172 | 10.113 | 145.2064 | 1853.9309 | 4111.2024 | 1482.2308 | 1443.2681 | 1148.7568 | 1296.1723 | 1606.8714 | 2035.5994 | 1729.2285 | 1327.5194 | 1211.9086 | 1193.1529 | 1422.9312 | 1499.0683 | 1433.4421 | 1661.4094 | 1943.858 | 1889.977 | 2010.258 | 1965.4416 | 1780.7394 | 1108.694 | 719.9241 | 659.4445 | 585.4012 | 515.9488 | 451.4473 | 391.9127 | 337.6584 | 288.7581 | 245.0852 | 206.4358 | 172.5391 | 143.0758 | 117.6948 | 0 | 0 | 0 | 0 | 0 | 0 | 0 | 0 | 0 | 0 | 0 | 0 | 0 | 0 | 0 | 0 | 0 | 0 | 0 | 0 | 0 | 0 | 0 | 0 | 0 | 0 | 0 | 0 | 42147.2246 | 26.5225 | 71.035 |  |  |  |  | 0 | 0 | 0 | 0.45224 | 0.43258 | 0.41257 | 0.39203 | 0.37014 | 0.34763 | 0.32493 | 0 | 0 | 0 | 0 | 0 | 0 | 0 | 0 | 0 | 0 | 0 | 0 | 0 | 0 | 0 | 0 | 0 | 0 | 0 | 0 | 0 | 0 | 0 | 0 | 0 | 0 | 0 | 0 | 0 | 0 | 0 | 0 | 0 | 2.7321 | 0.9614 | [8 empty] | 0.9614
|  |  |  | 2039 |  |  | 2039 | 0.12229 | 0.54645 | 7.9566 | 122.002 | 1663.4508 | 3939.3157 | 1472.5237 | 1443.2681 | 1156.3296 | 1313.3178 | 1638.8596 | 1975.4877 | 1695.0158 | 1314.3213 | 1211.9086 | 1205.1343 | 1451.6521 | 1544.6831 | 1491.8922 | 1746.5189 | 2063.9563 | 2026.8976 | 2177.5413 | 2150.3744 | 1967.8574 | 1237.4974 | 815.6353 | 752.621 | 673.0394 | 597.5611 | 526.7099 | 460.6198 | 399.7786 | 344.4014 | 294.467 | 249.8581 | 210.3704 | 175.7325 | 145.6237 | 119.6892 | 0 | 0 | 0 | 0 | 0 | 0 | 0 | 0 | 0 | 0 | 0 | 0 | 0 | 0 | 0 | 0 | 0 | 0 | 0 | 0 | 0 | 0 | 0 | 0 | 0 | 0 | 0 | 43784.5386 | 26.2288 | 70.4375 |  |  |  |  | 0 | 0 | 0 | 0.50927 | 0.48889 | 0.46796 | 0.44626 | 0.42286 | 0.39858 | 0.37389 | 0.34891 | 0 | 0 | 0 | 0 | 0 | 0 | 0 | 0 | 0 | 0 | 0 | 0 | 0 | 0 | 0 | 0 | 0 | 0 | 0 | 0 | 0 | 0 | 0 | 0 | 0 | 0 | 0 | 0 | 0 | 0 | 0 | 0 | 3.4566 | 0.967 | [8 empty] | 0.967
|  |  |  | 2040 |  |  | 2040 | 0.083811 | 0.39995 | 6.2189 | 101.8343 | 1482.7668 | 3749.8955 | 1453.2997 | 1433.8161 | 1156.3296 | 1321.9754 | 1660.5382 | 1898.091 | 1644.9616 | 1288.3174 | 1199.8599 | 1205.1343 | 1466.2293 | 1575.8615 | 1537.2887 | 1817.7352 | 2169.6872 | 2152.1264 | 2335.2947 | 2329.3176 | 2153.0176 | 1367.5323 | 917.3109 | 852.6791 | 768.1368 | 687.0197 | 610.0243 | 537.4115 | 469.8646 | 407.7622 | 351.2105 | 300.2016 | 254.6203 | 214.264 | 178.862 | 148.0913 | 121.594 | 0 | 0 | 0 | 0 | 0 | 0 | 0 | 0 | 0 | 0 | 0 | 0 | 0 | 0 | 0 | 0 | 0 | 0 | 0 | 0 | 0 | 0 | 0 | 0 | 0 | 0 | 45326.6658 | 25.9382 | 69.8406 |  |  |  |  | 0 | 0 | 0 | 0.57143 | 0.55054 | 0.52887 | 0.50617 | 0.48135 | 0.45535 | 0.42869 | 0.40149 | 0.37394 | 0 | 0 | 0 | 0 | 0 | 0 | 0 | 0 | 0 | 0 | 0 | 0 | 0 | 0 | 0 | 0 | 0 | 0 | 0 | 0 | 0 | 0 | 0 | 0 | 0 | 0 | 0 | 0 | 0 | 0 | 0 | 4.2978 | 0.97204 | [8 empty] | 0.97204
|  |  |  | 2041 |  |  | 2041 | 0.057065 | 0.29081 | 4.829 | 84.4438 | 1313.0527 | 3546.2062 | 1424.9333 | 1415.0975 | 1148.7568 | 1321.9754 | 1671.4847 | 1805.5952 | 1580.5144 | 1250.2731 | 1176.1207 | 1193.1529 | 1466.2293 | 1591.6859 | 1568.3179 | 1873.0466 | 2258.1586 | 2262.374 | 2479.5774 | 2498.0665 | 2332.1807 | 1496.2065 | 1024.114 | 958.9724 | 870.2576 | 784.0924 | 701.3487 | 622.4187 | 548.1977 | 479.2479 | 415.8239 | 358.05 | 305.9233 | 259.3329 | 218.0797 | 181.8928 | 150.4482 | 123.3836 | 0 | 0 | 0 | 0 | 0 | 0 | 0 | 0 | 0 | 0 | 0 | 0 | 0 | 0 | 0 | 0 | 0 | 0 | 0 | 0 | 0 | 0 | 0 | 0 | 0 | 46764.2111 | 25.6487 | 69.2429 |  |  |  |  | 0 | 0 | 0 | 0.63887 | 0.61774 | 0.59556 | 0.57205 | 0.54597 | 0.51834 | 0.48975 | 0.46033 | 0.43028 | 0.39986 | 0 | 0 | 0 | 0 | 0 | 0 | 0 | 0 | 0 | 0 | 0 | 0 | 0 | 0 | 0 | 0 | 0 | 0 | 0 | 0 | 0 | 0 | 0 | 0 | 0 | 0 | 0 | 0 | 0 | 0 | 5.2688 | 0.97656 | [8 empty] | 0.97656
|  |  |  | 2042 |  |  | 2042 | 0.038599 | 0.21007 | 3.7251 | 69.5646 | 1155.1488 | 3331.6185 | 1387.9708 | 1387.4768 | 1133.7596 | 1313.3178 | 1671.4847 | 1700.5305 | 1503.4944 | 1201.2893 | 1141.3896 | 1169.5464 | 1451.6521 | 1591.6859 | 1584.0665 | 1910.8528 | 2326.8716 | 2354.6248 | 2606.5994 | 2652.4058 | 2501.137 | 1620.7131 | 1134.9879 | 1070.6262 | 978.7423 | 888.3346 | 800.4461 | 715.5987 | 634.911 | 559.1452 | 488.7229 | 423.9218 | 364.8744 | 311.5855 | 263.9512 | 221.7751 | 184.7876 | 152.6624 | 125.0316 | 0 | 0 | 0 | 0 | 0 | 0 | 0 | 0 | 0 | 0 | 0 | 0 | 0 | 0 | 0 | 0 | 0 | 0 | 0 | 0 | 0 | 0 | 0 | 0 | 48091.2792 | 25.3583 | 68.6429 |  |  |  |  | 0 | 0 | 0 | 0.71171 | 0.69065 | 0.66825 | 0.64419 | 0.61703 | 0.58792 | 0.5575 | 0.52589 | 0.49334 | 0.46012 | 0.42651 | 0 | 0 | 0 | 0 | 0 | 0 | 0 | 0 | 0 | 0 | 0 | 0 | 0 | 0 | 0 | 0 | 0 | 0 | 0 | 0 | 0 | 0 | 0 | 0 | 0 | 0 | 0 | 0 | 0 | 6.3831 | 0.98061 | [8 empty] | 0.98061
|  |  |  | 2043 |  |  | 2043 | 0.025938 | 0.15075 | 2.8548 | 56.9318 | 1009.5787 | 3109.5174 | 1343.1131 | 1351.4859 | 1111.6302 | 1296.1723 | 1660.5382 | 1585.6566 | 1416.0085 | 1142.7493 | 1096.6716 | 1135.0095 | 1422.9312 | 1575.8615 | 1584.0665 | 1930.0412 | 2373.838 | 2426.2731 | 2712.8864 | 2788.2814 | 2655.666 | 1738.1267 | 1248.6635 | 1186.5357 | 1092.6979 | 999.0727 | 906.8624 | 816.7095 | 729.9611 | 647.5902 | 570.1999 | 498.2404 | 432.0016 | 371.6276 | 317.1343 | 268.4238 | 225.3046 | 187.5072 | 154.7015 | 126.5123 | 0 | 0 | 0 | 0 | 0 | 0 | 0 | 0 | 0 | 0 | 0 | 0 | 0 | 0 | 0 | 0 | 0 | 0 | 0 | 0 | 0 | 0 | 0 | 49305.8127 | 25.0653 | 68.0391 |  |  |  |  | 0 | 0 | 0 | 0.79001 | 0.76939 | 0.74713 | 0.72282 | 0.69484 | 0.66445 | 0.63233 | 0.59864 | 0.56361 | 0.52755 | 0.49078 | 0.45368 | 0 | 0 | 0 | 0 | 0 | 0 | 0 | 0 | 0 | 0 | 0 | 0 | 0 | 0 | 0 | 0 | 0 | 0 | 0 | 0 | 0 | 0 | 0 | 0 | 0 | 0 | 0 | 0 | 7.6552 | 0.98422 | [8 empty] | 0.98422
|  |  |  | 2044 |  |  | 2044 | 0.017316 | 0.10747 | 2.1734 | 46.288 | 876.5745 | 2883.2159 | 1291.1934 | 1307.8073 | 1082.7947 | 1270.8728 | 1638.8596 | 1463.8431 | 1320.3545 | 1076.2545 | 1043.2297 | 1090.5414 | 1380.9117 | 1544.6831 | 1568.3179 | 1930.0412 | 2397.6755 | 2475.2459 | 2795.4362 | 2901.9766 | 2791.7086 | 1845.5142 | 1363.6747 | 1305.3741 | 1210.997 | 1115.3953 | 1019.9102 | 925.2879 | 833.1013 | 744.5385 | 660.3935 | 581.3041 | 507.7368 | 439.9973 | 378.2457 | 322.5081 | 272.6958 | 228.6205 | 190.0117 | 156.5336 | 127.8013 | 0 | 0 | 0 | 0 | 0 | 0 | 0 | 0 | 0 | 0 | 0 | 0 | 0 | 0 | 0 | 0 | 0 | 0 | 0 | 0 | 0 | 0 | 50409.766 | 24.7681 | 67.4307 |  |  |  |  | 0 | 0 | 0 | 0.87377 | 0.85403 | 0.83231 | 0.80813 | 0.77966 | 0.74824 | 0.71464 | 0.679 | 0.64157 | 0.60269 | 0.56271 | 0.52205 | 0.48114 | 0 | 0 | 0 | 0 | 0 | 0 | 0 | 0 | 0 | 0 | 0 | 0 | 0 | 0 | 0 | 0 | 0 | 0 | 0 | 0 | 0 | 0 | 0 | 0 | 0 | 0 | 0 | 9.0999 | 0.98742 | [8 empty] | 0.98742
|  |  |  | 2045 |  |  | 2045 | 0.011484 | 0.076117 | 1.6439 | 37.3876 | 756.1082 | 2655.876 | 1233.1515 | 1257.2524 | 1047.8 | 1237.9066 | 1606.8714 | 1337.9521 | 1218.9221 | 1003.5516 | 982.5259 | 1037.3983 | 1326.8096 | 1499.0683 | 1537.2887 | 1910.8528 | 2397.6755 | 2500.1017 | 2851.8603 | 2990.2802 | 2905.5436 | 1940.0549 | 1478.3845 | 1425.6088 | 1332.2853 | 1236.1517 | 1138.659 | 1040.6326 | 943.859 | 849.7384 | 759.2585 | 673.2542 | 592.3836 | 517.1341 | 447.8329 | 384.6551 | 327.6408 | 276.7091 | 231.6741 | 192.262 | 158.1285 | 128.8765 | 0 | 0 | 0 | 0 | 0 | 0 | 0 | 0 | 0 | 0 | 0 | 0 | 0 | 0 | 0 | 0 | 0 | 0 | 0 | 0 | 0 | 51409.0994 | 24.4656 | 66.8168 |  |  |  |  | 0 | 0 | 0 | 0.96293 | 0.94458 | 0.92387 | 0.90027 | 0.87168 | 0.83957 | 0.80476 | 0.76738 | 0.7277 | 0.68606 | 0.64286 | 0.59855 | 0.55364 | 0.50863 | 0 | 0 | 0 | 0 | 0 | 0 | 0 | 0 | 0 | 0 | 0 | 0 | 0 | 0 | 0 | 0 | 0 | 0 | 0 | 0 | 0 | 0 | 0 | 0 | 0 | 0 | 10.7325 | 0.99025 | [8 empty] | 0.99025
|  |  |  | 2046 |  |  | 2046 | 0.0075666 | 0.053557 | 1.2352 | 30.0009 | 647.9262 | 2430.4398 | 1170.0059 | 1200.7363 | 1007.296 | 1197.8988 | 1565.1895 | 1210.73 | 1114.0944 | 926.4566 | 916.1545 | 977.0338 | 1262.1529 | 1440.337 | 1491.8922 | 1873.0466 | 2373.838 | 2500.1017 | 2880.4979 | 3050.637 | 2993.9557 | 2019.1628 | 1591.0185 | 1545.5283 | 1454.9987 | 1359.9594 | 1261.9339 | 1161.7941 | 1061.5186 | 962.7079 | 866.5383 | 774.0445 | 686.0862 | 603.3477 | 526.3434 | 455.4214 | 390.7768 | 332.4628 | 280.4051 | 234.4178 | 194.2209 | 159.4588 | 129.7191 | 0 | 0 | 0 | 0 | 0 | 0 | 0 | 0 | 0 | 0 | 0 | 0 | 0 | 0 | 0 | 0 | 0 | 0 | 0 | 0 | 52313.5831 | 24.1569 | 66.1974 |  |  |  |  | 0 | 0 | 0 | 1.0574 | 1.041 | 1.0218 | 0.99931 | 0.97106 | 0.93866 | 0.90299 | 0.86415 | 0.82242 | 0.77815 | 0.73178 | 0.68381 | 0.63478 | 0.58528 | 0.53591 | 0 | 0 | 0 | 0 | 0 | 0 | 0 | 0 | 0 | 0 | 0 | 0 | 0 | 0 | 0 | 0 | 0 | 0 | 0 | 0 | 0 | 0 | 0 | 0 | 0 | 12.5685 | 0.99275 | [8 empty] | 0.99275
|  |  |  | 2047 |  |  | 2047 | 0.0049527 | 0.037437 | 0.92206 | 23.9159 | 551.5864 | 2209.5732 | 1102.8237 | 1139.2505 | 962.0159 | 1151.5925 | 1514.6042 | 1084.7126 | 1008.1583 | 846.7811 | 845.7735 | 911.0334 | 1188.7103 | 1370.148 | 1433.4421 | 1817.7352 | 2326.8716 | 2475.2459 | 2880.4979 | 3081.2708 | 3054.3867 | 2080.6035 | 1699.7078 | 1663.2778 | 1577.3905 | 1485.2218 | 1388.3239 | 1287.5737 | 1185.1119 | 1082.7172 | 981.7413 | 883.4135 | 788.7976 | 698.7845 | 614.0923 | 535.2623 | 462.6694 | 396.528 | 336.9035 | 283.7259 | 236.8062 | 195.8549 | 160.5014 | 130.3141 | 0 | 0 | 0 | 0 | 0 | 0 | 0 | 0 | 0 | 0 | 0 | 0 | 0 | 0 | 0 | 0 | 0 | 0 | 0 | 53136.4171 | 23.8416 | 65.5729 |  |  |  |  | 0 | 0 | 0 | 1.1569 | 1.1431 | 1.1261 | 1.1053 | 1.0779 | 1.0457 | 1.0096 | 0.96963 | 0.92613 | 0.87944 | 0.83002 | 0.7784 | 0.72519 | 0.67105 | 0.61666 | 0.56269 | 0 | 0 | 0 | 0 | 0 | 0 | 0 | 0 | 0 | 0 | 0 | 0 | 0 | 0 | 0 | 0 | 0 | 0 | 0 | 0 | 0 | 0 | 0 | 0 | 14.6237 | 0.99495 | [8 empty] | 0.99495
|  |  |  | 2048 |  |  | 2048 | 0.0032206 | 0.025997 | 0.68379 | 18.9402 | 466.4961 | 1995.6224 | 1032.6915 | 1073.8343 | 912.7542 | 1099.826 | 1456.0553 | 962.15 | 903.2254 | 766.263 | 773.0367 | 841.0458 | 1108.4107 | 1290.4213 | 1363.5891 | 1746.5189 | 2258.1586 | 2426.2731 | 2851.8603 | 3081.2708 | 3085.0581 | 2122.5991 | 1802.5383 | 1776.9035 | 1697.5674 | 1610.1559 | 1516.1989 | 1416.5316 | 1313.416 | 1208.7787 | 1104.1233 | 1000.8599 | 900.2511 | 803.3969 | 711.2287 | 624.4981 | 543.781 | 469.4787 | 401.8244 | 340.8933 | 286.6167 | 238.7985 | 197.1354 | 161.2376 | 130.6512 | 0 | 0 | 0 | 0 | 0 | 0 | 0 | 0 | 0 | 0 | 0 | 0 | 0 | 0 | 0 | 0 | 0 | 0 | 53893.6792 | 23.5198 | 64.9444 |  |  |  |  | 0 | 0 | 0 | 1.2613 | 1.2507 | 1.2366 | 1.218 | 1.1922 | 1.1607 | 1.1247 | 1.0841 | 1.0392 | 0.99034 | 0.93805 | 0.88289 | 0.8255 | 0.76663 | 0.70703 | 0.64748 | 0.58873 | 0 | 0 | 0 | 0 | 0 | 0 | 0 | 0 | 0 | 0 | 0 | 0 | 0 | 0 | 0 | 0 | 0 | 0 | 0 | 0 | 0 | 0 | 0 | 16.9141 | 0.99687 | [8 empty] | 0.99687
|  |  |  | 2049 |  |  | 2049 | 0.0020805 | 0.017935 | 0.50377 | 14.9015 | 391.9484 | 1790.5844 | 960.6862 | 1005.5456 | 860.3435 | 1043.5076 | 1390.6025 | 844.951 | 801.1691 | 686.5075 | 699.5308 | 768.7156 | 1023.2603 | 1203.251 | 1284.244 | 1661.4094 | 2169.6872 | 2354.6248 | 2795.4362 | 3050.637 | 3085.0581 | 2143.9137 | 1897.6057 | 1884.4043 | 1813.5355 | 1732.8291 | 1643.7387 | 1547.0048 | 1444.9622 | 1339.645 | 1232.6771 | 1125.6253 | 1019.9361 | 916.9132 | 817.7041 | 723.2805 | 634.4369 | 551.784 | 475.7494 | 406.5831 | 344.3666 | 289.0281 | 240.3598 | 198.0397 | 161.6547 | 130.7251 | 0 | 0 | 0 | 0 | 0 | 0 | 0 | 0 | 0 | 0 | 0 | 0 | 0 | 0 | 0 | 0 | 0 | 54603.6284 | 23.1923 | 64.3138 |  |  |  |  | 0 | 0 | 0 | 1.3702 | 1.3635 | 1.353 | 1.3375 | 1.3138 | 1.2838 | 1.2484 | 1.2077 | 1.1618 | 1.1112 | 1.0563 | 0.99781 | 0.93632 | 0.87268 | 0.80774 | 0.74237 | 0.67744 | 0.61378 | 0 | 0 | 0 | 0 | 0 | 0 | 0 | 0 | 0 | 0 | 0 | 0 | 0 | 0 | 0 | 0 | 0 | 0 | 0 | 0 | 0 | 0 | 19.4554 | 0.99854 | [8 empty] | 0.99854
|  |  |  | 2050 |  |  | 2050 | 0.0013352 | 0.012292 | 0.36871 | 11.6472 | 327.157 | 1596.0911 | 887.8487 | 935.4331 | 805.6314 | 983.589 | 1319.3944 | 734.6507 | 703.5791 | 608.9384 | 626.721 | 695.6206 | 935.2596 | 1110.8147 | 1197.491 | 1564.7347 | 2063.9563 | 2262.374 | 2712.8864 | 2990.2802 | 3054.3867 | 2143.9137 | 1983.0729 | 1983.7894 | 1923.2526 | 1851.2061 | 1768.9705 | 1677.1359 | 1578.054 | 1473.8182 | 1366.1307 | 1256.6825 | 1147.0794 | 1038.8134 | 933.2419 | 831.5601 | 734.7915 | 643.7742 | 559.1541 | 481.3836 | 410.7256 | 347.2639 | 290.9177 | 241.4623 | 198.552 | 161.7461 | 130.5356 | 0 | 0 | 0 | 0 | 0 | 0 | 0 | 0 | 0 | 0 | 0 | 0 | 0 | 0 | 0 | 0 | 55285.8956 | 22.8605 | 63.6839 |  |  |  |  | 0 | 0 | 0 | 1.483 | 1.4812 | 1.475 | 1.4634 | 1.4427 | 1.4148 | 1.3808 | 1.3405 | 1.2943 | 1.2424 | 1.1853 | 1.1236 | 1.0582 | 0.98983 | 0.91947 | 0.84811 | 0.77672 | 0.70627 | 0.63762 | 0 | 0 | 0 | 0 | 0 | 0 | 0 | 0 | 0 | 0 | 0 | 0 | 0 | 0 | 0 | 0 | 0 | 0 | 0 | 0 | 0 | 22.2633 | 1 | [8 empty] | 1
|  |  |  | 2051 |  |  | 2051 | 0.00085132 | 0.0083693 | 0.2681 | 9.044 | 271.2877 | 1413.4062 | 815.1599 | 864.5102 | 749.4581 | 921.0393 | 1243.6342 | 632.3987 | 611.7336 | 534.7639 | 555.9072 | 623.2178 | 846.3283 | 1015.2843 | 1105.4972 | 1459.034 | 1943.858 | 2152.1264 | 2606.5994 | 2901.9766 | 2993.9557 | 2122.5991 | 2057.2288 | 2073.1382 | 2024.6866 | 1963.2022 | 1889.8165 | 1804.9122 | 1710.7969 | 1609.5679 | 1502.9566 | 1392.7351 | 1280.6345 | 1168.3099 | 1057.3129 | 949.0557 | 844.7943 | 745.6057 | 652.373 | 565.776 | 486.2883 | 414.1812 | 349.5342 | 292.2521 | 242.0869 | 198.6643 | 161.5116 | 130.0877 | 0 | 0 | 0 | 0 | 0 | 0 | 0 | 0 | 0 | 0 | 0 | 0 | 0 | 0 | 0 | 55960.6066 | 22.5261 | 63.0583 |  |  |  |  | 0 | 0 | 0 | 1.5995 | 1.6032 | 1.6023 | 1.5955 | 1.5785 | 1.5536 | 1.5217 | 1.4826 | 1.4367 | 1.384 | 1.3252 | 1.2608 | 1.1916 | 1.1187 | 1.0429 | 0.96543 | 0.88735 | 0.80977 | 0.7337 | 0.66008 | 0 | 0 | 0 | 0 | 0 | 0 | 0 | 0 | 0 | 0 | 0 | 0 | 0 | 0 | 0 | 0 | 0 | 0 | 0 | 0 | 25.3531 | 1 | [8 empty] | 1
|  |  |  | 2052 |  |  | 2052 | 0.00053923 | 0.0056611 | 0.19366 | 6.9766 | 223.486 | 1243.4341 | 743.5208 | 793.7322 | 692.6355 | 856.819 | 1164.5474 | 538.9664 | 526.5898 | 464.9556 | 488.1925 | 552.7998 | 758.2393 | 918.7437 | 1010.4241 | 1346.9479 | 1812.5468 | 2026.8976 | 2479.5774 | 2788.2814 | 2905.5436 | 2080.6035 | 2118.5451 | 2150.662 | 2115.8774 | 2066.7432 | 2004.1485 | 1928.2135 | 1841.1378 | 1744.9617 | 1641.3901 | 1532.2255 | 1419.2802 | 1304.337 | 1189.1156 | 1075.2291 | 964.1599 | 857.2274 | 755.5646 | 660.0988 | 571.5406 | 490.3796 | 416.8891 | 351.1375 | 293.0082 | 242.2239 | 198.3763 | 160.9574 | 129.3909 | 0 | 0 | 0 | 0 | 0 | 0 | 0 | 0 | 0 | 0 | 0 | 0 | 0 | 0 | 56647.4815 | 22.1916 | 62.4411 |  |  |  |  | 0 | 0 | 0 | 1.7188 | 1.7291 | 1.7343 | 1.7332 | 1.7209 | 1.6998 | 1.6709 | 1.6339 | 1.589 | 1.5363 | 1.4763 | 1.4096 | 1.3371 | 1.2597 | 1.1786 | 1.095 | 1.0101 | 0.92511 | 0.84123 | 0.75954 | 0.68101 | 0 | 0 | 0 | 0 | 0 | 0 | 0 | 0 | 0 | 0 | 0 | 0 | 0 | 0 | 0 | 0 | 0 | 0 | 0 | 28.7397 | 1 | [8 empty] | 1
|  |  |  | 2053 |  |  | 2053 | 0.00033931 | 0.0038042 | 0.13898 | 5.3466 | 182.9014 | 1086.7384 | 673.7362 | 723.9762 | 635.929 | 791.8565 | 1083.3484 | 454.7714 | 448.79 | 400.241 | 424.4636 | 485.4636 | 672.5651 | 823.1174 | 914.3457 | 1231.11 | 1673.3031 | 1889.977 | 2335.2947 | 2652.4058 | 2791.7086 | 2019.1628 | 2165.7287 | 2214.7632 | 2194.9994 | 2159.8282 | 2109.849 | 2044.8685 | 1966.9138 | 1877.9054 | 1779.4608 | 1673.3549 | 1561.4293 | 1445.5488 | 1327.565 | 1209.2652 | 1092.3413 | 978.3498 | 868.6773 | 764.5125 | 666.8244 | 576.3491 | 493.5857 | 418.8013 | 352.0459 | 293.1739 | 241.8727 | 197.6955 | 160.0952 | 128.4588 | 0 | 0 | 0 | 0 | 0 | 0 | 0 | 0 | 0 | 0 | 0 | 0 | 0 | 57364.959 | 21.8598 | 61.837 |  |  |  |  | 0 | 0 | 0 | 1.8405 | 1.8582 | 1.8705 | 1.876 | 1.8694 | 1.8532 | 1.8282 | 1.7942 | 1.7511 | 1.6992 | 1.6387 | 1.5703 | 1.4949 | 1.4135 | 1.3273 | 1.2376 | 1.1457 | 1.0531 | 0.96105 | 0.87086 | 0.78363 | 0.70034 | 0 | 0 | 0 | 0 | 0 | 0 | 0 | 0 | 0 | 0 | 0 | 0 | 0 | 0 | 0 | 0 | 0 | 0 | 32.4373 | 1 | [8 empty] | 1
|  |  |  | 2054 |  |  | 2054 | 0.00021211 | 0.0025396 | 0.099078 | 4.0706 | 148.7066 | 943.569 | 606.5032 | 656.026 | 580.0413 | 727.0267 | 1001.2108 | 379.9139 | 378.6819 | 341.1083 | 365.3849 | 422.091 | 590.6403 | 730.1126 | 819.1771 | 1114.0471 | 1529.3986 | 1744.7849 | 2177.5413 | 2498.0665 | 2655.666 | 1940.0549 | 2197.7669 | 2264.0897 | 2260.422 | 2240.5937 | 2204.8754 | 2152.7166 | 2085.9101 | 2006.1932 | 1915.0329 | 1814.1144 | 1705.2486 | 1590.3288 | 1471.2916 | 1350.0606 | 1228.5105 | 1108.4177 | 991.4174 | 878.9648 | 772.302 | 672.4346 | 580.1172 | 495.8497 | 419.8847 | 352.245 | 292.7489 | 241.0427 | 196.6366 | 158.9419 | 127.308 | 0 | 0 | 0 | 0 | 0 | 0 | 0 | 0 | 0 | 0 | 0 | 0 | 58129.3918 | 21.534 | 61.251 |  |  |  |  | 0 | 0 | 0 | 1.9637 | 1.9897 | 2.0101 | 2.0232 | 2.0235 | 2.0131 | 1.9932 | 1.9631 | 1.9229 | 1.8726 | 1.8124 | 1.7431 | 1.6653 | 1.5803 | 1.4893 | 1.3936 | 1.2948 | 1.1944 | 1.094 | 0.99489 | 0.89848 | 0.80587 | 0.71803 | 0 | 0 | 0 | 0 | 0 | 0 | 0 | 0 | 0 | 0 | 0 | 0 | 0 | 0 | 0 | 0 | 0 | 36.4595 | 1 | [8 empty] | 1
|  |  |  | 2055 |  |  | 2055 | 0.00013173 | 0.0016843 | 0.070173 | 3.0788 | 120.1129 | 813.8958 | 542.4038 | 590.5603 | 525.6004 | 663.133 | 919.241 | 314.223 | 316.3491 | 287.8218 | 311.4019 | 363.3424 | 513.5379 | 641.178 | 726.6175 | 998.0929 | 1383.9723 | 1594.7329 | 2010.258 | 2329.3176 | 2501.137 | 1845.5142 | 2213.9632 | 2297.583 | 2310.7655 | 2307.3753 | 2287.3255 | 2249.6738 | 2195.9227 | 2127.5659 | 2045.8571 | 1952.3267 | 1848.6909 | 1736.81 | 1618.6499 | 1496.2227 | 1371.5467 | 1246.591 | 1123.2227 | 1003.1585 | 887.9204 | 778.7996 | 676.8309 | 582.7782 | 497.1324 | 420.1222 | 351.7344 | 291.7443 | 239.7515 | 195.22 | 157.5181 | 125.957 | 0 | 0 | 0 | 0 | 0 | 0 | 0 | 0 | 0 | 0 | 0 | 58954.3546 | 21.2174 | 60.6881 |  |  |  |  | 0 | 0 | 0 | 2.0876 | 2.1228 | 2.1524 | 2.1742 | 2.1823 | 2.179 | 2.1652 | 2.1402 | 2.1039 | 2.0562 | 1.9974 | 1.9279 | 1.8485 | 1.7605 | 1.6651 | 1.5637 | 1.4581 | 1.3499 | 1.2408 | 1.1325 | 1.0264 | 0.92397 | 0.82622 | 0.7341 | 0 | 0 | 0 | 0 | 0 | 0 | 0 | 0 | 0 | 0 | 0 | 0 | 0 | 0 | 0 | 0 | 40.819 | 1 | [8 empty] | 1
|  |  |  | 2056 |  |  | 2056 | 8.1273e-05 | 0.0011097 | 0.049374 | 2.3134 | 96.382 | 697.4456 | 481.9021 | 528.1459 | 473.15 | 600.8934 | 838.4549 | 257.3069 | 261.6492 | 240.445 | 262.756 | 309.6613 | 442.0614 | 557.4783 | 638.1086 | 885.3175 | 1239.9232 | 1443.0942 | 1837.3752 | 2150.3744 | 2332.1807 | 1738.1267 | 2213.9632 | 2314.5149 | 2344.9492 | 2358.7645 | 2355.4999 | 2333.7991 | 2294.8259 | 2239.7755 | 2169.6293 | 2085.6985 | 1989.5375 | 1882.9072 | 1767.7397 | 1646.078 | 1520.0349 | 1391.7323 | 1263.2415 | 1136.5246 | 1013.3795 | 895.3907 | 783.8913 | 679.9355 | 584.2858 | 497.4136 | 419.5132 | 350.5274 | 290.1815 | 238.0244 | 193.4712 | 155.8465 | 124.4243 | 0 | 0 | 0 | 0 | 0 | 0 | 0 | 0 | 0 | 0 | 59850.0971 | 20.9132 | 60.153 |  |  |  |  | 0 | 0 | 0 | 2.2113 | 2.2567 | 2.2964 | 2.3281 | 2.3452 | 2.35 | 2.3436 | 2.3249 | 2.2937 | 2.2498 | 2.1933 | 2.1246 | 2.0445 | 1.9542 | 1.8549 | 1.7483 | 1.6361 | 1.5201 | 1.4024 | 1.2845 | 1.1684 | 1.0556 | 0.94731 | 0.84472 | 0.74866 | 0 | 0 | 0 | 0 | 0 | 0 | 0 | 0 | 0 | 0 | 0 | 0 | 0 | 0 | 0 | 45.5274 | 1 | [8 empty] | 1
|  |  |  | 2057 |  |  | 2057 | 4.9815e-05 | 0.00072638 | 0.034513 | 1.7269 | 76.8331 | 593.7428 | 425.345 | 469.2346 | 423.1443 | 540.9294 | 759.76 | 208.6054 | 214.2559 | 198.8697 | 219.5052 | 261.2873 | 376.75 | 479.886 | 554.8097 | 777.4774 | 1099.8232 | 1292.8915 | 1662.6643 | 1965.4416 | 2153.0176 | 1620.7131 | 2197.7669 | 2314.5149 | 2362.2302 | 2393.6583 | 2407.961 | 2403.3587 | 2380.6396 | 2340.6538 | 2284.0574 | 2211.8812 | 2125.4514 | 2026.3606 | 1916.4386 | 1797.6941 | 1672.2751 | 1542.4058 | 1410.3214 | 1278.2016 | 1148.1044 | 1021.9053 | 901.2447 | 787.4869 | 681.6944 | 584.6162 | 496.6926 | 418.0736 | 348.6497 | 288.0911 | 235.8922 | 191.4181 | 153.9501 | 122.7272 | 0 | 0 | 0 | 0 | 0 | 0 | 0 | 0 | 0 | 60823.1665 | 20.6242 | 59.6498 |  |  |  |  | 0 | 0 | 0 | 2.334 | 2.3905 | 2.4413 | 2.4839 | 2.5112 | 2.5254 | 2.5275 | 2.5165 | 2.4917 | 2.4528 | 2.3998 | 2.333 | 2.2532 | 2.1614 | 2.059 | 1.9476 | 1.8292 | 1.7057 | 1.5792 | 1.4517 | 1.3253 | 1.2016 | 1.0822 | 0.96852 | 0.86147 | 0.76183 | 0 | 0 | 0 | 0 | 0 | 0 | 0 | 0 | 0 | 0 | 0 | 0 | 0 | 0 | 50.5954 | 1 | [8 empty] | 1
|  |  |  | 2058 |  |  | 2058 | 3.0333e-05 | 0.00047234 | 0.023967 | 1.2806 | 60.8481 | 502.1493 | 372.967 | 414.1642 | 375.9453 | 483.7603 | 683.9426 | 167.4404 | 173.7028 | 162.8478 | 181.5505 | 218.2782 | 317.8958 | 408.9863 | 477.5888 | 675.9852 | 965.8543 | 1146.8065 | 1489.6079 | 1778.5532 | 1967.8574 | 1496.2065 | 2165.7287 | 2297.583 | 2362.2302 | 2411.2983 | 2443.5825 | 2456.8856 | 2451.5953 | 2428.1812 | 2386.9301 | 2328.5377 | 2254.039 | 2164.79 | 2062.4467 | 1948.9127 | 1826.3042 | 1696.8866 | 1563.0075 | 1427.0234 | 1291.225 | 1157.7638 | 1028.5864 | 905.3786 | 789.5241 | 682.08 | 583.7688 | 494.9881 | 415.8341 | 346.1382 | 285.5104 | 233.3888 | 189.0889 | 151.8503 | 120.8792 | 0 | 0 | 0 | 0 | 0 | 0 | 0 | 0 | 61876.2108 | 20.3531 | 59.1818 |  |  |  |  | 0 | 0 | 0 | 2.4546 | 2.5231 | 2.586 | 2.6406 | 2.6792 | 2.7041 | 2.7162 | 2.7141 | 2.697 | 2.6645 | 2.6163 | 2.5526 | 2.4742 | 2.3819 | 2.2773 | 2.1619 | 2.0377 | 1.907 | 1.772 | 1.6348 | 1.4978 | 1.3629 | 1.2319 | 1.1065 | 0.98772 | 0.87662 | 0.77381 | 0 | 0 | 0 | 0 | 0 | 0 | 0 | 0 | 0 | 0 | 0 | 0 | 0 | 56.0322 | 1 | [8 empty] | 1
|  |  |  | 2059 |  |  | 2059 | 1.8349e-05 | 0.00030514 | 0.016534 | 0.94349 | 47.8732 | 421.9041 | 324.8971 | 363.163 | 331.8235 | 429.8 | 611.6589 | 133.0625 | 139.4253 | 132.025 | 148.6658 | 180.5357 | 265.5686 | 345.0962 | 407.0285 | 581.8985 | 839.7713 | 1007.1146 | 1321.2957 | 1593.4347 | 1780.7394 | 1367.5323 | 2118.5451 | 2264.0897 | 2344.9492 | 2411.2983 | 2461.5904 | 2493.2309 | 2506.1966 | 2500.5539 | 2476.188 | 2433.4137 | 2372.919 | 2295.7576 | 2203.3413 | 2097.3949 | 1979.9295 | 1853.1826 | 1719.5517 | 1581.5177 | 1441.5631 | 1302.0885 | 1165.3331 | 1033.3045 | 907.7208 | 789.9706 | 681.0913 | 581.7655 | 492.3366 | 412.8386 | 343.0374 | 282.4805 | 230.549 | 186.5098 | 149.5637 | 118.8876 | 0 | 0 | 0 | 0 | 0 | 0 | 0 | 63007.9645 | 20.1017 | 58.7515 |  |  |  |  | 0 | 0 | 0 | 2.5721 | 2.6535 | 2.7294 | 2.7971 | 2.8483 | 2.8851 | 2.9084 | 2.9166 | 2.9087 | 2.884 | 2.842 | 2.7829 | 2.7071 | 2.6156 | 2.5096 | 2.3911 | 2.2619 | 2.1244 | 1.9811 | 1.8344 | 1.6867 | 1.5403 | 1.3973 | 1.2595 | 1.1284 | 1.0051 | 0.89041 | 0.78484 | 0 | 0 | 0 | 0 | 0 | 0 | 0 | 0 | 0 | 0 | 0 | 0 | 61.846 | 1 | [8 empty] | 1
|  |  |  | 2060 |  |  | 2060 | 1.1027e-05 | 0.00019583 | 0.011332 | 0.69055 | 37.4183 | 352.1609 | 281.1692 | 316.3567 | 290.9619 | 379.3577 | 543.4322 | 104.6916 | 110.7993 | 105.9719 | 120.5272 | 147.8347 | 219.6492 | 288.2918 | 343.4443 | 495.9273 | 722.8881 | 875.6454 | 1160.3494 | 1413.391 | 1595.3933 | 1237.4974 | 2057.2288 | 2214.7632 | 2310.7655 | 2393.6583 | 2461.5904 | 2511.6047 | 2543.2713 | 2556.2455 | 2549.9916 | 2524.4099 | 2479.794 | 2416.8378 | 2336.6412 | 2240.677 | 2130.7748 | 2009.0688 | 1877.9353 | 1739.9158 | 1597.6315 | 1453.6914 | 1310.6014 | 1170.6784 | 1035.9776 | 908.2341 | 788.8256 | 678.754 | 578.6492 | 488.79 | 409.1403 | 339.397 | 279.0433 | 227.4043 | 183.7012 | 147.0995 | 116.7508 | 0 | 0 | 0 | 0 | 0 | 0 | 64213.4039 | 19.8713 | 58.3602 |  |  |  |  | 0 | 0 | 0 | 2.6856 | 2.7806 | 2.8705 | 2.9523 | 3.0171 | 3.0671 | 3.103 | 3.123 | 3.1258 | 3.1104 | 3.0762 | 3.0231 | 2.9513 | 2.8618 | 2.7558 | 2.6351 | 2.5017 | 2.3581 | 2.207 | 2.0509 | 1.8925 | 1.7345 | 1.5792 | 1.4286 | 1.2845 | 1.1483 | 1.0209 | 0.9031 | 0.79518 | 0 | 0 | 0 | 0 | 0 | 0 | 0 | 0 | 0 | 0 | 0 | 68.0433 | 1 | [8 empty] | 1
新更新建筑年代谱
1
2
3
4
5
6
7
8
9
10
11
12
13
14
15
16
17
18
19
20
21
22
23
24
25
26
27
28
29
30
31
32
33
34
35
36
37
38
39
40
41
42
[80 empty] | 43 | 2018 | 0 | 0 | 0 | 0 | 0 | 0 | 0 | 0 | 0 | 0 | 0 | 0 | 0 | 0 | 0 | 0 | 0 | 0 | 0 | 0 | 0 | 0 | 0 | 0 | 0 | 0 | 0 | 0 | 0 | 0 | 0 | 0 | 0 | 0 | 0 | 0 | 0 | 0 | 0 | 0 | 0 | 0 | 0
[81 empty] | 2019 | 0 | 0 | 0 | 0 | 0 | 0 | 0 | 0 | 0 | 0 | 0 | 0 | 0 | 0 | 0 | 0 | 0 | 0 | 0 | 0 | 0 | 0 | 0 | 0 | 0 | 0 | 0 | 0 | 0 | 0 | 0 | 0 | 0 | 0 | 0 | 0 | 0 | 0 | 0 | 0 | 0 | 0 | 0
[81 empty] | 2020 | 0 | 0 | 0 | 0 | 0 | 0 | 0 | 0 | 0 | 0 | 0 | 0 | 0 | 0 | 0 | 0 | 0 | 0 | 0 | 0 | 0 | 0 | 0 | 0 | 0 | 0 | 0 | 0 | 0 | 0 | 0 | 0 | 0 | 0 | 0 | 0 | 0 | 0 | 0 | 0 | 0 | 0 | 0
[81 empty] | 2021 | 0 | 0 | 0 | 0 | 0 | 0 | 0 | 0 | 0 | 0 | 0 | 0 | 0 | 0 | 0 | 0 | 0 | 0 | 0 | 0 | 0 | 0 | 0 | 0 | 0 | 0 | 0 | 0 | 0 | 0 | 0 | 0 | 0 | 0 | 0 | 0 | 0 | 0 | 0 | 0 | 0 | 0 | 0
[81 empty] | 2022 | 0 | 0 | 0 | 0 | 0 | 0 | 0 | 0 | 0 | 0 | 0 | 0 | 0 | 0 | 0 | 0 | 0 | 0 | 0 | 0 | 0 | 0 | 0 | 0 | 0 | 0 | 0 | 0 | 0 | 0 | 0 | 0 | 0 | 0 | 0 | 0 | 0 | 0 | 0 | 0 | 0 | 0 | 0
[81 empty] | 2023 | 0 | 0 | 0 | 0 | 0 | 0 | 0 | 0 | 0 | 0 | 0 | 0 | 0 | 0 | 0 | 0 | 0 | 0 | 0 | 0 | 0 | 0 | 0 | 0 | 0 | 0 | 0 | 0 | 0 | 0 | 0 | 0 | 0 | 0 | 0 | 0 | 0 | 0 | 0 | 0 | 0 | 0 | 0
[81 empty] | 2024 | 0 | 0 | 0 | 0 | 0 | 0 | 0 | 0 | 0 | 0 | 0 | 0 | 0 | 0 | 0 | 0 | 0 | 0 | 0 | 0 | 0 | 0 | 0 | 0 | 0 | 0 | 0 | 0 | 0 | 0 | 0 | 0 | 0 | 0 | 0 | 0 | 0 | 0 | 0 | 0 | 0 | 0 | 0
[81 empty] | 2025 | 0 | 0 | 0 | 0 | 0 | 0 | 0 | 0 | 0 | 0 | 0 | 0 | 0 | 0 | 0 | 0 | 0 | 0 | 0 | 0 | 0 | 0 | 0 | 0 | 0 | 0 | 0 | 0 | 0 | 0 | 0 | 0 | 0 | 0 | 0 | 0 | 0 | 0 | 0 | 0 | 0 | 0 | 0
[81 empty] | 2026 | 0 | 0 | 0 | 0 | 0 | 0 | 0 | 0 | 0 | 0 | 0 | 0 | 0 | 0 | 0 | 0 | 0 | 0 | 0 | 0 | 0 | 0 | 0 | 0 | 0 | 0 | 0 | 0 | 0 | 0 | 0 | 0 | 0 | 0 | 0 | 0 | 0 | 0 | 0 | 0 | 0 | 0 | 0
[81 empty] | 2027 | 0 | 0 | 0 | 0 | 0 | 0 | 0 | 0 | 0 | 0 | 0 | 0 | 0 | 0 | 0 | 0 | 0 | 0 | 0 | 0 | 0 | 0 | 0 | 0 | 0 | 0 | 0 | 0 | 0 | 0 | 0 | 0 | 0 | 0 | 0 | 0 | 0 | 0 | 0 | 0 | 0 | 0 | 0
[81 empty] | 2028 | 0 | 0 | 0 | 0 | 0 | 0 | 0 | 0 | 0 | 0 | 0 | 0 | 0 | 0 | 0 | 0 | 0 | 0 | 0 | 0 | 0 | 0 | 0 | 0 | 0 | 0 | 0 | 0 | 0 | 0 | 0 | 0 | 0 | 0 | 0 | 0 | 0 | 0 | 0 | 0 | 0 | 0 | 0
[81 empty] | 2029 | 0 | 0 | 0 | 0 | 0 | 0 | 0 | 0 | 0 | 0 | 0 | 0 | 0 | 0 | 0 | 0 | 0 | 0 | 0 | 0 | 0 | 0 | 0 | 0 | 0 | 0 | 0 | 0 | 0 | 0 | 0 | 0 | 0 | 0 | 0 | 0 | 0 | 0 | 0 | 0 | 0 | 0 | 0
[81 empty] | 2030 | 0 | 0 | 0 | 0 | 0 | 0 | 0 | 0 | 0 | 0 | 0 | 0 | 0 | 0 | 0 | 0 | 0 | 0 | 0 | 0 | 0 | 0 | 0 | 0 | 0 | 0 | 0 | 0 | 0 | 0 | 0 | 0 | 0 | 0 | 0 | 0 | 0 | 0 | 0 | 0 | 0 | 0 | 0
[81 empty] | 2031 | 0 | 0 | 0 | 0 | 0 | 0 | 0 | 0 | 0 | 0 | 0 | 0 | 0 | 0 | 0 | 0 | 0 | 0 | 0 | 0 | 0 | 0 | 0 | 0 | 0 | 0 | 0 | 0 | 0 | 0 | 0 | 0 | 0 | 0 | 0 | 0 | 0 | 0 | 0 | 0 | 0 | 0 | 0
[81 empty] | 2032 | 0 | 0 | 0 | 0 | 0 | 0 | 0 | 0 | 0 | 0 | 0 | 0 | 0 | 0 | 0 | 0 | 0 | 0 | 0 | 0 | 0 | 0 | 0 | 0 | 0 | 0 | 0 | 0 | 0 | 0 | 0 | 0 | 0 | 0 | 0 | 0 | 0 | 0 | 0 | 0 | 0 | 0 | 0
[81 empty] | 2033 | 0 | 0 | 0 | 0 | 0 | 0 | 0 | 0 | 0 | 0 | 0 | 0 | 0 | 0 | 0 | 0 | 0 | 0 | 0 | 0 | 0 | 0 | 0 | 0 | 0 | 0 | 0 | 0 | 0 | 0 | 0 | 0 | 0 | 0 | 0 | 0 | 0 | 0 | 0 | 0 | 0 | 0 | 0
[81 empty] | 2034 | 0 | 0 | 0 | 0 | 0 | 0 | 0 | 0 | 0 | 0 | 0 | 0 | 0 | 0 | 0 | 0 | 0 | 0 | 0 | 0 | 0 | 0 | 0 | 0 | 0 | 0 | 0 | 0 | 0 | 0 | 0 | 0 | 0 | 0 | 0 | 0 | 0 | 0 | 0 | 0 | 0 | 0 | 0
[81 empty] | 2035 | 0 | 0 | 0 | 0 | 0 | 0 | 0 | 0 | 0 | 0 | 0 | 0 | 0 | 0 | 0 | 0 | 0 | 0 | 0 | 0 | 0 | 0 | 0 | 0 | 0 | 0 | 0 | 0 | 0 | 0 | 0 | 0 | 0 | 0 | 0 | 0 | 0 | 0 | 0 | 0 | 0 | 0 | 0
[81 empty] | 2036 | 0 | 0 | 0 | 0 | 0 | 0 | 0 | 0 | 0 | 0 | 0 | 0 | 0 | 0 | 0 | 0 | 0 | 0 | 0 | 0 | 0 | 0 | 0 | 0 | 0 | 0 | 0 | 0 | 0 | 0 | 0 | 0 | 0 | 0 | 0 | 0 | 0 | 0 | 0 | 0 | 0 | 0 | 0
[81 empty] | 2037 | 0 | 0 | 0 | 0 | 0 | 0 | 0 | 0 | 0 | 0 | 0 | 0 | 0 | 0 | 0 | 0 | 0 | 0 | 0 | 0 | 0 | 0 | 0 | 0 | 0 | 0 | 0 | 0 | 0 | 0 | 0 | 0 | 0 | 0 | 0 | 0 | 0 | 0 | 0 | 0 | 0 | 0 | 0
[81 empty] | 2038 | 0 | 0 | 0 | 0 | 0 | 0 | 0 | 0 | 0 | 0 | 0 | 0 | 0 | 0 | 0 | 0 | 0 | 0 | 0 | 0 | 0 | 0 | 0 | 0 | 0 | 0 | 0 | 0 | 0 | 0 | 0 | 0 | 0 | 0 | 0 | 0 | 0 | 0 | 0 | 0 | 0 | 0 | 0
[81 empty] | 2039 | 0 | 0 | 0 | 0 | 0 | 0 | 0 | 0 | 0 | 0 | 0 | 0 | 0 | 0 | 0 | 0 | 0 | 0 | 0 | 0 | 0 | 0 | 0 | 0 | 0 | 0 | 0 | 0 | 0 | 0 | 0 | 0 | 0 | 0 | 0 | 0 | 0 | 0 | 0 | 0 | 0 | 0 | 0
[81 empty] | 2040 | 0 | 0 | 0 | 0 | 0 | 0 | 0 | 0 | 0 | 0 | 0 | 0 | 0 | 0 | 0 | 0 | 0 | 0 | 0 | 0 | 0 | 0 | 0 | 0 | 0 | 0 | 0 | 0 | 0 | 0 | 0 | 0 | 0 | 0 | 0 | 0 | 0 | 0 | 0 | 0 | 0 | 0 | 0
[81 empty] | 2041 | 0 | 0 | 0 | 0 | 0 | 0 | 0 | 0 | 0 | 0 | 0 | 0 | 0 | 0 | 0 | 0 | 0 | 0 | 0 | 0 | 0 | 0 | 0 | 0 | 0 | 0 | 0 | 0 | 0 | 0 | 0 | 0 | 0 | 0 | 0 | 0 | 0 | 0 | 0 | 0 | 0 | 0 | 0
[81 empty] | 2042 | 0 | 0 | 0 | 0 | 0 | 0 | 0 | 0 | 0 | 0 | 0 | 0 | 0 | 0 | 0 | 0 | 0 | 0 | 0 | 0 | 0 | 0 | 0 | 0 | 0 | 0 | 0 | 0 | 0 | 0 | 0 | 0 | 0 | 0 | 0 | 0 | 0 | 0 | 0 | 0 | 0 | 0 | 0
[81 empty] | 2043 | 0 | 0 | 0 | 0 | 0 | 0 | 0 | 0 | 0 | 0 | 0 | 0 | 0 | 0 | 0 | 0 | 0 | 0 | 0 | 0 | 0 | 0 | 0 | 0 | 0 | 0 | 0 | 0 | 0 | 0 | 0 | 0 | 0 | 0 | 0 | 0 | 0 | 0 | 0 | 0 | 0 | 0 | 0
[81 empty] | 2044 | 0 | 0 | 0 | 0 | 0 | 0 | 0 | 0 | 0 | 0 | 0 | 0 | 0 | 0 | 0 | 0 | 0 | 0 | 0 | 0 | 0 | 0 | 0 | 0 | 0 | 0 | 0 | 0 | 0 | 0 | 0 | 0 | 0 | 0 | 0 | 0 | 0 | 0 | 0 | 0 | 0 | 0 | 0
[81 empty] | 2045 | 0 | 0 | 0 | 0 | 0 | 0 | 0 | 0 | 0 | 0 | 0 | 0 | 0 | 0 | 0 | 0 | 0 | 0 | 0 | 0 | 0 | 0 | 0 | 0 | 0 | 0 | 0 | 0 | 0 | 0 | 0 | 0 | 0 | 0 | 0 | 0 | 0 | 0 | 0 | 0 | 0 | 0 | 0
[81 empty] | 2046 | 0 | 0 | 0 | 0 | 0 | 0 | 0 | 0 | 0 | 0 | 0 | 0 | 0 | 0 | 0 | 0 | 0 | 0 | 0 | 0 | 0 | 0 | 0 | 0 | 0 | 0 | 0 | 0 | 0 | 0 | 0 | 0 | 0 | 0 | 0 | 0 | 0 | 0 | 0 | 0 | 0 | 0 | 0
[81 empty] | 2047 | 0 | 0 | 0 | 0 | 0 | 0 | 0 | 0 | 0 | 0 | 0 | 0 | 0 | 0 | 0 | 0 | 0 | 0 | 0 | 0 | 0 | 0 | 0 | 0 | 0 | 0 | 0 | 0 | 0 | 0 | 0 | 0 | 0 | 0 | 0 | 0 | 0 | 0 | 0 | 0 | 0 | 0 | 0
[81 empty] | 2048 | 0 | 0 | 0 | 0 | 0 | 0 | 0 | 0 | 0 | 0 | 0 | 0 | 0 | 0 | 0 | 0 | 0 | 0 | 0 | 0 | 0 | 0 | 0 | 0 | 0 | 0 | 0 | 0 | 0 | 0 | 0 | 0 | 0 | 0 | 0 | 0 | 0 | 0 | 0 | 0 | 0 | 0 | 0
[81 empty] | 2049 | 0 | 0 | 0 | 0 | 0 | 0 | 0 | 0 | 0 | 0 | 0 | 0 | 0 | 0 | 0 | 0 | 0 | 0 | 0 | 0 | 0 | 0 | 0 | 0 | 0 | 0 | 0 | 0 | 0 | 0 | 0 | 0 | 0 | 0 | 0 | 0 | 0 | 0 | 0 | 0 | 0 | 0 | 0
[81 empty] | 2050 | 0 | 0 | 0 | 0 | 0 | 0 | 0 | 0 | 0 | 0 | 0 | 0 | 0 | 0 | 0 | 0 | 0 | 0 | 0 | 0 | 0 | 0 | 0 | 0 | 0 | 0 | 0 | 0 | 0 | 0 | 0 | 0 | 0 | 0 | 0 | 0 | 0 | 0 | 0 | 0 | 0 | 0 | 0
[81 empty] | 2051 | 0 | 0 | 0 | 0 | 0 | 0 | 0 | 0 | 0 | 0 | 0 | 0 | 0 | 0 | 0 | 0 | 0 | 0 | 0 | 0 | 0 | 0 | 0 | 0 | 0 | 0 | 0 | 0 | 0 | 0 | 0 | 0 | 0 | 0 | 0 | 0 | 0 | 0 | 0 | 0 | 0 | 0 | 0
[81 empty] | 2052 | 0 | 0 | 0 | 0 | 0 | 0 | 0 | 0 | 0 | 0 | 0 | 0 | 0 | 0 | 0 | 0 | 0 | 0 | 0 | 0 | 0 | 0 | 0 | 0 | 0 | 0 | 0 | 0 | 0 | 0 | 0 | 0 | 0 | 0 | 0 | 0 | 0 | 0 | 0 | 0 | 0 | 0 | 0
[81 empty] | 2053 | 0 | 0 | 0 | 0 | 0 | 0 | 0 | 0 | 0 | 0 | 0 | 0 | 0 | 0 | 0 | 0 | 0 | 0 | 0 | 0 | 0 | 0 | 0 | 0 | 0 | 0 | 0 | 0 | 0 | 0 | 0 | 0 | 0 | 0 | 0 | 0 | 0 | 0 | 0 | 0 | 0 | 0 | 0
[81 empty] | 2054 | 0 | 0 | 0 | 0 | 0 | 0 | 0 | 0 | 0 | 0 | 0 | 0 | 0 | 0 | 0 | 0 | 0 | 0 | 0 | 0 | 0 | 0 | 0 | 0 | 0 | 0 | 0 | 0 | 0 | 0 | 0 | 0 | 0 | 0 | 0 | 0 | 0 | 0 | 0 | 0 | 0 | 0 | 0
[81 empty] | 2055 | 0 | 0 | 0 | 0 | 0 | 0 | 0 | 0 | 0 | 0 | 0 | 0 | 0 | 0 | 0 | 0 | 0 | 0 | 0 | 0 | 0 | 0 | 0 | 0 | 0 | 0 | 0 | 0 | 0 | 0 | 0 | 0 | 0 | 0 | 0 | 0 | 0 | 0 | 0 | 0 | 0 | 0 | 0
[81 empty] | 2056 | 0 | 0 | 0 | 0 | 0 | 0 | 0 | 0 | 0 | 0 | 0 | 0 | 0 | 0 | 0 | 0 | 0 | 0 | 0 | 0 | 0 | 0 | 0 | 0 | 0 | 0 | 0 | 0 | 0 | 0 | 0 | 0 | 0 | 0 | 0 | 0 | 0 | 0 | 0 | 0 | 0 | 0 | 0
[81 empty] | 2057 | 0 | 0 | 0 | 0 | 0 | 0 | 0 | 0 | 0 | 0 | 0 | 0 | 0 | 0 | 0 | 0 | 0 | 0 | 0 | 0 | 0 | 0 | 0 | 0 | 0 | 0 | 0 | 0 | 0 | 0 | 0 | 0 | 0 | 0 | 0 | 0 | 0 | 0 | 0 | 0 | 0 | 0 | 0
[81 empty] | 2058 | 0 | 0 | 0 | 0 | 0 | 0 | 0 | 0 | 0 | 0 | 0 | 0 | 0 | 0 | 0 | 0 | 0 | 0 | 0 | 0 | 0 | 0 | 0 | 0 | 0 | 0 | 0 | 0 | 0 | 0 | 0 | 0 | 0 | 0 | 0 | 0 | 0 | 0 | 0 | 0 | 0 | 0 | 0
[81 empty] | 2059 | 0 | 0 | 0 | 0 | 0 | 0 | 0 | 0 | 0 | 0 | 0 | 0 | 0 | 0 | 0 | 0 | 0 | 0 | 0 | 0 | 0 | 0 | 0 | 0 | 0 | 0 | 0 | 0 | 0 | 0 | 0 | 0 | 0 | 0 | 0 | 0 | 0 | 0 | 0 | 0 | 0 | 0 | 0
[81 empty] | 2060 | 0 | 0 | 0 | 0 | 0 | 0 | 0 | 0 | 0 | 0 | 0 | 0 | 0 | 0 | 0 | 0 | 0 | 0 | 0 | 0 | 0 | 0 | 0 | 0 | 0 | 0 | 0 | 0 | 0 | 0 | 0 | 0 | 0 | 0 | 0 | 0 | 0 | 0 | 0 | 0 | 0 | 0 | 0
[82 empty] | before1949 | 1950-1959 | 1960-1969 | 1970-1979 | 1980-1989 | 1990-1999 | 2000 | 2001 | 2002 | 2003 | 2004 | 2005 | 2006 | 2007 | 2008 | 2009 | 2010 | 2011 | 2012 | 2013 | 2014 | 2015 | 2016 | 2017 | 2018 | 2019 | 2020 | 2021 | 2022 | 2023 | 2024 | 2025 | 2026 | 2027 | 2028 | 2029 | 2030 | 2031 | 2032 | 2033 | 2034 | 2035 | 2036 | 2037 | 2038 | 2039 | 2040 | 2041 | 2042 | 2043 | 2044 | 2045 | 2046 | 2038 | 2039 | 2040 | 2041 | 2042 | 2043 | 2044 |  |  | 2056 | 2057 | 2058 | 2059 | 2060
[82 empty] | 1944.5 | 1954.5 | 1964.5 | 1974.5 | 1984.5 | 1994.5 | 2000 | 2001 | 2002 | 2003 | 2004 | 2005 | 2006 | 2007 | 2008 | 2009 | 2010 | 2011 | 2012 | 2013 | 2014 | 2015 | 2016 | 2017 | 2018 | 2019 | 2020 | 2021 | 2022 | 2023 | 2024 | 2025 | 2026 | 2027 | 2028 | 2029 | 2030 | 2031 | 2032 | 2033 | 2034 | 2035 | 2036 | 2037 | 2038 | 2039 | 2040 | 2041 | 2042 | 2043 | 2044 | 2045 | 2046 | 2038 | 2039 | 2040 | 2041 | 2042 | 2043 | 2044 |  |  | 2056 | 2057 | 2058 | 2059 | 2060
[81 empty] | 2005 | 0 | 0 | 0 | 0 | 0 | 0 | 0 | 0 | 0 | 0 | 0 | 0 | 0 | 0 | 0 | 0 | 0 | 0 | 0 | 0 | 0 | 0 | 0 | 0 | 0 | 0 | 0 | 0 | 0 | 0 | 0 | 0 | 0 | 0 | 0 | 0 | 0 | 0 | 0 | 0 | 0 | 0 | 0 | 0 | 0 | 0 | 0 | 0 | 0 | 0 | 0 | 0 | 0 | 0 | 0 | 0 | 0 | 0 | 0 | 0 |  |  | 0 | 0 | 0 | 0 | 0
[81 empty] | 2006 | 0 | 0 | 0 | 0 | 0 | 0 | 0 | 0 | 0 | 0 | 0 | 0 | 0 | 0 | 0 | 0 | 0 | 0 | 0 | 0 | 0 | 0 | 0 | 0 | 0 | 0 | 0 | 0 | 0 | 0 | 0 | 0 | 0 | 0 | 0 | 0 | 0 | 0 | 0 | 0 | 0 | 0 | 0 | 0 | 0 | 0 | 0 | 0 | 0 | 0 | 0 | 0 | 0 | 0 | 0 | 0 | 0 | 0 | 0 | 0 |  |  | 0 | 0 | 0 | 0 | 0
[81 empty] | 2007 | 0 | 0 | 0 | 0 | 0 | 0 | 0 | 0 | 0 | 0 | 0 | 0 | 0 | 0 | 0 | 0 | 0 | 0 | 0 | 0 | 0 | 0 | 0 | 0 | 0 | 0 | 0 | 0 | 0 | 0 | 0 | 0 | 0 | 0 | 0 | 0 | 0 | 0 | 0 | 0 | 0 | 0 | 0 | 0 | 0 | 0 | 0 | 0 | 0 | 0 | 0 | 0 | 0 | 0 | 0 | 0 | 0 | 0 | 0 | 0 |  |  | 0 | 0 | 0 | 0 | 0
[81 empty] | 2008 | 0 | 0 | 0 | 0 | 0 | 0 | 0 | 0 | 0 | 0 | 0 | 0 | 0 | 0 | 0 | 0 | 0 | 0 | 0 | 0 | 0 | 0 | 0 | 0 | 0 | 0 | 0 | 0 | 0 | 0 | 0 | 0 | 0 | 0 | 0 | 0 | 0 | 0 | 0 | 0 | 0 | 0 | 0 | 0 | 0 | 0 | 0 | 0 | 0 | 0 | 0 | 0 | 0 | 0 | 0 | 0 | 0 | 0 | 0 | 0 |  |  | 0 | 0 | 0 | 0 | 0
[81 empty] | 2009 | 0 | 0 | 0 | 0 | 0 | 0 | 0 | 0 | 0 | 0 | 0 | 0 | 0 | 0 | 0 | 0 | 0 | 0 | 0 | 0 | 0 | 0 | 0 | 0 | 0 | 0 | 0 | 0 | 0 | 0 | 0 | 0 | 0 | 0 | 0 | 0 | 0 | 0 | 0 | 0 | 0 | 0 | 0 | 0 | 0 | 0 | 0 | 0 | 0 | 0 | 0 | 0 | 0 | 0 | 0 | 0 | 0 | 0 | 0 | 0 |  |  | 0 | 0 | 0 | 0 | 0
[81 empty] | 2010 | 0 | 0 | 0 | 0 | 0 | 0 | 0 | 0 | 0 | 0 | 0 | 0 | 0 | 0 | 0 | 0 | 0 | 0 | 0 | 0 | 0 | 0 | 0 | 0 | 0 | 0 | 0 | 0 | 0 | 0 | 0 | 0 | 0 | 0 | 0 | 0 | 0 | 0 | 0 | 0 | 0 | 0 | 0 | 0 | 0 | 0 | 0 | 0 | 0 | 0 | 0 | 0 | 0 | 0 | 0 | 0 | 0 | 0 | 0 | 0 |  |  | 0 | 0 | 0 | 0 | 0
[81 empty] | 2011 | 0 | 0 | 0 | 0 | 0 | 0 | 0 | 0 | 0 | 0 | 0 | 0 | 0 | 0 | 0 | 0 | 0 | 0 | 0 | 0 | 0 | 0 | 0 | 0 | 0 | 0 | 0 | 0 | 0 | 0 | 0 | 0 | 0 | 0 | 0 | 0 | 0 | 0 | 0 | 0 | 0 | 0 | 0 | 0 | 0 | 0 | 0 | 0 | 0 | 0 | 0 | 0 | 0 | 0 | 0 | 0 | 0 | 0 | 0 | 0 |  |  | 0 | 0 | 0 | 0 | 0
[81 empty] | 2012 | 0 | 0 | 0 | 0 | 0 | 0 | 0 | 0 | 0 | 0 | 0 | 0 | 0 | 0 | 0 | 0 | 0 | 0 | 0 | 0 | 0 | 0 | 0 | 0 | 0 | 0 | 0 | 0 | 0 | 0 | 0 | 0 | 0 | 0 | 0 | 0 | 0 | 0 | 0 | 0 | 0 | 0 | 0 | 0 | 0 | 0 | 0 | 0 | 0 | 0 | 0 | 0 | 0 | 0 | 0 | 0 | 0 | 0 | 0 | 0 |  |  | 0 | 0 | 0 | 0 | 0
[81 empty] | 2013 | 0 | 0 | 0 | 0 | 0 | 0 | 0 | 0 | 0 | 0 | 0 | 0 | 0 | 0 | 0 | 0 | 0 | 0 | 0 | 0 | 0 | 0 | 0 | 0 | 0 | 0 | 0 | 0 | 0 | 0 | 0 | 0 | 0 | 0 | 0 | 0 | 0 | 0 | 0 | 0 | 0 | 0 | 0 | 0 | 0 | 0 | 0 | 0 | 0 | 0 | 0 | 0 | 0 | 0 | 0 | 0 | 0 | 0 | 0 | 0 |  |  | 0 | 0 | 0 | 0 | 0
[81 empty] | 2014 | 0 | 0 | 0 | 0 | 0 | 0 | 0 | 0 | 0 | 0 | 0 | 0 | 0 | 0 | 0 | 0 | 0 | 0 | 0 | 0 | 0 | 0 | 0 | 0 | 0 | 0 | 0 | 0 | 0 | 0 | 0 | 0 | 0 | 0 | 0 | 0 | 0 | 0 | 0 | 0 | 0 | 0 | 0 | 0 | 0 | 0 | 0 | 0 | 0 | 0 | 0 | 0 | 0 | 0 | 0 | 0 | 0 | 0 | 0 | 0 |  |  | 0 | 0 | 0 | 0 | 0
[81 empty] | 2015 | 0 | 0 | 0 | 0 | 0 | 0 | 0 | 0 | 0 | 0 | 0 | 0 | 0 | 0 | 0 | 0 | 0 | 0 | 0 | 0 | 0 | 0 | 0 | 0 | 0 | 0 | 0 | 0 | 0 | 0 | 0 | 0 | 0 | 0 | 0 | 0 | 0 | 0 | 0 | 0 | 0 | 0 | 0 | 0 | 0 | 0 | 0 | 0 | 0 | 0 | 0 | 0 | 0 | 0 | 0 | 0 | 0 | 0 | 0 | 0 |  |  | 0 | 0 | 0 | 0 | 0
[81 empty] | 2016 | 0 | 0 | 0 | 0 | 0 | 0 | 0 | 0 | 0 | 0 | 0 | 0 | 0 | 0 | 0 | 0 | 0 | 0 | 0 | 0 | 0 | 0 | 0 | 0 | 0 | 0 | 0 | 0 | 0 | 0 | 0 | 0 | 0 | 0 | 0 | 0 | 0 | 0 | 0 | 0 | 0 | 0 | 0 | 0 | 0 | 0 | 0 | 0 | 0 | 0 | 0 | 0 | 0 | 0 | 0 | 0 | 0 | 0 | 0 | 0 |  |  | 0 | 0 | 0 | 0 | 0
[81 empty] | 2017 | 0 | 0 | 0 | 0 | 0 | 0 | 0 | 0 | 0 | 0 | 0 | 0 | 0 | 0 | 0 | 0 | 0 | 0 | 0 | 0 | 0 | 0 | 0 | 0 | 0 | 0 | 0 | 0 | 0 | 0 | 0 | 0 | 0 | 0 | 0 | 0 | 0 | 0 | 0 | 0 | 0 | 0 | 0 | 0 | 0 | 0 | 0 | 0 | 0 | 0 | 0 | 0 | 0 | 0 | 0 | 0 | 0 | 0 | 0 | 0 |  |  | 0 | 0 | 0 | 0 | 0
[81 empty] | 2018 | 0 | 0 | 0 | 0 | 0 | 0 | 0 | 0 | 0 | 0 | 0 | 0 | 0 | 0 | 0 | 0 | 0 | 0 | 0 | 0 | 0 | 0 | 0 | 0 | 0 | 0 | 0 | 0 | 0 | 0 | 0 | 0 | 0 | 0 | 0 | 0 | 0 | 0 | 0 | 0 | 0 | 0 | 0 | 0 | 0 | 0 | 0 | 0 | 0 | 0 | 0 | 0 | 0 | 0 | 0 | 0 | 0 | 0 | 0 | 0 |  |  | 0 | 0 | 0 | 0 | 0
[81 empty] | 2019 | 0 | 0 | 0 | 0 | 0 | 0 | 0 | 0 | 0 | 0 | 0 | 0 | 0 | 0 | 0 | 0 | 0 | 0 | 0 | 0 | 0 | 0 | 0 | 0 | 0 | 0 | 0 | 0 | 0 | 0 | 0 | 0 | 0 | 0 | 0 | 0 | 0 | 0 | 0 | 0 | 0 | 0 | 0 | 0 | 0 | 0 | 0 | 0 | 0 | 0 | 0 | 0 | 0 | 0 | 0 | 0 | 0 | 0 | 0 | 0 |  |  | 0 | 0 | 0 | 0 | 0
[81 empty] | 2020 | 0 | 0 | 0 | 0 | 0 | 0 | 0 | 0 | 0 | 0 | 0 | 0 | 0 | 0 | 0 | 0 | 0 | 0 | 0 | 0 | 0 | 0 | 0 | 0 | 0 | 0 | 0 | 0 | 0 | 0 | 0 | 0 | 0 | 0 | 0 | 0 | 0 | 0 | 0 | 0 | 0 | 0 | 0 | 0 | 0 | 0 | 0 | 0 | 0 | 0 | 0 | 0 | 0 | 0 | 0 | 0 | 0 | 0 | 0 | 0 |  |  | 0 | 0 | 0 | 0 | 0
[81 empty] | 2021 | 0 | 0 | 0 | 0 | 0 | 0 | 0 | 0 | 0 | 0 | 0 | 0 | 0 | 0 | 0 | 0 | 0 | 0 | 0 | 0 | 0 | 0 | 0 | 0 | 0 | 0 | 0 | 0 | 0 | 0 | 0 | 0 | 0 | 0 | 0 | 0 | 0 | 0 | 0 | 0 | 0 | 0 | 0 | 0 | 0 | 0 | 0 | 0 | 0 | 0 | 0 | 0 | 0 | 0 | 0 | 0 | 0 | 0 | 0 | 0 |  |  | 0 | 0 | 0 | 0 | 0
[81 empty] | 2022 | 0 | 0 | 0 | 0 | 0 | 0 | 0 | 0 | 0 | 0 | 0 | 0 | 0 | 0 | 0 | 0 | 0 | 0 | 0 | 0 | 0 | 0 | 0 | 0 | 0 | 0 | 0 | 0 | 0 | 0 | 0 | 0 | 0 | 0 | 0 | 0 | 0 | 0 | 0 | 0 | 0 | 0 | 0 | 0 | 0 | 0 | 0 | 0 | 0 | 0 | 0 | 0 | 0 | 0 | 0 | 0 | 0 | 0 | 0 | 0 |  |  | 0 | 0 | 0 | 0 | 0
[81 empty] | 2023 | 0 | 0 | 0 | 0 | 0 | 0 | 0 | 0 | 0 | 0 | 0 | 0 | 0 | 0 | 0 | 0 | 0 | 0 | 0 | 0 | 0 | 0 | 0 | 0 | 0 | 0 | 0 | 0 | 0 | 0 | 0 | 0 | 0 | 0 | 0 | 0 | 0 | 0 | 0 | 0 | 0 | 0 | 0 | 0 | 0 | 0 | 0 | 0 | 0 | 0 | 0 | 0 | 0 | 0 | 0 | 0 | 0 | 0 | 0 | 0 |  |  | 0 | 0 | 0 | 0 | 0
[81 empty] | 2024 | 0 | 0 | 0 | 0 | 0 | 0 | 0 | 0 | 0 | 0 | 0 | 0 | 0 | 0 | 0 | 0 | 0 | 0 | 0 | 0 | 0 | 0 | 0 | 0 | 0 | 0 | 0 | 0 | 0 | 0 | 0 | 0 | 0 | 0 | 0 | 0 | 0 | 0 | 0 | 0 | 0 | 0 | 0 | 0 | 0 | 0 | 0 | 0 | 0 | 0 | 0 | 0 | 0 | 0 | 0 | 0 | 0 | 0 | 0 | 0 |  |  | 0 | 0 | 0 | 0 | 0
[81 empty] | 2025 | 0 | 0 | 0 | 0 | 0 | 0 | 0 | 0 | 0 | 0 | 0 | 0 | 0 | 0 | 0 | 0 | 0 | 0 | 0 | 0 | 0 | 0 | 0 | 0 | 0 | 0 | 0 | 0 | 0 | 0 | 0 | 0 | 0 | 0 | 0 | 0 | 0 | 0 | 0 | 0 | 0 | 0 | 0 | 0 | 0 | 0 | 0 | 0 | 0 | 0 | 0 | 0 | 0 | 0 | 0 | 0 | 0 | 0 | 0 | 0 |  |  | 0 | 0 | 0 | 0 | 0
[81 empty] | 2026 | 0 | 0 | 0 | 0 | 0 | 0 | 0 | 0 | 0 | 0 | 0 | 0 | 0 | 0 | 0 | 0 | 0 | 0 | 0 | 0 | 0 | 0 | 0 | 0 | 0 | 0 | 0 | 0 | 0 | 0 | 0 | 0 | 0 | 0 | 0 | 0 | 0 | 0 | 0 | 0 | 0 | 0 | 0 | 0 | 0 | 0 | 0 | 0 | 0 | 0 | 0 | 0 | 0 | 0 | 0 | 0 | 0 | 0 | 0 | 0 |  |  | 0 | 0 | 0 | 0 | 0
[81 empty] | 2027 | 0 | 0 | 0 | 0 | 0 | 0 | 0 | 0 | 0 | 0 | 0 | 0 | 0 | 0 | 0 | 0 | 0 | 0 | 0 | 0 | 0 | 0 | 0 | 0 | 0 | 0 | 0 | 0 | 0 | 0 | 0 | 0 | 0 | 0 | 0 | 0 | 0 | 0 | 0 | 0 | 0 | 0 | 0 | 0 | 0 | 0 | 0 | 0 | 0 | 0 | 0 | 0 | 0 | 0 | 0 | 0 | 0 | 0 | 0 | 0 |  |  | 0 | 0 | 0 | 0 | 0
[81 empty] | 2028 | 0 | 0 | 0 | 0 | 0 | 0 | 0 | 0 | 0 | 0 | 0 | 0 | 0 | 0 | 0 | 0 | 0 | 0 | 0 | 0 | 0 | 0 | 0 | 0 | 0 | 0 | 0 | 0 | 0 | 0 | 0 | 0 | 0 | 0 | 0 | 0 | 0 | 0 | 0 | 0 | 0 | 0 | 0 | 0 | 0 | 0 | 0 | 0 | 0 | 0 | 0 | 0 | 0 | 0 | 0 | 0 | 0 | 0 | 0 | 0 |  |  | 0 | 0 | 0 | 0 | 0
[81 empty] | 2029 | 0 | 0 | 0 | 0 | 0 | 0 | 0 | 0 | 0 | 0 | 0 | 0 | 0 | 0 | 0 | 0 | 0 | 0 | 0 | 0 | 0 | 0 | 0 | 0 | 0 | 0 | 0 | 0 | 0 | 0 | 0 | 0 | 0 | 0 | 0 | 0 | 0 | 0 | 0 | 0 | 0 | 0 | 0 | 0 | 0 | 0 | 0 | 0 | 0 | 0 | 0 | 0 | 0 | 0 | 0 | 0 | 0 | 0 | 0 | 0 |  |  | 0 | 0 | 0 | 0 | 0
[81 empty] | 2030 | 0 | 0 | 0 | 0 | 0 | 0 | 0 | 0 | 0 | 0 | 0 | 0 | 0 | 0 | 0 | 0 | 0 | 0 | 0 | 0 | 0 | 0 | 0 | 0 | 0 | 0 | 0 | 0 | 0 | 0 | 0 | 0 | 0 | 0 | 0 | 0 | 0 | 0 | 0 | 0 | 0 | 0 | 0 | 0 | 0 | 0 | 0 | 0 | 0 | 0 | 0 | 0 | 0 | 0 | 0 | 0 | 0 | 0 | 0 | 0 |  |  | 0 | 0 | 0 | 0 | 0
[81 empty] | 2031 | 0 | 0 | 0 | 0 | 0 | 0 | 0 | 0 | 0 | 0 | 0 | 0 | 0 | 0 | 0 | 0 | 0 | 0 | 0 | 0 | 0 | 0 | 0 | 0 | 0 | 0 | 0 | 0 | 0 | 0 | 0 | 0 | 0 | 0 | 0 | 0 | 0 | 0 | 0 | 0 | 0 | 0 | 0 | 0 | 0 | 0 | 0 | 0 | 0 | 0 | 0 | 0 | 0 | 0 | 0 | 0 | 0 | 0 | 0 | 0 |  |  | 0 | 0 | 0 | 0 | 0
[81 empty] | 2032 | 0 | 0 | 0 | 0 | 0 | 0 | 0 | 0 | 0 | 0 | 0 | 0 | 0 | 0 | 0 | 0 | 0 | 0 | 0 | 0 | 0 | 0 | 0 | 0 | 0 | 0 | 0 | 0 | 0 | 0 | 0 | 0 | 0 | 0 | 0 | 0 | 0 | 0 | 0 | 0 | 0 | 0 | 0 | 0 | 0 | 0 | 0 | 0 | 0 | 0 | 0 | 0 | 0 | 0 | 0 | 0 | 0 | 0 | 0 | 0 |  |  | 0 | 0 | 0 | 0 | 0
[81 empty] | 2033 | 0 | 0 | 0 | 0 | 0 | 0 | 0 | 0 | 0 | 0 | 0 | 0 | 0 | 0 | 0 | 0 | 0 | 0 | 0 | 0 | 0 | 0 | 0 | 0 | 0 | 0 | 0 | 0 | 0 | 0 | 0 | 0 | 0 | 0 | 0 | 0 | 0 | 0 | 0 | 0 | 0 | 0 | 0 | 0 | 0 | 0 | 0 | 0 | 0 | 0 | 0 | 0 | 0 | 0 | 0 | 0 | 0 | 0 | 0 | 0 |  |  | 0 | 0 | 0 | 0 | 0
[81 empty] | 2034 | 0 | 0 | 0 | 0 | 0 | 0 | 0 | 0 | 0 | 0 | 0 | 0 | 0 | 0 | 0 | 0 | 0 | 0 | 0 | 0 | 0 | 0 | 0 | 0 | 0 | 0 | 0 | 0 | 0 | 0 | 0 | 0 | 0 | 0 | 0 | 0 | 0 | 0 | 0 | 0 | 0 | 0 | 0 | 0 | 0 | 0 | 0 | 0 | 0 | 0 | 0 | 0 | 0 | 0 | 0 | 0 | 0 | 0 | 0 | 0 |  |  | 0 | 0 | 0 | 0 | 0
[81 empty] | 2035 | 0 | 0 | 0 | 0 | 0 | 0 | 0 | 0 | 0 | 0 | 0 | 0 | 0 | 0 | 0 | 0 | 0 | 0 | 0 | 0 | 0 | 0 | 0 | 0 | 0 | 0 | 0 | 0 | 0 | 0 | 0 | 0 | 0 | 0 | 0 | 0 | 0 | 0 | 0 | 0 | 0 | 0 | 0 | 0 | 0 | 0 | 0 | 0 | 0 | 0 | 0 | 0 | 0 | 0 | 0 | 0 | 0 | 0 | 0 | 0 |  |  | 0 | 0 | 0 | 0 | 0
[81 empty] | 2036 | 0 | 0 | 0 | 0 | 0 | 0 | 0 | 0 | 0 | 0 | 0 | 0 | 0 | 0 | 0 | 0 | 0 | 0 | 0 | 0 | 0 | 0 | 0 | 0 | 0 | 0 | 0 | 0 | 0 | 0 | 0 | 0 | 0 | 0 | 0 | 0 | 0 | 0 | 0 | 0 | 0 | 0 | 0 | 0 | 0 | 0 | 0 | 0 | 0 | 0 | 0 | 0 | 0 | 0 | 0 | 0 | 0 | 0 | 0 | 0 |  |  | 0 | 0 | 0 | 0 | 0
[81 empty] | 2037 | 0 | 0 | 0 | 0 | 0 | 0 | 0 | 0 | 0 | 0 | 0 | 0 | 0 | 0 | 0 | 0 | 0 | 0 | 0 | 0 | 0 | 0 | 0 | 0 | 0 | 0 | 0 | 0 | 0 | 0 | 0 | 0 | 0 | 0 | 0 | 0 | 0 | 0 | 0 | 0 | 0 | 0 | 0 | 0 | 0 | 0 | 0 | 0 | 0 | 0 | 0 | 0 | 0 | 0 | 0 | 0 | 0 | 0 | 0 | 0 |  |  | 0 | 0 | 0 | 0 | 0
[81 empty] | 2038 | 0 | 0 | 0 | 0 | 0 | 0 | 0 | 0 | 0 | 0 | 0 | 0 | 0 | 0 | 0 | 0 | 0 | 0 | 0 | 0 | 0 | 0 | 0 | 0 | 0 | 0 | 0 | 0 | 0 | 0 | 0 | 0 | 0 | 0 | 0 | 0 | 0 | 0 | 0 | 0 | 0 | 0 | 0 | 0 | 0 | 0 | 0 | 0 | 0 | 0 | 0 | 0 | 0 | 0 | 0 | 0 | 0 | 0 | 0 | 0 |  |  | 0 | 0 | 0 | 0 | 0
[81 empty] | 2039 | 0 | 0 | 0 | 0 | 0 | 0 | 0 | 0 | 0 | 0 | 0 | 0 | 0 | 0 | 0 | 0 | 0 | 0 | 0 | 0 | 0 | 0 | 0 | 0 | 0 | 0 | 0 | 0 | 0 | 0 | 0 | 0 | 0 | 0 | 0 | 0 | 0 | 0 | 0 | 0 | 0 | 0 | 0 | 0 | 0 | 0 | 0 | 0 | 0 | 0 | 0 | 0 | 0 | 0 | 0 | 0 | 0 | 0 | 0 | 0 |  |  | 0 | 0 | 0 | 0 | 0
[81 empty] | 2040 | 0 | 0 | 0 | 0 | 0 | 0 | 0 | 0 | 0 | 0 | 0 | 0 | 0 | 0 | 0 | 0 | 0 | 0 | 0 | 0 | 0 | 0 | 0 | 0 | 0 | 0 | 0 | 0 | 0 | 0 | 0 | 0 | 0 | 0 | 0 | 0 | 0 | 0 | 0 | 0 | 0 | 0 | 0 | 0 | 0 | 0 | 0 | 0 | 0 | 0 | 0 | 0 | 0 | 0 | 0 | 0 | 0 | 0 | 0 | 0 |  |  | 0 | 0 | 0 | 0 | 0
[81 empty] | 2041 | 0 | 0 | 0 | 0 | 0 | 0 | 0 | 0 | 0 | 0 | 0 | 0 | 0 | 0 | 0 | 0 | 0 | 0 | 0 | 0 | 0 | 0 | 0 | 0 | 0 | 0 | 0 | 0 | 0 | 0 | 0 | 0 | 0 | 0 | 0 | 0 | 0 | 0 | 0 | 0 | 0 | 0 | 0 | 0 | 0 | 0 | 0 | 0 | 0 | 0 | 0 | 0 | 0 | 0 | 0 | 0 | 0 | 0 | 0 | 0 |  |  | 0 | 0 | 0 | 0 | 0
[81 empty] | 2042 | 0 | 0 | 0 | 0 | 0 | 0 | 0 | 0 | 0 | 0 | 0 | 0 | 0 | 0 | 0 | 0 | 0 | 0 | 0 | 0 | 0 | 0 | 0 | 0 | 0 | 0 | 0 | 0 | 0 | 0 | 0 | 0 | 0 | 0 | 0 | 0 | 0 | 0 | 0 | 0 | 0 | 0 | 0 | 0 | 0 | 0 | 0 | 0 | 0 | 0 | 0 | 0 | 0 | 0 | 0 | 0 | 0 | 0 | 0 | 0 |  |  | 0 | 0 | 0 | 0 | 0
[81 empty] | 2043 | 0 | 0 | 0 | 0 | 0 | 0 | 0 | 0 | 0 | 0 | 0 | 0 | 0 | 0 | 0 | 0 | 0 | 0 | 0 | 0 | 0 | 0 | 0 | 0 | 0 | 0 | 0 | 0 | 0 | 0 | 0 | 0 | 0 | 0 | 0 | 0 | 0 | 0 | 0 | 0 | 0 | 0 | 0 | 0 | 0 | 0 | 0 | 0 | 0 | 0 | 0 | 0 | 0 | 0 | 0 | 0 | 0 | 0 | 0 | 0 |  |  | 0 | 0 | 0 | 0 | 0
[81 empty] | 2044 | 0 | 0 | 0 | 0 | 0 | 0 | 0 | 0 | 0 | 0 | 0 | 0 | 0 | 0 | 0 | 0 | 0 | 0 | 0 | 0 | 0 | 0 | 0 | 0 | 0 | 0 | 0 | 0 | 0 | 0 | 0 | 0 | 0 | 0 | 0 | 0 | 0 | 0 | 0 | 0 | 0 | 0 | 0 | 0 | 0 | 0 | 0 | 0 | 0 | 0 | 0 | 0 | 0 | 0 | 0 | 0 | 0 | 0 | 0 | 0 |  |  | 0 | 0 | 0 | 0 | 0
[81 empty] | 2045 | 0 | 0 | 0 | 0 | 0 | 0 | 0 | 0 | 0 | 0 | 0 | 0 | 0 | 0 | 0 | 0 | 0 | 0 | 0 | 0 | 0 | 0 | 0 | 0 | 0 | 0 | 0 | 0 | 0 | 0 | 0 | 0 | 0 | 0 | 0 | 0 | 0 | 0 | 0 | 0 | 0 | 0 | 0 | 0 | 0 | 0 | 0 | 0 | 0 | 0 | 0 | 0 | 0 | 0 | 0 | 0 | 0 | 0 | 0 | 0 |  |  | 0 | 0 | 0 | 0 | 0
[81 empty] | 2046 | 0 | 0 | 0 | 0 | 0 | 0 | 0 | 0 | 0 | 0 | 0 | 0 | 0 | 0 | 0 | 0 | 0 | 0 | 0 | 0 | 0 | 0 | 0 | 0 | 0 | 0 | 0 | 0 | 0 | 0 | 0 | 0 | 0 | 0 | 0 | 0 | 0 | 0 | 0 | 0 | 0 | 0 | 0 | 0 | 0 | 0 | 0 | 0 | 0 | 0 | 0 | 0 | 0 | 0 | 0 | 0 | 0 | 0 | 0 | 0 |  |  | 0 | 0 | 0 | 0 | 0
[81 empty] | 2047 | 0 | 0 | 0 | 0 | 0 | 0 | 0 | 0 | 0 | 0 | 0 | 0 | 0 | 0 | 0 | 0 | 0 | 0 | 0 | 0 | 0 | 0 | 0 | 0 | 0 | 0 | 0 | 0 | 0 | 0 | 0 | 0 | 0 | 0 | 0 | 0 | 0 | 0 | 0 | 0 | 0 | 0 | 0 | 0 | 0 | 0 | 0 | 0 | 0 | 0 | 0 | 0 | 0 | 0 | 0 | 0 | 0 | 0 | 0 | 0 |  |  | 0 | 0 | 0 | 0 | 0
[81 empty] | 2048 | 0 | 0 | 0 | 0 | 0 | 0 | 0 | 0 | 0 | 0 | 0 | 0 | 0 | 0 | 0 | 0 | 0 | 0 | 0 | 0 | 0 | 0 | 0 | 0 | 0 | 0 | 0 | 0 | 0 | 0 | 0 | 0 | 0 | 0 | 0 | 0 | 0 | 0 | 0 | 0 | 0 | 0 | 0 | 0 | 0 | 0 | 0 | 0 | 0 | 0 | 0 | 0 | 0 | 0 | 0 | 0 | 0 | 0 | 0 | 0 |  |  | 0 | 0 | 0 | 0 | 0
[81 empty] | 2049 | 0 | 0 | 0 | 0 | 0 | 0 | 0 | 0 | 0 | 0 | 0 | 0 | 0 | 0 | 0 | 0 | 0 | 0 | 0 | 0 | 0 | 0 | 0 | 0 | 0 | 0 | 0 | 0 | 0 | 0 | 0 | 0 | 0 | 0 | 0 | 0 | 0 | 0 | 0 | 0 | 0 | 0 | 0 | 0 | 0 | 0 | 0 | 0 | 0 | 0 | 0 | 0 | 0 | 0 | 0 | 0 | 0 | 0 | 0 | 0 |  |  | 0 | 0 | 0 | 0 | 0
[81 empty] | 2050 | 0 | 0 | 0 | 0 | 0 | 0 | 0 | 0 | 0 | 0 | 0 | 0 | 0 | 0 | 0 | 0 | 0 | 0 | 0 | 0 | 0 | 0 | 0 | 0 | 0 | 0 | 0 | 0 | 0 | 0 | 0 | 0 | 0 | 0 | 0 | 0 | 0 | 0 | 0 | 0 | 0 | 0 | 0 | 0 | 0 | 0 | 0 | 0 | 0 | 0 | 0 | 0 | 0 | 0 | 0 | 0 | 0 | 0 | 0 | 0 |  |  | 0 | 0 | 0 | 0 | 0
[81 empty] | 2051 | 0 | 0 | 0 | 0 | 0 | 0 | 0 | 0 | 0 | 0 | 0 | 0 | 0 | 0 | 0 | 0 | 0 | 0 | 0 | 0 | 0 | 0 | 0 | 0 | 0 | 0 | 0 | 0 | 0 | 0 | 0 | 0 | 0 | 0 | 0 | 0 | 0 | 0 | 0 | 0 | 0 | 0 | 0 | 0 | 0 | 0 | 0 | 0 | 0 | 0 | 0 | 0 | 0 | 0 | 0 | 0 | 0 | 0 | 0 | 0 |  |  | 0 | 0 | 0 | 0 | 0
[81 empty] | 2052 | 0 | 0 | 0 | 0 | 0 | 0 | 0 | 0 | 0 | 0 | 0 | 0 | 0 | 0 | 0 | 0 | 0 | 0 | 0 | 0 | 0 | 0 | 0 | 0 | 0 | 0 | 0 | 0 | 0 | 0 | 0 | 0 | 0 | 0 | 0 | 0 | 0 | 0 | 0 | 0 | 0 | 0 | 0 | 0 | 0 | 0 | 0 | 0 | 0 | 0 | 0 | 0 | 0 | 0 | 0 | 0 | 0 | 0 | 0 | 0 |  |  | 0 | 0 | 0 | 0 | 0
[81 empty] | 2053 | 0 | 0 | 0 | 0 | 0 | 0 | 0 | 0 | 0 | 0 | 0 | 0 | 0 | 0 | 0 | 0 | 0 | 0 | 0 | 0 | 0 | 0 | 0 | 0 | 0 | 0 | 0 | 0 | 0 | 0 | 0 | 0 | 0 | 0 | 0 | 0 | 0 | 0 | 0 | 0 | 0 | 0 | 0 | 0 | 0 | 0 | 0 | 0 | 0 | 0 | 0 | 0 | 0 | 0 | 0 | 0 | 0 | 0 | 0 | 0 |  |  | 0 | 0 | 0 | 0 | 0
[81 empty] | 2054 | 0 | 0 | 0 | 0 | 0 | 0 | 0 | 0 | 0 | 0 | 0 | 0 | 0 | 0 | 0 | 0 | 0 | 0 | 0 | 0 | 0 | 0 | 0 | 0 | 0 | 0 | 0 | 0 | 0 | 0 | 0 | 0 | 0 | 0 | 0 | 0 | 0 | 0 | 0 | 0 | 0 | 0 | 0 | 0 | 0 | 0 | 0 | 0 | 0 | 0 | 0 | 0 | 0 | 0 | 0 | 0 | 0 | 0 | 0 | 0 |  |  | 0 | 0 | 0 | 0 | 0
[81 empty] | 2055 | 0 | 0 | 0 | 0 | 0 | 0 | 0 | 0 | 0 | 0 | 0 | 0 | 0 | 0 | 0 | 0 | 0 | 0 | 0 | 0 | 0 | 0 | 0 | 0 | 0 | 0 | 0 | 0 | 0 | 0 | 0 | 0 | 0 | 0 | 0 | 0 | 0 | 0 | 0 | 0 | 0 | 0 | 0 | 0 | 0 | 0 | 0 | 0 | 0 | 0 | 0 | 0 | 0 | 0 | 0 | 0 | 0 | 0 | 0 | 0 |  |  | 0 | 0 | 0 | 0 | 0
[81 empty] | 2056 | 0 | 0 | 0 | 0 | 0 | 0 | 0 | 0 | 0 | 0 | 0 | 0 | 0 | 0 | 0 | 0 | 0 | 0 | 0 | 0 | 0 | 0 | 0 | 0 | 0 | 0 | 0 | 0 | 0 | 0 | 0 | 0 | 0 | 0 | 0 | 0 | 0 | 0 | 0 | 0 | 0 | 0 | 0 | 0 | 0 | 0 | 0 | 0 | 0 | 0 | 0 | 0 | 0 | 0 | 0 | 0 | 0 | 0 | 0 | 0 |  |  | 0 | 0 | 0 | 0 | 0
[81 empty] | 2057 | 0 | 0 | 0 | 0 | 0 | 0 | 0 | 0 | 0 | 0 | 0 | 0 | 0 | 0 | 0 | 0 | 0 | 0 | 0 | 0 | 0 | 0 | 0 | 0 | 0 | 0 | 0 | 0 | 0 | 0 | 0 | 0 | 0 | 0 | 0 | 0 | 0 | 0 | 0 | 0 | 0 | 0 | 0 | 0 | 0 | 0 | 0 | 0 | 0 | 0 | 0 | 0 | 0 | 0 | 0 | 0 | 0 | 0 | 0 | 0 |  |  | 0 | 0 | 0 | 0 | 0
[81 empty] | 2058 | 0 | 0 | 0 | 0 | 0 | 0 | 0 | 0 | 0 | 0 | 0 | 0 | 0 | 0 | 0 | 0 | 0 | 0 | 0 | 0 | 0 | 0 | 0 | 0 | 0 | 0 | 0 | 0 | 0 | 0 | 0 | 0 | 0 | 0 | 0 | 0 | 0 | 0 | 0 | 0 | 0 | 0 | 0 | 0 | 0 | 0 | 0 | 0 | 0 | 0 | 0 | 0 | 0 | 0 | 0 | 0 | 0 | 0 | 0 | 0 |  |  | 0 | 0 | 0 | 0 | 0
[81 empty] | 2059 | 0 | 0 | 0 | 0 | 0 | 0 | 0 | 0 | 0 | 0 | 0 | 0 | 0 | 0 | 0 | 0 | 0 | 0 | 0 | 0 | 0 | 0 | 0 | 0 | 0 | 0 | 0 | 0 | 0 | 0 | 0 | 0 | 0 | 0 | 0 | 0 | 0 | 0 | 0 | 0 | 0 | 0 | 0 | 0 | 0 | 0 | 0 | 0 | 0 | 0 | 0 | 0 | 0 | 0 | 0 | 0 | 0 | 0 | 0 | 0 |  |  | 0 | 0 | 0 | 0 | 0
[81 empty] | 2060 | 0 | 0 | 0 | 0 | 0 | 0 | 0 | 0 | 0 | 0 | 0 | 0 | 0 | 0 | 0 | 0 | 0 | 0 | 0 | 0 | 0 | 0 | 0 | 0 | 0 | 0 | 0 | 0 | 0 | 0 | 0 | 0 | 0 | 0 | 0 | 0 | 0 | 0 | 0 | 0 | 0 | 0 | 0 | 0 | 0 | 0 | 0 | 0 | 0 | 0 | 0 | 0 | 0 | 0 | 0 | 0 | 0 | 0 | 0 | 0 |  |  | 0 | 0 | 0 | 0 | 0

## SDF-RR-Trans
| Note: the frame of SDF of buildings is shown in Supplymentary figure 10 |  |  | 寿命参数 |  |  | lifetime (years | 30 | 30 | 30 | 30 | 30 | 30 | 30 | 30 | 30 | 30 | 30 | 30 | 30 | 30 | 30 | 30 | 30 | 30 | 30 | 30 | 30 | 30 | 30 | 30 | 30 | 30 | 35 | 35 | 35 | 35 | 35 | 35 | 35 | 35 | 35 | 35 | 35 | 35 | 35 | 35 | 35 | 35 | 35 | 35 | 35 | 35 | 35 | 35 | 35 | 35 | 35 | 35 | 35 | 35 | 35 | 35 | 35 | 35 | 35 | 35 | 35 | 35 | 35 | 35 | 35 | 35 | 35 | [6 empty] | lifetime for retrofit buildings | 50 | 50 | 50 | 50 | 50 | 50 | 50 | 50 | 50 | 50 | 50 | 50 | 50 | 50 | 50 | 50 | 50 | 50 | 50 | 50 | 50 | 50 | 50 | 50 | 50 | 50 | 50 | 50 | 50 | 50 | 50 | 50 | 50 | 50 | 50 | 50 | 50 | 50 | 50 | 50 | 50 | 50 | 50 |  |  | Heatnig load unit area (W/m2) |  |  |  |  | 改造建筑节能率 |  |  |  | Cooling load unit area (W/m2) |  |  |  |  | 改造建筑节能率
|  |  | Stock building (10E4 m2) | 年份 | 寿命参数 | New buildings (10E4 m2) | Built year | before1949 | 1950-1959 | 1960-1969 | 1970-1979 | 1980-1989 | 1990-1999 | 2000 | 2001 | 2002 | 2003 | 2004 | 2005 | 2006 | 2007 | 2008 | 2009 | 2010 | 2011 | 2012 | 2013 | 2014 | 2015 | 2016 | 2017 | 2018 | 2019 | 2020 | 2021 | 2022 | 2023 | 2024 | 2025 | 2026 | 2027 | 2028 | 2029 | 2030 | 2031 | 2032 | 2033 | 2034 | 2035 | 2036 | 2037 | 2038 | 2039 | 2040 | 2041 | 2042 | 2043 | 2044 | 2045 | 2046 | 2047 | 2048 | 2049 | 2050 | 2051 | 2052 | 2053 | 2054 | 2055 | 2056 | 2057 | 2058 | 2059 | 2060 | Stock building (10E4 m2) |  |  | 调整系数 |  |  | Built year | 2018 | 2019 | 2020 | 2021 | 2022 | 2023 | 2024 | 2025 | 2026 | 2027 | 2028 | 2029 | 2030 | 2031 | 2032 | 2033 | 2034 | 2035 | 2036 | 2037 | 2038 | 2039 | 2040 | 2041 | 2042 | 2043 | 2044 | 2045 | 2046 | 2047 | 2048 | 2049 | 2050 | 2051 | 2052 | 2053 | 2054 | 2055 | 2056 | 2057 | 2058 | 2059 | 2060 |  |  | latest new buildings (W/m2) | latest retrofitting buildings (W/m2) | Anverage value of stock of buildings without reinforce (W/m2) | Anverage value of stock of buildings with reinforce (W/m2) | Anverage value of stock buildings (W/m2) | 0 |  |  |  | latest new buildings (W/m2) | latest retrofitting buildings (W/m2) | Anverage value of stock of buildings without reinforce (W/m2) | Anverage value of stock of buildings with reinforce (W/m2) | Anverage value of stock buildings (W/m2) | 0
[7 empty] | Calculated year | 1944.5 | 1954.5 | 1964.5 | 1974.5 | 1984.5 | 1994.5 | 2000 | 2001 | 2002 | 2003 | 2004 | 2005 | 2006 | 2007 | 2008 | 2009 | 2010 | 2011 | 2012 | 2013 | 2014 | 2015 | 2016 | 2017 | 2018 | 2019 | 2020 | 2021 | 2022 | 2023 | 2024 | 2025 | 2026 | 2027 | 2028 | 2029 | 2030 | 2031 | 2032 | 2033 | 2034 | 2035 | 2036 | 2037 | 2038 | 2039 | 2040 | 2041 | 2042 | 2043 | 2044 | 2045 | 2046 | 2047 | 2048 | 2049 | 2050 | 2051 | 2052 | 2053 | 2054 | 2055 | 2056 | 2057 | 2058 | 2059 | 2060 | [51 empty] | before1949 | 37.9848 | [7 empty] | before1949 | 85.1311
|  |  | 824578 | 2000 |  | 31716.4997 | 2000 | 23779.2637 | 12808.131 | 26392.4388 | 74310.1427 | 277797.5538 | 377773.9703 | 31716.4997 | 0 | 0 | 0 | 0 | 0 | 0 | 0 | 0 | 0 | 0 | 0 | 0 | 0 | 0 | 0 | 0 | 0 | 0 | 0 | 0 | 0 | 0 | 0 | 0 | 0 | 0 | 0 | 0 | 0 | 0 | 0 | 0 | 0 | 0 | 0 | 0 | 0 | 0 | 0 | 0 | 0 | 0 | 0 | 0 | 0 | 0 | 0 | 0 | 0 | 0 | 0 | 0 | 0 | 0 | 0 | 0 | 0 | 0 | 0 | 0 | 824578 |  |  | 1 | [47 empty] | 1950-1959 | 37.9848 | [7 empty] | 1950-1959 | 85.1311
|  |  | 842258.5714 | 2001 | 30 | 38464.5372 | 2001 | 17768.132 | 10461.1048 | 23372.6989 | 70249.155 | 273306.257 | 376920.1869 | 31716.4997 | 38464.5372 | 0 | 0 | 0 | 0 | 0 | 0 | 0 | 0 | 0 | 0 | 0 | 0 | 0 | 0 | 0 | 0 | 0 | 0 | 0 | 0 | 0 | 0 | 0 | 0 | 0 | 0 | 0 | 0 | 0 | 0 | 0 | 0 | 0 | 0 | 0 | 0 | 0 | 0 | 0 | 0 | 0 | 0 | 0 | 0 | 0 | 0 | 0 | 0 | 0 | 0 | 0 | 0 | 0 | 0 | 0 | 0 | 0 | 0 | 0 | 842258.5714 |  |  | 1 | [47 empty] | 1960-1969 | 37.9848 | [7 empty] | 1960-1969 | 85.1311
|  |  | 851403.4247 | 2002 | 30 | 29002.9415 | 2002 | 13155.339 | 8470.8025 | 20542.8457 | 66043.6388 | 268166.3805 | 375840.4399 | 31716.4997 | 38464.5372 | 29002.9415 | 0 | 0 | 0 | 0 | 0 | 0 | 0 | 0 | 0 | 0 | 0 | 0 | 0 | 0 | 0 | 0 | 0 | 0 | 0 | 0 | 0 | 0 | 0 | 0 | 0 | 0 | 0 | 0 | 0 | 0 | 0 | 0 | 0 | 0 | 0 | 0 | 0 | 0 | 0 | 0 | 0 | 0 | 0 | 0 | 0 | 0 | 0 | 0 | 0 | 0 | 0 | 0 | 0 | 0 | 0 | 0 | 0 | 0 | 851403.4247 |  |  | 1 | [47 empty] | 1970-1979 | 37.9848 | [7 empty] | 1970-1979 | 85.1311
|  |  | 861877.9354 | 2003 | 30 | 29763.0848 | 2003 | 9650.7882 | 6799.7859 | 17917.3038 | 61731.7492 | 262342.7437 | 374488.5014 | 31716.4997 | 38464.5372 | 29002.9415 | 29763.0848 | 0 | 0 | 0 | 0 | 0 | 0 | 0 | 0 | 0 | 0 | 0 | 0 | 0 | 0 | 0 | 0 | 0 | 0 | 0 | 0 | 0 | 0 | 0 | 0 | 0 | 0 | 0 | 0 | 0 | 0 | 0 | 0 | 0 | 0 | 0 | 0 | 0 | 0 | 0 | 0 | 0 | 0 | 0 | 0 | 0 | 0 | 0 | 0 | 0 | 0 | 0 | 0 | 0 | 0 | 0 | 0 | 0 | 861877.9354 |  |  | 1 | [47 empty] | 1980-1989 | 37.9848 | [7 empty] | 1980-1989 | 85.1311
城镇化率 | Population (Billion) | Per capita area (m2/person） | 868384.8663 | 2004 | 30 | 25529.4698 | 2004 | 7014.6911 | 5410.7829 | 15505.5406 | 57354.7484 | 255809.9861 | 372812.5844 | 31716.4997 | 38464.5372 | 29002.9415 | 29763.0848 | 25529.4698 | 0 | 0 | 0 | 0 | 0 | 0 | 0 | 0 | 0 | 0 | 0 | 0 | 0 | 0 | 0 | 0 | 0 | 0 | 0 | 0 | 0 | 0 | 0 | 0 | 0 | 0 | 0 | 0 | 0 | 0 | 0 | 0 | 0 | 0 | 0 | 0 | 0 | 0 | 0 | 0 | 0 | 0 | 0 | 0 | 0 | 0 | 0 | 0 | 0 | 0 | 0 | 0 | 0 | 0 | 0 | 0 | 868384.8663 |  |  | 1 | [47 empty] | 1990-1999 | 37.9848 | [7 empty] | 1990-1999 | 85.1311
0.44001 | 0.27114 | 32.5395 | 882282.7233 | 2005 | 30 | 32908.6374 | 2005 | 5051.5519 | 4267.6775 | 13312.1749 | 52955.8261 | 248554.6173 | 370755.7053 | 31716.4997 | 38464.5372 | 29002.9415 | 29763.0848 | 25529.4698 | 32908.6374 | 0 | 0 | 0 | 0 | 0 | 0 | 0 | 0 | 0 | 0 | 0 | 0 | 0 | 0 | 0 | 0 | 0 | 0 | 0 | 0 | 0 | 0 | 0 | 0 | 0 | 0 | 0 | 0 | 0 | 0 | 0 | 0 | 0 | 0 | 0 | 0 | 0 | 0 | 0 | 0 | 0 | 0 | 0 | 0 | 0 | 0 | 0 | 0 | 0 | 0 | 0 | 0 | 0 | 0 | 0 | 882282.7233 |  |  | 1 |  |  |  | Building will not be demolished after reinforcing | [43 empty] | 2000 | 37.9848 |  | 37.9848 |  | 37.9848 |  |  |  | 2000 | 85.1311 |  | 85.1311 |  | 85.1311
0.45629 | 0.26565 | 33.6572 | 894096.897 | 2006 | 30 | 31085.5012 | 2006 | 3604.109 | 3336.2908 | 11337.2612 | 48578.8254 | 240576.8182 | 368256.3633 | 31653.0574 | 38464.5372 | 29002.9415 | 29763.0848 | 25529.4698 | 32908.6374 | 31085.5012 | 0 | 0 | 0 | 0 | 0 | 0 | 0 | 0 | 0 | 0 | 0 | 0 | 0 | 0 | 0 | 0 | 0 | 0 | 0 | 0 | 0 | 0 | 0 | 0 | 0 | 0 | 0 | 0 | 0 | 0 | 0 | 0 | 0 | 0 | 0 | 0 | 0 | 0 | 0 | 0 | 0 | 0 | 0 | 0 | 0 | 0 | 0 | 0 | 0 | 0 | 0 | 0 | 0 | 0 | 894096.897 |  |  | 1 | [47 empty] | 2001 | 37.9848 |  | 37.9848 |  | 37.9848 |  |  |  | 2001 | 85.1311 |  | 85.1311 |  | 85.1311
0.47028 | 0.26081 | 34.5141 | 900165.6016 | 2007 | 30 | 25798.3924 | 2007 | 2547.5044 | 2584.9544 | 9576.7213 | 44266.9358 | 231891.867 | 365249.5721 | 31572.4226 | 38387.5969 | 29002.9415 | 29763.0848 | 25529.4698 | 32908.6374 | 31085.5012 | 25798.3924 | 0 | 0 | 0 | 0 | 0 | 0 | 0 | 0 | 0 | 0 | 0 | 0 | 0 | 0 | 0 | 0 | 0 | 0 | 0 | 0 | 0 | 0 | 0 | 0 | 0 | 0 | 0 | 0 | 0 | 0 | 0 | 0 | 0 | 0 | 0 | 0 | 0 | 0 | 0 | 0 | 0 | 0 | 0 | 0 | 0 | 0 | 0 | 0 | 0 | 0 | 0 | 0 | 0 | 900165.6016 |  |  | 1 |  |  |  | 10 | [43 empty] | 2002 | 37.9848 |  | 37.9848 |  | 37.9848 |  |  |  | 2002 | 85.1311 |  | 85.1311 |  | 85.1311
0.48419 | 0.25566 | 35.4476 | 906265.3521 | 2008 | 30 | 26422.164 | 2008 | 1783.8724 | 1984.8877 | 8022.8887 | 40061.4195 | 222531.0806 | 361668.2654 | 31470.9551 | 38289.8061 | 28944.9271 | 29763.0848 | 25529.4698 | 32908.6374 | 31085.5012 | 25798.3924 | 26422.164 | 0 | 0 | 0 | 0 | 0 | 0 | 0 | 0 | 0 | 0 | 0 | 0 | 0 | 0 | 0 | 0 | 0 | 0 | 0 | 0 | 0 | 0 | 0 | 0 | 0 | 0 | 0 | 0 | 0 | 0 | 0 | 0 | 0 | 0 | 0 | 0 | 0 | 0 | 0 | 0 | 0 | 0 | 0 | 0 | 0 | 0 | 0 | 0 | 0 | 0 | 0 | 0 | 906265.3521 |  |  | 1 | [47 empty] | 2003 | 37.9848 |  | 37.9848 |  | 37.9848 |  |  |  | 2003 | 85.1311 |  | 85.1311 |  | 85.1311
0.49592 | 0.25138 | 36.6187 | 920511.5386 | 2009 | 30 | 35280.6654 | 2009 | 1237.4651 | 1510.3997 | 6665.1277 | 36000.4319 | 212542.1737 | 357445.0771 | 31344.5419 | 38166.7502 | 28871.1912 | 29703.55 | 25529.4698 | 32908.6374 | 31085.5012 | 25798.3924 | 26422.164 | 35280.6654 | 0 | 0 | 0 | 0 | 0 | 0 | 0 | 0 | 0 | 0 | 0 | 0 | 0 | 0 | 0 | 0 | 0 | 0 | 0 | 0 | 0 | 0 | 0 | 0 | 0 | 0 | 0 | 0 | 0 | 0 | 0 | 0 | 0 | 0 | 0 | 0 | 0 | 0 | 0 | 0 | 0 | 0 | 0 | 0 | 0 | 0 | 0 | 0 | 0 | 0 | 0 | 920511.5386 |  |  | 1 | [47 empty] | 2004 | 37.9848 |  | 37.9848 |  | 37.9848 |  |  |  | 2004 | 85.1311 |  | 85.1311 |  | 85.1311
0.51774 | 0.24104 | 38.0595 | 917391.2651 | 2010 | 30 | 18707.9101 | 2010 | 850.3774 | 1138.9401 | 5490.4923 | 32117.9923 | 201988.9715 | 352514.4741 | 31188.616 | 38013.4412 | 28778.4049 | 29627.8815 | 25478.4034 | 32908.6374 | 31085.5012 | 25798.3924 | 26422.164 | 35280.6654 | 18707.9101 | 0 | 0 | 0 | 0 | 0 | 0 | 0 | 0 | 0 | 0 | 0 | 0 | 0 | 0 | 0 | 0 | 0 | 0 | 0 | 0 | 0 | 0 | 0 | 0 | 0 | 0 | 0 | 0 | 0 | 0 | 0 | 0 | 0 | 0 | 0 | 0 | 0 | 0 | 0 | 0 | 0 | 0 | 0 | 0 | 0 | 0 | 0 | 0 | 0 | 0 | 917391.2651 |  |  | 1 | [47 empty] | 2005 | 37.9848 |  | 37.9848 |  | 37.9848 |  |  |  | 2005 | 85.1311 |  | 85.1311 |  | 85.1311
0.53398 | 0.23538 | 39.3702 | 926687.5026 | 2011 | 30 | 31995.4687 | 2011 | 578.8816 | 851.0288 | 4484.3869 | 28443.1526 | 190950.4417 | 346815.1902 | 30998.1993 | 37824.3404 | 28662.8072 | 29532.6633 | 25413.4982 | 32842.8106 | 31085.5012 | 25798.3924 | 26422.164 | 35280.6654 | 18707.9101 | 31995.4687 | 0 | 0 | 0 | 0 | 0 | 0 | 0 | 0 | 0 | 0 | 0 | 0 | 0 | 0 | 0 | 0 | 0 | 0 | 0 | 0 | 0 | 0 | 0 | 0 | 0 | 0 | 0 | 0 | 0 | 0 | 0 | 0 | 0 | 0 | 0 | 0 | 0 | 0 | 0 | 0 | 0 | 0 | 0 | 0 | 0 | 0 | 0 | 0 | 0 | 926687.5026 |  |  | 1 | [47 empty] | 2006 | 37.9848 |  | 37.9848 |  | 37.9848 |  |  |  | 2006 | 85.1311 |  | 85.1311 |  | 85.1311
0.5485 | 0.23051 | 40.4078 | 931453.9785 | 2012 | 30 | 28376.467 | 2012 | 390.3529 | 630.0928 | 3631.1993 | 24999.3934 | 179519.056 | 340292.8835 | 30767.9745 | 37593.4105 | 28520.2217 | 29414.0359 | 25331.8243 | 32759.1449 | 31023.3211 | 25798.3924 | 26422.164 | 35280.6654 | 18707.9101 | 31995.4687 | 28376.467 | 0 | 0 | 0 | 0 | 0 | 0 | 0 | 0 | 0 | 0 | 0 | 0 | 0 | 0 | 0 | 0 | 0 | 0 | 0 | 0 | 0 | 0 | 0 | 0 | 0 | 0 | 0 | 0 | 0 | 0 | 0 | 0 | 0 | 0 | 0 | 0 | 0 | 0 | 0 | 0 | 0 | 0 | 0 | 0 | 0 | 0 | 0 | 0 | 931453.9785 |  |  | 1 | [47 empty] | 2007 | 37.9848 |  | 37.9848 |  | 37.9848 |  |  |  | 2007 | 85.1311 |  | 85.1311 |  | 85.1311
0.55991 | 0.22473 | 42.2695 | 949923.2196 | 2013 | 30 | 43001.5678 | 2013 | 260.7388 | 462.2376 | 2914.8806 | 21804.2687 | 167798.5275 | 332902.9111 | 30492.3867 | 37314.2028 | 28346.0965 | 29267.7134 | 25230.0709 | 32653.8635 | 30944.2905 | 25746.7881 | 26422.164 | 35280.6654 | 18707.9101 | 31995.4687 | 28376.467 | 43001.5678 | 0 | 0 | 0 | 0 | 0 | 0 | 0 | 0 | 0 | 0 | 0 | 0 | 0 | 0 | 0 | 0 | 0 | 0 | 0 | 0 | 0 | 0 | 0 | 0 | 0 | 0 | 0 | 0 | 0 | 0 | 0 | 0 | 0 | 0 | 0 | 0 | 0 | 0 | 0 | 0 | 0 | 0 | 0 | 0 | 0 | 0 | 0 | 949923.2196 |  |  | 1 | [47 empty] | 2008 | 37.9848 |  | 37.9848 |  | 37.9848 |  |  |  | 2008 | 85.1311 |  | 85.1311 |  | 85.1311
0.57132 | 0.2195 | 43.6163 | 957369.3529 | 2014 | 30 | 32902.9575 | 2014 | 172.5146 | 335.9781 | 2319.4533 | 18869.2996 | 155901.0146 | 324613.0914 | 30165.7773 | 36979.9806 | 28135.569 | 29089.0245 | 25104.5619 | 32522.6988 | 30844.8417 | 25681.1992 | 26369.3119 | 35280.6654 | 18707.9101 | 31995.4687 | 28376.467 | 43001.5678 | 32902.9575 | 0 | 0 | 0 | 0 | 0 | 0 | 0 | 0 | 0 | 0 | 0 | 0 | 0 | 0 | 0 | 0 | 0 | 0 | 0 | 0 | 0 | 0 | 0 | 0 | 0 | 0 | 0 | 0 | 0 | 0 | 0 | 0 | 0 | 0 | 0 | 0 | 0 | 0 | 0 | 0 | 0 | 0 | 0 | 0 | 0 | 0 | 957369.3529 |  |  | 1 | [47 empty] | 2009 | 37.9848 |  | 37.9848 |  | 37.9848 |  |  |  | 2009 | 85.1311 |  | 85.1311 |  | 85.1311
0.58265 | 0.2127 | 45.423 | 966161.304 | 2015 | 30 | 35175.1478 | 2015 | 113.0602 | 241.9509 | 1829.4356 | 16200.1069 | 143943.9149 | 315406.3059 | 29782.5487 | 36583.8814 | 27883.5595 | 28872.9792 | 24951.2904 | 32360.912 | 30720.9435 | 25598.6649 | 26302.1373 | 35210.0938 | 18707.9101 | 31995.4687 | 28376.467 | 43001.5678 | 32902.9575 | 35175.1478 | 0 | 0 | 0 | 0 | 0 | 0 | 0 | 0 | 0 | 0 | 0 | 0 | 0 | 0 | 0 | 0 | 0 | 0 | 0 | 0 | 0 | 0 | 0 | 0 | 0 | 0 | 0 | 0 | 0 | 0 | 0 | 0 | 0 | 0 | 0 | 0 | 0 | 0 | 0 | 0 | 0 | 0 | 0 | 0 | 0 | 966161.304 |  |  | 1 | [47 empty] | 2010 | 25.601 |  | 37.7323 |  | 37.7323 |  |  |  | 2010 | 71.0791 |  | 84.8445 |  | 84.8445
0.59229 | 0.206 | 46.6331 | 960648.8334 | 2016 | 30 | 21737.5912 | 2016 | 73.3922 | 172.6237 | 1430.1758 | 13796.7571 | 132046.402 | 305282.7838 | 29337.3563 | 36119.1167 | 27584.8938 | 28614.3648 | 24765.9762 | 32163.3382 | 30568.1197 | 25495.8397 | 26217.6074 | 35120.3976 | 18670.4888 | 31995.4687 | 28376.467 | 43001.5678 | 32902.9575 | 35175.1478 | 21737.5912 | 0 | 0 | 0 | 0 | 0 | 0 | 0 | 0 | 0 | 0 | 0 | 0 | 0 | 0 | 0 | 0 | 0 | 0 | 0 | 0 | 0 | 0 | 0 | 0 | 0 | 0 | 0 | 0 | 0 | 0 | 0 | 0 | 0 | 0 | 0 | 0 | 0 | 0 | 0 | 0 | 0 | 0 | 0 | 0 | 960648.8334 |  |  | 1 | [47 empty] | 2011 | 25.601 |  | 37.3072 |  | 37.3072 |  |  |  | 2011 | 71.0791 |  | 84.3622 |  | 84.3622
0.60373 | 0.19942 | 47.507 | 947379.693 | 2017 | 30 | 14826.4069 | 2017 | 47.1887 | 122.0162 | 1108.0986 | 11654.2872 | 120325.8735 | 294261.9128 | 28825.3227 | 35579.2046 | 27234.453 | 28307.8713 | 24544.1481 | 31924.4598 | 30381.4914 | 25369.0086 | 26112.296 | 35007.5276 | 18622.9266 | 31931.4684 | 28376.467 | 43001.5678 | 32902.9575 | 35175.1478 | 21737.5912 | 14826.4069 | 0 | 0 | 0 | 0 | 0 | 0 | 0 | 0 | 0 | 0 | 0 | 0 | 0 | 0 | 0 | 0 | 0 | 0 | 0 | 0 | 0 | 0 | 0 | 0 | 0 | 0 | 0 | 0 | 0 | 0 | 0 | 0 | 0 | 0 | 0 | 0 | 0 | 0 | 0 | 0 | 0 | 0 | 0 | 947379.693 |  |  | 1 | reinforcement rate |  | Retrofitting buildings (10E4 m2) | [44 empty] | 2012 | 25.601 |  | 36.9334 |  | 36.9334 |  |  |  | 2012 | 71.0791 |  | 83.9381 |  | 83.9381
0.61484 | 0.19349 | 48.0513 | 929762.7081 | 2018 | 30 | 11263.3494 | 2018 | 30.0516 | 85.441 | 850.8666 | 9763.3674 | 108894.4878 | 282383.4327 | 28242.2675 | 34958.2302 | 26827.3497 | 27948.2457 | 24281.2513 | 31638.5134 | 30155.8469 | 25214.1225 | 25982.3983 | 34866.9086 | 18563.0762 | 31850.1243 | 28319.7058 | 43001.5678 | 32902.9575 | 35175.1478 | 21737.5912 | 14826.4069 | 11263.3494 | 0 | 0 | 0 | 0 | 0 | 0 | 0 | 0 | 0 | 0 | 0 | 0 | 0 | 0 | 0 | 0 | 0 | 0 | 0 | 0 | 0 | 0 | 0 | 0 | 0 | 0 | 0 | 0 | 0 | 0 | 0 | 0 | 0 | 0 | 0 | 0 | 0 | 0 | 0 | 0 | 0 | 0 | 929762.7081 |  |  | 1 | 0 |  | 0 | 0 | 0 | 0 | 0 | 0 | 0 | 0 | 0 | 0 | 0 | 0 | 0 | 0 | 0 | 0 | 0 | 0 | 0 | 0 | 0 | 0 | 0 | 0 | 0 | 0 | 0 | 0 | 0 | 0 | 0 | 0 | 0 | 0 | 0 | 0 | 0 | 0 | 0 | 0 | 0 | 0 | 0 | 0 |  | 2013 | 25.601 |  | 36.3933 |  | 36.3933 |  |  |  | 2013 | 71.0791 |  | 83.3252 |  | 83.3252
62.56% | 0.18706 | 48.8272 | 913338.5635 | 2019 | 30 | 13205.229 | 2019 | 18.9554 | 59.2701 | 647.4667 | 8111.0549 | 97855.958 | 269707.8919 | 27584.9403 | 34251.1236 | 26359.124 | 27530.4726 | 23972.7803 | 31299.6276 | 29885.7419 | 25026.8563 | 25823.7673 | 34693.4604 | 18488.5116 | 31747.7643 | 28247.5625 | 42915.5521 | 32902.9575 | 35175.1478 | 21737.5912 | 14826.4069 | 11263.3494 | 13205.229 | 0 | 0 | 0 | 0 | 0 | 0 | 0 | 0 | 0 | 0 | 0 | 0 | 0 | 0 | 0 | 0 | 0 | 0 | 0 | 0 | 0 | 0 | 0 | 0 | 0 | 0 | 0 | 0 | 0 | 0 | 0 | 0 | 0 | 0 | 0 | 0 | 0 | 0 | 0 | 0 | 0 | 913338.5635 |  |  | 1 | 0 |  | 0 | 0 | 0 | 0 | 0 | 0 | 0 | 0 | 0 | 0 | 0 | 0 | 0 | 0 | 0 | 0 | 0 | 0 | 0 | 0 | 0 | 0 | 0 | 0 | 0 | 0 | 0 | 0 | 0 | 0 | 0 | 0 | 0 | 0 | 0 | 0 | 0 | 0 | 0 | 0 | 0 | 0 | 0 | 0 |  | 2014 | 25.601 |  | 35.98 |  | 35.98 |  |  |  | 2014 | 71.0791 |  | 82.8563 |  | 82.8563
63.6% | 0.18124 | 49.7357 | 901414.4429 | 2020 | 35 | 18368.8681 | 2020 | 11.8421 | 40.73 | 488.2322 | 6681.5951 | 87302.7557 | 256316.2817 | 26851.2476 | 33453.9427 | 25825.9531 | 27049.9751 | 23614.4328 | 30901.9945 | 29565.6304 | 24802.6915 | 25631.9732 | 34481.6456 | 18396.5391 | 31620.2392 | 28156.7804 | 42806.2266 | 32837.1419 | 35175.1478 | 21737.5912 | 14826.4069 | 11263.3494 | 13205.229 | 18368.8681 | 0 | 0 | 0 | 0 | 0 | 0 | 0 | 0 | 0 | 0 | 0 | 0 | 0 | 0 | 0 | 0 | 0 | 0 | 0 | 0 | 0 | 0 | 0 | 0 | 0 | 0 | 0 | 0 | 0 | 0 | 0 | 0 | 0 | 0 | 0 | 0 | 0 | 0 | 0 | 0 | 901414.4429 |  |  | 1 | 0 |  | 0 | 0 | 0 | 0 | 0 | 0 | 0 | 0 | 0 | 0 | 0 | 0 | 0 | 0 | 0 | 0 | 0 | 0 | 0 | 0 | 0 | 0 | 0 | 0 | 0 | 0 | 0 | 0 | 0 | 0 | 0 | 0 | 0 | 0 | 0 | 0 | 0 | 0 | 0 | 0 | 0 | 0 | 0 | 0 |  | 2015 | 25.601 |  | 35.5474 |  | 35.5474 |  |  |  | 2015 | 71.0791 |  | 82.3654 |  | 82.3654
64.61% | 0.17707 | 50.2672 | 890083.0368 | 2021 | 35 | 19245.5623 | 2021 | 7.3273 | 27.7263 | 364.8125 | 5457.2261 | 77313.8489 | 242308.8095 | 26040.4593 | 32564.1487 | 25224.8646 | 26502.8302 | 23202.2831 | 30440.0685 | 29190.0262 | 24537.0255 | 25402.3883 | 34225.5491 | 18284.2222 | 31462.9419 | 28043.6797 | 42668.6558 | 32753.4907 | 35104.7873 | 21737.5912 | 14826.4069 | 11263.3494 | 13205.229 | 18368.8681 | 19245.5623 | 0 | 0 | 0 | 0 | 0 | 0 | 0 | 0 | 0 | 0 | 0 | 0 | 0 | 0 | 0 | 0 | 0 | 0 | 0 | 0 | 0 | 0 | 0 | 0 | 0 | 0 | 0 | 0 | 0 | 0 | 0 | 0 | 0 | 0 | 0 | 0 | 0 | 0 | 0 | 889774.1785 |  |  | 1 | 0.01 |  | 308.8583 | 0 | 0 | 0 | 308.8583 | 0 | 0 | 0 | 0 | 0 | 0 | 0 | 0 | 0 | 0 | 0 | 0 | 0 | 0 | 0 | 0 | 0 | 0 | 0 | 0 | 0 | 0 | 0 | 0 | 0 | 0 | 0 | 0 | 0 | 0 | 0 | 0 | 0 | 0 | 0 | 0 | 0 | 0 | 0 |  | 2016 | 25.601 |  | 35.2537 |  | 35.2537 |  |  |  | 2016 | 71.0791 |  | 82.0321 |  | 82.0321
65.58% | 0.17303 | 50.7934 | 878879.7732 | 2022 | 35 | 19857.0187 | 2022 | 4.4903 | 18.6965 | 270.1034 | 4418.9486 | 67953.0625 | 227802.8181 | 25153.3821 | 31580.8562 | 24553.9442 | 25885.9877 | 22732.9662 | 29908.789 | 28753.6908 | 24225.305 | 25130.2989 | 33918.9918 | 18148.4246 | 31270.8504 | 27904.1742 | 42497.2635 | 32648.2275 | 35015.3593 | 21694.1096 | 14826.4069 | 11263.3494 | 13205.229 | 18368.8681 | 19245.5623 | 19857.0187 | 0 | 0 | 0 | 0 | 0 | 0 | 0 | 0 | 0 | 0 | 0 | 0 | 0 | 0 | 0 | 0 | 0 | 0 | 0 | 0 | 0 | 0 | 0 | 0 | 0 | 0 | 0 | 0 | 0 | 0 | 0 | 0 | 0 | 0 | 0 | 0 | 0 | 0 | 878257.1747 |  |  | 1 | 0.01 |  | 313.7402 | 0 | 0 | 0 | 308.8583 | 313.7402 | 0 | 0 | 0 | 0 | 0 | 0 | 0 | 0 | 0 | 0 | 0 | 0 | 0 | 0 | 0 | 0 | 0 | 0 | 0 | 0 | 0 | 0 | 0 | 0 | 0 | 0 | 0 | 0 | 0 | 0 | 0 | 0 | 0 | 0 | 0 | 0 | 0 | 0 |  | 2017 | 25.601 |  | 35.0231 |  | 35.0231 |  |  |  | 2017 | 71.0791 |  | 81.7704 |  | 81.7704 | Envolop cost
66.51% | 0.16912 | 51.314 | 867846.7703 | 2023 | 35 | 20411.2897 | 2023 | 2.7253 | 12.4884 | 198.1485 | 3547.2323 | 59268.1113 | 212929.9156 | 24192.4868 | 30505.0434 | 23812.5242 | 25197.483 | 22203.8657 | 29303.8183 | 28251.8441 | 23863.1828 | 24811.0414 | 33555.6795 | 17985.8697 | 31038.6006 | 27733.8101 | 42285.8575 | 32517.0854 | 34902.8269 | 21638.8448 | 14796.7498 | 11263.3494 | 13205.229 | 18368.8681 | 19245.5623 | 19857.0187 | 20411.2897 | 0 | 0 | 0 | 0 | 0 | 0 | 0 | 0 | 0 | 0 | 0 | 0 | 0 | 0 | 0 | 0 | 0 | 0 | 0 | 0 | 0 | 0 | 0 | 0 | 0 | 0 | 0 | 0 | 0 | 0 | 0 | 0 | 0 | 0 | 0 | 0 | 0 | 866906.5527 |  |  | 1 | 0.01 |  | 317.6191 | 0 | 0 | 0 | 308.8583 | 313.7402 | 317.6191 | 0 | 0 | 0 | 0 | 0 | 0 | 0 | 0 | 0 | 0 | 0 | 0 | 0 | 0 | 0 | 0 | 0 | 0 | 0 | 0 | 0 | 0 | 0 | 0 | 0 | 0 | 0 | 0 | 0 | 0 | 0 | 0 | 0 | 0 | 0 | 0 | 0 |  | 2018 | 25.601 | 37.8999 | 34.8196 | #DIV/0! | 34.8196 |  |  |  | 2018 | 71.0791 | 85.0348 | 81.5395 | #DIV/0! | 81.5395 | Price of building envolope | Envolope investment for new buildings | Envolope investment for retrofitting buildings
67.41% | 0.16536 | 51.829 | 857022.4736 | 2024 | 35 | 20906.6474 | 2024 | 1.6382 | 8.2628 | 144.0246 | 2822.6335 | 51290.3121 | 197832.4266 | 23161.9789 | 29339.707 | 23001.3424 | 24436.631 | 21613.2966 | 28621.7839 | 27680.3888 | 23446.6916 | 24440.1635 | 33129.3853 | 17793.2198 | 30760.5887 | 27527.8301 | 42027.6886 | 32355.3266 | 34762.6285 | 21569.3018 | 14759.0557 | 11240.8194 | 13205.229 | 18368.8681 | 19245.5623 | 19857.0187 | 20411.2897 | 20906.6474 | 0 | 0 | 0 | 0 | 0 | 0 | 0 | 0 | 0 | 0 | 0 | 0 | 0 | 0 | 0 | 0 | 0 | 0 | 0 | 0 | 0 | 0 | 0 | 0 | 0 | 0 | 0 | 0 | 0 | 0 | 0 | 0 | 0 | 0 | 0 | 0 | 855761.7414 |  |  | 1 | 0.01 |  | 320.5146 | 0 | 0 | 0 | 308.8583 | 313.7402 | 317.6191 | 320.5146 | 0 | 0 | 0 | 0 | 0 | 0 | 0 | 0 | 0 | 0 | 0 | 0 | 0 | 0 | 0 | 0 | 0 | 0 | 0 | 0 | 0 | 0 | 0 | 0 | 0 | 0 | 0 | 0 | 0 | 0 | 0 | 0 | 0 | 0 | 0 | 0 |  | 2019 | 25.601 | 37.8447 | 34.5882 | #DIV/0! | 34.5882 |  |  |  | 2019 | 71.0791 | 84.9722 | 81.2769 | #DIV/0! | 81.2769 | CNY/m2 | billion CNY | billion CNY
68.28% | 0.16172 | 52.3384 | 846439.3236 | 2025 | 35 | 21346.0226 | 2025 | 0.97527 | 5.4152 | 103.7177 | 2226.3118 | 44034.9434 | 182659.3243 | 22067.8026 | 28089.9471 | 22122.6581 | 23604.1887 | 20960.6711 | 27860.5137 | 27036.1391 | 22972.431 | 24013.6021 | 32634.164 | 17567.1733 | 30431.1066 | 27281.2641 | 41715.5473 | 32157.7868 | 34589.699 | 21482.6618 | 14711.623 | 11212.1839 | 13178.8147 | 18368.8681 | 19245.5623 | 19857.0187 | 20411.2897 | 20906.6474 | 21346.0226 | 0 | 0 | 0 | 0 | 0 | 0 | 0 | 0 | 0 | 0 | 0 | 0 | 0 | 0 | 0 | 0 | 0 | 0 | 0 | 0 | 0 | 0 | 0 | 0 | 0 | 0 | 0 | 0 | 0 | 0 | 0 | 0 | 0 | 0 | 0 | 844856.0745 |  |  | 1 | 0.01 |  | 322.5169 | 0 | 0 | 0 | 308.8583 | 313.7402 | 317.6191 | 320.5146 | 322.5169 | 0 | 0 | 0 | 0 | 0 | 0 | 0 | 0 | 0 | 0 | 0 | 0 | 0 | 0 | 0 | 0 | 0 | 0 | 0 | 0 | 0 | 0 | 0 | 0 | 0 | 0 | 0 | 0 | 0 | 0 | 0 | 0 | 0 | 0 | 0 |  | 2020 | 25.601 | 37.7864 | 34.2975 | #DIV/0! | 34.2975 |  |  |  | 2020 | 71.0791 | 84.9059 | 80.9471 | #DIV/0! | 80.9471 | 149.5 | 27.4615 | 0
69.11% | 0.15823 | 52.8419 | 836128.7959 | 2026 | 35 | 21726.1334 | 2026 | 0.57501 | 3.5152 | 73.999 | 1740.4369 | 37502.1857 | 167561.8353 | 20917.5746 | 26762.9726 | 21180.317 | 22702.4749 | 20246.6386 | 27019.25 | 26317.0431 | 22437.7571 | 23527.8745 | 32064.5903 | 17304.5774 | 30044.5073 | 26989.0497 | 41341.9024 | 31918.9497 | 34378.5177 | 21375.7946 | 14652.529 | 11176.1502 | 13145.2423 | 18343.0099 | 19245.5623 | 19857.0187 | 20411.2897 | 20906.6474 | 21346.0226 | 21726.1334 | 0 | 0 | 0 | 0 | 0 | 0 | 0 | 0 | 0 | 0 | 0 | 0 | 0 | 0 | 0 | 0 | 0 | 0 | 0 | 0 | 0 | 0 | 0 | 0 | 0 | 0 | 0 | 0 | 0 | 0 | 0 | 0 | 0 | 0 | 834221.9441 |  |  | 1 | 0.01 |  | 323.6026 | 0 | 0 | 0 | 308.8583 | 313.7402 | 317.6191 | 320.5146 | 322.5169 | 323.6026 | 0 | 0 | 0 | 0 | 0 | 0 | 0 | 0 | 0 | 0 | 0 | 0 | 0 | 0 | 0 | 0 | 0 | 0 | 0 | 0 | 0 | 0 | 0 | 0 | 0 | 0 | 0 | 0 | 0 | 0 | 0 | 0 | 0 | 0 |  | 2021 | 25.1856 | 37.7144 | 33.9819 | 37.7144 | 33.9831 |  |  |  | 2021 | 63.9968 | 84.8243 | 80.4459 | 84.8243 | 80.4474 | 230.4059 | 44.3429 | 0
69.9% | 0.15488 | 53.3396 | 826113.7409 | 2027 | 35 | 22041.6666 | 2027 | 0.33575 | 2.2602 | 52.305 | 1348.4886 | 31678.5489 | 152688.9328 | 19720.4448 | 25368.0209 | 20179.7548 | 21735.4358 | 19473.188 | 26098.8299 | 25522.3854 | 21840.967 | 22980.2729 | 31416.0138 | 17002.5555 | 29595.399 | 26646.1785 | 40899.0819 | 31633.0526 | 34123.1871 | 21245.2884 | 14579.6389 | 11131.2576 | 13102.996 | 18311.0156 | 19218.4699 | 19857.0187 | 20411.2897 | 20906.6474 | 21346.0226 | 21726.1334 | 22041.6666 | 0 | 0 | 0 | 0 | 0 | 0 | 0 | 0 | 0 | 0 | 0 | 0 | 0 | 0 | 0 | 0 | 0 | 0 | 0 | 0 | 0 | 0 | 0 | 0 | 0 | 0 | 0 | 0 | 0 | 0 | 0 | 0 | 0 | 823883.0839 |  |  | 1 | 0.01 |  | 323.8053 | 0 | 0 | 0 | 308.8583 | 313.7402 | 317.6191 | 320.5146 | 322.5169 | 323.6026 | 323.8053 | 0 | 0 | 0 | 0 | 0 | 0 | 0 | 0 | 0 | 0 | 0 | 0 | 0 | 0 | 0 | 0 | 0 | 0 | 0 | 0 | 0 | 0 | 0 | 0 | 0 | 0 | 0 | 0 | 0 | 0 | 0 | 0 | 0 |  | 2022 | 25.1856 | 37.6386 | 33.6523 | 37.6762 | 33.6552 |  |  |  | 2022 | 63.9968 | 84.7383 | 79.9207 | 84.781 | 79.9241 | 230.4059 | 45.7517 | 0
70.66% | 0.15166 | 53.8313 | 816417.9031 | 2028 | 35 | 22296.777 | 2028 | 0.19415 | 1.4394 | 36.6262 | 1035.4529 | 26538.6724 | 138182.9414 | 18486.8878 | 23916.1884 | 19127.9365 | 20708.6497 | 18643.7042 | 25101.8172 | 24652.9566 | 21181.4669 | 22369.0532 | 30684.819 | 16658.6417 | 29078.8618 | 26247.8688 | 40379.4966 | 31294.2254 | 33817.5467 | 21087.4989 | 14490.6254 | 11075.8843 | 13050.3637 | 18271.7186 | 19184.9486 | 19829.0656 | 20411.2897 | 20906.6474 | 21346.0226 | 21726.1334 | 22041.6666 | 22296.777 | 0 | 0 | 0 | 0 | 0 | 0 | 0 | 0 | 0 | 0 | 0 | 0 | 0 | 0 | 0 | 0 | 0 | 0 | 0 | 0 | 0 | 0 | 0 | 0 | 0 | 0 | 0 | 0 | 0 | 0 | 0 | 0 | 813864.0884 |  |  | 1 | 0.01 |  | 323.1577 | 0 | 0 | 0 | 308.8583 | 313.7402 | 317.6191 | 320.5146 | 322.5169 | 323.6026 | 323.8053 | 323.1577 | 0 | 0 | 0 | 0 | 0 | 0 | 0 | 0 | 0 | 0 | 0 | 0 | 0 | 0 | 0 | 0 | 0 | 0 | 0 | 0 | 0 | 0 | 0 | 0 | 0 | 0 | 0 | 0 | 0 | 0 | 0 | 0 |  | 2023 | 25.1856 | 37.5539 | 33.31 | 37.6349 | 33.3147 |  |  |  | 2023 | 63.9968 | 84.6422 | 79.3728 | 84.7341 | 79.3786 | 230.4059 | 47.0288 | 0
71.39% | 0.14858 | 54.3168 | 807061.4112 | 2029 | 35 | 22492.2395 | 2029 | 0.11119 | 0.9079 | 25.4074 | 787.9276 | 22047.3757 | 124175.4692 | 17228.4322 | 22420.1784 | 18033.2291 | 19629.2641 | 17762.9721 | 24032.5753 | 23711.1783 | 20459.9129 | 21693.6072 | 29868.677 | 16270.9186 | 28490.6782 | 25789.757 | 39775.8999 | 30896.6609 | 33455.321 | 20898.6188 | 14383.003 | 11008.2624 | 12985.4436 | 18223.8053 | 19143.7761 | 19794.4792 | 20382.5564 | 20906.6474 | 21346.0226 | 21726.1334 | 22041.6666 | 22296.777 | 22492.2395 | 0 | 0 | 0 | 0 | 0 | 0 | 0 | 0 | 0 | 0 | 0 | 0 | 0 | 0 | 0 | 0 | 0 | 0 | 0 | 0 | 0 | 0 | 0 | 0 | 0 | 0 | 0 | 0 | 0 | 0 | 0 | 804185.8922 |  |  | 1 | 0.01 |  | 321.7044 | 0 | 0 | 0 | 308.8583 | 313.7402 | 317.6191 | 320.5146 | 322.5169 | 323.6026 | 323.8053 | 323.1577 | 321.7044 | 0 | 0 | 0 | 0 | 0 | 0 | 0 | 0 | 0 | 0 | 0 | 0 | 0 | 0 | 0 | 0 | 0 | 0 | 0 | 0 | 0 | 0 | 0 | 0 | 0 | 0 | 0 | 0 | 0 | 0 | 0 |  | 2024 | 25.1856 | 37.4568 | 32.9562 | 37.5896 | 32.9631 |  |  |  | 2024 | 63.9968 | 84.532 | 78.8039 | 84.6827 | 78.8125 | 230.4059 | 48.1701 | 0
72.08% | 0.14564 | 54.7962 | 798059.8206 | 2030 | 35 | 22628.5405 | 2030 | 0.06306 | 0.56719 | 17.4598 | 594.1489 | 18161.8347 | 110783.859 | 15957.3396 | 20893.9725 | 16905.2111 | 18505.8653 | 16837.1224 | 22897.2718 | 22701.1723 | 19678.3149 | 20954.607 | 28966.7757 | 15838.1515 | 27827.5693 | 25268.1027 | 39081.6793 | 30434.8145 | 33030.3018 | 20674.77 | 14254.1749 | 10926.5036 | 12906.1632 | 18165.8137 | 19093.576 | 19751.9986 | 20347.0046 | 20877.2167 | 21346.0226 | 21726.1334 | 22041.6666 | 22296.777 | 22492.2395 | 22628.5405 | 0 | 0 | 0 | 0 | 0 | 0 | 0 | 0 | 0 | 0 | 0 | 0 | 0 | 0 | 0 | 0 | 0 | 0 | 0 | 0 | 0 | 0 | 0 | 0 | 0 | 0 | 0 | 0 | 0 | 0 | 794864.8053 |  |  | 1 | 0.01 |  | 319.4963 | 0 | 0 | 0 | 308.8583 | 313.7402 | 317.6191 | 320.5146 | 322.5169 | 323.6026 | 323.8053 | 323.1577 | 321.7044 | 319.4963 | 0 | 0 | 0 | 0 | 0 | 0 | 0 | 0 | 0 | 0 | 0 | 0 | 0 | 0 | 0 | 0 | 0 | 0 | 0 | 0 | 0 | 0 | 0 | 0 | 0 | 0 | 0 | 0 | 0 | 0 |  | 2025 | 25.1856 | 37.3421 | 32.5925 | 37.5392 | 32.6017 |  |  |  | 2025 | 63.9968 | 84.4018 | 78.2161 | 84.6255 | 78.2281 | 230.4059 | 49.1825 | 0
72.75% | 0.14283 | 55.2691 | 789426.1577 | 2031 | 35 | 22708.6622 | 2031 | 0.035418 | 0.35095 | 11.8855 | 443.9547 | 14833.7688 | 98108.3182 | 14686.2469 | 19352.4408 | 15754.4249 | 17348.2829 | 15873.5202 | 21703.8099 | 21628.7646 | 18840.0935 | 20154.111 | 27980.0125 | 15359.9097 | 27087.4233 | 24679.998 | 38291.1669 | 29903.6267 | 32536.5615 | 20412.1159 | 14101.4959 | 10828.6352 | 12810.3087 | 18096.1375 | 19032.8167 | 19700.2036 | 20303.3382 | 20840.8021 | 21315.9733 | 21726.1334 | 22041.6666 | 22296.777 | 22492.2395 | 22628.5405 | 22708.6622 | 0 | 0 | 0 | 0 | 0 | 0 | 0 | 0 | 0 | 0 | 0 | 0 | 0 | 0 | 0 | 0 | 0 | 0 | 0 | 0 | 0 | 0 | 0 | 0 | 0 | 0 | 0 | 0 | 0 | 785914.5532 |  |  | 1 | 0.01 |  | 316.5891 | 0 | 0 | 0 | 308.8583 | 313.7402 | 317.6191 | 320.5146 | 322.5169 | 323.6026 | 323.8053 | 323.1577 | 321.7044 | 319.4963 | 316.5891 | 0 | 0 | 0 | 0 | 0 | 0 | 0 | 0 | 0 | 0 | 0 | 0 | 0 | 0 | 0 | 0 | 0 | 0 | 0 | 0 | 0 | 0 | 0 | 0 | 0 | 0 | 0 | 0 | 0 |  | 2026 | 25.1856 | 37.2093 | 32.2205 | 37.4832 | 32.2325 |  |  |  | 2026 | 63.9968 | 84.2511 | 77.6117 | 84.562 | 77.6275 | 230.4059 | 50.0583 | 0
73.38% | 0.14016 | 55.7356 | 781171.5783 | 2032 | 35 | 22736.9263 | 2032 | 0.0197 | 0.21507 | 8.0147 | 328.6994 | 12011.5351 | 86229.8381 | 13427.7914 | 17810.909 | 14592.0827 | 16167.3355 | 14880.5968 | 20461.6832 | 20501.4203 | 17950.0839 | 19295.6225 | 26911.1359 | 14836.6691 | 26269.5035 | 24023.5697 | 37399.9557 | 29298.7605 | 31968.6913 | 20106.9936 | 13922.3493 | 10712.6478 | 12695.5671 | 18013.0349 | 18959.815 | 19637.5139 | 20250.0974 | 20796.076 | 21278.7935 | 21695.5491 | 22041.6666 | 22296.777 | 22492.2395 | 22628.5405 | 22708.6622 | 22736.9263 | 0 | 0 | 0 | 0 | 0 | 0 | 0 | 0 | 0 | 0 | 0 | 0 | 0 | 0 | 0 | 0 | 0 | 0 | 0 | 0 | 0 | 0 | 0 | 0 | 0 | 0 | 0 | 0 | 777347.3826 |  |  | 1 | 0.01 |  | 313.041 | 0 | 0 | 0 | 308.4085 | 313.7402 | 317.6191 | 320.5146 | 322.5169 | 323.6026 | 323.8053 | 323.1577 | 321.7044 | 319.4963 | 316.5891 | 313.041 | 0 | 0 | 0 | 0 | 0 | 0 | 0 | 0 | 0 | 0 | 0 | 0 | 0 | 0 | 0 | 0 | 0 | 0 | 0 | 0 | 0 | 0 | 0 | 0 | 0 | 0 | 0 | 0 |  | 2027 | 25.1856 | 37.056 | 31.8422 | 37.4212 | 31.8573 |  |  |  | 2027 | 63.9968 | 84.0716 | 76.9935 | 84.4908 | 77.0138 | 230.4059 | 50.7853 | 0
73.98% | 0.13761 | 56.1955 | 773301.4181 | 2033 | 35 | 22712.9228 | 2033 | 0.010851 | 0.13053 | 5.3534 | 241.1347 | 9642.0459 | 75208.9671 | 12194.2344 | 16284.7031 | 13429.7405 | 14974.5292 | 13867.6318 | 19181.7601 | 19328.1073 | 17014.4815 | 18384.0936 | 25764.8239 | 14269.8871 | 25374.6238 | 23298.1647 | 36405.2073 | 28616.8438 | 31322.0546 | 19756.0603 | 13714.2366 | 10576.5534 | 12559.5826 | 17914.6435 | 18872.7461 | 19562.1929 | 20185.6578 | 20741.5432 | 21233.1274 | 21657.7072 | 22010.6381 | 22296.777 | 22492.2395 | 22628.5405 | 22708.6622 | 22736.9263 | 22712.9228 | 0 | 0 | 0 | 0 | 0 | 0 | 0 | 0 | 0 | 0 | 0 | 0 | 0 | 0 | 0 | 0 | 0 | 0 | 0 | 0 | 0 | 0 | 0 | 0 | 0 | 0 | 0 | 769169.2866 |  |  | 1 | 0.01 |  | 308.9102 | 0 | 0 | 0 | 307.8909 | 313.2833 | 317.6191 | 320.5146 | 322.5169 | 323.6026 | 323.8053 | 323.1577 | 321.7044 | 319.4963 | 316.5891 | 313.041 | 308.9102 | 0 | 0 | 0 | 0 | 0 | 0 | 0 | 0 | 0 | 0 | 0 | 0 | 0 | 0 | 0 | 0 | 0 | 0 | 0 | 0 | 0 | 0 | 0 | 0 | 0 | 0 | 0 |  | 2028 | 25.1856 | 36.881 | 31.4598 | 37.3528 | 31.4782 |  |  |  | 2028 | 63.9968 | 83.866 | 76.3646 | 84.4117 | 76.3898 | 230.4059 | 51.3731 | 0
74.55% | 0.13519 | 56.6486 | 765822.5504 | 2034 | 35 | 22643.8908 | 2034 | 0.0059191 | 0.078465 | 3.542 | 175.2691 | 7672.4499 | 65085.445 | 10997.1046 | 14788.6931 | 12278.9542 | 13781.723 | 12844.4949 | 17876.0026 | 18119.0919 | 16040.7289 | 17425.8696 | 24547.6887 | 13662.0442 | 24405.2768 | 22504.5047 | 35305.9319 | 27855.705 | 30593.0466 | 19356.4508 | 13474.878 | 10418.4541 | 12400.0246 | 17799.0029 | 18769.6588 | 19472.3577 | 20108.2344 | 20675.5397 | 21177.4485 | 21611.2279 | 21972.2466 | 22265.3894 | 22492.2395 | 22628.5405 | 22708.6622 | 22736.9263 | 22712.9228 | 22643.8908 | 0 | 0 | 0 | 0 | 0 | 0 | 0 | 0 | 0 | 0 | 0 | 0 | 0 | 0 | 0 | 0 | 0 | 0 | 0 | 0 | 0 | 0 | 0 | 0 | 0 | 0 | 761387.7463 |  |  | 1 | 0.01 |  | 304.2543 | 0 | 0 | 0 | 307.2975 | 312.7576 | 317.1566 | 320.5146 | 322.5169 | 323.6026 | 323.8053 | 323.1577 | 321.7044 | 319.4963 | 316.5891 | 313.041 | 308.9102 | 304.2543 | 0 | 0 | 0 | 0 | 0 | 0 | 0 | 0 | 0 | 0 | 0 | 0 | 0 | 0 | 0 | 0 | 0 | 0 | 0 | 0 | 0 | 0 | 0 | 0 | 0 | 0 |  | 2029 | 25.1856 | 36.6828 | 31.0754 | 37.2779 | 31.0975 |  |  |  | 2029 | 63.9968 | 83.6322 | 75.7279 | 84.3245 | 75.7586 | 230.4059 | 51.8234 | 0
75.09% | 0.13289 | 57.0949 | 758737.5812 | 2035 | 35 | 22531.073 | 2035 | 0.0031974 | 0.046712 | 2.3213 | 126.2181 | 6051.535 | 55878.6595 | 9846.8765 | 13336.8607 | 11150.9362 | 12600.7756 | 11821.358 | 16557.133 | 16885.6733 | 15037.3462 | 16428.5729 | 23268.2029 | 13016.6466 | 23365.7048 | 21644.8004 | 34103.2231 | 27014.5865 | 29779.3456 | 18905.9373 | 13202.3191 | 10236.6177 | 12214.6678 | 17664.0834 | 18648.499 | 19365.9951 | 20015.8916 | 20596.2373 | 21110.0579 | 21554.5575 | 21925.0923 | 22226.5536 | 22460.5768 | 22628.5405 | 22708.6622 | 22736.9263 | 22712.9228 | 22643.8908 | 22531.073 | 0 | 0 | 0 | 0 | 0 | 0 | 0 | 0 | 0 | 0 | 0 | 0 | 0 | 0 | 0 | 0 | 0 | 0 | 0 | 0 | 0 | 0 | 0 | 0 | 0 | 754005.9279 |  |  | 1 | 0.01 |  | 299.1289 | 0 | 0 | 0 | 306.6196 | 312.1548 | 316.6243 | 320.0478 | 322.5169 | 323.6026 | 323.8053 | 323.1577 | 321.7044 | 319.4963 | 316.5891 | 313.041 | 308.9102 | 304.2543 | 299.1289 | 0 | 0 | 0 | 0 | 0 | 0 | 0 | 0 | 0 | 0 | 0 | 0 | 0 | 0 | 0 | 0 | 0 | 0 | 0 | 0 | 0 | 0 | 0 | 0 | 0 |  | 2030 | 18.3786 | 36.4602 | 30.4975 | 37.1961 | 30.5243 |  |  |  | 2030 | 55.9076 | 83.3685 | 74.8566 | 84.2289 | 74.8941 | 263.7432 | 59.6812 | 0
75.61% | 0.13071 | 57.534 | 752047.2192 | 2036 | 35 | 22377.8481 | 2036 | 0.0017104 | 0.027541 | 1.5069 | 90.0523 | 4730.8356 | 47588.8398 | 8752.7003 | 11941.9089 | 10056.2289 | 11443.1932 | 10808.393 | 15238.2634 | 15639.8689 | 14013.7108 | 15400.9297 | 21936.5448 | 12338.1871 | 22261.9045 | 20722.8142 | 32800.4311 | 26094.3253 | 28880.1417 | 18403.0851 | 12895.0406 | 10029.5597 | 12001.4816 | 17507.8225 | 18507.1402 | 19240.9859 | 19906.5602 | 20501.6535 | 21029.0889 | 21485.9669 | 21867.5988 | 22178.8535 | 22421.4005 | 22596.6858 | 22708.6622 | 22736.9263 | 22712.9228 | 22643.8908 | 22531.073 | 22377.8481 | 0 | 0 | 0 | 0 | 0 | 0 | 0 | 0 | 0 | 0 | 0 | 0 | 0 | 0 | 0 | 0 | 0 | 0 | 0 | 0 | 0 | 0 | 0 | 0 | 747025.0561 |  |  | 1 | 0.01 |  | 293.5872 | 0 | 0 | 0 | 305.8479 | 311.4662 | 316.0141 | 319.5107 | 322.0472 | 323.6026 | 323.8053 | 323.1577 | 321.7044 | 319.4963 | 316.5891 | 313.041 | 308.9102 | 304.2543 | 299.1289 | 293.5872 | 0 | 0 | 0 | 0 | 0 | 0 | 0 | 0 | 0 | 0 | 0 | 0 | 0 | 0 | 0 | 0 | 0 | 0 | 0 | 0 | 0 | 0 | 0 | 0 |  | 2031 | 18.3786 | 36.2125 | 29.9171 | 37.1074 | 29.9491 |  |  |  | 2031 | 55.9076 | 83.0736 | 73.978 | 84.1248 | 74.0232 | 263.7432 | 59.8925 | 0
76.1% | 0.12865 | 57.9658 | 745748.2131 | 2037 | 35 | 22185.3113 | 2037 | 0.00090605 | 0.016081 | 0.96887 | 63.652 | 3665.4461 | 40198.8674 | 7722.1923 | 10614.9344 | 9004.4106 | 10319.7944 | 9815.4696 | 13932.5059 | 14394.0646 | 12979.7964 | 14352.5441 | 20564.3658 | 11632.0626 | 21101.5594 | 19743.8645 | 31403.2575 | 25097.4847 | 27896.3297 | 17847.3937 | 12552.0637 | 9796.1258 | 11758.7254 | 17328.1683 | 18343.4214 | 19095.136 | 19778.0616 | 20389.6687 | 20932.5172 | 21403.556 | 21798.0121 | 22120.6946 | 22373.2823 | 22557.2721 | 22676.6947 | 22736.9263 | 22712.9228 | 22643.8908 | 22531.073 | 22377.8481 | 22185.3113 | 0 | 0 | 0 | 0 | 0 | 0 | 0 | 0 | 0 | 0 | 0 | 0 | 0 | 0 | 0 | 0 | 0 | 0 | 0 | 0 | 0 | 0 | 0 | 740442.3537 |  |  | 1 | 0.01 |  | 287.6801 | 0 | 0 | 0 | 304.9726 | 310.6823 | 315.3169 | 318.8949 | 321.5068 | 323.1314 | 323.8053 | 323.1577 | 321.7044 | 319.4963 | 316.5891 | 313.041 | 308.9102 | 304.2543 | 299.1289 | 293.5872 | 287.6801 | 0 | 0 | 0 | 0 | 0 | 0 | 0 | 0 | 0 | 0 | 0 | 0 | 0 | 0 | 0 | 0 | 0 | 0 | 0 | 0 | 0 | 0 | 0 |  | 2032 | 18.3786 | 35.9391 | 29.3371 | 37.0117 | 29.3747 |  |  |  | 2032 | 55.9076 | 82.7462 | 73.0964 | 84.0118 | 73.1498 | 263.7432 | 59.9671 | 0
76.57% | 0.12671 | 58.3902 | 739835.5689 | 2038 | 35 | 21956.6167 | 2038 | 0.0004753 | 0.0092993 | 0.61702 | 44.5718 | 2814.5561 | 33676.5606 | 6761.2971 | 9365.1745 | 8003.8483 | 9240.4088 | 8851.8674 | 12652.5828 | 13160.646 | 11945.8819 | 13293.631 | 19164.4904 | 10904.4516 | 19893.9 | 18714.7658 | 29919.7616 | 24028.4273 | 26830.6499 | 17239.4161 | 12173.0471 | 9535.5726 | 11485.0459 | 17123.1299 | 18155.1928 | 18926.2156 | 19628.1405 | 20258.0516 | 20818.179 | 21305.2647 | 21714.4044 | 22050.3025 | 22314.6135 | 22508.8623 | 22637.1415 | 22704.9191 | 22712.9228 | 22643.8908 | 22531.073 | 22377.8481 | 22185.3113 | 21956.6167 | 0 | 0 | 0 | 0 | 0 | 0 | 0 | 0 | 0 | 0 | 0 | 0 | 0 | 0 | 0 | 0 | 0 | 0 | 0 | 0 | 0 | 0 | 734253.2614 |  |  | 1 | 0.01 |  | 281.4571 | 0 | 0 | 0 | 303.9834 | 309.7931 | 314.5234 | 318.1914 | 320.8871 | 322.5891 | 323.3337 | 323.1577 | 321.7044 | 319.4963 | 316.5891 | 313.041 | 308.9102 | 304.2543 | 299.1289 | 293.5872 | 287.6801 | 281.4571 | 0 | 0 | 0 | 0 | 0 | 0 | 0 | 0 | 0 | 0 | 0 | 0 | 0 | 0 | 0 | 0 | 0 | 0 | 0 | 0 | 0 | 0 |  | 2033 | 18.3786 | 35.64 | 28.7604 | 36.909 | 28.8039 |  |  |  | 2033 | 55.9076 | 82.3857 | 72.2158 | 83.8901 | 72.2781 | 263.7432 | 59.9038 | 0
77.01% | 0.12487 | 58.807 | 734305.6526 | 2039 | 35 | 21697.9542 | 2039 | 0.0002469 | 0.0053255 | 0.38919 | 30.9193 | 2141.7356 | 27977.2767 | 5874.2198 | 8199.8381 | 7061.5072 | 8213.6227 | 7926.0177 | 11410.4561 | 11951.6306 | 10922.2466 | 12234.7178 | 17750.5577 | 10162.1542 | 18649.493 | 17643.7046 | 28360.2702 | 22893.3198 | 25687.7663 | 16580.8457 | 11758.3681 | 9247.6407 | 11179.5715 | 16890.8323 | 17940.3685 | 18732.0068 | 19454.505 | 20104.4921 | 20683.7958 | 21188.8904 | 21614.6855 | 21965.7271 | 22243.6043 | 22449.8381 | 22588.5602 | 22665.3166 | 22680.9493 | 22643.8908 | 22531.073 | 22377.8481 | 22185.3113 | 21956.6167 | 21697.9542 | 0 | 0 | 0 | 0 | 0 | 0 | 0 | 0 | 0 | 0 | 0 | 0 | 0 | 0 | 0 | 0 | 0 | 0 | 0 | 0 | 0 | 728454.541 |  |  | 1 | 0.01 |  | 274.9667 | 0 | 0 | 0 | 302.8694 | 308.7883 | 313.6232 | 317.3906 | 320.1792 | 321.9674 | 322.7911 | 322.6871 | 321.7044 | 319.4963 | 316.5891 | 313.041 | 308.9102 | 304.2543 | 299.1289 | 293.5872 | 287.6801 | 281.4571 | 274.9667 | 0 | 0 | 0 | 0 | 0 | 0 | 0 | 0 | 0 | 0 | 0 | 0 | 0 | 0 | 0 | 0 | 0 | 0 | 0 | 0 | 0 |  | 2034 | 18.3786 | 35.3156 | 28.1897 | 36.7994 | 28.2395 |  |  |  | 2034 | 55.9076 | 81.9919 | 71.3401 | 83.7595 | 71.412 | 263.7432 | 59.7217 | 0
77.42% | 0.12313 | 59.2159 | 729152.014 | 2040 | 35 | 21411.4034 | 2040 | 0.00012701 | 0.0030203 | 0.24314 | 21.2475 | 1615.0086 | 23046.6738 | 5063.4315 | 7124.0253 | 6182.823 | 7246.5836 | 7045.2855 | 10216.9941 | 10778.3176 | 9918.8639 | 11186.3323 | 16336.6251 | 9412.4029 | 17379.9684 | 16540.0522 | 26737.1889 | 21700.0638 | 24474.2713 | 15874.5647 | 11309.1816 | 8932.6166 | 10841.9981 | 16629.577 | 17696.984 | 18510.3572 | 19254.8753 | 19926.6427 | 20527.0091 | 21052.1143 | 21496.6211 | 21864.8541 | 22158.2875 | 22378.3985 | 22529.327 | 22616.6749 | 22641.3886 | 22612.0145 | 22531.073 | 22377.8481 | 22185.3113 | 21956.6167 | 21697.9542 | 21411.4034 | 0 | 0 | 0 | 0 | 0 | 0 | 0 | 0 | 0 | 0 | 0 | 0 | 0 | 0 | 0 | 0 | 0 | 0 | 0 | 0 | 723040.0993 |  |  | 1 | 0.01 |  | 268.2585 | 0 | 0 | 0 | 301.6194 | 307.6567 | 312.6059 | 316.4823 | 319.3734 | 321.2571 | 322.169 | 322.1456 | 321.2359 | 319.4963 | 316.5891 | 313.041 | 308.9102 | 304.2543 | 299.1289 | 293.5872 | 287.6801 | 281.4571 | 274.9667 | 268.2585 | 0 | 0 | 0 | 0 | 0 | 0 | 0 | 0 | 0 | 0 | 0 | 0 | 0 | 0 | 0 | 0 | 0 | 0 | 0 | 0 |  | 2035 | 18.3786 | 34.9669 | 27.6276 | 36.6832 | 27.6841 |  |  |  | 2035 | 55.9076 | 81.565 | 70.4733 | 83.6204 | 70.5553 | 263.7432 | 59.4242 | 0
77.82% | 0.1215 | 59.6167 | 724362.3595 | 2041 | 35 | 21096.2042 | 2041 | 6.4699e-05 | 0.0016964 | 0.15044 | 14.4639 | 1206.7525 | 18823.4855 | 4329.7388 | 6140.7328 | 5371.6411 | 6344.8697 | 6215.8018 | 9081.6907 | 9650.9733 | 8945.1113 | 10158.6891 | 14936.7496 | 8662.6516 | 16097.6956 | 15414.1233 | 25064.7192 | 20458.1515 | 23198.6123 | 15124.6473 | 10827.4535 | 8591.3778 | 10472.6617 | 16337.9036 | 17423.2597 | 18259.2401 | 19027.0387 | 19722.1681 | 20345.422 | 20892.5357 | 21357.8586 | 21745.4232 | 22056.5302 | 22292.5647 | 22457.6345 | 22557.368 | 22592.7983 | 22572.5741 | 22499.3556 | 22377.8481 | 22185.3113 | 21956.6167 | 21697.9542 | 21411.4034 | 21096.2042 | 0 | 0 | 0 | 0 | 0 | 0 | 0 | 0 | 0 | 0 | 0 | 0 | 0 | 0 | 0 | 0 | 0 | 0 | 0 | 717997.9591 |  |  | 1 | 0.01 |  | 261.3834 | 0 | 0 | 0 | 300.222 | 306.387 | 311.4604 | 315.4557 | 318.4594 | 320.4486 | 321.4583 | 321.5247 | 320.6968 | 319.031 | 316.5891 | 313.041 | 308.9102 | 304.2543 | 299.1289 | 293.5872 | 287.6801 | 281.4571 | 274.9667 | 268.2585 | 261.3834 | 0 | 0 | 0 | 0 | 0 | 0 | 0 | 0 | 0 | 0 | 0 | 0 | 0 | 0 | 0 | 0 | 0 | 0 | 0 |  | 2036 | 18.3786 | 34.5878 | 27.077 | 36.5602 | 27.1403 |  |  |  | 2036 | 55.9076 | 81.0968 | 69.6195 | 83.4722 | 69.712 | 263.7432 | 59.02 | 0
78.19% | 0.11997 | 60.0091 | 719931.7377 | 2042 | 35 | 20765.0918 | 2042 | 3.2636e-05 | 0.00094356 | 0.092194 | 9.7534 | 893.4669 | 15242.1787 | 3672.4116 | 5250.9388 | 4630.2212 | 5512.4275 | 5442.3512 | 8012.4487 | 8578.5656 | 8009.5089 | 9161.3924 | 13564.5707 | 7920.3543 | 14815.4228 | 14276.8882 | 23358.4918 | 19178.4493 | 21870.9368 | 14336.3136 | 10315.9625 | 8225.4178 | 10072.591 | 16014.6526 | 17117.6655 | 17976.8192 | 18768.9122 | 19488.8023 | 20136.6502 | 20707.7151 | 21195.9623 | 21605.0546 | 21936.0523 | 22190.1908 | 22371.4968 | 22485.5862 | 22533.554 | 22524.1314 | 22460.1116 | 22346.3463 | 22185.3113 | 21956.6167 | 21697.9542 | 21411.4034 | 21096.2042 | 20765.0918 | 0 | 0 | 0 | 0 | 0 | 0 | 0 | 0 | 0 | 0 | 0 | 0 | 0 | 0 | 0 | 0 | 0 | 0 | 713323.442 |  |  | 1 | 0.01 |  | 254.3961 | 0 | 0 | 0 | 298.6652 | 304.9674 | 310.175 | 314.2997 | 317.4264 | 319.5315 | 320.6492 | 320.8154 | 320.0787 | 318.4956 | 316.1281 | 313.041 | 308.9102 | 304.2543 | 299.1289 | 293.5872 | 287.6801 | 281.4571 | 274.9667 | 268.2585 | 261.3834 | 254.3961 | 0 | 0 | 0 | 0 | 0 | 0 | 0 | 0 | 0 | 0 | 0 | 0 | 0 | 0 | 0 | 0 | 0 | 0 |  | 2037 | 18.3786 | 34.1854 | 26.5402 | 36.4307 | 26.6106 |  |  |  | 2037 | 55.9076 | 80.5947 | 68.7822 | 83.3153 | 68.8856 | 263.7432 | 58.5122 | 0
78.55% | 0.11853 | 60.393 | 715848.5545 | 2043 | 35 | 20417.2134 | 2043 | 1.6302e-05 | 0.00051973 | 0.055956 | 6.5148 | 655.4495 | 12235.3875 | 3089.3564 | 4453.758 | 3959.3008 | 4751.5755 | 4728.3187 | 7015.436 | 7568.5596 | 7119.4992 | 8203.1684 | 12232.9125 | 7192.7433 | 13545.8983 | 13139.653 | 21635.1308 | 17872.9172 | 20502.8618 | 13515.8347 | 9778.2692 | 7836.8475 | 9643.5369 | 15659.0262 | 16778.9867 | 17661.5159 | 18478.6081 | 19224.4113 | 19898.3799 | 20495.2256 | 21008.4575 | 21441.2846 | 21794.4532 | 22068.9828 | 22268.7604 | 22399.3413 | 22461.848 | 22465.0671 | 22411.9103 | 22307.3693 | 22154.0807 | 21956.6167 | 21697.9542 | 21411.4034 | 21096.2042 | 20765.0918 | 20417.2134 | 0 | 0 | 0 | 0 | 0 | 0 | 0 | 0 | 0 | 0 | 0 | 0 | 0 | 0 | 0 | 0 | 0 | 709005.1789 |  |  | 1 | 0.01 |  | 247.3548 | 0 | 0 | 0 | 296.9371 | 303.386 | 308.7379 | 313.0026 | 316.2632 | 318.495 | 319.7316 | 320.008 | 319.3726 | 317.8818 | 315.5976 | 312.5851 | 308.9102 | 304.2543 | 299.1289 | 293.5872 | 287.6801 | 281.4571 | 274.9667 | 268.2585 | 261.3834 | 254.3961 | 247.3548 | 0 | 0 | 0 | 0 | 0 | 0 | 0 | 0 | 0 | 0 | 0 | 0 | 0 | 0 | 0 | 0 | 0 |  | 2038 | 18.3786 | 33.7616 | 26.0193 | 36.2952 | 26.0969 |  |  |  | 2038 | 55.9076 | 80.0593 | 67.9649 | 83.1501 | 68.0795 | 263.7432 | 57.9091 | 0
78.88% | 0.11718 | 60.7678 | 712101.6648 | 2044 | 35 | 20059.2553 | 2044 | 8.0635e-06 | 0.0002835 | 0.033636 | 4.3105 | 476.4145 | 9736.0456 | 2577.3229 | 3746.6513 | 3358.2123 | 4063.0708 | 4075.6932 | 6095.0159 | 6626.7813 | 6281.2779 | 7291.6395 | 10953.4268 | 6486.6188 | 12301.4913 | 12013.7242 | 19911.7699 | 16554.2752 | 19107.1731 | 12670.3896 | 9218.6509 | 7428.3718 | 9187.9744 | 15270.644 | 16406.3873 | 17312.0769 | 18154.5037 | 18927.0619 | 19628.4325 | 20252.7125 | 20792.8821 | 21251.6096 | 21629.2475 | 21926.5256 | 22147.1233 | 22296.477 | 22375.6941 | 22393.5791 | 22353.1403 | 22259.4958 | 22115.4389 | 21925.7079 | 21697.9542 | 21411.4034 | 21096.2042 | 20765.0918 | 20417.2134 | 20059.2553 | 0 | 0 | 0 | 0 | 0 | 0 | 0 | 0 | 0 | 0 | 0 | 0 | 0 | 0 | 0 | 0 | 705032.1977 |  |  | 1 | 0.01 |  | 240.3224 | 0 | 0 | 0 | 295.0258 | 301.6306 | 307.1369 | 311.5524 | 314.958 | 317.3279 | 318.6944 | 319.0922 | 318.5688 | 317.1805 | 314.9893 | 312.0605 | 308.4603 | 304.2543 | 299.1289 | 293.5872 | 287.6801 | 281.4571 | 274.9667 | 268.2585 | 261.3834 | 254.3961 | 247.3548 | 240.3224 | 0 | 0 | 0 | 0 | 0 | 0 | 0 | 0 | 0 | 0 | 0 | 0 | 0 | 0 | 0 | 0 |  | 2039 | 18.3786 | 33.3181 | 25.5163 | 36.1541 | 25.601 |  |  |  | 2039 | 55.9076 | 79.4916 | 67.1707 | 82.9767 | 67.2966 | 263.7432 | 57.2269 | 0
79.2% | 0.11592 | 61.1335 | 708682.3403 | 2045 | 35 | 19700.3174 | 2045 | 3.9496e-06 | 0.00015314 | 0.020024 | 2.8249 | 343.0846 | 7679.1665 | 2132.1304 | 3125.6769 | 2825.0413 | 3446.2283 | 3485.1241 | 5253.7523 | 5757.3525 | 5499.6799 | 6433.151 | 9736.2916 | 5808.1593 | 11093.8318 | 10910.0718 | 18205.5425 | 15235.6333 | 17697.4693 | 11807.8798 | 8642.0041 | 7003.24 | 8709.0746 | 14849.5917 | 15999.4686 | 16927.6394 | 17795.3107 | 18595.0918 | 19324.8339 | 19977.958 | 20546.8468 | 21033.5391 | 21437.9098 | 21760.3188 | 22004.1616 | 22174.6885 | 22272.9385 | 22307.6871 | 22282.0085 | 22201.1254 | 22067.9773 | 21887.4645 | 21667.4096 | 21411.4034 | 21096.2042 | 20765.0918 | 20417.2134 | 20059.2553 | 19700.3174 | 0 | 0 | 0 | 0 | 0 | 0 | 0 | 0 | 0 | 0 | 0 | 0 | 0 | 0 | 0 | 701395.8863 |  |  | 1 | 0.01 |  | 233.3663 | 0 | 0 | 0 | 292.9195 | 299.6891 | 305.3598 | 309.9368 | 313.4987 | 316.0182 | 317.5266 | 318.0571 | 317.6571 | 316.3822 | 314.2944 | 311.4591 | 307.9427 | 303.8112 | 299.1289 | 293.5872 | 287.6801 | 281.4571 | 274.9667 | 268.2585 | 261.3834 | 254.3961 | 247.3548 | 240.3224 | 233.3663 | 0 | 0 | 0 | 0 | 0 | 0 | 0 | 0 | 0 | 0 | 0 | 0 | 0 | 0 | 0 |  | 2040 | 18.3786 | 32.8571 | 25.0325 | 36.0079 | 25.1245 |  |  |  | 2040 | 55.9076 | 78.8924 | 66.4023 | 82.7957 | 66.5397 | 263.7432 | 56.4711 | 0
79.5% | 0.11475 | 61.4895 | 705577.9738 | 2046 | 35 | 19343.5794 | 2046 | 1.9155e-06 | 8.1922e-05 | 0.011806 | 1.8338 | 244.7791 | 6003.2495 | 1748.9018 | 2585.7648 | 2356.8157 | 2899.0834 | 2956.0236 | 4492.482 | 4962.6948 | 4778.1259 | 5632.655 | 8589.9796 | 5162.7617 | 9933.4868 | 9839.0105 | 16533.0727 | 13930.1011 | 16287.7654 | 10936.7089 | 8053.7181 | 6565.172 | 8210.6472 | 14396.4607 | 15558.3208 | 16507.7925 | 17400.1424 | 18227.1816 | 18985.8872 | 19668.9533 | 20268.1021 | 20784.6562 | 21217.9276 | 21567.8215 | 21837.3663 | 22031.549 | 22151.2785 | 22205.2437 | 22196.5444 | 22130.4773 | 22010.1092 | 21840.4922 | 21629.6167 | 21381.2621 | 21096.2042 | 20765.0918 | 20417.2134 | 20059.2553 | 19700.3174 | 19343.5794 | 0 | 0 | 0 | 0 | 0 | 0 | 0 | 0 | 0 | 0 | 0 | 0 | 0 | 0 | 698083.6921 |  |  | 1 | 0.01 |  | 226.5577 | 0 | 0 | 0 | 290.6066 | 297.5495 | 303.3943 | 308.1435 | 311.873 | 314.5541 | 316.2161 | 316.8916 | 316.6267 | 315.4768 | 313.5034 | 310.772 | 307.3492 | 303.3014 | 298.6933 | 293.5872 | 287.6801 | 281.4571 | 274.9667 | 268.2585 | 261.3834 | 254.3961 | 247.3548 | 240.3224 | 233.3663 | 226.5577 | 0 | 0 | 0 | 0 | 0 | 0 | 0 | 0 | 0 | 0 | 0 | 0 | 0 | 0 |  | 2041 | 18.3786 | 32.3806 | 24.5695 | 35.857 | 24.6687 |  |  |  | 2041 | 55.9076 | 78.2627 | 65.6621 | 82.6073 | 65.811 | 263.7432 | 55.6398 | 0
79.78% | 0.11365 | 61.8354 | 702775.6658 | 2047 | 35 | 18996.0537 | 2047 | 9.2001e-07 | 4.3397e-05 | 0.0068936 | 1.1791 | 173.018 | 4651.311 | 1422.2924 | 2121.0001 | 1949.7124 | 2418.5859 | 2486.7067 | 3810.4477 | 4243.5988 | 4118.6258 | 4893.6548 | 7521.103 | 4554.9188 | 8829.6864 | 8809.9119 | 14909.9914 | 12650.399 | 14892.0767 | 10065.538 | 7459.5246 | 6118.2619 | 7697.0533 | 13912.3743 | 15083.5631 | 16052.6288 | 16968.5762 | 17822.4231 | 18610.245 | 19323.9709 | 19954.6096 | 20502.6853 | 20966.8629 | 21346.5063 | 21644.1875 | 21864.546 | 22008.2901 | 22083.9535 | 22094.6114 | 22045.5944 | 21940.0689 | 21783.2206 | 21583.1978 | 21343.9684 | 21066.5066 | 20765.0918 | 20417.2134 | 20059.2553 | 19700.3174 | 19343.5794 | 18996.0537 | 0 | 0 | 0 | 0 | 0 | 0 | 0 | 0 | 0 | 0 | 0 | 0 | 0 | 695082.7062 |  |  | 1 | 0.01 |  | 219.9704 | 0 | 0 | 0 | 288.0759 | 295.2 | 301.2282 | 306.1601 | 310.0685 | 312.9229 | 314.751 | 315.5838 | 315.4664 | 314.4535 | 312.6062 | 309.9898 | 306.6711 | 302.7168 | 298.192 | 293.1597 | 287.6801 | 281.4571 | 274.9667 | 268.2585 | 261.3834 | 254.3961 | 247.3548 | 240.3224 | 233.3663 | 226.5577 | 219.9704 | 0 | 0 | 0 | 0 | 0 | 0 | 0 | 0 | 0 | 0 | 0 | 0 | 0 |  | 2042 | 18.3786 | 31.8909 | 24.1282 | 35.7021 | 24.2344 |  |  |  | 2042 | 55.9076 | 77.6033 | 64.9523 | 82.4119 | 65.1126 | 263.7432 | 54.7665 | 0
80.04% | 0.11264 | 62.1709 | 700262.7193 | 2048 | 35 | 18665.332 | 2048 | 4.3771e-07 | 2.2765e-05 | 0.0039863 | 0.75087 | 121.1547 | 3571.564 | 1146.7046 | 1724.901 | 1599.2716 | 2000.8128 | 2074.557 | 3205.477 | 3599.3491 | 3521.8357 | 4218.2088 | 6534.3398 | 3988.1368 | 7790.1145 | 7830.9622 | 13350.5 | 11408.4867 | 13524.0017 | 9203.0281 | 6865.3311 | 5666.864 | 7173.0927 | 13399.0012 | 14576.3726 | 15562.7874 | 16500.7074 | 17380.3833 | 18196.9801 | 18941.6396 | 19604.617 | 20185.5644 | 20682.4201 | 21093.9202 | 21422.0886 | 21671.1268 | 21841.4634 | 21941.3997 | 21973.9255 | 21944.3547 | 21855.9164 | 21713.9023 | 21526.6008 | 21298.1624 | 21029.7619 | 20735.8604 | 20417.2134 | 20059.2553 | 19700.3174 | 19343.5794 | 18996.0537 | 18665.332 | 0 | 0 | 0 | 0 | 0 | 0 | 0 | 0 | 0 | 0 | 0 | 0 | 692380.1563 |  |  | 1 | 0.01 |  | 213.6788 | 0 | 0 | 0 | 285.3169 | 292.6293 | 298.8497 | 303.9743 | 308.0727 | 311.1124 | 313.1189 | 314.1216 | 314.1645 | 313.3011 | 311.5922 | 309.1027 | 305.8993 | 302.049 | 297.6173 | 292.6677 | 287.2612 | 281.4571 | 274.9667 | 268.2585 | 261.3834 | 254.3961 | 247.3548 | 240.3224 | 233.3663 | 226.5577 | 219.9704 | 213.6788 | 0 | 0 | 0 | 0 | 0 | 0 | 0 | 0 | 0 | 0 | 0 | 0 |  | 2043 | 18.3786 | 31.3898 | 23.7093 | 35.5435 | 23.8224 |  |  |  | 2043 | 55.9076 | 76.9147 | 64.2745 | 82.2099 | 64.446 | 263.7432 | 53.849 | 0
80.29% | 0.11169 | 62.4954 | 698024.0735 | 2049 | 35 | 18356.2847 | 2049 | 2.0586e-07 | 1.1826e-05 | 0.0022829 | 0.47362 | 84.0445 | 2717.7806 | 916.4798 | 1390.6787 | 1300.6058 | 1641.1872 | 1716.2095 | 2674.1975 | 3027.8938 | 2987.1618 | 3606.9891 | 5632.4385 | 3464.8961 | 6820.7674 | 6908.976 | 11867.0042 | 10215.2307 | 12196.3263 | 8357.5831 | 6277.0451 | 5215.4662 | 6643.8707 | 12858.5524 | 14038.4977 | 15039.4829 | 15997.1931 | 16901.16 | 17745.6503 | 18521.0156 | 19216.733 | 19831.521 | 20362.5192 | 20807.7537 | 21168.6082 | 21448.7514 | 21648.2484 | 21775.0801 | 21832.0819 | 21824.4895 | 21755.5477 | 21630.6172 | 21458.0992 | 21242.313 | 20984.6303 | 20699.6924 | 20388.4717 | 20059.2553 | 19700.3174 | 19343.5794 | 18996.0537 | 18665.332 | 18356.2847 | 0 | 0 | 0 | 0 | 0 | 0 | 0 | 0 | 0 | 0 | 0 | 689960.8407 |  |  | 1 | 0.01 |  | 207.756 | 0 | 0 | 0 | 282.3198 | 289.8268 | 296.2472 | 301.5741 | 305.8733 | 309.1099 | 311.3072 | 312.4927 | 312.7089 | 312.0081 | 310.4504 | 308.1001 | 305.0239 | 301.2888 | 296.9608 | 292.1036 | 286.7791 | 281.0472 | 274.9667 | 268.2585 | 261.3834 | 254.3961 | 247.3548 | 240.3224 | 233.3663 | 226.5577 | 219.9704 | 213.6788 | 207.756 | 0 | 0 | 0 | 0 | 0 | 0 | 0 | 0 | 0 | 0 | 0 |  | 2044 | 18.3786 | 30.8793 | 23.3132 | 35.3817 | 23.433 |  |  |  | 2044 | 55.9076 | 76.1976 | 63.6301 | 82.0015 | 63.8124 | 263.7432 | 52.9049 | 0
80.53% | 0.11082 | 62.8082 | 696045.5896 | 2050 | 35 | 18076.6709 | 2050 | 9.607e-08 | 6.0833e-06 | 0.0012947 | 0.29589 | 57.7548 | 2049.3841 | 726.0632 | 1111.471 | 1048.5964 | 1334.6936 | 1407.7384 | 2212.2714 | 2526.0471 | 2512.9012 | 3059.3875 | 4816.2965 | 2986.6544 | 5925.8878 | 6049.2717 | 10469.8305 | 9080.1232 | 10920.6672 | 7537.1042 | 5700.3983 | 4768.556 | 6114.6487 | 12293.7621 | 13472.2548 | 14484.5189 | 15459.2815 | 16385.4259 | 17256.3556 | 18061.649 | 18790.0002 | 19439.1476 | 20005.3721 | 20485.9142 | 20881.4284 | 21194.9555 | 21426.1078 | 21582.4523 | 21666.591 | 21683.6105 | 21636.7138 | 21531.2832 | 21375.7952 | 21174.716 | 20929.603 | 20655.2691 | 20352.9096 | 20031.0175 | 19700.3174 | 19343.5794 | 18996.0537 | 18665.332 | 18356.2847 | 18076.6709 | 0 | 0 | 0 | 0 | 0 | 0 | 0 | 0 | 0 | 0 | 687810.4173 |  |  | 1 | 0.01 |  | 202.2709 | 0 | 0 | 0 | 279.0758 | 286.7823 | 293.41 | 298.9479 | 303.4581 | 306.903 | 309.3034 | 310.6846 | 311.0873 | 310.5625 | 309.1691 | 306.971 | 304.0345 | 300.4266 | 296.2134 | 291.4592 | 286.2264 | 280.5756 | 274.5663 | 268.2585 | 261.3834 | 254.3961 | 247.3548 | 240.3224 | 233.3663 | 226.5577 | 219.9704 | 213.6788 | 207.756 | 202.2709 | 0 | 0 | 0 | 0 | 0 | 0 | 0 | 0 | 0 | 0 |  | 2045 | 18.3786 | 30.3613 | 22.9401 | 35.217 | 23.0663 |  |  |  | 2045 | 55.9076 | 75.4525 | 63.0198 | 81.787 | 63.2128 | 263.7432 | 51.9582 | 0
80.75% | 0.11001 | 63.1088 | 694285.7738 | 2051 | 35 | 17805.3177 | 2051 | 4.4604e-08 | 3.0988e-06 | 0.0007272 | 0.18308 | 39.3157 | 1531.3227 | 570.1373 | 880.5412 | 838.0688 | 1076.0792 | 1144.8417 | 1814.6383 | 2089.7117 | 2096.41 | 2573.6598 | 4085.1017 | 2553.8873 | 5107.968 | 5255.6117 | 9167.0385 | 8011.0658 | 9707.1722 | 6748.7705 | 5140.78 | 4330.488 | 5590.6882 | 11707.8517 | 12880.5086 | 13900.2858 | 14888.8268 | 15834.4599 | 16729.7828 | 17563.6413 | 18323.9621 | 19007.4758 | 19609.559 | 20126.6028 | 20558.4494 | 20907.4183 | 21172.5798 | 21360.9869 | 21474.9229 | 21519.2451 | 21497.047 | 21413.6743 | 21277.6314 | 21093.499 | 20863.0011 | 20601.1055 | 20309.2305 | 19996.0789 | 19672.5849 | 19343.5794 | 18996.0537 | 18665.332 | 18356.2847 | 18076.6709 | 17805.3177 | 0 | 0 | 0 | 0 | 0 | 0 | 0 | 0 | 0 | 685887.132 |  |  | 1 | 0.01 |  | 197.286 | 0 | 0 | 0 | 275.5771 | 283.487 | 290.3279 | 296.0848 | 300.8155 | 304.4796 | 307.0952 | 308.6849 | 309.2874 | 308.9521 | 307.7367 | 305.7041 | 302.9203 | 299.4521 | 295.3656 | 290.7257 | 285.595 | 280.0348 | 274.1056 | 267.8678 | 261.3834 | 254.3961 | 247.3548 | 240.3224 | 233.3663 | 226.5577 | 219.9704 | 213.6788 | 207.756 | 202.2709 | 197.286 | 0 | 0 | 0 | 0 | 0 | 0 | 0 | 0 | 0 |  | 2046 | 18.3786 | 29.8373 | 22.5899 | 35.0498 | 22.7222 |  |  |  | 2046 | 55.9076 | 74.68 | 62.4443 | 81.5665 | 62.6474 | 263.7432 | 51.0174 | 0
80.96% | 0.10927 | 63.3963 | 692749.7896 | 2052 | 35 | 17594.1469 | 2052 | 2.0096e-08 | 1.5632e-06 | 0.00040448 | 0.1122 | 26.5115 | 1133.7753 | 443.7241 | 691.4403 | 663.9436 | 860.0339 | 923.0136 | 1475.7526 | 1714.1075 | 1734.2877 | 2147.0985 | 3436.5252 | 2166.1642 | 4367.8219 | 4530.2066 | 7964.3298 | 7014.2252 | 8564.2886 | 5998.853 | 4603.0867 | 3905.3563 | 5077.0942 | 11104.4781 | 12266.6344 | 13289.739 | 14288.2859 | 15250.1609 | 16167.2377 | 17027.6918 | 17818.7217 | 18536.0438 | 19174.103 | 19728.3911 | 20197.8658 | 20584.0373 | 20885.3462 | 21108.2294 | 21254.5609 | 21328.8804 | 21334.0957 | 21275.4472 | 21161.4081 | 20996.6315 | 20782.9797 | 20535.5489 | 20255.9743 | 19953.1656 | 19638.2715 | 19316.349 | 18996.0537 | 18665.332 | 18356.2847 | 18076.6709 | 17805.3177 | 17594.1469 | 0 | 0 | 0 | 0 | 0 | 0 | 0 | 0 | 684195.8377 |  |  | 1 | 0.01 |  | 192.8544 | 0 | 0 | 0 | 271.8173 | 279.933 | 286.9919 | 292.9746 | 297.9345 | 301.8281 | 304.6703 | 306.481 | 307.2966 | 307.1645 | 306.1409 | 304.2877 | 301.6701 | 298.3547 | 294.4076 | 289.8936 | 284.8762 | 279.417 | 273.5773 | 267.4183 | 261.0028 | 254.3961 | 247.3548 | 240.3224 | 233.3663 | 226.5577 | 219.9704 | 213.6788 | 207.756 | 202.2709 | 197.286 | 192.8544 | 0 | 0 | 0 | 0 | 0 | 0 | 0 | 0 |  | 2047 | 18.3786 | 29.3092 | 22.2621 | 34.8803 | 22.4003 |  |  |  | 2047 | 55.9076 | 73.8811 | 61.9037 | 81.34 | 62.1165 | 263.7432 | 50.1008 | 0
81.16% | 0.10859 | 63.6698 | 691414.2889 | 2053 | 35 | 17418.7731 | 2053 | 9.3129e-09 | 7.808e-07 | 0.0002228 | 0.068096 | 17.7085 | 831.7403 | 342.2565 | 538.1313 | 521.3582 | 681.345 | 737.6994 | 1189.8061 | 1393.996 | 1422.5673 | 1776.2206 | 2866.9515 | 1822.2503 | 3704.7131 | 3873.7784 | 6865.0543 | 6093.964 | 7498.6088 | 5292.572 | 4091.5958 | 3496.8806 | 4578.6668 | 10487.6663 | 11634.4635 | 12656.3612 | 13660.6969 | 14635.0456 | 15570.6591 | 16455.1293 | 17274.9886 | 18024.9558 | 18698.5382 | 19290.2963 | 19798.2442 | 20223.0049 | 20562.3066 | 20821.8688 | 21003.0627 | 21110.017 | 21145.3689 | 21114.1756 | 21024.8093 | 20881.9431 | 20687.5382 | 20456.7835 | 20191.516 | 19900.8431 | 19596.1261 | 19282.657 | 18969.3126 | 18665.332 | 18356.2847 | 18076.6709 | 17805.3177 | 17594.1469 | 17418.7731 | 0 | 0 | 0 | 0 | 0 | 0 | 0 | 682712.8368 |  |  | 1 | 0.01 |  | 189.0177 | 0 | 0 | 0 | 267.7914 | 276.1138 | 283.3939 | 289.6081 | 294.8048 | 298.9374 | 302.0171 | 304.061 | 305.1027 | 305.1874 | 304.3696 | 302.7098 | 300.2724 | 297.1234 | 293.3287 | 288.9533 | 284.0609 | 278.7138 | 272.9737 | 266.9029 | 260.5648 | 254.0256 | 247.3548 | 240.3224 | 233.3663 | 226.5577 | 219.9704 | 213.6788 | 207.756 | 202.2709 | 197.286 | 192.8544 | 189.0177 | 0 | 0 | 0 | 0 | 0 | 0 | 0 |  | 2048 | 18.3786 | 28.7784 | 21.9563 | 34.7086 | 22.0999 |  |  |  | 2048 | 55.9076 | 73.0573 | 61.3979 | 81.1076 | 61.6197 | 263.7432 | 49.2285 | 0
81.34% | 0.10797 | 63.928 | 690259.831 | 2054 | 35 | 17285.905 | 2054 | 3.9212e-09 | 3.8621e-07 | 0.00012153 | 0.040933 | 11.7166 | 604.5518 | 261.6217 | 415.0754 | 405.7605 | 535.0226 | 584.4279 | 950.9278 | 1123.891 | 1156.9013 | 1456.9631 | 2371.7302 | 1520.2284 | 3116.5295 | 3285.6736 | 5870.306 | 5252.8455 | 6514.7968 | 4634.0016 | 3609.8676 | 3108.3103 | 4099.767 | 9861.7299 | 10988.213 | 12004.1054 | 13009.6396 | 13992.2257 | 14942.6164 | 15847.9274 | 16694.1106 | 17474.9294 | 18182.9698 | 18811.8496 | 19358.5981 | 19822.8859 | 20201.6553 | 20499.811 | 20718.1289 | 20860.2292 | 20928.3886 | 20927.3943 | 20865.4377 | 20747.1483 | 20574.5381 | 20362.84 | 20114.0701 | 19837.5149 | 19544.7398 | 19241.2747 | 18936.2258 | 18639.0564 | 18356.2847 | 18076.6709 | 17805.3177 | 17594.1469 | 17418.7731 | 17285.905 | 0 | 0 | 0 | 0 | 0 | 0 | 681418.3099 |  |  | 1 | 0.01 |  | 185.8043 | 0 | 0 | 0 | 263.496 | 272.0242 | 279.5275 | 285.9774 | 291.4174 | 295.7973 | 299.1246 | 301.4132 | 302.6935 | 303.0085 | 302.4105 | 300.9584 | 298.7154 | 295.7468 | 292.1181 | 287.8944 | 283.1395 | 277.9161 | 272.2867 | 266.3141 | 260.0626 | 253.5993 | 246.9945 | 240.3224 | 233.3663 | 226.5577 | 219.9704 | 213.6788 | 207.756 | 202.2709 | 197.286 | 192.8544 | 189.0177 | 185.8043 | 0 | 0 | 0 | 0 | 0 | 0 |  | 2049 | 18.3786 | 28.2468 | 21.6717 | 34.5348 | 21.8203 |  |  |  | 2049 | 55.9076 | 72.2108 | 60.9262 | 80.8692 | 61.1566 | 263.7432 | 48.4134 | 0
81.51% | 0.10741 | 64.1695 | 689262.2869 | 2055 | 35 | 17192.2011 | 2055 | 1.9606e-09 | 1.8917e-07 | 6.5648e-05 | 0.024368 | 7.6787 | 435.3613 | 198.1795 | 317.2847 | 312.9742 | 416.3952 | 458.9189 | 753.3539 | 898.2465 | 932.7365 | 1184.8736 | 1945.436 | 1257.6326 | 2599.9922 | 2764.0194 | 4979.0947 | 4491.7066 | 5615.593 | 4026.024 | 3160.6811 | 2742.3502 | 3644.2045 | 9231.1807 | 10332.4024 | 11337.3228 | 12339.1773 | 13325.368 | 14286.287 | 15208.7011 | 16078.0902 | 16887.3284 | 17628.1217 | 18293.1569 | 18878.4574 | 19382.6927 | 19801.9587 | 20140.2559 | 20397.6757 | 20577.233 | 20680.7499 | 20712.6507 | 20680.8568 | 20589.8814 | 20441.7276 | 20251.6135 | 20021.7005 | 19761.4268 | 19482.5448 | 19190.819 | 18895.5871 | 18606.5457 | 18330.4442 | 18076.6709 | 17805.3177 | 17594.1469 | 17418.7731 | 17285.905 | 17192.2011 | 0 | 0 | 0 | 0 | 0 | 680287.7344 |  |  | 1 | 0.01 |  | 183.2278 | 0 | 0 | 0 | 258.9297 | 267.661 | 275.3874 | 282.0757 | 287.7639 | 292.3984 | 295.9825 | 298.5264 | 300.0576 | 300.6159 | 300.2514 | 299.0212 | 296.987 | 294.2132 | 290.7647 | 286.7063 | 282.1019 | 277.0147 | 271.5075 | 265.6438 | 259.4889 | 253.1106 | 246.5801 | 239.9724 | 233.3663 | 226.5577 | 219.9704 | 213.6788 | 207.756 | 202.2709 | 197.286 | 192.8544 | 189.0177 | 185.8043 | 183.2278 | 0 | 0 | 0 | 0 | 0 |  | 2050 | 18.3786 | 27.7165 | 21.4074 | 34.3589 | 21.5607 |  |  |  | 2050 | 55.9076 | 71.3447 | 60.4879 | 80.6246 | 60.7262 | 263.7432 | 47.676 | 0
81.68% | 0.10691 | 64.3923 | 688394.1486 | 2056 | 35 | 17134.1124 | 2056 | 9.803e-10 | 9.1746e-08 | 3.5118e-05 | 0.014367 | 4.9846 | 310.6153 | 148.7603 | 240.3444 | 239.2382 | 321.177 | 357.1655 | 591.5672 | 711.6182 | 745.4702 | 955.2888 | 1582.1236 | 1031.586 | 2150.884 | 2305.9076 | 4188.5823 | 3809.79 | 4801.8919 | 3470.3326 | 2746.0021 | 2401.1115 | 3215.1505 | 8600.6315 | 9671.7589 | 10660.6762 | 11653.7826 | 12638.6344 | 13605.4146 | 14540.6844 | 15429.5803 | 16264.1781 | 17035.3695 | 17734.9465 | 18357.9282 | 18901.9544 | 19362.2302 | 19741.7741 | 20039.9119 | 20258.9591 | 20400.1886 | 20467.5648 | 20468.643 | 20407.7381 | 20286.7758 | 20120.8875 | 19912.3373 | 19670.6766 | 19407.8183 | 19129.7502 | 18846.0378 | 18566.6145 | 18298.4717 | 18051.2241 | 17805.3177 | 17594.1469 | 17418.7731 | 17285.905 | 17192.2011 | 17134.1124 | 0 | 0 | 0 | 0 | 679293.2057 |  |  | 1 | 0.01 |  | 181.2864 | 0 | 0 | 0 | 254.0927 | 263.0225 | 270.9702 | 277.8978 | 283.8379 | 288.7327 | 292.5815 | 295.3906 | 297.1839 | 297.9981 | 297.8806 | 296.8864 | 295.0754 | 292.5108 | 289.2569 | 285.3779 | 280.9377 | 275.9995 | 270.6268 | 264.8836 | 258.8358 | 252.5522 | 246.1048 | 239.5697 | 233.0264 | 226.5577 | 219.9704 | 213.6788 | 207.756 | 202.2709 | 197.286 | 192.8544 | 189.0177 | 185.8043 | 183.2278 | 181.2864 | 0 | 0 | 0 | 0 |  | 2051 | 18.3786 | 27.1895 | 21.1625 | 34.1809 | 21.32 |  |  |  | 2051 | 55.9076 | 70.4635 | 60.0821 | 80.3736 | 60.3275 | 263.7432 | 46.9603 | 0
81.83% | 0.10645 | 64.5938 | 687610.9251 | 2057 | 35 | 17092.9356 | 2057 | 4.9015e-10 | 4.4065e-08 | 1.8603e-05 | 0.0083891 | 3.2049 | 219.5533 | 110.6474 | 180.4107 | 181.2239 | 245.5085 | 275.4916 | 460.4025 | 558.7944 | 590.5842 | 763.4947 | 1275.5664 | 838.9362 | 1764.2846 | 1907.5979 | 3494.3618 | 3204.9237 | 4072.8839 | 2967.4804 | 2366.9855 | 2086.0874 | 2815.0798 | 7974.6951 | 9011.1153 | 9979.0432 | 10958.2488 | 11936.6061 | 12904.2486 | 13847.6877 | 14751.8618 | 15608.1624 | 16406.7565 | 17138.6023 | 17797.7413 | 18380.7772 | 18881.9994 | 19303.3821 | 19643.4154 | 19903.6283 | 20084.6531 | 20189.8957 | 20226.4443 | 20198.3269 | 20107.3139 | 19968.3678 | 19783.8015 | 19563.2308 | 19318.692 | 19056.3768 | 18786.0662 | 18517.9279 | 18259.2017 | 18019.7387 | 17780.2528 | 17594.1469 | 17418.7731 | 17285.905 | 17192.2011 | 17134.1124 | 17092.9356 | 0 | 0 | 0 | 678389.8474 |  |  | 1 | 0.01 |  | 179.9629 | 0 | 0 | 0 | 248.9874 | 258.109 | 266.2743 | 273.4404 | 279.6339 | 284.7934 | 288.9135 | 291.9964 | 294.0621 | 295.1441 | 295.2866 | 294.5421 | 292.9687 | 290.6281 | 287.5833 | 283.8981 | 279.636 | 274.8605 | 269.635 | 264.0244 | 258.095 | 251.9165 | 245.5619 | 239.108 | 232.6354 | 226.2278 | 219.9704 | 213.6788 | 207.756 | 202.2709 | 197.286 | 192.8544 | 189.0177 | 185.8043 | 183.2278 | 181.2864 | 179.9629 | 0 | 0 | 0 |  | 2052 | 18.3786 | 26.6684 | 20.9357 | 34.0005 | 21.097 |  |  |  | 2052 | 55.9076 | 69.5726 | 59.7072 | 80.1159 | 59.9592 | 263.7432 | 46.4034 | 0
81.97% | 0.10605 | 64.7697 | 686861.8713 | 2058 | 35 | 17059.3118 | 2058 | 0 | 2.0964e-08 | 9.7587e-06 | 0.0048511 | 2.041 | 153.7407 | 81.5462 | 134.1888 | 136.0329 | 185.9736 | 210.5864 | 355.121 | 434.8962 | 463.7531 | 604.8637 | 1019.4699 | 676.3813 | 1434.8025 | 1564.7267 | 2890.7651 | 2673.7359 | 3426.2472 | 2516.967 | 2024.0086 | 1798.1555 | 2445.7434 | 7357.8833 | 8355.3047 | 9297.4101 | 10257.5892 | 11224.1924 | 12187.4664 | 13134.0359 | 14048.8005 | 14922.6 | 15744.9898 | 16506.1799 | 17199.2856 | 17819.8931 | 18361.3725 | 18824.6108 | 19207.2076 | 19509.8283 | 19732.3796 | 19877.6128 | 19952.0463 | 19959.3268 | 19900.9855 | 19791.7226 | 19633.8368 | 19436.9485 | 19213.1688 | 18968.8644 | 18714.011 | 18459.0004 | 18211.3212 | 17981.0668 | 17749.24 | 17569.3793 | 17418.7731 | 17285.905 | 17192.2011 | 17134.1124 | 17092.9356 | 17059.3118 | 0 | 0 | 677526.5515 |  |  | 1 | 0.01 |  | 179.2261 | 0 | 0 | 0 | 243.6183 | 252.923 | 261.3001 | 268.7017 | 275.1486 | 280.5753 | 284.9717 | 288.3357 | 290.6832 | 292.0438 | 292.4585 | 291.9771 | 290.6554 | 288.5531 | 285.7322 | 282.2555 | 278.186 | 273.587 | 268.5223 | 263.0568 | 257.2579 | 251.1956 | 244.9439 | 238.5805 | 232.187 | 225.8482 | 219.6501 | 213.6788 | 207.756 | 202.2709 | 197.286 | 192.8544 | 189.0177 | 185.8043 | 183.2278 | 181.2864 | 179.9629 | 179.2261 | 0 | 0 |  | 2053 | 18.3786 | 26.1557 | 20.7259 | 33.8176 | 20.8907 |  |  |  | 2053 | 55.9076 | 68.679 | 59.3619 | 79.8511 | 59.6197 | 263.7432 | 45.9408 | 0
82.1% | 0.10569 | 64.9127 | 686057.0592 | 2059 | 35 | 16989.612 | 2059 | 0 | 9.8601e-09 | 5.0694e-06 | 0.0027782 | 1.2874 | 106.6493 | 59.5468 | 98.896 | 101.1807 | 139.5982 | 159.52 | 271.4554 | 335.4474 | 360.9278 | 474.966 | 807.6551 | 540.5837 | 1156.7907 | 1272.5123 | 2371.1797 | 2211.8896 | 2858.377 | 2117.3574 | 1716.7301 | 1537.6022 | 2108.17 | 6754.5097 | 7709.0543 | 8620.7636 | 9556.9297 | 10506.5287 | 11460.0806 | 12404.4899 | 13324.7842 | 14211.4015 | 15053.4175 | 15840.403 | 16564.6239 | 17220.6925 | 17801.0805 | 18305.5663 | 18730.8217 | 19076.5869 | 19341.9677 | 19528.9706 | 19643.4423 | 19688.5525 | 19665.5037 | 19588.6325 | 19460.151 | 19289.6131 | 19089.1461 | 18865.2521 | 18628.0709 | 18388.1997 | 18153.3694 | 17933.9156 | 17711.1486 | 17538.7344 | 17394.2524 | 17285.905 | 17192.2011 | 17134.1124 | 17092.9356 | 17059.3118 | 16989.612 | 0 | 676613.0606 |  |  | 1 | 0.01 |  | 179.031 | 0 | 0 | 0 | 237.992 | 247.469 | 256.05 | 263.6822 | 270.3803 | 276.0749 | 280.751 | 284.4018 | 287.039 | 288.688 | 289.3864 | 289.1808 | 288.1243 | 286.2747 | 283.6922 | 280.4387 | 276.5764 | 272.1683 | 267.2781 | 261.9712 | 256.3151 | 250.3808 | 244.2429 | 237.98 | 231.6748 | 225.4129 | 219.2815 | 213.3676 | 207.756 | 202.2709 | 197.286 | 192.8544 | 189.0177 | 185.8043 | 183.2278 | 181.2864 | 179.9629 | 179.2261 | 179.031 | 0 |  | 2054 | 18.3786 | 25.6544 | 20.532 | 33.6319 | 20.6998 |  |  |  | 2054 | 55.9076 | 67.7903 | 59.0444 | 79.579 | 59.3075 | 263.7432 | 45.5904 | 0
82.23% | 0.10538 | 65 | 684948.9591 | 2060 | 35 | 16720.6722 | 2060 | 0 | 4.6014e-09 | 2.6078e-06 | 0.0015756 | 0.80427 | 73.2886 | 43.0816 | 72.2161 | 74.5693 | 103.8326 | 119.7412 | 205.6285 | 256.4168 | 278.3935 | 369.6546 | 634.2069 | 428.2668 | 924.5409 | 1025.9463 | 1928.3592 | 1814.3251 | 2364.6368 | 1766.4241 | 1444.1712 | 1304.1684 | 1802.6955 | 6168.5994 | 7076.8834 | 7953.9809 | 8861.3959 | 9788.865 | 10727.3344 | 11664.1515 | 12584.6428 | 13479.0054 | 14335.9843 | 15144.6399 | 15896.4897 | 16585.241 | 17202.5125 | 17746.9772 | 18214.3632 | 18603.4408 | 18912.4539 | 19142.5833 | 19298.9074 | 19384.0241 | 19398.7156 | 19356.8467 | 19260.4633 | 19118.9723 | 18944.4471 | 18743.4752 | 18526.32 | 18303.7558 | 18083.7409 | 17876.8466 | 17664.7053 | 17501.0948 | 17363.9129 | 17261.5713 | 17192.2011 | 17134.1124 | 17092.9356 | 17059.3118 | 16989.612 | 16720.6722 | 675401.5586 |  |  | 1 | 0.01 |  | 179.3217 | 0 | 0 | 0 | 232.1174 | 241.7538 | 250.5286 | 258.3842 | 265.3294 | 271.2906 | 276.2478 | 280.1895 | 283.1228 | 285.0688 | 286.0612 | 286.1431 | 285.3649 | 283.7817 | 281.4522 | 278.4365 | 274.7962 | 270.5935 | 265.8922 | 260.7574 | 255.2573 | 249.4633 | 243.4506 | 237.2989 | 231.0917 | 224.9156 | 218.8588 | 213.0096 | 207.4535 | 202.2709 | 197.286 | 192.8544 | 189.0177 | 185.8043 | 183.2278 | 181.2864 | 179.9629 | 179.2261 | 179.031 | 179.3217 |  | 2055 | 18.3786 | 25.1674 | 20.3527 | 33.4431 | 20.5232 |  |  |  | 2055 | 55.9076 | 66.9149 | 58.7532 | 79.2993 | 59.0207 | 263.7432 | 45.3433 | 0
|  |  |  | 2001 |  |  | 2001 | 6011.1317 | 2347.0263 | 3019.7399 | 4060.9877 | 4491.2968 | 853.7835 | 0 | 0 | 0 | 0 | 0 | 0 | 0 | 0 | 0 | 0 | 0 | 0 | 0 | 0 | 0 | 0 | 0 | 0 | 0 | 0 | 0 | 0 | 0 | 0 | 0 | 0 | 0 | 0 | 0 | 0 | 0 | 0 | 0 | 0 | 0 | 0 | 0 | 0 | 0 | 0 | 0 | 0 | 0 | 0 | 0 | 0 | 0 | 0 | 0 | 0 | 0 | 0 | 0 | 0 | 0 | 0 | 0 | 0 | 0 | 0 | 0 | 20783.9658 | 37.9848 | 85.1311 | 1 | [47 empty] | 2056 | 18.3786 | 24.6973 | 20.187 | 33.2509 | 20.3597 |  |  |  | 2056 | 55.9076 | 66.0612 | 58.4864 | 79.0116 | 58.7577 | 263.7432 | 45.1901 | 0
|  |  |  | 2002 |  |  | 2002 | 4612.793 | 1990.3022 | 2829.8532 | 4205.5162 | 5139.8765 | 1079.747 | 0 | 0 | 0 | 0 | 0 | 0 | 0 | 0 | 0 | 0 | 0 | 0 | 0 | 0 | 0 | 0 | 0 | 0 | 0 | 0 | 0 | 0 | 0 | 0 | 0 | 0 | 0 | 0 | 0 | 0 | 0 | 0 | 0 | 0 | 0 | 0 | 0 | 0 | 0 | 0 | 0 | 0 | 0 | 0 | 0 | 0 | 0 | 0 | 0 | 0 | 0 | 0 | 0 | 0 | 0 | 0 | 0 | 0 | 0 | 0 | 0 | 19858.0882 | 37.9848 | 85.1311 | 1 | [47 empty] | 2057 | 18.3786 | 24.2465 | 20.0337 | 33.0551 | 20.2084 |  |  |  | 2057 | 55.9076 | 65.2373 | 58.2423 | 78.7156 | 58.5169 | 263.7432 | 45.0815 | 0
|  |  |  | 2003 |  |  | 2003 | 3504.5508 | 1671.0166 | 2625.5419 | 4311.8896 | 5823.6368 | 1351.9385 | 0 | 0 | 0 | 0 | 0 | 0 | 0 | 0 | 0 | 0 | 0 | 0 | 0 | 0 | 0 | 0 | 0 | 0 | 0 | 0 | 0 | 0 | 0 | 0 | 0 | 0 | 0 | 0 | 0 | 0 | 0 | 0 | 0 | 0 | 0 | 0 | 0 | 0 | 0 | 0 | 0 | 0 | 0 | 0 | 0 | 0 | 0 | 0 | 0 | 0 | 0 | 0 | 0 | 0 | 0 | 0 | 0 | 0 | 0 | 0 | 0 | 19288.5741 | 37.9848 | 85.1311 | 1 | [47 empty] | 2058 | 18.3786 | 23.8171 | 19.892 | 32.8552 | 20.0682 |  |  |  | 2058 | 55.9076 | 64.4503 | 58.0193 | 78.4112 | 58.2964 | 263.7432 | 44.9928 | 0
|  |  |  | 2004 |  |  | 2004 | 2636.0971 | 1389.003 | 2411.7632 | 4377.0008 | 6532.7577 | 1675.917 | 0 | 0 | 0 | 0 | 0 | 0 | 0 | 0 | 0 | 0 | 0 | 0 | 0 | 0 | 0 | 0 | 0 | 0 | 0 | 0 | 0 | 0 | 0 | 0 | 0 | 0 | 0 | 0 | 0 | 0 | 0 | 0 | 0 | 0 | 0 | 0 | 0 | 0 | 0 | 0 | 0 | 0 | 0 | 0 | 0 | 0 | 0 | 0 | 0 | 0 | 0 | 0 | 0 | 0 | 0 | 0 | 0 | 0 | 0 | 0 | 0 | 19022.5388 | 37.9848 | 85.1311 | 1 | [47 empty] | 2059 | 18.3786 | 23.4105 | 19.7609 | 32.6512 | 19.9383 |  |  |  | 2059 | 55.9076 | 63.7059 | 57.8158 | 78.0981 | 58.095 | 263.7432 | 44.8089 | 0
|  |  |  | 2005 |  |  | 2005 | 1963.1392 | 1143.1054 | 2193.3658 | 4398.9223 | 7255.3687 | 2056.8791 | 0 | 0 | 0 | 0 | 0 | 0 | 0 | 0 | 0 | 0 | 0 | 0 | 0 | 0 | 0 | 0 | 0 | 0 | 0 | 0 | 0 | 0 | 0 | 0 | 0 | 0 | 0 | 0 | 0 | 0 | 0 | 0 | 0 | 0 | 0 | 0 | 0 | 0 | 0 | 0 | 0 | 0 | 0 | 0 | 0 | 0 | 0 | 0 | 0 | 0 | 0 | 0 | 0 | 0 | 0 | 0 | 0 | 0 | 0 | 0 | 0 | 19010.7804 | 37.9848 | 85.1311 | 1 | [47 empty] | 2060 | 18.3786 | 23.0274 | 19.6399 | 32.4427 | 19.8184 |  |  |  | 2060 | 55.9076 | 63.0083 | 57.6307 | 77.7763 | 57.9115 | 263.7432 | 44.0996 | 0
|  |  |  | 2006 |  |  | 2006 | 1447.443 | 931.3867 | 1974.9137 | 4377.0008 | 7977.7992 | 2499.342 | 63.4423 | 0 | 0 | 0 | 0 | 0 | 0 | 0 | 0 | 0 | 0 | 0 | 0 | 0 | 0 | 0 | 0 | 0 | 0 | 0 | 0 | 0 | 0 | 0 | 0 | 0 | 0 | 0 | 0 | 0 | 0 | 0 | 0 | 0 | 0 | 0 | 0 | 0 | 0 | 0 | 0 | 0 | 0 | 0 | 0 | 0 | 0 | 0 | 0 | 0 | 0 | 0 | 0 | 0 | 0 | 0 | 0 | 0 | 0 | 0 | 0 | 19271.3275 | 37.9848 | 85.1311 | 1
|  |  |  | 2007 |  |  | 2007 | 1056.6045 | 751.3364 | 1760.5398 | 4311.8896 | 8684.9512 | 3006.7912 | 80.6348 | 76.9403 | 0 | 0 | 0 | 0 | 0 | 0 | 0 | 0 | 0 | 0 | 0 | 0 | 0 | 0 | 0 | 0 | 0 | 0 | 0 | 0 | 0 | 0 | 0 | 0 | 0 | 0 | 0 | 0 | 0 | 0 | 0 | 0 | 0 | 0 | 0 | 0 | 0 | 0 | 0 | 0 | 0 | 0 | 0 | 0 | 0 | 0 | 0 | 0 | 0 | 0 | 0 | 0 | 0 | 0 | 0 | 0 | 0 | 0 | 0 | 19729.6878 | 37.9848 | 85.1311 | 1
|  |  |  | 2008 |  |  | 2008 | 763.632 | 600.0667 | 1553.8327 | 4205.5162 | 9360.7864 | 3581.3068 | 101.4675 | 97.7908 | 58.0143 | 0 | 0 | 0 | 0 | 0 | 0 | 0 | 0 | 0 | 0 | 0 | 0 | 0 | 0 | 0 | 0 | 0 | 0 | 0 | 0 | 0 | 0 | 0 | 0 | 0 | 0 | 0 | 0 | 0 | 0 | 0 | 0 | 0 | 0 | 0 | 0 | 0 | 0 | 0 | 0 | 0 | 0 | 0 | 0 | 0 | 0 | 0 | 0 | 0 | 0 | 0 | 0 | 0 | 0 | 0 | 0 | 0 | 0 | 20322.4135 | 37.9848 | 85.1311 | 1
|  |  |  | 2009 |  |  | 2009 | 546.4073 | 474.488 | 1357.761 | 4060.9877 | 9988.9068 | 4223.1883 | 126.4132 | 123.0559 | 73.736 | 59.5349 | 0 | 0 | 0 | 0 | 0 | 0 | 0 | 0 | 0 | 0 | 0 | 0 | 0 | 0 | 0 | 0 | 0 | 0 | 0 | 0 | 0 | 0 | 0 | 0 | 0 | 0 | 0 | 0 | 0 | 0 | 0 | 0 | 0 | 0 | 0 | 0 | 0 | 0 | 0 | 0 | 0 | 0 | 0 | 0 | 0 | 0 | 0 | 0 | 0 | 0 | 0 | 0 | 0 | 0 | 0 | 0 | 0 | 21034.4789 | 37.9848 | 85.1311 | 1
|  |  |  | 2010 |  |  | 2010 | 387.0878 | 371.4597 | 1174.6354 | 3882.4395 | 10553.2023 | 4930.603 | 155.9259 | 153.309 | 92.7863 | 75.6685 | 51.0664 | 0 | 0 | 0 | 0 | 0 | 0 | 0 | 0 | 0 | 0 | 0 | 0 | 0 | 0 | 0 | 0 | 0 | 0 | 0 | 0 | 0 | 0 | 0 | 0 | 0 | 0 | 0 | 0 | 0 | 0 | 0 | 0 | 0 | 0 | 0 | 0 | 0 | 0 | 0 | 0 | 0 | 0 | 0 | 0 | 0 | 0 | 0 | 0 | 0 | 0 | 0 | 0 | 0 | 0 | 0 | 0 | 21828.1836 | 37.9848 | 85.1311 | 1
|  |  |  | 2011 |  |  | 2011 | 271.4958 | 287.9113 | 1006.1054 | 3674.8397 | 11038.5298 | 5699.2839 | 190.4166 | 189.1009 | 115.5977 | 95.2182 | 64.9051 | 65.8269 | 0 | 0 | 0 | 0 | 0 | 0 | 0 | 0 | 0 | 0 | 0 | 0 | 0 | 0 | 0 | 0 | 0 | 0 | 0 | 0 | 0 | 0 | 0 | 0 | 0 | 0 | 0 | 0 | 0 | 0 | 0 | 0 | 0 | 0 | 0 | 0 | 0 | 0 | 0 | 0 | 0 | 0 | 0 | 0 | 0 | 0 | 0 | 0 | 0 | 0 | 0 | 0 | 0 | 0 | 0 | 22699.2312 | 37.9848 | 85.1311 | 1
|  |  |  | 2012 |  |  | 2012 | 188.5286 | 220.936 | 853.1876 | 3443.7592 | 11431.3857 | 6522.3067 | 230.2248 | 230.9299 | 142.5854 | 118.6274 | 81.674 | 83.6656 | 62.1801 | 0 | 0 | 0 | 0 | 0 | 0 | 0 | 0 | 0 | 0 | 0 | 0 | 0 | 0 | 0 | 0 | 0 | 0 | 0 | 0 | 0 | 0 | 0 | 0 | 0 | 0 | 0 | 0 | 0 | 0 | 0 | 0 | 0 | 0 | 0 | 0 | 0 | 0 | 0 | 0 | 0 | 0 | 0 | 0 | 0 | 0 | 0 | 0 | 0 | 0 | 0 | 0 | 0 | 0 | 23609.9911 | 37.9848 | 85.1311 | 1
|  |  |  | 2013 |  |  | 2013 | 129.6141 | 167.8552 | 716.3187 | 3195.1247 | 11720.5285 | 7389.9724 | 275.5878 | 279.2077 | 174.1252 | 146.3225 | 101.7534 | 105.2814 | 79.0306 | 51.6043 | 0 | 0 | 0 | 0 | 0 | 0 | 0 | 0 | 0 | 0 | 0 | 0 | 0 | 0 | 0 | 0 | 0 | 0 | 0 | 0 | 0 | 0 | 0 | 0 | 0 | 0 | 0 | 0 | 0 | 0 | 0 | 0 | 0 | 0 | 0 | 0 | 0 | 0 | 0 | 0 | 0 | 0 | 0 | 0 | 0 | 0 | 0 | 0 | 0 | 0 | 0 | 0 | 0 | 24532.3266 | 37.9848 | 85.1311 | 1
|  |  |  | 2014 |  |  | 2014 | 88.2242 | 126.2594 | 595.4273 | 2934.9691 | 11897.5129 | 8289.8197 | 326.6094 | 334.2222 | 210.5275 | 178.6889 | 125.509 | 131.1647 | 99.4488 | 65.5888 | 52.852 | 0 | 0 | 0 | 0 | 0 | 0 | 0 | 0 | 0 | 0 | 0 | 0 | 0 | 0 | 0 | 0 | 0 | 0 | 0 | 0 | 0 | 0 | 0 | 0 | 0 | 0 | 0 | 0 | 0 | 0 | 0 | 0 | 0 | 0 | 0 | 0 | 0 | 0 | 0 | 0 | 0 | 0 | 0 | 0 | 0 | 0 | 0 | 0 | 0 | 0 | 0 | 0 | 25456.8241 | 37.9848 | 85.1311 | 1
|  |  |  | 2015 |  |  | 2015 | 59.4544 | 94.0272 | 490.0177 | 2669.1927 | 11957.0997 | 9206.7855 | 383.2286 | 396.0991 | 252.0095 | 216.0453 | 153.2715 | 161.7867 | 123.8982 | 82.5343 | 67.1747 | 70.5716 | 0 | 0 | 0 | 0 | 0 | 0 | 0 | 0 | 0 | 0 | 0 | 0 | 0 | 0 | 0 | 0 | 0 | 0 | 0 | 0 | 0 | 0 | 0 | 0 | 0 | 0 | 0 | 0 | 0 | 0 | 0 | 0 | 0 | 0 | 0 | 0 | 0 | 0 | 0 | 0 | 0 | 0 | 0 | 0 | 0 | 0 | 0 | 0 | 0 | 0 | 0 | 26383.1968 | 37.9848 | 85.1311 | 1
|  |  |  | 2016 |  |  | 2016 | 39.6681 | 69.3272 | 399.2598 | 2403.3498 | 11897.5129 | 10123.5221 | 445.1925 | 464.7647 | 298.6658 | 258.6144 | 185.3142 | 197.5739 | 152.8238 | 102.8252 | 84.5299 | 89.6962 | 37.4213 | 0 | 0 | 0 | 0 | 0 | 0 | 0 | 0 | 0 | 0 | 0 | 0 | 0 | 0 | 0 | 0 | 0 | 0 | 0 | 0 | 0 | 0 | 0 | 0 | 0 | 0 | 0 | 0 | 0 | 0 | 0 | 0 | 0 | 0 | 0 | 0 | 0 | 0 | 0 | 0 | 0 | 0 | 0 | 0 | 0 | 0 | 0 | 0 | 0 | 0 | 27250.0617 | 37.9678 | 85.1118 | 1
|  |  |  | 2017 |  |  | 2017 | 26.2034 | 50.6075 | 322.0772 | 2142.4698 | 11720.5285 | 11020.871 | 512.0335 | 539.9121 | 350.4408 | 306.4935 | 221.8281 | 238.8783 | 186.6283 | 126.8311 | 105.3114 | 112.87 | 47.5623 | 64.0003 | 0 | 0 | 0 | 0 | 0 | 0 | 0 | 0 | 0 | 0 | 0 | 0 | 0 | 0 | 0 | 0 | 0 | 0 | 0 | 0 | 0 | 0 | 0 | 0 | 0 | 0 | 0 | 0 | 0 | 0 | 0 | 0 | 0 | 0 | 0 | 0 | 0 | 0 | 0 | 0 | 0 | 0 | 0 | 0 | 0 | 0 | 0 | 0 | 0 | 28095.5473 | 37.9356 | 85.0753 | 1
|  |  |  | 2018 |  |  | 2018 | 17.1371 | 36.5752 | 257.232 | 1890.9198 | 11431.3857 | 11878.4801 | 583.0552 | 620.9744 | 407.1033 | 359.6256 | 262.8967 | 285.9464 | 225.6445 | 154.886 | 129.8977 | 140.619 | 59.8504 | 81.344 | 56.7612 | 0 | 0 | 0 | 0 | 0 | 0 | 0 | 0 | 0 | 0 | 0 | 0 | 0 | 0 | 0 | 0 | 0 | 0 | 0 | 0 | 0 | 0 | 0 | 0 | 0 | 0 | 0 | 0 | 0 | 0 | 0 | 0 | 0 | 0 | 0 | 0 | 0 | 0 | 0 | 0 | 0 | 0 | 0 | 0 | 0 | 0 | 0 | 0 | 28880.3343 | 37.8999 | 85.0348 | 1 | [47 empty] | 0.69004 | [8 empty] | 0.69004
|  |  |  | 2019 |  |  | 2019 | 11.0962 | 26.1709 | 203.3999 | 1652.3125 | 11038.5298 | 12675.5409 | 657.3272 | 707.1067 | 468.2257 | 417.7731 | 308.4711 | 338.8857 | 270.105 | 187.2663 | 158.631 | 173.4482 | 74.5645 | 102.36 | 72.1432 | 86.0157 | 0 | 0 | 0 | 0 | 0 | 0 | 0 | 0 | 0 | 0 | 0 | 0 | 0 | 0 | 0 | 0 | 0 | 0 | 0 | 0 | 0 | 0 | 0 | 0 | 0 | 0 | 0 | 0 | 0 | 0 | 0 | 0 | 0 | 0 | 0 | 0 | 0 | 0 | 0 | 0 | 0 | 0 | 0 | 0 | 0 | 0 | 0 | 29629.3736 | 37.8447 | 84.9722 | 1 |  |  |  | 0 | 0 | 0 | 0 | 0 | 0 | 0 | 0 | 0 | 0 | 0 | 0 | 0 | 0 | 0 | 0 | 0 | 0 | 0 | 0 | 0 | 0 | 0 | 0 | 0 | 0 | 0 | 0 | 0 | 0 | 0 | 0 | 0 | 0 | 0 | 0 | 0 | 0 | 0 | 0 | 0 | 0 | 0 | 0 | 0.71123 | [8 empty] | 0.71123
|  |  |  | 2020 |  |  | 2020 | 7.1134 | 18.5401 | 159.2345 | 1429.4598 | 10553.2023 | 13391.6102 | 733.6927 | 797.1809 | 533.1709 | 480.4975 | 358.3475 | 397.6331 | 320.1115 | 224.1648 | 191.7941 | 211.8148 | 91.9726 | 127.5251 | 90.7821 | 109.3255 | 65.8155 | 0 | 0 | 0 | 0 | 0 | 0 | 0 | 0 | 0 | 0 | 0 | 0 | 0 | 0 | 0 | 0 | 0 | 0 | 0 | 0 | 0 | 0 | 0 | 0 | 0 | 0 | 0 | 0 | 0 | 0 | 0 | 0 | 0 | 0 | 0 | 0 | 0 | 0 | 0 | 0 | 0 | 0 | 0 | 0 | 0 | 0 | 30292.9887 | 37.7864 | 84.9059 | 1 |  |  |  | 0 | 0 | 0 | 0 | 0 | 0 | 0 | 0 | 0 | 0 | 0 | 0 | 0 | 0 | 0 | 0 | 0 | 0 | 0 | 0 | 0 | 0 | 0 | 0 | 0 | 0 | 0 | 0 | 0 | 0 | 0 | 0 | 0 | 0 | 0 | 0 | 0 | 0 | 0 | 0 | 0 | 0 | 0 | 0 | 0.73175 | [8 empty] | 0.73175
|  |  |  | 2021 |  |  | 2021 | 4.5148 | 13.0037 | 123.4196 | 1224.3691 | 9988.9068 | 14007.4722 | 810.7883 | 889.794 | 601.0885 | 547.1449 | 412.1497 | 461.9261 | 375.6043 | 265.666 | 229.5848 | 256.0965 | 112.3168 | 157.2974 | 113.1007 | 137.5708 | 83.6512 | 70.3606 | 0 | 0 | 0 | 0 | 0 | 0 | 0 | 0 | 0 | 0 | 0 | 0 | 0 | 0 | 0 | 0 | 0 | 0 | 0 | 0 | 0 | 0 | 0 | 0 | 0 | 0 | 0 | 0 | 0 | 0 | 0 | 0 | 0 | 0 | 0 | 0 | 0 | 0 | 0 | 0 | 0 | 0 | 0 | 0 | 0 | 30885.8267 | 37.7144 | 84.8243 | 1 |  |  |  | 0 | 0 | 0 | 0 | 0 | 0 | 0 | 0 | 0 | 0 | 0 | 0 | 0 | 0 | 0 | 0 | 0 | 0 | 0 | 0 | 0 | 0 | 0 | 0 | 0 | 0 | 0 | 0 | 0 | 0 | 0 | 0 | 0 | 0 | 0 | 0 | 0 | 0 | 0 | 0 | 0 | 0 | 0 | 0 | 0.75153 | [8 empty] | 0.75153
|  |  |  | 2022 |  |  | 2022 | 2.837 | 9.0298 | 94.7092 | 1038.2775 | 9360.7864 | 14505.9914 | 887.0772 | 983.2925 | 670.9204 | 616.8425 | 469.3169 | 531.2795 | 436.3354 | 311.7204 | 272.0895 | 306.5572 | 135.7976 | 192.0915 | 139.5055 | 171.3923 | 105.2633 | 89.4279 | 43.4815 | 0 | 0 | 0 | 0 | 0 | 0 | 0 | 0 | 0 | 0 | 0 | 0 | 0 | 0 | 0 | 0 | 0 | 0 | 0 | 0 | 0 | 0 | 0 | 0 | 0 | 0 | 0 | 0 | 0 | 0 | 0 | 0 | 0 | 0 | 0 | 0 | 0 | 0 | 0 | 0 | 0 | 0 | 0 | 0 | 31374.0225 | 37.6386 | 84.7383 | 1 |  |  |  | 0 | 0 | 0 | 0 | 0 | 0 | 0 | 0 | 0 | 0 | 0 | 0 | 0 | 0 | 0 | 0 | 0 | 0 | 0 | 0 | 0 | 0 | 0 | 0 | 0 | 0 | 0 | 0 | 0 | 0 | 0 | 0 | 0 | 0 | 0 | 0 | 0 | 0 | 0 | 0 | 0 | 0 | 0 | 0 | 0.77055 | [8 empty] | 0.77055
|  |  |  | 2023 |  |  | 2023 | 1.765 | 6.208 | 71.9549 | 871.7163 | 8684.9512 | 14872.9025 | 960.8953 | 1075.8128 | 741.42 | 688.5047 | 529.1005 | 604.9707 | 501.8467 | 362.1222 | 319.2574 | 363.3123 | 162.5549 | 232.2498 | 170.364 | 211.406 | 131.1421 | 112.5325 | 55.2648 | 29.6571 | 0 | 0 | 0 | 0 | 0 | 0 | 0 | 0 | 0 | 0 | 0 | 0 | 0 | 0 | 0 | 0 | 0 | 0 | 0 | 0 | 0 | 0 | 0 | 0 | 0 | 0 | 0 | 0 | 0 | 0 | 0 | 0 | 0 | 0 | 0 | 0 | 0 | 0 | 0 | 0 | 0 | 0 | 0 | 31761.9117 | 37.5539 | 84.6422 | 1 |  |  |  | 0 | 0 | 0 | 0 | 0 | 0 | 0 | 0 | 0 | 0 | 0 | 0 | 0 | 0 | 0 | 0 | 0 | 0 | 0 | 0 | 0 | 0 | 0 | 0 | 0 | 0 | 0 | 0 | 0 | 0 | 0 | 0 | 0 | 0 | 0 | 0 | 0 | 0 | 0 | 0 | 0 | 0 | 0 | 0 | 0.78877 | [8 empty] | 0.78877
|  |  |  | 2024 |  |  | 2024 | 1.0871 | 4.2256 | 54.1239 | 724.5988 | 7977.7992 | 15097.489 | 1030.5079 | 1165.3364 | 811.1819 | 760.852 | 590.5691 | 682.0344 | 571.4553 | 416.4912 | 370.8779 | 426.2942 | 192.6498 | 278.0118 | 205.9801 | 258.1689 | 161.7588 | 140.1984 | 69.543 | 37.6941 | 22.53 | 0 | 0 | 0 | 0 | 0 | 0 | 0 | 0 | 0 | 0 | 0 | 0 | 0 | 0 | 0 | 0 | 0 | 0 | 0 | 0 | 0 | 0 | 0 | 0 | 0 | 0 | 0 | 0 | 0 | 0 | 0 | 0 | 0 | 0 | 0 | 0 | 0 | 0 | 0 | 0 | 0 | 0 | 32051.4588 | 37.4568 | 84.532 | 1 |  |  |  | 0 | 0 | 0 | 0 | 0 | 0 | 0 | 0 | 0 | 0 | 0 | 0 | 0 | 0 | 0 | 0 | 0 | 0 | 0 | 0 | 0 | 0 | 0 | 0 | 0 | 0 | 0 | 0 | 0 | 0 | 0 | 0 | 0 | 0 | 0 | 0 | 0 | 0 | 0 | 0 | 0 | 0 | 0 | 0 | 0.80615 | [8 empty] | 0.80615
|  |  |  | 2025 |  |  | 2025 | 0.66295 | 2.8476 | 40.3069 | 596.3218 | 7255.3687 | 15173.1023 | 1094.1763 | 1249.7599 | 878.6843 | 832.4423 | 652.6255 | 761.2703 | 644.2497 | 474.2606 | 426.5614 | 495.2213 | 226.0466 | 329.4821 | 246.566 | 312.1413 | 197.5398 | 172.9295 | 86.64 | 47.4327 | 28.6355 | 26.4143 | 0 | 0 | 0 | 0 | 0 | 0 | 0 | 0 | 0 | 0 | 0 | 0 | 0 | 0 | 0 | 0 | 0 | 0 | 0 | 0 | 0 | 0 | 0 | 0 | 0 | 0 | 0 | 0 | 0 | 0 | 0 | 0 | 0 | 0 | 0 | 0 | 0 | 0 | 0 | 0 | 0 | 32251.6894 | 37.3421 | 84.4018 | 1 |  |  |  | 0 | 0 | 0 | 0 | 0 | 0 | 0 | 0 | 0 | 0 | 0 | 0 | 0 | 0 | 0 | 0 | 0 | 0 | 0 | 0 | 0 | 0 | 0 | 0 | 0 | 0 | 0 | 0 | 0 | 0 | 0 | 0 | 0 | 0 | 0 | 0 | 0 | 0 | 0 | 0 | 0 | 0 | 0 | 0 | 0.82268 | [8 empty] | 0.82268
|  |  |  | 2026 |  |  | 2026 | 0.40026 | 1.9 | 29.7187 | 485.8748 | 6532.7577 | 15097.489 | 1150.228 | 1326.9745 | 942.3411 | 901.7138 | 714.0325 | 841.2637 | 719.0959 | 534.6739 | 485.7276 | 569.5737 | 262.5958 | 386.5993 | 292.2145 | 373.6449 | 238.8371 | 211.1813 | 106.8672 | 59.094 | 36.0337 | 33.5725 | 25.8582 | 0 | 0 | 0 | 0 | 0 | 0 | 0 | 0 | 0 | 0 | 0 | 0 | 0 | 0 | 0 | 0 | 0 | 0 | 0 | 0 | 0 | 0 | 0 | 0 | 0 | 0 | 0 | 0 | 0 | 0 | 0 | 0 | 0 | 0 | 0 | 0 | 0 | 0 | 0 | 0 | 32360.2638 | 37.2093 | 84.2511 | 1 |  |  |  | 0 | 0 | 0 | 0 | 0 | 0 | 0 | 0 | 0 | 0 | 0 | 0 | 0 | 0 | 0 | 0 | 0 | 0 | 0 | 0 | 0 | 0 | 0 | 0 | 0 | 0 | 0 | 0 | 0 | 0 | 0 | 0 | 0 | 0 | 0 | 0 | 0 | 0 | 0 | 0 | 0 | 0 | 0 | 0 | 0.83834 | [8 empty] | 0.83834
|  |  |  | 2027 |  |  | 2027 | 0.23926 | 1.255 | 21.694 | 391.9483 | 5823.6368 | 14872.9025 | 1197.1298 | 1394.9518 | 1000.5622 | 967.0391 | 773.4506 | 920.4201 | 794.6577 | 596.7901 | 547.6016 | 648.5765 | 302.0219 | 449.1083 | 342.8712 | 442.8205 | 285.8971 | 255.3306 | 130.5062 | 72.8902 | 44.8926 | 42.2462 | 31.9943 | 27.0924 | 0 | 0 | 0 | 0 | 0 | 0 | 0 | 0 | 0 | 0 | 0 | 0 | 0 | 0 | 0 | 0 | 0 | 0 | 0 | 0 | 0 | 0 | 0 | 0 | 0 | 0 | 0 | 0 | 0 | 0 | 0 | 0 | 0 | 0 | 0 | 0 | 0 | 0 | 0 | 32380.5268 | 37.056 | 84.0716 |  |  |  |  | 0 | 0 | 0 | 0 | 0 | 0 | 0 | 0 | 0 | 0 | 0 | 0 | 0 | 0 | 0 | 0 | 0 | 0 | 0 | 0 | 0 | 0 | 0 | 0 | 0 | 0 | 0 | 0 | 0 | 0 | 0 | 0 | 0 | 0 | 0 | 0 | 0 | 0 | 0 | 0 | 0 | 0 | 0 | 0 | 0.85313 | [8 empty] | 0.85313
|  |  |  | 2028 |  |  | 2028 | 0.1416 | 0.8208 | 15.6788 | 313.0357 | 5139.8765 | 14505.9914 | 1233.557 | 1451.8325 | 1051.8183 | 1026.7861 | 829.4838 | 997.0127 | 869.4289 | 659.5001 | 611.2197 | 731.1948 | 343.9139 | 516.5372 | 398.3097 | 519.5854 | 338.8272 | 305.6404 | 157.7896 | 89.0134 | 55.3733 | 52.6324 | 39.297 | 33.5213 | 27.9531 | 0 | 0 | 0 | 0 | 0 | 0 | 0 | 0 | 0 | 0 | 0 | 0 | 0 | 0 | 0 | 0 | 0 | 0 | 0 | 0 | 0 | 0 | 0 | 0 | 0 | 0 | 0 | 0 | 0 | 0 | 0 | 0 | 0 | 0 | 0 | 0 | 0 | 0 | 32315.7726 | 36.881 | 83.866 |  |  |  |  | 0 | 0 | 0 | 0 | 0 | 0 | 0 | 0 | 0 | 0 | 0 | 0 | 0 | 0 | 0 | 0 | 0 | 0 | 0 | 0 | 0 | 0 | 0 | 0 | 0 | 0 | 0 | 0 | 0 | 0 | 0 | 0 | 0 | 0 | 0 | 0 | 0 | 0 | 0 | 0 | 0 | 0 | 0 | 0 | 0.86704 | [8 empty] | 0.86704
|  |  |  | 2029 |  |  | 2029 | 0.082966 | 0.53147 | 11.2187 | 247.5253 | 4491.2968 | 14007.4722 | 1258.4555 | 1496.01 | 1094.7074 | 1079.3856 | 880.7321 | 1069.2419 | 941.7783 | 721.554 | 675.446 | 816.142 | 387.7231 | 588.1836 | 458.1118 | 603.5967 | 397.5645 | 362.2257 | 188.8801 | 107.6224 | 67.6219 | 64.9201 | 47.9133 | 41.1725 | 34.5864 | 28.7334 | 0 | 0 | 0 | 0 | 0 | 0 | 0 | 0 | 0 | 0 | 0 | 0 | 0 | 0 | 0 | 0 | 0 | 0 | 0 | 0 | 0 | 0 | 0 | 0 | 0 | 0 | 0 | 0 | 0 | 0 | 0 | 0 | 0 | 0 | 0 | 0 | 0 | 32170.4357 | 36.6828 | 83.6322 |  |  |  |  | 0 | 0 | 0 | 0 | 0 | 0 | 0 | 0 | 0 | 0 | 0 | 0 | 0 | 0 | 0 | 0 | 0 | 0 | 0 | 0 | 0 | 0 | 0 | 0 | 0 | 0 | 0 | 0 | 0 | 0 | 0 | 0 | 0 | 0 | 0 | 0 | 0 | 0 | 0 | 0 | 0 | 0 | 0 | 0 | 0.88007 | [8 empty] | 0.88007
|  |  |  | 2030 |  |  | 2030 | 0.048129 | 0.3407 | 7.9476 | 193.7787 | 3885.541 | 13391.6102 | 1271.0926 | 1526.2059 | 1128.018 | 1123.3987 | 925.8497 | 1135.3034 | 1010.006 | 781.598 | 739.0002 | 901.9013 | 432.7671 | 663.1089 | 521.6542 | 694.2205 | 461.8463 | 425.0192 | 223.8488 | 128.8281 | 81.7588 | 79.2804 | 57.9915 | 50.2001 | 42.4806 | 35.5518 | 29.4307 | 0 | 0 | 0 | 0 | 0 | 0 | 0 | 0 | 0 | 0 | 0 | 0 | 0 | 0 | 0 | 0 | 0 | 0 | 0 | 0 | 0 | 0 | 0 | 0 | 0 | 0 | 0 | 0 | 0 | 0 | 0 | 0 | 0 | 0 | 0 | 0 | 31949.6273 | 36.4602 | 83.3685 |  |  |  |  | 0 | 0 | 0 | 0 | 0 | 0 | 0 | 0 | 0 | 0 | 0 | 0 | 0 | 0 | 0 | 0 | 0 | 0 | 0 | 0 | 0 | 0 | 0 | 0 | 0 | 0 | 0 | 0 | 0 | 0 | 0 | 0 | 0 | 0 | 0 | 0 | 0 | 0 | 0 | 0 | 0 | 0 | 0 | 0 | 0.89224 | [8 empty] | 0.89224
|  |  |  | 2031 |  |  | 2031 | 0.027642 | 0.21624 | 5.5743 | 150.1942 | 3328.0658 | 12675.5409 | 1271.0926 | 1541.5317 | 1150.7863 | 1157.5824 | 963.6022 | 1193.462 | 1072.4077 | 838.2214 | 800.496 | 986.7632 | 478.2418 | 740.1461 | 588.1047 | 790.5124 | 531.1878 | 493.7402 | 262.654 | 152.679 | 97.8684 | 95.8546 | 69.6762 | 60.7593 | 51.795 | 43.6664 | 36.4146 | 30.0492 | 0 | 0 | 0 | 0 | 0 | 0 | 0 | 0 | 0 | 0 | 0 | 0 | 0 | 0 | 0 | 0 | 0 | 0 | 0 | 0 | 0 | 0 | 0 | 0 | 0 | 0 | 0 | 0 | 0 | 0 | 0 | 0 | 0 | 0 | 0 | 31658.9142 | 36.2125 | 83.0736 |  |  |  |  | 0 | 0 | 0 | 0 | 0 | 0 | 0 | 0 | 0 | 0 | 0 | 0 | 0 | 0 | 0 | 0 | 0 | 0 | 0 | 0 | 0 | 0 | 0 | 0 | 0 | 0 | 0 | 0 | 0 | 0 | 0 | 0 | 0 | 0 | 0 | 0 | 0 | 0 | 0 | 0 | 0 | 0 | 0 | 0 | 0.90357 | [8 empty] | 0.90357
|  |  |  | 2032 |  |  | 2032 | 0.015718 | 0.13588 | 3.8708 | 115.2553 | 2822.2338 | 11878.4801 | 1258.4555 | 1541.5317 | 1162.3422 | 1180.9474 | 992.9235 | 1242.1267 | 1127.3443 | 890.0096 | 858.4885 | 1068.8766 | 523.2406 | 817.9198 | 656.4283 | 891.2112 | 604.8663 | 567.8702 | 305.1223 | 179.1466 | 115.9874 | 114.7416 | 83.1027 | 73.0016 | 62.6897 | 53.2408 | 44.7261 | 37.1799 | 30.5843 | 0 | 0 | 0 | 0 | 0 | 0 | 0 | 0 | 0 | 0 | 0 | 0 | 0 | 0 | 0 | 0 | 0 | 0 | 0 | 0 | 0 | 0 | 0 | 0 | 0 | 0 | 0 | 0 | 0 | 0 | 0 | 0 | 0 | 0 | 31304.0969 | 35.9391 | 82.7462 |  |  |  |  | 0 | 0 | 0 | 0.44978 | 0 | 0 | 0 | 0 | 0 | 0 | 0 | 0 | 0 | 0 | 0 | 0 | 0 | 0 | 0 | 0 | 0 | 0 | 0 | 0 | 0 | 0 | 0 | 0 | 0 | 0 | 0 | 0 | 0 | 0 | 0 | 0 | 0 | 0 | 0 | 0 | 0 | 0 | 0 | 0.44978 | 0.91408 | [8 empty] | 0.91408
|  |  |  | 2033 |  |  | 2033 | 0.0088488 | 0.084536 | 2.6612 | 87.5647 | 2369.4892 | 11020.871 | 1233.557 | 1526.2059 | 1162.3422 | 1192.8062 | 1012.965 | 1279.9231 | 1173.313 | 935.6024 | 911.5289 | 1146.312 | 566.782 | 894.8797 | 725.405 | 994.7484 | 681.9166 | 646.6367 | 350.9333 | 208.1126 | 136.0944 | 135.9845 | 98.3914 | 87.0689 | 75.321 | 64.4396 | 54.5329 | 45.6661 | 37.8419 | 31.0285 | 0 | 0 | 0 | 0 | 0 | 0 | 0 | 0 | 0 | 0 | 0 | 0 | 0 | 0 | 0 | 0 | 0 | 0 | 0 | 0 | 0 | 0 | 0 | 0 | 0 | 0 | 0 | 0 | 0 | 0 | 0 | 0 | 0 | 30891.0187 | 35.64 | 82.3857 |  |  |  |  | 0 | 0 | 0 | 0.51756 | 0.45689 | 0 | 0 | 0 | 0 | 0 | 0 | 0 | 0 | 0 | 0 | 0 | 0 | 0 | 0 | 0 | 0 | 0 | 0 | 0 | 0 | 0 | 0 | 0 | 0 | 0 | 0 | 0 | 0 | 0 | 0 | 0 | 0 | 0 | 0 | 0 | 0 | 0 | 0 | 0.97445 | 0.92378 | [8 empty] | 0.92378
|  |  |  | 2034 |  |  | 2034 | 0.0049321 | 0.052069 | 1.8114 | 65.8655 | 1969.596 | 10123.5221 | 1197.1298 | 1496.01 | 1150.7863 | 1192.8062 | 1023.1369 | 1305.7575 | 1209.0154 | 973.7526 | 958.2241 | 1217.1352 | 607.8429 | 969.347 | 793.66 | 1099.2754 | 761.1389 | 729.008 | 399.6095 | 239.3586 | 158.0994 | 159.558 | 115.6406 | 103.0873 | 89.8352 | 77.4234 | 66.0035 | 55.6789 | 46.4793 | 38.3915 | 31.3876 | 0 | 0 | 0 | 0 | 0 | 0 | 0 | 0 | 0 | 0 | 0 | 0 | 0 | 0 | 0 | 0 | 0 | 0 | 0 | 0 | 0 | 0 | 0 | 0 | 0 | 0 | 0 | 0 | 0 | 0 | 0 | 0 | 30425.4311 | 35.3156 | 81.9919 |  |  |  |  | 0 | 0 | 0 | 0.59341 | 0.52574 | 0.46254 | 0 | 0 | 0 | 0 | 0 | 0 | 0 | 0 | 0 | 0 | 0 | 0 | 0 | 0 | 0 | 0 | 0 | 0 | 0 | 0 | 0 | 0 | 0 | 0 | 0 | 0 | 0 | 0 | 0 | 0 | 0 | 0 | 0 | 0 | 0 | 0 | 0 | 1.5817 | 0.93271 | [8 empty] | 0.93271
|  |  |  | 2035 |  |  | 2035 | 0.0027217 | 0.031753 | 1.2207 | 49.051 | 1620.9149 | 9206.7855 | 1150.228 | 1451.8325 | 1128.018 | 1180.9474 | 1023.1369 | 1318.8696 | 1233.4186 | 1003.3827 | 997.2967 | 1279.4858 | 645.3976 | 1039.572 | 859.7043 | 1202.7087 | 841.1185 | 813.7011 | 450.5135 | 272.5589 | 181.8364 | 185.3568 | 134.9195 | 121.1598 | 106.3625 | 92.3428 | 79.3024 | 67.3906 | 56.6704 | 47.1543 | 38.8359 | 31.6628 | 0 | 0 | 0 | 0 | 0 | 0 | 0 | 0 | 0 | 0 | 0 | 0 | 0 | 0 | 0 | 0 | 0 | 0 | 0 | 0 | 0 | 0 | 0 | 0 | 0 | 0 | 0 | 0 | 0 | 0 | 0 | 29912.8914 | 34.9669 | 81.565 |  |  |  |  | 0 | 0 | 0 | 0.67793 | 0.60279 | 0.53224 | 0.46676 | 0 | 0 | 0 | 0 | 0 | 0 | 0 | 0 | 0 | 0 | 0 | 0 | 0 | 0 | 0 | 0 | 0 | 0 | 0 | 0 | 0 | 0 | 0 | 0 | 0 | 0 | 0 | 0 | 0 | 0 | 0 | 0 | 0 | 0 | 0 | 0 | 2.2797 | 0.94091 | [8 empty] | 0.94091
|  |  |  | 2036 |  |  | 2036 | 0.001487 | 0.019171 | 0.81446 | 36.1658 | 1320.6994 | 8289.8197 | 1094.1763 | 1394.9518 | 1094.7074 | 1157.5824 | 1012.965 | 1318.8696 | 1245.8043 | 1023.6353 | 1027.6432 | 1331.6582 | 678.4596 | 1103.8003 | 921.9862 | 1302.792 | 920.2612 | 899.2039 | 502.8522 | 307.2786 | 207.058 | 213.1862 | 156.2609 | 141.3588 | 125.0092 | 109.3314 | 94.5839 | 80.969 | 68.5906 | 57.4934 | 47.7001 | 39.1763 | 31.8546 | 0 | 0 | 0 | 0 | 0 | 0 | 0 | 0 | 0 | 0 | 0 | 0 | 0 | 0 | 0 | 0 | 0 | 0 | 0 | 0 | 0 | 0 | 0 | 0 | 0 | 0 | 0 | 0 | 0 | 0 | 29358.7199 | 34.5878 | 81.0968 |  |  |  |  | 0 | 0 | 0 | 0.7717 | 0.68864 | 0.61024 | 0.53709 | 0.46967 | 0 | 0 | 0 | 0 | 0 | 0 | 0 | 0 | 0 | 0 | 0 | 0 | 0 | 0 | 0 | 0 | 0 | 0 | 0 | 0 | 0 | 0 | 0 | 0 | 0 | 0 | 0 | 0 | 0 | 0 | 0 | 0 | 0 | 0 | 0 | 3.0773 | 0.94839 | [8 empty] | 0.94839
|  |  |  | 2037 |  |  | 2037 | 0.00080434 | 0.01146 | 0.53801 | 26.4003 | 1065.3894 | 7389.9724 | 1030.5079 | 1326.9745 | 1051.8183 | 1123.3987 | 992.9235 | 1305.7575 | 1245.8043 | 1033.9144 | 1048.3855 | 1372.1789 | 706.1245 | 1160.3451 | 978.9497 | 1397.1736 | 996.8406 | 983.812 | 555.6914 | 342.9769 | 233.4339 | 242.7562 | 179.6541 | 163.7188 | 145.85 | 128.4986 | 111.9848 | 96.5716 | 82.4108 | 69.5868 | 58.1589 | 48.1182 | 39.4137 | 31.9674 | 0 | 0 | 0 | 0 | 0 | 0 | 0 | 0 | 0 | 0 | 0 | 0 | 0 | 0 | 0 | 0 | 0 | 0 | 0 | 0 | 0 | 0 | 0 | 0 | 0 | 0 | 0 | 0 | 0 | 28768.0137 | 34.1854 | 80.5947 |  |  |  |  | 0 | 0 | 0 | 0.8753 | 0.7839 | 0.69716 | 0.6158 | 0.54045 | 0.47125 | 0 | 0 | 0 | 0 | 0 | 0 | 0 | 0 | 0 | 0 | 0 | 0 | 0 | 0 | 0 | 0 | 0 | 0 | 0 | 0 | 0 | 0 | 0 | 0 | 0 | 0 | 0 | 0 | 0 | 0 | 0 | 0 | 0 | 0 | 3.9839 | 0.95521 | [8 empty] | 0.95521
|  |  |  | 2038 |  |  | 2038 | 0.00043076 | 0.006782 | 0.35186 | 19.0801 | 850.8901 | 6522.3067 | 960.8953 | 1249.7599 | 1000.5622 | 1079.3856 | 963.6022 | 1279.9231 | 1233.4186 | 1033.9144 | 1058.9131 | 1399.8754 | 727.611 | 1207.6594 | 1029.0986 | 1483.4959 | 1069.0574 | 1065.6798 | 607.9776 | 379.0165 | 260.5533 | 273.6795 | 205.0385 | 188.2285 | 168.9204 | 149.9211 | 131.6171 | 114.3383 | 98.2913 | 83.6077 | 70.3922 | 58.6687 | 48.4098 | 39.5533 | 32.0072 | 0 | 0 | 0 | 0 | 0 | 0 | 0 | 0 | 0 | 0 | 0 | 0 | 0 | 0 | 0 | 0 | 0 | 0 | 0 | 0 | 0 | 0 | 0 | 0 | 0 | 0 | 0 | 0 | 28145.709 | 33.7616 | 80.0593 |  |  |  |  | 0 | 0 | 0 | 0.98923 | 0.88913 | 0.79359 | 0.70351 | 0.61965 | 0.54226 | 0.47155 | 0 | 0 | 0 | 0 | 0 | 0 | 0 | 0 | 0 | 0 | 0 | 0 | 0 | 0 | 0 | 0 | 0 | 0 | 0 | 0 | 0 | 0 | 0 | 0 | 0 | 0 | 0 | 0 | 0 | 0 | 0 | 0 | 0 | 5.0089 | 0.9614 | [8 empty] | 0.9614
|  |  |  | 2039 |  |  | 2039 | 0.00022839 | 0.0039737 | 0.22783 | 13.6525 | 672.8205 | 5699.2839 | 887.0772 | 1165.3364 | 942.3411 | 1026.7861 | 925.8497 | 1242.1267 | 1209.0154 | 1023.6353 | 1058.9131 | 1413.9327 | 742.2973 | 1244.407 | 1071.0613 | 1559.4914 | 1135.1075 | 1142.8836 | 658.5704 | 414.679 | 287.9319 | 305.4745 | 232.2975 | 214.8244 | 194.2088 | 173.6355 | 153.5595 | 134.3832 | 116.3743 | 99.7188 | 84.5754 | 71.0093 | 59.0242 | 48.5812 | 39.6025 | 31.9734 | 0 | 0 | 0 | 0 | 0 | 0 | 0 | 0 | 0 | 0 | 0 | 0 | 0 | 0 | 0 | 0 | 0 | 0 | 0 | 0 | 0 | 0 | 0 | 0 | 0 | 0 | 0 | 27496.6746 | 33.3181 | 79.4916 |  |  |  |  | 0 | 0 | 0 | 1.114 | 1.0049 | 0.90012 | 0.80083 | 0.70791 | 0.62173 | 0.5426 | 0.47061 | 0 | 0 | 0 | 0 | 0 | 0 | 0 | 0 | 0 | 0 | 0 | 0 | 0 | 0 | 0 | 0 | 0 | 0 | 0 | 0 | 0 | 0 | 0 | 0 | 0 | 0 | 0 | 0 | 0 | 0 | 0 | 0 | 6.1626 | 0.967 | [8 empty] | 0.967
|  |  |  | 2040 |  |  | 2040 | 0.00011989 | 0.0023052 | 0.14605 | 9.6718 | 526.727 | 4930.603 | 810.7883 | 1075.8128 | 878.6843 | 967.0391 | 880.7321 | 1193.462 | 1173.313 | 1003.3827 | 1048.3855 | 1413.9327 | 749.7513 | 1269.5246 | 1103.6524 | 1623.0813 | 1193.256 | 1213.495 | 706.281 | 449.1865 | 315.0241 | 337.5734 | 261.2553 | 243.3845 | 221.6496 | 199.6298 | 177.8494 | 156.7867 | 136.7761 | 118.0644 | 100.873 | 85.3168 | 71.4396 | 59.2332 | 48.6417 | 39.5607 | 31.8762 | 0 | 0 | 0 | 0 | 0 | 0 | 0 | 0 | 0 | 0 | 0 | 0 | 0 | 0 | 0 | 0 | 0 | 0 | 0 | 0 | 0 | 0 | 0 | 0 | 0 | 0 | 26825.845 | 32.8571 | 78.8924 |  |  |  |  | 0 | 0 | 0 | 1.2499 | 1.1316 | 1.0173 | 0.90833 | 0.80583 | 0.71029 | 0.62212 | 0.54152 | 0.46849 | 0 | 0 | 0 | 0 | 0 | 0 | 0 | 0 | 0 | 0 | 0 | 0 | 0 | 0 | 0 | 0 | 0 | 0 | 0 | 0 | 0 | 0 | 0 | 0 | 0 | 0 | 0 | 0 | 0 | 0 | 0 | 7.4554 | 0.97204 | [8 empty] | 0.97204
|  |  |  | 2041 |  |  | 2041 | 6.2312e-05 | 0.001324 | 0.092696 | 6.7836 | 408.2561 | 4223.1883 | 733.6927 | 983.2925 | 811.1819 | 901.7138 | 829.4838 | 1135.3034 | 1127.3443 | 973.7526 | 1027.6432 | 1399.8754 | 749.7513 | 1282.2728 | 1125.9289 | 1672.4697 | 1241.9123 | 1275.6591 | 749.9175 | 481.7281 | 341.2388 | 369.3364 | 291.6734 | 273.7243 | 251.1171 | 227.8365 | 204.4745 | 181.5871 | 159.5786 | 138.7626 | 119.4309 | 101.7572 | 85.8338 | 71.6925 | 59.307 | 48.5903 | 39.4405 | 31.7174 | 0 | 0 | 0 | 0 | 0 | 0 | 0 | 0 | 0 | 0 | 0 | 0 | 0 | 0 | 0 | 0 | 0 | 0 | 0 | 0 | 0 | 0 | 0 | 0 | 0 | 26138.3443 | 32.3806 | 78.2627 |  |  |  |  | 0 | 0 | 0 | 1.3975 | 1.2697 | 1.1456 | 1.0266 | 0.914 | 0.80854 | 0.71073 | 0.62088 | 0.53908 | 0.46527 | 0 | 0 | 0 | 0 | 0 | 0 | 0 | 0 | 0 | 0 | 0 | 0 | 0 | 0 | 0 | 0 | 0 | 0 | 0 | 0 | 0 | 0 | 0 | 0 | 0 | 0 | 0 | 0 | 0 | 0 | 8.8978 | 0.97656 | [8 empty] | 0.97656
|  |  |  | 2042 |  |  | 2042 | 3.2062e-05 | 0.00075283 | 0.058248 | 4.7106 | 313.2856 | 3581.3068 | 657.3272 | 889.794 | 741.42 | 832.4423 | 773.4506 | 1069.2419 | 1072.4077 | 935.6024 | 997.2967 | 1372.1789 | 742.2973 | 1282.2728 | 1137.2352 | 1706.2274 | 1279.7022 | 1327.6755 | 788.3337 | 511.491 | 365.96 | 400.0707 | 323.251 | 305.5942 | 282.4209 | 258.1265 | 233.3659 | 208.7718 | 184.8206 | 161.8962 | 140.3686 | 120.4779 | 102.3739 | 86.1377 | 71.7817 | 59.2444 | 48.4426 | 39.244 | 31.5017 | 0 | 0 | 0 | 0 | 0 | 0 | 0 | 0 | 0 | 0 | 0 | 0 | 0 | 0 | 0 | 0 | 0 | 0 | 0 | 0 | 0 | 0 | 0 | 0 | 25439.609 | 31.8909 | 77.6033 |  |  |  |  | 0 | 0 | 0 | 1.5568 | 1.4196 | 1.2854 | 1.156 | 1.033 | 0.91708 | 0.80905 | 0.70931 | 0.61809 | 0.53538 | 0.46104 | 0 | 0 | 0 | 0 | 0 | 0 | 0 | 0 | 0 | 0 | 0 | 0 | 0 | 0 | 0 | 0 | 0 | 0 | 0 | 0 | 0 | 0 | 0 | 0 | 0 | 0 | 0 | 0 | 0 | 10.5007 | 0.98061 | [8 empty] | 0.98061
|  |  |  | 2043 |  |  | 2043 | 1.6334e-05 | 0.00042383 | 0.036238 | 3.2385 | 238.0174 | 3006.7912 | 583.0552 | 797.1809 | 670.9204 | 760.852 | 714.0325 | 997.0127 | 1010.006 | 890.0096 | 958.2241 | 1331.6582 | 727.611 | 1269.5246 | 1137.2352 | 1723.3609 | 1305.5321 | 1368.075 | 820.4789 | 537.6933 | 388.5703 | 429.0541 | 355.6264 | 338.6788 | 315.3033 | 290.3041 | 264.391 | 238.2703 | 212.4894 | 187.5048 | 163.77 | 141.5991 | 121.208 | 102.7364 | 86.2449 | 71.706 | 59.0643 | 48.2013 | 38.9771 | 31.2307 | 0 | 0 | 0 | 0 | 0 | 0 | 0 | 0 | 0 | 0 | 0 | 0 | 0 | 0 | 0 | 0 | 0 | 0 | 0 | 0 | 0 | 0 | 0 | 24735.4765 | 31.3898 | 76.9147 |  |  |  |  | 0 | 0 | 0 | 1.7281 | 1.5814 | 1.4371 | 1.2971 | 1.1632 | 1.0365 | 0.91766 | 0.80743 | 0.70612 | 0.61384 | 0.53051 | 0.45587 | 0 | 0 | 0 | 0 | 0 | 0 | 0 | 0 | 0 | 0 | 0 | 0 | 0 | 0 | 0 | 0 | 0 | 0 | 0 | 0 | 0 | 0 | 0 | 0 | 0 | 0 | 0 | 0 | 12.2748 | 0.98422 | [8 empty] | 0.98422
|  |  |  | 2044 |  |  | 2044 | 8.2385e-06 | 0.00023623 | 0.022321 | 2.2044 | 179.035 | 2499.342 | 512.0335 | 707.1067 | 601.0885 | 688.5047 | 652.6255 | 920.4201 | 941.7783 | 838.2214 | 911.5289 | 1279.4858 | 706.1245 | 1244.407 | 1125.9289 | 1723.3609 | 1318.642 | 1395.6887 | 845.4451 | 559.6183 | 408.4757 | 455.5625 | 388.3823 | 372.5994 | 349.4391 | 324.1044 | 297.3494 | 269.9474 | 242.5132 | 215.5754 | 189.675 | 165.2057 | 142.4572 | 121.6371 | 102.8642 | 86.1539 | 71.488 | 58.77 | 47.8735 | 38.6417 | 30.9088 | 0 | 0 | 0 | 0 | 0 | 0 | 0 | 0 | 0 | 0 | 0 | 0 | 0 | 0 | 0 | 0 | 0 | 0 | 0 | 0 | 0 | 0 | 24032.2364 | 30.8793 | 76.1976 |  |  |  |  | 0 | 0 | 0 | 1.9113 | 1.7554 | 1.601 | 1.4502 | 1.3052 | 1.1672 | 1.0371 | 0.91582 | 0.8038 | 0.70128 | 0.60826 | 0.52457 | 0.44986 | 0 | 0 | 0 | 0 | 0 | 0 | 0 | 0 | 0 | 0 | 0 | 0 | 0 | 0 | 0 | 0 | 0 | 0 | 0 | 0 | 0 | 0 | 0 | 0 | 0 | 0 | 0 | 14.2309 | 0.98742 | [8 empty] | 0.98742
|  |  |  | 2045 |  |  | 2045 | 4.1138e-06 | 0.00013036 | 0.013612 | 1.4855 | 133.3299 | 2056.8791 | 445.1925 | 620.9744 | 533.1709 | 616.8425 | 590.5691 | 841.2637 | 869.4289 | 781.598 | 858.4885 | 1217.1352 | 678.4596 | 1207.6594 | 1103.6524 | 1706.2274 | 1318.642 | 1409.7039 | 862.5098 | 576.6468 | 425.1318 | 478.8998 | 421.0522 | 406.9186 | 384.4374 | 359.193 | 331.97 | 303.5986 | 274.7544 | 246.0353 | 218.0705 | 191.3378 | 166.2068 | 142.9616 | 121.7885 | 102.7556 | 85.892 | 71.1319 | 58.3703 | 47.4616 | 38.2434 | 30.5446 | 0 | 0 | 0 | 0 | 0 | 0 | 0 | 0 | 0 | 0 | 0 | 0 | 0 | 0 | 0 | 0 | 0 | 0 | 0 | 0 | 0 | 23336.6289 | 30.3613 | 75.4525 |  |  |  |  | 0 | 0 | 0 | 2.1063 | 1.9415 | 1.7771 | 1.6156 | 1.4593 | 1.3096 | 1.1679 | 1.035 | 0.9117 | 0.79828 | 0.6949 | 0.60144 | 0.51764 | 0.44308 | 0 | 0 | 0 | 0 | 0 | 0 | 0 | 0 | 0 | 0 | 0 | 0 | 0 | 0 | 0 | 0 | 0 | 0 | 0 | 0 | 0 | 0 | 0 | 0 | 0 | 0 | 16.3793 | 0.99025 | [8 empty] | 0.99025
|  |  |  | 2046 |  |  | 2046 | 2.0341e-06 | 7.1222e-05 | 0.0082181 | 0.99115 | 98.3055 | 1675.917 | 383.2286 | 539.9121 | 468.2257 | 547.1449 | 529.1005 | 761.2703 | 794.6577 | 721.554 | 800.496 | 1146.312 | 645.3976 | 1160.3451 | 1071.0613 | 1672.4697 | 1305.5321 | 1409.7039 | 871.1709 | 588.286 | 438.068 | 498.4274 | 453.131 | 441.1479 | 419.847 | 395.1683 | 367.9102 | 338.9467 | 309.0048 | 278.7447 | 248.8829 | 219.9822 | 192.4972 | 166.7953 | 143.1395 | 121.66 | 102.4433 | 85.4641 | 70.6481 | 57.8681 | 46.9723 | 37.7928 | 30.1413 | 0 | 0 | 0 | 0 | 0 | 0 | 0 | 0 | 0 | 0 | 0 | 0 | 0 | 0 | 0 | 0 | 0 | 0 | 0 | 0 | 22655.7735 | 29.8373 | 74.68 |  |  |  |  | 0 | 0 | 0 | 2.3129 | 2.1396 | 1.9655 | 1.7933 | 1.6256 | 1.4642 | 1.3104 | 1.1655 | 1.0304 | 0.90544 | 0.79102 | 0.68711 | 0.59351 | 0.50984 | 0.43561 | 0 | 0 | 0 | 0 | 0 | 0 | 0 | 0 | 0 | 0 | 0 | 0 | 0 | 0 | 0 | 0 | 0 | 0 | 0 | 0 | 0 | 0 | 0 | 0 | 0 | 18.7301 | 0.99275 | [8 empty] | 0.99275
|  |  |  | 2047 |  |  | 2047 | 9.955e-07 | 3.8525e-05 | 0.0049124 | 0.65472 | 71.7611 | 1351.9385 | 326.6094 | 464.7647 | 407.1033 | 480.4975 | 469.3169 | 682.0344 | 719.0959 | 659.5001 | 739.0002 | 1068.8766 | 607.8429 | 1103.8003 | 1029.0986 | 1623.0813 | 1279.7022 | 1395.6887 | 871.1709 | 594.1935 | 446.9101 | 513.594 | 484.0864 | 474.7577 | 455.1637 | 431.5662 | 404.7585 | 375.6422 | 344.9824 | 313.4925 | 281.9709 | 251.0647 | 221.3153 | 193.1788 | 167.0029 | 142.9884 | 121.2902 | 101.9329 | 84.8829 | 70.0403 | 57.2716 | 46.419 | 37.2937 | 29.6975 | 0 | 0 | 0 | 0 | 0 | 0 | 0 | 0 | 0 | 0 | 0 | 0 | 0 | 0 | 0 | 0 | 0 | 0 | 0 | 21997.0396 | 29.3092 | 73.8811 |  |  |  |  | 0 | 0 | 0 | 2.5307 | 2.3495 | 2.1661 | 1.9834 | 1.8045 | 1.6311 | 1.4651 | 1.3078 | 1.1603 | 1.0233 | 0.89721 | 0.78215 | 0.67804 | 0.58456 | 0.50125 | 0.42754 | 0 | 0 | 0 | 0 | 0 | 0 | 0 | 0 | 0 | 0 | 0 | 0 | 0 | 0 | 0 | 0 | 0 | 0 | 0 | 0 | 0 | 0 | 0 | 0 | 21.2925 | 0.99495 | [8 empty] | 0.99495
|  |  |  | 2048 |  |  | 2048 | 4.8231e-07 | 2.0632e-05 | 0.0029072 | 0.42819 | 51.8634 | 1079.747 | 275.5878 | 396.0991 | 350.4408 | 417.7731 | 412.1497 | 604.9707 | 644.2497 | 596.7901 | 675.446 | 986.7632 | 566.782 | 1039.572 | 978.9497 | 1559.4914 | 1241.9123 | 1368.075 | 862.5098 | 594.1935 | 451.3979 | 523.9605 | 513.3731 | 507.1904 | 489.8414 | 467.8687 | 442.0398 | 413.2649 | 382.3313 | 349.9926 | 317.1209 | 284.4428 | 252.5861 | 222.0989 | 193.4193 | 166.8266 | 142.5538 | 120.6859 | 101.2397 | 84.1526 | 69.3183 | 56.5969 | 45.806 | 36.7447 | 29.2314 | 0 | 0 | 0 | 0 | 0 | 0 | 0 | 0 | 0 | 0 | 0 | 0 | 0 | 0 | 0 | 0 | 0 | 0 | 21367.8819 | 28.7784 | 73.0573 |  |  |  |  | 0 | 0 | 0 | 2.759 | 2.5707 | 2.3785 | 2.1858 | 1.9958 | 1.8106 | 1.6321 | 1.4622 | 1.3019 | 1.1523 | 1.014 | 0.88715 | 0.77183 | 0.66782 | 0.57471 | 0.49197 | 0.41894 | 0 | 0 | 0 | 0 | 0 | 0 | 0 | 0 | 0 | 0 | 0 | 0 | 0 | 0 | 0 | 0 | 0 | 0 | 0 | 0 | 0 | 0 | 0 | 24.0754 | 0.99687 | [8 empty] | 0.99687
|  |  |  | 2049 |  |  | 2049 | 2.3184e-07 | 1.0939e-05 | 0.0017034 | 0.27725 | 37.1102 | 853.7835 | 230.2248 | 334.2222 | 298.6658 | 359.6256 | 358.3475 | 531.2795 | 571.4553 | 534.6739 | 611.2197 | 901.9013 | 523.2406 | 969.347 | 921.9862 | 1483.4959 | 1193.256 | 1327.6755 | 845.4451 | 588.286 | 451.3979 | 529.222 | 540.4488 | 537.8749 | 523.3045 | 503.5144 | 479.2234 | 451.3297 | 420.624 | 387.884 | 354.0435 | 319.9009 | 286.1665 | 253.4805 | 222.3753 | 193.2151 | 166.3196 | 141.8436 | 119.8652 | 100.3687 | 83.2851 | 68.5017 | 55.8495 | 45.1316 | 36.168 | 28.7417 | 0 | 0 | 0 | 0 | 0 | 0 | 0 | 0 | 0 | 0 | 0 | 0 | 0 | 0 | 0 | 0 | 0 | 20775.6002 | 28.2468 | 72.2108 |  |  |  |  | 0 | 0 | 0 | 2.9971 | 2.8026 | 2.6025 | 2.4002 | 2.1995 | 2.0025 | 1.8117 | 1.6289 | 1.4556 | 1.293 | 1.1419 | 1.0026 | 0.87544 | 0.7602 | 0.65657 | 0.56407 | 0.48207 | 0.40988 | 0 | 0 | 0 | 0 | 0 | 0 | 0 | 0 | 0 | 0 | 0 | 0 | 0 | 0 | 0 | 0 | 0 | 0 | 0 | 0 | 0 | 0 | 27.0862 | 0.99854 | [8 empty] | 0.99854
|  |  |  | 2050 |  |  | 2050 | 1.0979e-07 | 5.7424e-06 | 0.00098817 | 0.17773 | 26.2897 | 668.3965 | 190.4166 | 279.2077 | 252.0095 | 306.4935 | 308.4711 | 461.9261 | 501.8467 | 474.2606 | 547.6016 | 816.142 | 478.2418 | 894.8797 | 859.7043 | 1397.1736 | 1135.1075 | 1275.6591 | 820.4789 | 576.6468 | 446.9101 | 529.222 | 564.7903 | 566.2429 | 554.9639 | 537.9116 | 515.734 | 489.2947 | 459.3666 | 426.7328 | 392.3734 | 357.1471 | 321.8395 | 287.1797 | 253.7959 | 222.1406 | 192.6278 | 165.4909 | 140.879 | 118.8339 | 99.334 | 82.3039 | 67.597 | 55.0273 | 44.4233 | 35.5621 | 28.2378 | 0 | 0 | 0 | 0 | 0 | 0 | 0 | 0 | 0 | 0 | 0 | 0 | 0 | 0 | 0 | 0 | 20227.0943 | 27.7165 | 71.3447 |  |  |  |  | 0 | 0 | 0 | 3.244 | 3.0445 | 2.8372 | 2.6262 | 2.4152 | 2.2069 | 2.0038 | 1.8081 | 1.6216 | 1.4456 | 1.2812 | 1.1291 | 0.9894 | 0.86225 | 0.74739 | 0.64441 | 0.55272 | 0.47164 | 0.40043 | 0 | 0 | 0 | 0 | 0 | 0 | 0 | 0 | 0 | 0 | 0 | 0 | 0 | 0 | 0 | 0 | 0 | 0 | 0 | 0 | 0 | 30.3315 | 1 | [8 empty] | 1
|  |  |  | 2051 |  |  | 2051 | 5.1466e-08 | 2.9845e-06 | 0.00056754 | 0.11281 | 18.4391 | 518.0614 | 155.9259 | 230.9299 | 210.5275 | 258.6144 | 262.8967 | 397.6331 | 436.3354 | 416.4912 | 485.7276 | 731.1948 | 432.7671 | 817.9198 | 793.66 | 1302.792 | 1069.0574 | 1213.495 | 788.3337 | 559.6183 | 438.068 | 523.9605 | 585.9104 | 591.7462 | 584.2332 | 570.4547 | 550.9661 | 526.5727 | 498.0077 | 466.0381 | 431.6718 | 395.8131 | 359.3114 | 322.979 | 287.5372 | 253.528 | 221.4654 | 191.6681 | 164.3655 | 139.6669 | 117.6089 | 98.1638 | 81.217 | 66.6019 | 54.1636 | 43.6791 | 34.9386 | 27.7325 | 0 | 0 | 0 | 0 | 0 | 0 | 0 | 0 | 0 | 0 | 0 | 0 | 0 | 0 | 0 | 19728.603 | 27.1895 | 70.4635 |  |  |  |  | 0 | 0 | 0 | 3.4987 | 3.2953 | 3.0821 | 2.8631 | 2.6426 | 2.4233 | 2.2083 | 1.9998 | 1.7999 | 1.6104 | 1.4325 | 1.2669 | 1.1142 | 0.97448 | 0.84772 | 0.73355 | 0.63144 | 0.54076 | 0.46076 | 0.39066 | 0 | 0 | 0 | 0 | 0 | 0 | 0 | 0 | 0 | 0 | 0 | 0 | 0 | 0 | 0 | 0 | 0 | 0 | 0 | 0 | 33.8164 | 1 | [8 empty] | 1
|  |  |  | 2052 |  |  | 2052 | 2.4508e-08 | 1.5357e-06 | 0.00032272 | 0.070885 | 12.8042 | 397.5474 | 126.4132 | 189.1009 | 174.1252 | 216.0453 | 221.8281 | 338.8857 | 375.6043 | 362.1222 | 426.5614 | 648.5765 | 387.7231 | 740.1461 | 725.405 | 1202.7087 | 996.8406 | 1142.8836 | 749.9175 | 537.6933 | 425.1318 | 513.594 | 603.3736 | 613.8742 | 610.5467 | 600.5409 | 584.2989 | 562.5452 | 535.9495 | 505.2403 | 471.432 | 435.456 | 398.2117 | 360.5836 | 323.381 | 287.2336 | 252.7575 | 220.362 | 190.3646 | 162.9513 | 138.2271 | 116.2234 | 96.8674 | 80.0214 | 65.5566 | 53.2562 | 42.9133 | 34.3134 | 27.2303 | 0 | 0 | 0 | 0 | 0 | 0 | 0 | 0 | 0 | 0 | 0 | 0 | 0 | 0 | 19285.4412 | 26.6684 | 69.5726 |  |  |  |  | 0 | 0 | 0 | 3.7598 | 3.554 | 3.336 | 3.1102 | 2.881 | 2.6515 | 2.4249 | 2.2038 | 1.9908 | 1.7876 | 1.5958 | 1.4164 | 1.2502 | 1.0974 | 0.95807 | 0.83202 | 0.71879 | 0.61778 | 0.52829 | 0.44952 | 0.38065 | 0 | 0 | 0 | 0 | 0 | 0 | 0 | 0 | 0 | 0 | 0 | 0 | 0 | 0 | 0 | 0 | 0 | 0 | 0 | 37.5444 | 1 | [8 empty] | 1
|  |  |  | 2053 |  |  | 2053 | 1.0783e-08 | 7.8235e-07 | 0.00018168 | 0.0441 | 8.803 | 302.035 | 101.4675 | 153.309 | 142.5854 | 178.6889 | 185.3142 | 285.9464 | 320.1115 | 311.7204 | 370.8779 | 569.5737 | 343.9139 | 663.1089 | 656.4283 | 1099.2754 | 920.2612 | 1065.6798 | 706.281 | 511.491 | 408.4757 | 498.4274 | 616.8118 | 632.1709 | 633.3778 | 627.589 | 615.1154 | 596.5786 | 572.5625 | 543.7332 | 511.088 | 475.5648 | 438.0948 | 399.6216 | 361.0324 | 323.0396 | 286.3606 | 251.4982 | 218.8634 | 188.7268 | 161.2715 | 136.5987 | 114.6885 | 95.4414 | 78.7654 | 64.4583 | 52.3225 | 42.1454 | 33.6921 | 26.7411 | 0 | 0 | 0 | 0 | 0 | 0 | 0 | 0 | 0 | 0 | 0 | 0 | 0 | 18901.7741 | 26.1557 | 68.679 |  |  |  |  | 0 | 0 | 0 | 4.0259 | 3.8192 | 3.5979 | 3.3665 | 3.1296 | 2.8907 | 2.6532 | 2.42 | 2.1939 | 1.9771 | 1.7713 | 1.5779 | 1.3977 | 1.2313 | 1.0789 | 0.94032 | 0.81528 | 0.70324 | 0.60354 | 0.5154 | 0.438 | 0.37047 | 0 | 0 | 0 | 0 | 0 | 0 | 0 | 0 | 0 | 0 | 0 | 0 | 0 | 0 | 0 | 0 | 0 | 0 | 41.5174 | 1 | [8 empty] | 1
|  |  |  | 2054 |  |  | 2054 | 5.3917e-09 | 3.9459e-07 | 0.00010127 | 0.027163 | 5.9919 | 227.1885 | 80.6348 | 123.0559 | 115.5977 | 146.3225 | 153.2715 | 238.8783 | 270.105 | 265.666 | 319.2574 | 495.2213 | 302.0219 | 588.1836 | 588.1047 | 994.7484 | 841.1185 | 983.812 | 658.5704 | 481.7281 | 388.5703 | 478.8998 | 625.9364 | 646.2504 | 652.2558 | 651.0573 | 642.8198 | 628.0427 | 607.2019 | 580.8779 | 550.0264 | 515.5684 | 478.4467 | 439.646 | 400.119 | 360.6513 | 322.0578 | 284.9339 | 249.7878 | 216.9803 | 186.7813 | 159.3717 | 134.7948 | 113.0001 | 93.9435 | 77.4459 | 63.3282 | 51.3863 | 41.3822 | 33.0868 | 26.2756 | 0 | 0 | 0 | 0 | 0 | 0 | 0 | 0 | 0 | 0 | 0 | 0 | 18580.4319 | 25.6544 | 67.7903 |  |  |  |  | 0 | 0 | 0 | 4.2953 | 4.0895 | 3.8665 | 3.6307 | 3.3875 | 3.1402 | 2.8925 | 2.6478 | 2.4091 | 2.1789 | 1.9591 | 1.7515 | 1.5571 | 1.3766 | 1.2106 | 1.0589 | 0.9214 | 0.79764 | 0.68702 | 0.58881 | 0.50219 | 0.42629 | 0.36022 | 0 | 0 | 0 | 0 | 0 | 0 | 0 | 0 | 0 | 0 | 0 | 0 | 0 | 0 | 0 | 0 | 0 | 45.7354 | 1 | [8 empty] | 1
|  |  |  | 2055 |  |  | 2055 | 1.9606e-09 | 1.9704e-07 | 5.5882e-05 | 0.016564 | 4.0379 | 169.1905 | 63.4423 | 97.7908 | 92.7863 | 118.6274 | 125.509 | 197.5739 | 225.6445 | 224.1648 | 272.0895 | 426.2942 | 262.5958 | 516.5372 | 521.6542 | 891.2112 | 761.1389 | 899.2039 | 607.9776 | 449.1865 | 365.96 | 455.5625 | 630.5492 | 655.8106 | 666.7827 | 670.4623 | 666.8577 | 656.3294 | 639.2263 | 616.0205 | 587.601 | 554.8481 | 518.6927 | 480.1407 | 440.1932 | 399.6966 | 359.5552 | 320.4532 | 282.9962 | 247.6387 | 214.7436 | 184.5809 | 157.2669 | 132.8104 | 111.2266 | 92.3696 | 76.0881 | 62.195 | 50.4558 | 40.6387 | 32.5107 | 25.8405 | 0 | 0 | 0 | 0 | 0 | 0 | 0 | 0 | 0 | 0 | 0 | 18322.7766 | 25.1674 | 66.9149 |  |  |  |  | 0 | 0 | 0 | 4.5663 | 4.3632 | 4.1401 | 3.9017 | 3.6534 | 3.3989 | 3.1421 | 2.8867 | 2.6359 | 2.3926 | 2.159 | 1.9372 | 1.7284 | 1.5336 | 1.3535 | 1.1881 | 1.0376 | 0.90147 | 0.77925 | 0.67026 | 0.57372 | 0.48877 | 0.4145 | 0.34997 | 0 | 0 | 0 | 0 | 0 | 0 | 0 | 0 | 0 | 0 | 0 | 0 | 0 | 0 | 0 | 0 | 50.1963 | 1 | [8 empty] | 1
|  |  |  | 2056 |  |  | 2056 | 9.803e-10 | 9.7427e-08 | 3.0531e-05 | 0.010001 | 2.6941 | 124.7459 | 49.4192 | 76.9403 | 73.736 | 95.2182 | 101.7534 | 161.7867 | 186.6283 | 187.2663 | 229.5848 | 363.3123 | 226.0466 | 449.1083 | 458.1118 | 790.5124 | 681.9166 | 813.7011 | 555.6914 | 414.679 | 341.2388 | 429.0541 | 630.5492 | 660.6436 | 676.6465 | 685.3946 | 686.7336 | 680.8724 | 668.0167 | 648.5099 | 623.1503 | 592.7522 | 558.2104 | 520.5292 | 480.7383 | 439.7285 | 398.4818 | 357.7638 | 318.2739 | 280.5613 | 245.0859 | 212.2138 | 182.1433 | 154.9518 | 130.7259 | 109.3632 | 90.7502 | 74.7266 | 61.0688 | 49.5493 | 39.9312 | 31.9724 | 25.4469 | 0 | 0 | 0 | 0 | 0 | 0 | 0 | 0 | 0 | 0 | 18128.6411 | 24.6973 | 66.0612 |  |  |  |  | 0 | 0 | 0 | 4.837 | 4.6385 | 4.4172 | 4.1778 | 3.9261 | 3.6657 | 3.401 | 3.1358 | 2.8737 | 2.6178 | 2.3708 | 2.1348 | 1.9116 | 1.7023 | 1.5078 | 1.3284 | 1.1642 | 1.0151 | 0.88068 | 0.76024 | 0.65308 | 0.55839 | 0.47524 | 0.40271 | 0.33984 | 0 | 0 | 0 | 0 | 0 | 0 | 0 | 0 | 0 | 0 | 0 | 0 | 0 | 0 | 0 | 54.8961 | 1 | [8 empty] | 1
|  |  |  | 2057 |  |  | 2057 | 4.9015e-10 | 4.7681e-08 | 1.6515e-05 | 0.0059781 | 1.7797 | 91.0621 | 38.113 | 59.9336 | 58.0143 | 75.6685 | 81.674 | 131.1647 | 152.8238 | 154.886 | 191.7941 | 306.5572 | 192.6498 | 386.5993 | 398.3097 | 694.2205 | 604.8663 | 729.008 | 502.8522 | 379.0165 | 315.0241 | 400.0707 | 625.9364 | 660.6436 | 681.6331 | 695.5338 | 702.0283 | 701.166 | 692.9968 | 677.7184 | 656.0158 | 628.6131 | 596.3442 | 560.1869 | 521.1771 | 480.2308 | 438.392 | 396.4965 | 355.3308 | 315.5355 | 277.6692 | 242.1986 | 209.4112 | 179.4619 | 152.5198 | 128.5359 | 107.4458 | 89.1263 | 73.3734 | 59.9716 | 48.6866 | 39.2701 | 31.4854 | 25.0649 | 0 | 0 | 0 | 0 | 0 | 0 | 0 | 0 | 0 | 17996.2939 | 24.2465 | 65.2373 |  |  |  |  | 0 | 0 | 0 | 5.1053 | 4.9135 | 4.6959 | 4.4574 | 4.2039 | 3.9393 | 3.668 | 3.3942 | 3.1217 | 2.854 | 2.594 | 2.3443 | 2.1067 | 1.8828 | 1.6736 | 1.4798 | 1.3017 | 1.1391 | 0.99174 | 0.85919 | 0.74075 | 0.63563 | 0.54293 | 0.46173 | 0.39105 | 0.32993 | 0 | 0 | 0 | 0 | 0 | 0 | 0 | 0 | 0 | 0 | 0 | 0 | 0 | 0 | 59.8281 | 1 | [8 empty] | 1
|  |  |  | 2058 |  |  | 2058 | 4.9015e-10 | 2.3101e-08 | 8.8442e-06 | 0.0035379 | 1.1639 | 65.8126 | 29.1012 | 46.2219 | 45.191 | 59.5349 | 64.9051 | 105.2814 | 123.8982 | 126.8311 | 158.631 | 256.0965 | 162.5549 | 329.4821 | 342.8712 | 603.5967 | 531.1878 | 646.6367 | 450.5135 | 342.9769 | 287.9319 | 369.3364 | 616.8118 | 655.8106 | 681.6331 | 700.6596 | 712.4136 | 716.7822 | 713.6518 | 703.0613 | 685.5624 | 661.7667 | 632.4224 | 598.4557 | 560.8841 | 520.6269 | 478.7712 | 436.2078 | 393.8 | 352.2735 | 312.2829 | 274.398 | 239.0001 | 206.3285 | 176.6452 | 149.9646 | 126.2824 | 105.5232 | 87.5124 | 72.0552 | 58.9275 | 47.8805 | 38.6719 | 31.0128 | 24.7676 | 0 | 0 | 0 | 0 | 0 | 0 | 0 | 0 | 17922.6077 | 23.8171 | 64.4503 |  |  |  |  | 0 | 0 | 0 | 5.3691 | 5.186 | 4.9742 | 4.7387 | 4.4853 | 4.2181 | 3.9418 | 3.6607 | 3.3789 | 3.1003 | 2.828 | 2.565 | 2.3133 | 2.0749 | 1.8511 | 1.6426 | 1.4501 | 1.2735 | 1.1128 | 0.96754 | 0.83717 | 0.72095 | 0.61803 | 0.52749 | 0.44836 | 0.37965 | 0.32034 | 0 | 0 | 0 | 0 | 0 | 0 | 0 | 0 | 0 | 0 | 0 | 0 | 0 | 64.9839 | 1 | [8 empty] | 1
|  |  |  | 2059 |  |  | 2059 | 0 | 1.1104e-08 | 4.6893e-06 | 0.002073 | 0.75362 | 47.0914 | 21.9993 | 35.2928 | 34.8521 | 46.3754 | 51.0664 | 83.6656 | 99.4488 | 102.8252 | 129.8977 | 211.8148 | 135.7976 | 278.0118 | 292.2145 | 519.5854 | 461.8463 | 567.8702 | 399.6095 | 307.2786 | 260.5533 | 337.5734 | 603.3736 | 646.2504 | 676.6465 | 700.6596 | 717.6637 | 727.3857 | 729.546 | 724.0163 | 711.1986 | 691.5723 | 665.7769 | 634.6616 | 599.2005 | 560.292 | 519.0446 | 476.3859 | 433.2414 | 390.4118 | 348.6422 | 308.604 | 270.7742 | 235.4817 | 203.0901 | 173.6858 | 147.3354 | 124.0227 | 103.6123 | 85.9401 | 70.8007 | 57.9518 | 47.1512 | 38.0914 | 30.645 | 24.5207 | 0 | 0 | 0 | 0 | 0 | 0 | 0 | 17903.1028 | 23.4105 | 63.7059 |  |  |  |  | 0 | 0 | 0 | 5.6263 | 5.454 | 5.2501 | 5.0195 | 4.7683 | 4.5004 | 4.2207 | 3.9339 | 3.6442 | 3.3558 | 3.0721 | 2.7963 | 2.5311 | 2.2785 | 2.04 | 1.8168 | 1.6096 | 1.4187 | 1.2441 | 1.0856 | 0.94275 | 0.81479 | 0.701 | 0.60046 | 0.51223 | 0.43528 | 0.36861 | 0.31117 | 0 | 0 | 0 | 0 | 0 | 0 | 0 | 0 | 0 | 0 | 0 | 0 | 70.3522 | 1 | [8 empty] | 1
|  |  |  | 2060 |  |  | 2060 | 0 | 5.2587e-09 | 2.4616e-06 | 0.0012025 | 0.48312 | 33.3606 | 16.4653 | 26.6799 | 26.6114 | 35.7656 | 39.7788 | 65.8269 | 79.0306 | 82.5343 | 105.3114 | 173.4482 | 112.3168 | 232.2498 | 246.566 | 442.8205 | 397.5645 | 493.7402 | 350.9333 | 272.5589 | 233.4339 | 305.4745 | 585.9104 | 632.1709 | 666.7827 | 695.5338 | 717.6637 | 732.7462 | 740.3384 | 740.1414 | 732.3961 | 717.4332 | 695.7631 | 668.1342 | 635.4516 | 598.568 | 558.5891 | 516.4585 | 473.1461 | 429.5138 | 386.3873 | 344.5349 | 304.5285 | 266.7882 | 231.7858 | 199.6877 | 170.6408 | 144.699 | 121.7768 | 101.7508 | 84.4439 | 69.6284 | 57.0691 | 46.4434 | 37.6396 | 30.3395 | 24.3337 | 0 | 0 | 0 | 0 | 0 | 0 | 17932.1742 | 23.0274 | 63.0083 |  |  |  |  | 0 | 0 | 0 | 5.8746 | 5.7152 | 5.5214 | 5.298 | 5.0509 | 4.7843 | 4.5032 | 4.2123 | 3.9162 | 3.6192 | 3.3252 | 3.0377 | 2.7594 | 2.493 | 2.2401 | 2.0022 | 1.7802 | 1.5748 | 1.386 | 1.2138 | 1.0578 | 0.91754 | 0.79224 | 0.68107 | 0.58308 | 0.49728 | 0.42263 | 0.35806 | 0.30255 | 0 | 0 | 0 | 0 | 0 | 0 | 0 | 0 | 0 | 0 | 0 | 75.9199 | 1 | [8 empty] | 1
新更新建筑年代谱
1
2
3
4
5
6
7
8
9
10
11
12
13
14
15
16
17
18
19
20
21
22
23
24
25
26
27
28
29
30
31
32
33
34
35
36
37
38
39
40
41
42
[80 empty] | 43 | 2018 | 0 | 0 | 0 | 0 | 0 | 0 | 0 | 0 | 0 | 0 | 0 | 0 | 0 | 0 | 0 | 0 | 0 | 0 | 0 | 0 | 0 | 0 | 0 | 0 | 0 | 0 | 0 | 0 | 0 | 0 | 0 | 0 | 0 | 0 | 0 | 0 | 0 | 0 | 0 | 0 | 0 | 0 | 0
[81 empty] | 2019 | 0 | 0 | 0 | 0 | 0 | 0 | 0 | 0 | 0 | 0 | 0 | 0 | 0 | 0 | 0 | 0 | 0 | 0 | 0 | 0 | 0 | 0 | 0 | 0 | 0 | 0 | 0 | 0 | 0 | 0 | 0 | 0 | 0 | 0 | 0 | 0 | 0 | 0 | 0 | 0 | 0 | 0 | 0
[81 empty] | 2020 | 0 | 0 | 0 | 0 | 0 | 0 | 0 | 0 | 0 | 0 | 0 | 0 | 0 | 0 | 0 | 0 | 0 | 0 | 0 | 0 | 0 | 0 | 0 | 0 | 0 | 0 | 0 | 0 | 0 | 0 | 0 | 0 | 0 | 0 | 0 | 0 | 0 | 0 | 0 | 0 | 0 | 0 | 0
[81 empty] | 2021 | 0 | 0 | 0 | 0 | 0 | 0 | 0 | 0 | 0 | 0 | 0 | 0 | 0 | 0 | 0 | 0 | 0 | 0 | 0 | 0 | 0 | 0 | 0 | 0 | 0 | 0 | 0 | 0 | 0 | 0 | 0 | 0 | 0 | 0 | 0 | 0 | 0 | 0 | 0 | 0 | 0 | 0 | 0
[81 empty] | 2022 | 0 | 0 | 0 | 0 | 0 | 0 | 0 | 0 | 0 | 0 | 0 | 0 | 0 | 0 | 0 | 0 | 0 | 0 | 0 | 0 | 0 | 0 | 0 | 0 | 0 | 0 | 0 | 0 | 0 | 0 | 0 | 0 | 0 | 0 | 0 | 0 | 0 | 0 | 0 | 0 | 0 | 0 | 0
[81 empty] | 2023 | 0 | 0 | 0 | 0 | 0 | 0 | 0 | 0 | 0 | 0 | 0 | 0 | 0 | 0 | 0 | 0 | 0 | 0 | 0 | 0 | 0 | 0 | 0 | 0 | 0 | 0 | 0 | 0 | 0 | 0 | 0 | 0 | 0 | 0 | 0 | 0 | 0 | 0 | 0 | 0 | 0 | 0 | 0
[81 empty] | 2024 | 0 | 0 | 0 | 0 | 0 | 0 | 0 | 0 | 0 | 0 | 0 | 0 | 0 | 0 | 0 | 0 | 0 | 0 | 0 | 0 | 0 | 0 | 0 | 0 | 0 | 0 | 0 | 0 | 0 | 0 | 0 | 0 | 0 | 0 | 0 | 0 | 0 | 0 | 0 | 0 | 0 | 0 | 0
[81 empty] | 2025 | 0 | 0 | 0 | 0 | 0 | 0 | 0 | 0 | 0 | 0 | 0 | 0 | 0 | 0 | 0 | 0 | 0 | 0 | 0 | 0 | 0 | 0 | 0 | 0 | 0 | 0 | 0 | 0 | 0 | 0 | 0 | 0 | 0 | 0 | 0 | 0 | 0 | 0 | 0 | 0 | 0 | 0 | 0
[81 empty] | 2026 | 0 | 0 | 0 | 0 | 0 | 0 | 0 | 0 | 0 | 0 | 0 | 0 | 0 | 0 | 0 | 0 | 0 | 0 | 0 | 0 | 0 | 0 | 0 | 0 | 0 | 0 | 0 | 0 | 0 | 0 | 0 | 0 | 0 | 0 | 0 | 0 | 0 | 0 | 0 | 0 | 0 | 0 | 0
[81 empty] | 2027 | 0 | 0 | 0 | 0 | 0 | 0 | 0 | 0 | 0 | 0 | 0 | 0 | 0 | 0 | 0 | 0 | 0 | 0 | 0 | 0 | 0 | 0 | 0 | 0 | 0 | 0 | 0 | 0 | 0 | 0 | 0 | 0 | 0 | 0 | 0 | 0 | 0 | 0 | 0 | 0 | 0 | 0 | 0
[81 empty] | 2028 | 0 | 0 | 0 | 0 | 0 | 0 | 0 | 0 | 0 | 0 | 0 | 0 | 0 | 0 | 0 | 0 | 0 | 0 | 0 | 0 | 0 | 0 | 0 | 0 | 0 | 0 | 0 | 0 | 0 | 0 | 0 | 0 | 0 | 0 | 0 | 0 | 0 | 0 | 0 | 0 | 0 | 0 | 0
[81 empty] | 2029 | 0 | 0 | 0 | 0 | 0 | 0 | 0 | 0 | 0 | 0 | 0 | 0 | 0 | 0 | 0 | 0 | 0 | 0 | 0 | 0 | 0 | 0 | 0 | 0 | 0 | 0 | 0 | 0 | 0 | 0 | 0 | 0 | 0 | 0 | 0 | 0 | 0 | 0 | 0 | 0 | 0 | 0 | 0
[81 empty] | 2030 | 0 | 0 | 0 | 0 | 0 | 0 | 0 | 0 | 0 | 0 | 0 | 0 | 0 | 0 | 0 | 0 | 0 | 0 | 0 | 0 | 0 | 0 | 0 | 0 | 0 | 0 | 0 | 0 | 0 | 0 | 0 | 0 | 0 | 0 | 0 | 0 | 0 | 0 | 0 | 0 | 0 | 0 | 0
[81 empty] | 2031 | 0 | 0 | 0 | 0 | 0 | 0 | 0 | 0 | 0 | 0 | 0 | 0 | 0 | 0 | 0 | 0 | 0 | 0 | 0 | 0 | 0 | 0 | 0 | 0 | 0 | 0 | 0 | 0 | 0 | 0 | 0 | 0 | 0 | 0 | 0 | 0 | 0 | 0 | 0 | 0 | 0 | 0 | 0
[81 empty] | 2032 | 0 | 0 | 0 | 0 | 0 | 0 | 0 | 0 | 0 | 0 | 0 | 0 | 0 | 0 | 0 | 0 | 0 | 0 | 0 | 0 | 0 | 0 | 0 | 0 | 0 | 0 | 0 | 0 | 0 | 0 | 0 | 0 | 0 | 0 | 0 | 0 | 0 | 0 | 0 | 0 | 0 | 0 | 0
[81 empty] | 2033 | 0 | 0 | 0 | 0 | 0 | 0 | 0 | 0 | 0 | 0 | 0 | 0 | 0 | 0 | 0 | 0 | 0 | 0 | 0 | 0 | 0 | 0 | 0 | 0 | 0 | 0 | 0 | 0 | 0 | 0 | 0 | 0 | 0 | 0 | 0 | 0 | 0 | 0 | 0 | 0 | 0 | 0 | 0
[81 empty] | 2034 | 0 | 0 | 0 | 0 | 0 | 0 | 0 | 0 | 0 | 0 | 0 | 0 | 0 | 0 | 0 | 0 | 0 | 0 | 0 | 0 | 0 | 0 | 0 | 0 | 0 | 0 | 0 | 0 | 0 | 0 | 0 | 0 | 0 | 0 | 0 | 0 | 0 | 0 | 0 | 0 | 0 | 0 | 0
[81 empty] | 2035 | 0 | 0 | 0 | 0 | 0 | 0 | 0 | 0 | 0 | 0 | 0 | 0 | 0 | 0 | 0 | 0 | 0 | 0 | 0 | 0 | 0 | 0 | 0 | 0 | 0 | 0 | 0 | 0 | 0 | 0 | 0 | 0 | 0 | 0 | 0 | 0 | 0 | 0 | 0 | 0 | 0 | 0 | 0
[81 empty] | 2036 | 0 | 0 | 0 | 0 | 0 | 0 | 0 | 0 | 0 | 0 | 0 | 0 | 0 | 0 | 0 | 0 | 0 | 0 | 0 | 0 | 0 | 0 | 0 | 0 | 0 | 0 | 0 | 0 | 0 | 0 | 0 | 0 | 0 | 0 | 0 | 0 | 0 | 0 | 0 | 0 | 0 | 0 | 0
[81 empty] | 2037 | 0 | 0 | 0 | 0 | 0 | 0 | 0 | 0 | 0 | 0 | 0 | 0 | 0 | 0 | 0 | 0 | 0 | 0 | 0 | 0 | 0 | 0 | 0 | 0 | 0 | 0 | 0 | 0 | 0 | 0 | 0 | 0 | 0 | 0 | 0 | 0 | 0 | 0 | 0 | 0 | 0 | 0 | 0
[81 empty] | 2038 | 0 | 0 | 0 | 0 | 0 | 0 | 0 | 0 | 0 | 0 | 0 | 0 | 0 | 0 | 0 | 0 | 0 | 0 | 0 | 0 | 0 | 0 | 0 | 0 | 0 | 0 | 0 | 0 | 0 | 0 | 0 | 0 | 0 | 0 | 0 | 0 | 0 | 0 | 0 | 0 | 0 | 0 | 0
[81 empty] | 2039 | 0 | 0 | 0 | 0 | 0 | 0 | 0 | 0 | 0 | 0 | 0 | 0 | 0 | 0 | 0 | 0 | 0 | 0 | 0 | 0 | 0 | 0 | 0 | 0 | 0 | 0 | 0 | 0 | 0 | 0 | 0 | 0 | 0 | 0 | 0 | 0 | 0 | 0 | 0 | 0 | 0 | 0 | 0
[81 empty] | 2040 | 0 | 0 | 0 | 0 | 0 | 0 | 0 | 0 | 0 | 0 | 0 | 0 | 0 | 0 | 0 | 0 | 0 | 0 | 0 | 0 | 0 | 0 | 0 | 0 | 0 | 0 | 0 | 0 | 0 | 0 | 0 | 0 | 0 | 0 | 0 | 0 | 0 | 0 | 0 | 0 | 0 | 0 | 0
[81 empty] | 2041 | 0 | 0 | 0 | 0 | 0 | 0 | 0 | 0 | 0 | 0 | 0 | 0 | 0 | 0 | 0 | 0 | 0 | 0 | 0 | 0 | 0 | 0 | 0 | 0 | 0 | 0 | 0 | 0 | 0 | 0 | 0 | 0 | 0 | 0 | 0 | 0 | 0 | 0 | 0 | 0 | 0 | 0 | 0
[81 empty] | 2042 | 0 | 0 | 0 | 0 | 0 | 0 | 0 | 0 | 0 | 0 | 0 | 0 | 0 | 0 | 0 | 0 | 0 | 0 | 0 | 0 | 0 | 0 | 0 | 0 | 0 | 0 | 0 | 0 | 0 | 0 | 0 | 0 | 0 | 0 | 0 | 0 | 0 | 0 | 0 | 0 | 0 | 0 | 0
[81 empty] | 2043 | 0 | 0 | 0 | 0 | 0 | 0 | 0 | 0 | 0 | 0 | 0 | 0 | 0 | 0 | 0 | 0 | 0 | 0 | 0 | 0 | 0 | 0 | 0 | 0 | 0 | 0 | 0 | 0 | 0 | 0 | 0 | 0 | 0 | 0 | 0 | 0 | 0 | 0 | 0 | 0 | 0 | 0 | 0
[81 empty] | 2044 | 0 | 0 | 0 | 0 | 0 | 0 | 0 | 0 | 0 | 0 | 0 | 0 | 0 | 0 | 0 | 0 | 0 | 0 | 0 | 0 | 0 | 0 | 0 | 0 | 0 | 0 | 0 | 0 | 0 | 0 | 0 | 0 | 0 | 0 | 0 | 0 | 0 | 0 | 0 | 0 | 0 | 0 | 0
[81 empty] | 2045 | 0 | 0 | 0 | 0 | 0 | 0 | 0 | 0 | 0 | 0 | 0 | 0 | 0 | 0 | 0 | 0 | 0 | 0 | 0 | 0 | 0 | 0 | 0 | 0 | 0 | 0 | 0 | 0 | 0 | 0 | 0 | 0 | 0 | 0 | 0 | 0 | 0 | 0 | 0 | 0 | 0 | 0 | 0
[81 empty] | 2046 | 0 | 0 | 0 | 0 | 0 | 0 | 0 | 0 | 0 | 0 | 0 | 0 | 0 | 0 | 0 | 0 | 0 | 0 | 0 | 0 | 0 | 0 | 0 | 0 | 0 | 0 | 0 | 0 | 0 | 0 | 0 | 0 | 0 | 0 | 0 | 0 | 0 | 0 | 0 | 0 | 0 | 0 | 0
[81 empty] | 2047 | 0 | 0 | 0 | 0 | 0 | 0 | 0 | 0 | 0 | 0 | 0 | 0 | 0 | 0 | 0 | 0 | 0 | 0 | 0 | 0 | 0 | 0 | 0 | 0 | 0 | 0 | 0 | 0 | 0 | 0 | 0 | 0 | 0 | 0 | 0 | 0 | 0 | 0 | 0 | 0 | 0 | 0 | 0
[81 empty] | 2048 | 0 | 0 | 0 | 0 | 0 | 0 | 0 | 0 | 0 | 0 | 0 | 0 | 0 | 0 | 0 | 0 | 0 | 0 | 0 | 0 | 0 | 0 | 0 | 0 | 0 | 0 | 0 | 0 | 0 | 0 | 0 | 0 | 0 | 0 | 0 | 0 | 0 | 0 | 0 | 0 | 0 | 0 | 0
[81 empty] | 2049 | 0 | 0 | 0 | 0 | 0 | 0 | 0 | 0 | 0 | 0 | 0 | 0 | 0 | 0 | 0 | 0 | 0 | 0 | 0 | 0 | 0 | 0 | 0 | 0 | 0 | 0 | 0 | 0 | 0 | 0 | 0 | 0 | 0 | 0 | 0 | 0 | 0 | 0 | 0 | 0 | 0 | 0 | 0
[81 empty] | 2050 | 0 | 0 | 0 | 0 | 0 | 0 | 0 | 0 | 0 | 0 | 0 | 0 | 0 | 0 | 0 | 0 | 0 | 0 | 0 | 0 | 0 | 0 | 0 | 0 | 0 | 0 | 0 | 0 | 0 | 0 | 0 | 0 | 0 | 0 | 0 | 0 | 0 | 0 | 0 | 0 | 0 | 0 | 0
[81 empty] | 2051 | 0 | 0 | 0 | 0 | 0 | 0 | 0 | 0 | 0 | 0 | 0 | 0 | 0 | 0 | 0 | 0 | 0 | 0 | 0 | 0 | 0 | 0 | 0 | 0 | 0 | 0 | 0 | 0 | 0 | 0 | 0 | 0 | 0 | 0 | 0 | 0 | 0 | 0 | 0 | 0 | 0 | 0 | 0
[81 empty] | 2052 | 0 | 0 | 0 | 0 | 0 | 0 | 0 | 0 | 0 | 0 | 0 | 0 | 0 | 0 | 0 | 0 | 0 | 0 | 0 | 0 | 0 | 0 | 0 | 0 | 0 | 0 | 0 | 0 | 0 | 0 | 0 | 0 | 0 | 0 | 0 | 0 | 0 | 0 | 0 | 0 | 0 | 0 | 0
[81 empty] | 2053 | 0 | 0 | 0 | 0 | 0 | 0 | 0 | 0 | 0 | 0 | 0 | 0 | 0 | 0 | 0 | 0 | 0 | 0 | 0 | 0 | 0 | 0 | 0 | 0 | 0 | 0 | 0 | 0 | 0 | 0 | 0 | 0 | 0 | 0 | 0 | 0 | 0 | 0 | 0 | 0 | 0 | 0 | 0
[81 empty] | 2054 | 0 | 0 | 0 | 0 | 0 | 0 | 0 | 0 | 0 | 0 | 0 | 0 | 0 | 0 | 0 | 0 | 0 | 0 | 0 | 0 | 0 | 0 | 0 | 0 | 0 | 0 | 0 | 0 | 0 | 0 | 0 | 0 | 0 | 0 | 0 | 0 | 0 | 0 | 0 | 0 | 0 | 0 | 0
[81 empty] | 2055 | 0 | 0 | 0 | 0 | 0 | 0 | 0 | 0 | 0 | 0 | 0 | 0 | 0 | 0 | 0 | 0 | 0 | 0 | 0 | 0 | 0 | 0 | 0 | 0 | 0 | 0 | 0 | 0 | 0 | 0 | 0 | 0 | 0 | 0 | 0 | 0 | 0 | 0 | 0 | 0 | 0 | 0 | 0
[81 empty] | 2056 | 0 | 0 | 0 | 0 | 0 | 0 | 0 | 0 | 0 | 0 | 0 | 0 | 0 | 0 | 0 | 0 | 0 | 0 | 0 | 0 | 0 | 0 | 0 | 0 | 0 | 0 | 0 | 0 | 0 | 0 | 0 | 0 | 0 | 0 | 0 | 0 | 0 | 0 | 0 | 0 | 0 | 0 | 0
[81 empty] | 2057 | 0 | 0 | 0 | 0 | 0 | 0 | 0 | 0 | 0 | 0 | 0 | 0 | 0 | 0 | 0 | 0 | 0 | 0 | 0 | 0 | 0 | 0 | 0 | 0 | 0 | 0 | 0 | 0 | 0 | 0 | 0 | 0 | 0 | 0 | 0 | 0 | 0 | 0 | 0 | 0 | 0 | 0 | 0
[81 empty] | 2058 | 0 | 0 | 0 | 0 | 0 | 0 | 0 | 0 | 0 | 0 | 0 | 0 | 0 | 0 | 0 | 0 | 0 | 0 | 0 | 0 | 0 | 0 | 0 | 0 | 0 | 0 | 0 | 0 | 0 | 0 | 0 | 0 | 0 | 0 | 0 | 0 | 0 | 0 | 0 | 0 | 0 | 0 | 0
[81 empty] | 2059 | 0 | 0 | 0 | 0 | 0 | 0 | 0 | 0 | 0 | 0 | 0 | 0 | 0 | 0 | 0 | 0 | 0 | 0 | 0 | 0 | 0 | 0 | 0 | 0 | 0 | 0 | 0 | 0 | 0 | 0 | 0 | 0 | 0 | 0 | 0 | 0 | 0 | 0 | 0 | 0 | 0 | 0 | 0
[81 empty] | 2060 | 0 | 0 | 0 | 0 | 0 | 0 | 0 | 0 | 0 | 0 | 0 | 0 | 0 | 0 | 0 | 0 | 0 | 0 | 0 | 0 | 0 | 0 | 0 | 0 | 0 | 0 | 0 | 0 | 0 | 0 | 0 | 0 | 0 | 0 | 0 | 0 | 0 | 0 | 0 | 0 | 0 | 0 | 0
[82 empty] | before1949 | 1950-1959 | 1960-1969 | 1970-1979 | 1980-1989 | 1990-1999 | 2000 | 2001 | 2002 | 2003 | 2004 | 2005 | 2006 | 2007 | 2008 | 2009 | 2010 | 2011 | 2012 | 2013 | 2014 | 2015 | 2016 | 2017 | 2018 | 2019 | 2020 | 2021 | 2022 | 2023 | 2024 | 2025 | 2026 | 2027 | 2028 | 2029 | 2030 | 2031 | 2032 | 2033 | 2034 | 2035 | 2036 | 2037 | 2038 | 2039 | 2040 | 2041 | 2042 | 2043 | 2044 | 2045 | 2046 | 2038 | 2039 | 2040 | 2041 | 2042 | 2043 | 2044 |  |  | 2056 | 2057 | 2058 | 2059 | 2060
[82 empty] | 1944.5 | 1954.5 | 1964.5 | 1974.5 | 1984.5 | 1994.5 | 2000 | 2001 | 2002 | 2003 | 2004 | 2005 | 2006 | 2007 | 2008 | 2009 | 2010 | 2011 | 2012 | 2013 | 2014 | 2015 | 2016 | 2017 | 2018 | 2019 | 2020 | 2021 | 2022 | 2023 | 2024 | 2025 | 2026 | 2027 | 2028 | 2029 | 2030 | 2031 | 2032 | 2033 | 2034 | 2035 | 2036 | 2037 | 2038 | 2039 | 2040 | 2041 | 2042 | 2043 | 2044 | 2045 | 2046 | 2038 | 2039 | 2040 | 2041 | 2042 | 2043 | 2044 |  |  | 2056 | 2057 | 2058 | 2059 | 2060
[81 empty] | 2005 | 0 | 0 | 0 | 0 | 0 | 0 | 0 | 0 | 0 | 0 | 0 | 0 | 0 | 0 | 0 | 0 | 0 | 0 | 0 | 0 | 0 | 0 | 0 | 0 | 0 | 0 | 0 | 0 | 0 | 0 | 0 | 0 | 0 | 0 | 0 | 0 | 0 | 0 | 0 | 0 | 0 | 0 | 0 | 0 | 0 | 0 | 0 | 0 | 0 | 0 | 0 | 0 | 0 | 0 | 0 | 0 | 0 | 0 | 0 | 0 |  |  | 0 | 0 | 0 | 0 | 0
[81 empty] | 2006 | 0 | 0 | 0 | 0 | 0 | 0 | 0 | 0 | 0 | 0 | 0 | 0 | 0 | 0 | 0 | 0 | 0 | 0 | 0 | 0 | 0 | 0 | 0 | 0 | 0 | 0 | 0 | 0 | 0 | 0 | 0 | 0 | 0 | 0 | 0 | 0 | 0 | 0 | 0 | 0 | 0 | 0 | 0 | 0 | 0 | 0 | 0 | 0 | 0 | 0 | 0 | 0 | 0 | 0 | 0 | 0 | 0 | 0 | 0 | 0 |  |  | 0 | 0 | 0 | 0 | 0
[81 empty] | 2007 | 0 | 0 | 0 | 0 | 0 | 0 | 0 | 0 | 0 | 0 | 0 | 0 | 0 | 0 | 0 | 0 | 0 | 0 | 0 | 0 | 0 | 0 | 0 | 0 | 0 | 0 | 0 | 0 | 0 | 0 | 0 | 0 | 0 | 0 | 0 | 0 | 0 | 0 | 0 | 0 | 0 | 0 | 0 | 0 | 0 | 0 | 0 | 0 | 0 | 0 | 0 | 0 | 0 | 0 | 0 | 0 | 0 | 0 | 0 | 0 |  |  | 0 | 0 | 0 | 0 | 0
[81 empty] | 2008 | 0 | 0 | 0 | 0 | 0 | 0 | 0 | 0 | 0 | 0 | 0 | 0 | 0 | 0 | 0 | 0 | 0 | 0 | 0 | 0 | 0 | 0 | 0 | 0 | 0 | 0 | 0 | 0 | 0 | 0 | 0 | 0 | 0 | 0 | 0 | 0 | 0 | 0 | 0 | 0 | 0 | 0 | 0 | 0 | 0 | 0 | 0 | 0 | 0 | 0 | 0 | 0 | 0 | 0 | 0 | 0 | 0 | 0 | 0 | 0 |  |  | 0 | 0 | 0 | 0 | 0
[81 empty] | 2009 | 0 | 0 | 0 | 0 | 0 | 0 | 0 | 0 | 0 | 0 | 0 | 0 | 0 | 0 | 0 | 0 | 0 | 0 | 0 | 0 | 0 | 0 | 0 | 0 | 0 | 0 | 0 | 0 | 0 | 0 | 0 | 0 | 0 | 0 | 0 | 0 | 0 | 0 | 0 | 0 | 0 | 0 | 0 | 0 | 0 | 0 | 0 | 0 | 0 | 0 | 0 | 0 | 0 | 0 | 0 | 0 | 0 | 0 | 0 | 0 |  |  | 0 | 0 | 0 | 0 | 0
[81 empty] | 2010 | 0 | 0 | 0 | 0 | 0 | 0 | 0 | 0 | 0 | 0 | 0 | 0 | 0 | 0 | 0 | 0 | 0 | 0 | 0 | 0 | 0 | 0 | 0 | 0 | 0 | 0 | 0 | 0 | 0 | 0 | 0 | 0 | 0 | 0 | 0 | 0 | 0 | 0 | 0 | 0 | 0 | 0 | 0 | 0 | 0 | 0 | 0 | 0 | 0 | 0 | 0 | 0 | 0 | 0 | 0 | 0 | 0 | 0 | 0 | 0 |  |  | 0 | 0 | 0 | 0 | 0
[81 empty] | 2011 | 0 | 0 | 0 | 0 | 0 | 0 | 0 | 0 | 0 | 0 | 0 | 0 | 0 | 0 | 0 | 0 | 0 | 0 | 0 | 0 | 0 | 0 | 0 | 0 | 0 | 0 | 0 | 0 | 0 | 0 | 0 | 0 | 0 | 0 | 0 | 0 | 0 | 0 | 0 | 0 | 0 | 0 | 0 | 0 | 0 | 0 | 0 | 0 | 0 | 0 | 0 | 0 | 0 | 0 | 0 | 0 | 0 | 0 | 0 | 0 |  |  | 0 | 0 | 0 | 0 | 0
[81 empty] | 2012 | 0 | 0 | 0 | 0 | 0 | 0 | 0 | 0 | 0 | 0 | 0 | 0 | 0 | 0 | 0 | 0 | 0 | 0 | 0 | 0 | 0 | 0 | 0 | 0 | 0 | 0 | 0 | 0 | 0 | 0 | 0 | 0 | 0 | 0 | 0 | 0 | 0 | 0 | 0 | 0 | 0 | 0 | 0 | 0 | 0 | 0 | 0 | 0 | 0 | 0 | 0 | 0 | 0 | 0 | 0 | 0 | 0 | 0 | 0 | 0 |  |  | 0 | 0 | 0 | 0 | 0
[81 empty] | 2013 | 0 | 0 | 0 | 0 | 0 | 0 | 0 | 0 | 0 | 0 | 0 | 0 | 0 | 0 | 0 | 0 | 0 | 0 | 0 | 0 | 0 | 0 | 0 | 0 | 0 | 0 | 0 | 0 | 0 | 0 | 0 | 0 | 0 | 0 | 0 | 0 | 0 | 0 | 0 | 0 | 0 | 0 | 0 | 0 | 0 | 0 | 0 | 0 | 0 | 0 | 0 | 0 | 0 | 0 | 0 | 0 | 0 | 0 | 0 | 0 |  |  | 0 | 0 | 0 | 0 | 0
[81 empty] | 2014 | 0 | 0 | 0 | 0 | 0 | 0 | 0 | 0 | 0 | 0 | 0 | 0 | 0 | 0 | 0 | 0 | 0 | 0 | 0 | 0 | 0 | 0 | 0 | 0 | 0 | 0 | 0 | 0 | 0 | 0 | 0 | 0 | 0 | 0 | 0 | 0 | 0 | 0 | 0 | 0 | 0 | 0 | 0 | 0 | 0 | 0 | 0 | 0 | 0 | 0 | 0 | 0 | 0 | 0 | 0 | 0 | 0 | 0 | 0 | 0 |  |  | 0 | 0 | 0 | 0 | 0
[81 empty] | 2015 | 0 | 0 | 0 | 0 | 0 | 0 | 0 | 0 | 0 | 0 | 0 | 0 | 0 | 0 | 0 | 0 | 0 | 0 | 0 | 0 | 0 | 0 | 0 | 0 | 0 | 0 | 0 | 0 | 0 | 0 | 0 | 0 | 0 | 0 | 0 | 0 | 0 | 0 | 0 | 0 | 0 | 0 | 0 | 0 | 0 | 0 | 0 | 0 | 0 | 0 | 0 | 0 | 0 | 0 | 0 | 0 | 0 | 0 | 0 | 0 |  |  | 0 | 0 | 0 | 0 | 0
[81 empty] | 2016 | 0 | 0 | 0 | 0 | 0 | 0 | 0 | 0 | 0 | 0 | 0 | 0 | 0 | 0 | 0 | 0 | 0 | 0 | 0 | 0 | 0 | 0 | 0 | 0 | 0 | 0 | 0 | 0 | 0 | 0 | 0 | 0 | 0 | 0 | 0 | 0 | 0 | 0 | 0 | 0 | 0 | 0 | 0 | 0 | 0 | 0 | 0 | 0 | 0 | 0 | 0 | 0 | 0 | 0 | 0 | 0 | 0 | 0 | 0 | 0 |  |  | 0 | 0 | 0 | 0 | 0
[81 empty] | 2017 | 0 | 0 | 0 | 0 | 0 | 0 | 0 | 0 | 0 | 0 | 0 | 0 | 0 | 0 | 0 | 0 | 0 | 0 | 0 | 0 | 0 | 0 | 0 | 0 | 0 | 0 | 0 | 0 | 0 | 0 | 0 | 0 | 0 | 0 | 0 | 0 | 0 | 0 | 0 | 0 | 0 | 0 | 0 | 0 | 0 | 0 | 0 | 0 | 0 | 0 | 0 | 0 | 0 | 0 | 0 | 0 | 0 | 0 | 0 | 0 |  |  | 0 | 0 | 0 | 0 | 0
[81 empty] | 2018 | 0 | 0 | 0 | 0 | 0 | 0 | 0 | 0 | 0 | 0 | 0 | 0 | 0 | 0 | 0 | 0 | 0 | 0 | 0 | 0 | 0 | 0 | 0 | 0 | 0 | 0 | 0 | 0 | 0 | 0 | 0 | 0 | 0 | 0 | 0 | 0 | 0 | 0 | 0 | 0 | 0 | 0 | 0 | 0 | 0 | 0 | 0 | 0 | 0 | 0 | 0 | 0 | 0 | 0 | 0 | 0 | 0 | 0 | 0 | 0 |  |  | 0 | 0 | 0 | 0 | 0
[81 empty] | 2019 | 0 | 0 | 0 | 0 | 0 | 0 | 0 | 0 | 0 | 0 | 0 | 0 | 0 | 0 | 0 | 0 | 0 | 0 | 0 | 0 | 0 | 0 | 0 | 0 | 0 | 0 | 0 | 0 | 0 | 0 | 0 | 0 | 0 | 0 | 0 | 0 | 0 | 0 | 0 | 0 | 0 | 0 | 0 | 0 | 0 | 0 | 0 | 0 | 0 | 0 | 0 | 0 | 0 | 0 | 0 | 0 | 0 | 0 | 0 | 0 |  |  | 0 | 0 | 0 | 0 | 0
[81 empty] | 2020 | 0 | 0 | 0 | 0 | 0 | 0 | 0 | 0 | 0 | 0 | 0 | 0 | 0 | 0 | 0 | 0 | 0 | 0 | 0 | 0 | 0 | 0 | 0 | 0 | 0 | 0 | 0 | 0 | 0 | 0 | 0 | 0 | 0 | 0 | 0 | 0 | 0 | 0 | 0 | 0 | 0 | 0 | 0 | 0 | 0 | 0 | 0 | 0 | 0 | 0 | 0 | 0 | 0 | 0 | 0 | 0 | 0 | 0 | 0 | 0 |  |  | 0 | 0 | 0 | 0 | 0
[81 empty] | 2021 | 0 | 0 | 0 | 0 | 0 | 0 | 0 | 0 | 0 | 0 | 0 | 0 | 0 | 0 | 0 | 0 | 0 | 0 | 0 | 0 | 0 | 0 | 0 | 0 | 0 | 0 | 0 | 0 | 0 | 0 | 0 | 0 | 0 | 0 | 0 | 0 | 0 | 0 | 0 | 0 | 0 | 0 | 0 | 0 | 0 | 0 | 0 | 0 | 0 | 0 | 0 | 0 | 0 | 0 | 0 | 0 | 0 | 0 | 0 | 0 |  |  | 0 | 0 | 0 | 0 | 0
[81 empty] | 2022 | 0 | 0 | 0 | 0 | 0 | 0 | 0 | 0 | 0 | 0 | 0 | 0 | 0 | 0 | 0 | 0 | 0 | 0 | 0 | 0 | 0 | 0 | 0 | 0 | 0 | 0 | 0 | 0 | 0 | 0 | 0 | 0 | 0 | 0 | 0 | 0 | 0 | 0 | 0 | 0 | 0 | 0 | 0 | 0 | 0 | 0 | 0 | 0 | 0 | 0 | 0 | 0 | 0 | 0 | 0 | 0 | 0 | 0 | 0 | 0 |  |  | 0 | 0 | 0 | 0 | 0
[81 empty] | 2023 | 0 | 0 | 0 | 0 | 0 | 0 | 0 | 0 | 0 | 0 | 0 | 0 | 0 | 0 | 0 | 0 | 0 | 0 | 0 | 0 | 0 | 0 | 0 | 0 | 0 | 0 | 0 | 0 | 0 | 0 | 0 | 0 | 0 | 0 | 0 | 0 | 0 | 0 | 0 | 0 | 0 | 0 | 0 | 0 | 0 | 0 | 0 | 0 | 0 | 0 | 0 | 0 | 0 | 0 | 0 | 0 | 0 | 0 | 0 | 0 |  |  | 0 | 0 | 0 | 0 | 0
[81 empty] | 2024 | 0 | 0 | 0 | 0 | 0 | 0 | 0 | 0 | 0 | 0 | 0 | 0 | 0 | 0 | 0 | 0 | 0 | 0 | 0 | 0 | 0 | 0 | 0 | 0 | 0 | 0 | 0 | 0 | 0 | 0 | 0 | 0 | 0 | 0 | 0 | 0 | 0 | 0 | 0 | 0 | 0 | 0 | 0 | 0 | 0 | 0 | 0 | 0 | 0 | 0 | 0 | 0 | 0 | 0 | 0 | 0 | 0 | 0 | 0 | 0 |  |  | 0 | 0 | 0 | 0 | 0
[81 empty] | 2025 | 0 | 0 | 0 | 0 | 0 | 0 | 0 | 0 | 0 | 0 | 0 | 0 | 0 | 0 | 0 | 0 | 0 | 0 | 0 | 0 | 0 | 0 | 0 | 0 | 0 | 0 | 0 | 0 | 0 | 0 | 0 | 0 | 0 | 0 | 0 | 0 | 0 | 0 | 0 | 0 | 0 | 0 | 0 | 0 | 0 | 0 | 0 | 0 | 0 | 0 | 0 | 0 | 0 | 0 | 0 | 0 | 0 | 0 | 0 | 0 |  |  | 0 | 0 | 0 | 0 | 0
[81 empty] | 2026 | 0 | 0 | 0 | 0 | 0 | 0 | 0 | 0 | 0 | 0 | 0 | 0 | 0 | 0 | 0 | 0 | 0 | 0 | 0 | 0 | 0 | 0 | 0 | 0 | 0 | 0 | 0 | 0 | 0 | 0 | 0 | 0 | 0 | 0 | 0 | 0 | 0 | 0 | 0 | 0 | 0 | 0 | 0 | 0 | 0 | 0 | 0 | 0 | 0 | 0 | 0 | 0 | 0 | 0 | 0 | 0 | 0 | 0 | 0 | 0 |  |  | 0 | 0 | 0 | 0 | 0
[81 empty] | 2027 | 0 | 0 | 0 | 0 | 0 | 0 | 0 | 0 | 0 | 0 | 0 | 0 | 0 | 0 | 0 | 0 | 0 | 0 | 0 | 0 | 0 | 0 | 0 | 0 | 0 | 0 | 0 | 0 | 0 | 0 | 0 | 0 | 0 | 0 | 0 | 0 | 0 | 0 | 0 | 0 | 0 | 0 | 0 | 0 | 0 | 0 | 0 | 0 | 0 | 0 | 0 | 0 | 0 | 0 | 0 | 0 | 0 | 0 | 0 | 0 |  |  | 0 | 0 | 0 | 0 | 0
[81 empty] | 2028 | 0 | 0 | 0 | 0 | 0 | 0 | 0 | 0 | 0 | 0 | 0 | 0 | 0 | 0 | 0 | 0 | 0 | 0 | 0 | 0 | 0 | 0 | 0 | 0 | 0 | 0 | 0 | 0 | 0 | 0 | 0 | 0 | 0 | 0 | 0 | 0 | 0 | 0 | 0 | 0 | 0 | 0 | 0 | 0 | 0 | 0 | 0 | 0 | 0 | 0 | 0 | 0 | 0 | 0 | 0 | 0 | 0 | 0 | 0 | 0 |  |  | 0 | 0 | 0 | 0 | 0
[81 empty] | 2029 | 0 | 0 | 0 | 0 | 0 | 0 | 0 | 0 | 0 | 0 | 0 | 0 | 0 | 0 | 0 | 0 | 0 | 0 | 0 | 0 | 0 | 0 | 0 | 0 | 0 | 0 | 0 | 0 | 0 | 0 | 0 | 0 | 0 | 0 | 0 | 0 | 0 | 0 | 0 | 0 | 0 | 0 | 0 | 0 | 0 | 0 | 0 | 0 | 0 | 0 | 0 | 0 | 0 | 0 | 0 | 0 | 0 | 0 | 0 | 0 |  |  | 0 | 0 | 0 | 0 | 0
[81 empty] | 2030 | 0 | 0 | 0 | 0 | 0 | 0 | 0 | 0 | 0 | 0 | 0 | 0 | 0 | 0 | 0 | 0 | 0 | 0 | 0 | 0 | 0 | 0 | 0 | 0 | 0 | 0 | 0 | 0 | 0 | 0 | 0 | 0 | 0 | 0 | 0 | 0 | 0 | 0 | 0 | 0 | 0 | 0 | 0 | 0 | 0 | 0 | 0 | 0 | 0 | 0 | 0 | 0 | 0 | 0 | 0 | 0 | 0 | 0 | 0 | 0 |  |  | 0 | 0 | 0 | 0 | 0
[81 empty] | 2031 | 0 | 0 | 0 | 0 | 0 | 0 | 0 | 0 | 0 | 0 | 0 | 0 | 0 | 0 | 0 | 0 | 0 | 0 | 0 | 0 | 0 | 0 | 0 | 0 | 0 | 0 | 0 | 0 | 0 | 0 | 0 | 0 | 0 | 0 | 0 | 0 | 0 | 0 | 0 | 0 | 0 | 0 | 0 | 0 | 0 | 0 | 0 | 0 | 0 | 0 | 0 | 0 | 0 | 0 | 0 | 0 | 0 | 0 | 0 | 0 |  |  | 0 | 0 | 0 | 0 | 0
[81 empty] | 2032 | 0 | 0 | 0 | 0 | 0 | 0 | 0 | 0 | 0 | 0 | 0 | 0 | 0 | 0 | 0 | 0 | 0 | 0 | 0 | 0 | 0 | 0 | 0 | 0 | 0 | 0 | 0 | 0 | 0 | 0 | 0 | 0 | 0 | 0 | 0 | 0 | 0 | 0 | 0 | 0 | 0 | 0 | 0 | 0 | 0 | 0 | 0 | 0 | 0 | 0 | 0 | 0 | 0 | 0 | 0 | 0 | 0 | 0 | 0 | 0 |  |  | 0 | 0 | 0 | 0 | 0
[81 empty] | 2033 | 0 | 0 | 0 | 0 | 0 | 0 | 0 | 0 | 0 | 0 | 0 | 0 | 0 | 0 | 0 | 0 | 0 | 0 | 0 | 0 | 0 | 0 | 0 | 0 | 0 | 0 | 0 | 0 | 0 | 0 | 0 | 0 | 0 | 0 | 0 | 0 | 0 | 0 | 0 | 0 | 0 | 0 | 0 | 0 | 0 | 0 | 0 | 0 | 0 | 0 | 0 | 0 | 0 | 0 | 0 | 0 | 0 | 0 | 0 | 0 |  |  | 0 | 0 | 0 | 0 | 0
[81 empty] | 2034 | 0 | 0 | 0 | 0 | 0 | 0 | 0 | 0 | 0 | 0 | 0 | 0 | 0 | 0 | 0 | 0 | 0 | 0 | 0 | 0 | 0 | 0 | 0 | 0 | 0 | 0 | 0 | 0 | 0 | 0 | 0 | 0 | 0 | 0 | 0 | 0 | 0 | 0 | 0 | 0 | 0 | 0 | 0 | 0 | 0 | 0 | 0 | 0 | 0 | 0 | 0 | 0 | 0 | 0 | 0 | 0 | 0 | 0 | 0 | 0 |  |  | 0 | 0 | 0 | 0 | 0
[81 empty] | 2035 | 0 | 0 | 0 | 0 | 0 | 0 | 0 | 0 | 0 | 0 | 0 | 0 | 0 | 0 | 0 | 0 | 0 | 0 | 0 | 0 | 0 | 0 | 0 | 0 | 0 | 0 | 0 | 0 | 0 | 0 | 0 | 0 | 0 | 0 | 0 | 0 | 0 | 0 | 0 | 0 | 0 | 0 | 0 | 0 | 0 | 0 | 0 | 0 | 0 | 0 | 0 | 0 | 0 | 0 | 0 | 0 | 0 | 0 | 0 | 0 |  |  | 0 | 0 | 0 | 0 | 0
[81 empty] | 2036 | 0 | 0 | 0 | 0 | 0 | 0 | 0 | 0 | 0 | 0 | 0 | 0 | 0 | 0 | 0 | 0 | 0 | 0 | 0 | 0 | 0 | 0 | 0 | 0 | 0 | 0 | 0 | 0 | 0 | 0 | 0 | 0 | 0 | 0 | 0 | 0 | 0 | 0 | 0 | 0 | 0 | 0 | 0 | 0 | 0 | 0 | 0 | 0 | 0 | 0 | 0 | 0 | 0 | 0 | 0 | 0 | 0 | 0 | 0 | 0 |  |  | 0 | 0 | 0 | 0 | 0
[81 empty] | 2037 | 0 | 0 | 0 | 0 | 0 | 0 | 0 | 0 | 0 | 0 | 0 | 0 | 0 | 0 | 0 | 0 | 0 | 0 | 0 | 0 | 0 | 0 | 0 | 0 | 0 | 0 | 0 | 0 | 0 | 0 | 0 | 0 | 0 | 0 | 0 | 0 | 0 | 0 | 0 | 0 | 0 | 0 | 0 | 0 | 0 | 0 | 0 | 0 | 0 | 0 | 0 | 0 | 0 | 0 | 0 | 0 | 0 | 0 | 0 | 0 |  |  | 0 | 0 | 0 | 0 | 0
[81 empty] | 2038 | 0 | 0 | 0 | 0 | 0 | 0 | 0 | 0 | 0 | 0 | 0 | 0 | 0 | 0 | 0 | 0 | 0 | 0 | 0 | 0 | 0 | 0 | 0 | 0 | 0 | 0 | 0 | 0 | 0 | 0 | 0 | 0 | 0 | 0 | 0 | 0 | 0 | 0 | 0 | 0 | 0 | 0 | 0 | 0 | 0 | 0 | 0 | 0 | 0 | 0 | 0 | 0 | 0 | 0 | 0 | 0 | 0 | 0 | 0 | 0 |  |  | 0 | 0 | 0 | 0 | 0
[81 empty] | 2039 | 0 | 0 | 0 | 0 | 0 | 0 | 0 | 0 | 0 | 0 | 0 | 0 | 0 | 0 | 0 | 0 | 0 | 0 | 0 | 0 | 0 | 0 | 0 | 0 | 0 | 0 | 0 | 0 | 0 | 0 | 0 | 0 | 0 | 0 | 0 | 0 | 0 | 0 | 0 | 0 | 0 | 0 | 0 | 0 | 0 | 0 | 0 | 0 | 0 | 0 | 0 | 0 | 0 | 0 | 0 | 0 | 0 | 0 | 0 | 0 |  |  | 0 | 0 | 0 | 0 | 0
[81 empty] | 2040 | 0 | 0 | 0 | 0 | 0 | 0 | 0 | 0 | 0 | 0 | 0 | 0 | 0 | 0 | 0 | 0 | 0 | 0 | 0 | 0 | 0 | 0 | 0 | 0 | 0 | 0 | 0 | 0 | 0 | 0 | 0 | 0 | 0 | 0 | 0 | 0 | 0 | 0 | 0 | 0 | 0 | 0 | 0 | 0 | 0 | 0 | 0 | 0 | 0 | 0 | 0 | 0 | 0 | 0 | 0 | 0 | 0 | 0 | 0 | 0 |  |  | 0 | 0 | 0 | 0 | 0
[81 empty] | 2041 | 0 | 0 | 0 | 0 | 0 | 0 | 0 | 0 | 0 | 0 | 0 | 0 | 0 | 0 | 0 | 0 | 0 | 0 | 0 | 0 | 0 | 0 | 0 | 0 | 0 | 0 | 0 | 0 | 0 | 0 | 0 | 0 | 0 | 0 | 0 | 0 | 0 | 0 | 0 | 0 | 0 | 0 | 0 | 0 | 0 | 0 | 0 | 0 | 0 | 0 | 0 | 0 | 0 | 0 | 0 | 0 | 0 | 0 | 0 | 0 |  |  | 0 | 0 | 0 | 0 | 0
[81 empty] | 2042 | 0 | 0 | 0 | 0 | 0 | 0 | 0 | 0 | 0 | 0 | 0 | 0 | 0 | 0 | 0 | 0 | 0 | 0 | 0 | 0 | 0 | 0 | 0 | 0 | 0 | 0 | 0 | 0 | 0 | 0 | 0 | 0 | 0 | 0 | 0 | 0 | 0 | 0 | 0 | 0 | 0 | 0 | 0 | 0 | 0 | 0 | 0 | 0 | 0 | 0 | 0 | 0 | 0 | 0 | 0 | 0 | 0 | 0 | 0 | 0 |  |  | 0 | 0 | 0 | 0 | 0
[81 empty] | 2043 | 0 | 0 | 0 | 0 | 0 | 0 | 0 | 0 | 0 | 0 | 0 | 0 | 0 | 0 | 0 | 0 | 0 | 0 | 0 | 0 | 0 | 0 | 0 | 0 | 0 | 0 | 0 | 0 | 0 | 0 | 0 | 0 | 0 | 0 | 0 | 0 | 0 | 0 | 0 | 0 | 0 | 0 | 0 | 0 | 0 | 0 | 0 | 0 | 0 | 0 | 0 | 0 | 0 | 0 | 0 | 0 | 0 | 0 | 0 | 0 |  |  | 0 | 0 | 0 | 0 | 0
[81 empty] | 2044 | 0 | 0 | 0 | 0 | 0 | 0 | 0 | 0 | 0 | 0 | 0 | 0 | 0 | 0 | 0 | 0 | 0 | 0 | 0 | 0 | 0 | 0 | 0 | 0 | 0 | 0 | 0 | 0 | 0 | 0 | 0 | 0 | 0 | 0 | 0 | 0 | 0 | 0 | 0 | 0 | 0 | 0 | 0 | 0 | 0 | 0 | 0 | 0 | 0 | 0 | 0 | 0 | 0 | 0 | 0 | 0 | 0 | 0 | 0 | 0 |  |  | 0 | 0 | 0 | 0 | 0
[81 empty] | 2045 | 0 | 0 | 0 | 0 | 0 | 0 | 0 | 0 | 0 | 0 | 0 | 0 | 0 | 0 | 0 | 0 | 0 | 0 | 0 | 0 | 0 | 0 | 0 | 0 | 0 | 0 | 0 | 0 | 0 | 0 | 0 | 0 | 0 | 0 | 0 | 0 | 0 | 0 | 0 | 0 | 0 | 0 | 0 | 0 | 0 | 0 | 0 | 0 | 0 | 0 | 0 | 0 | 0 | 0 | 0 | 0 | 0 | 0 | 0 | 0 |  |  | 0 | 0 | 0 | 0 | 0
[81 empty] | 2046 | 0 | 0 | 0 | 0 | 0 | 0 | 0 | 0 | 0 | 0 | 0 | 0 | 0 | 0 | 0 | 0 | 0 | 0 | 0 | 0 | 0 | 0 | 0 | 0 | 0 | 0 | 0 | 0 | 0 | 0 | 0 | 0 | 0 | 0 | 0 | 0 | 0 | 0 | 0 | 0 | 0 | 0 | 0 | 0 | 0 | 0 | 0 | 0 | 0 | 0 | 0 | 0 | 0 | 0 | 0 | 0 | 0 | 0 | 0 | 0 |  |  | 0 | 0 | 0 | 0 | 0
[81 empty] | 2047 | 0 | 0 | 0 | 0 | 0 | 0 | 0 | 0 | 0 | 0 | 0 | 0 | 0 | 0 | 0 | 0 | 0 | 0 | 0 | 0 | 0 | 0 | 0 | 0 | 0 | 0 | 0 | 0 | 0 | 0 | 0 | 0 | 0 | 0 | 0 | 0 | 0 | 0 | 0 | 0 | 0 | 0 | 0 | 0 | 0 | 0 | 0 | 0 | 0 | 0 | 0 | 0 | 0 | 0 | 0 | 0 | 0 | 0 | 0 | 0 |  |  | 0 | 0 | 0 | 0 | 0
[81 empty] | 2048 | 0 | 0 | 0 | 0 | 0 | 0 | 0 | 0 | 0 | 0 | 0 | 0 | 0 | 0 | 0 | 0 | 0 | 0 | 0 | 0 | 0 | 0 | 0 | 0 | 0 | 0 | 0 | 0 | 0 | 0 | 0 | 0 | 0 | 0 | 0 | 0 | 0 | 0 | 0 | 0 | 0 | 0 | 0 | 0 | 0 | 0 | 0 | 0 | 0 | 0 | 0 | 0 | 0 | 0 | 0 | 0 | 0 | 0 | 0 | 0 |  |  | 0 | 0 | 0 | 0 | 0
[81 empty] | 2049 | 0 | 0 | 0 | 0 | 0 | 0 | 0 | 0 | 0 | 0 | 0 | 0 | 0 | 0 | 0 | 0 | 0 | 0 | 0 | 0 | 0 | 0 | 0 | 0 | 0 | 0 | 0 | 0 | 0 | 0 | 0 | 0 | 0 | 0 | 0 | 0 | 0 | 0 | 0 | 0 | 0 | 0 | 0 | 0 | 0 | 0 | 0 | 0 | 0 | 0 | 0 | 0 | 0 | 0 | 0 | 0 | 0 | 0 | 0 | 0 |  |  | 0 | 0 | 0 | 0 | 0
[81 empty] | 2050 | 0 | 0 | 0 | 0 | 0 | 0 | 0 | 0 | 0 | 0 | 0 | 0 | 0 | 0 | 0 | 0 | 0 | 0 | 0 | 0 | 0 | 0 | 0 | 0 | 0 | 0 | 0 | 0 | 0 | 0 | 0 | 0 | 0 | 0 | 0 | 0 | 0 | 0 | 0 | 0 | 0 | 0 | 0 | 0 | 0 | 0 | 0 | 0 | 0 | 0 | 0 | 0 | 0 | 0 | 0 | 0 | 0 | 0 | 0 | 0 |  |  | 0 | 0 | 0 | 0 | 0
[81 empty] | 2051 | 0 | 0 | 0 | 0 | 0 | 0 | 0 | 0 | 0 | 0 | 0 | 0 | 0 | 0 | 0 | 0 | 0 | 0 | 0 | 0 | 0 | 0 | 0 | 0 | 0 | 0 | 0 | 0 | 0 | 0 | 0 | 0 | 0 | 0 | 0 | 0 | 0 | 0 | 0 | 0 | 0 | 0 | 0 | 0 | 0 | 0 | 0 | 0 | 0 | 0 | 0 | 0 | 0 | 0 | 0 | 0 | 0 | 0 | 0 | 0 |  |  | 0 | 0 | 0 | 0 | 0
[81 empty] | 2052 | 0 | 0 | 0 | 0 | 0 | 0 | 0 | 0 | 0 | 0 | 0 | 0 | 0 | 0 | 0 | 0 | 0 | 0 | 0 | 0 | 0 | 0 | 0 | 0 | 0 | 0 | 0 | 0 | 0 | 0 | 0 | 0 | 0 | 0 | 0 | 0 | 0 | 0 | 0 | 0 | 0 | 0 | 0 | 0 | 0 | 0 | 0 | 0 | 0 | 0 | 0 | 0 | 0 | 0 | 0 | 0 | 0 | 0 | 0 | 0 |  |  | 0 | 0 | 0 | 0 | 0
[81 empty] | 2053 | 0 | 0 | 0 | 0 | 0 | 0 | 0 | 0 | 0 | 0 | 0 | 0 | 0 | 0 | 0 | 0 | 0 | 0 | 0 | 0 | 0 | 0 | 0 | 0 | 0 | 0 | 0 | 0 | 0 | 0 | 0 | 0 | 0 | 0 | 0 | 0 | 0 | 0 | 0 | 0 | 0 | 0 | 0 | 0 | 0 | 0 | 0 | 0 | 0 | 0 | 0 | 0 | 0 | 0 | 0 | 0 | 0 | 0 | 0 | 0 |  |  | 0 | 0 | 0 | 0 | 0
[81 empty] | 2054 | 0 | 0 | 0 | 0 | 0 | 0 | 0 | 0 | 0 | 0 | 0 | 0 | 0 | 0 | 0 | 0 | 0 | 0 | 0 | 0 | 0 | 0 | 0 | 0 | 0 | 0 | 0 | 0 | 0 | 0 | 0 | 0 | 0 | 0 | 0 | 0 | 0 | 0 | 0 | 0 | 0 | 0 | 0 | 0 | 0 | 0 | 0 | 0 | 0 | 0 | 0 | 0 | 0 | 0 | 0 | 0 | 0 | 0 | 0 | 0 |  |  | 0 | 0 | 0 | 0 | 0
[81 empty] | 2055 | 0 | 0 | 0 | 0 | 0 | 0 | 0 | 0 | 0 | 0 | 0 | 0 | 0 | 0 | 0 | 0 | 0 | 0 | 0 | 0 | 0 | 0 | 0 | 0 | 0 | 0 | 0 | 0 | 0 | 0 | 0 | 0 | 0 | 0 | 0 | 0 | 0 | 0 | 0 | 0 | 0 | 0 | 0 | 0 | 0 | 0 | 0 | 0 | 0 | 0 | 0 | 0 | 0 | 0 | 0 | 0 | 0 | 0 | 0 | 0 |  |  | 0 | 0 | 0 | 0 | 0
[81 empty] | 2056 | 0 | 0 | 0 | 0 | 0 | 0 | 0 | 0 | 0 | 0 | 0 | 0 | 0 | 0 | 0 | 0 | 0 | 0 | 0 | 0 | 0 | 0 | 0 | 0 | 0 | 0 | 0 | 0 | 0 | 0 | 0 | 0 | 0 | 0 | 0 | 0 | 0 | 0 | 0 | 0 | 0 | 0 | 0 | 0 | 0 | 0 | 0 | 0 | 0 | 0 | 0 | 0 | 0 | 0 | 0 | 0 | 0 | 0 | 0 | 0 |  |  | 0 | 0 | 0 | 0 | 0
[81 empty] | 2057 | 0 | 0 | 0 | 0 | 0 | 0 | 0 | 0 | 0 | 0 | 0 | 0 | 0 | 0 | 0 | 0 | 0 | 0 | 0 | 0 | 0 | 0 | 0 | 0 | 0 | 0 | 0 | 0 | 0 | 0 | 0 | 0 | 0 | 0 | 0 | 0 | 0 | 0 | 0 | 0 | 0 | 0 | 0 | 0 | 0 | 0 | 0 | 0 | 0 | 0 | 0 | 0 | 0 | 0 | 0 | 0 | 0 | 0 | 0 | 0 |  |  | 0 | 0 | 0 | 0 | 0
[81 empty] | 2058 | 0 | 0 | 0 | 0 | 0 | 0 | 0 | 0 | 0 | 0 | 0 | 0 | 0 | 0 | 0 | 0 | 0 | 0 | 0 | 0 | 0 | 0 | 0 | 0 | 0 | 0 | 0 | 0 | 0 | 0 | 0 | 0 | 0 | 0 | 0 | 0 | 0 | 0 | 0 | 0 | 0 | 0 | 0 | 0 | 0 | 0 | 0 | 0 | 0 | 0 | 0 | 0 | 0 | 0 | 0 | 0 | 0 | 0 | 0 | 0 |  |  | 0 | 0 | 0 | 0 | 0
[81 empty] | 2059 | 0 | 0 | 0 | 0 | 0 | 0 | 0 | 0 | 0 | 0 | 0 | 0 | 0 | 0 | 0 | 0 | 0 | 0 | 0 | 0 | 0 | 0 | 0 | 0 | 0 | 0 | 0 | 0 | 0 | 0 | 0 | 0 | 0 | 0 | 0 | 0 | 0 | 0 | 0 | 0 | 0 | 0 | 0 | 0 | 0 | 0 | 0 | 0 | 0 | 0 | 0 | 0 | 0 | 0 | 0 | 0 | 0 | 0 | 0 | 0 |  |  | 0 | 0 | 0 | 0 | 0
[81 empty] | 2060 | 0 | 0 | 0 | 0 | 0 | 0 | 0 | 0 | 0 | 0 | 0 | 0 | 0 | 0 | 0 | 0 | 0 | 0 | 0 | 0 | 0 | 0 | 0 | 0 | 0 | 0 | 0 | 0 | 0 | 0 | 0 | 0 | 0 | 0 | 0 | 0 | 0 | 0 | 0 | 0 | 0 | 0 | 0 | 0 | 0 | 0 | 0 | 0 | 0 | 0 | 0 | 0 | 0 | 0 | 0 | 0 | 0 | 0 | 0 | 0 |  |  | 0 | 0 | 0 | 0 | 0

## SDF-UR-South
| Note: the frame of SDF of buildings is shown in Supplymentary figure 10 |  |  | 寿命参数 |  |  | lifetime (years | 37 | 37 | 37 | 37 | 37 | 37 | 37 | 37 | 37 | 37 | 37 | 30 | 30 | 30 | 30 | 30 | 30 | 30 | 30 | 30 | 30 | 30 | 30 | 30 | 30 | 30 | 35 | 35 | 35 | 35 | 35 | 35 | 35 | 35 | 35 | 35 | 35 | 35 | 35 | 35 | 35 | 35 | 35 | 35 | 35 | 35 | 35 | 35 | 35 | 35 | 35 | 35 | 35 | 35 | 35 | 35 | 35 | 35 | 35 | 35 | 35 | 35 | 35 | 35 | 35 | 35 | 35 | [6 empty] | lifetime for retrofit buildings | 50 | 50 | 50 | 50 | 50 | 50 | 50 | 50 | 50 | 50 | 50 | 50 | 50 | 50 | 50 | 50 | 50 | 50 | 50 | 50 | 50 | 50 | 50 | 50 | 50 | 50 | 50 | 50 | 50 | 50 | 50 | 50 | 50 | 50 | 50 | 50 | 50 | 50 | 50 | 50 | 50 | 50 | 50 |  |  | Heatnig load unit area (W/m2) |  |  |  |  | 改造建筑节能率 |  |  |  | Cooling load unit area (W/m2) |  |  |  |  | 改造建筑节能率
|  |  | Stock building (10E4 m2) | 年份 | 寿命参数 | New buildings (10E4 m2) | Built year | before1949 | 1950-1959 | 1960-1969 | 1970-1979 | 1980-1989 | 1990-1999 | 2000 | 2001 | 2002 | 2003 | 2004 | 2005 | 2006 | 2007 | 2008 | 2009 | 2010 | 2011 | 2012 | 2013 | 2014 | 2015 | 2016 | 2017 | 2018 | 2019 | 2020 | 2021 | 2022 | 2023 | 2024 | 2025 | 2026 | 2027 | 2028 | 2029 | 2030 | 2031 | 2032 | 2033 | 2034 | 2035 | 2036 | 2037 | 2038 | 2039 | 2040 | 2041 | 2042 | 2043 | 2044 | 2045 | 2046 | 2047 | 2048 | 2049 | 2050 | 2051 | 2052 | 2053 | 2054 | 2055 | 2056 | 2057 | 2058 | 2059 | 2060 | Stock building (10E4 m2) |  |  | 调整系数 |  |  | Built year | [45 empty] | latest new buildings (W/m2) | latest retrofitting buildings (W/m2) | Anverage value of stock of buildings without reinforce (W/m2) | Anverage value of stock of buildings with reinforce (W/m2) | Anverage value of stock buildings (W/m2) | 0 |  |  | 制冷 | latest new buildings (W/m2) | latest retrofitting buildings (W/m2) | Anverage value of stock of buildings without reinforce (W/m2) | Anverage value of stock of buildings with reinforce (W/m2) | Anverage value of stock buildings (W/m2) | 0
[7 empty] | Calculated year | 1944.5 | 1954.5 | 1964.5 | 1974.5 | 1984.5 | 1994.5 | 2000 | 2001 | 2002 | 2003 | 2004 | 2005 | 2006 | 2007 | 2008 | 2009 | 2010 | 2011 | 2012 | 2013 | 2014 | 2015 | 2016 | 2017 | 2018 | 2019 | 2020 | 2021 | 2022 | 2023 | 2024 | 2025 | 2026 | 2027 | 2028 | 2029 | 2030 | 2031 | 2032 | 2033 | 2034 | 2035 | 2036 | 2037 | 2038 | 2039 | 2040 | 2041 | 2042 | 2043 | 2044 | 2045 | 2046 | 2047 | 2048 | 2049 | 2050 | 2051 | 2052 | 2053 | 2054 | 2055 | 2056 | 2057 | 2058 | 2059 | 2060 | [7 empty] | 2018 | 2019 | 2020 | 2021 | 2022 | 2023 | 2024 | 2025 | 2026 | 2027 | 2028 | 2029 | 2030 | 2031 | 2032 | 2033 | 2034 | 2035 | 2036 | 2037 | 2038 | 2039 | 2040 | 2041 | 2042 | 2043 | 2044 | 2045 | 2046 | 2047 | 2048 | 2049 | 2050 | 2051 | 2052 | 2053 | 2054 | 2055 | 2056 | 2057 | 2058 | 2059 | 2060 |  | before1949 | 57.4351 | [7 empty] | before1949 | 83.2
|  |  | 213167.6597 | 2000 |  | 32520.2005 | 2000 | 9236.0715 | 5040.9854 | 11297.8206 | 24753.4469 | 63495.8018 | 66823.333 | 32520.2005 | 0 | 0 | 0 | 0 | 0 | 0 | 0 | 0 | 0 | 0 | 0 | 0 | 0 | 0 | 0 | 0 | 0 | 0 | 0 | 0 | 0 | 0 | 0 | 0 | 0 | 0 | 0 | 0 | 0 | 0 | 0 | 0 | 0 | 0 | 0 | 0 | 0 | 0 | 0 | 0 | 0 | 0 | 0 | 0 | 0 | 0 | 0 | 0 | 0 | 0 | 0 | 0 | 0 | 0 | 0 | 0 | 0 | 0 | 0 | 0 | 213167.6597 |  |  | 1 | [47 empty] | 1950-1959 | 57.4351 | [7 empty] | 1950-1959 | 83.2
|  |  | 264130.4705 | 2001 | 30 | 54749.0937 | 2001 | 7870.5174 | 4531.8099 | 10633.8015 | 24100.9992 | 62993.1482 | 66730.9002 | 32520.2005 | 54749.0937 | 0 | 0 | 0 | 0 | 0 | 0 | 0 | 0 | 0 | 0 | 0 | 0 | 0 | 0 | 0 | 0 | 0 | 0 | 0 | 0 | 0 | 0 | 0 | 0 | 0 | 0 | 0 | 0 | 0 | 0 | 0 | 0 | 0 | 0 | 0 | 0 | 0 | 0 | 0 | 0 | 0 | 0 | 0 | 0 | 0 | 0 | 0 | 0 | 0 | 0 | 0 | 0 | 0 | 0 | 0 | 0 | 0 | 0 | 0 | 264130.4705 |  |  | 1 | [47 empty] | 1960-1969 | 57.4351 | [7 empty] | 1960-1969 | 83.2
|  |  | 300348.2899 | 2002 | 30 | 39950.8478 | 2002 | 6669.1809 | 4053.4455 | 9967.5973 | 23401.9496 | 62418.0174 | 66617.9572 | 32520.2005 | 54749.0937 | 39950.8478 | 0 | 0 | 0 | 0 | 0 | 0 | 0 | 0 | 0 | 0 | 0 | 0 | 0 | 0 | 0 | 0 | 0 | 0 | 0 | 0 | 0 | 0 | 0 | 0 | 0 | 0 | 0 | 0 | 0 | 0 | 0 | 0 | 0 | 0 | 0 | 0 | 0 | 0 | 0 | 0 | 0 | 0 | 0 | 0 | 0 | 0 | 0 | 0 | 0 | 0 | 0 | 0 | 0 | 0 | 0 | 0 | 0 | 0 | 300348.2899 |  |  | 1 | [47 empty] | 1970-1979 | 57.4351 | [7 empty] | 1970-1979 | 83.2
|  |  | 324344.4816 | 2003 | 30 | 27691.5553 | 2003 | 5619.2351 | 3606.9712 | 9303.5782 | 22657.8747 | 61764.2688 | 66480.8566 | 32520.2005 | 54749.0937 | 39950.8478 | 27691.5553 | 0 | 0 | 0 | 0 | 0 | 0 | 0 | 0 | 0 | 0 | 0 | 0 | 0 | 0 | 0 | 0 | 0 | 0 | 0 | 0 | 0 | 0 | 0 | 0 | 0 | 0 | 0 | 0 | 0 | 0 | 0 | 0 | 0 | 0 | 0 | 0 | 0 | 0 | 0 | 0 | 0 | 0 | 0 | 0 | 0 | 0 | 0 | 0 | 0 | 0 | 0 | 0 | 0 | 0 | 0 | 0 | 0 | 324344.4816 |  |  | 1 | [47 empty] | 1980-1989 | 57.4351 | [7 empty] | 1980-1989 | 83.2
城镇化率 | Population (Billion) | Per capita area (m2/person） | 347082.8724 | 2004 | 30 | 26411.898 | 2004 | 4707.6114 | 3192.9899 | 8646.0714 | 21871.0611 | 61026.0221 | 66315.5214 | 32520.2005 | 54749.0937 | 39950.8478 | 27691.5553 | 26411.898 | 0 | 0 | 0 | 0 | 0 | 0 | 0 | 0 | 0 | 0 | 0 | 0 | 0 | 0 | 0 | 0 | 0 | 0 | 0 | 0 | 0 | 0 | 0 | 0 | 0 | 0 | 0 | 0 | 0 | 0 | 0 | 0 | 0 | 0 | 0 | 0 | 0 | 0 | 0 | 0 | 0 | 0 | 0 | 0 | 0 | 0 | 0 | 0 | 0 | 0 | 0 | 0 | 0 | 0 | 0 | 0 | 347082.8724 |  |  | 1 | [47 empty] | 1990-1999 | 25.9245 | [7 empty] | 1990-1999 | 83.2
0.42607 | 0.11517 | 32.0966 | 369667.5636 | 2005 | 30 | 26252.0091 | 2005 | 3921.2708 | 2811.6508 | 7999.2768 | 21044.5028 | 60197.8156 | 66117.4425 | 32520.2005 | 54749.0937 | 39950.8478 | 27691.5553 | 26411.898 | 26252.0091 | 0 | 0 | 0 | 0 | 0 | 0 | 0 | 0 | 0 | 0 | 0 | 0 | 0 | 0 | 0 | 0 | 0 | 0 | 0 | 0 | 0 | 0 | 0 | 0 | 0 | 0 | 0 | 0 | 0 | 0 | 0 | 0 | 0 | 0 | 0 | 0 | 0 | 0 | 0 | 0 | 0 | 0 | 0 | 0 | 0 | 0 | 0 | 0 | 0 | 0 | 0 | 0 | 0 | 0 | 0 | 369667.5636 |  |  | 1 |  |  |  | Building will not be demolished after reinforcing | [43 empty] | 2000 | 25.9245 |  | 42.7501 |  | 42.7501 | 42.7501 |  |  | 2000 | 83.2 |  | 83.2 |  | 83.2
0.45018 | 0.1207 | 32.2882 | 389715.451 | 2006 | 30 | 23764.7716 | 2006 | 3247.4379 | 2462.6805 | 7367.1867 | 20181.8787 | 59274.772 | 65881.6896 | 32479.6302 | 54749.0937 | 39950.8478 | 27691.5553 | 26411.898 | 26252.0091 | 23764.7716 | 0 | 0 | 0 | 0 | 0 | 0 | 0 | 0 | 0 | 0 | 0 | 0 | 0 | 0 | 0 | 0 | 0 | 0 | 0 | 0 | 0 | 0 | 0 | 0 | 0 | 0 | 0 | 0 | 0 | 0 | 0 | 0 | 0 | 0 | 0 | 0 | 0 | 0 | 0 | 0 | 0 | 0 | 0 | 0 | 0 | 0 | 0 | 0 | 0 | 0 | 0 | 0 | 0 | 0 | 389715.451 |  |  | 1 | [47 empty] | 2001 | 25.9245 |  | 39.063 |  | 39.063 | 39.063 |  |  | 2001 | 83.2 |  | 83.2 |  | 83.2
0.45906 | 0.12437 | 32.55 | 404831.723 | 2007 | 30 | 18934.0081 | 2007 | 2673.7967 | 2145.423 | 6753.5123 | 19287.5111 | 58252.7689 | 65602.9345 | 32429.8946 | 54680.792 | 39950.8478 | 27691.5553 | 26411.898 | 26252.0091 | 23764.7716 | 18934.0081 | 0 | 0 | 0 | 0 | 0 | 0 | 0 | 0 | 0 | 0 | 0 | 0 | 0 | 0 | 0 | 0 | 0 | 0 | 0 | 0 | 0 | 0 | 0 | 0 | 0 | 0 | 0 | 0 | 0 | 0 | 0 | 0 | 0 | 0 | 0 | 0 | 0 | 0 | 0 | 0 | 0 | 0 | 0 | 0 | 0 | 0 | 0 | 0 | 0 | 0 | 0 | 0 | 0 | 404831.723 |  |  | 1 |  |  |  | 10 | [43 empty] | 2002 | 25.9245 |  | 37.0989 |  | 37.0989 | 37.0989 |  |  | 2002 | 83.2 |  | 83.2 |  | 83.2
0.47173 | 0.12879 | 32.4275 | 417626.0432 | 2008 | 30 | 16724.8548 | 2008 | 2188.6482 | 1858.8852 | 6161.619 | 18366.3044 | 57128.6074 | 65275.4923 | 32369.3223 | 54597.06 | 39901.0075 | 27691.5553 | 26411.898 | 26252.0091 | 23764.7716 | 18934.0081 | 16724.8548 | 0 | 0 | 0 | 0 | 0 | 0 | 0 | 0 | 0 | 0 | 0 | 0 | 0 | 0 | 0 | 0 | 0 | 0 | 0 | 0 | 0 | 0 | 0 | 0 | 0 | 0 | 0 | 0 | 0 | 0 | 0 | 0 | 0 | 0 | 0 | 0 | 0 | 0 | 0 | 0 | 0 | 0 | 0 | 0 | 0 | 0 | 0 | 0 | 0 | 0 | 0 | 0 | 417626.0432 |  |  | 1 | [47 empty] | 2003 | 25.9245 |  | 35.9265 |  | 35.9265 | 35.9265 |  |  | 2003 | 71.079 |  | 82.1651 |  | 82.1651
0.48193 | 0.13246 | 32.5252 | 430833.0348 | 2009 | 30 | 17262.95 | 2009 | 1781.028 | 1601.7874 | 5594.4723 | 17423.6674 | 55900.174 | 64893.3782 | 32296.0352 | 54495.0841 | 39839.9076 | 27657.009 | 26411.898 | 26252.0091 | 23764.7716 | 18934.0081 | 16724.8548 | 17262.95 | 0 | 0 | 0 | 0 | 0 | 0 | 0 | 0 | 0 | 0 | 0 | 0 | 0 | 0 | 0 | 0 | 0 | 0 | 0 | 0 | 0 | 0 | 0 | 0 | 0 | 0 | 0 | 0 | 0 | 0 | 0 | 0 | 0 | 0 | 0 | 0 | 0 | 0 | 0 | 0 | 0 | 0 | 0 | 0 | 0 | 0 | 0 | 0 | 0 | 0 | 0 | 430833.0348 |  |  | 1 | [47 empty] | 2004 | 25.9245 |  | 34.9527 |  | 34.9527 | 34.9527 |  |  | 2004 | 71.079 |  | 81.3106 |  | 81.3106
0.49867 | 0.14068 | 31.5412 | 443736.641 | 2010 | 30 | 17108.906 | 2010 | 1440.7899 | 1372.6156 | 5054.5966 | 16465.4185 | 54566.5882 | 64450.384 | 32207.9452 | 54371.7023 | 39765.495 | 27614.6581 | 26378.9481 | 26252.0091 | 23764.7716 | 18934.0081 | 16724.8548 | 17262.95 | 17108.906 | 0 | 0 | 0 | 0 | 0 | 0 | 0 | 0 | 0 | 0 | 0 | 0 | 0 | 0 | 0 | 0 | 0 | 0 | 0 | 0 | 0 | 0 | 0 | 0 | 0 | 0 | 0 | 0 | 0 | 0 | 0 | 0 | 0 | 0 | 0 | 0 | 0 | 0 | 0 | 0 | 0 | 0 | 0 | 0 | 0 | 0 | 0 | 0 | 0 | 0 | 443736.641 |  |  | 1 | [47 empty] | 2005 | 25.9245 |  | 34.1054 |  | 34.1054 | 34.1054 |  |  | 2005 | 71.079 |  | 80.5652 |  | 80.5652
0.51135 | 0.14684 | 31.1681 | 457663.1178 | 2011 | 30 | 18326.3211 | 2011 | 1158.6549 | 1169.6742 | 4544.0463 | 15497.6785 | 53128.3301 | 63940.1736 | 32102.7557 | 54223.3992 | 39675.4623 | 27563.0797 | 26338.5544 | 26199.4974 | 23764.7716 | 18934.0081 | 16724.8548 | 17262.95 | 17108.906 | 18326.3211 | 0 | 0 | 0 | 0 | 0 | 0 | 0 | 0 | 0 | 0 | 0 | 0 | 0 | 0 | 0 | 0 | 0 | 0 | 0 | 0 | 0 | 0 | 0 | 0 | 0 | 0 | 0 | 0 | 0 | 0 | 0 | 0 | 0 | 0 | 0 | 0 | 0 | 0 | 0 | 0 | 0 | 0 | 0 | 0 | 0 | 0 | 0 | 0 | 0 | 457663.1178 |  |  | 1 | [47 empty] | 2006 | 25.9245 |  | 33.4064 |  | 33.4064 | 33.4064 |  |  | 2006 | 71.079 |  | 79.9616 |  | 79.9616
0.52699 | 0.15281 | 31.5223 | 481704.5821 | 2012 | 30 | 28663.7407 | 2012 | 926.233 | 991.138 | 4064.3903 | 14526.754 | 51587.3427 | 63356.3965 | 31977.9701 | 54046.3084 | 39567.2444 | 27500.6744 | 26289.3594 | 26132.7553 | 23717.2351 | 18934.0081 | 16724.8548 | 17262.95 | 17108.906 | 18326.3211 | 28663.7407 | 0 | 0 | 0 | 0 | 0 | 0 | 0 | 0 | 0 | 0 | 0 | 0 | 0 | 0 | 0 | 0 | 0 | 0 | 0 | 0 | 0 | 0 | 0 | 0 | 0 | 0 | 0 | 0 | 0 | 0 | 0 | 0 | 0 | 0 | 0 | 0 | 0 | 0 | 0 | 0 | 0 | 0 | 0 | 0 | 0 | 0 | 0 | 0 | 481704.5821 |  |  | 1 | [47 empty] | 2007 | 25.9245 |  | 32.8608 |  | 32.8608 | 32.8608 |  |  | 2007 | 71.079 |  | 79.5157 |  | 79.5157
0.53672 | 0.15883 | 32.386 | 514389.1959 | 2013 | 30 | 37553.283 | 2013 | 736.0184 | 835.1007 | 3616.7104 | 13559.0141 | 49947.1012 | 62692.8195 | 31830.907 | 53836.2265 | 39438.0198 | 27425.6641 | 26229.8379 | 26048.7698 | 23656.8165 | 18896.1346 | 16724.8548 | 17262.95 | 17108.906 | 18326.3211 | 28663.7407 | 37553.283 | 0 | 0 | 0 | 0 | 0 | 0 | 0 | 0 | 0 | 0 | 0 | 0 | 0 | 0 | 0 | 0 | 0 | 0 | 0 | 0 | 0 | 0 | 0 | 0 | 0 | 0 | 0 | 0 | 0 | 0 | 0 | 0 | 0 | 0 | 0 | 0 | 0 | 0 | 0 | 0 | 0 | 0 | 0 | 0 | 0 | 0 | 0 | 514389.1959 |  |  | 1 | [47 empty] | 2008 | 25.9245 |  | 32.3911 |  | 32.3911 | 32.3911 |  |  | 2008 | 71.079 |  | 79.1431 |  | 79.1431
0.54664 | 0.16445 | 33.0822 | 544043.9279 | 2014 | 30 | 34798.4486 | 2014 | 581.3659 | 699.62 | 3201.6113 | 12600.7651 | 48212.6464 | 61943.4742 | 31658.7247 | 53588.6399 | 39284.7214 | 27336.0933 | 26158.294 | 25944.1366 | 23580.7881 | 18847.9975 | 16691.4002 | 17262.95 | 17108.906 | 18326.3211 | 28663.7407 | 37553.283 | 34798.4486 | 0 | 0 | 0 | 0 | 0 | 0 | 0 | 0 | 0 | 0 | 0 | 0 | 0 | 0 | 0 | 0 | 0 | 0 | 0 | 0 | 0 | 0 | 0 | 0 | 0 | 0 | 0 | 0 | 0 | 0 | 0 | 0 | 0 | 0 | 0 | 0 | 0 | 0 | 0 | 0 | 0 | 0 | 0 | 0 | 0 | 0 | 544043.9279 |  |  | 1 | [47 empty] | 2009 | 25.9245 |  | 31.944 |  | 31.944 | 31.944 |  |  | 2009 | 71.079 |  | 78.7828 |  | 78.7828
0.55811 | 0.17059 | 33.9555 | 579231.3624 | 2015 | 30 | 40640.8526 | 2015 | 456.4504 | 582.7583 | 2819.2425 | 11658.1281 | 46390.5783 | 61102.8166 | 31458.4526 | 53298.7638 | 39104.0555 | 27229.836 | 26072.8623 | 25815.0754 | 23486.0683 | 18787.4237 | 16648.8795 | 17228.419 | 17108.906 | 18326.3211 | 28663.7407 | 37553.283 | 34798.4486 | 40640.8526 | 0 | 0 | 0 | 0 | 0 | 0 | 0 | 0 | 0 | 0 | 0 | 0 | 0 | 0 | 0 | 0 | 0 | 0 | 0 | 0 | 0 | 0 | 0 | 0 | 0 | 0 | 0 | 0 | 0 | 0 | 0 | 0 | 0 | 0 | 0 | 0 | 0 | 0 | 0 | 0 | 0 | 0 | 0 | 0 | 0 | 579231.3624 |  |  | 1 | [47 empty] | 2010 | 32.5683 |  | 31.7835 |  | 31.7835 | 31.7835 |  |  | 2010 | 71.079 |  | 78.4459 |  | 78.4459
0.56158 | 0.17674 | 35.258 | 623132.4436 | 2016 | 30 | 49699.2794 | 2016 | 356.2147 | 482.6169 | 2469.33 | 10736.9215 | 44489.0067 | 60165.8962 | 31227.0339 | 52961.5976 | 38892.5306 | 27104.6091 | 25971.5153 | 25657.466 | 23369.235 | 18711.958 | 16595.3733 | 17184.5304 | 17074.6831 | 18326.3211 | 28663.7407 | 37553.283 | 34798.4486 | 40640.8526 | 49699.2794 | 0 | 0 | 0 | 0 | 0 | 0 | 0 | 0 | 0 | 0 | 0 | 0 | 0 | 0 | 0 | 0 | 0 | 0 | 0 | 0 | 0 | 0 | 0 | 0 | 0 | 0 | 0 | 0 | 0 | 0 | 0 | 0 | 0 | 0 | 0 | 0 | 0 | 0 | 0 | 0 | 0 | 0 | 0 | 0 | 623132.4436 |  |  | 1 | [47 empty] | 2011 | 32.5683 |  | 31.6371 |  | 31.6371 | 31.6371 |  |  | 2011 | 71.079 |  | 78.1091 |  | 78.1091
0.57158 | 0.18298 | 36.5961 | 669627.6248 | 2017 | 30 | 52677.4484 | 2017 | 276.3094 | 397.3654 | 2151.2159 | 9842.5538 | 42517.4594 | 59128.5285 | 30961.3758 | 52571.9947 | 38646.4977 | 26957.9926 | 25852.0753 | 25466.907 | 23226.5582 | 18618.8739 | 16528.7127 | 17129.3027 | 17031.1861 | 18289.6631 | 28663.7407 | 37553.283 | 34798.4486 | 40640.8526 | 49699.2794 | 52677.4484 | 0 | 0 | 0 | 0 | 0 | 0 | 0 | 0 | 0 | 0 | 0 | 0 | 0 | 0 | 0 | 0 | 0 | 0 | 0 | 0 | 0 | 0 | 0 | 0 | 0 | 0 | 0 | 0 | 0 | 0 | 0 | 0 | 0 | 0 | 0 | 0 | 0 | 0 | 0 | 0 | 0 | 0 | 0 | 669627.6248 |  |  | 1 | reinforcement rate |  | Retrofitting buildings (10E4 m2) | [44 empty] | 2012 | 32.5683 |  | 31.5247 |  | 31.5247 | 31.5247 |  |  | 2012 | 56.2294 |  | 76.764 |  | 76.764
0.58138 | 0.18885 | 37.8007 | 713853.3232 | 2018 | 30 | 50851.6502 | 2018 | 213.0283 | 325.2652 | 1863.9044 | 8979.9298 | 40486.7482 | 57987.4666 | 30658.4097 | 52124.7484 | 38362.2014 | 26787.4572 | 25712.2341 | 25238.8007 | 23054.0537 | 18505.1996 | 16446.4893 | 17060.4973 | 16976.4513 | 18243.071 | 28606.4049 | 37553.283 | 34798.4486 | 40640.8526 | 49699.2794 | 52677.4484 | 50851.6502 | 0 | 0 | 0 | 0 | 0 | 0 | 0 | 0 | 0 | 0 | 0 | 0 | 0 | 0 | 0 | 0 | 0 | 0 | 0 | 0 | 0 | 0 | 0 | 0 | 0 | 0 | 0 | 0 | 0 | 0 | 0 | 0 | 0 | 0 | 0 | 0 | 0 | 0 | 0 | 0 | 0 | 0 | 713853.3232 |  |  | 1 | 0 |  | 0 | 0 | 0 | 0 | 0 | 0 | 0 | 0 | 0 | 0 | 0 | 0 | 0 | 0 | 0 | 0 | 0 | 0 | 0 | 0 | 0 | 0 | 0 | 0 | 0 | 0 | 0 | 0 | 0 | 0 | 0 | 0 | 0 | 0 | 0 | 0 | 0 | 0 | 0 | 0 | 0 | 0 | 0 | 0 |  | 2013 | 32.5683 |  | 31.4455 |  | 31.4455 | 31.4455 |  |  | 2013 | 56.2294 |  | 75.2114 |  | 75.2114
59.1% | 0.19386 | 38.1619 | 739824.5245 | 2019 | 30 | 33104.5116 | 2019 | 163.241 | 264.6869 | 1606.1124 | 8153.3715 | 38408.7957 | 56740.5652 | 30315.159 | 51614.6925 | 38035.8422 | 26590.3999 | 25549.5793 | 24968.4634 | 22847.5592 | 18367.7608 | 16346.0781 | 16975.6285 | 16908.2599 | 18184.4413 | 28533.5313 | 37478.1655 | 34798.4486 | 40640.8526 | 49699.2794 | 52677.4484 | 50851.6502 | 33104.5116 | 0 | 0 | 0 | 0 | 0 | 0 | 0 | 0 | 0 | 0 | 0 | 0 | 0 | 0 | 0 | 0 | 0 | 0 | 0 | 0 | 0 | 0 | 0 | 0 | 0 | 0 | 0 | 0 | 0 | 0 | 0 | 0 | 0 | 0 | 0 | 0 | 0 | 0 | 0 | 0 | 0 | 739824.5245 |  |  | 1 | 0 |  | 0 | 0 | 0 | 0 | 0 | 0 | 0 | 0 | 0 | 0 | 0 | 0 | 0 | 0 | 0 | 0 | 0 | 0 | 0 | 0 | 0 | 0 | 0 | 0 | 0 | 0 | 0 | 0 | 0 | 0 | 0 | 0 | 0 | 0 | 0 | 0 | 0 | 0 | 0 | 0 | 0 | 0 | 0 | 0 |  | 2014 | 32.5683 |  | 31.3727 |  | 31.3727 | 31.3727 |  |  | 2014 | 56.2294 |  | 73.9311 |  | 73.9311
60.04% | 0.19965 | 38.5114 | 768887.3401 | 2020 | 35 | 36750.9055 | 2020 | 124.3265 | 214.1225 | 1376.3218 | 7366.5579 | 36296.4283 | 55386.9305 | 29928.8139 | 51036.8158 | 37663.6504 | 26364.1871 | 25361.6282 | 24651.2619 | 22602.835 | 18203.2413 | 16224.6752 | 16871.9868 | 16824.1484 | 18111.3977 | 28441.8301 | 37382.6915 | 34728.8416 | 40640.8526 | 49699.2794 | 52677.4484 | 50851.6502 | 33104.5116 | 36750.9055 | 0 | 0 | 0 | 0 | 0 | 0 | 0 | 0 | 0 | 0 | 0 | 0 | 0 | 0 | 0 | 0 | 0 | 0 | 0 | 0 | 0 | 0 | 0 | 0 | 0 | 0 | 0 | 0 | 0 | 0 | 0 | 0 | 0 | 0 | 0 | 0 | 0 | 0 | 0 | 0 | 768887.3401 |  |  | 1 | 0 |  | 0 | 0 | 0 | 0 | 0 | 0 | 0 | 0 | 0 | 0 | 0 | 0 | 0 | 0 | 0 | 0 | 0 | 0 | 0 | 0 | 0 | 0 | 0 | 0 | 0 | 0 | 0 | 0 | 0 | 0 | 0 | 0 | 0 | 0 | 0 | 0 | 0 | 0 | 0 | 0 | 0 | 0 | 0 | 0 |  | 2015 | 32.5683 |  | 31.3236 |  | 31.3236 | 31.3236 |  |  | 2015 | 56.2294 |  | 72.6134 |  | 72.6134
60.95% | 0.2042 | 39.1258 | 798932.9572 | 2021 | 35 | 38271.4721 | 2021 | 94.1096 | 172.1931 | 1172.8325 | 6622.4829 | 34163.1388 | 53927.05 | 29496.812 | 50386.388 | 37241.9692 | 26106.2059 | 25145.869 | 24282.7724 | 22315.6866 | 18008.2632 | 16079.3513 | 16746.6779 | 16721.4315 | 18021.3011 | 28327.5844 | 37262.5509 | 34640.3714 | 40559.559 | 49699.2794 | 52677.4484 | 50851.6502 | 33104.5116 | 36750.9055 | 38271.4721 | 0 | 0 | 0 | 0 | 0 | 0 | 0 | 0 | 0 | 0 | 0 | 0 | 0 | 0 | 0 | 0 | 0 | 0 | 0 | 0 | 0 | 0 | 0 | 0 | 0 | 0 | 0 | 0 | 0 | 0 | 0 | 0 | 0 | 0 | 0 | 0 | 0 | 0 | 0 | 798849.8678 |  |  | 1 | 0.01 |  | 83.0894 | 0 | 0 | 0 | 83.0894 | 0 | 0 | 0 | 0 | 0 | 0 | 0 | 0 | 0 | 0 | 0 | 0 | 0 | 0 | 0 | 0 | 0 | 0 | 0 | 0 | 0 | 0 | 0 | 0 | 0 | 0 | 0 | 0 | 0 | 0 | 0 | 0 | 0 | 0 | 0 | 0 | 0 | 0 | 0 |  | 2016 | 32.5683 |  | 31.3021 |  | 31.3021 | 31.3021 |  |  | 2016 | 56.2294 |  | 71.2219 |  | 71.2219
61.85% | 0.2087 | 39.7324 | 829235.207 | 2022 | 35 | 39219.9782 | 2022 | 70.8 | 137.6518 | 993.8142 | 5923.4333 | 32022.8293 | 52362.8957 | 29016.9211 | 49659.095 | 36767.3469 | 25813.9215 | 24899.8093 | 23858.958 | 21982.1095 | 17779.4847 | 15907.1225 | 16596.6784 | 16597.2408 | 17911.2752 | 28186.6666 | 37112.8739 | 34529.044 | 40456.2353 | 49599.8663 | 52677.4484 | 50851.6502 | 33104.5116 | 36750.9055 | 38271.4721 | 39219.9782 | 0 | 0 | 0 | 0 | 0 | 0 | 0 | 0 | 0 | 0 | 0 | 0 | 0 | 0 | 0 | 0 | 0 | 0 | 0 | 0 | 0 | 0 | 0 | 0 | 0 | 0 | 0 | 0 | 0 | 0 | 0 | 0 | 0 | 0 | 0 | 0 | 0 | 0 | 829062.0395 |  |  | 1 | 0.01 |  | 90.0781 | 0 | 0 | 0 | 83.0894 | 90.0781 | 0 | 0 | 0 | 0 | 0 | 0 | 0 | 0 | 0 | 0 | 0 | 0 | 0 | 0 | 0 | 0 | 0 | 0 | 0 | 0 | 0 | 0 | 0 | 0 | 0 | 0 | 0 | 0 | 0 | 0 | 0 | 0 | 0 | 0 | 0 | 0 | 0 | 0 |  | 2017 | 32.5683 |  | 31.293 |  | 31.293 | 31.293 |  |  | 2017 | 56.2294 |  | 69.9481 |  | 69.9481 | Envolop cost
62.72% | 0.21318 | 40.3311 | 859772.4044 | 2023 | 35 | 40219.3314 | 2023 | 52.9366 | 109.3831 | 837.3555 | 5270.9856 | 29889.5398 | 50697.9951 | 28487.3238 | 48851.1789 | 36236.6354 | 25484.9415 | 24621.0317 | 23376.3584 | 21598.4493 | 17513.7152 | 15705.037 | 16418.9085 | 16448.5798 | 17778.2475 | 28014.5778 | 36928.2529 | 34390.3471 | 40326.2169 | 49473.5128 | 52572.0781 | 50851.6502 | 33104.5116 | 36750.9055 | 38271.4721 | 39219.9782 | 40219.3314 | 0 | 0 | 0 | 0 | 0 | 0 | 0 | 0 | 0 | 0 | 0 | 0 | 0 | 0 | 0 | 0 | 0 | 0 | 0 | 0 | 0 | 0 | 0 | 0 | 0 | 0 | 0 | 0 | 0 | 0 | 0 | 0 | 0 | 0 | 0 | 0 | 0 | 859501.4375 |  |  | 1 | 0.01 |  | 97.7993 | 0 | 0 | 0 | 83.0894 | 90.0781 | 97.7993 | 0 | 0 | 0 | 0 | 0 | 0 | 0 | 0 | 0 | 0 | 0 | 0 | 0 | 0 | 0 | 0 | 0 | 0 | 0 | 0 | 0 | 0 | 0 | 0 | 0 | 0 | 0 | 0 | 0 | 0 | 0 | 0 | 0 | 0 | 0 | 0 | 0 |  | 2018 | 21.9171 | 41.8534 | 30.5271 | #DIV/0! | 30.5271 | 30.5271 |  |  | 2018 | 56.2294 | 80.9964 | 68.8683 | #DIV/0! | 68.8683 | Price of building envolope | Envolope investment for new buildings | Envolope investment for retrofitting buildings
63.57% | 0.21762 | 40.9218 | 890522.4857 | 2024 | 35 | 41264.192 | 2024 | 39.3365 | 86.3995 | 701.5091 | 4666.0212 | 27777.1723 | 48937.4649 | 27906.6991 | 47959.5801 | 35647.0926 | 25117.0838 | 24307.2542 | 22832.2833 | 21161.5734 | 17208.0431 | 15470.2766 | 16210.3213 | 16272.3962 | 17619.0082 | 27806.5125 | 36702.794 | 34219.2696 | 40164.2338 | 49314.5147 | 52438.153 | 50749.9321 | 33104.5116 | 36750.9055 | 38271.4721 | 39219.9782 | 40219.3314 | 41264.192 | 0 | 0 | 0 | 0 | 0 | 0 | 0 | 0 | 0 | 0 | 0 | 0 | 0 | 0 | 0 | 0 | 0 | 0 | 0 | 0 | 0 | 0 | 0 | 0 | 0 | 0 | 0 | 0 | 0 | 0 | 0 | 0 | 0 | 0 | 0 | 0 | 890145.3158 |  |  | 1 | 0.01 |  | 106.2031 | 0 | 0 | 0 | 83.0894 | 90.0781 | 97.7993 | 106.2031 | 0 | 0 | 0 | 0 | 0 | 0 | 0 | 0 | 0 | 0 | 0 | 0 | 0 | 0 | 0 | 0 | 0 | 0 | 0 | 0 | 0 | 0 | 0 | 0 | 0 | 0 | 0 | 0 | 0 | 0 | 0 | 0 | 0 | 0 | 0 | 0 |  | 2019 | 21.9171 | 40.6371 | 30.0443 | #DIV/0! | 30.0443 | 30.0443 |  |  | 2019 | 56.2294 | 80.4551 | 68.1911 | #DIV/0! | 68.1911 | CNY/m2 | billion CNY | billion CNY
64.39% | 0.22202 | 41.5043 | 921462.9846 | 2025 | 35 | 42324.3596 | 2025 | 29.05 | 67.8352 | 584.3318 | 4108.7578 | 25699.2199 | 47088.0042 | 27274.2995 | 46982.0747 | 34996.4859 | 24708.4477 | 23956.3957 | 22224.9997 | 20669.0465 | 16859.9728 | 15200.2693 | 15968.0078 | 16065.6703 | 17430.2879 | 27557.4504 | 36430.2009 | 34010.3498 | 39964.4336 | 49116.4271 | 52269.6271 | 50620.6488 | 33038.293 | 36750.9055 | 38271.4721 | 39219.9782 | 40219.3314 | 41264.192 | 42324.3596 | 0 | 0 | 0 | 0 | 0 | 0 | 0 | 0 | 0 | 0 | 0 | 0 | 0 | 0 | 0 | 0 | 0 | 0 | 0 | 0 | 0 | 0 | 0 | 0 | 0 | 0 | 0 | 0 | 0 | 0 | 0 | 0 | 0 | 0 | 0 | 920970.8262 |  |  | 1 | 0.01 |  | 114.9885 | 0 | 0 | 0 | 83.0894 | 90.0781 | 97.7993 | 106.2031 | 114.9885 | 0 | 0 | 0 | 0 | 0 | 0 | 0 | 0 | 0 | 0 | 0 | 0 | 0 | 0 | 0 | 0 | 0 | 0 | 0 | 0 | 0 | 0 | 0 | 0 | 0 | 0 | 0 | 0 | 0 | 0 | 0 | 0 | 0 | 0 | 0 |  | 2020 | 21.9171 | 39.4735 | 29.5616 | #DIV/0! | 29.5616 | 29.5616 |  |  | 2020 | 56.2294 | 79.8983 | 67.5023 | #DIV/0! | 67.5023 | 151.25 | 55.5857 | 0
65.19% | 0.22638 | 42.0785 | 952571.0051 | 2026 | 35 | 43412.4977 | 2026 | 21.3207 | 52.9387 | 483.92 | 3598.7961 | 23668.5086 | 45157.8449 | 26590.0189 | 45917.4039 | 34283.1924 | 24257.4858 | 23566.6432 | 21553.9035 | 20119.2998 | 16467.5639 | 14892.8106 | 15689.3134 | 15825.519 | 17208.8521 | 27262.2776 | 36103.8967 | 33757.7536 | 39720.4377 | 48872.0936 | 52059.6694 | 50457.9641 | 32954.1293 | 36699.1706 | 38271.4721 | 39219.9782 | 40219.3314 | 41264.192 | 42324.3596 | 43412.4977 | 0 | 0 | 0 | 0 | 0 | 0 | 0 | 0 | 0 | 0 | 0 | 0 | 0 | 0 | 0 | 0 | 0 | 0 | 0 | 0 | 0 | 0 | 0 | 0 | 0 | 0 | 0 | 0 | 0 | 0 | 0 | 0 | 0 | 0 | 951954.559 |  |  | 1 | 0.01 |  | 124.2876 | 0 | 0 | 0 | 83.0894 | 90.0781 | 97.7993 | 106.2031 | 114.9885 | 124.2876 | 0 | 0 | 0 | 0 | 0 | 0 | 0 | 0 | 0 | 0 | 0 | 0 | 0 | 0 | 0 | 0 | 0 | 0 | 0 | 0 | 0 | 0 | 0 | 0 | 0 | 0 | 0 | 0 | 0 | 0 | 0 | 0 | 0 | 0 |  | 2021 | 21.9171 | 38.3592 | 29.1039 | 38.3592 | 29.1048 | 29.1048 |  |  | 2021 | 50.9357 | 79.2801 | 66.5861 | 79.2801 | 66.5874 | 165 | 63.1479 | 0
65.97% | 0.2307 | 42.6444 | 983823.1925 | 2027 | 35 | 44537.9194 | 2027 | 15.551 | 41.0636 | 398.4383 | 3135.1772 | 21696.9613 | 43156.6577 | 25854.4502 | 44765.3894 | 33506.2937 | 23763.0731 | 23136.5207 | 20819.6624 | 19511.7864 | 16029.5665 | 14546.1865 | 15371.9627 | 15549.3116 | 16951.6124 | 26915.9354 | 35717.1814 | 33455.3864 | 39425.4325 | 48573.7136 | 51800.6944 | 50255.2835 | 32848.2213 | 36635.1589 | 38217.5966 | 39219.9782 | 40219.3314 | 41264.192 | 42324.3596 | 43412.4977 | 44537.9194 | 0 | 0 | 0 | 0 | 0 | 0 | 0 | 0 | 0 | 0 | 0 | 0 | 0 | 0 | 0 | 0 | 0 | 0 | 0 | 0 | 0 | 0 | 0 | 0 | 0 | 0 | 0 | 0 | 0 | 0 | 0 | 0 | 0 | 983072.5471 |  |  | 1 | 0.01 |  | 134.1993 | 0 | 0 | 0 | 83.0894 | 90.0781 | 97.7993 | 106.2031 | 114.9885 | 124.2876 | 134.1993 | 0 | 0 | 0 | 0 | 0 | 0 | 0 | 0 | 0 | 0 | 0 | 0 | 0 | 0 | 0 | 0 | 0 | 0 | 0 | 0 | 0 | 0 | 0 | 0 | 0 | 0 | 0 | 0 | 0 | 0 | 0 | 0 | 0 |  | 2022 | 21.9171 | 37.3043 | 28.6748 | 37.8105 | 28.6767 | 28.6767 |  |  | 2022 | 50.9357 | 78.5894 | 65.7153 | 78.9208 | 65.7181 | 165 | 64.713 | 0
66.72% | 0.23499 | 43.2017 | 1015195.7011 | 2028 | 35 | 45696.0456 | 2028 | 11.2722 | 31.6591 | 326.1434 | 2716.4501 | 19795.3898 | 41095.4172 | 25068.9275 | 43527.0293 | 32665.6596 | 23224.5731 | 22664.9553 | 20024.3214 | 18847.1107 | 15545.5448 | 14159.2932 | 15014.1866 | 15234.7928 | 16655.751 | 26513.5933 | 35263.4273 | 33097.0398 | 39072.3001 | 48212.9547 | 51484.4344 | 50005.2846 | 32716.2758 | 36556.5368 | 38150.9365 | 39164.7675 | 40219.3314 | 41264.192 | 42324.3596 | 43412.4977 | 44537.9194 | 45696.0456 | 0 | 0 | 0 | 0 | 0 | 0 | 0 | 0 | 0 | 0 | 0 | 0 | 0 | 0 | 0 | 0 | 0 | 0 | 0 | 0 | 0 | 0 | 0 | 0 | 0 | 0 | 0 | 0 | 0 | 0 | 0 | 0 | 1014300.3735 |  |  | 1 | 0.01 |  | 144.6822 | 0 | 0 | 0 | 83.0894 | 90.0781 | 97.7993 | 106.2031 | 114.9885 | 124.2876 | 134.1993 | 144.6822 | 0 | 0 | 0 | 0 | 0 | 0 | 0 | 0 | 0 | 0 | 0 | 0 | 0 | 0 | 0 | 0 | 0 | 0 | 0 | 0 | 0 | 0 | 0 | 0 | 0 | 0 | 0 | 0 | 0 | 0 | 0 | 0 |  | 2023 | 21.9171 | 36.3265 | 28.2715 | 37.2749 | 28.2743 | 28.2743 |  |  | 2023 | 50.9357 | 77.8601 | 64.8855 | 78.538 | 64.8898 | 165 | 66.3619 | 0
67.45% | 0.23924 | 43.7504 | 1046664.1582 | 2029 | 35 | 46881.4623 | 2029 | 8.1199 | 24.26 | 265.4015 | 2340.7446 | 17973.3217 | 38986.2253 | 24235.552 | 42204.5695 | 31762.0184 | 22641.8954 | 22151.34 | 19171.3615 | 18127.124 | 15015.9805 | 13731.7454 | 14614.8455 | 14880.2092 | 16318.852 | 26050.8437 | 34736.3062 | 32676.5723 | 38653.7898 | 47781.1127 | 51102.0575 | 49699.9861 | 32553.5261 | 36460.6758 | 38069.0613 | 39096.4553 | 40162.7138 | 41264.192 | 42324.3596 | 43412.4977 | 44537.9194 | 45696.0456 | 46881.4623 | 0 | 0 | 0 | 0 | 0 | 0 | 0 | 0 | 0 | 0 | 0 | 0 | 0 | 0 | 0 | 0 | 0 | 0 | 0 | 0 | 0 | 0 | 0 | 0 | 0 | 0 | 0 | 0 | 0 | 0 | 0 | 1045613.1436 |  |  | 1 | 0.01 |  | 155.6869 | 0 | 0 | 0 | 83.0894 | 90.0781 | 97.7993 | 106.2031 | 114.9885 | 124.2876 | 134.1993 | 144.6822 | 155.6869 | 0 | 0 | 0 | 0 | 0 | 0 | 0 | 0 | 0 | 0 | 0 | 0 | 0 | 0 | 0 | 0 | 0 | 0 | 0 | 0 | 0 | 0 | 0 | 0 | 0 | 0 | 0 | 0 | 0 | 0 | 0 |  | 2024 | 21.9171 | 35.3327 | 27.8927 | 36.728 | 27.8964 | 27.8964 |  |  | 2024 | 50.9357 | 77.1158 | 64.0929 | 78.1375 | 64.0989 | 165 | 68.0859 | 0
68.16% | 0.24344 | 44.2903 | 1078203.6241 | 2030 | 35 | 48087.1743 | 2030 | 5.8127 | 18.4767 | 214.7006 | 2005.8483 | 16238.8669 | 36842.1009 | 23357.199 | 40801.5477 | 30797.009 | 22015.545 | 21595.5885 | 18265.7027 | 17354.9775 | 14442.3485 | 13263.9688 | 14173.5422 | 14484.4316 | 15939.0374 | 25523.9085 | 34130.0431 | 32188.1196 | 38162.7287 | 47269.3207 | 50644.3379 | 49330.8624 | 32354.7763 | 36344.6511 | 37969.2341 | 39012.551 | 40092.661 | 41206.1036 | 42324.3596 | 43412.4977 | 44537.9194 | 45696.0456 | 46881.4623 | 48087.1743 | 0 | 0 | 0 | 0 | 0 | 0 | 0 | 0 | 0 | 0 | 0 | 0 | 0 | 0 | 0 | 0 | 0 | 0 | 0 | 0 | 0 | 0 | 0 | 0 | 0 | 0 | 0 | 0 | 0 | 0 | 1076985.461 |  |  | 1 | 0.01 |  | 167.1486 | 0 | 0 | 0 | 83.0894 | 90.0781 | 97.7993 | 106.2031 | 114.9885 | 124.2876 | 134.1993 | 144.6822 | 155.6869 | 167.1486 | 0 | 0 | 0 | 0 | 0 | 0 | 0 | 0 | 0 | 0 | 0 | 0 | 0 | 0 | 0 | 0 | 0 | 0 | 0 | 0 | 0 | 0 | 0 | 0 | 0 | 0 | 0 | 0 | 0 | 0 |  | 2025 | 21.9171 | 34.4558 | 27.5361 | 36.1971 | 27.5408 | 27.5408 |  |  | 2025 | 50.9357 | 76.4157 | 63.3344 | 77.7352 | 63.3421 | 165 | 69.8352 | 0
68.85% | 0.2476 | 44.8213 | 1109788.5481 | 2031 | 35 | 49304.5891 | 2031 | 4.1352 | 13.9861 | 172.658 | 1709.2834 | 14598.6253 | 34676.74 | 22437.5038 | 39322.8043 | 29773.2129 | 21346.6578 | 20998.1824 | 17313.6495 | 16535.125 | 13827.1594 | 12757.2662 | 13690.7156 | 14047.0662 | 15515.0975 | 24929.8499 | 33439.6884 | 31626.3309 | 37592.2685 | 46668.8073 | 50101.8774 | 48889.0073 | 32114.4761 | 36205.2488 | 37848.4089 | 38910.2497 | 40006.6188 | 41134.2308 | 42264.7788 | 43412.4977 | 44537.9194 | 45696.0456 | 46881.4623 | 48087.1743 | 49304.5891 | 0 | 0 | 0 | 0 | 0 | 0 | 0 | 0 | 0 | 0 | 0 | 0 | 0 | 0 | 0 | 0 | 0 | 0 | 0 | 0 | 0 | 0 | 0 | 0 | 0 | 0 | 0 | 0 | 0 | 1108391.3985 |  |  | 1 | 0.01 |  | 178.9865 | 0 | 0 | 0 | 83.0894 | 90.0781 | 97.7993 | 106.2031 | 114.9885 | 124.2876 | 134.1993 | 144.6822 | 155.6869 | 167.1486 | 178.9865 | 0 | 0 | 0 | 0 | 0 | 0 | 0 | 0 | 0 | 0 | 0 | 0 | 0 | 0 | 0 | 0 | 0 | 0 | 0 | 0 | 0 | 0 | 0 | 0 | 0 | 0 | 0 | 0 | 0 |  | 2026 | 21.9171 | 33.6688 | 27.1998 | 35.6874 | 27.2053 | 27.2053 |  |  | 2026 | 50.9357 | 75.725 | 62.6072 | 77.3299 | 62.6167 | 165 | 71.6306 | 0
69.51% | 0.25172 | 45.3432 | 1141392.7182 | 2032 | 35 | 50523.7761 | 2032 | 2.9233 | 10.5219 | 138.0235 | 1448.3826 | 13057.6379 | 32504.2536 | 21480.8269 | 37774.4595 | 28694.1621 | 20637.0231 | 20360.2052 | 16322.7752 | 15673.2738 | 13173.9617 | 12213.8551 | 13167.7106 | 13568.548 | 15046.6105 | 24266.7762 | 32661.3933 | 30986.6192 | 36936.1596 | 45971.1974 | 49465.3789 | 48365.3485 | 31826.8277 | 36038.9839 | 37703.2389 | 38786.43 | 39901.7107 | 41045.9533 | 42191.0595 | 43351.385 | 44537.9194 | 45696.0456 | 46881.4623 | 48087.1743 | 49304.5891 | 50523.7761 | 0 | 0 | 0 | 0 | 0 | 0 | 0 | 0 | 0 | 0 | 0 | 0 | 0 | 0 | 0 | 0 | 0 | 0 | 0 | 0 | 0 | 0 | 0 | 0 | 0 | 0 | 0 | 0 | 1139804.5837 |  |  | 1 | 0.01 |  | 191.1059 | 0 | 0 | 0 | 82.9684 | 90.0781 | 97.7993 | 106.2031 | 114.9885 | 124.2876 | 134.1993 | 144.6822 | 155.6869 | 167.1486 | 178.9865 | 191.1059 | 0 | 0 | 0 | 0 | 0 | 0 | 0 | 0 | 0 | 0 | 0 | 0 | 0 | 0 | 0 | 0 | 0 | 0 | 0 | 0 | 0 | 0 | 0 | 0 | 0 | 0 | 0 | 0 |  | 2027 | 21.9171 | 32.9559 | 26.8819 | 35.199 | 26.8883 | 26.8883 |  |  | 2027 | 50.9357 | 75.0036 | 61.9092 | 76.914 | 61.9207 | 165 | 73.4876 | 0
70.15% | 0.2558 | 45.8559 | 1172989.2054 | 2033 | 35 | 51733.2924 | 2033 | 2.0537 | 7.8672 | 109.6785 | 1220.3601 | 11619.3799 | 30338.8927 | 20492.1987 | 36163.8548 | 27564.3226 | 19889.0892 | 19683.3635 | 15301.7499 | 14776.2795 | 12487.3025 | 11636.8703 | 12606.8162 | 13050.21 | 14534.0426 | 23534.0274 | 31792.6792 | 30265.4183 | 36189.0449 | 45168.8485 | 48725.9656 | 47750.911 | 31485.9249 | 35842.1306 | 37530.0947 | 38637.6621 | 39774.7361 | 40938.3198 | 42100.5139 | 43275.7704 | 44475.2225 | 45696.0456 | 46881.4623 | 48087.1743 | 49304.5891 | 50523.7761 | 51733.2924 | 0 | 0 | 0 | 0 | 0 | 0 | 0 | 0 | 0 | 0 | 0 | 0 | 0 | 0 | 0 | 0 | 0 | 0 | 0 | 0 | 0 | 0 | 0 | 0 | 0 | 0 | 0 | 1171197.942 |  |  | 1 | 0.01 |  | 203.3993 | 0 | 0 | 0 | 82.8292 | 89.9469 | 97.7993 | 106.2031 | 114.9885 | 124.2876 | 134.1993 | 144.6822 | 155.6869 | 167.1486 | 178.9865 | 191.1059 | 203.3993 | 0 | 0 | 0 | 0 | 0 | 0 | 0 | 0 | 0 | 0 | 0 | 0 | 0 | 0 | 0 | 0 | 0 | 0 | 0 | 0 | 0 | 0 | 0 | 0 | 0 | 0 | 0 |  | 2028 | 21.9171 | 32.3149 | 26.5807 | 34.733 | 26.5879 | 26.5879 |  |  | 2028 | 50.9357 | 74.2754 | 61.2385 | 76.4876 | 61.2519 | 165 | 75.3985 | 0
70.77% | 0.25983 | 46.3592 | 1204550.3005 | 2034 | 35 | 52920.7133 | 2034 | 1.4337 | 5.846 | 86.6328 | 1022.3778 | 10285.794 | 28194.7683 | 19477.2428 | 34499.4586 | 26389.0516 | 19105.9516 | 18969.9925 | 14260.1158 | 13851.9909 | 11772.6441 | 11030.3281 | 12011.2678 | 12494.3207 | 13978.8213 | 22732.3327 | 30832.6817 | 29460.4314 | 35346.7598 | 44255.2097 | 47875.5369 | 47037.1257 | 31085.9251 | 35610.7665 | 37325.0966 | 38460.2268 | 39622.1774 | 40808.0465 | 41990.1151 | 43182.897 | 44397.6477 | 45631.7184 | 46881.4623 | 48087.1743 | 49304.5891 | 50523.7761 | 51733.2924 | 52920.7133 | 0 | 0 | 0 | 0 | 0 | 0 | 0 | 0 | 0 | 0 | 0 | 0 | 0 | 0 | 0 | 0 | 0 | 0 | 0 | 0 | 0 | 0 | 0 | 0 | 0 | 0 | 1202543.7409 |  |  | 1 | 0.01 |  | 215.7491 | 0 | 0 | 0 | 82.6696 | 89.7959 | 97.6569 | 106.2031 | 114.9885 | 124.2876 | 134.1993 | 144.6822 | 155.6869 | 167.1486 | 178.9865 | 191.1059 | 203.3993 | 215.7491 | 0 | 0 | 0 | 0 | 0 | 0 | 0 | 0 | 0 | 0 | 0 | 0 | 0 | 0 | 0 | 0 | 0 | 0 | 0 | 0 | 0 | 0 | 0 | 0 | 0 | 0 |  | 2029 | 21.9171 | 31.7417 | 26.2948 | 34.2899 | 26.3028 | 26.3028 |  |  | 2029 | 50.9357 | 73.5432 | 60.5933 | 76.0515 | 60.6088 | 165 | 77.3544 | 0
71.36% | 0.26381 | 46.8529 | 1236047.4421 | 2035 | 35 | 54072.8398 | 2035 | 0.99465 | 4.3173 | 68.0184 | 851.6039 | 9057.3606 | 26085.5764 | 18442.0819 | 32790.7386 | 25174.5285 | 18291.3235 | 18223.0445 | 13208.0219 | 12909.0461 | 11036.2394 | 10399.0534 | 11385.2111 | 11904.0866 | 13383.3767 | 21863.925 | 29782.3557 | 28570.8573 | 34406.6214 | 43225.1879 | 46907.1494 | 46216.1728 | 30621.2496 | 35340.8308 | 37084.1599 | 38250.1482 | 39440.221 | 40651.5246 | 41856.4947 | 43069.6599 | 44302.3666 | 45552.1264 | 46815.4663 | 48087.1743 | 49304.5891 | 50523.7761 | 51733.2924 | 52920.7133 | 54072.8398 | 0 | 0 | 0 | 0 | 0 | 0 | 0 | 0 | 0 | 0 | 0 | 0 | 0 | 0 | 0 | 0 | 0 | 0 | 0 | 0 | 0 | 0 | 0 | 0 | 0 | 1233813.5259 |  |  | 1 | 0.01 |  | 228.0305 | 0 | 0 | 0 | 82.4872 | 89.6229 | 97.493 | 106.0485 | 114.9885 | 124.2876 | 134.1993 | 144.6822 | 155.6869 | 167.1486 | 178.9865 | 191.1059 | 203.3993 | 215.7491 | 228.0305 | 0 | 0 | 0 | 0 | 0 | 0 | 0 | 0 | 0 | 0 | 0 | 0 | 0 | 0 | 0 | 0 | 0 | 0 | 0 | 0 | 0 | 0 | 0 | 0 | 0 |  | 2030 | 18.6657 | 31.2311 | 25.8775 | 33.8702 | 25.8866 | 25.8866 |  |  | 2030 | 50.9357 | 72.8096 | 59.9725 | 75.6066 | 59.9902 | 165 | 79.3438 | 0
71.93% | 0.26775 | 47.3368 | 1267451.1356 | 2036 | 35 | 55176.0643 | 2036 | 0.68569 | 3.1686 | 53.0817 | 705.2639 | 7933.1991 | 24024.3359 | 17393.2282 | 31048.0027 | 23927.6619 | 17449.4882 | 17446.0613 | 12155.928 | 11956.6325 | 10284.9709 | 9748.5699 | 10733.6262 | 11283.6164 | 12751.1434 | 20932.6049 | 28644.627 | 27597.5812 | 33367.6944 | 42075.5024 | 45815.4048 | 45281.3497 | 30086.8079 | 35028.1969 | 36803.0556 | 38003.2401 | 39224.7893 | 40464.841 | 41695.9514 | 42932.6042 | 44186.194 | 45454.3677 | 46733.8096 | 48019.4811 | 49304.5891 | 50523.7761 | 51733.2924 | 52920.7133 | 54072.8398 | 55176.0643 | 0 | 0 | 0 | 0 | 0 | 0 | 0 | 0 | 0 | 0 | 0 | 0 | 0 | 0 | 0 | 0 | 0 | 0 | 0 | 0 | 0 | 0 | 0 | 0 | 1264978.0426 |  |  | 1 | 0.01 |  | 240.1155 | 0 | 0 | 0 | 82.2796 | 89.4252 | 97.3051 | 105.8705 | 114.821 | 124.2876 | 134.1993 | 144.6822 | 155.6869 | 167.1486 | 178.9865 | 191.1059 | 203.3993 | 215.7491 | 228.0305 | 240.1155 | 0 | 0 | 0 | 0 | 0 | 0 | 0 | 0 | 0 | 0 | 0 | 0 | 0 | 0 | 0 | 0 | 0 | 0 | 0 | 0 | 0 | 0 | 0 | 0 |  | 2031 | 18.6657 | 30.7776 | 25.4776 | 33.474 | 25.4877 | 25.4877 |  |  | 2031 | 50.9357 | 72.0765 | 59.3751 | 75.1544 | 59.3949 | 165 | 81.3526 | 0
72.49% | 0.27164 | 47.8107 | 1298730.859 | 2037 | 35 | 56216.7858 | 2037 | 0.46973 | 2.3111 | 41.1745 | 580.6831 | 6911.196 | 22023.1488 | 16337.4602 | 29282.2143 | 22655.9738 | 16585.2343 | 16643.1281 | 11114.294 | 11004.2188 | 9526.1583 | 9084.9567 | 10062.2144 | 10637.8459 | 12086.5225 | 19943.7447 | 27424.4749 | 26543.314 | 32231.0124 | 40805.0092 | 44596.8258 | 44227.4448 | 29478.2364 | 34668.7599 | 36477.4865 | 37715.169 | 38971.5899 | 40243.8127 | 41504.4716 | 42767.9334 | 44045.5852 | 45335.1742 | 46633.5149 | 47935.7243 | 49235.1821 | 50523.7761 | 51733.2924 | 52920.7133 | 54072.8398 | 55176.0643 | 56216.7858 | 0 | 0 | 0 | 0 | 0 | 0 | 0 | 0 | 0 | 0 | 0 | 0 | 0 | 0 | 0 | 0 | 0 | 0 | 0 | 0 | 0 | 0 | 0 | 1296007.1421 |  |  | 1 | 0.01 |  | 251.8769 | 0 | 0 | 0 | 82.0441 | 89.2001 | 97.0905 | 105.6665 | 114.6284 | 124.1067 | 134.1993 | 144.6822 | 155.6869 | 167.1486 | 178.9865 | 191.1059 | 203.3993 | 215.7491 | 228.0305 | 240.1155 | 251.8769 | 0 | 0 | 0 | 0 | 0 | 0 | 0 | 0 | 0 | 0 | 0 | 0 | 0 | 0 | 0 | 0 | 0 | 0 | 0 | 0 | 0 | 0 | 0 |  | 2032 | 18.6657 | 30.3748 | 25.0936 | 33.1007 | 25.1047 | 25.1047 |  |  | 2032 | 50.9357 | 71.3455 | 58.8003 | 74.6957 | 58.8224 | 165 | 83.3642 | 0
73.02% | 0.27548 | 48.2744 | 1329854.9556 | 2038 | 35 | 57181.8573 | 2038 | 0.31976 | 1.6752 | 31.7446 | 475.3207 | 5988.1524 | 20092.9894 | 15281.6922 | 27504.7855 | 21367.464 | 15703.7756 | 15818.8124 | 10093.2686 | 10061.274 | 8767.3457 | 8414.6797 | 9377.2505 | 9972.4253 | 11394.801 | 18904.2278 | 26128.9374 | 25412.6698 | 30999.7415 | 39414.9725 | 43250.1999 | 43051.1017 | 28792.1425 | 34258.5359 | 36103.1777 | 37381.5312 | 38676.1786 | 39984.0353 | 41277.7645 | 42571.5307 | 43876.6455 | 45190.9092 | 46511.2294 | 47832.8502 | 49149.3048 | 50452.6528 | 51733.2924 | 52920.7133 | 54072.8398 | 55176.0643 | 56216.7858 | 57181.8573 | 0 | 0 | 0 | 0 | 0 | 0 | 0 | 0 | 0 | 0 | 0 | 0 | 0 | 0 | 0 | 0 | 0 | 0 | 0 | 0 | 0 | 0 | 1326869.6688 |  |  | 1 | 0.01 |  | 263.1933 | 0 | 0 | 0 | 81.778 | 88.9448 | 96.8461 | 105.4334 | 114.4074 | 123.8984 | 134.0039 | 144.6822 | 155.6869 | 167.1486 | 178.9865 | 191.1059 | 203.3993 | 215.7491 | 228.0305 | 240.1155 | 251.8769 | 263.1933 | 0 | 0 | 0 | 0 | 0 | 0 | 0 | 0 | 0 | 0 | 0 | 0 | 0 | 0 | 0 | 0 | 0 | 0 | 0 | 0 | 0 | 0 |  | 2033 | 18.6657 | 30.0166 | 24.7241 | 32.7498 | 24.7364 | 24.7364 |  |  | 2033 | 50.9357 | 70.6179 | 58.2476 | 74.2321 | 58.272 | 165 | 85.3599 | 0
73.53% | 0.27926 | 48.7278 | 1360790.5086 | 2039 | 35 | 58059.0424 | 2039 | 0.21629 | 1.2067 | 24.3255 | 386.7956 | 5159.946 | 18243.5287 | 14232.8384 | 25727.3567 | 20070.4601 | 14810.6571 | 14978.0869 | 9102.3944 | 9136.9854 | 8016.0772 | 7744.4027 | 8685.4085 | 9293.5737 | 10682.0313 | 17822.3235 | 24767.0331 | 24212.1704 | 29679.2704 | 37909.2641 | 41776.8669 | 41751.1498 | 28026.3411 | 33793.7743 | 35675.9808 | 36997.9457 | 38334.0394 | 39680.9495 | 41011.313 | 42338.9951 | 43675.1513 | 45017.5765 | 46363.222 | 47707.4197 | 49043.8263 | 50364.652 | 51660.4665 | 52920.7133 | 54072.8398 | 55176.0643 | 56216.7858 | 57181.8573 | 58059.0424 | 0 | 0 | 0 | 0 | 0 | 0 | 0 | 0 | 0 | 0 | 0 | 0 | 0 | 0 | 0 | 0 | 0 | 0 | 0 | 0 | 0 | 1357533.3254 |  |  | 1 | 0.01 |  | 273.9539 | 0 | 0 | 0 | 81.4783 | 88.6563 | 96.5689 | 105.168 | 114.155 | 123.6596 | 133.779 | 144.4715 | 155.6869 | 167.1486 | 178.9865 | 191.1059 | 203.3993 | 215.7491 | 228.0305 | 240.1155 | 251.8769 | 263.1933 | 273.9539 | 0 | 0 | 0 | 0 | 0 | 0 | 0 | 0 | 0 | 0 | 0 | 0 | 0 | 0 | 0 | 0 | 0 | 0 | 0 | 0 | 0 |  | 2034 | 18.6657 | 29.6965 | 24.3683 | 32.4204 | 24.3817 | 24.3817 |  |  | 2034 | 50.9357 | 69.8943 | 57.7169 | 73.7647 | 57.7436 | 165 | 87.3192 | 0
74.02% | 0.283 | 49.1704 | 1391503.1958 | 2040 | 35 | 58837.4595 | 2040 | 0.14539 | 0.86386 | 18.5266 | 312.9042 | 4421.6993 | 16482.9985 | 13197.6776 | 23961.5683 | 18773.4562 | 13911.6511 | 14126.2404 | 8150.3412 | 8239.9912 | 7279.6726 | 7080.7896 | 7993.5664 | 8607.9052 | 9954.8747 | 16707.4981 | 23349.5957 | 22950.1727 | 28277.216 | 36294.4736 | 40180.9307 | 40328.8825 | 27180.0702 | 33271.0764 | 35191.9897 | 36560.1613 | 37940.6798 | 39329.9219 | 40700.4402 | 42065.6932 | 43436.5875 | 44810.8428 | 46185.3928 | 47555.6058 | 48915.2203 | 50256.5653 | 51570.359 | 52846.2158 | 54072.8398 | 55176.0643 | 56216.7858 | 57181.8573 | 58059.0424 | 58837.4595 | 0 | 0 | 0 | 0 | 0 | 0 | 0 | 0 | 0 | 0 | 0 | 0 | 0 | 0 | 0 | 0 | 0 | 0 | 0 | 0 | 1387964.5124 |  |  | 1 | 0.01 |  | 284.0627 | 0 | 0 | 0 | 81.142 | 88.3314 | 96.2557 | 104.867 | 113.8677 | 123.3868 | 133.5212 | 144.2291 | 155.4602 | 167.1486 | 178.9865 | 191.1059 | 203.3993 | 215.7491 | 228.0305 | 240.1155 | 251.8769 | 263.1933 | 273.9539 | 284.0627 | 0 | 0 | 0 | 0 | 0 | 0 | 0 | 0 | 0 | 0 | 0 | 0 | 0 | 0 | 0 | 0 | 0 | 0 | 0 | 0 |  | 2035 | 18.6657 | 29.4085 | 24.0252 | 32.1116 | 24.0399 | 24.0399 |  |  | 2035 | 50.9357 | 69.1753 | 57.2079 | 73.2948 | 57.237 | 165 | 89.2202 | 0
74.49% | 0.28667 | 49.6021 | 1421957.1179 | 2041 | 35 | 59507.9857 | 2041 | 0.097106 | 0.61454 | 14.0238 | 251.6314 | 3767.9506 | 14818.0979 | 12182.7216 | 22218.8325 | 17484.9464 | 13012.645 | 13268.7784 | 7244.6824 | 7378.1399 | 6565.0141 | 6430.306 | 7308.6026 | 7922.2367 | 9220.4162 | 15570.1707 | 21889.0273 | 21636.7157 | 26803.3381 | 34579.9157 | 38469.3759 | 38788.2614 | 26254.1717 | 32687.5204 | 34647.6652 | 36064.1751 | 37491.7404 | 38926.3432 | 40340.3939 | 41746.8281 | 43156.2005 | 44566.0756 | 45973.2962 | 47373.2031 | 48759.5629 | 50124.7791 | 51459.6846 | 52754.0401 | 53996.7204 | 55176.0643 | 56216.7858 | 57181.8573 | 58059.0424 | 58837.4595 | 59507.9857 | 0 | 0 | 0 | 0 | 0 | 0 | 0 | 0 | 0 | 0 | 0 | 0 | 0 | 0 | 0 | 0 | 0 | 0 | 0 | 1418128.1375 |  |  | 1 | 0.01 |  | 293.4436 | 0 | 0 | 0 | 80.7661 | 87.9669 | 95.903 | 104.5269 | 113.5418 | 123.0762 | 133.2266 | 143.9511 | 155.1993 | 166.9052 | 178.9865 | 191.1059 | 203.3993 | 215.7491 | 228.0305 | 240.1155 | 251.8769 | 263.1933 | 273.9539 | 284.0627 | 293.4436 | 0 | 0 | 0 | 0 | 0 | 0 | 0 | 0 | 0 | 0 | 0 | 0 | 0 | 0 | 0 | 0 | 0 | 0 | 0 |  | 2036 | 18.6657 | 29.1373 | 23.6944 | 31.8212 | 23.7103 | 23.7103 |  |  | 2036 | 50.9357 | 68.4609 | 56.7208 | 72.8237 | 56.7522 | 165 | 91.0405 | 0
74.94% | 0.29029 | 50.0226 | 1452114.5955 | 2042 | 35 | 60063.5946 | 2042 | 0.064448 | 0.43445 | 10.5503 | 201.1551 | 3192.8198 | 13253.9437 | 11194.0934 | 20510.1124 | 16213.2582 | 12119.5265 | 12411.3163 | 6391.7225 | 6558.2875 | 5878.3549 | 5799.0314 | 6637.1907 | 7243.3851 | 8485.9578 | 14421.4226 | 20398.9784 | 20283.2917 | 25269.3613 | 32777.5257 | 36652.0752 | 37136.0289 | 25251.2247 | 32040.7867 | 34039.9646 | 35506.3602 | 36983.1161 | 38465.7407 | 39926.4464 | 41377.5251 | 42829.0691 | 44278.3977 | 45722.1793 | 47155.6517 | 48572.5424 | 49965.2727 | 51324.7436 | 52640.8254 | 53902.5379 | 55098.3918 | 56216.7858 | 57181.8573 | 58059.0424 | 58837.4595 | 59507.9857 | 60063.5946 | 0 | 0 | 0 | 0 | 0 | 0 | 0 | 0 | 0 | 0 | 0 | 0 | 0 | 0 | 0 | 0 | 0 | 0 | 1447987.3902 |  |  | 1 | 0.01 |  | 302.0434 | 0 | 0 | 0 | 80.3473 | 87.5593 | 95.5072 | 104.1438 | 113.1736 | 122.724 | 132.8913 | 143.6335 | 154.9002 | 166.6251 | 178.7259 | 191.1059 | 203.3993 | 215.7491 | 228.0305 | 240.1155 | 251.8769 | 263.1933 | 273.9539 | 284.0627 | 293.4436 | 302.0434 | 0 | 0 | 0 | 0 | 0 | 0 | 0 | 0 | 0 | 0 | 0 | 0 | 0 | 0 | 0 | 0 | 0 | 0 |  | 2037 | 18.6657 | 28.8851 | 23.3754 | 31.5477 | 23.3926 | 23.3926 |  |  | 2037 | 50.9357 | 67.751 | 56.2555 | 72.3524 | 56.2892 | 165 | 92.7577 | 0
75.37% | 0.29385 | 50.4316 | 1481935.9265 | 2043 | 35 | 60499.6021 | 2043 | 0.042503 | 0.30521 | 7.8884 | 159.8452 | 2690.1662 | 11794.0631 | 10237.4166 | 18845.7162 | 14966.3917 | 11238.0678 | 11559.4699 | 5596.3815 | 5786.1409 | 5225.1572 | 5192.4891 | 5985.6058 | 6577.9645 | 7758.8012 | 13272.6744 | 18893.9667 | 18902.5498 | 23688.7074 | 30901.6413 | 34741.6791 | 35381.7159 | 24175.6186 | 31329.279 | 33366.4724 | 34883.5986 | 36411.0877 | 37943.9029 | 39454.01 | 40952.9353 | 42450.1924 | 43942.7599 | 45427.0387 | 46898.0766 | 48349.4833 | 49773.6276 | 51161.4187 | 52502.7871 | 53786.8586 | 55002.2878 | 56137.6483 | 57181.8573 | 58059.0424 | 58837.4595 | 59507.9857 | 60063.5946 | 60499.6021 | 0 | 0 | 0 | 0 | 0 | 0 | 0 | 0 | 0 | 0 | 0 | 0 | 0 | 0 | 0 | 0 | 0 | 1477503.473 |  |  | 1 | 0.01 |  | 309.8352 | 0 | 0 | 0 | 79.8824 | 87.1053 | 95.0647 | 103.714 | 112.7588 | 122.3259 | 132.511 | 143.272 | 154.5585 | 166.3039 | 178.4259 | 190.8276 | 203.3993 | 215.7491 | 228.0305 | 240.1155 | 251.8769 | 263.1933 | 273.9539 | 284.0627 | 293.4436 | 302.0434 | 309.8352 | 0 | 0 | 0 | 0 | 0 | 0 | 0 | 0 | 0 | 0 | 0 | 0 | 0 | 0 | 0 | 0 | 0 |  | 2038 | 18.6657 | 28.6463 | 23.0679 | 31.2897 | 23.0864 | 23.0864 |  |  | 2038 | 50.9357 | 67.0453 | 55.8122 | 71.8819 | 55.8482 | 165 | 94.3501 | 0
75.79% | 0.29735 | 50.8287 | 1511379.0926 | 2044 | 35 | 60813.7982 | 2044 | 0.027853 | 0.21308 | 5.8618 | 126.2584 | 2253.7333 | 10440.4284 | 9317.7214 | 17235.1115 | 13751.8686 | 10373.814 | 10718.7443 | 4862.1403 | 5066.1543 | 4609.9681 | 4615.5043 | 5359.5491 | 5932.194 | 7046.0315 | 12135.347 | 17388.955 | 17507.9428 | 22076.1491 | 28968.6759 | 32753.3846 | 33537.534 | 23033.5578 | 30552.236 | 32625.526 | 34193.4148 | 35772.4577 | 37357.0137 | 38918.765 | 40468.3528 | 42014.5955 | 43554.0312 | 45082.6939 | 46595.3454 | 48085.3872 | 49545.0528 | 50965.1857 | 52335.7135 | 53645.8151 | 54884.2483 | 56039.7316 | 57101.3613 | 58059.0424 | 58837.4595 | 59507.9857 | 60063.5946 | 60499.6021 | 60813.7982 | 0 | 0 | 0 | 0 | 0 | 0 | 0 | 0 | 0 | 0 | 0 | 0 | 0 | 0 | 0 | 0 | 1506635.2805 |  |  | 1 | 0.01 |  | 316.8199 | 0 | 0 | 0 | 79.3682 | 86.6013 | 94.5717 | 103.2335 | 112.2935 | 121.8777 | 132.0812 | 142.862 | 154.1695 | 165.937 | 178.082 | 190.5074 | 203.1031 | 215.7491 | 228.0305 | 240.1155 | 251.8769 | 263.1933 | 273.9539 | 284.0627 | 293.4436 | 302.0434 | 309.8352 | 316.8199 | 0 | 0 | 0 | 0 | 0 | 0 | 0 | 0 | 0 | 0 | 0 | 0 | 0 | 0 | 0 | 0 |  | 2039 | 18.6657 | 28.4157 | 22.7717 | 31.0454 | 22.7915 | 22.7915 |  |  | 2039 | 50.9357 | 66.3432 | 55.3911 | 71.4128 | 55.4294 | 165 | 95.7974 | 0
76.19% | 0.30078 | 51.2136 | 1540399.4022 | 2045 | 35 | 61006.4448 | 2045 | 0.018136 | 0.14782 | 4.3289 | 99.1298 | 1877.2787 | 9193.527 | 8439.3683 | 15686.7668 | 12576.5975 | 9531.9787 | 9894.4286 | 4191.0442 | 4401.4785 | 4036.3361 | 4072.0933 | 4764.0007 | 5311.7238 | 6354.3099 | 11020.5217 | 15898.9061 | 16113.3358 | 20447.3978 | 26996.6949 | 30704.5886 | 31618.1537 | 21832.9922 | 29709.8297 | 31816.3329 | 33434.1051 | 35064.6875 | 36701.7927 | 38316.7974 | 39919.3469 | 41517.4508 | 43107.1074 | 44683.8811 | 46242.1447 | 47774.9918 | 49274.4262 | 50731.1389 | 52134.9764 | 53475.1041 | 54740.3271 | 55919.4656 | 57001.7636 | 57977.3116 | 58837.4595 | 59507.9857 | 60063.5946 | 60499.6021 | 60813.7982 | 61006.4448 | 0 | 0 | 0 | 0 | 0 | 0 | 0 | 0 | 0 | 0 | 0 | 0 | 0 | 0 | 0 | 1535339.0142 |  |  | 1 | 0.01 |  | 323.0271 | 0 | 0 | 0 | 78.8016 | 86.0439 | 94.0245 | 102.6982 | 111.7732 | 121.3747 | 131.5971 | 142.3986 | 153.7283 | 165.5194 | 177.6892 | 190.1402 | 202.7623 | 215.435 | 228.0305 | 240.1155 | 251.8769 | 263.1933 | 273.9539 | 284.0627 | 293.4436 | 302.0434 | 309.8352 | 316.8199 | 323.0271 | 0 | 0 | 0 | 0 | 0 | 0 | 0 | 0 | 0 | 0 | 0 | 0 | 0 | 0 | 0 |  | 2040 | 18.6657 | 28.1885 | 22.4868 | 30.8132 | 22.508 | 22.508 |  |  | 2040 | 50.9357 | 65.6442 | 54.9924 | 70.9459 | 55.033 | 165 | 97.0818 | 0
76.57% | 0.30414 | 51.5858 | 1568949.0484 | 2046 | 35 | 61080.1254 | 2046 | 0.011734 | 0.1019 | 3.1771 | 77.3611 | 1554.6863 | 8052.4651 | 7605.9929 | 14208.0234 | 11446.7581 | 8717.3506 | 9091.4954 | 3583.7606 | 3793.9651 | 3506.7718 | 3565.3907 | 4203.1063 | 4721.4897 | 5689.6891 | 9938.6173 | 14438.3377 | 14732.5939 | 18818.6465 | 25004.9118 | 28614.4391 | 29640.3689 | 20583.4723 | 28803.2427 | 30939.0721 | 32604.8573 | 34286.0301 | 35975.6353 | 37644.7423 | 39301.903 | 40954.2125 | 42597.0353 | 44225.3635 | 45833.0751 | 47412.8492 | 48956.3555 | 50454.0336 | 51895.5576 | 53269.9968 | 54566.1332 | 55772.8299 | 56879.433 | 57876.1861 | 58754.6329 | 59507.9857 | 60063.5946 | 60499.6021 | 60813.7982 | 61006.4448 | 61080.1254 | 0 | 0 | 0 | 0 | 0 | 0 | 0 | 0 | 0 | 0 | 0 | 0 | 0 | 0 | 1563567.7123 |  |  | 1 | 0.01 |  | 328.5143 | 0 | 0 | 0 | 78.1793 | 85.4295 | 93.4193 | 102.104 | 111.1936 | 120.8123 | 131.054 | 141.8768 | 153.2296 | 165.0457 | 177.242 | 189.7207 | 202.3715 | 215.0734 | 227.6985 | 240.1155 | 251.8769 | 263.1933 | 273.9539 | 284.0627 | 293.4436 | 302.0434 | 309.8352 | 316.8199 | 323.0271 | 328.5143 | 0 | 0 | 0 | 0 | 0 | 0 | 0 | 0 | 0 | 0 | 0 | 0 | 0 | 0 |  | 2041 | 18.6657 | 27.9603 | 22.2132 | 30.5914 | 22.2358 | 22.2358 |  |  | 2041 | 50.9357 | 64.9475 | 54.6162 | 70.4818 | 54.6589 | 165 | 98.1882 | 0
76.93% | 0.30744 | 51.945 | 1596976.5554 | 2047 | 35 | 61039.4386 | 2047 | 0.0075442 | 0.069808 | 2.3173 | 60.0076 | 1280.0599 | 7015.0974 | 6820.4702 | 12805.0016 | 10367.7073 | 7934.213 | 8314.5122 | 3039.6855 | 3244.2185 | 3022.7501 | 3097.614 | 3680.1013 | 4165.6004 | 5057.4558 | 8899.1004 | 13020.9003 | 13379.1699 | 17206.0882 | 23013.1287 | 26503.3008 | 27622.6639 | 19295.9311 | 27834.7229 | 29994.9752 | 31705.8547 | 33435.6524 | 35176.7491 | 36899.9283 | 38612.5697 | 40320.7621 | 42019.1511 | 43702.0595 | 45362.7652 | 46993.4232 | 48585.2579 | 50128.3485 | 51612.092 | 53025.3656 | 54356.8412 | 55595.3503 | 56730.28 | 57751.9789 | 58652.1516 | 59424.2152 | 60063.5946 | 60499.6021 | 60813.7982 | 61006.4448 | 61080.1254 | 61039.4386 | 0 | 0 | 0 | 0 | 0 | 0 | 0 | 0 | 0 | 0 | 0 | 0 | 0 | 1591270.671 |  |  | 1 | 0.01 |  | 333.3648 | 0 | 0 | 0 | 77.4985 | 84.755 | 92.7524 | 101.4468 | 110.5502 | 120.1858 | 130.4468 | 141.2912 | 152.6681 | 164.5104 | 176.7347 | 189.2432 | 201.9251 | 214.6589 | 227.3164 | 239.7658 | 251.8769 | 263.1933 | 273.9539 | 284.0627 | 293.4436 | 302.0434 | 309.8352 | 316.8199 | 323.0271 | 328.5143 | 333.3648 | 0 | 0 | 0 | 0 | 0 | 0 | 0 | 0 | 0 | 0 | 0 | 0 | 0 |  | 2042 | 18.6657 | 27.727 | 21.951 | 30.3783 | 21.975 | 21.975 |  |  | 2042 | 50.9357 | 64.2524 | 54.2625 | 70.0208 | 54.3073 | 165 | 99.1049 | 0
77.28% | 0.31065 | 52.2906 | 1624426.0754 | 2048 | 35 | 60890.5276 | 2048 | 0.0048194 | 0.047521 | 1.6797 | 46.2645 | 1047.7987 | 6078.177 | 6084.9014 | 11482.5418 | 9343.9112 | 7186.279 | 7567.5642 | 2557.0858 | 2751.6915 | 2584.7527 | 2670.0663 | 3197.2747 | 3647.2624 | 4462.0112 | 7910.2402 | 11658.996 | 12065.7129 | 15625.4343 | 21041.1477 | 24392.1625 | 25584.6975 | 17982.4016 | 26807.6087 | 28986.383 | 30738.3597 | 32513.7426 | 34304.2794 | 36080.5169 | 37848.607 | 39613.5586 | 41369.2289 | 43109.1842 | 44826.0027 | 46511.2066 | 48155.4605 | 49748.367 | 51278.9314 | 52735.7288 | 54107.2189 | 55382.1107 | 56549.7537 | 57600.5378 | 58526.2791 | 59320.5659 | 59979.0419 | 60499.6021 | 60813.7982 | 61006.4448 | 61080.1254 | 61039.4386 | 60890.5276 | 0 | 0 | 0 | 0 | 0 | 0 | 0 | 0 | 0 | 0 | 0 | 0 | 1618392.718 |  |  | 1 | 0.01 |  | 337.6848 | 0 | 0 | 0 | 76.7563 | 84.0169 | 92.02 | 100.7225 | 109.8386 | 119.4905 | 129.7704 | 140.6366 | 152.038 | 163.9075 | 176.1615 | 188.7017 | 201.4169 | 214.1853 | 226.8782 | 239.3634 | 251.5101 | 263.1933 | 273.9539 | 284.0627 | 293.4436 | 302.0434 | 309.8352 | 316.8199 | 323.0271 | 328.5143 | 333.3648 | 337.6848 | 0 | 0 | 0 | 0 | 0 | 0 | 0 | 0 | 0 | 0 | 0 | 0 |  | 2043 | 18.6657 | 27.4851 | 21.7005 | 30.1722 | 21.7258 | 21.7258 |  |  | 2043 | 50.9357 | 63.5584 | 53.9313 | 69.5632 | 53.9781 | 165 | 99.8243 | 0
77.61% | 0.31379 | 52.6222 | 1651236.4767 | 2049 | 35 | 60640.4432 | 2049 | 0.0030591 | 0.032145 | 1.21 | 35.4519 | 852.6537 | 5237.5195 | 5400.6209 | 10244.1816 | 8378.9018 | 6476.6443 | 6854.1932 | 2133.2715 | 2314.8156 | 2192.3438 | 2283.1729 | 2755.9714 | 3168.7442 | 3906.7899 | 6978.9201 | 10363.4586 | 10803.7152 | 14091.4574 | 19108.1824 | 22302.013 | 23546.7312 | 16655.682 | 25726.3236 | 27916.7719 | 29704.7709 | 31521.5951 | 33358.4192 | 35185.6316 | 37008.1289 | 38829.7909 | 40643.6359 | 42442.4022 | 44217.8796 | 45960.855 | 47661.3198 | 49308.2804 | 50890.2283 | 52395.315 | 53811.6727 | 55127.7801 | 56332.8534 | 57417.2421 | 58372.8076 | 59193.259 | 59874.4249 | 60414.4356 | 60813.7982 | 61006.4448 | 61080.1254 | 61039.4386 | 60890.5276 | 60640.4432 | 0 | 0 | 0 | 0 | 0 | 0 | 0 | 0 | 0 | 0 | 0 | 1644873.2828 |  |  | 1 | 0.01 |  | 341.5988 | 0 | 0 | 0 | 75.95 | 83.2123 | 91.2186 | 99.9272 | 109.0545 | 118.7213 | 129.0196 | 139.9073 | 151.3336 | 163.231 | 175.5159 | 188.0896 | 200.8404 | 213.6463 | 226.3777 | 238.9021 | 251.088 | 262.81 | 273.9539 | 284.0627 | 293.4436 | 302.0434 | 309.8352 | 316.8199 | 323.0271 | 328.5143 | 333.3648 | 337.6848 | 341.5988 | 0 | 0 | 0 | 0 | 0 | 0 | 0 | 0 | 0 | 0 | 0 |  | 2044 | 18.6657 | 27.2314 | 21.4616 | 29.9715 | 21.4884 | 21.4884 |  |  | 2044 | 50.9357 | 62.8651 | 53.6225 | 69.1091 | 53.6712 | 165 | 100.3428 | 0
77.92% | 0.31684 | 52.9389 | 1677340.1396 | 2050 | 35 | 60296.3323 | 2050 | 0.0019294 | 0.021606 | 0.86619 | 27.0007 | 689.7672 | 4488.1742 | 4768.2212 | 9092.1671 | 7475.2605 | 5807.7571 | 6177.3515 | 1764.782 | 1931.1554 | 1844.2735 | 1936.5488 | 2356.6303 | 2731.3788 | 3394.2219 | 6110.5125 | 9143.3064 | 9603.2158 | 12617.5796 | 17232.2979 | 20253.217 | 21529.0261 | 15328.9624 | 24596.338 | 26790.7487 | 28608.651 | 30461.6697 | 32340.4966 | 34215.4702 | 36090.2365 | 37967.5244 | 39839.4878 | 41697.9863 | 43533.9491 | 45337.3362 | 47097.3593 | 48802.3102 | 50440.0406 | 51998.1495 | 53464.3137 | 54826.6593 | 56074.1567 | 57197.0145 | 58187.0544 | 59038.0385 | 59745.9293 | 60309.0592 | 60728.1894 | 61006.4448 | 61080.1254 | 61039.4386 | 60890.5276 | 60640.4432 | 60296.3323 | 0 | 0 | 0 | 0 | 0 | 0 | 0 | 0 | 0 | 0 | 1670645.1789 |  |  | 1 | 0.01 |  | 345.2444 | 0 | 0 | 0 | 75.0773 | 82.3382 | 90.345 | 99.057 | 108.1934 | 117.8737 | 128.1891 | 139.0978 | 150.5489 | 162.4748 | 174.7915 | 187.4003 | 200.189 | 213.0349 | 225.808 | 238.3751 | 250.6041 | 262.369 | 273.5549 | 284.0627 | 293.4436 | 302.0434 | 309.8352 | 316.8199 | 323.0271 | 328.5143 | 333.3648 | 337.6848 | 341.5988 | 345.2444 | 0 | 0 | 0 | 0 | 0 | 0 | 0 | 0 | 0 | 0 |  | 2045 | 18.6657 | 26.9635 | 21.2348 | 29.7748 | 21.2629 | 21.2629 |  |  | 2045 | 50.9357 | 62.1722 | 53.3359 | 68.6586 | 53.3862 | 165 | 100.6606 | 0
78.22% | 0.31981 | 53.2402 | 1702661.3238 | 2051 | 35 | 59864.4288 | 2051 | 0.0012091 | 0.014431 | 0.6162 | 20.4383 | 554.6973 | 3824.5972 | 4187.5966 | 8027.4964 | 6634.6265 | 5181.4067 | 5539.3743 | 1447.5805 | 1597.5783 | 1538.6014 | 1629.0901 | 1998.8542 | 2335.6012 | 2925.735 | 5308.8177 | 8005.5777 | 8472.5716 | 11215.5252 | 15429.9079 | 18264.9225 | 19551.2414 | 14015.433 | 23424.0972 | 25614.01 | 27454.7208 | 29337.6199 | 31253.0354 | 33171.395 | 35095.1328 | 37025.8366 | 38954.7996 | 40872.9775 | 42770.3881 | 44636.0907 | 46458.4223 | 48224.8487 | 49922.457 | 51538.1609 | 53059.045 | 54472.7485 | 55767.8666 | 56934.3494 | 57963.8742 | 58850.1684 | 59589.2596 | 60179.6309 | 60622.2658 | 60920.5648 | 61080.1254 | 61039.4386 | 60890.5276 | 60640.4432 | 60296.3323 | 59864.4288 | 0 | 0 | 0 | 0 | 0 | 0 | 0 | 0 | 0 | 1695632.964 |  |  | 1 | 0.01 |  | 348.7664 | 0 | 0 | 0 | 74.1361 | 81.3921 | 89.396 | 98.1083 | 107.2512 | 116.943 | 127.2739 | 138.2025 | 149.6778 | 161.6322 | 173.9817 | 186.6269 | 199.4554 | 212.3438 | 225.1617 | 237.7751 | 250.0512 | 261.8633 | 273.0958 | 283.6491 | 293.4436 | 302.0434 | 309.8352 | 316.8199 | 323.0271 | 328.5143 | 333.3648 | 337.6848 | 341.5988 | 345.2444 | 348.7664 | 0 | 0 | 0 | 0 | 0 | 0 | 0 | 0 | 0 |  | 2046 | 18.6657 | 26.6792 | 21.02 | 29.5808 | 21.0494 | 21.0494 |  |  | 2046 | 50.9357 | 61.4802 | 53.071 | 68.2117 | 53.123 | 165 | 100.7822 | 0
78.51% | 0.32267 | 53.5252 | 1727113.8935 | 2052 | 35 | 59348.798 | 2052 | 0.00075292 | 0.009578 | 0.43562 | 15.376 | 443.427 | 3240.82 | 3657.9993 | 7049.9909 | 5857.7278 | 4598.7291 | 4941.9682 | 1177.2432 | 1310.43 | 1272.832 | 1359.0828 | 1681.5035 | 1981.0176 | 2501.7951 | 4576.0689 | 6955.2518 | 7418.3044 | 9895.0541 | 13715.3501 | 16354.5264 | 17631.861 | 12727.8917 | 22216.9174 | 24393.2678 | 26248.8183 | 28154.2868 | 30099.7838 | 32055.9944 | 34024.2149 | 36004.9359 | 37988.625 | 39965.3393 | 41924.1614 | 43853.1987 | 45739.8366 | 47570.6159 | 49331.7412 | 51009.309 | 52589.6714 | 54059.8357 | 55407.8802 | 56623.3607 | 57697.6873 | 58624.4448 | 59399.6354 | 60021.8238 | 60492.1653 | 60814.3056 | 60994.1417 | 61039.4386 | 60890.5276 | 60640.4432 | 60296.3323 | 59864.4288 | 59348.798 | 0 | 0 | 0 | 0 | 0 | 0 | 0 | 0 | 1719750.6639 |  |  | 1 | 0.01 |  | 352.311 | 0 | 0 | 0 | 73.1246 | 80.3717 | 88.3688 | 97.0777 | 106.224 | 115.9246 | 126.2689 | 137.2158 | 148.7144 | 160.697 | 173.0795 | 185.7622 | 198.6322 | 211.5657 | 224.4314 | 237.0946 | 249.4219 | 261.2856 | 272.5695 | 283.173 | 293.0163 | 302.0434 | 309.8352 | 316.8199 | 323.0271 | 328.5143 | 333.3648 | 337.6848 | 341.5988 | 345.2444 | 348.7664 | 352.311 | 0 | 0 | 0 | 0 | 0 | 0 | 0 | 0 |  | 2047 | 18.6657 | 26.3774 | 20.8175 | 29.388 | 20.8481 | 20.8481 |  |  | 2047 | 50.9357 | 60.7897 | 52.8274 | 67.7684 | 52.8808 | 165 | 100.7151 | 0
78.78% | 0.32543 | 53.7929 | 1750598.0315 | 2053 | 35 | 58749.7135 | 2053 | 0.00046585 | 0.0063166 | 0.30604 | 11.4965 | 352.3633 | 2730.6096 | 3178.1084 | 6158.3921 | 5144.4343 | 4060.229 | 4386.2167 | 949.1369 | 1065.7057 | 1044.0535 | 1124.3224 | 1402.8091 | 1666.4988 | 2121.9805 | 3912.9952 | 5995.2542 | 6445.0283 | 8663.7832 | 12100.5596 | 14537.2258 | 15787.6792 | 11478.3718 | 20982.8517 | 23136.1411 | 24997.8217 | 26917.657 | 28885.7088 | 30873.1133 | 32880.138 | 34906.2556 | 36941.1777 | 38974.1009 | 40993.1804 | 42985.5483 | 44937.5856 | 46834.8276 | 48662.4919 | 50405.7328 | 52050.0296 | 53581.6088 | 54987.8789 | 56257.852 | 57382.5292 | 58355.2244 | 59171.8042 | 59830.8232 | 60333.5387 | 60683.793 | 60887.7542 | 60953.5122 | 60890.5276 | 60640.4432 | 60296.3323 | 59864.4288 | 59348.798 | 58749.7135 | 0 | 0 | 0 | 0 | 0 | 0 | 0 | 1742898.491 |  |  | 1 | 0.01 |  | 356.0189 | 0 | 0 | 0 | 72.0416 | 79.2751 | 87.2609 | 95.9622 | 105.1082 | 114.8144 | 125.1693 | 136.1323 | 147.6526 | 159.6627 | 172.0781 | 184.7989 | 197.7119 | 210.6926 | 223.609 | 236.3256 | 248.7081 | 260.628 | 271.9682 | 282.6273 | 292.5245 | 301.6036 | 309.8352 | 316.8199 | 323.0271 | 328.5143 | 333.3648 | 337.6848 | 341.5988 | 345.2444 | 348.7664 | 352.311 | 356.0189 | 0 | 0 | 0 | 0 | 0 | 0 | 0 |  | 2048 | 18.6657 | 26.0573 | 20.6272 | 29.1955 | 20.659 | 20.659 |  |  | 2048 | 50.9357 | 60.1019 | 52.6045 | 67.3283 | 52.6591 | 165 | 100.4694 | 0
79.04% | 0.32808 | 54.0421 | 1772995.2841 | 2054 | 35 | 58061.4087 | 2054 | 0.00028639 | 0.0041393 | 0.21365 | 8.5429 | 278.3245 | 2287.6155 | 2746.1064 | 5350.4761 | 4493.8276 | 3565.8163 | 3872.6014 | 758.5779 | 859.2112 | 849.0753 | 922.237 | 1160.4957 | 1390.2913 | 1785.0815 | 3318.9367 | 5126.5401 | 5555.4542 | 7527.1012 | 10594.8511 | 12825.6709 | 14033.3661 | 10277.8063 | 19730.5301 | 21851.0159 | 23709.5387 | 25634.7841 | 27616.9525 | 29627.8461 | 31666.8456 | 33732.5198 | 35813.9282 | 37899.4813 | 39976.4489 | 42030.9977 | 44048.4802 | 46013.371 | 47909.8152 | 49721.9135 | 51434.1389 | 53031.7884 | 54501.4423 | 55831.4078 | 57012.1199 | 58036.4746 | 58900.0702 | 59601.3382 | 60141.5461 | 60524.6639 | 60757.0839 | 60847.1955 | 60804.8108 | 60640.4432 | 60296.3323 | 59864.4288 | 59348.798 | 58749.7135 | 58061.4087 | 0 | 0 | 0 | 0 | 0 | 0 | 1764957.8996 |  |  | 1 | 0.01 |  | 360.02 | 0 | 0 | 0 | 70.886 | 78.101 | 86.0704 | 94.7592 | 103.9004 | 113.6083 | 123.9706 | 134.9469 | 146.4867 | 158.5228 | 170.9705 | 183.7297 | 196.6867 | 209.7164 | 222.6861 | 235.4595 | 247.9013 | 259.8821 | 271.2837 | 282.0038 | 291.9608 | 301.0974 | 309.384 | 316.8199 | 323.0271 | 328.5143 | 333.3648 | 337.6848 | 341.5988 | 345.2444 | 348.7664 | 352.311 | 356.0189 | 360.02 | 0 | 0 | 0 | 0 | 0 | 0 |  | 2049 | 18.6657 | 25.7193 | 20.4492 | 29.0022 | 20.4821 | 20.4821 |  |  | 2049 | 50.9357 | 59.4189 | 52.4014 | 66.8915 | 52.4573 | 165 | 100.0567 | 0
79.29% | 0.33059 | 54.2713 | 1794160.6631 | 2055 | 35 | 57268.6174 | 2055 | 0.00017494 | 0.0026953 | 0.14822 | 6.3089 | 218.5222 | 1905.5013 | 2359.7614 | 4623.183 | 3904.2848 | 3114.8544 | 3401.036 | 600.9685 | 686.7067 | 684.5558 | 750.0082 | 951.9085 | 1150.1401 | 1489.22 | 2792.0014 | 4348.245 | 4750.4673 | 6488.1742 | 9204.8144 | 11229.7347 | 12381.1337 | 9135.7454 | 18468.9796 | 20546.8796 | 22392.5635 | 24313.6748 | 26300.7518 | 28326.4926 | 30389.5631 | 32487.7741 | 34609.6716 | 36742.9895 | 38874.192 | 40988.5259 | 43070.3259 | 45102.9809 | 47069.504 | 48952.8505 | 50736.3679 | 52404.2809 | 53942.1832 | 55337.5092 | 56579.9583 | 57661.8441 | 58578.3444 | 59327.6316 | 59910.8693 | 60332.0631 | 60597.7626 | 60716.6123 | 60698.7535 | 60555.0785 | 60296.3323 | 59864.4288 | 59348.798 | 58749.7135 | 58061.4087 | 57268.6174 | 0 | 0 | 0 | 0 | 0 | 1785783.704 |  |  | 1 | 0.01 |  | 364.4281 | 0 | 0 | 0 | 69.6576 | 76.8482 | 84.7956 | 93.4663 | 102.5979 | 112.3029 | 122.6683 | 133.6544 | 145.2111 | 157.2711 | 169.7498 | 182.5471 | 195.5486 | 208.6289 | 221.6544 | 234.4878 | 246.9929 | 259.0392 | 270.5073 | 281.294 | 291.3167 | 300.5171 | 308.8648 | 316.3585 | 323.0271 | 328.5143 | 333.3648 | 337.6848 | 341.5988 | 345.2444 | 348.7664 | 352.311 | 356.0189 | 360.02 | 364.4281 | 0 | 0 | 0 | 0 | 0 |  | 2050 | 18.6657 | 25.3645 | 20.2832 | 28.8073 | 20.3172 | 20.3172 |  |  | 2050 | 50.9357 | 58.7432 | 52.2175 | 66.4577 | 52.2743 | 165 | 99.4889 | 0
79.52% | 0.33296 | 54.4786 | 1813909.1038 | 2056 | 35 | 56340.5007 | 2056 | 0.00010617 | 0.0017439 | 0.10218 | 4.6303 | 170.5351 | 1578.0591 | 2016.5106 | 3972.7552 | 3373.5733 | 2706.2184 | 2970.9135 | 471.9073 | 544.0299 | 547.117 | 604.6843 | 774.1385 | 943.4142 | 1231.9804 | 2329.2518 | 3657.8903 | 4029.2664 | 5548.0358 | 7934.3213 | 9756.4017 | 10840.5126 | 8060.1393 | 17207.4291 | 19233.1325 | 21056.106 | 22963.1421 | 24945.3213 | 26976.4758 | 29054.7525 | 31177.3794 | 33332.5586 | 35507.4928 | 37687.9572 | 39858.3633 | 42002.0761 | 44101.4099 | 46138.2179 | 48094.245 | 49951.614 | 51693.3486 | 53303.9033 | 54769.6708 | 56079.4378 | 57224.7574 | 58200.2161 | 59003.5703 | 59635.7413 | 60100.6555 | 60404.9293 | 60557.3972 | 60568.4889 | 60449.4568 | 60211.452 | 59864.4288 | 59348.798 | 58749.7135 | 58061.4087 | 57268.6174 | 56340.5007 | 0 | 0 | 0 | 0 | 1805190.5563 |  |  | 1 | 0.01 |  | 369.3365 | 0 | 0 | 0 | 68.3563 | 75.5165 | 83.4355 | 92.082 | 101.1981 | 110.895 | 121.2588 | 132.2505 | 143.8204 | 155.9015 | 168.4095 | 181.2438 | 194.29 | 207.4218 | 220.505 | 233.4014 | 245.9735 | 258.0899 | 269.6299 | 280.489 | 290.5835 | 299.8541 | 308.2695 | 315.8276 | 322.5567 | 328.5143 | 333.3648 | 337.6848 | 341.5988 | 345.2444 | 348.7664 | 352.311 | 356.0189 | 360.02 | 364.4281 | 369.3365 | 0 | 0 | 0 | 0 |  | 2051 | 18.6657 | 24.9947 | 20.1292 | 28.6101 | 20.1642 | 20.1642 |  |  | 2051 | 50.9357 | 58.0782 | 52.0517 | 66.0268 | 52.1093 | 165 | 98.7763 | 0
79.75% | 0.33515 | 54.6613 | 1831989.7599 | 2057 | 35 | 55218.1606 | 2057 | 6.4029e-05 | 0.0011212 | 0.069997 | 3.3773 | 132.2811 | 1299.3041 | 1713.5445 | 3394.8785 | 2898.951 | 2338.3607 | 2581.161 | 367.2741 | 427.1966 | 433.4427 | 483.2813 | 624.139 | 767.2306 | 1010.5446 | 1926.9098 | 3051.6273 | 3389.5547 | 4705.7506 | 6784.6358 | 8409.7758 | 9418.2453 | 7057.1923 | 15955.1075 | 17919.3854 | 19709.7994 | 21592.6306 | 23559.703 | 25586.2213 | 27670.0275 | 29807.9653 | 31988.0895 | 34197.2498 | 36420.6856 | 38642.0968 | 40843.9673 | 43007.5868 | 45113.6582 | 47142.684 | 49075.4908 | 50893.7929 | 52580.7664 | 54121.5995 | 55503.9862 | 56718.5329 | 57759.0484 | 58622.6971 | 59309.997 | 59824.656 | 60173.2422 | 60364.6922 | 60409.6621 | 60319.7272 | 60106.4296 | 59780.1565 | 59348.798 | 58749.7135 | 58061.4087 | 57268.6174 | 56340.5007 | 55218.1606 | 0 | 0 | 0 | 1822927.264 |  |  | 1 | 0.01 |  | 374.8145 | 0 | 0 | 0 | 66.9829 | 74.1058 | 81.9896 | 90.605 | 99.6992 | 109.382 | 119.7386 | 130.7308 | 142.3096 | 154.4084 | 166.9429 | 179.8127 | 192.9028 | 206.0867 | 219.2291 | 232.1911 | 244.8339 | 257.0248 | 268.6418 | 279.5792 | 289.7519 | 299.0995 | 307.5894 | 315.2189 | 322.0154 | 328.0359 | 333.3648 | 337.6848 | 341.5988 | 345.2444 | 348.7664 | 352.311 | 356.0189 | 360.02 | 364.4281 | 369.3365 | 374.8145 | 0 | 0 | 0 |  | 2052 | 18.6657 | 24.6128 | 19.9868 | 28.4101 | 20.0227 | 20.0227 |  |  | 2052 | 50.9357 | 57.4277 | 51.903 | 65.5986 | 51.9614 | 165 | 97.9255 | 0
79.96% | 0.33714 | 54.8157 | 1848029.1092 | 2058 | 35 | 53783.2467 | 2058 | 3.8365e-05 | 0.00071623 | 0.047649 | 2.4481 | 101.9857 | 1063.5511 | 1447.8865 | 2884.8227 | 2477.2698 | 2009.3807 | 2230.3025 | 283.2886 | 332.4768 | 340.3586 | 382.8701 | 498.8301 | 618.5696 | 821.8242 | 1580.5675 | 2524.5061 | 2827.7659 | 3958.636 | 5754.6139 | 7191.1968 | 8118.2934 | 6131.2938 | 14721.0418 | 16615.2491 | 18363.4929 | 20212.0193 | 22153.587 | 24165.0035 | 26244.0302 | 28387.3428 | 30583.0664 | 32817.9034 | 35076.7453 | 37342.7419 | 39597.6253 | 41821.7533 | 43994.7288 | 46095.8188 | 48104.5156 | 50001.1444 | 51767.4847 | 53387.3696 | 54847.226 | 56136.5234 | 57248.0974 | 58178.327 | 58927.1458 | 59497.8798 | 59896.9093 | 60133.1595 | 60217.4273 | 60161.5527 | 59977.4362 | 59675.8864 | 59265.2515 | 58749.7135 | 58061.4087 | 57268.6174 | 56340.5007 | 55218.1606 | 53783.2467 | 0 | 0 | 1838619.9209 |  |  | 1 | 0.01 |  | 380.9059 | 0 | 0 | 0 | 65.5385 | 72.6168 | 80.4579 | 89.0348 | 98.1001 | 107.7619 | 118.105 | 129.0919 | 140.6744 | 152.7864 | 165.3441 | 178.2468 | 191.3796 | 204.6153 | 217.818 | 230.8476 | 243.5643 | 255.8339 | 267.5331 | 278.5546 | 288.812 | 298.2435 | 306.8153 | 314.5235 | 321.3948 | 327.4854 | 332.8793 | 337.6848 | 341.5988 | 345.2444 | 348.7664 | 352.311 | 356.0189 | 360.02 | 364.4281 | 369.3365 | 374.8145 | 380.9059 | 0 | 0 |  | 2053 | 18.6657 | 24.2224 | 19.8558 | 28.2069 | 19.8925 | 19.8925 |  |  | 2053 | 50.9357 | 56.796 | 51.7705 | 65.1732 | 51.8294 | 165 | 96.937 | 0
80.16% | 0.33883 | 54.9348 | 1861366.1114 | 2059 | 35 | 51749.9234 | 2059 | 2.2841e-05 | 0.00045463 | 0.032231 | 1.7635 | 78.1504 | 865.4723 | 1216.4678 | 2437.5764 | 2105.078 | 1717.0963 | 1916.525 | 216.5465 | 256.4485 | 264.8929 | 300.6468 | 395.1884 | 494.3788 | 662.585 | 1285.3947 | 2070.752 | 2339.3133 | 3302.5271 | 4840.9752 | 6099.4522 | 6941.9503 | 5285.0229 | 13513.862 | 15330.124 | 17027.0354 | 18831.4079 | 20737.1086 | 22722.7612 | 24786.2736 | 26924.3781 | 29125.5031 | 31376.4321 | 33661.9245 | 35964.7773 | 38266.1404 | 40545.5745 | 42781.6772 | 44952.5294 | 47036.2916 | 49011.8548 | 50859.5122 | 52561.6119 | 54103.152 | 55472.2785 | 56660.6538 | 57663.6669 | 58480.4679 | 59113.8158 | 59569.7385 | 59857.0107 | 59986.4594 | 59970.1075 | 59820.1593 | 59547.8169 | 59161.8796 | 58667.0104 | 58061.4087 | 57268.6174 | 56340.5007 | 55218.1606 | 53783.2467 | 51749.9234 | 0 | 1851607.0914 |  |  | 1 | 0.01 |  | 387.6275 | 0 | 0 | 0 | 64.0249 | 71.0509 | 78.8414 | 87.3716 | 96.4 | 106.0334 | 116.3557 | 127.3306 | 138.9108 | 151.0308 | 163.6072 | 176.5397 | 189.7131 | 202.9996 | 216.2629 | 229.3617 | 242.155 | 254.5073 | 266.2936 | 277.405 | 287.7536 | 297.2761 | 305.9372 | 313.7319 | 320.6857 | 326.8542 | 332.3207 | 337.193 | 341.5988 | 345.2444 | 348.7664 | 352.311 | 356.0189 | 360.02 | 364.4281 | 369.3365 | 374.8145 | 380.9059 | 387.6275 | 0 |  | 2054 | 18.6657 | 23.8276 | 19.7356 | 28.0004 | 19.7731 | 19.7731 |  |  | 2054 | 50.9357 | 56.1877 | 51.6529 | 64.7504 | 51.7123 | 165 | 95.8013 | 0
80.35% | 0.33999 | 55 | 1869955.1769 | 2060 | 35 | 47732.7124 | 2060 | 1.3511e-05 | 0.00028674 | 0.021665 | 1.2624 | 59.5204 | 700.137 | 1016.1957 | 2047.9735 | 1778.7188 | 1459.115 | 1637.7474 | 164.0348 | 196.0298 | 204.3191 | 233.9861 | 310.3196 | 391.662 | 529.5573 | 1036.3326 | 1684.0367 | 1918.8457 | 2732.0668 | 4038.6263 | 5131.0647 | 5888.0454 | 4519.2215 | 12341.6212 | 14072.9972 | 15710.0602 | 17460.8964 | 19320.6302 | 21269.8904 | 23306.952 | 25428.8308 | 27624.4968 | 29881.0577 | 32183.3809 | 34514.1377 | 36854.102 | 39182.2145 | 41476.2066 | 43713.0687 | 45869.6762 | 47923.4821 | 49853.2395 | 51639.7108 | 53266.3231 | 54719.7249 | 55990.2072 | 57071.9591 | 57963.135 | 58665.7229 | 59185.2106 | 59530.0578 | 59710.9843 | 59740.0882 | 59629.8004 | 59391.6667 | 59034.9132 | 58564.6819 | 57979.6746 | 57268.6174 | 56340.5007 | 55218.1606 | 53783.2467 | 51749.9234 | 47732.7124 | 1859842.8039 |  |  | 1 | 0.01 |  | 394.97 | 0 | 0 | 0 | 62.4445 | 69.41 | 77.1412 | 85.6161 | 94.5992 | 104.1959 | 114.4894 | 125.4447 | 137.0156 | 149.1374 | 161.7273 | 174.6853 | 187.8961 | 201.2319 | 214.5553 | 227.7242 | 240.5964 | 253.0347 | 264.9127 | 276.1198 | 286.5661 | 296.1867 | 304.9449 | 312.8341 | 319.8786 | 326.1331 | 331.6802 | 336.6272 | 341.1013 | 345.2444 | 348.7664 | 352.311 | 356.0189 | 360.02 | 364.4281 | 369.3365 | 374.8145 | 380.9059 | 387.6275 | 394.97 |  | 2055 | 18.6657 | 23.433 | 19.6259 | 27.7903 | 19.664 | 19.664 |  |  | 2055 | 50.9357 | 55.6073 | 51.5492 | 64.3304 | 51.6089 | 165 | 94.4932 | 0
|  |  |  | 2001 |  |  | 2001 | 1365.5541 | 509.1755 | 664.0191 | 652.4477 | 502.6536 | 92.4328 | 0 | 0 | 0 | 0 | 0 | 0 | 0 | 0 | 0 | 0 | 0 | 0 | 0 | 0 | 0 | 0 | 0 | 0 | 0 | 0 | 0 | 0 | 0 | 0 | 0 | 0 | 0 | 0 | 0 | 0 | 0 | 0 | 0 | 0 | 0 | 0 | 0 | 0 | 0 | 0 | 0 | 0 | 0 | 0 | 0 | 0 | 0 | 0 | 0 | 0 | 0 | 0 | 0 | 0 | 0 | 0 | 0 | 0 | 0 | 0 | 0 | 3786.2829 | 56.6659 | 83.2 | 1 | [47 empty] | 2056 | 18.6657 | 23.0433 | 19.526 | 27.5769 | 19.5647 | 19.5647 |  |  | 2056 | 50.9357 | 55.0592 | 51.4582 | 63.9133 | 51.5181 | 165 | 92.9618 | 0
|  |  |  | 2002 |  |  | 2002 | 1201.3365 | 478.3643 | 666.2042 | 699.0496 | 575.1308 | 112.943 | 0 | 0 | 0 | 0 | 0 | 0 | 0 | 0 | 0 | 0 | 0 | 0 | 0 | 0 | 0 | 0 | 0 | 0 | 0 | 0 | 0 | 0 | 0 | 0 | 0 | 0 | 0 | 0 | 0 | 0 | 0 | 0 | 0 | 0 | 0 | 0 | 0 | 0 | 0 | 0 | 0 | 0 | 0 | 0 | 0 | 0 | 0 | 0 | 0 | 0 | 0 | 0 | 0 | 0 | 0 | 0 | 0 | 0 | 0 | 0 | 0 | 3733.0284 | 56.4818 | 83.2 | 1 | [47 empty] | 2057 | 18.6657 | 22.6632 | 19.4354 | 27.3602 | 19.4746 | 19.4746 |  |  | 2057 | 50.9357 | 54.547 | 51.3789 | 63.4994 | 51.4389 | 165 | 91.11 | 0
|  |  |  | 2003 |  |  | 2003 | 1049.9459 | 446.4744 | 664.0191 | 744.075 | 653.7487 | 137.1006 | 0 | 0 | 0 | 0 | 0 | 0 | 0 | 0 | 0 | 0 | 0 | 0 | 0 | 0 | 0 | 0 | 0 | 0 | 0 | 0 | 0 | 0 | 0 | 0 | 0 | 0 | 0 | 0 | 0 | 0 | 0 | 0 | 0 | 0 | 0 | 0 | 0 | 0 | 0 | 0 | 0 | 0 | 0 | 0 | 0 | 0 | 0 | 0 | 0 | 0 | 0 | 0 | 0 | 0 | 0 | 0 | 0 | 0 | 0 | 0 | 0 | 3695.3635 | 56.2661 | 83.2 | 1 | [47 empty] | 2058 | 18.6657 | 22.2968 | 19.3536 | 27.1406 | 19.3933 | 19.3933 |  |  | 2058 | 50.9357 | 54.0738 | 51.3101 | 63.089 | 51.3701 | 165 | 88.7424 | 0
|  |  |  | 2004 |  |  | 2004 | 911.6236 | 413.9813 | 657.5068 | 786.8136 | 738.2467 | 165.3352 | 0 | 0 | 0 | 0 | 0 | 0 | 0 | 0 | 0 | 0 | 0 | 0 | 0 | 0 | 0 | 0 | 0 | 0 | 0 | 0 | 0 | 0 | 0 | 0 | 0 | 0 | 0 | 0 | 0 | 0 | 0 | 0 | 0 | 0 | 0 | 0 | 0 | 0 | 0 | 0 | 0 | 0 | 0 | 0 | 0 | 0 | 0 | 0 | 0 | 0 | 0 | 0 | 0 | 0 | 0 | 0 | 0 | 0 | 0 | 0 | 0 | 3673.5073 | 56.0169 | 83.2 | 1 | [47 empty] | 2059 | 18.6657 | 21.9479 | 19.2801 | 26.9185 | 19.3201 | 19.3201 |  |  | 2059 | 50.9357 | 53.6414 | 51.2508 | 62.6825 | 51.3108 | 165 | 85.3874 | 0
|  |  |  | 2005 |  |  | 2005 | 786.3406 | 381.3391 | 646.7946 | 826.5583 | 828.2065 | 198.0788 | 0 | 0 | 0 | 0 | 0 | 0 | 0 | 0 | 0 | 0 | 0 | 0 | 0 | 0 | 0 | 0 | 0 | 0 | 0 | 0 | 0 | 0 | 0 | 0 | 0 | 0 | 0 | 0 | 0 | 0 | 0 | 0 | 0 | 0 | 0 | 0 | 0 | 0 | 0 | 0 | 0 | 0 | 0 | 0 | 0 | 0 | 0 | 0 | 0 | 0 | 0 | 0 | 0 | 0 | 0 | 0 | 0 | 0 | 0 | 0 | 0 | 3667.3179 | 55.7332 | 83.2 | 1 | [47 empty] | 2060 | 18.6657 | 21.6193 | 19.2146 | 26.6944 | 19.2551 | 19.2551 |  |  | 2060 | 50.9357 | 53.2509 | 51.2003 | 62.2803 | 51.2602 | 165 | 78.759 | 0
|  |  |  | 2006 |  |  | 2006 | 673.833 | 348.9703 | 632.0901 | 862.624 | 923.0436 | 235.753 | 40.5702 | 0 | 0 | 0 | 0 | 0 | 0 | 0 | 0 | 0 | 0 | 0 | 0 | 0 | 0 | 0 | 0 | 0 | 0 | 0 | 0 | 0 | 0 | 0 | 0 | 0 | 0 | 0 | 0 | 0 | 0 | 0 | 0 | 0 | 0 | 0 | 0 | 0 | 0 | 0 | 0 | 0 | 0 | 0 | 0 | 0 | 0 | 0 | 0 | 0 | 0 | 0 | 0 | 0 | 0 | 0 | 0 | 0 | 0 | 0 | 0 | 3716.8841 | 55.0926 | 83.2 | 1
|  |  |  | 2007 |  |  | 2007 | 573.6411 | 317.2575 | 613.6744 | 894.3677 | 1022.0031 | 278.755 | 49.7356 | 68.3017 | 0 | 0 | 0 | 0 | 0 | 0 | 0 | 0 | 0 | 0 | 0 | 0 | 0 | 0 | 0 | 0 | 0 | 0 | 0 | 0 | 0 | 0 | 0 | 0 | 0 | 0 | 0 | 0 | 0 | 0 | 0 | 0 | 0 | 0 | 0 | 0 | 0 | 0 | 0 | 0 | 0 | 0 | 0 | 0 | 0 | 0 | 0 | 0 | 0 | 0 | 0 | 0 | 0 | 0 | 0 | 0 | 0 | 0 | 0 | 3817.7361 | 54.1601 | 83.2 | 1
|  |  |  | 2008 |  |  | 2008 | 485.1486 | 286.5378 | 591.8934 | 921.2066 | 1124.1615 | 327.4422 | 60.5723 | 83.732 | 49.8403 | 0 | 0 | 0 | 0 | 0 | 0 | 0 | 0 | 0 | 0 | 0 | 0 | 0 | 0 | 0 | 0 | 0 | 0 | 0 | 0 | 0 | 0 | 0 | 0 | 0 | 0 | 0 | 0 | 0 | 0 | 0 | 0 | 0 | 0 | 0 | 0 | 0 | 0 | 0 | 0 | 0 | 0 | 0 | 0 | 0 | 0 | 0 | 0 | 0 | 0 | 0 | 0 | 0 | 0 | 0 | 0 | 0 | 0 | 3930.5346 | 53.2536 | 83.2 | 1
|  |  |  | 2009 |  |  | 2009 | 407.6202 | 257.0978 | 567.1467 | 942.637 | 1228.4334 | 382.1141 | 73.287 | 101.976 | 61.0999 | 34.5463 | 0 | 0 | 0 | 0 | 0 | 0 | 0 | 0 | 0 | 0 | 0 | 0 | 0 | 0 | 0 | 0 | 0 | 0 | 0 | 0 | 0 | 0 | 0 | 0 | 0 | 0 | 0 | 0 | 0 | 0 | 0 | 0 | 0 | 0 | 0 | 0 | 0 | 0 | 0 | 0 | 0 | 0 | 0 | 0 | 0 | 0 | 0 | 0 | 0 | 0 | 0 | 0 | 0 | 0 | 0 | 0 | 0 | 4055.9584 | 52.3618 | 83.0968 | 1
|  |  |  | 2010 |  |  | 2010 | 340.2382 | 229.1718 | 539.8757 | 958.249 | 1333.5859 | 442.9941 | 88.09 | 123.3817 | 74.4127 | 42.3508 | 32.9499 | 0 | 0 | 0 | 0 | 0 | 0 | 0 | 0 | 0 | 0 | 0 | 0 | 0 | 0 | 0 | 0 | 0 | 0 | 0 | 0 | 0 | 0 | 0 | 0 | 0 | 0 | 0 | 0 | 0 | 0 | 0 | 0 | 0 | 0 | 0 | 0 | 0 | 0 | 0 | 0 | 0 | 0 | 0 | 0 | 0 | 0 | 0 | 0 | 0 | 0 | 0 | 0 | 0 | 0 | 0 | 0 | 4205.2998 | 51.4094 | 82.983 | 1
|  |  |  | 2011 |  |  | 2011 | 282.1349 | 202.9413 | 510.5504 | 967.74 | 1438.2581 | 510.2104 | 105.1895 | 148.3031 | 90.0326 | 51.5785 | 40.3937 | 52.5117 | 0 | 0 | 0 | 0 | 0 | 0 | 0 | 0 | 0 | 0 | 0 | 0 | 0 | 0 | 0 | 0 | 0 | 0 | 0 | 0 | 0 | 0 | 0 | 0 | 0 | 0 | 0 | 0 | 0 | 0 | 0 | 0 | 0 | 0 | 0 | 0 | 0 | 0 | 0 | 0 | 0 | 0 | 0 | 0 | 0 | 0 | 0 | 0 | 0 | 0 | 0 | 0 | 0 | 0 | 0 | 4399.8442 | 50.2861 | 82.802 | 1
|  |  |  | 2012 |  |  | 2012 | 232.4219 | 178.5362 | 479.656 | 970.9245 | 1540.9874 | 583.7772 | 124.7857 | 177.0909 | 108.218 | 62.4053 | 49.195 | 66.7421 | 47.5365 | 0 | 0 | 0 | 0 | 0 | 0 | 0 | 0 | 0 | 0 | 0 | 0 | 0 | 0 | 0 | 0 | 0 | 0 | 0 | 0 | 0 | 0 | 0 | 0 | 0 | 0 | 0 | 0 | 0 | 0 | 0 | 0 | 0 | 0 | 0 | 0 | 0 | 0 | 0 | 0 | 0 | 0 | 0 | 0 | 0 | 0 | 0 | 0 | 0 | 0 | 0 | 0 | 0 | 0 | 4622.2764 | 49.12 | 82.6077 | 1
|  |  |  | 2013 |  |  | 2013 | 190.2146 | 156.0373 | 447.6799 | 967.74 | 1640.2415 | 663.577 | 147.063 | 210.0818 | 129.2246 | 75.0103 | 59.5215 | 83.9855 | 60.4186 | 37.8735 | 0 | 0 | 0 | 0 | 0 | 0 | 0 | 0 | 0 | 0 | 0 | 0 | 0 | 0 | 0 | 0 | 0 | 0 | 0 | 0 | 0 | 0 | 0 | 0 | 0 | 0 | 0 | 0 | 0 | 0 | 0 | 0 | 0 | 0 | 0 | 0 | 0 | 0 | 0 | 0 | 0 | 0 | 0 | 0 | 0 | 0 | 0 | 0 | 0 | 0 | 0 | 0 | 0 | 4868.6692 | 47.9421 | 82.4113 | 1
|  |  |  | 2014 |  |  | 2014 | 154.6525 | 135.4806 | 415.0991 | 958.249 | 1734.4548 | 749.3453 | 172.1824 | 247.5866 | 153.2984 | 89.5708 | 71.544 | 104.6332 | 76.0283 | 48.1371 | 33.4546 | 0 | 0 | 0 | 0 | 0 | 0 | 0 | 0 | 0 | 0 | 0 | 0 | 0 | 0 | 0 | 0 | 0 | 0 | 0 | 0 | 0 | 0 | 0 | 0 | 0 | 0 | 0 | 0 | 0 | 0 | 0 | 0 | 0 | 0 | 0 | 0 | 0 | 0 | 0 | 0 | 0 | 0 | 0 | 0 | 0 | 0 | 0 | 0 | 0 | 0 | 0 | 0 | 5143.7167 | 46.7404 | 82.2023 | 1
|  |  |  | 2015 |  |  | 2015 | 124.9156 | 116.8617 | 382.3688 | 942.637 | 1822.0681 | 840.6576 | 200.2721 | 289.8761 | 180.6659 | 106.2573 | 85.4317 | 129.0612 | 94.7198 | 60.5737 | 42.5206 | 34.5309 | 0 | 0 | 0 | 0 | 0 | 0 | 0 | 0 | 0 | 0 | 0 | 0 | 0 | 0 | 0 | 0 | 0 | 0 | 0 | 0 | 0 | 0 | 0 | 0 | 0 | 0 | 0 | 0 | 0 | 0 | 0 | 0 | 0 | 0 | 0 | 0 | 0 | 0 | 0 | 0 | 0 | 0 | 0 | 0 | 0 | 0 | 0 | 0 | 0 | 0 | 0 | 5453.4181 | 45.5058 | 81.9707 | 1
|  |  |  | 2016 |  |  | 2016 | 100.2357 | 100.1415 | 349.9125 | 921.2066 | 1901.5716 | 936.9204 | 231.4187 | 337.1662 | 211.5249 | 125.2269 | 101.3471 | 157.6094 | 116.8333 | 75.4657 | 53.5062 | 43.8887 | 34.2228 | 0 | 0 | 0 | 0 | 0 | 0 | 0 | 0 | 0 | 0 | 0 | 0 | 0 | 0 | 0 | 0 | 0 | 0 | 0 | 0 | 0 | 0 | 0 | 0 | 0 | 0 | 0 | 0 | 0 | 0 | 0 | 0 | 0 | 0 | 0 | 0 | 0 | 0 | 0 | 0 | 0 | 0 | 0 | 0 | 0 | 0 | 0 | 0 | 0 | 0 | 5798.1982 | 44.2949 | 81.7197 | 1
|  |  |  | 2017 |  |  | 2017 | 79.9052 | 85.2515 | 318.1142 | 894.3677 | 1971.5473 | 1037.3677 | 265.6581 | 389.6029 | 246.0329 | 146.6165 | 119.44 | 190.559 | 142.6768 | 93.0841 | 66.6606 | 55.2277 | 43.497 | 36.658 | 0 | 0 | 0 | 0 | 0 | 0 | 0 | 0 | 0 | 0 | 0 | 0 | 0 | 0 | 0 | 0 | 0 | 0 | 0 | 0 | 0 | 0 | 0 | 0 | 0 | 0 | 0 | 0 | 0 | 0 | 0 | 0 | 0 | 0 | 0 | 0 | 0 | 0 | 0 | 0 | 0 | 0 | 0 | 0 | 0 | 0 | 0 | 0 | 0 | 6182.2671 | 43.0813 | 81.4464 | 1
|  |  |  | 2018 |  |  | 2018 | 63.2811 | 72.1002 | 287.3115 | 862.624 | 2030.7112 | 1141.0619 | 302.9661 | 447.2463 | 284.2963 | 170.5354 | 139.8412 | 228.1063 | 172.5045 | 113.6743 | 82.2234 | 68.8053 | 54.7349 | 46.5921 | 57.3358 | 0 | 0 | 0 | 0 | 0 | 0 | 0 | 0 | 0 | 0 | 0 | 0 | 0 | 0 | 0 | 0 | 0 | 0 | 0 | 0 | 0 | 0 | 0 | 0 | 0 | 0 | 0 | 0 | 0 | 0 | 0 | 0 | 0 | 0 | 0 | 0 | 0 | 0 | 0 | 0 | 0 | 0 | 0 | 0 | 0 | 0 | 0 | 0 | 6625.9519 | 41.8534 | 80.9964 | 1 | [47 empty] | 0.69004 | [8 empty] | 0.69004
|  |  |  | 2019 |  |  | 2019 | 49.7874 | 60.5783 | 257.792 | 826.5583 | 2077.9524 | 1246.9014 | 343.2507 | 510.0559 | 326.3592 | 197.0573 | 162.6548 | 270.3373 | 206.4945 | 137.4388 | 100.4112 | 84.8688 | 68.1914 | 58.6296 | 72.8736 | 75.1175 | 0 | 0 | 0 | 0 | 0 | 0 | 0 | 0 | 0 | 0 | 0 | 0 | 0 | 0 | 0 | 0 | 0 | 0 | 0 | 0 | 0 | 0 | 0 | 0 | 0 | 0 | 0 | 0 | 0 | 0 | 0 | 0 | 0 | 0 | 0 | 0 | 0 | 0 | 0 | 0 | 0 | 0 | 0 | 0 | 0 | 0 | 0 | 7133.3103 | 40.6371 | 80.4551 | 1 |  |  |  | 0 | 0 | 0 | 0 | 0 | 0 | 0 | 0 | 0 | 0 | 0 | 0 | 0 | 0 | 0 | 0 | 0 | 0 | 0 | 0 | 0 | 0 | 0 | 0 | 0 | 0 | 0 | 0 | 0 | 0 | 0 | 0 | 0 | 0 | 0 | 0 | 0 | 0 | 0 | 0 | 0 | 0 | 0 | 0 | 0.71123 | [8 empty] | 0.71123
|  |  |  | 2020 |  |  | 2020 | 38.9145 | 50.5644 | 229.7906 | 786.8136 | 2112.3675 | 1353.6347 | 386.3451 | 577.8767 | 372.1918 | 226.2128 | 187.9511 | 317.2015 | 244.7243 | 164.5195 | 121.4029 | 103.6417 | 84.1115 | 73.0436 | 91.7011 | 95.474 | 69.607 | 0 | 0 | 0 | 0 | 0 | 0 | 0 | 0 | 0 | 0 | 0 | 0 | 0 | 0 | 0 | 0 | 0 | 0 | 0 | 0 | 0 | 0 | 0 | 0 | 0 | 0 | 0 | 0 | 0 | 0 | 0 | 0 | 0 | 0 | 0 | 0 | 0 | 0 | 0 | 0 | 0 | 0 | 0 | 0 | 0 | 0 | 7688.09 | 39.4735 | 79.8983 | 1 |  |  |  | 0 | 0 | 0 | 0 | 0 | 0 | 0 | 0 | 0 | 0 | 0 | 0 | 0 | 0 | 0 | 0 | 0 | 0 | 0 | 0 | 0 | 0 | 0 | 0 | 0 | 0 | 0 | 0 | 0 | 0 | 0 | 0 | 0 | 0 | 0 | 0 | 0 | 0 | 0 | 0 | 0 | 0 | 0 | 0 | 0.73175 | [8 empty] | 0.73175
|  |  |  | 2021 |  |  | 2021 | 30.2169 | 41.9294 | 203.4893 | 744.075 | 2133.2895 | 1459.8805 | 432.002 | 650.4278 | 421.6812 | 257.9813 | 215.7592 | 368.4895 | 287.1483 | 194.9781 | 145.3239 | 125.3089 | 102.7169 | 90.0966 | 114.2457 | 120.1406 | 88.4702 | 81.2936 | 0 | 0 | 0 | 0 | 0 | 0 | 0 | 0 | 0 | 0 | 0 | 0 | 0 | 0 | 0 | 0 | 0 | 0 | 0 | 0 | 0 | 0 | 0 | 0 | 0 | 0 | 0 | 0 | 0 | 0 | 0 | 0 | 0 | 0 | 0 | 0 | 0 | 0 | 0 | 0 | 0 | 0 | 0 | 0 | 0 | 8308.9444 | 38.3592 | 79.2801 | 1 |  |  |  | 0 | 0 | 0 | 0 | 0 | 0 | 0 | 0 | 0 | 0 | 0 | 0 | 0 | 0 | 0 | 0 | 0 | 0 | 0 | 0 | 0 | 0 | 0 | 0 | 0 | 0 | 0 | 0 | 0 | 0 | 0 | 0 | 0 | 0 | 0 | 0 | 0 | 0 | 0 | 0 | 0 | 0 | 0 | 0 | 0.75153 | [8 empty] | 0.75153
|  |  |  | 2022 |  |  | 2022 | 23.3096 | 34.5413 | 179.0183 | 699.0496 | 2140.3095 | 1564.1543 | 479.8909 | 727.2931 | 474.6223 | 292.2844 | 246.0597 | 423.8144 | 333.5771 | 228.7785 | 172.2288 | 149.9995 | 124.1907 | 110.0259 | 140.9178 | 149.677 | 111.3273 | 103.3237 | 99.4131 | 0 | 0 | 0 | 0 | 0 | 0 | 0 | 0 | 0 | 0 | 0 | 0 | 0 | 0 | 0 | 0 | 0 | 0 | 0 | 0 | 0 | 0 | 0 | 0 | 0 | 0 | 0 | 0 | 0 | 0 | 0 | 0 | 0 | 0 | 0 | 0 | 0 | 0 | 0 | 0 | 0 | 0 | 0 | 0 | 9007.8065 | 37.3043 | 78.5894 | 1 |  |  |  | 0 | 0 | 0 | 0 | 0 | 0 | 0 | 0 | 0 | 0 | 0 | 0 | 0 | 0 | 0 | 0 | 0 | 0 | 0 | 0 | 0 | 0 | 0 | 0 | 0 | 0 | 0 | 0 | 0 | 0 | 0 | 0 | 0 | 0 | 0 | 0 | 0 | 0 | 0 | 0 | 0 | 0 | 0 | 0 | 0.77055 | [8 empty] | 0.77055
|  |  |  | 2023 |  |  | 2023 | 17.8635 | 28.2687 | 156.4587 | 652.4477 | 2133.2895 | 1664.9006 | 529.5973 | 807.9161 | 530.7115 | 328.98 | 278.7776 | 482.5996 | 383.6602 | 265.7695 | 202.0854 | 177.77 | 148.661 | 133.0277 | 172.0888 | 184.6209 | 138.697 | 130.0184 | 126.3535 | 105.3703 | 0 | 0 | 0 | 0 | 0 | 0 | 0 | 0 | 0 | 0 | 0 | 0 | 0 | 0 | 0 | 0 | 0 | 0 | 0 | 0 | 0 | 0 | 0 | 0 | 0 | 0 | 0 | 0 | 0 | 0 | 0 | 0 | 0 | 0 | 0 | 0 | 0 | 0 | 0 | 0 | 0 | 0 | 0 | 9779.9333 | 36.3265 | 77.8601 | 1 |  |  |  | 0 | 0 | 0 | 0 | 0 | 0 | 0 | 0 | 0 | 0 | 0 | 0 | 0 | 0 | 0 | 0 | 0 | 0 | 0 | 0 | 0 | 0 | 0 | 0 | 0 | 0 | 0 | 0 | 0 | 0 | 0 | 0 | 0 | 0 | 0 | 0 | 0 | 0 | 0 | 0 | 0 | 0 | 0 | 0 | 0.78877 | [8 empty] | 0.78877
|  |  |  | 2024 |  |  | 2024 | 13.6001 | 22.9836 | 135.8464 | 604.9645 | 2112.3675 | 1760.5302 | 580.6246 | 891.5988 | 589.5427 | 367.8577 | 313.7775 | 544.0752 | 436.8759 | 305.672 | 234.7604 | 208.5872 | 176.1837 | 159.2392 | 208.0653 | 225.459 | 171.0775 | 161.9832 | 158.9981 | 133.9251 | 101.7181 | 0 | 0 | 0 | 0 | 0 | 0 | 0 | 0 | 0 | 0 | 0 | 0 | 0 | 0 | 0 | 0 | 0 | 0 | 0 | 0 | 0 | 0 | 0 | 0 | 0 | 0 | 0 | 0 | 0 | 0 | 0 | 0 | 0 | 0 | 0 | 0 | 0 | 0 | 0 | 0 | 0 | 0 | 10620.3137 | 35.3327 | 77.1158 | 1 |  |  |  | 0 | 0 | 0 | 0 | 0 | 0 | 0 | 0 | 0 | 0 | 0 | 0 | 0 | 0 | 0 | 0 | 0 | 0 | 0 | 0 | 0 | 0 | 0 | 0 | 0 | 0 | 0 | 0 | 0 | 0 | 0 | 0 | 0 | 0 | 0 | 0 | 0 | 0 | 0 | 0 | 0 | 0 | 0 | 0 | 0.80615 | [8 empty] | 0.80615
|  |  |  | 2025 |  |  | 2025 | 10.2865 | 18.5643 | 117.1773 | 557.2634 | 2077.9524 | 1849.4607 | 632.3996 | 977.5054 | 650.6067 | 408.636 | 350.8586 | 607.2835 | 492.5269 | 348.0703 | 270.0073 | 242.3135 | 206.7259 | 188.7203 | 249.0621 | 272.5931 | 208.9198 | 199.8002 | 198.0876 | 168.5259 | 129.2833 | 66.2187 | 0 | 0 | 0 | 0 | 0 | 0 | 0 | 0 | 0 | 0 | 0 | 0 | 0 | 0 | 0 | 0 | 0 | 0 | 0 | 0 | 0 | 0 | 0 | 0 | 0 | 0 | 0 | 0 | 0 | 0 | 0 | 0 | 0 | 0 | 0 | 0 | 0 | 0 | 0 | 0 | 0 | 11498.8492 | 34.4558 | 76.4157 | 1 |  |  |  | 0 | 0 | 0 | 0 | 0 | 0 | 0 | 0 | 0 | 0 | 0 | 0 | 0 | 0 | 0 | 0 | 0 | 0 | 0 | 0 | 0 | 0 | 0 | 0 | 0 | 0 | 0 | 0 | 0 | 0 | 0 | 0 | 0 | 0 | 0 | 0 | 0 | 0 | 0 | 0 | 0 | 0 | 0 | 0 | 0.82268 | [8 empty] | 0.82268
|  |  |  | 2026 |  |  | 2026 | 7.7293 | 14.8965 | 100.4118 | 509.9617 | 2030.7112 | 1930.1594 | 684.2806 | 1064.6708 | 713.2935 | 450.9619 | 389.7525 | 671.0962 | 549.7467 | 392.409 | 307.4587 | 278.6944 | 240.1512 | 221.4358 | 295.1727 | 326.3042 | 252.5962 | 243.9958 | 244.3336 | 209.9577 | 162.6848 | 84.1636 | 51.735 | 0 | 0 | 0 | 0 | 0 | 0 | 0 | 0 | 0 | 0 | 0 | 0 | 0 | 0 | 0 | 0 | 0 | 0 | 0 | 0 | 0 | 0 | 0 | 0 | 0 | 0 | 0 | 0 | 0 | 0 | 0 | 0 | 0 | 0 | 0 | 0 | 0 | 0 | 0 | 0 | 12428.7648 | 33.6688 | 75.725 | 1 |  |  |  | 0 | 0 | 0 | 0 | 0 | 0 | 0 | 0 | 0 | 0 | 0 | 0 | 0 | 0 | 0 | 0 | 0 | 0 | 0 | 0 | 0 | 0 | 0 | 0 | 0 | 0 | 0 | 0 | 0 | 0 | 0 | 0 | 0 | 0 | 0 | 0 | 0 | 0 | 0 | 0 | 0 | 0 | 0 | 0 | 0.83834 | [8 empty] | 0.83834
|  |  |  | 2027 |  |  | 2027 | 5.7697 | 11.8751 | 85.4817 | 463.6189 | 1971.5473 | 2001.1871 | 735.5687 | 1152.0145 | 776.8987 | 494.4127 | 430.1225 | 734.2412 | 607.5134 | 437.9974 | 346.6241 | 317.3507 | 276.2075 | 257.2396 | 346.3423 | 386.7152 | 302.3672 | 295.0052 | 298.38 | 258.975 | 202.6806 | 105.9081 | 64.0116 | 53.8755 | 0 | 0 | 0 | 0 | 0 | 0 | 0 | 0 | 0 | 0 | 0 | 0 | 0 | 0 | 0 | 0 | 0 | 0 | 0 | 0 | 0 | 0 | 0 | 0 | 0 | 0 | 0 | 0 | 0 | 0 | 0 | 0 | 0 | 0 | 0 | 0 | 0 | 0 | 0 | 13419.9313 | 32.9559 | 75.0036 |  |  |  |  | 0 | 0 | 0 | 0 | 0 | 0 | 0 | 0 | 0 | 0 | 0 | 0 | 0 | 0 | 0 | 0 | 0 | 0 | 0 | 0 | 0 | 0 | 0 | 0 | 0 | 0 | 0 | 0 | 0 | 0 | 0 | 0 | 0 | 0 | 0 | 0 | 0 | 0 | 0 | 0 | 0 | 0 | 0 | 0 | 0.85313 | [8 empty] | 0.85313
|  |  |  | 2028 |  |  | 2028 | 4.2788 | 9.4045 | 72.2949 | 418.7271 | 1901.5716 | 2061.2405 | 785.5227 | 1238.3602 | 840.6341 | 538.5 | 471.5653 | 795.3409 | 664.6757 | 484.0217 | 386.8934 | 357.7761 | 314.5188 | 295.8615 | 402.3421 | 453.7541 | 358.3466 | 353.1324 | 360.7588 | 316.2601 | 249.9989 | 131.9454 | 78.6221 | 66.6601 | 55.2107 | 0 | 0 | 0 | 0 | 0 | 0 | 0 | 0 | 0 | 0 | 0 | 0 | 0 | 0 | 0 | 0 | 0 | 0 | 0 | 0 | 0 | 0 | 0 | 0 | 0 | 0 | 0 | 0 | 0 | 0 | 0 | 0 | 0 | 0 | 0 | 0 | 0 | 0 | 14468.2192 | 32.3149 | 74.2754 |  |  |  |  | 0 | 0 | 0 | 0 | 0 | 0 | 0 | 0 | 0 | 0 | 0 | 0 | 0 | 0 | 0 | 0 | 0 | 0 | 0 | 0 | 0 | 0 | 0 | 0 | 0 | 0 | 0 | 0 | 0 | 0 | 0 | 0 | 0 | 0 | 0 | 0 | 0 | 0 | 0 | 0 | 0 | 0 | 0 | 0 | 0.86704 | [8 empty] | 0.86704
|  |  |  | 2029 |  |  | 2029 | 3.1523 | 7.3991 | 60.7419 | 375.7055 | 1822.0681 | 2109.1919 | 833.3754 | 1322.4598 | 903.6412 | 582.6776 | 513.6154 | 852.9599 | 719.9866 | 529.5643 | 427.5477 | 399.3411 | 354.5836 | 336.899 | 462.7496 | 527.1212 | 420.4676 | 418.5103 | 431.842 | 382.3769 | 305.2985 | 162.7497 | 95.861 | 81.8751 | 68.3122 | 56.6175 | 0 | 0 | 0 | 0 | 0 | 0 | 0 | 0 | 0 | 0 | 0 | 0 | 0 | 0 | 0 | 0 | 0 | 0 | 0 | 0 | 0 | 0 | 0 | 0 | 0 | 0 | 0 | 0 | 0 | 0 | 0 | 0 | 0 | 0 | 0 | 0 | 0 | 15568.6921 | 31.7417 | 73.5432 |  |  |  |  | 0 | 0 | 0 | 0 | 0 | 0 | 0 | 0 | 0 | 0 | 0 | 0 | 0 | 0 | 0 | 0 | 0 | 0 | 0 | 0 | 0 | 0 | 0 | 0 | 0 | 0 | 0 | 0 | 0 | 0 | 0 | 0 | 0 | 0 | 0 | 0 | 0 | 0 | 0 | 0 | 0 | 0 | 0 | 0 | 0.88007 | [8 empty] | 0.88007
|  |  |  | 2030 |  |  | 2030 | 2.3072 | 5.7833 | 50.7009 | 334.8963 | 1734.4548 | 2144.1244 | 878.353 | 1403.0218 | 965.0094 | 626.3504 | 555.7515 | 905.6588 | 772.1465 | 573.632 | 467.7766 | 441.3034 | 395.7776 | 379.8146 | 526.9353 | 606.263 | 488.4526 | 491.061 | 511.792 | 457.7196 | 369.1237 | 198.7499 | 116.0247 | 99.8272 | 83.9043 | 70.0528 | 58.0884 | 0 | 0 | 0 | 0 | 0 | 0 | 0 | 0 | 0 | 0 | 0 | 0 | 0 | 0 | 0 | 0 | 0 | 0 | 0 | 0 | 0 | 0 | 0 | 0 | 0 | 0 | 0 | 0 | 0 | 0 | 0 | 0 | 0 | 0 | 0 | 0 | 16714.8569 | 31.2311 | 72.8096 |  |  |  |  | 0 | 0 | 0 | 0 | 0 | 0 | 0 | 0 | 0 | 0 | 0 | 0 | 0 | 0 | 0 | 0 | 0 | 0 | 0 | 0 | 0 | 0 | 0 | 0 | 0 | 0 | 0 | 0 | 0 | 0 | 0 | 0 | 0 | 0 | 0 | 0 | 0 | 0 | 0 | 0 | 0 | 0 | 0 | 0 | 0.89224 | [8 empty] | 0.89224
|  |  |  | 2031 |  |  | 2031 | 1.6776 | 4.4907 | 42.0426 | 296.5649 | 1640.2415 | 2165.3609 | 919.6953 | 1478.7434 | 1023.7961 | 668.8872 | 597.4061 | 952.0532 | 819.8524 | 615.1891 | 506.7026 | 482.8266 | 437.3654 | 423.9399 | 594.0585 | 690.3548 | 561.7888 | 570.4602 | 600.5134 | 542.4605 | 441.8551 | 240.3002 | 139.4023 | 120.8252 | 102.3013 | 86.0422 | 71.8727 | 59.5808 | 0 | 0 | 0 | 0 | 0 | 0 | 0 | 0 | 0 | 0 | 0 | 0 | 0 | 0 | 0 | 0 | 0 | 0 | 0 | 0 | 0 | 0 | 0 | 0 | 0 | 0 | 0 | 0 | 0 | 0 | 0 | 0 | 0 | 0 | 0 | 17898.6517 | 30.7776 | 72.0765 |  |  |  |  | 0 | 0 | 0 | 0 | 0 | 0 | 0 | 0 | 0 | 0 | 0 | 0 | 0 | 0 | 0 | 0 | 0 | 0 | 0 | 0 | 0 | 0 | 0 | 0 | 0 | 0 | 0 | 0 | 0 | 0 | 0 | 0 | 0 | 0 | 0 | 0 | 0 | 0 | 0 | 0 | 0 | 0 | 0 | 0 | 0.90357 | [8 empty] | 0.90357
|  |  |  | 2032 |  |  | 2032 | 1.2118 | 3.4641 | 34.6346 | 260.9008 | 1540.9874 | 2172.4864 | 956.6768 | 1548.3448 | 1079.0508 | 709.6347 | 637.9772 | 990.8742 | 861.8513 | 653.1976 | 543.411 | 523.005 | 478.5182 | 468.487 | 663.0737 | 778.295 | 639.7117 | 656.109 | 697.6099 | 636.4985 | 523.6588 | 287.6484 | 166.2649 | 145.1701 | 123.8197 | 104.908 | 88.2775 | 73.7193 | 61.1126 | 0 | 0 | 0 | 0 | 0 | 0 | 0 | 0 | 0 | 0 | 0 | 0 | 0 | 0 | 0 | 0 | 0 | 0 | 0 | 0 | 0 | 0 | 0 | 0 | 0 | 0 | 0 | 0 | 0 | 0 | 0 | 0 | 0 | 0 | 19110.5909 | 30.3748 | 71.3455 |  |  |  |  | 0 | 0 | 0 | 0.121 | 0 | 0 | 0 | 0 | 0 | 0 | 0 | 0 | 0 | 0 | 0 | 0 | 0 | 0 | 0 | 0 | 0 | 0 | 0 | 0 | 0 | 0 | 0 | 0 | 0 | 0 | 0 | 0 | 0 | 0 | 0 | 0 | 0 | 0 | 0 | 0 | 0 | 0 | 0 | 0.121 | 0.91408 | [8 empty] | 0.91408
|  |  |  | 2033 |  |  | 2033 | 0.86962 | 2.6548 | 28.345 | 228.0225 | 1438.2581 | 2165.3609 | 988.6282 | 1610.6047 | 1129.8394 | 747.9339 | 676.8417 | 1021.0253 | 896.9942 | 686.6592 | 576.9848 | 560.8944 | 518.338 | 512.568 | 732.7488 | 868.7141 | 721.2009 | 747.1146 | 802.3489 | 739.4134 | 614.4375 | 340.9028 | 196.8533 | 173.1441 | 148.7679 | 126.9747 | 107.6335 | 90.5456 | 75.6146 | 62.6969 | 0 | 0 | 0 | 0 | 0 | 0 | 0 | 0 | 0 | 0 | 0 | 0 | 0 | 0 | 0 | 0 | 0 | 0 | 0 | 0 | 0 | 0 | 0 | 0 | 0 | 0 | 0 | 0 | 0 | 0 | 0 | 0 | 0 | 20339.9342 | 30.0166 | 70.6179 |  |  |  |  | 0 | 0 | 0 | 0.13923 | 0.13118 | 0 | 0 | 0 | 0 | 0 | 0 | 0 | 0 | 0 | 0 | 0 | 0 | 0 | 0 | 0 | 0 | 0 | 0 | 0 | 0 | 0 | 0 | 0 | 0 | 0 | 0 | 0 | 0 | 0 | 0 | 0 | 0 | 0 | 0 | 0 | 0 | 0 | 0 | 0.27041 | 0.92378 | [8 empty] | 0.92378
|  |  |  | 2034 |  |  | 2034 | 0.61997 | 2.0212 | 23.0457 | 197.9823 | 1333.5859 | 2144.1244 | 1014.9559 | 1664.3962 | 1175.271 | 783.1376 | 713.3711 | 1041.6341 | 924.2886 | 714.6585 | 606.5422 | 595.5484 | 555.8893 | 555.2213 | 801.6948 | 959.9976 | 804.987 | 842.2852 | 913.6388 | 850.4287 | 713.7853 | 399.9998 | 231.3641 | 204.9981 | 177.4353 | 152.5586 | 130.2734 | 110.3988 | 92.8734 | 77.5748 | 64.3272 | 0 | 0 | 0 | 0 | 0 | 0 | 0 | 0 | 0 | 0 | 0 | 0 | 0 | 0 | 0 | 0 | 0 | 0 | 0 | 0 | 0 | 0 | 0 | 0 | 0 | 0 | 0 | 0 | 0 | 0 | 0 | 0 | 21574.9144 | 29.6965 | 69.8943 |  |  |  |  | 0 | 0 | 0 | 0.15964 | 0.15094 | 0.14242 | 0 | 0 | 0 | 0 | 0 | 0 | 0 | 0 | 0 | 0 | 0 | 0 | 0 | 0 | 0 | 0 | 0 | 0 | 0 | 0 | 0 | 0 | 0 | 0 | 0 | 0 | 0 | 0 | 0 | 0 | 0 | 0 | 0 | 0 | 0 | 0 | 0 | 0.45301 | 0.93271 | [8 empty] | 0.93271
|  |  |  | 2035 |  |  | 2035 | 0.4391 | 1.5287 | 18.6144 | 170.7739 | 1228.4334 | 2109.1919 | 1035.1609 | 1708.72 | 1214.5231 | 814.6281 | 746.948 | 1052.0939 | 942.9448 | 736.4047 | 631.2746 | 626.0567 | 590.2341 | 595.4446 | 868.4077 | 1050.3259 | 889.5741 | 940.1383 | 1030.0219 | 968.3874 | 820.9528 | 464.6755 | 269.9357 | 240.9367 | 210.0787 | 181.9565 | 156.5219 | 133.6204 | 113.2371 | 95.2811 | 79.592 | 65.9959 | 0 | 0 | 0 | 0 | 0 | 0 | 0 | 0 | 0 | 0 | 0 | 0 | 0 | 0 | 0 | 0 | 0 | 0 | 0 | 0 | 0 | 0 | 0 | 0 | 0 | 0 | 0 | 0 | 0 | 0 | 0 | 22803.0547 | 29.4085 | 69.1753 |  |  |  |  | 0 | 0 | 0 | 0.18238 | 0.17307 | 0.16388 | 0.15466 | 0 | 0 | 0 | 0 | 0 | 0 | 0 | 0 | 0 | 0 | 0 | 0 | 0 | 0 | 0 | 0 | 0 | 0 | 0 | 0 | 0 | 0 | 0 | 0 | 0 | 0 | 0 | 0 | 0 | 0 | 0 | 0 | 0 | 0 | 0 | 0 | 0.67399 | 0.94091 | [8 empty] | 0.94091
|  |  |  | 2036 |  |  | 2036 | 0.30896 | 1.1487 | 14.9367 | 146.34 | 1124.1615 | 2061.2405 | 1048.8538 | 1742.7358 | 1246.8666 | 841.8353 | 776.9832 | 1052.0939 | 952.4136 | 751.2685 | 650.4836 | 651.5849 | 620.4702 | 632.2333 | 931.3201 | 1137.7287 | 973.2761 | 1038.927 | 1149.6855 | 1091.7447 | 934.8232 | 534.4417 | 312.6339 | 281.1043 | 246.908 | 215.4316 | 186.6835 | 160.5433 | 137.0557 | 116.1726 | 97.7587 | 81.6567 | 67.6933 | 0 | 0 | 0 | 0 | 0 | 0 | 0 | 0 | 0 | 0 | 0 | 0 | 0 | 0 | 0 | 0 | 0 | 0 | 0 | 0 | 0 | 0 | 0 | 0 | 0 | 0 | 0 | 0 | 0 | 0 | 24011.5476 | 29.1373 | 68.4609 |  |  |  |  | 0 | 0 | 0 | 0.2076 | 0.19772 | 0.1879 | 0.17797 | 0.16745 | 0 | 0 | 0 | 0 | 0 | 0 | 0 | 0 | 0 | 0 | 0 | 0 | 0 | 0 | 0 | 0 | 0 | 0 | 0 | 0 | 0 | 0 | 0 | 0 | 0 | 0 | 0 | 0 | 0 | 0 | 0 | 0 | 0 | 0 | 0 | 0.93864 | 0.94839 | [8 empty] | 0.94839
|  |  |  | 2037 |  |  | 2037 | 0.21596 | 0.85746 | 11.9071 | 124.5808 | 1022.0031 | 2001.1871 | 1055.768 | 1765.7884 | 1271.6882 | 864.2539 | 802.9332 | 1041.6341 | 952.4136 | 758.8126 | 663.6132 | 671.4118 | 645.7705 | 664.6209 | 988.8602 | 1220.1522 | 1054.2672 | 1136.682 | 1270.4931 | 1218.579 | 1053.9049 | 608.5715 | 359.4371 | 325.5691 | 288.0711 | 253.1994 | 221.0284 | 191.4798 | 164.6708 | 140.6087 | 119.1935 | 100.2947 | 83.7568 | 69.407 | 0 | 0 | 0 | 0 | 0 | 0 | 0 | 0 | 0 | 0 | 0 | 0 | 0 | 0 | 0 | 0 | 0 | 0 | 0 | 0 | 0 | 0 | 0 | 0 | 0 | 0 | 0 | 0 | 0 | 25187.6863 | 28.8851 | 67.751 |  |  |  |  | 0 | 0 | 0 | 0.23547 | 0.22507 | 0.21466 | 0.20405 | 0.19269 | 0.181 | 0 | 0 | 0 | 0 | 0 | 0 | 0 | 0 | 0 | 0 | 0 | 0 | 0 | 0 | 0 | 0 | 0 | 0 | 0 | 0 | 0 | 0 | 0 | 0 | 0 | 0 | 0 | 0 | 0 | 0 | 0 | 0 | 0 | 0 | 1.2529 | 0.95521 | [8 empty] | 0.95521
|  |  |  | 2038 |  |  | 2038 | 0.14997 | 0.63589 | 9.4299 | 105.3624 | 923.0436 | 1930.1594 | 1055.768 | 1777.4288 | 1288.5098 | 881.4587 | 824.3157 | 1021.0253 | 942.9448 | 758.8126 | 670.277 | 684.9638 | 665.4206 | 691.7215 | 1039.5169 | 1295.5374 | 1130.6442 | 1231.2709 | 1390.0367 | 1346.6259 | 1176.3431 | 686.0939 | 410.2239 | 374.3088 | 333.6379 | 295.4113 | 259.7773 | 226.7071 | 196.4027 | 168.9397 | 144.265 | 122.2855 | 102.8741 | 85.8773 | 71.1233 | 0 | 0 | 0 | 0 | 0 | 0 | 0 | 0 | 0 | 0 | 0 | 0 | 0 | 0 | 0 | 0 | 0 | 0 | 0 | 0 | 0 | 0 | 0 | 0 | 0 | 0 | 0 | 0 | 26319.3306 | 28.6463 | 67.0453 |  |  |  |  | 0 | 0 | 0 | 0.26612 | 0.25528 | 0.24436 | 0.23311 | 0.22093 | 0.20827 | 0.19543 | 0 | 0 | 0 | 0 | 0 | 0 | 0 | 0 | 0 | 0 | 0 | 0 | 0 | 0 | 0 | 0 | 0 | 0 | 0 | 0 | 0 | 0 | 0 | 0 | 0 | 0 | 0 | 0 | 0 | 0 | 0 | 0 | 0 | 1.6235 | 0.9614 | [8 empty] | 0.9614
|  |  |  | 2039 |  |  | 2039 | 0.10346 | 0.46848 | 7.4191 | 88.5251 | 828.2065 | 1849.4607 | 1048.8538 | 1777.4288 | 1297.0039 | 893.1185 | 840.7255 | 990.8742 | 924.2886 | 751.2685 | 670.277 | 691.8421 | 678.8516 | 712.7698 | 1081.9043 | 1361.9043 | 1200.4994 | 1320.4711 | 1505.7085 | 1473.333 | 1299.9519 | 765.8014 | 464.7616 | 427.1969 | 383.5855 | 342.1392 | 303.0858 | 266.4516 | 232.5356 | 201.4942 | 173.3327 | 148.0074 | 125.4305 | 105.4785 | 88.0008 | 72.826 | 0 | 0 | 0 | 0 | 0 | 0 | 0 | 0 | 0 | 0 | 0 | 0 | 0 | 0 | 0 | 0 | 0 | 0 | 0 | 0 | 0 | 0 | 0 | 0 | 0 | 0 | 0 | 27395.3858 | 28.4157 | 66.3432 |  |  |  |  | 0 | 0 | 0 | 0.29968 | 0.28851 | 0.27716 | 0.26536 | 0.25239 | 0.23879 | 0.22488 | 0.2107 | 0 | 0 | 0 | 0 | 0 | 0 | 0 | 0 | 0 | 0 | 0 | 0 | 0 | 0 | 0 | 0 | 0 | 0 | 0 | 0 | 0 | 0 | 0 | 0 | 0 | 0 | 0 | 0 | 0 | 0 | 0 | 0 | 2.0575 | 0.967 | [8 empty] | 0.967
|  |  |  | 2040 |  |  | 2040 | 0.070909 | 0.34288 | 5.7989 | 73.8914 | 738.2467 | 1760.5302 | 1035.1609 | 1765.7884 | 1297.0039 | 899.0061 | 851.8465 | 952.0532 | 896.9942 | 736.4047 | 663.6132 | 691.8421 | 685.6685 | 727.1565 | 1114.8254 | 1417.4375 | 1261.9977 | 1402.0544 | 1614.7905 | 1595.9362 | 1422.2673 | 846.2709 | 522.6979 | 483.9911 | 437.7844 | 393.3595 | 351.0276 | 310.8728 | 273.3019 | 238.5638 | 206.7337 | 177.8292 | 151.8139 | 128.606 | 108.0868 | 90.1075 | 74.4975 | 0 | 0 | 0 | 0 | 0 | 0 | 0 | 0 | 0 | 0 | 0 | 0 | 0 | 0 | 0 | 0 | 0 | 0 | 0 | 0 | 0 | 0 | 0 | 0 | 0 | 0 | 28406.2726 | 28.1885 | 65.6442 |  |  |  |  | 0 | 0 | 0 | 0.33626 | 0.32489 | 0.31324 | 0.30098 | 0.28731 | 0.2728 | 0.25784 | 0.24245 | 0.22672 | 0 | 0 | 0 | 0 | 0 | 0 | 0 | 0 | 0 | 0 | 0 | 0 | 0 | 0 | 0 | 0 | 0 | 0 | 0 | 0 | 0 | 0 | 0 | 0 | 0 | 0 | 0 | 0 | 0 | 0 | 0 | 2.5625 | 0.97204 | [8 empty] | 0.97204
|  |  |  | 2041 |  |  | 2041 | 0.04828 | 0.24931 | 4.5028 | 61.2728 | 653.7487 | 1664.9006 | 1014.9559 | 1742.7358 | 1288.5098 | 899.0061 | 857.462 | 905.6588 | 861.8513 | 714.6585 | 650.4836 | 684.9638 | 685.6685 | 734.4585 | 1137.3274 | 1460.5683 | 1313.4571 | 1473.8779 | 1714.5578 | 1711.5548 | 1540.6211 | 925.8985 | 583.556 | 544.3245 | 495.9862 | 448.9394 | 403.5786 | 360.0463 | 318.8652 | 280.387 | 244.7672 | 212.0966 | 182.4026 | 155.6573 | 131.7861 | 110.6743 | 92.1757 | 76.1194 | 0 | 0 | 0 | 0 | 0 | 0 | 0 | 0 | 0 | 0 | 0 | 0 | 0 | 0 | 0 | 0 | 0 | 0 | 0 | 0 | 0 | 0 | 0 | 0 | 0 | 29344.3606 | 27.9603 | 64.9475 |  |  |  |  | 0 | 0 | 0 | 0.37595 | 0.36454 | 0.35274 | 0.34015 | 0.32587 | 0.31054 | 0.29456 | 0.27798 | 0.26089 | 0.24341 | 0 | 0 | 0 | 0 | 0 | 0 | 0 | 0 | 0 | 0 | 0 | 0 | 0 | 0 | 0 | 0 | 0 | 0 | 0 | 0 | 0 | 0 | 0 | 0 | 0 | 0 | 0 | 0 | 0 | 0 | 3.1466 | 0.97656 | [8 empty] | 0.97656
|  |  |  | 2042 |  |  | 2042 | 0.032657 | 0.18009 | 3.4735 | 50.4763 | 575.1308 | 1564.1543 | 988.6282 | 1708.72 | 1271.6882 | 893.1185 | 857.462 | 852.9599 | 819.8524 | 686.6592 | 631.2746 | 671.4118 | 678.8516 | 734.4585 | 1148.7481 | 1490.049 | 1353.424 | 1533.9768 | 1802.39 | 1817.3006 | 1652.2324 | 1002.947 | 646.7337 | 607.7006 | 557.8149 | 508.6243 | 460.6025 | 413.9475 | 369.3029 | 327.1314 | 287.6779 | 251.1168 | 217.5514 | 187.0205 | 159.5064 | 134.941 | 113.2146 | 94.1825 | 77.6724 | 0 | 0 | 0 | 0 | 0 | 0 | 0 | 0 | 0 | 0 | 0 | 0 | 0 | 0 | 0 | 0 | 0 | 0 | 0 | 0 | 0 | 0 | 0 | 0 | 30204.3419 | 27.727 | 64.2524 |  |  |  |  | 0 | 0 | 0 | 0.41881 | 0.40757 | 0.39579 | 0.38305 | 0.36829 | 0.35223 | 0.33531 | 0.31757 | 0.29912 | 0.28009 | 0.26065 | 0 | 0 | 0 | 0 | 0 | 0 | 0 | 0 | 0 | 0 | 0 | 0 | 0 | 0 | 0 | 0 | 0 | 0 | 0 | 0 | 0 | 0 | 0 | 0 | 0 | 0 | 0 | 0 | 0 | 3.8185 | 0.98061 | [8 empty] | 0.98061
|  |  |  | 2043 |  |  | 2043 | 0.021945 | 0.12924 | 2.6619 | 41.3099 | 502.6536 | 1459.8805 | 956.6768 | 1664.3962 | 1246.8666 | 881.4587 | 851.8465 | 795.3409 | 772.1465 | 653.1976 | 606.5422 | 651.5849 | 665.4206 | 727.1565 | 1148.7481 | 1505.0117 | 1380.7419 | 1580.6539 | 1875.8845 | 1910.3961 | 1754.3131 | 1075.6061 | 711.5078 | 673.4922 | 622.7616 | 572.0284 | 521.8378 | 472.4364 | 424.5899 | 378.8767 | 335.6379 | 295.1406 | 257.5751 | 223.0591 | 191.6451 | 163.3249 | 138.0383 | 115.6794 | 96.104 | 79.1375 | 0 | 0 | 0 | 0 | 0 | 0 | 0 | 0 | 0 | 0 | 0 | 0 | 0 | 0 | 0 | 0 | 0 | 0 | 0 | 0 | 0 | 0 | 0 | 30983.5194 | 27.4851 | 63.5584 |  |  |  |  | 0 | 0 | 0 | 0.46489 | 0.45404 | 0.44251 | 0.4298 | 0.41473 | 0.39808 | 0.38032 | 0.3615 | 0.34172 | 0.32114 | 0.29993 | 0.2783 | 0 | 0 | 0 | 0 | 0 | 0 | 0 | 0 | 0 | 0 | 0 | 0 | 0 | 0 | 0 | 0 | 0 | 0 | 0 | 0 | 0 | 0 | 0 | 0 | 0 | 0 | 0 | 0 | 4.587 | 0.98422 | [8 empty] | 0.98422
|  |  |  | 2044 |  |  | 2044 | 0.01465 | 0.092137 | 2.0266 | 33.5867 | 436.4329 | 1353.6347 | 919.6953 | 1610.6047 | 1214.5231 | 864.2539 | 840.7255 | 734.2412 | 719.9866 | 615.1891 | 576.9848 | 626.0567 | 645.7705 | 712.7698 | 1137.3274 | 1505.0117 | 1394.607 | 1612.5584 | 1932.9653 | 1988.2946 | 1844.1818 | 1142.0608 | 777.043 | 740.9464 | 690.1838 | 638.63 | 586.8892 | 535.245 | 484.5825 | 435.5969 | 388.7287 | 344.3447 | 302.7312 | 264.0961 | 228.5749 | 196.233 | 167.0737 | 141.0435 | 118.0395 | 97.9167 | 80.496 | 0 | 0 | 0 | 0 | 0 | 0 | 0 | 0 | 0 | 0 | 0 | 0 | 0 | 0 | 0 | 0 | 0 | 0 | 0 | 0 | 0 | 0 | 31681.9906 | 27.2314 | 62.8651 |  |  |  |  | 0 | 0 | 0 | 0.51417 | 0.50399 | 0.49296 | 0.48053 | 0.46536 | 0.44827 | 0.42982 | 0.41003 | 0.38899 | 0.36688 | 0.34388 | 0.32024 | 0.2962 | 0 | 0 | 0 | 0 | 0 | 0 | 0 | 0 | 0 | 0 | 0 | 0 | 0 | 0 | 0 | 0 | 0 | 0 | 0 | 0 | 0 | 0 | 0 | 0 | 0 | 0 | 0 | 5.4613 | 0.98742 | [8 empty] | 0.98742
|  |  |  | 2045 |  |  | 2045 | 0.0097163 | 0.065256 | 1.5329 | 27.1286 | 376.4546 | 1246.9014 | 878.353 | 1548.3448 | 1175.271 | 841.8353 | 824.3157 | 671.0962 | 664.6757 | 573.632 | 543.411 | 595.5484 | 620.4702 | 691.7215 | 1114.8254 | 1490.049 | 1394.607 | 1628.7513 | 1971.981 | 2048.7959 | 1919.3804 | 1200.5655 | 842.4064 | 809.1931 | 759.3097 | 707.7702 | 655.221 | 601.9676 | 549.0059 | 497.1447 | 446.9238 | 398.8128 | 353.2007 | 310.3954 | 270.6266 | 234.0468 | 200.7371 | 170.711 | 143.9212 | 120.266 | 99.5977 | 81.7308 | 0 | 0 | 0 | 0 | 0 | 0 | 0 | 0 | 0 | 0 | 0 | 0 | 0 | 0 | 0 | 0 | 0 | 0 | 0 | 0 | 0 | 32302.7111 | 26.9635 | 62.1722 |  |  |  |  | 0 | 0 | 0 | 0.56665 | 0.55742 | 0.54719 | 0.53532 | 0.52028 | 0.50299 | 0.48402 | 0.4634 | 0.44121 | 0.41763 | 0.39287 | 0.36717 | 0.34084 | 0.31419 | 0 | 0 | 0 | 0 | 0 | 0 | 0 | 0 | 0 | 0 | 0 | 0 | 0 | 0 | 0 | 0 | 0 | 0 | 0 | 0 | 0 | 0 | 0 | 0 | 0 | 0 | 6.4512 | 0.99025 | [8 empty] | 0.99025
|  |  |  | 2046 |  |  | 2046 | 0.0064018 | 0.045915 | 1.1518 | 21.7687 | 322.5924 | 1141.0619 | 833.3754 | 1478.7434 | 1129.8394 | 814.6281 | 802.9332 | 607.2835 | 607.5134 | 529.5643 | 506.7026 | 560.8944 | 590.2341 | 664.6209 | 1081.9043 | 1460.5683 | 1380.7419 | 1628.7513 | 1991.7831 | 2090.1495 | 1977.7848 | 1249.5199 | 906.5869 | 877.2609 | 829.2478 | 778.6575 | 726.1574 | 672.0551 | 617.4439 | 563.2383 | 510.0721 | 458.5176 | 409.0696 | 362.1426 | 318.0707 | 277.1053 | 239.4189 | 205.1073 | 174.1939 | 146.6358 | 122.3306 | 101.1255 | 82.8266 | 0 | 0 | 0 | 0 | 0 | 0 | 0 | 0 | 0 | 0 | 0 | 0 | 0 | 0 | 0 | 0 | 0 | 0 | 0 | 0 | 32851.4273 | 26.6792 | 61.4802 |  |  |  |  | 0 | 0 | 0 | 0.62223 | 0.61431 | 0.6052 | 0.59421 | 0.5796 | 0.56236 | 0.5431 | 0.52183 | 0.49864 | 0.47369 | 0.44721 | 0.41947 | 0.39079 | 0.36153 | 0.33207 | 0 | 0 | 0 | 0 | 0 | 0 | 0 | 0 | 0 | 0 | 0 | 0 | 0 | 0 | 0 | 0 | 0 | 0 | 0 | 0 | 0 | 0 | 0 | 0 | 0 | 7.5662 | 0.99275 | [8 empty] | 0.99275
|  |  |  | 2047 |  |  | 2047 | 0.0041903 | 0.032095 | 0.85978 | 17.3535 | 274.6263 | 1037.3677 | 785.5227 | 1403.0218 | 1079.0508 | 783.1376 | 776.9832 | 544.0752 | 549.7467 | 484.0217 | 467.7766 | 523.005 | 555.8893 | 632.2333 | 1039.5169 | 1417.4375 | 1353.424 | 1612.5584 | 1991.7831 | 2111.1383 | 2017.705 | 1287.5413 | 968.5198 | 944.0969 | 899.0026 | 850.3776 | 798.8862 | 744.814 | 689.3333 | 633.4505 | 577.8842 | 523.304 | 470.3099 | 419.426 | 371.0976 | 325.6852 | 283.4656 | 244.6312 | 209.292 | 177.4795 | 149.1531 | 124.2072 | 102.4813 | 83.7706 | 0 | 0 | 0 | 0 | 0 | 0 | 0 | 0 | 0 | 0 | 0 | 0 | 0 | 0 | 0 | 0 | 0 | 0 | 0 | 33336.4799 | 26.3774 | 60.7897 |  |  |  |  | 0 | 0 | 0 | 0.68081 | 0.67456 | 0.66696 | 0.65721 | 0.64336 | 0.62647 | 0.6072 | 0.58553 | 0.56152 | 0.53535 | 0.50724 | 0.47749 | 0.44645 | 0.41452 | 0.38211 | 0.34967 | 0 | 0 | 0 | 0 | 0 | 0 | 0 | 0 | 0 | 0 | 0 | 0 | 0 | 0 | 0 | 0 | 0 | 0 | 0 | 0 | 0 | 0 | 0 | 0 | 8.8165 | 0.99495 | [8 empty] | 0.99495
|  |  |  | 2048 |  |  | 2048 | 0.0027248 | 0.022288 | 0.6376 | 13.7431 | 232.2612 | 936.9204 | 735.5687 | 1322.4598 | 1023.7961 | 747.9339 | 746.948 | 482.5996 | 492.5269 | 437.9974 | 427.5477 | 482.8266 | 518.338 | 595.4446 | 988.8602 | 1361.9043 | 1313.4571 | 1580.6539 | 1971.981 | 2111.1383 | 2037.9663 | 1313.5294 | 1027.1142 | 1008.5922 | 967.4951 | 921.9098 | 872.4697 | 819.4114 | 763.9628 | 707.2035 | 649.9222 | 592.8753 | 536.7625 | 482.2166 | 429.7974 | 379.9815 | 333.1605 | 289.6369 | 249.6223 | 213.2396 | 180.5263 | 151.4411 | 125.8725 | 103.6492 | 84.5527 | 0 | 0 | 0 | 0 | 0 | 0 | 0 | 0 | 0 | 0 | 0 | 0 | 0 | 0 | 0 | 0 | 0 | 0 | 33768.4806 | 26.0573 | 60.1019 |  |  |  |  | 0 | 0 | 0 | 0.74223 | 0.73807 | 0.73238 | 0.72427 | 0.71157 | 0.69539 | 0.67643 | 0.65464 | 0.63006 | 0.60286 | 0.57327 | 0.54159 | 0.50821 | 0.47356 | 0.43811 | 0.40236 | 0.3668 | 0 | 0 | 0 | 0 | 0 | 0 | 0 | 0 | 0 | 0 | 0 | 0 | 0 | 0 | 0 | 0 | 0 | 0 | 0 | 0 | 0 | 0 | 0 | 10.2118 | 0.99687 | [8 empty] | 0.99687
|  |  |  | 2049 |  |  | 2049 | 0.0017603 | 0.015376 | 0.46974 | 10.8126 | 195.1451 | 840.6576 | 684.2806 | 1238.3602 | 965.0094 | 709.6347 | 713.3711 | 423.8144 | 436.8759 | 392.409 | 386.8934 | 441.3034 | 478.5182 | 555.2213 | 931.3201 | 1295.5374 | 1261.9977 | 1533.9768 | 1932.9653 | 2090.1495 | 2037.9663 | 1326.7196 | 1081.2851 | 1069.611 | 1033.5888 | 992.1475 | 945.8602 | 894.8853 | 840.478 | 783.7677 | 725.593 | 666.782 | 608.1231 | 550.3516 | 494.1407 | 440.0865 | 388.7031 | 340.4137 | 295.5462 | 254.3306 | 216.9003 | 183.2956 | 153.4715 | 127.3069 | 104.617 | 85.1665 | 0 | 0 | 0 | 0 | 0 | 0 | 0 | 0 | 0 | 0 | 0 | 0 | 0 | 0 | 0 | 0 | 0 | 34159.8784 | 25.7193 | 59.4189 |  |  |  |  | 0 | 0 | 0 | 0.80628 | 0.80465 | 0.80134 | 0.79532 | 0.78419 | 0.76912 | 0.75085 | 0.72927 | 0.70443 | 0.67645 | 0.64556 | 0.61208 | 0.57643 | 0.53906 | 0.50051 | 0.46133 | 0.42207 | 0.38328 | 0 | 0 | 0 | 0 | 0 | 0 | 0 | 0 | 0 | 0 | 0 | 0 | 0 | 0 | 0 | 0 | 0 | 0 | 0 | 0 | 0 | 0 | 11.7622 | 0.99854 | [8 empty] | 0.99854
|  |  |  | 2050 |  |  | 2050 | 0.0011297 | 0.010538 | 0.34381 | 8.4513 | 162.8864 | 749.3453 | 632.3996 | 1152.0145 | 903.6412 | 668.8872 | 676.8417 | 368.4895 | 383.6602 | 348.0703 | 346.6241 | 399.3411 | 437.3654 | 512.568 | 868.4077 | 1220.1522 | 1200.4994 | 1473.8779 | 1875.8845 | 2048.7959 | 2017.705 | 1326.7196 | 1129.9856 | 1126.0232 | 1096.1199 | 1059.9254 | 1017.9226 | 970.1614 | 917.8924 | 862.2665 | 804.1481 | 744.4159 | 683.9305 | 623.5188 | 563.9605 | 505.9702 | 450.1877 | 397.1655 | 347.359 | 301.1207 | 258.6967 | 220.2276 | 185.7532 | 155.2205 | 128.4956 | 105.3764 | 85.6088 | 0 | 0 | 0 | 0 | 0 | 0 | 0 | 0 | 0 | 0 | 0 | 0 | 0 | 0 | 0 | 0 | 34524.4362 | 25.3645 | 58.7432 |  |  |  |  | 0 | 0 | 0 | 0.87271 | 0.87409 | 0.87363 | 0.87019 | 0.86111 | 0.84761 | 0.83045 | 0.8095 | 0.78474 | 0.75629 | 0.72436 | 0.68927 | 0.65146 | 0.61143 | 0.56975 | 0.52704 | 0.48393 | 0.44104 | 0.39895 | 0 | 0 | 0 | 0 | 0 | 0 | 0 | 0 | 0 | 0 | 0 | 0 | 0 | 0 | 0 | 0 | 0 | 0 | 0 | 0 | 0 | 13.4775 | 1 | [8 empty] | 1
|  |  |  | 2051 |  |  | 2051 | 0.00072027 | 0.0071751 | 0.24999 | 6.5624 | 135.07 | 663.577 | 580.6246 | 1064.6708 | 840.6341 | 626.3504 | 637.9772 | 317.2015 | 333.5771 | 305.672 | 307.4587 | 357.7761 | 395.7776 | 468.487 | 801.6948 | 1137.7287 | 1130.6442 | 1402.0544 | 1802.39 | 1988.2946 | 1977.7848 | 1313.5294 | 1172.2408 | 1176.7387 | 1153.9302 | 1124.0498 | 1087.4613 | 1044.0753 | 995.1037 | 941.6877 | 884.6882 | 825.0088 | 763.561 | 701.2455 | 638.937 | 577.4615 | 517.5836 | 459.9887 | 405.2687 | 353.9109 | 306.2901 | 262.6652 | 223.1803 | 187.87 | 156.6698 | 129.4283 | 105.9237 | 85.88 | 0 | 0 | 0 | 0 | 0 | 0 | 0 | 0 | 0 | 0 | 0 | 0 | 0 | 0 | 0 | 34876.6437 | 24.9947 | 58.0782 |  |  |  |  | 0 | 0 | 0 | 0.94122 | 0.94611 | 0.94902 | 0.9487 | 0.94218 | 0.93075 | 0.9152 | 0.89532 | 0.87107 | 0.84251 | 0.80985 | 0.7734 | 0.73361 | 0.69101 | 0.64623 | 0.59994 | 0.55286 | 0.50567 | 0.45907 | 0.41367 | 0 | 0 | 0 | 0 | 0 | 0 | 0 | 0 | 0 | 0 | 0 | 0 | 0 | 0 | 0 | 0 | 0 | 0 | 0 | 0 | 15.3674 | 1 | [8 empty] | 1
|  |  |  | 2052 |  |  | 2052 | 0.00045622 | 0.0048534 | 0.18058 | 5.0623 | 111.2702 | 583.7772 | 529.5973 | 977.5054 | 776.8987 | 582.6776 | 597.4061 | 270.3373 | 287.1483 | 265.7695 | 270.0073 | 317.3507 | 354.5836 | 423.9399 | 732.7488 | 1050.3259 | 1054.2672 | 1320.4711 | 1714.5578 | 1910.3961 | 1919.3804 | 1287.5413 | 1207.1798 | 1220.7422 | 1205.9026 | 1183.3331 | 1153.2516 | 1115.4005 | 1070.9179 | 1020.9007 | 966.1746 | 907.6382 | 846.2266 | 782.8919 | 718.5857 | 654.2328 | 590.7158 | 528.8518 | 469.3736 | 412.9128 | 359.9864 | 310.9886 | 266.1868 | 225.7237 | 189.6241 | 157.8071 | 130.1005 | 106.2592 | 85.9837 | 0 | 0 | 0 | 0 | 0 | 0 | 0 | 0 | 0 | 0 | 0 | 0 | 0 | 0 | 35231.0981 | 24.6128 | 57.4277 |  |  |  |  | 0 | 0 | 0 | 1.0115 | 1.0204 | 1.0272 | 1.0306 | 1.0272 | 1.0184 | 1.005 | 0.98669 | 0.96342 | 0.9352 | 0.90218 | 0.86469 | 0.82315 | 0.77815 | 0.73035 | 0.68048 | 0.62933 | 0.57769 | 0.52634 | 0.47601 | 0.42733 | 0 | 0 | 0 | 0 | 0 | 0 | 0 | 0 | 0 | 0 | 0 | 0 | 0 | 0 | 0 | 0 | 0 | 0 | 0 | 17.4412 | 1 | [8 empty] | 1
|  |  |  | 2053 |  |  | 2053 | 0.00028708 | 0.0032614 | 0.12959 | 3.8795 | 91.0638 | 510.2104 | 479.8909 | 891.5988 | 713.2935 | 538.5 | 555.7515 | 228.1063 | 244.7243 | 228.7785 | 234.7604 | 278.6944 | 314.5188 | 379.8146 | 663.0737 | 959.9976 | 973.2761 | 1231.2709 | 1614.7905 | 1817.3006 | 1844.1818 | 1249.5199 | 1234.0657 | 1257.1268 | 1250.9966 | 1236.6298 | 1214.075 | 1182.8811 | 1144.0769 | 1098.6803 | 1047.4474 | 991.2384 | 930.9811 | 867.6504 | 802.251 | 735.7883 | 669.2493 | 603.5762 | 539.6418 | 478.2269 | 420.0012 | 365.5087 | 315.1582 | 269.2204 | 227.8312 | 191.0006 | 158.6266 | 130.5126 | 106.3875 | 85.9264 | 0 | 0 | 0 | 0 | 0 | 0 | 0 | 0 | 0 | 0 | 0 | 0 | 0 | 35601.8865 | 24.2224 | 56.796 |  |  |  |  | 0 | 0 | 0 | 1.0831 | 1.0965 | 1.1079 | 1.1155 | 1.1158 | 1.1102 | 1.0996 | 1.0835 | 1.0617 | 1.0344 | 1.0014 | 0.96327 | 0.92031 | 0.87313 | 0.82245 | 0.76906 | 0.71381 | 0.65761 | 0.60131 | 0.54577 | 0.49173 | 0.43986 | 0 | 0 | 0 | 0 | 0 | 0 | 0 | 0 | 0 | 0 | 0 | 0 | 0 | 0 | 0 | 0 | 0 | 0 | 19.7079 | 1 | [8 empty] | 1
|  |  |  | 2054 |  |  | 2054 | 0.00017946 | 0.0021773 | 0.092386 | 2.9536 | 74.0387 | 442.9941 | 432.002 | 807.9161 | 650.6067 | 494.4127 | 513.6154 | 190.559 | 206.4945 | 194.9781 | 202.0854 | 242.3135 | 276.2075 | 336.899 | 594.0585 | 868.7141 | 889.5741 | 1136.682 | 1505.7085 | 1711.5548 | 1754.3131 | 1200.5655 | 1252.3216 | 1285.1251 | 1288.2829 | 1282.8729 | 1268.7563 | 1245.2673 | 1213.2924 | 1173.7359 | 1127.2494 | 1074.6196 | 1016.7314 | 954.5506 | 889.1054 | 821.4565 | 752.6766 | 683.8194 | 615.8907 | 549.8204 | 486.4366 | 426.4442 | 370.4092 | 318.7498 | 271.734 | 229.485 | 191.9926 | 159.1291 | 130.6702 | 106.3167 | 85.7168 | 0 | 0 | 0 | 0 | 0 | 0 | 0 | 0 | 0 | 0 | 0 | 0 | 36002.0001 | 23.8276 | 56.1877 |  |  |  |  | 0 | 0 | 0 | 1.1555 | 1.1741 | 1.1905 | 1.2031 | 1.2078 | 1.2061 | 1.1988 | 1.1855 | 1.1659 | 1.1399 | 1.1076 | 1.0692 | 1.0252 | 0.97619 | 0.92284 | 0.86604 | 0.80673 | 0.74588 | 0.68449 | 0.6235 | 0.56379 | 0.50614 | 0.4512 | 0 | 0 | 0 | 0 | 0 | 0 | 0 | 0 | 0 | 0 | 0 | 0 | 0 | 0 | 0 | 0 | 0 | 22.176 | 1 | [8 empty] | 1
|  |  |  | 2055 |  |  | 2055 | 0.00011145 | 0.001444 | 0.065433 | 2.234 | 59.8024 | 382.1141 | 386.3451 | 727.2931 | 589.5427 | 450.9619 | 471.5653 | 157.6094 | 172.5045 | 164.5195 | 172.2288 | 208.5872 | 240.1512 | 295.8615 | 526.9353 | 778.295 | 804.987 | 1038.927 | 1390.0367 | 1595.9362 | 1652.2324 | 1142.0608 | 1261.5505 | 1304.1363 | 1316.9752 | 1321.1093 | 1316.2007 | 1301.3534 | 1277.2825 | 1244.7457 | 1204.2567 | 1156.4918 | 1102.257 | 1042.4718 | 978.1544 | 910.3901 | 840.3112 | 769.063 | 697.771 | 627.5075 | 559.2591 | 493.8986 | 432.1617 | 374.6305 | 321.7259 | 273.7065 | 230.6768 | 192.6008 | 159.3213 | 130.5832 | 106.0573 | 85.3647 | 0 | 0 | 0 | 0 | 0 | 0 | 0 | 0 | 0 | 0 | 0 | 36442.813 | 23.433 | 55.6073 |  |  |  |  | 0 | 0 | 0 | 1.2284 | 1.2527 | 1.2748 | 1.2928 | 1.3026 | 1.3054 | 1.3022 | 1.2924 | 1.2756 | 1.2517 | 1.2206 | 1.1826 | 1.138 | 1.0875 | 1.0318 | 0.97174 | 0.90846 | 0.84297 | 0.77638 | 0.70975 | 0.64409 | 0.58031 | 0.51919 | 0.46138 | 0 | 0 | 0 | 0 | 0 | 0 | 0 | 0 | 0 | 0 | 0 | 0 | 0 | 0 | 0 | 0 | 24.8536 | 1 | [8 empty] | 1
|  |  |  | 2056 |  |  | 2056 | 6.8762e-05 | 0.0009514 | 0.046039 | 1.6786 | 47.9871 | 327.4422 | 343.2507 | 650.4278 | 530.7115 | 408.636 | 430.1225 | 129.0612 | 142.6768 | 137.4388 | 145.3239 | 177.77 | 206.7259 | 257.2396 | 462.7496 | 690.3548 | 721.2009 | 940.1383 | 1270.4931 | 1473.333 | 1540.6211 | 1075.6061 | 1261.5505 | 1313.7471 | 1336.4575 | 1350.5327 | 1355.4305 | 1350.0168 | 1334.8106 | 1310.3946 | 1277.113 | 1235.4967 | 1186.2348 | 1130.1626 | 1068.2497 | 1001.5709 | 931.2861 | 858.6055 | 784.7539 | 710.9323 | 638.2799 | 567.8383 | 500.5205 | 437.0867 | 378.1283 | 324.0613 | 275.128 | 231.4076 | 192.8334 | 159.2152 | 130.2646 | 105.6217 | 84.8803 | 0 | 0 | 0 | 0 | 0 | 0 | 0 | 0 | 0 | 0 | 36933.6484 | 23.0433 | 55.0592 |  |  |  |  | 0 | 0 | 0 | 1.3013 | 1.3318 | 1.3601 | 1.3843 | 1.3998 | 1.4079 | 1.4095 | 1.404 | 1.3907 | 1.3696 | 1.3404 | 1.3033 | 1.2587 | 1.2071 | 1.1494 | 1.0864 | 1.0193 | 0.94927 | 0.87744 | 0.80503 | 0.73319 | 0.66297 | 0.59528 | 0.5309 | 0.47042 | 0 | 0 | 0 | 0 | 0 | 0 | 0 | 0 | 0 | 0 | 0 | 0 | 0 | 0 | 0 | 27.7481 | 1 | [8 empty] | 1
|  |  |  | 2057 |  |  | 2057 | 4.2146e-05 | 0.00062274 | 0.032182 | 1.253 | 38.254 | 278.755 | 302.9661 | 577.8767 | 474.6223 | 367.8577 | 389.7525 | 104.6332 | 116.8333 | 113.6743 | 121.4029 | 149.9995 | 176.1837 | 221.4358 | 402.3421 | 606.263 | 639.7117 | 842.2852 | 1149.6855 | 1346.6259 | 1422.2673 | 1002.947 | 1252.3216 | 1313.7471 | 1346.3065 | 1370.5114 | 1385.6183 | 1390.2545 | 1384.7251 | 1369.4141 | 1344.469 | 1310.243 | 1267.2716 | 1216.2665 | 1158.1089 | 1093.8231 | 1024.5597 | 951.5609 | 876.1232 | 799.5558 | 723.1368 | 648.0713 | 575.4515 | 506.2246 | 441.1676 | 380.8732 | 325.7443 | 275.9995 | 231.6871 | 192.7049 | 158.8268 | 129.7296 | 105.0224 | 84.2723 | 0 | 0 | 0 | 0 | 0 | 0 | 0 | 0 | 0 | 37481.4529 | 22.6632 | 54.547 |  |  |  |  | 0 | 0 | 0 | 1.3734 | 1.4107 | 1.4459 | 1.477 | 1.4989 | 1.513 | 1.5202 | 1.5196 | 1.5107 | 1.4931 | 1.4666 | 1.4311 | 1.3871 | 1.3351 | 1.2758 | 1.2103 | 1.1397 | 1.0651 | 0.98808 | 0.90981 | 0.83161 | 0.75468 | 0.68007 | 0.6087 | 0.5413 | 0.47841 | 0 | 0 | 0 | 0 | 0 | 0 | 0 | 0 | 0 | 0 | 0 | 0 | 0 | 0 | 30.8661 | 1 | [8 empty] | 1
|  |  |  | 2058 |  |  | 2058 | 2.5663e-05 | 0.00040495 | 0.022348 | 0.92924 | 30.2953 | 235.753 | 265.6581 | 510.0559 | 421.6812 | 328.98 | 350.8586 | 83.9855 | 94.7198 | 93.0841 | 100.4112 | 125.3089 | 148.661 | 188.7203 | 346.3423 | 527.1212 | 561.7888 | 747.1146 | 1030.0219 | 1218.579 | 1299.9519 | 925.8985 | 1234.0657 | 1304.1363 | 1346.3065 | 1380.6114 | 1406.116 | 1421.2178 | 1425.9972 | 1420.6226 | 1405.0232 | 1379.3463 | 1343.9403 | 1299.3549 | 1246.3419 | 1185.8335 | 1118.9294 | 1046.8652 | 970.9752 | 892.6485 | 813.2817 | 734.2299 | 656.7602 | 582.0095 | 510.951 | 444.3701 | 382.8512 | 326.7762 | 276.3329 | 231.5327 | 192.2348 | 158.1744 | 128.9935 | 104.2701 | 83.5465 | 0 | 0 | 0 | 0 | 0 | 0 | 0 | 0 | 38090.5897 | 22.2968 | 54.0738 |  |  |  |  | 0 | 0 | 0 | 1.4444 | 1.489 | 1.5316 | 1.5702 | 1.5992 | 1.6201 | 1.6336 | 1.6389 | 1.6352 | 1.622 | 1.5989 | 1.5659 | 1.5232 | 1.4713 | 1.4111 | 1.3434 | 1.2696 | 1.1909 | 1.1087 | 1.0245 | 0.93986 | 0.85598 | 0.77414 | 0.6954 | 0.62063 | 0.55049 | 0.48547 | 0 | 0 | 0 | 0 | 0 | 0 | 0 | 0 | 0 | 0 | 0 | 0 | 0 | 34.2136 | 1 | [8 empty] | 1
|  |  |  | 2059 |  |  | 2059 | 1.5524e-05 | 0.0002616 | 0.015417 | 0.6846 | 23.8353 | 198.0788 | 231.4187 | 447.2463 | 372.1918 | 292.2844 | 313.7775 | 66.7421 | 76.0283 | 75.4657 | 82.2234 | 103.6417 | 124.1907 | 159.2392 | 295.1727 | 453.7541 | 488.4526 | 656.109 | 913.6388 | 1091.7447 | 1176.3431 | 846.2709 | 1207.1798 | 1285.1251 | 1336.4575 | 1380.6114 | 1416.4784 | 1442.2422 | 1457.7566 | 1462.9647 | 1457.5632 | 1441.4714 | 1414.8208 | 1377.9646 | 1331.4849 | 1276.1788 | 1213.0516 | 1143.2894 | 1068.224 | 989.2896 | 907.9726 | 825.7577 | 744.074 | 664.2448 | 587.4436 | 514.6601 | 446.6779 | 384.064 | 327.1708 | 276.1488 | 230.9679 | 191.4453 | 157.2769 | 128.0695 | 103.372 | 82.7031 | 0 | 0 | 0 | 0 | 0 | 0 | 0 | 38762.7529 | 21.9479 | 53.6414 |  |  |  |  | 0 | 0 | 0 | 1.5136 | 1.5659 | 1.6166 | 1.6632 | 1.7001 | 1.7285 | 1.7493 | 1.7613 | 1.7636 | 1.7556 | 1.7368 | 1.7071 | 1.6666 | 1.6157 | 1.5551 | 1.4859 | 1.4093 | 1.3266 | 1.2395 | 1.1496 | 1.0584 | 0.9674 | 0.87806 | 0.7916 | 0.70903 | 0.63117 | 0.55862 | 0.49176 | 0 | 0 | 0 | 0 | 0 | 0 | 0 | 0 | 0 | 0 | 0 | 0 | 37.7958 | 1 | [8 empty] | 1
|  |  |  | 2060 |  |  | 2060 | 9.3297e-06 | 0.00016789 | 0.010567 | 0.50107 | 18.63 | 165.3352 | 200.2721 | 389.6029 | 326.3592 | 257.9813 | 278.7776 | 52.5117 | 60.4186 | 60.5737 | 66.6606 | 84.8688 | 102.7169 | 133.0277 | 249.0621 | 386.7152 | 420.4676 | 570.4602 | 802.3489 | 968.3874 | 1053.9049 | 765.8014 | 1172.2408 | 1257.1268 | 1316.9752 | 1370.5114 | 1416.4784 | 1452.8708 | 1479.3216 | 1495.5474 | 1501.0063 | 1495.3744 | 1478.5436 | 1450.6396 | 1412.0384 | 1363.3601 | 1305.4706 | 1239.4607 | 1166.6154 | 1088.3726 | 1006.2727 | 921.9011 | 836.8289 | 752.5537 | 670.4467 | 591.7079 | 517.3329 | 448.0929 | 384.5278 | 326.9529 | 275.4751 | 230.0193 | 190.3589 | 156.1503 | 126.9664 | 102.3285 | 81.7342 | 0 | 0 | 0 | 0 | 0 | 0 | 39496.9999 | 21.6193 | 53.2509 |  |  |  |  | 0 | 0 | 0 | 1.5804 | 1.6409 | 1.7001 | 1.7555 | 1.8008 | 1.8375 | 1.8663 | 1.8859 | 1.8952 | 1.8934 | 1.8799 | 1.8544 | 1.8169 | 1.7678 | 1.7076 | 1.6375 | 1.5587 | 1.4726 | 1.3809 | 1.2853 | 1.1876 | 1.0894 | 0.99236 | 0.89786 | 0.80711 | 0.72107 | 0.64049 | 0.56586 | 0.49746 | 0 | 0 | 0 | 0 | 0 | 0 | 0 | 0 | 0 | 0 | 0 | 41.617 | 1 | [8 empty] | 1
新更新建筑年代谱
1
2
[7 empty] | 材料回收（吨） | [72 empty] | 3 | bar: 1944.5 to 1980-1989 1984.5
[8 empty] | 1944.5: 钢铁; 1950-1959 1954.5: 水泥; 1960-1969 1964.5: 铝材; 1970-1979 1974.5: 玻璃; 1980-1989 1984.5: 砖块 | [5 empty] | 4
[7 empty] | 2018 | 1944.5: #REF!; 1950-1959 1954.5: #REF!; 1960-1969 1964.5: #REF!; 1970-1979 1974.5: #REF!; 1980-1989 1984.5: #REF! | [5 empty] | 5
[7 empty] | 2019 | 1944.5: #REF!; 1950-1959 1954.5: #REF!; 1960-1969 1964.5: #REF!; 1970-1979 1974.5: #REF!; 1980-1989 1984.5: #REF! | [5 empty] | 6
[7 empty] | 2020 | 1944.5: #REF!; 1950-1959 1954.5: #REF!; 1960-1969 1964.5: #REF!; 1970-1979 1974.5: #REF!; 1980-1989 1984.5: #REF! | [5 empty] | 7
[7 empty] | 2021 | 1944.5: #REF!; 1950-1959 1954.5: #REF!; 1960-1969 1964.5: #REF!; 1970-1979 1974.5: #REF!; 1980-1989 1984.5: #REF! | [5 empty] | 8
[7 empty] | 2022 | 1944.5: #REF!; 1950-1959 1954.5: #REF!; 1960-1969 1964.5: #REF!; 1970-1979 1974.5: #REF!; 1980-1989 1984.5: #REF! | [5 empty] | 9
[7 empty] | 2023 | 1944.5: #REF!; 1950-1959 1954.5: #REF!; 1960-1969 1964.5: #REF!; 1970-1979 1974.5: #REF!; 1980-1989 1984.5: #REF! | [5 empty] | 10
[7 empty] | 2024 | 1944.5: #REF!; 1950-1959 1954.5: #REF!; 1960-1969 1964.5: #REF!; 1970-1979 1974.5: #REF!; 1980-1989 1984.5: #REF! | [5 empty] | 11
[7 empty] | 2025 | 1944.5: #REF!; 1950-1959 1954.5: #REF!; 1960-1969 1964.5: #REF!; 1970-1979 1974.5: #REF!; 1980-1989 1984.5: #REF! | [5 empty] | 12
[7 empty] | 2026 | 1944.5: #REF!; 1950-1959 1954.5: #REF!; 1960-1969 1964.5: #REF!; 1970-1979 1974.5: #REF!; 1980-1989 1984.5: #REF! | [5 empty] | 13
[7 empty] | 2027 | 1944.5: #REF!; 1950-1959 1954.5: #REF!; 1960-1969 1964.5: #REF!; 1970-1979 1974.5: #REF!; 1980-1989 1984.5: #REF! | [5 empty] | 14
[7 empty] | 2028 | 1944.5: #REF!; 1950-1959 1954.5: #REF!; 1960-1969 1964.5: #REF!; 1970-1979 1974.5: #REF!; 1980-1989 1984.5: #REF! | [5 empty] | 15
[7 empty] | 2029 | 1944.5: #REF!; 1950-1959 1954.5: #REF!; 1960-1969 1964.5: #REF!; 1970-1979 1974.5: #REF!; 1980-1989 1984.5: #REF! | [5 empty] | 16
[7 empty] | 2030 | 1944.5: #REF!; 1950-1959 1954.5: #REF!; 1960-1969 1964.5: #REF!; 1970-1979 1974.5: #REF!; 1980-1989 1984.5: #REF! | [5 empty] | 17
[7 empty] | 2031 | 1944.5: #REF!; 1950-1959 1954.5: #REF!; 1960-1969 1964.5: #REF!; 1970-1979 1974.5: #REF!; 1980-1989 1984.5: #REF! | [5 empty] | 18
[7 empty] | 2032 | 1944.5: #REF!; 1950-1959 1954.5: #REF!; 1960-1969 1964.5: #REF!; 1970-1979 1974.5: #REF!; 1980-1989 1984.5: #REF! | [5 empty] | 19
[7 empty] | 2033 | 1944.5: #REF!; 1950-1959 1954.5: #REF!; 1960-1969 1964.5: #REF!; 1970-1979 1974.5: #REF!; 1980-1989 1984.5: #REF! | [5 empty] | 20
[7 empty] | 2034 | 1944.5: #REF!; 1950-1959 1954.5: #REF!; 1960-1969 1964.5: #REF!; 1970-1979 1974.5: #REF!; 1980-1989 1984.5: #REF! | [5 empty] | 21
[7 empty] | 2035 | 1944.5: #REF!; 1950-1959 1954.5: #REF!; 1960-1969 1964.5: #REF!; 1970-1979 1974.5: #REF!; 1980-1989 1984.5: #REF! | [5 empty] | 22
[7 empty] | 2036 | 1944.5: #REF!; 1950-1959 1954.5: #REF!; 1960-1969 1964.5: #REF!; 1970-1979 1974.5: #REF!; 1980-1989 1984.5: #REF! | [5 empty] | 23
[7 empty] | 2037 | 1944.5: #REF!; 1950-1959 1954.5: #REF!; 1960-1969 1964.5: #REF!; 1970-1979 1974.5: #REF!; 1980-1989 1984.5: #REF! | [5 empty] | 24
[7 empty] | 2038 | 1944.5: #REF!; 1950-1959 1954.5: #REF!; 1960-1969 1964.5: #REF!; 1970-1979 1974.5: #REF!; 1980-1989 1984.5: #REF! | [5 empty] | 25
[7 empty] | 2039 | 1944.5: #REF!; 1950-1959 1954.5: #REF!; 1960-1969 1964.5: #REF!; 1970-1979 1974.5: #REF!; 1980-1989 1984.5: #REF! | [5 empty] | 26
[7 empty] | 2040 | 1944.5: #REF!; 1950-1959 1954.5: #REF!; 1960-1969 1964.5: #REF!; 1970-1979 1974.5: #REF!; 1980-1989 1984.5: #REF! | [5 empty] | 27
[7 empty] | 2041 | 1944.5: #REF!; 1950-1959 1954.5: #REF!; 1960-1969 1964.5: #REF!; 1970-1979 1974.5: #REF!; 1980-1989 1984.5: #REF! | [5 empty] | 28
[7 empty] | 2042 | 1944.5: #REF!; 1950-1959 1954.5: #REF!; 1960-1969 1964.5: #REF!; 1970-1979 1974.5: #REF!; 1980-1989 1984.5: #REF! | [5 empty] | 29
[7 empty] | 2043 | 1944.5: #REF!; 1950-1959 1954.5: #REF!; 1960-1969 1964.5: #REF!; 1970-1979 1974.5: #REF!; 1980-1989 1984.5: #REF! | [5 empty] | 30
[7 empty] | 2044 | 1944.5: #REF!; 1950-1959 1954.5: #REF!; 1960-1969 1964.5: #REF!; 1970-1979 1974.5: #REF!; 1980-1989 1984.5: #REF! | [5 empty] | 31
[7 empty] | 2045 | 1944.5: #REF!; 1950-1959 1954.5: #REF!; 1960-1969 1964.5: #REF!; 1970-1979 1974.5: #REF!; 1980-1989 1984.5: #REF! | [5 empty] | 32
[7 empty] | 2046 | 1944.5: #REF!; 1950-1959 1954.5: #REF!; 1960-1969 1964.5: #REF!; 1970-1979 1974.5: #REF!; 1980-1989 1984.5: #REF! | [5 empty] | 33
[7 empty] | 2047 | 1944.5: #REF!; 1950-1959 1954.5: #REF!; 1960-1969 1964.5: #REF!; 1970-1979 1974.5: #REF!; 1980-1989 1984.5: #REF! | [5 empty] | 34
[7 empty] | 2048 | 1944.5: #REF!; 1950-1959 1954.5: #REF!; 1960-1969 1964.5: #REF!; 1970-1979 1974.5: #REF!; 1980-1989 1984.5: #REF! | [5 empty] | 35
[7 empty] | 2049 | 1944.5: #REF!; 1950-1959 1954.5: #REF!; 1960-1969 1964.5: #REF!; 1970-1979 1974.5: #REF!; 1980-1989 1984.5: #REF! | [5 empty] | 36
[7 empty] | 2050 | 1944.5: #REF!; 1950-1959 1954.5: #REF!; 1960-1969 1964.5: #REF!; 1970-1979 1974.5: #REF!; 1980-1989 1984.5: #REF! | [5 empty] | 37
[7 empty] | 2051 | 1944.5: #REF!; 1950-1959 1954.5: #REF!; 1960-1969 1964.5: #REF!; 1970-1979 1974.5: #REF!; 1980-1989 1984.5: #REF! | [5 empty] | 38
[7 empty] | 2052 | 1944.5: #REF!; 1950-1959 1954.5: #REF!; 1960-1969 1964.5: #REF!; 1970-1979 1974.5: #REF!; 1980-1989 1984.5: #REF! | [5 empty] | 39
[7 empty] | 2053 | 1944.5: #REF!; 1950-1959 1954.5: #REF!; 1960-1969 1964.5: #REF!; 1970-1979 1974.5: #REF!; 1980-1989 1984.5: #REF! | [5 empty] | 40
[7 empty] | 2054 | 1944.5: #REF!; 1950-1959 1954.5: #REF!; 1960-1969 1964.5: #REF!; 1970-1979 1974.5: #REF!; 1980-1989 1984.5: #REF! | [5 empty] | 41
[7 empty] | 2055 | 1944.5: #REF!; 1950-1959 1954.5: #REF!; 1960-1969 1964.5: #REF!; 1970-1979 1974.5: #REF!; 1980-1989 1984.5: #REF! | [5 empty] | 42
[7 empty] | 2056 | 1944.5: #REF!; 1950-1959 1954.5: #REF!; 1960-1969 1964.5: #REF!; 1970-1979 1974.5: #REF!; 1980-1989 1984.5: #REF! | [5 empty] | 43 | 2018 | 0 | 0 | 0 | 0 | 0 | 0 | 0 | 0 | 0 | 0 | 0 | 0 | 0 | 0 | 0 | 0 | 0 | 0 | 0 | 0 | 0 | 0 | 0 | 0 | 0 | 0 | 0 | 0 | 0 | 0 | 0 | 0 | 0 | 0 | 0 | 0 | 0 | 0 | 0 | 0 | 0 | 0 | 0
[7 empty] | 2057 | 1944.5: #REF!; 1950-1959 1954.5: #REF!; 1960-1969 1964.5: #REF!; 1970-1979 1974.5: #REF!; 1980-1989 1984.5: #REF! | [6 empty] | 2019 | 0 | 0 | 0 | 0 | 0 | 0 | 0 | 0 | 0 | 0 | 0 | 0 | 0 | 0 | 0 | 0 | 0 | 0 | 0 | 0 | 0 | 0 | 0 | 0 | 0 | 0 | 0 | 0 | 0 | 0 | 0 | 0 | 0 | 0 | 0 | 0 | 0 | 0 | 0 | 0 | 0 | 0 | 0
[7 empty] | 2058 | 1944.5: #REF!; 1950-1959 1954.5: #REF!; 1960-1969 1964.5: #REF!; 1970-1979 1974.5: #REF!; 1980-1989 1984.5: #REF! | [6 empty] | 2020 | 0 | 0 | 0 | 0 | 0 | 0 | 0 | 0 | 0 | 0 | 0 | 0 | 0 | 0 | 0 | 0 | 0 | 0 | 0 | 0 | 0 | 0 | 0 | 0 | 0 | 0 | 0 | 0 | 0 | 0 | 0 | 0 | 0 | 0 | 0 | 0 | 0 | 0 | 0 | 0 | 0 | 0 | 0
[7 empty] | 2059 | 1944.5: #REF!; 1950-1959 1954.5: #REF!; 1960-1969 1964.5: #REF!; 1970-1979 1974.5: #REF!; 1980-1989 1984.5: #REF! | [6 empty] | 2021 | 0 | 0 | 0 | 0 | 0 | 0 | 0 | 0 | 0 | 0 | 0 | 0 | 0 | 0 | 0 | 0 | 0 | 0 | 0 | 0 | 0 | 0 | 0 | 0 | 0 | 0 | 0 | 0 | 0 | 0 | 0 | 0 | 0 | 0 | 0 | 0 | 0 | 0 | 0 | 0 | 0 | 0 | 0
[7 empty] | 2060 | 1944.5: #REF!; 1950-1959 1954.5: #REF!; 1960-1969 1964.5: #REF!; 1970-1979 1974.5: #REF!; 1980-1989 1984.5: #REF! | [6 empty] | 2022 | 0 | 0 | 0 | 0 | 0 | 0 | 0 | 0 | 0 | 0 | 0 | 0 | 0 | 0 | 0 | 0 | 0 | 0 | 0 | 0 | 0 | 0 | 0 | 0 | 0 | 0 | 0 | 0 | 0 | 0 | 0 | 0 | 0 | 0 | 0 | 0 | 0 | 0 | 0 | 0 | 0 | 0 | 0
[81 empty] | 2023 | 0 | 0 | 0 | 0 | 0 | 0 | 0 | 0 | 0 | 0 | 0 | 0 | 0 | 0 | 0 | 0 | 0 | 0 | 0 | 0 | 0 | 0 | 0 | 0 | 0 | 0 | 0 | 0 | 0 | 0 | 0 | 0 | 0 | 0 | 0 | 0 | 0 | 0 | 0 | 0 | 0 | 0 | 0
[81 empty] | 2024 | 0 | 0 | 0 | 0 | 0 | 0 | 0 | 0 | 0 | 0 | 0 | 0 | 0 | 0 | 0 | 0 | 0 | 0 | 0 | 0 | 0 | 0 | 0 | 0 | 0 | 0 | 0 | 0 | 0 | 0 | 0 | 0 | 0 | 0 | 0 | 0 | 0 | 0 | 0 | 0 | 0 | 0 | 0
[81 empty] | 2025 | 0 | 0 | 0 | 0 | 0 | 0 | 0 | 0 | 0 | 0 | 0 | 0 | 0 | 0 | 0 | 0 | 0 | 0 | 0 | 0 | 0 | 0 | 0 | 0 | 0 | 0 | 0 | 0 | 0 | 0 | 0 | 0 | 0 | 0 | 0 | 0 | 0 | 0 | 0 | 0 | 0 | 0 | 0
[81 empty] | 2026 | 0 | 0 | 0 | 0 | 0 | 0 | 0 | 0 | 0 | 0 | 0 | 0 | 0 | 0 | 0 | 0 | 0 | 0 | 0 | 0 | 0 | 0 | 0 | 0 | 0 | 0 | 0 | 0 | 0 | 0 | 0 | 0 | 0 | 0 | 0 | 0 | 0 | 0 | 0 | 0 | 0 | 0 | 0
[81 empty] | 2027 | 0 | 0 | 0 | 0 | 0 | 0 | 0 | 0 | 0 | 0 | 0 | 0 | 0 | 0 | 0 | 0 | 0 | 0 | 0 | 0 | 0 | 0 | 0 | 0 | 0 | 0 | 0 | 0 | 0 | 0 | 0 | 0 | 0 | 0 | 0 | 0 | 0 | 0 | 0 | 0 | 0 | 0 | 0
[81 empty] | 2028 | 0 | 0 | 0 | 0 | 0 | 0 | 0 | 0 | 0 | 0 | 0 | 0 | 0 | 0 | 0 | 0 | 0 | 0 | 0 | 0 | 0 | 0 | 0 | 0 | 0 | 0 | 0 | 0 | 0 | 0 | 0 | 0 | 0 | 0 | 0 | 0 | 0 | 0 | 0 | 0 | 0 | 0 | 0
[81 empty] | 2029 | 0 | 0 | 0 | 0 | 0 | 0 | 0 | 0 | 0 | 0 | 0 | 0 | 0 | 0 | 0 | 0 | 0 | 0 | 0 | 0 | 0 | 0 | 0 | 0 | 0 | 0 | 0 | 0 | 0 | 0 | 0 | 0 | 0 | 0 | 0 | 0 | 0 | 0 | 0 | 0 | 0 | 0 | 0
[81 empty] | 2030 | 0 | 0 | 0 | 0 | 0 | 0 | 0 | 0 | 0 | 0 | 0 | 0 | 0 | 0 | 0 | 0 | 0 | 0 | 0 | 0 | 0 | 0 | 0 | 0 | 0 | 0 | 0 | 0 | 0 | 0 | 0 | 0 | 0 | 0 | 0 | 0 | 0 | 0 | 0 | 0 | 0 | 0 | 0
[81 empty] | 2031 | 0 | 0 | 0 | 0 | 0 | 0 | 0 | 0 | 0 | 0 | 0 | 0 | 0 | 0 | 0 | 0 | 0 | 0 | 0 | 0 | 0 | 0 | 0 | 0 | 0 | 0 | 0 | 0 | 0 | 0 | 0 | 0 | 0 | 0 | 0 | 0 | 0 | 0 | 0 | 0 | 0 | 0 | 0
[81 empty] | 2032 | 0 | 0 | 0 | 0 | 0 | 0 | 0 | 0 | 0 | 0 | 0 | 0 | 0 | 0 | 0 | 0 | 0 | 0 | 0 | 0 | 0 | 0 | 0 | 0 | 0 | 0 | 0 | 0 | 0 | 0 | 0 | 0 | 0 | 0 | 0 | 0 | 0 | 0 | 0 | 0 | 0 | 0 | 0
[81 empty] | 2033 | 0 | 0 | 0 | 0 | 0 | 0 | 0 | 0 | 0 | 0 | 0 | 0 | 0 | 0 | 0 | 0 | 0 | 0 | 0 | 0 | 0 | 0 | 0 | 0 | 0 | 0 | 0 | 0 | 0 | 0 | 0 | 0 | 0 | 0 | 0 | 0 | 0 | 0 | 0 | 0 | 0 | 0 | 0
[81 empty] | 2034 | 0 | 0 | 0 | 0 | 0 | 0 | 0 | 0 | 0 | 0 | 0 | 0 | 0 | 0 | 0 | 0 | 0 | 0 | 0 | 0 | 0 | 0 | 0 | 0 | 0 | 0 | 0 | 0 | 0 | 0 | 0 | 0 | 0 | 0 | 0 | 0 | 0 | 0 | 0 | 0 | 0 | 0 | 0
[81 empty] | 2035 | 0 | 0 | 0 | 0 | 0 | 0 | 0 | 0 | 0 | 0 | 0 | 0 | 0 | 0 | 0 | 0 | 0 | 0 | 0 | 0 | 0 | 0 | 0 | 0 | 0 | 0 | 0 | 0 | 0 | 0 | 0 | 0 | 0 | 0 | 0 | 0 | 0 | 0 | 0 | 0 | 0 | 0 | 0
[81 empty] | 2036 | 0 | 0 | 0 | 0 | 0 | 0 | 0 | 0 | 0 | 0 | 0 | 0 | 0 | 0 | 0 | 0 | 0 | 0 | 0 | 0 | 0 | 0 | 0 | 0 | 0 | 0 | 0 | 0 | 0 | 0 | 0 | 0 | 0 | 0 | 0 | 0 | 0 | 0 | 0 | 0 | 0 | 0 | 0
[81 empty] | 2037 | 0 | 0 | 0 | 0 | 0 | 0 | 0 | 0 | 0 | 0 | 0 | 0 | 0 | 0 | 0 | 0 | 0 | 0 | 0 | 0 | 0 | 0 | 0 | 0 | 0 | 0 | 0 | 0 | 0 | 0 | 0 | 0 | 0 | 0 | 0 | 0 | 0 | 0 | 0 | 0 | 0 | 0 | 0
[81 empty] | 2038 | 0 | 0 | 0 | 0 | 0 | 0 | 0 | 0 | 0 | 0 | 0 | 0 | 0 | 0 | 0 | 0 | 0 | 0 | 0 | 0 | 0 | 0 | 0 | 0 | 0 | 0 | 0 | 0 | 0 | 0 | 0 | 0 | 0 | 0 | 0 | 0 | 0 | 0 | 0 | 0 | 0 | 0 | 0
[81 empty] | 2039 | 0 | 0 | 0 | 0 | 0 | 0 | 0 | 0 | 0 | 0 | 0 | 0 | 0 | 0 | 0 | 0 | 0 | 0 | 0 | 0 | 0 | 0 | 0 | 0 | 0 | 0 | 0 | 0 | 0 | 0 | 0 | 0 | 0 | 0 | 0 | 0 | 0 | 0 | 0 | 0 | 0 | 0 | 0
[81 empty] | 2040 | 0 | 0 | 0 | 0 | 0 | 0 | 0 | 0 | 0 | 0 | 0 | 0 | 0 | 0 | 0 | 0 | 0 | 0 | 0 | 0 | 0 | 0 | 0 | 0 | 0 | 0 | 0 | 0 | 0 | 0 | 0 | 0 | 0 | 0 | 0 | 0 | 0 | 0 | 0 | 0 | 0 | 0 | 0
[81 empty] | 2041 | 0 | 0 | 0 | 0 | 0 | 0 | 0 | 0 | 0 | 0 | 0 | 0 | 0 | 0 | 0 | 0 | 0 | 0 | 0 | 0 | 0 | 0 | 0 | 0 | 0 | 0 | 0 | 0 | 0 | 0 | 0 | 0 | 0 | 0 | 0 | 0 | 0 | 0 | 0 | 0 | 0 | 0 | 0
[81 empty] | 2042 | 0 | 0 | 0 | 0 | 0 | 0 | 0 | 0 | 0 | 0 | 0 | 0 | 0 | 0 | 0 | 0 | 0 | 0 | 0 | 0 | 0 | 0 | 0 | 0 | 0 | 0 | 0 | 0 | 0 | 0 | 0 | 0 | 0 | 0 | 0 | 0 | 0 | 0 | 0 | 0 | 0 | 0 | 0
[81 empty] | 2043 | 0 | 0 | 0 | 0 | 0 | 0 | 0 | 0 | 0 | 0 | 0 | 0 | 0 | 0 | 0 | 0 | 0 | 0 | 0 | 0 | 0 | 0 | 0 | 0 | 0 | 0 | 0 | 0 | 0 | 0 | 0 | 0 | 0 | 0 | 0 | 0 | 0 | 0 | 0 | 0 | 0 | 0 | 0
[81 empty] | 2044 | 0 | 0 | 0 | 0 | 0 | 0 | 0 | 0 | 0 | 0 | 0 | 0 | 0 | 0 | 0 | 0 | 0 | 0 | 0 | 0 | 0 | 0 | 0 | 0 | 0 | 0 | 0 | 0 | 0 | 0 | 0 | 0 | 0 | 0 | 0 | 0 | 0 | 0 | 0 | 0 | 0 | 0 | 0
[81 empty] | 2045 | 0 | 0 | 0 | 0 | 0 | 0 | 0 | 0 | 0 | 0 | 0 | 0 | 0 | 0 | 0 | 0 | 0 | 0 | 0 | 0 | 0 | 0 | 0 | 0 | 0 | 0 | 0 | 0 | 0 | 0 | 0 | 0 | 0 | 0 | 0 | 0 | 0 | 0 | 0 | 0 | 0 | 0 | 0
[81 empty] | 2046 | 0 | 0 | 0 | 0 | 0 | 0 | 0 | 0 | 0 | 0 | 0 | 0 | 0 | 0 | 0 | 0 | 0 | 0 | 0 | 0 | 0 | 0 | 0 | 0 | 0 | 0 | 0 | 0 | 0 | 0 | 0 | 0 | 0 | 0 | 0 | 0 | 0 | 0 | 0 | 0 | 0 | 0 | 0
[81 empty] | 2047 | 0 | 0 | 0 | 0 | 0 | 0 | 0 | 0 | 0 | 0 | 0 | 0 | 0 | 0 | 0 | 0 | 0 | 0 | 0 | 0 | 0 | 0 | 0 | 0 | 0 | 0 | 0 | 0 | 0 | 0 | 0 | 0 | 0 | 0 | 0 | 0 | 0 | 0 | 0 | 0 | 0 | 0 | 0
[81 empty] | 2048 | 0 | 0 | 0 | 0 | 0 | 0 | 0 | 0 | 0 | 0 | 0 | 0 | 0 | 0 | 0 | 0 | 0 | 0 | 0 | 0 | 0 | 0 | 0 | 0 | 0 | 0 | 0 | 0 | 0 | 0 | 0 | 0 | 0 | 0 | 0 | 0 | 0 | 0 | 0 | 0 | 0 | 0 | 0
[81 empty] | 2049 | 0 | 0 | 0 | 0 | 0 | 0 | 0 | 0 | 0 | 0 | 0 | 0 | 0 | 0 | 0 | 0 | 0 | 0 | 0 | 0 | 0 | 0 | 0 | 0 | 0 | 0 | 0 | 0 | 0 | 0 | 0 | 0 | 0 | 0 | 0 | 0 | 0 | 0 | 0 | 0 | 0 | 0 | 0
[81 empty] | 2050 | 0 | 0 | 0 | 0 | 0 | 0 | 0 | 0 | 0 | 0 | 0 | 0 | 0 | 0 | 0 | 0 | 0 | 0 | 0 | 0 | 0 | 0 | 0 | 0 | 0 | 0 | 0 | 0 | 0 | 0 | 0 | 0 | 0 | 0 | 0 | 0 | 0 | 0 | 0 | 0 | 0 | 0 | 0
[81 empty] | 2051 | 0 | 0 | 0 | 0 | 0 | 0 | 0 | 0 | 0 | 0 | 0 | 0 | 0 | 0 | 0 | 0 | 0 | 0 | 0 | 0 | 0 | 0 | 0 | 0 | 0 | 0 | 0 | 0 | 0 | 0 | 0 | 0 | 0 | 0 | 0 | 0 | 0 | 0 | 0 | 0 | 0 | 0 | 0
[81 empty] | 2052 | 0 | 0 | 0 | 0 | 0 | 0 | 0 | 0 | 0 | 0 | 0 | 0 | 0 | 0 | 0 | 0 | 0 | 0 | 0 | 0 | 0 | 0 | 0 | 0 | 0 | 0 | 0 | 0 | 0 | 0 | 0 | 0 | 0 | 0 | 0 | 0 | 0 | 0 | 0 | 0 | 0 | 0 | 0
[81 empty] | 2053 | 0 | 0 | 0 | 0 | 0 | 0 | 0 | 0 | 0 | 0 | 0 | 0 | 0 | 0 | 0 | 0 | 0 | 0 | 0 | 0 | 0 | 0 | 0 | 0 | 0 | 0 | 0 | 0 | 0 | 0 | 0 | 0 | 0 | 0 | 0 | 0 | 0 | 0 | 0 | 0 | 0 | 0 | 0
[81 empty] | 2054 | 0 | 0 | 0 | 0 | 0 | 0 | 0 | 0 | 0 | 0 | 0 | 0 | 0 | 0 | 0 | 0 | 0 | 0 | 0 | 0 | 0 | 0 | 0 | 0 | 0 | 0 | 0 | 0 | 0 | 0 | 0 | 0 | 0 | 0 | 0 | 0 | 0 | 0 | 0 | 0 | 0 | 0 | 0
[81 empty] | 2055 | 0 | 0 | 0 | 0 | 0 | 0 | 0 | 0 | 0 | 0 | 0 | 0 | 0 | 0 | 0 | 0 | 0 | 0 | 0 | 0 | 0 | 0 | 0 | 0 | 0 | 0 | 0 | 0 | 0 | 0 | 0 | 0 | 0 | 0 | 0 | 0 | 0 | 0 | 0 | 0 | 0 | 0 | 0
[81 empty] | 2056 | 0 | 0 | 0 | 0 | 0 | 0 | 0 | 0 | 0 | 0 | 0 | 0 | 0 | 0 | 0 | 0 | 0 | 0 | 0 | 0 | 0 | 0 | 0 | 0 | 0 | 0 | 0 | 0 | 0 | 0 | 0 | 0 | 0 | 0 | 0 | 0 | 0 | 0 | 0 | 0 | 0 | 0 | 0
[81 empty] | 2057 | 0 | 0 | 0 | 0 | 0 | 0 | 0 | 0 | 0 | 0 | 0 | 0 | 0 | 0 | 0 | 0 | 0 | 0 | 0 | 0 | 0 | 0 | 0 | 0 | 0 | 0 | 0 | 0 | 0 | 0 | 0 | 0 | 0 | 0 | 0 | 0 | 0 | 0 | 0 | 0 | 0 | 0 | 0
[81 empty] | 2058 | 0 | 0 | 0 | 0 | 0 | 0 | 0 | 0 | 0 | 0 | 0 | 0 | 0 | 0 | 0 | 0 | 0 | 0 | 0 | 0 | 0 | 0 | 0 | 0 | 0 | 0 | 0 | 0 | 0 | 0 | 0 | 0 | 0 | 0 | 0 | 0 | 0 | 0 | 0 | 0 | 0 | 0 | 0
[81 empty] | 2059 | 0 | 0 | 0 | 0 | 0 | 0 | 0 | 0 | 0 | 0 | 0 | 0 | 0 | 0 | 0 | 0 | 0 | 0 | 0 | 0 | 0 | 0 | 0 | 0 | 0 | 0 | 0 | 0 | 0 | 0 | 0 | 0 | 0 | 0 | 0 | 0 | 0 | 0 | 0 | 0 | 0 | 0 | 0
[81 empty] | 2060 | 0 | 0 | 0 | 0 | 0 | 0 | 0 | 0 | 0 | 0 | 0 | 0 | 0 | 0 | 0 | 0 | 0 | 0 | 0 | 0 | 0 | 0 | 0 | 0 | 0 | 0 | 0 | 0 | 0 | 0 | 0 | 0 | 0 | 0 | 0 | 0 | 0 | 0 | 0 | 0 | 0 | 0 | 0
[82 empty] | before1949 | 1950-1959 | 1960-1969 | 1970-1979 | 1980-1989 | 1990-1999 | 2000 | 2001 | 2002 | 2003 | 2004 | 2005 | 2006 | 2007 | 2008 | 2009 | 2010 | 2011 | 2012 | 2013 | 2014 | 2015 | 2016 | 2017 | 2018 | 2019 | 2020 | 2021 | 2022 | 2023 | 2024 | 2025 | 2026 | 2027 | 2028 | 2029 | 2030 | 2031 | 2032 | 2033 | 2034 | 2035 | 2036 | 2037 | 2038 | 2039 | 2040 | 2041 | 2042 | 2043 | 2044 | 2045 | 2046 | 2038 | 2039 | 2040 | 2041 | 2042 | 2043 | 2044 |  |  | 2056 | 2057 | 2058 | 2059 | 2060
[82 empty] | 1944.5 | 1954.5 | 1964.5 | 1974.5 | 1984.5 | 1994.5 | 2000 | 2001 | 2002 | 2003 | 2004 | 2005 | 2006 | 2007 | 2008 | 2009 | 2010 | 2011 | 2012 | 2013 | 2014 | 2015 | 2016 | 2017 | 2018 | 2019 | 2020 | 2021 | 2022 | 2023 | 2024 | 2025 | 2026 | 2027 | 2028 | 2029 | 2030 | 2031 | 2032 | 2033 | 2034 | 2035 | 2036 | 2037 | 2038 | 2039 | 2040 | 2041 | 2042 | 2043 | 2044 | 2045 | 2046 | 2038 | 2039 | 2040 | 2041 | 2042 | 2043 | 2044 |  |  | 2056 | 2057 | 2058 | 2059 | 2060
[81 empty] | 2005 | 0 | 0 | 0 | 0 | 0 | 0 | 0 | 0 | 0 | 0 | 0 | 0 | 0 | 0 | 0 | 0 | 0 | 0 | 0 | 0 | 0 | 0 | 0 | 0 | 0 | 0 | 0 | 0 | 0 | 0 | 0 | 0 | 0 | 0 | 0 | 0 | 0 | 0 | 0 | 0 | 0 | 0 | 0 | 0 | 0 | 0 | 0 | 0 | 0 | 0 | 0 | 0 | 0 | 0 | 0 | 0 | 0 | 0 | 0 | 0 |  |  | 0 | 0 | 0 | 0 | 0
[81 empty] | 2006 | 0 | 0 | 0 | 0 | 0 | 0 | 0 | 0 | 0 | 0 | 0 | 0 | 0 | 0 | 0 | 0 | 0 | 0 | 0 | 0 | 0 | 0 | 0 | 0 | 0 | 0 | 0 | 0 | 0 | 0 | 0 | 0 | 0 | 0 | 0 | 0 | 0 | 0 | 0 | 0 | 0 | 0 | 0 | 0 | 0 | 0 | 0 | 0 | 0 | 0 | 0 | 0 | 0 | 0 | 0 | 0 | 0 | 0 | 0 | 0 |  |  | 0 | 0 | 0 | 0 | 0
[81 empty] | 2007 | 0 | 0 | 0 | 0 | 0 | 0 | 0 | 0 | 0 | 0 | 0 | 0 | 0 | 0 | 0 | 0 | 0 | 0 | 0 | 0 | 0 | 0 | 0 | 0 | 0 | 0 | 0 | 0 | 0 | 0 | 0 | 0 | 0 | 0 | 0 | 0 | 0 | 0 | 0 | 0 | 0 | 0 | 0 | 0 | 0 | 0 | 0 | 0 | 0 | 0 | 0 | 0 | 0 | 0 | 0 | 0 | 0 | 0 | 0 | 0 |  |  | 0 | 0 | 0 | 0 | 0
[81 empty] | 2008 | 0 | 0 | 0 | 0 | 0 | 0 | 0 | 0 | 0 | 0 | 0 | 0 | 0 | 0 | 0 | 0 | 0 | 0 | 0 | 0 | 0 | 0 | 0 | 0 | 0 | 0 | 0 | 0 | 0 | 0 | 0 | 0 | 0 | 0 | 0 | 0 | 0 | 0 | 0 | 0 | 0 | 0 | 0 | 0 | 0 | 0 | 0 | 0 | 0 | 0 | 0 | 0 | 0 | 0 | 0 | 0 | 0 | 0 | 0 | 0 |  |  | 0 | 0 | 0 | 0 | 0
[81 empty] | 2009 | 0 | 0 | 0 | 0 | 0 | 0 | 0 | 0 | 0 | 0 | 0 | 0 | 0 | 0 | 0 | 0 | 0 | 0 | 0 | 0 | 0 | 0 | 0 | 0 | 0 | 0 | 0 | 0 | 0 | 0 | 0 | 0 | 0 | 0 | 0 | 0 | 0 | 0 | 0 | 0 | 0 | 0 | 0 | 0 | 0 | 0 | 0 | 0 | 0 | 0 | 0 | 0 | 0 | 0 | 0 | 0 | 0 | 0 | 0 | 0 |  |  | 0 | 0 | 0 | 0 | 0
[81 empty] | 2010 | 0 | 0 | 0 | 0 | 0 | 0 | 0 | 0 | 0 | 0 | 0 | 0 | 0 | 0 | 0 | 0 | 0 | 0 | 0 | 0 | 0 | 0 | 0 | 0 | 0 | 0 | 0 | 0 | 0 | 0 | 0 | 0 | 0 | 0 | 0 | 0 | 0 | 0 | 0 | 0 | 0 | 0 | 0 | 0 | 0 | 0 | 0 | 0 | 0 | 0 | 0 | 0 | 0 | 0 | 0 | 0 | 0 | 0 | 0 | 0 |  |  | 0 | 0 | 0 | 0 | 0
[81 empty] | 2011 | 0 | 0 | 0 | 0 | 0 | 0 | 0 | 0 | 0 | 0 | 0 | 0 | 0 | 0 | 0 | 0 | 0 | 0 | 0 | 0 | 0 | 0 | 0 | 0 | 0 | 0 | 0 | 0 | 0 | 0 | 0 | 0 | 0 | 0 | 0 | 0 | 0 | 0 | 0 | 0 | 0 | 0 | 0 | 0 | 0 | 0 | 0 | 0 | 0 | 0 | 0 | 0 | 0 | 0 | 0 | 0 | 0 | 0 | 0 | 0 |  |  | 0 | 0 | 0 | 0 | 0
[81 empty] | 2012 | 0 | 0 | 0 | 0 | 0 | 0 | 0 | 0 | 0 | 0 | 0 | 0 | 0 | 0 | 0 | 0 | 0 | 0 | 0 | 0 | 0 | 0 | 0 | 0 | 0 | 0 | 0 | 0 | 0 | 0 | 0 | 0 | 0 | 0 | 0 | 0 | 0 | 0 | 0 | 0 | 0 | 0 | 0 | 0 | 0 | 0 | 0 | 0 | 0 | 0 | 0 | 0 | 0 | 0 | 0 | 0 | 0 | 0 | 0 | 0 |  |  | 0 | 0 | 0 | 0 | 0
[81 empty] | 2013 | 0 | 0 | 0 | 0 | 0 | 0 | 0 | 0 | 0 | 0 | 0 | 0 | 0 | 0 | 0 | 0 | 0 | 0 | 0 | 0 | 0 | 0 | 0 | 0 | 0 | 0 | 0 | 0 | 0 | 0 | 0 | 0 | 0 | 0 | 0 | 0 | 0 | 0 | 0 | 0 | 0 | 0 | 0 | 0 | 0 | 0 | 0 | 0 | 0 | 0 | 0 | 0 | 0 | 0 | 0 | 0 | 0 | 0 | 0 | 0 |  |  | 0 | 0 | 0 | 0 | 0
[81 empty] | 2014 | 0 | 0 | 0 | 0 | 0 | 0 | 0 | 0 | 0 | 0 | 0 | 0 | 0 | 0 | 0 | 0 | 0 | 0 | 0 | 0 | 0 | 0 | 0 | 0 | 0 | 0 | 0 | 0 | 0 | 0 | 0 | 0 | 0 | 0 | 0 | 0 | 0 | 0 | 0 | 0 | 0 | 0 | 0 | 0 | 0 | 0 | 0 | 0 | 0 | 0 | 0 | 0 | 0 | 0 | 0 | 0 | 0 | 0 | 0 | 0 |  |  | 0 | 0 | 0 | 0 | 0
[81 empty] | 2015 | 0 | 0 | 0 | 0 | 0 | 0 | 0 | 0 | 0 | 0 | 0 | 0 | 0 | 0 | 0 | 0 | 0 | 0 | 0 | 0 | 0 | 0 | 0 | 0 | 0 | 0 | 0 | 0 | 0 | 0 | 0 | 0 | 0 | 0 | 0 | 0 | 0 | 0 | 0 | 0 | 0 | 0 | 0 | 0 | 0 | 0 | 0 | 0 | 0 | 0 | 0 | 0 | 0 | 0 | 0 | 0 | 0 | 0 | 0 | 0 |  |  | 0 | 0 | 0 | 0 | 0
[81 empty] | 2016 | 0 | 0 | 0 | 0 | 0 | 0 | 0 | 0 | 0 | 0 | 0 | 0 | 0 | 0 | 0 | 0 | 0 | 0 | 0 | 0 | 0 | 0 | 0 | 0 | 0 | 0 | 0 | 0 | 0 | 0 | 0 | 0 | 0 | 0 | 0 | 0 | 0 | 0 | 0 | 0 | 0 | 0 | 0 | 0 | 0 | 0 | 0 | 0 | 0 | 0 | 0 | 0 | 0 | 0 | 0 | 0 | 0 | 0 | 0 | 0 |  |  | 0 | 0 | 0 | 0 | 0
[81 empty] | 2017 | 0 | 0 | 0 | 0 | 0 | 0 | 0 | 0 | 0 | 0 | 0 | 0 | 0 | 0 | 0 | 0 | 0 | 0 | 0 | 0 | 0 | 0 | 0 | 0 | 0 | 0 | 0 | 0 | 0 | 0 | 0 | 0 | 0 | 0 | 0 | 0 | 0 | 0 | 0 | 0 | 0 | 0 | 0 | 0 | 0 | 0 | 0 | 0 | 0 | 0 | 0 | 0 | 0 | 0 | 0 | 0 | 0 | 0 | 0 | 0 |  |  | 0 | 0 | 0 | 0 | 0
[81 empty] | 2018 | 0 | 0 | 0 | 0 | 0 | 0 | 0 | 0 | 0 | 0 | 0 | 0 | 0 | 0 | 0 | 0 | 0 | 0 | 0 | 0 | 0 | 0 | 0 | 0 | 0 | 0 | 0 | 0 | 0 | 0 | 0 | 0 | 0 | 0 | 0 | 0 | 0 | 0 | 0 | 0 | 0 | 0 | 0 | 0 | 0 | 0 | 0 | 0 | 0 | 0 | 0 | 0 | 0 | 0 | 0 | 0 | 0 | 0 | 0 | 0 |  |  | 0 | 0 | 0 | 0 | 0
[81 empty] | 2019 | 0 | 0 | 0 | 0 | 0 | 0 | 0 | 0 | 0 | 0 | 0 | 0 | 0 | 0 | 0 | 0 | 0 | 0 | 0 | 0 | 0 | 0 | 0 | 0 | 0 | 0 | 0 | 0 | 0 | 0 | 0 | 0 | 0 | 0 | 0 | 0 | 0 | 0 | 0 | 0 | 0 | 0 | 0 | 0 | 0 | 0 | 0 | 0 | 0 | 0 | 0 | 0 | 0 | 0 | 0 | 0 | 0 | 0 | 0 | 0 |  |  | 0 | 0 | 0 | 0 | 0
[81 empty] | 2020 | 0 | 0 | 0 | 0 | 0 | 0 | 0 | 0 | 0 | 0 | 0 | 0 | 0 | 0 | 0 | 0 | 0 | 0 | 0 | 0 | 0 | 0 | 0 | 0 | 0 | 0 | 0 | 0 | 0 | 0 | 0 | 0 | 0 | 0 | 0 | 0 | 0 | 0 | 0 | 0 | 0 | 0 | 0 | 0 | 0 | 0 | 0 | 0 | 0 | 0 | 0 | 0 | 0 | 0 | 0 | 0 | 0 | 0 | 0 | 0 |  |  | 0 | 0 | 0 | 0 | 0
[81 empty] | 2021 | 0 | 0 | 0 | 0 | 0 | 0 | 0 | 0 | 0 | 0 | 0 | 0 | 0 | 0 | 0 | 0 | 0 | 0 | 0 | 0 | 0 | 0 | 0 | 0 | 0 | 0 | 0 | 0 | 0 | 0 | 0 | 0 | 0 | 0 | 0 | 0 | 0 | 0 | 0 | 0 | 0 | 0 | 0 | 0 | 0 | 0 | 0 | 0 | 0 | 0 | 0 | 0 | 0 | 0 | 0 | 0 | 0 | 0 | 0 | 0 |  |  | 0 | 0 | 0 | 0 | 0
[81 empty] | 2022 | 0 | 0 | 0 | 0 | 0 | 0 | 0 | 0 | 0 | 0 | 0 | 0 | 0 | 0 | 0 | 0 | 0 | 0 | 0 | 0 | 0 | 0 | 0 | 0 | 0 | 0 | 0 | 0 | 0 | 0 | 0 | 0 | 0 | 0 | 0 | 0 | 0 | 0 | 0 | 0 | 0 | 0 | 0 | 0 | 0 | 0 | 0 | 0 | 0 | 0 | 0 | 0 | 0 | 0 | 0 | 0 | 0 | 0 | 0 | 0 |  |  | 0 | 0 | 0 | 0 | 0
[81 empty] | 2023 | 0 | 0 | 0 | 0 | 0 | 0 | 0 | 0 | 0 | 0 | 0 | 0 | 0 | 0 | 0 | 0 | 0 | 0 | 0 | 0 | 0 | 0 | 0 | 0 | 0 | 0 | 0 | 0 | 0 | 0 | 0 | 0 | 0 | 0 | 0 | 0 | 0 | 0 | 0 | 0 | 0 | 0 | 0 | 0 | 0 | 0 | 0 | 0 | 0 | 0 | 0 | 0 | 0 | 0 | 0 | 0 | 0 | 0 | 0 | 0 |  |  | 0 | 0 | 0 | 0 | 0
[81 empty] | 2024 | 0 | 0 | 0 | 0 | 0 | 0 | 0 | 0 | 0 | 0 | 0 | 0 | 0 | 0 | 0 | 0 | 0 | 0 | 0 | 0 | 0 | 0 | 0 | 0 | 0 | 0 | 0 | 0 | 0 | 0 | 0 | 0 | 0 | 0 | 0 | 0 | 0 | 0 | 0 | 0 | 0 | 0 | 0 | 0 | 0 | 0 | 0 | 0 | 0 | 0 | 0 | 0 | 0 | 0 | 0 | 0 | 0 | 0 | 0 | 0 |  |  | 0 | 0 | 0 | 0 | 0
[81 empty] | 2025 | 0 | 0 | 0 | 0 | 0 | 0 | 0 | 0 | 0 | 0 | 0 | 0 | 0 | 0 | 0 | 0 | 0 | 0 | 0 | 0 | 0 | 0 | 0 | 0 | 0 | 0 | 0 | 0 | 0 | 0 | 0 | 0 | 0 | 0 | 0 | 0 | 0 | 0 | 0 | 0 | 0 | 0 | 0 | 0 | 0 | 0 | 0 | 0 | 0 | 0 | 0 | 0 | 0 | 0 | 0 | 0 | 0 | 0 | 0 | 0 |  |  | 0 | 0 | 0 | 0 | 0
[81 empty] | 2026 | 0 | 0 | 0 | 0 | 0 | 0 | 0 | 0 | 0 | 0 | 0 | 0 | 0 | 0 | 0 | 0 | 0 | 0 | 0 | 0 | 0 | 0 | 0 | 0 | 0 | 0 | 0 | 0 | 0 | 0 | 0 | 0 | 0 | 0 | 0 | 0 | 0 | 0 | 0 | 0 | 0 | 0 | 0 | 0 | 0 | 0 | 0 | 0 | 0 | 0 | 0 | 0 | 0 | 0 | 0 | 0 | 0 | 0 | 0 | 0 |  |  | 0 | 0 | 0 | 0 | 0
[81 empty] | 2027 | 0 | 0 | 0 | 0 | 0 | 0 | 0 | 0 | 0 | 0 | 0 | 0 | 0 | 0 | 0 | 0 | 0 | 0 | 0 | 0 | 0 | 0 | 0 | 0 | 0 | 0 | 0 | 0 | 0 | 0 | 0 | 0 | 0 | 0 | 0 | 0 | 0 | 0 | 0 | 0 | 0 | 0 | 0 | 0 | 0 | 0 | 0 | 0 | 0 | 0 | 0 | 0 | 0 | 0 | 0 | 0 | 0 | 0 | 0 | 0 |  |  | 0 | 0 | 0 | 0 | 0
[81 empty] | 2028 | 0 | 0 | 0 | 0 | 0 | 0 | 0 | 0 | 0 | 0 | 0 | 0 | 0 | 0 | 0 | 0 | 0 | 0 | 0 | 0 | 0 | 0 | 0 | 0 | 0 | 0 | 0 | 0 | 0 | 0 | 0 | 0 | 0 | 0 | 0 | 0 | 0 | 0 | 0 | 0 | 0 | 0 | 0 | 0 | 0 | 0 | 0 | 0 | 0 | 0 | 0 | 0 | 0 | 0 | 0 | 0 | 0 | 0 | 0 | 0 |  |  | 0 | 0 | 0 | 0 | 0
[81 empty] | 2029 | 0 | 0 | 0 | 0 | 0 | 0 | 0 | 0 | 0 | 0 | 0 | 0 | 0 | 0 | 0 | 0 | 0 | 0 | 0 | 0 | 0 | 0 | 0 | 0 | 0 | 0 | 0 | 0 | 0 | 0 | 0 | 0 | 0 | 0 | 0 | 0 | 0 | 0 | 0 | 0 | 0 | 0 | 0 | 0 | 0 | 0 | 0 | 0 | 0 | 0 | 0 | 0 | 0 | 0 | 0 | 0 | 0 | 0 | 0 | 0 |  |  | 0 | 0 | 0 | 0 | 0
[81 empty] | 2030 | 0 | 0 | 0 | 0 | 0 | 0 | 0 | 0 | 0 | 0 | 0 | 0 | 0 | 0 | 0 | 0 | 0 | 0 | 0 | 0 | 0 | 0 | 0 | 0 | 0 | 0 | 0 | 0 | 0 | 0 | 0 | 0 | 0 | 0 | 0 | 0 | 0 | 0 | 0 | 0 | 0 | 0 | 0 | 0 | 0 | 0 | 0 | 0 | 0 | 0 | 0 | 0 | 0 | 0 | 0 | 0 | 0 | 0 | 0 | 0 |  |  | 0 | 0 | 0 | 0 | 0
[81 empty] | 2031 | 0 | 0 | 0 | 0 | 0 | 0 | 0 | 0 | 0 | 0 | 0 | 0 | 0 | 0 | 0 | 0 | 0 | 0 | 0 | 0 | 0 | 0 | 0 | 0 | 0 | 0 | 0 | 0 | 0 | 0 | 0 | 0 | 0 | 0 | 0 | 0 | 0 | 0 | 0 | 0 | 0 | 0 | 0 | 0 | 0 | 0 | 0 | 0 | 0 | 0 | 0 | 0 | 0 | 0 | 0 | 0 | 0 | 0 | 0 | 0 |  |  | 0 | 0 | 0 | 0 | 0
[81 empty] | 2032 | 0 | 0 | 0 | 0 | 0 | 0 | 0 | 0 | 0 | 0 | 0 | 0 | 0 | 0 | 0 | 0 | 0 | 0 | 0 | 0 | 0 | 0 | 0 | 0 | 0 | 0 | 0 | 0 | 0 | 0 | 0 | 0 | 0 | 0 | 0 | 0 | 0 | 0 | 0 | 0 | 0 | 0 | 0 | 0 | 0 | 0 | 0 | 0 | 0 | 0 | 0 | 0 | 0 | 0 | 0 | 0 | 0 | 0 | 0 | 0 |  |  | 0 | 0 | 0 | 0 | 0
[81 empty] | 2033 | 0 | 0 | 0 | 0 | 0 | 0 | 0 | 0 | 0 | 0 | 0 | 0 | 0 | 0 | 0 | 0 | 0 | 0 | 0 | 0 | 0 | 0 | 0 | 0 | 0 | 0 | 0 | 0 | 0 | 0 | 0 | 0 | 0 | 0 | 0 | 0 | 0 | 0 | 0 | 0 | 0 | 0 | 0 | 0 | 0 | 0 | 0 | 0 | 0 | 0 | 0 | 0 | 0 | 0 | 0 | 0 | 0 | 0 | 0 | 0 |  |  | 0 | 0 | 0 | 0 | 0
[81 empty] | 2034 | 0 | 0 | 0 | 0 | 0 | 0 | 0 | 0 | 0 | 0 | 0 | 0 | 0 | 0 | 0 | 0 | 0 | 0 | 0 | 0 | 0 | 0 | 0 | 0 | 0 | 0 | 0 | 0 | 0 | 0 | 0 | 0 | 0 | 0 | 0 | 0 | 0 | 0 | 0 | 0 | 0 | 0 | 0 | 0 | 0 | 0 | 0 | 0 | 0 | 0 | 0 | 0 | 0 | 0 | 0 | 0 | 0 | 0 | 0 | 0 |  |  | 0 | 0 | 0 | 0 | 0
[81 empty] | 2035 | 0 | 0 | 0 | 0 | 0 | 0 | 0 | 0 | 0 | 0 | 0 | 0 | 0 | 0 | 0 | 0 | 0 | 0 | 0 | 0 | 0 | 0 | 0 | 0 | 0 | 0 | 0 | 0 | 0 | 0 | 0 | 0 | 0 | 0 | 0 | 0 | 0 | 0 | 0 | 0 | 0 | 0 | 0 | 0 | 0 | 0 | 0 | 0 | 0 | 0 | 0 | 0 | 0 | 0 | 0 | 0 | 0 | 0 | 0 | 0 |  |  | 0 | 0 | 0 | 0 | 0
[81 empty] | 2036 | 0 | 0 | 0 | 0 | 0 | 0 | 0 | 0 | 0 | 0 | 0 | 0 | 0 | 0 | 0 | 0 | 0 | 0 | 0 | 0 | 0 | 0 | 0 | 0 | 0 | 0 | 0 | 0 | 0 | 0 | 0 | 0 | 0 | 0 | 0 | 0 | 0 | 0 | 0 | 0 | 0 | 0 | 0 | 0 | 0 | 0 | 0 | 0 | 0 | 0 | 0 | 0 | 0 | 0 | 0 | 0 | 0 | 0 | 0 | 0 |  |  | 0 | 0 | 0 | 0 | 0
[81 empty] | 2037 | 0 | 0 | 0 | 0 | 0 | 0 | 0 | 0 | 0 | 0 | 0 | 0 | 0 | 0 | 0 | 0 | 0 | 0 | 0 | 0 | 0 | 0 | 0 | 0 | 0 | 0 | 0 | 0 | 0 | 0 | 0 | 0 | 0 | 0 | 0 | 0 | 0 | 0 | 0 | 0 | 0 | 0 | 0 | 0 | 0 | 0 | 0 | 0 | 0 | 0 | 0 | 0 | 0 | 0 | 0 | 0 | 0 | 0 | 0 | 0 |  |  | 0 | 0 | 0 | 0 | 0
[81 empty] | 2038 | 0 | 0 | 0 | 0 | 0 | 0 | 0 | 0 | 0 | 0 | 0 | 0 | 0 | 0 | 0 | 0 | 0 | 0 | 0 | 0 | 0 | 0 | 0 | 0 | 0 | 0 | 0 | 0 | 0 | 0 | 0 | 0 | 0 | 0 | 0 | 0 | 0 | 0 | 0 | 0 | 0 | 0 | 0 | 0 | 0 | 0 | 0 | 0 | 0 | 0 | 0 | 0 | 0 | 0 | 0 | 0 | 0 | 0 | 0 | 0 |  |  | 0 | 0 | 0 | 0 | 0
[81 empty] | 2039 | 0 | 0 | 0 | 0 | 0 | 0 | 0 | 0 | 0 | 0 | 0 | 0 | 0 | 0 | 0 | 0 | 0 | 0 | 0 | 0 | 0 | 0 | 0 | 0 | 0 | 0 | 0 | 0 | 0 | 0 | 0 | 0 | 0 | 0 | 0 | 0 | 0 | 0 | 0 | 0 | 0 | 0 | 0 | 0 | 0 | 0 | 0 | 0 | 0 | 0 | 0 | 0 | 0 | 0 | 0 | 0 | 0 | 0 | 0 | 0 |  |  | 0 | 0 | 0 | 0 | 0
[81 empty] | 2040 | 0 | 0 | 0 | 0 | 0 | 0 | 0 | 0 | 0 | 0 | 0 | 0 | 0 | 0 | 0 | 0 | 0 | 0 | 0 | 0 | 0 | 0 | 0 | 0 | 0 | 0 | 0 | 0 | 0 | 0 | 0 | 0 | 0 | 0 | 0 | 0 | 0 | 0 | 0 | 0 | 0 | 0 | 0 | 0 | 0 | 0 | 0 | 0 | 0 | 0 | 0 | 0 | 0 | 0 | 0 | 0 | 0 | 0 | 0 | 0 |  |  | 0 | 0 | 0 | 0 | 0
[81 empty] | 2041 | 0 | 0 | 0 | 0 | 0 | 0 | 0 | 0 | 0 | 0 | 0 | 0 | 0 | 0 | 0 | 0 | 0 | 0 | 0 | 0 | 0 | 0 | 0 | 0 | 0 | 0 | 0 | 0 | 0 | 0 | 0 | 0 | 0 | 0 | 0 | 0 | 0 | 0 | 0 | 0 | 0 | 0 | 0 | 0 | 0 | 0 | 0 | 0 | 0 | 0 | 0 | 0 | 0 | 0 | 0 | 0 | 0 | 0 | 0 | 0 |  |  | 0 | 0 | 0 | 0 | 0
[81 empty] | 2042 | 0 | 0 | 0 | 0 | 0 | 0 | 0 | 0 | 0 | 0 | 0 | 0 | 0 | 0 | 0 | 0 | 0 | 0 | 0 | 0 | 0 | 0 | 0 | 0 | 0 | 0 | 0 | 0 | 0 | 0 | 0 | 0 | 0 | 0 | 0 | 0 | 0 | 0 | 0 | 0 | 0 | 0 | 0 | 0 | 0 | 0 | 0 | 0 | 0 | 0 | 0 | 0 | 0 | 0 | 0 | 0 | 0 | 0 | 0 | 0 |  |  | 0 | 0 | 0 | 0 | 0
[81 empty] | 2043 | 0 | 0 | 0 | 0 | 0 | 0 | 0 | 0 | 0 | 0 | 0 | 0 | 0 | 0 | 0 | 0 | 0 | 0 | 0 | 0 | 0 | 0 | 0 | 0 | 0 | 0 | 0 | 0 | 0 | 0 | 0 | 0 | 0 | 0 | 0 | 0 | 0 | 0 | 0 | 0 | 0 | 0 | 0 | 0 | 0 | 0 | 0 | 0 | 0 | 0 | 0 | 0 | 0 | 0 | 0 | 0 | 0 | 0 | 0 | 0 |  |  | 0 | 0 | 0 | 0 | 0
[81 empty] | 2044 | 0 | 0 | 0 | 0 | 0 | 0 | 0 | 0 | 0 | 0 | 0 | 0 | 0 | 0 | 0 | 0 | 0 | 0 | 0 | 0 | 0 | 0 | 0 | 0 | 0 | 0 | 0 | 0 | 0 | 0 | 0 | 0 | 0 | 0 | 0 | 0 | 0 | 0 | 0 | 0 | 0 | 0 | 0 | 0 | 0 | 0 | 0 | 0 | 0 | 0 | 0 | 0 | 0 | 0 | 0 | 0 | 0 | 0 | 0 | 0 |  |  | 0 | 0 | 0 | 0 | 0
[81 empty] | 2045 | 0 | 0 | 0 | 0 | 0 | 0 | 0 | 0 | 0 | 0 | 0 | 0 | 0 | 0 | 0 | 0 | 0 | 0 | 0 | 0 | 0 | 0 | 0 | 0 | 0 | 0 | 0 | 0 | 0 | 0 | 0 | 0 | 0 | 0 | 0 | 0 | 0 | 0 | 0 | 0 | 0 | 0 | 0 | 0 | 0 | 0 | 0 | 0 | 0 | 0 | 0 | 0 | 0 | 0 | 0 | 0 | 0 | 0 | 0 | 0 |  |  | 0 | 0 | 0 | 0 | 0
[81 empty] | 2046 | 0 | 0 | 0 | 0 | 0 | 0 | 0 | 0 | 0 | 0 | 0 | 0 | 0 | 0 | 0 | 0 | 0 | 0 | 0 | 0 | 0 | 0 | 0 | 0 | 0 | 0 | 0 | 0 | 0 | 0 | 0 | 0 | 0 | 0 | 0 | 0 | 0 | 0 | 0 | 0 | 0 | 0 | 0 | 0 | 0 | 0 | 0 | 0 | 0 | 0 | 0 | 0 | 0 | 0 | 0 | 0 | 0 | 0 | 0 | 0 |  |  | 0 | 0 | 0 | 0 | 0
[81 empty] | 2047 | 0 | 0 | 0 | 0 | 0 | 0 | 0 | 0 | 0 | 0 | 0 | 0 | 0 | 0 | 0 | 0 | 0 | 0 | 0 | 0 | 0 | 0 | 0 | 0 | 0 | 0 | 0 | 0 | 0 | 0 | 0 | 0 | 0 | 0 | 0 | 0 | 0 | 0 | 0 | 0 | 0 | 0 | 0 | 0 | 0 | 0 | 0 | 0 | 0 | 0 | 0 | 0 | 0 | 0 | 0 | 0 | 0 | 0 | 0 | 0 |  |  | 0 | 0 | 0 | 0 | 0
[81 empty] | 2048 | 0 | 0 | 0 | 0 | 0 | 0 | 0 | 0 | 0 | 0 | 0 | 0 | 0 | 0 | 0 | 0 | 0 | 0 | 0 | 0 | 0 | 0 | 0 | 0 | 0 | 0 | 0 | 0 | 0 | 0 | 0 | 0 | 0 | 0 | 0 | 0 | 0 | 0 | 0 | 0 | 0 | 0 | 0 | 0 | 0 | 0 | 0 | 0 | 0 | 0 | 0 | 0 | 0 | 0 | 0 | 0 | 0 | 0 | 0 | 0 |  |  | 0 | 0 | 0 | 0 | 0
[81 empty] | 2049 | 0 | 0 | 0 | 0 | 0 | 0 | 0 | 0 | 0 | 0 | 0 | 0 | 0 | 0 | 0 | 0 | 0 | 0 | 0 | 0 | 0 | 0 | 0 | 0 | 0 | 0 | 0 | 0 | 0 | 0 | 0 | 0 | 0 | 0 | 0 | 0 | 0 | 0 | 0 | 0 | 0 | 0 | 0 | 0 | 0 | 0 | 0 | 0 | 0 | 0 | 0 | 0 | 0 | 0 | 0 | 0 | 0 | 0 | 0 | 0 |  |  | 0 | 0 | 0 | 0 | 0
[81 empty] | 2050 | 0 | 0 | 0 | 0 | 0 | 0 | 0 | 0 | 0 | 0 | 0 | 0 | 0 | 0 | 0 | 0 | 0 | 0 | 0 | 0 | 0 | 0 | 0 | 0 | 0 | 0 | 0 | 0 | 0 | 0 | 0 | 0 | 0 | 0 | 0 | 0 | 0 | 0 | 0 | 0 | 0 | 0 | 0 | 0 | 0 | 0 | 0 | 0 | 0 | 0 | 0 | 0 | 0 | 0 | 0 | 0 | 0 | 0 | 0 | 0 |  |  | 0 | 0 | 0 | 0 | 0
[81 empty] | 2051 | 0 | 0 | 0 | 0 | 0 | 0 | 0 | 0 | 0 | 0 | 0 | 0 | 0 | 0 | 0 | 0 | 0 | 0 | 0 | 0 | 0 | 0 | 0 | 0 | 0 | 0 | 0 | 0 | 0 | 0 | 0 | 0 | 0 | 0 | 0 | 0 | 0 | 0 | 0 | 0 | 0 | 0 | 0 | 0 | 0 | 0 | 0 | 0 | 0 | 0 | 0 | 0 | 0 | 0 | 0 | 0 | 0 | 0 | 0 | 0 |  |  | 0 | 0 | 0 | 0 | 0
[81 empty] | 2052 | 0 | 0 | 0 | 0 | 0 | 0 | 0 | 0 | 0 | 0 | 0 | 0 | 0 | 0 | 0 | 0 | 0 | 0 | 0 | 0 | 0 | 0 | 0 | 0 | 0 | 0 | 0 | 0 | 0 | 0 | 0 | 0 | 0 | 0 | 0 | 0 | 0 | 0 | 0 | 0 | 0 | 0 | 0 | 0 | 0 | 0 | 0 | 0 | 0 | 0 | 0 | 0 | 0 | 0 | 0 | 0 | 0 | 0 | 0 | 0 |  |  | 0 | 0 | 0 | 0 | 0
[81 empty] | 2053 | 0 | 0 | 0 | 0 | 0 | 0 | 0 | 0 | 0 | 0 | 0 | 0 | 0 | 0 | 0 | 0 | 0 | 0 | 0 | 0 | 0 | 0 | 0 | 0 | 0 | 0 | 0 | 0 | 0 | 0 | 0 | 0 | 0 | 0 | 0 | 0 | 0 | 0 | 0 | 0 | 0 | 0 | 0 | 0 | 0 | 0 | 0 | 0 | 0 | 0 | 0 | 0 | 0 | 0 | 0 | 0 | 0 | 0 | 0 | 0 |  |  | 0 | 0 | 0 | 0 | 0
[81 empty] | 2054 | 0 | 0 | 0 | 0 | 0 | 0 | 0 | 0 | 0 | 0 | 0 | 0 | 0 | 0 | 0 | 0 | 0 | 0 | 0 | 0 | 0 | 0 | 0 | 0 | 0 | 0 | 0 | 0 | 0 | 0 | 0 | 0 | 0 | 0 | 0 | 0 | 0 | 0 | 0 | 0 | 0 | 0 | 0 | 0 | 0 | 0 | 0 | 0 | 0 | 0 | 0 | 0 | 0 | 0 | 0 | 0 | 0 | 0 | 0 | 0 |  |  | 0 | 0 | 0 | 0 | 0
[81 empty] | 2055 | 0 | 0 | 0 | 0 | 0 | 0 | 0 | 0 | 0 | 0 | 0 | 0 | 0 | 0 | 0 | 0 | 0 | 0 | 0 | 0 | 0 | 0 | 0 | 0 | 0 | 0 | 0 | 0 | 0 | 0 | 0 | 0 | 0 | 0 | 0 | 0 | 0 | 0 | 0 | 0 | 0 | 0 | 0 | 0 | 0 | 0 | 0 | 0 | 0 | 0 | 0 | 0 | 0 | 0 | 0 | 0 | 0 | 0 | 0 | 0 |  |  | 0 | 0 | 0 | 0 | 0
[81 empty] | 2056 | 0 | 0 | 0 | 0 | 0 | 0 | 0 | 0 | 0 | 0 | 0 | 0 | 0 | 0 | 0 | 0 | 0 | 0 | 0 | 0 | 0 | 0 | 0 | 0 | 0 | 0 | 0 | 0 | 0 | 0 | 0 | 0 | 0 | 0 | 0 | 0 | 0 | 0 | 0 | 0 | 0 | 0 | 0 | 0 | 0 | 0 | 0 | 0 | 0 | 0 | 0 | 0 | 0 | 0 | 0 | 0 | 0 | 0 | 0 | 0 |  |  | 0 | 0 | 0 | 0 | 0
[81 empty] | 2057 | 0 | 0 | 0 | 0 | 0 | 0 | 0 | 0 | 0 | 0 | 0 | 0 | 0 | 0 | 0 | 0 | 0 | 0 | 0 | 0 | 0 | 0 | 0 | 0 | 0 | 0 | 0 | 0 | 0 | 0 | 0 | 0 | 0 | 0 | 0 | 0 | 0 | 0 | 0 | 0 | 0 | 0 | 0 | 0 | 0 | 0 | 0 | 0 | 0 | 0 | 0 | 0 | 0 | 0 | 0 | 0 | 0 | 0 | 0 | 0 |  |  | 0 | 0 | 0 | 0 | 0
[81 empty] | 2058 | 0 | 0 | 0 | 0 | 0 | 0 | 0 | 0 | 0 | 0 | 0 | 0 | 0 | 0 | 0 | 0 | 0 | 0 | 0 | 0 | 0 | 0 | 0 | 0 | 0 | 0 | 0 | 0 | 0 | 0 | 0 | 0 | 0 | 0 | 0 | 0 | 0 | 0 | 0 | 0 | 0 | 0 | 0 | 0 | 0 | 0 | 0 | 0 | 0 | 0 | 0 | 0 | 0 | 0 | 0 | 0 | 0 | 0 | 0 | 0 |  |  | 0 | 0 | 0 | 0 | 0
[81 empty] | 2059 | 0 | 0 | 0 | 0 | 0 | 0 | 0 | 0 | 0 | 0 | 0 | 0 | 0 | 0 | 0 | 0 | 0 | 0 | 0 | 0 | 0 | 0 | 0 | 0 | 0 | 0 | 0 | 0 | 0 | 0 | 0 | 0 | 0 | 0 | 0 | 0 | 0 | 0 | 0 | 0 | 0 | 0 | 0 | 0 | 0 | 0 | 0 | 0 | 0 | 0 | 0 | 0 | 0 | 0 | 0 | 0 | 0 | 0 | 0 | 0 |  |  | 0 | 0 | 0 | 0 | 0
[81 empty] | 2060 | 0 | 0 | 0 | 0 | 0 | 0 | 0 | 0 | 0 | 0 | 0 | 0 | 0 | 0 | 0 | 0 | 0 | 0 | 0 | 0 | 0 | 0 | 0 | 0 | 0 | 0 | 0 | 0 | 0 | 0 | 0 | 0 | 0 | 0 | 0 | 0 | 0 | 0 | 0 | 0 | 0 | 0 | 0 | 0 | 0 | 0 | 0 | 0 | 0 | 0 | 0 | 0 | 0 | 0 | 0 | 0 | 0 | 0 | 0 | 0 |  |  | 0 | 0 | 0 | 0 | 0

## SDF-RR-South
|  |  |  | 寿命参数 |  |  | lifetime (years | 40 | 40 | 40 | 40 | 40 | 40 | 40 | 40 | 40 | 40 | 40 | 30 | 30 | 30 | 30 | 30 | 30 | 30 | 30 | 30 | 30 | 30 | 30 | 30 | 30 | 30 | 35 | 35 | 35 | 35 | 35 | 35 | 35 | 35 | 35 | 35 | 35 | 35 | 35 | 35 | 35 | 35 | 35 | 35 | 35 | 35 | 35 | 35 | 35 | 35 | 35 | 35 | 35 | 35 | 35 | 35 | 35 | 35 | 35 | 35 | 35 | 35 | 35 | 35 | 35 | 35 | 35 | [6 empty] | lifetime for retrofit buildings | 35 | 35 | 35 | 35 | 35 | 35 | 35 | 35 | 35 | 35 | 35 | 35 | 35 | 35 | 35 | 35 | 35 | 35 | 35 | 35 | 35 | 35 | 35 | 35 | 35 | 35 | 35 | 35 | 35 | 35 | 35 | 35 | 35 | 35 | 35 | 35 | 35 | 35 | 35 | 35 | 35 | 35 | 35 |  |  | Heatnig load unit area (W/m2) |  |  |  |  | 改造建筑节能率 |  |  |  | Cooling load unit area (W/m2) |  |  |  |  | 改造建筑节能率
|  |  | Stock building (10E4 m2) | 年份 | 寿命参数 | New buildings (10E4 m2) | Built year | before1949 | 1950-1959 | 1960-1969 | 1970-1979 | 1980-1989 | 1990-1999 | 2000 | 2001 | 2002 | 2003 | 2004 | 2005 | 2006 | 2007 | 2008 | 2009 | 2010 | 2011 | 2012 | 2013 | 2014 | 2015 | 2016 | 2017 | 2018 | 2019 | 2020 | 2021 | 2022 | 2023 | 2024 | 2025 | 2026 | 2027 | 2028 | 2029 | 2030 | 2031 | 2032 | 2033 | 2034 | 2035 | 2036 | 2037 | 2038 | 2039 | 2040 | 2041 | 2042 | 2043 | 2044 | 2045 | 2046 | 2047 | 2048 | 2049 | 2050 | 2051 | 2052 | 2053 | 2054 | 2055 | 2056 | 2057 | 2058 | 2059 | 2060 | Stock building (10E4 m2) |  |  | 调整系数 |  |  | Built year | 2018 | 2019 | 2020 | 2021 | 2022 | 2023 | 2024 | 2025 | 2026 | 2027 | 2028 | 2029 | 2030 | 2031 | 2032 | 2033 | 2034 | 2035 | 2036 | 2037 | 2038 | 2039 | 2040 | 2041 | 2042 | 2043 | 2044 | 2045 | 2046 | 2047 | 2048 | 2049 | 2050 | 2051 | 2052 | 2053 | 2054 | 2055 | 2056 | 2057 | 2058 | 2059 | 2060 |  |  | latest new buildings (W/m2) | latest retrofitting buildings (W/m2) | Anverage value of stock of buildings without reinforce (W/m2) | Anverage value of stock of buildings with reinforce (W/m2) | Anverage value of stock buildings (W/m2) | 0 |  |  |  | latest new buildings (W/m2) | latest retrofitting buildings (W/m2) | Anverage value of stock of buildings without reinforce (W/m2) | Anverage value of stock of buildings with reinforce (W/m2) | Anverage value of stock buildings (W/m2) | 0
[7 empty] | Calculated year | 1944.5 | 1954.5 | 1964.5 | 1974.5 | 1984.5 | 1994.5 | 2000 | 2001 | 2002 | 2003 | 2004 | 2005 | 2006 | 2007 | 2008 | 2009 | 2010 | 2011 | 2012 | 2013 | 2014 | 2015 | 2016 | 2017 | 2018 | 2019 | 2020 | 2021 | 2022 | 2023 | 2024 | 2025 | 2026 | 2027 | 2028 | 2029 | 2030 | 2031 | 2032 | 2033 | 2034 | 2035 | 2036 | 2037 | 2038 | 2039 | 2040 | 2041 | 2042 | 2043 | 2044 | 2045 | 2046 | 2047 | 2048 | 2049 | 2050 | 2051 | 2052 | 2053 | 2054 | 2055 | 2056 | 2057 | 2058 | 2059 | 2060 | [51 empty] | before1949 | 1 | [7 empty] | before1949 | 83.2
|  |  | 447907 | 2000 |  | 23239.4415 | 2000 | 19406.795 | 10592.0976 | 23738.9336 | 52011.8397 | 133417.1147 | 185500.7779 | 23239.4415 | 0 | 0 | 0 | 0 | 0 | 0 | 0 | 0 | 0 | 0 | 0 | 0 | 0 | 0 | 0 | 0 | 0 | 0 | 0 | 0 | 0 | 0 | 0 | 0 | 0 | 0 | 0 | 0 | 0 | 0 | 0 | 0 | 0 | 0 | 0 | 0 | 0 | 0 | 0 | 0 | 0 | 0 | 0 | 0 | 0 | 0 | 0 | 0 | 0 | 0 | 0 | 0 | 0 | 0 | 0 | 0 | 0 | 0 | 0 | 0 | 447907 |  |  | 1 | [47 empty] | 1950-1959 | 1 | [7 empty] | 1950-1959 | 83.2
|  |  | 460861.9795 | 2001 | 30 | 19252.9149 | 2001 | 17099.6 | 9749.8531 | 22664.9683 | 50971.0153 | 132599.6711 | 185284.5154 | 23239.4415 | 19252.9149 | 0 | 0 | 0 | 0 | 0 | 0 | 0 | 0 | 0 | 0 | 0 | 0 | 0 | 0 | 0 | 0 | 0 | 0 | 0 | 0 | 0 | 0 | 0 | 0 | 0 | 0 | 0 | 0 | 0 | 0 | 0 | 0 | 0 | 0 | 0 | 0 | 0 | 0 | 0 | 0 | 0 | 0 | 0 | 0 | 0 | 0 | 0 | 0 | 0 | 0 | 0 | 0 | 0 | 0 | 0 | 0 | 0 | 0 | 0 | 460861.9795 |  |  | 1 | [47 empty] | 1960-1969 | 1 | [7 empty] | 1960-1969 | 83.2
|  |  | 473951.6941 | 2002 | 30 | 19416.7231 | 2002 | 14996.8131 | 8937.8332 | 21569.6598 | 49848.1149 | 131666.7622 | 185023.4313 | 23239.4415 | 19252.9149 | 19416.7231 | 0 | 0 | 0 | 0 | 0 | 0 | 0 | 0 | 0 | 0 | 0 | 0 | 0 | 0 | 0 | 0 | 0 | 0 | 0 | 0 | 0 | 0 | 0 | 0 | 0 | 0 | 0 | 0 | 0 | 0 | 0 | 0 | 0 | 0 | 0 | 0 | 0 | 0 | 0 | 0 | 0 | 0 | 0 | 0 | 0 | 0 | 0 | 0 | 0 | 0 | 0 | 0 | 0 | 0 | 0 | 0 | 0 | 0 | 473951.6941 |  |  | 1 | [47 empty] | 1970-1979 | 1 | [7 empty] | 1970-1979 | 83.2
|  |  | 483109.4222 | 2003 | 30 | 15529.5738 | 2003 | 13091.0697 | 8159.3424 | 20458.8471 | 48643.4584 | 130608.0477 | 184710.0035 | 23239.4415 | 19252.9149 | 19416.7231 | 15529.5738 | 0 | 0 | 0 | 0 | 0 | 0 | 0 | 0 | 0 | 0 | 0 | 0 | 0 | 0 | 0 | 0 | 0 | 0 | 0 | 0 | 0 | 0 | 0 | 0 | 0 | 0 | 0 | 0 | 0 | 0 | 0 | 0 | 0 | 0 | 0 | 0 | 0 | 0 | 0 | 0 | 0 | 0 | 0 | 0 | 0 | 0 | 0 | 0 | 0 | 0 | 0 | 0 | 0 | 0 | 0 | 0 | 0 | 483109.4222 |  |  | 1 | [47 empty] | 1980-1989 | 1 | [7 empty] | 1980-1989 | 83.2
城镇化率 | Population (Billion) | Per capita area (m2/person） | 488440.4491 | 2004 | 30 | 11764.9145 | 2004 | 11373.5892 | 7417.1807 | 19338.6267 | 47358.3389 | 129413.2986 | 184335.8472 | 23239.4415 | 19252.9149 | 19416.7231 | 15529.5738 | 11764.9145 | 0 | 0 | 0 | 0 | 0 | 0 | 0 | 0 | 0 | 0 | 0 | 0 | 0 | 0 | 0 | 0 | 0 | 0 | 0 | 0 | 0 | 0 | 0 | 0 | 0 | 0 | 0 | 0 | 0 | 0 | 0 | 0 | 0 | 0 | 0 | 0 | 0 | 0 | 0 | 0 | 0 | 0 | 0 | 0 | 0 | 0 | 0 | 0 | 0 | 0 | 0 | 0 | 0 | 0 | 0 | 0 | 488440.4491 |  |  | 1 | [47 empty] | 1990-1999 | 1 | [7 empty] | 1990-1999 | 83.2
0.42607 | 0.14902 | 33.1743 | 494352.0139 | 2005 | 30 | 12425.7588 | 2005 | 9834.4515 | 6713.6196 | 18215.2528 | 45995.0685 | 128072.5947 | 183891.7001 | 23239.4415 | 19252.9149 | 19416.7231 | 15529.5738 | 11764.9145 | 12425.7588 | 0 | 0 | 0 | 0 | 0 | 0 | 0 | 0 | 0 | 0 | 0 | 0 | 0 | 0 | 0 | 0 | 0 | 0 | 0 | 0 | 0 | 0 | 0 | 0 | 0 | 0 | 0 | 0 | 0 | 0 | 0 | 0 | 0 | 0 | 0 | 0 | 0 | 0 | 0 | 0 | 0 | 0 | 0 | 0 | 0 | 0 | 0 | 0 | 0 | 0 | 0 | 0 | 0 | 0 | 0 | 494352.0139 |  |  | 1 |  |  |  | Building will not be demolished after reinforcing | [43 empty] | 2000 | 1 |  | 1 |  | 1 |  |  |  | 2000 | 83.2 |  | 83.2 |  | 83.2
0.45018 | 0.14685 | 34.2119 | 502404.7422 | 2006 | 30 | 14690.7461 | 2006 | 8462.8708 | 6050.391 | 17095.0324 | 44557.0028 | 126576.541 | 183367.4255 | 23214.8476 | 19252.9149 | 19416.7231 | 15529.5738 | 11764.9145 | 12425.7588 | 14690.7461 | 0 | 0 | 0 | 0 | 0 | 0 | 0 | 0 | 0 | 0 | 0 | 0 | 0 | 0 | 0 | 0 | 0 | 0 | 0 | 0 | 0 | 0 | 0 | 0 | 0 | 0 | 0 | 0 | 0 | 0 | 0 | 0 | 0 | 0 | 0 | 0 | 0 | 0 | 0 | 0 | 0 | 0 | 0 | 0 | 0 | 0 | 0 | 0 | 0 | 0 | 0 | 0 | 0 | 0 | 502404.7422 |  |  | 1 | [47 empty] | 2001 | 1 |  | 1 |  | 1 |  |  |  | 2001 | 83.2 |  | 83.2 |  | 83.2
0.45906 | 0.14594 | 35.1529 | 513012.8103 | 2007 | 30 | 17390.0379 | 2007 | 7247.459 | 5428.6879 | 15984.2197 | 43048.5431 | 124916.4962 | 182752.0375 | 23185.0729 | 19232.5399 | 19416.7231 | 15529.5738 | 11764.9145 | 12425.7588 | 14690.7461 | 17390.0379 | 0 | 0 | 0 | 0 | 0 | 0 | 0 | 0 | 0 | 0 | 0 | 0 | 0 | 0 | 0 | 0 | 0 | 0 | 0 | 0 | 0 | 0 | 0 | 0 | 0 | 0 | 0 | 0 | 0 | 0 | 0 | 0 | 0 | 0 | 0 | 0 | 0 | 0 | 0 | 0 | 0 | 0 | 0 | 0 | 0 | 0 | 0 | 0 | 0 | 0 | 0 | 0 | 0 | 513012.8103 |  |  | 1 |  |  |  | 10 | [43 empty] | 2002 | 1 |  | 1 |  | 1 |  |  |  | 2002 | 83.2 |  | 83.2 |  | 83.2
0.47173 | 0.14462 | 36.2883 | 524811.0469 | 2008 | 30 | 18748.5001 | 2008 | 6176.4729 | 4849.1778 | 14888.9112 | 41475.1149 | 123084.8119 | 182033.7514 | 23149.2282 | 19207.8728 | 19396.1747 | 15529.5738 | 11764.9145 | 12425.7588 | 14690.7461 | 17390.0379 | 18748.5001 | 0 | 0 | 0 | 0 | 0 | 0 | 0 | 0 | 0 | 0 | 0 | 0 | 0 | 0 | 0 | 0 | 0 | 0 | 0 | 0 | 0 | 0 | 0 | 0 | 0 | 0 | 0 | 0 | 0 | 0 | 0 | 0 | 0 | 0 | 0 | 0 | 0 | 0 | 0 | 0 | 0 | 0 | 0 | 0 | 0 | 0 | 0 | 0 | 0 | 0 | 0 | 0 | 524811.0469 |  |  | 1 | [47 empty] | 2003 | 1 |  | 1 |  | 1 |  |  |  | 2003 | 83.2 |  | 83.2 |  | 83.2
0.48193 | 0.14378 | 37.3365 | 536819.7248 | 2009 | 30 | 19147.5659 | 2009 | 5238.0417 | 4312.0258 | 13814.9459 | 39843.1216 | 121075.0727 | 181200.0622 | 23106.3179 | 19178.1769 | 19371.2977 | 15513.1392 | 11764.9145 | 12425.7588 | 14690.7461 | 17390.0379 | 18748.5001 | 19147.5659 | 0 | 0 | 0 | 0 | 0 | 0 | 0 | 0 | 0 | 0 | 0 | 0 | 0 | 0 | 0 | 0 | 0 | 0 | 0 | 0 | 0 | 0 | 0 | 0 | 0 | 0 | 0 | 0 | 0 | 0 | 0 | 0 | 0 | 0 | 0 | 0 | 0 | 0 | 0 | 0 | 0 | 0 | 0 | 0 | 0 | 0 | 0 | 0 | 0 | 0 | 0 | 536819.7248 |  |  | 1 | [47 empty] | 2004 | 1 |  | 1 |  | 1 |  |  |  | 2004 | 83.2 |  | 83.2 |  | 83.2
0.49867 | 0.13626 | 40.1322 | 546822.9491 | 2010 | 30 | 17350.2507 | 2010 | 4420.3694 | 3816.9272 | 12767.8117 | 38159.8738 | 118882.3334 | 180237.8539 | 23055.2372 | 19142.6275 | 19341.3492 | 15493.2425 | 11752.4639 | 12425.7588 | 14690.7461 | 17390.0379 | 18748.5001 | 19147.5659 | 17350.2507 | 0 | 0 | 0 | 0 | 0 | 0 | 0 | 0 | 0 | 0 | 0 | 0 | 0 | 0 | 0 | 0 | 0 | 0 | 0 | 0 | 0 | 0 | 0 | 0 | 0 | 0 | 0 | 0 | 0 | 0 | 0 | 0 | 0 | 0 | 0 | 0 | 0 | 0 | 0 | 0 | 0 | 0 | 0 | 0 | 0 | 0 | 0 | 0 | 0 | 0 | 546822.9491 |  |  | 1 | [47 empty] | 2005 | 1 |  | 1 |  | 1 |  |  |  | 2005 | 83.2 |  | 83.2 |  | 83.2
0.51135 | 0.13551 | 41.0702 | 556554.4587 | 2011 | 30 | 17321.1947 | 2011 | 3711.9111 | 3363.1482 | 11752.5625 | 36433.4954 | 116503.3437 | 179133.5406 | 22994.7715 | 19100.3093 | 19305.4973 | 15469.2895 | 11737.3906 | 12400.9037 | 14690.7461 | 17390.0379 | 18748.5001 | 19147.5659 | 17350.2507 | 17321.1947 | 0 | 0 | 0 | 0 | 0 | 0 | 0 | 0 | 0 | 0 | 0 | 0 | 0 | 0 | 0 | 0 | 0 | 0 | 0 | 0 | 0 | 0 | 0 | 0 | 0 | 0 | 0 | 0 | 0 | 0 | 0 | 0 | 0 | 0 | 0 | 0 | 0 | 0 | 0 | 0 | 0 | 0 | 0 | 0 | 0 | 0 | 0 | 0 | 0 | 556554.4587 |  |  | 1 | [47 empty] | 2006 | 1 |  | 1 |  | 1 |  |  |  | 2006 | 83.2 |  | 83.2 |  | 83.2
0.52699 | 0.13423 | 42.0386 | 564268.8546 | 2012 | 30 | 15576.4965 | 2012 | 3101.5208 | 2949.5722 | 10773.7462 | 34672.8084 | 113936.7547 | 177873.2414 | 22923.5976 | 19050.2159 | 19262.819 | 15440.615 | 11719.2443 | 12369.3129 | 14661.3603 | 17390.0379 | 18748.5001 | 19147.5659 | 17350.2507 | 17321.1947 | 15576.4965 | 0 | 0 | 0 | 0 | 0 | 0 | 0 | 0 | 0 | 0 | 0 | 0 | 0 | 0 | 0 | 0 | 0 | 0 | 0 | 0 | 0 | 0 | 0 | 0 | 0 | 0 | 0 | 0 | 0 | 0 | 0 | 0 | 0 | 0 | 0 | 0 | 0 | 0 | 0 | 0 | 0 | 0 | 0 | 0 | 0 | 0 | 0 | 0 | 564268.8546 |  |  | 1 | [47 empty] | 2007 | 1 |  | 1 |  | 1 |  |  |  | 2007 | 83.2 |  | 83.2 |  | 83.2
0.53672 | 0.13196 | 43.3775 | 572407.2928 | 2013 | 30 | 16304.4672 | 2013 | 2578.5719 | 2574.7507 | 9835.3462 | 32887.1986 | 111183.2974 | 176442.9869 | 22840.2891 | 18991.2514 | 19212.2995 | 15406.4808 | 11697.521 | 12329.5604 | 14624.0111 | 17355.2528 | 18748.5001 | 19147.5659 | 17350.2507 | 17321.1947 | 15576.4965 | 16304.4672 | 0 | 0 | 0 | 0 | 0 | 0 | 0 | 0 | 0 | 0 | 0 | 0 | 0 | 0 | 0 | 0 | 0 | 0 | 0 | 0 | 0 | 0 | 0 | 0 | 0 | 0 | 0 | 0 | 0 | 0 | 0 | 0 | 0 | 0 | 0 | 0 | 0 | 0 | 0 | 0 | 0 | 0 | 0 | 0 | 0 | 0 | 0 | 572407.2928 |  |  | 1 | [47 empty] | 2008 | 1 |  | 1 |  | 1 |  |  |  | 2008 | 83.2 |  | 83.2 |  | 83.2
0.54664 | 0.13025 | 44.5455 | 580194.8262 | 2014 | 30 | 16287.5416 | 2014 | 2133.0501 | 2236.9568 | 8940.7377 | 31086.4661 | 108245.9277 | 174828.9584 | 22743.3236 | 18922.2337 | 19152.8332 | 15366.075 | 11671.6615 | 12280.0347 | 14577.0124 | 17311.041 | 18710.9976 | 19147.5659 | 17350.2507 | 17321.1947 | 15576.4965 | 16304.4672 | 16287.5416 | 0 | 0 | 0 | 0 | 0 | 0 | 0 | 0 | 0 | 0 | 0 | 0 | 0 | 0 | 0 | 0 | 0 | 0 | 0 | 0 | 0 | 0 | 0 | 0 | 0 | 0 | 0 | 0 | 0 | 0 | 0 | 0 | 0 | 0 | 0 | 0 | 0 | 0 | 0 | 0 | 0 | 0 | 0 | 0 | 0 | 0 | 580194.8262 |  |  | 1 | [47 empty] | 2009 | 1 |  | 1 |  | 1 |  |  |  | 2009 | 83.2 |  | 83.2 |  | 83.2
0.55811 | 0.1273 | 46.0366 | 586066.6175 | 2015 | 30 | 14734.6004 | 2015 | 1755.6196 | 1934.2393 | 8092.6588 | 29280.6643 | 105129.9301 | 173017.7546 | 22631.0951 | 18841.9018 | 19083.2283 | 15318.5137 | 11641.0509 | 12218.9467 | 14518.4592 | 17255.4067 | 18663.3322 | 19109.2652 | 17350.2507 | 17321.1947 | 15576.4965 | 16304.4672 | 16287.5416 | 14734.6004 | 0 | 0 | 0 | 0 | 0 | 0 | 0 | 0 | 0 | 0 | 0 | 0 | 0 | 0 | 0 | 0 | 0 | 0 | 0 | 0 | 0 | 0 | 0 | 0 | 0 | 0 | 0 | 0 | 0 | 0 | 0 | 0 | 0 | 0 | 0 | 0 | 0 | 0 | 0 | 0 | 0 | 0 | 0 | 0 | 0 | 586066.6175 |  |  | 1 | [47 empty] | 2010 | 1 |  | 1 |  | 1 |  |  |  | 2010 | 83.2 |  | 83.2 |  | 83.2
0.56158 | 0.12499 | 47.321 | 591487.6564 | 2016 | 30 | 14671.3373 | 2016 | 1437.6664 | 1664.4769 | 7293.1969 | 27479.9318 | 101842.9745 | 170996.6832 | 22501.9294 | 18748.9251 | 19002.2129 | 15262.8434 | 11605.0193 | 12144.3461 | 14446.2359 | 17186.0949 | 18603.3519 | 19060.5852 | 17315.5452 | 17321.1947 | 15576.4965 | 16304.4672 | 16287.5416 | 14734.6004 | 14671.3373 | 0 | 0 | 0 | 0 | 0 | 0 | 0 | 0 | 0 | 0 | 0 | 0 | 0 | 0 | 0 | 0 | 0 | 0 | 0 | 0 | 0 | 0 | 0 | 0 | 0 | 0 | 0 | 0 | 0 | 0 | 0 | 0 | 0 | 0 | 0 | 0 | 0 | 0 | 0 | 0 | 0 | 0 | 0 | 0 | 591487.6564 |  |  | 1 | [47 empty] | 2011 | 1 |  | 1 |  | 1 |  |  |  | 2011 | 83.2 |  | 83.2 |  | 83.2
0.57158 | 0.12283 | 48.5018 | 595757.4288 | 2017 | 30 | 13934.8524 | 2017 | 1171.3195 | 1425.4298 | 6543.7902 | 25694.322 | 98395.1209 | 168754.0706 | 22354.1039 | 18641.9167 | 18908.4452 | 15198.0469 | 11562.8445 | 12054.1496 | 14358.037 | 17100.6013 | 18528.6256 | 18999.3282 | 17271.4345 | 17286.5473 | 15576.4965 | 16304.4672 | 16287.5416 | 14734.6004 | 14671.3373 | 13934.8524 | 0 | 0 | 0 | 0 | 0 | 0 | 0 | 0 | 0 | 0 | 0 | 0 | 0 | 0 | 0 | 0 | 0 | 0 | 0 | 0 | 0 | 0 | 0 | 0 | 0 | 0 | 0 | 0 | 0 | 0 | 0 | 0 | 0 | 0 | 0 | 0 | 0 | 0 | 0 | 0 | 0 | 0 | 0 | 595757.4288 |  |  | 1 | reinforcement rate |  | Retrofitting buildings (10E4 m2) | [44 empty] | 2012 | 1 |  | 1 |  | 1 |  |  |  | 2012 | 71.079 |  | 82.8654 |  | 82.8654
0.58138 | 0.12021 | 49.7642 | 598231.467 | 2018 | 30 | 12577.5209 | 2018 | 949.4536 | 1214.7883 | 5845.2434 | 23933.635 | 94798.7702 | 166279.584 | 22185.8714 | 18519.4494 | 18800.5263 | 15123.0511 | 11513.756 | 11946.1809 | 14251.3993 | 16996.1965 | 18436.4535 | 18923.0113 | 17215.9276 | 17242.5106 | 15545.339 | 16304.4672 | 16287.5416 | 14734.6004 | 14671.3373 | 13934.8524 | 12577.5209 | 0 | 0 | 0 | 0 | 0 | 0 | 0 | 0 | 0 | 0 | 0 | 0 | 0 | 0 | 0 | 0 | 0 | 0 | 0 | 0 | 0 | 0 | 0 | 0 | 0 | 0 | 0 | 0 | 0 | 0 | 0 | 0 | 0 | 0 | 0 | 0 | 0 | 0 | 0 | 0 | 0 | 0 | 598231.467 |  |  | 1 | 0 |  | 0 | 0 | 0 | 0 | 0 | 0 | 0 | 0 | 0 | 0 | 0 | 0 | 0 | 0 | 0 | 0 | 0 | 0 | 0 | 0 | 0 | 0 | 0 | 0 | 0 | 0 | 0 | 0 | 0 | 0 | 0 | 0 | 0 | 0 | 0 | 0 | 0 | 0 | 0 | 0 | 0 | 0 | 0 | 0 |  | 2013 | 1 |  | 1 |  | 1 |  |  |  | 2013 | 71.079 |  | 82.5249 |  | 82.5249
59.1% | 0.11779 | 50.6785 | 596917.2715 | 2019 | 30 | 9254.9681 | 2019 | 765.6765 | 1030.2177 | 5197.7554 | 22207.2566 | 91068.5585 | 163564.557 | 21995.4881 | 18380.0757 | 18677.017 | 15036.7372 | 11456.9405 | 11818.2232 | 14123.7499 | 16869.9651 | 18323.8929 | 18828.8773 | 17146.7743 | 17187.0965 | 15505.7379 | 16271.8535 | 16287.5416 | 14734.6004 | 14671.3373 | 13934.8524 | 12577.5209 | 9254.9681 | 0 | 0 | 0 | 0 | 0 | 0 | 0 | 0 | 0 | 0 | 0 | 0 | 0 | 0 | 0 | 0 | 0 | 0 | 0 | 0 | 0 | 0 | 0 | 0 | 0 | 0 | 0 | 0 | 0 | 0 | 0 | 0 | 0 | 0 | 0 | 0 | 0 | 0 | 0 | 0 | 0 | 596917.2715 |  |  | 1 | 0 |  | 0 | 0 | 0 | 0 | 0 | 0 | 0 | 0 | 0 | 0 | 0 | 0 | 0 | 0 | 0 | 0 | 0 | 0 | 0 | 0 | 0 | 0 | 0 | 0 | 0 | 0 | 0 | 0 | 0 | 0 | 0 | 0 | 0 | 0 | 0 | 0 | 0 | 0 | 0 | 0 | 0 | 0 | 0 | 0 |  | 2014 | 1 |  | 1 |  | 1 |  |  |  | 2014 | 71.079 |  | 82.1937 |  | 82.1937
60.04% | 0.1143 | 52.3947 | 598888.322 | 2020 | 35 | 13031.373 | 2020 | 614.3027 | 869.398 | 4600.9591 | 20524.0088 | 87221.1955 | 160602.3086 | 21781.2456 | 18222.3511 | 18536.4575 | 14937.9539 | 11391.5507 | 11668.0835 | 13972.4679 | 16718.8614 | 18187.8007 | 18713.9209 | 17061.4763 | 17118.059 | 15455.9055 | 16230.4016 | 16254.9618 | 14734.6004 | 14671.3373 | 13934.8524 | 12577.5209 | 9254.9681 | 13031.373 | 0 | 0 | 0 | 0 | 0 | 0 | 0 | 0 | 0 | 0 | 0 | 0 | 0 | 0 | 0 | 0 | 0 | 0 | 0 | 0 | 0 | 0 | 0 | 0 | 0 | 0 | 0 | 0 | 0 | 0 | 0 | 0 | 0 | 0 | 0 | 0 | 0 | 0 | 0 | 0 | 585856.949 | 1 |  | 1 | 0 |  | 0 | 0 | 0 | 0 | 0 | 0 | 0 | 0 | 0 | 0 | 0 | 0 | 0 | 0 | 0 | 0 | 0 | 0 | 0 | 0 | 0 | 0 | 0 | 0 | 0 | 0 | 0 | 0 | 0 | 0 | 0 | 0 | 0 | 0 | 0 | 0 | 0 | 0 | 0 | 0 | 0 | 0 | 0 | 0 |  | 2015 | 1 |  | 1 |  | 1 |  |  |  | 2015 | 71.079 |  | 81.899 |  | 81.899
60.95% | 0.11229 | 53.4344 | 600036.6253 | 2021 | 35 | 12258.3966 | 2021 | 470.7053 | 700.8561 | 3891.8109 | 18136.3349 | 79944.2399 | 151092.9103 | 20679.8451 | 17323.0656 | 17642.2953 | 14232.5125 | 10864.0458 | 11033.9211 | 13243.1621 | 15878.1914 | 17303.8974 | 17831.9346 | 16279.018 | 16351.5877 | 15393.8219 | 16178.2403 | 16213.5529 | 14705.1269 | 14671.3373 | 13934.8524 | 12577.5209 | 9254.9681 | 13031.373 | 12258.3966 | 0 | 0 | 0 | 0 | 0 | 0 | 0 | 0 | 0 | 0 | 0 | 0 | 0 | 0 | 0 | 0 | 0 | 0 | 0 | 0 | 0 | 0 | 0 | 0 | 0 | 0 | 0 | 0 | 0 | 0 | 0 | 0 | 0 | 0 | 0 | 0 | 0 | 0 | 0 | 568861.1276 | 1 |  | 1 | 0.04 |  | 462.9206 | 0 | 0 | 0 | 462.9206 | 0 | 0 | 0 | 0 | 0 | 0 | 0 | 0 | 0 | 0 | 0 | 0 | 0 | 0 | 0 | 0 | 0 | 0 | 0 | 0 | 0 | 0 | 0 | 0 | 0 | 0 | 0 | 0 | 0 | 0 | 0 | 0 | 0 | 0 | 0 | 0 | 0 | 0 | 0 |  | 2016 | 1 |  | 1 |  | 1 |  |  |  | 2016 | 71.079 |  | 81.6103 |  | 81.6103
61.85% | 0.11033 | 54.412 | 600332.2453 | 2022 | 35 | 11464.5497 | 2022 | 358.8122 | 562.1824 | 3276.6948 | 15960.8101 | 73037.6164 | 141853.7348 | 19606.7975 | 16447.0995 | 16771.636 | 13545.9641 | 10350.9938 | 10407.6891 | 12523.3939 | 15049.4145 | 16433.8102 | 16965.3259 | 15511.7886 | 15601.6857 | 14704.5544 | 16113.2552 | 16161.4458 | 14667.6662 | 14641.9903 | 13934.8524 | 12577.5209 | 9254.9681 | 13031.373 | 12258.3966 | 11464.5497 | 0 | 0 | 0 | 0 | 0 | 0 | 0 | 0 | 0 | 0 | 0 | 0 | 0 | 0 | 0 | 0 | 0 | 0 | 0 | 0 | 0 | 0 | 0 | 0 | 0 | 0 | 0 | 0 | 0 | 0 | 0 | 0 | 0 | 0 | 0 | 0 | 0 | 0 | 551611.4722 | 1 |  | 1 | 0.04 |  | 465.3721 | 0 | 0 | 0 | 462.9206 | 465.3721 | 0 | 0 | 0 | 0 | 0 | 0 | 0 | 0 | 0 | 0 | 0 | 0 | 0 | 0 | 0 | 0 | 0 | 0 | 0 | 0 | 0 | 0 | 0 | 0 | 0 | 0 | 0 | 0 | 0 | 0 | 0 | 0 | 0 | 0 | 0 | 0 | 0 | 0 |  | 2017 | 1 |  | 1 |  | 1 |  |  |  | 2017 | 71.079 |  | 81.3382 |  | 81.3382 | Envolop cost
62.72% | 0.10841 | 55.3298 | 599849.8542 | 2023 | 35 | 10743.6828 | 2023 | 272.1009 | 448.6968 | 2745.8916 | 13987.7891 | 66505.2125 | 132888.5957 | 18561.3697 | 15593.683 | 15923.5537 | 12877.4615 | 9851.6822 | 9789.284 | 11812.6267 | 14231.4762 | 15576.0323 | 16112.263 | 14757.936 | 14866.379 | 14030.1872 | 15391.7746 | 16096.5282 | 14620.5272 | 14604.6905 | 13906.9786 | 12577.5209 | 9254.9681 | 13031.373 | 12258.3966 | 11464.5497 | 10743.6828 | 0 | 0 | 0 | 0 | 0 | 0 | 0 | 0 | 0 | 0 | 0 | 0 | 0 | 0 | 0 | 0 | 0 | 0 | 0 | 0 | 0 | 0 | 0 | 0 | 0 | 0 | 0 | 0 | 0 | 0 | 0 | 0 | 0 | 0 | 0 | 0 | 0 | 534039.5284 | 1 |  | 1 | 0.04 |  | 467.7531 | 0 | 0 | 0 | 462.9206 | 465.3721 | 467.7531 | 0 | 0 | 0 | 0 | 0 | 0 | 0 | 0 | 0 | 0 | 0 | 0 | 0 | 0 | 0 | 0 | 0 | 0 | 0 | 0 | 0 | 0 | 0 | 0 | 0 | 0 | 0 | 0 | 0 | 0 | 0 | 0 | 0 | 0 | 0 | 0 | 0 |  | 2018 | 1 | 1 | 1 |  | 1 |  |  |  | 2018 | 71.079 | 83.1626 | 81.0917 | #DIV/0! | 81.0917 | Price of building envolope | Envolope investment for new buildings | Envolope investment for retrofitting buildings
63.57% | 0.10654 | 56.19 | 598660.5722 | 2024 | 35 | 10088.4714 | 2024 | 205.2727 | 356.3248 | 2290.219 | 12206.8613 | 60349.1826 | 124202.6786 | 17543.0599 | 14762.2331 | 15097.3033 | 12226.2939 | 9365.4949 | 9178.9848 | 11110.7428 | 13423.7665 | 14729.4722 | 15271.2686 | 14015.8666 | 14143.8924 | 13368.945 | 14685.8907 | 15375.7965 | 14561.7992 | 14557.7539 | 13871.5512 | 12552.3621 | 9254.9681 | 13031.373 | 12258.3966 | 11464.5497 | 10743.6828 | 10088.4714 | 0 | 0 | 0 | 0 | 0 | 0 | 0 | 0 | 0 | 0 | 0 | 0 | 0 | 0 | 0 | 0 | 0 | 0 | 0 | 0 | 0 | 0 | 0 | 0 | 0 | 0 | 0 | 0 | 0 | 0 | 0 | 0 | 0 | 0 | 0 | 0 | 516205.9869 | 1 |  | 1 | 0.04 |  | 469.9064 | 0 | 0 | 0 | 462.9206 | 465.3721 | 467.7531 | 469.9064 | 0 | 0 | 0 | 0 | 0 | 0 | 0 | 0 | 0 | 0 | 0 | 0 | 0 | 0 | 0 | 0 | 0 | 0 | 0 | 0 | 0 | 0 | 0 | 0 | 0 | 0 | 0 | 0 | 0 | 0 | 0 | 0 | 0 | 0 | 0 | 0 |  | 2019 | 1 | 1 | 1 |  | 1 |  |  |  | 2019 | 71.079 | 83.1172 | 80.9006 | #DIV/0! | 80.9006 | CNY/m2 | billion CNY | billion CNY
64.39% | 0.10472 | 56.9947 | 596832.0828 | 2025 | 35 | 9488.7868 | 2025 | 154.0511 | 281.5442 | 1901.082 | 10607.0134 | 54569.7791 | 115802.2517 | 16551.5895 | 13952.3507 | 14292.3202 | 11591.889 | 8891.915 | 8577.4521 | 10418.0591 | 12626.1518 | 13893.4986 | 14441.2725 | 13284.2956 | 13432.6989 | 12719.2318 | 13993.7453 | 14670.6454 | 13909.786 | 14499.278 | 13826.9708 | 12520.3855 | 9236.4554 | 13031.373 | 12258.3966 | 11464.5497 | 10743.6828 | 10088.4714 | 9488.7868 | 0 | 0 | 0 | 0 | 0 | 0 | 0 | 0 | 0 | 0 | 0 | 0 | 0 | 0 | 0 | 0 | 0 | 0 | 0 | 0 | 0 | 0 | 0 | 0 | 0 | 0 | 0 | 0 | 0 | 0 | 0 | 0 | 0 | 0 | 0 | 498232.1862 | 1 |  | 1 | 0.04 |  | 471.5532 | 0 | 0 | 0 | 462.9206 | 465.3721 | 467.7531 | 469.9064 | 471.5532 | 0 | 0 | 0 | 0 | 0 | 0 | 0 | 0 | 0 | 0 | 0 | 0 | 0 | 0 | 0 | 0 | 0 | 0 | 0 | 0 | 0 | 0 | 0 | 0 | 0 | 0 | 0 | 0 | 0 | 0 | 0 | 0 | 0 | 0 | 0 |  | 2020 | 1 | 1 | 1 | #DIV/0! | 1 |  |  |  | 2020 | 71.079 | 83.0643 | 80.6469 | #DIV/0! | 80.6469 | 137.5 | 17.9181 | 0
65.19% | 0.10294 | 57.746 | 594428.7456 | 2026 | 35 | 8943.7257 | 2026 | 115.0072 | 221.3327 | 1570.5062 | 9176.7956 | 49165.239 | 107694.3542 | 15586.8916 | 13163.8142 | 13508.218 | 10973.8134 | 8430.5263 | 7985.7131 | 9735.3253 | 11838.9919 | 13067.9733 | 13621.6557 | 12562.2918 | 12731.5668 | 12079.6741 | 13313.6676 | 13979.2185 | 13271.8677 | 13850.0642 | 13771.4303 | 12480.1475 | 9212.9259 | 13013.0284 | 12258.3966 | 11464.5497 | 10743.6828 | 10088.4714 | 9488.7868 | 8943.7257 | 0 | 0 | 0 | 0 | 0 | 0 | 0 | 0 | 0 | 0 | 0 | 0 | 0 | 0 | 0 | 0 | 0 | 0 | 0 | 0 | 0 | 0 | 0 | 0 | 0 | 0 | 0 | 0 | 0 | 0 | 0 | 0 | 0 | 0 | 480165.9281 | 1 |  | 1 | 0.04 |  | 472.7943 | 0 | 0 | 0 | 462.9206 | 465.3721 | 467.7531 | 469.9064 | 471.5532 | 472.7943 | 0 | 0 | 0 | 0 | 0 | 0 | 0 | 0 | 0 | 0 | 0 | 0 | 0 | 0 | 0 | 0 | 0 | 0 | 0 | 0 | 0 | 0 | 0 | 0 | 0 | 0 | 0 | 0 | 0 | 0 | 0 | 0 | 0 | 0 |  | 2021 | 1 | 1 | 1 | 1 | 1 |  |  |  | 2021 | 56.2294 | 83.0061 | 80.0038 | 83.0061 | 80.0062 | 151.25 | 18.5408 | 0
65.97% | 0.10121 | 58.4462 | 591511.7103 | 2027 | 35 | 8445.8423 | 2027 | 85.4095 | 173.1147 | 1291.1567 | 7904.4876 | 44131.7246 | 99886.4683 | 14649.0945 | 12396.5705 | 12744.7823 | 10371.7704 | 7981.0135 | 7405.13 | 9063.7073 | 11063.1392 | 12253.2687 | 12812.2828 | 11849.3169 | 12039.6039 | 11449.1644 | 12644.22 | 13299.8468 | 12646.3652 | 13214.8848 | 13154.8063 | 12430.017 | 9183.3174 | 12990.3308 | 12241.1402 | 11464.5497 | 10743.6828 | 10088.4714 | 9488.7868 | 8943.7257 | 8445.8423 | 0 | 0 | 0 | 0 | 0 | 0 | 0 | 0 | 0 | 0 | 0 | 0 | 0 | 0 | 0 | 0 | 0 | 0 | 0 | 0 | 0 | 0 | 0 | 0 | 0 | 0 | 0 | 0 | 0 | 0 | 0 | 0 | 0 | 462085.3509 | 1 |  | 1 | 0.04 |  | 473.4532 | 0 | 0 | 0 | 462.9206 | 465.3721 | 467.7531 | 469.9064 | 471.5532 | 472.7943 | 473.4532 | 0 | 0 | 0 | 0 | 0 | 0 | 0 | 0 | 0 | 0 | 0 | 0 | 0 | 0 | 0 | 0 | 0 | 0 | 0 | 0 | 0 | 0 | 0 | 0 | 0 | 0 | 0 | 0 | 0 | 0 | 0 | 0 | 0 |  | 2022 | 1 | 1 | 1 | 1 | 1 |  |  |  | 2022 | 56.2294 | 82.9286 | 79.371 | 82.9673 | 79.3769 | 151.25 | 17.3401 | 0
66.72% | 0.099521 | 59.0972 | 588139.0279 | 2028 | 35 | 7988.9217 | 2028 | 63.0963 | 134.7112 | 1056.343 | 6778.2595 | 39463.3213 | 92386.1844 | 13738.5012 | 11650.7215 | 12001.9616 | 9785.5954 | 7543.1608 | 6837.3537 | 8404.751 | 10299.9183 | 11450.267 | 12013.5189 | 11145.253 | 11356.2942 | 10826.9003 | 11984.2433 | 12631.0942 | 12031.7684 | 12592.0679 | 12551.5123 | 11873.4556 | 9146.4297 | 12962.4524 | 12219.7889 | 11448.4109 | 10743.6828 | 10088.4714 | 9488.7868 | 8943.7257 | 8445.8423 | 7988.9217 | 0 | 0 | 0 | 0 | 0 | 0 | 0 | 0 | 0 | 0 | 0 | 0 | 0 | 0 | 0 | 0 | 0 | 0 | 0 | 0 | 0 | 0 | 0 | 0 | 0 | 0 | 0 | 0 | 0 | 0 | 0 | 0 | 444087.8449 | 1 |  | 1 | 0.04 |  | 473.4002 | 0 | 0 | 0 | 462.9206 | 465.3721 | 467.7531 | 469.9064 | 471.5532 | 472.7943 | 473.4532 | 473.4002 | 0 | 0 | 0 | 0 | 0 | 0 | 0 | 0 | 0 | 0 | 0 | 0 | 0 | 0 | 0 | 0 | 0 | 0 | 0 | 0 | 0 | 0 | 0 | 0 | 0 | 0 | 0 | 0 | 0 | 0 | 0 | 0 |  | 2023 | 1 | 1 | 1 | 1 | 1 |  |  |  | 2023 | 56.2294 | 82.8402 | 78.7456 | 82.9247 | 78.7562 | 151.25 | 16.2498 | 0
67.45% | 0.097882 | 59.7012 | 584365.7617 | 2029 | 35 | 7567.0968 | 2029 | 46.3673 | 104.2909 | 860.0122 | 5786.3229 | 35152.087 | 85200.8687 | 12855.565 | 10926.5081 | 11279.8545 | 9215.2488 | 7116.8486 | 6284.2641 | 7760.3304 | 9551.0862 | 10660.339 | 11226.2288 | 10450.4177 | 10681.5248 | 10212.4178 | 11332.8976 | 11971.8026 | 11426.7782 | 11980.1099 | 11959.96 | 11328.9257 | 8736.8928 | 12928.4614 | 12193.5642 | 11428.4422 | 10728.5587 | 10088.4714 | 9488.7868 | 8943.7257 | 8445.8423 | 7988.9217 | 7567.0968 | 0 | 0 | 0 | 0 | 0 | 0 | 0 | 0 | 0 | 0 | 0 | 0 | 0 | 0 | 0 | 0 | 0 | 0 | 0 | 0 | 0 | 0 | 0 | 0 | 0 | 0 | 0 | 0 | 0 | 0 | 0 | 426342.724 | 1 |  | 1 | 0.04 |  | 472.5151 | 0 | 0 | 0 | 462.9206 | 465.3721 | 467.7531 | 469.9064 | 471.5532 | 472.7943 | 473.4532 | 473.4002 | 472.5151 | 0 | 0 | 0 | 0 | 0 | 0 | 0 | 0 | 0 | 0 | 0 | 0 | 0 | 0 | 0 | 0 | 0 | 0 | 0 | 0 | 0 | 0 | 0 | 0 | 0 | 0 | 0 | 0 | 0 | 0 | 0 |  | 2024 | 1 | 1 | 1 | 1 | 1 |  |  |  | 2024 | 56.2294 | 82.7414 | 78.124 | 82.8785 | 78.1408 | 151.25 | 15.2588 | 0
68.16% | 0.09629 | 60.2602 | 580244.0978 | 2030 | 35 | 7175.1775 | 2030 | 33.8942 | 80.3258 | 696.7315 | 4917.0704 | 31188.151 | 78337.3414 | 12000.8628 | 10224.2911 | 10578.6944 | 8660.8064 | 6702.0481 | 5747.8985 | 7132.579 | 8818.7721 | 9885.3033 | 10451.7567 | 9765.5634 | 10015.6 | 9605.6153 | 10689.6972 | 11321.133 | 10830.347 | 11377.7172 | 11378.7216 | 10794.9939 | 8336.2092 | 12371.8278 | 12161.5894 | 11403.9159 | 10709.8457 | 10074.2697 | 9488.7868 | 8943.7257 | 8445.8423 | 7988.9217 | 7567.0968 | 7175.1775 | 0 | 0 | 0 | 0 | 0 | 0 | 0 | 0 | 0 | 0 | 0 | 0 | 0 | 0 | 0 | 0 | 0 | 0 | 0 | 0 | 0 | 0 | 0 | 0 | 0 | 0 | 0 | 0 | 0 | 0 | 408727.9463 | 1 |  | 1 | 0.04 |  | 470.7017 | 0 | 0 | 0 | 462.9206 | 465.3721 | 467.7531 | 469.9064 | 471.5532 | 472.7943 | 473.4532 | 473.4002 | 472.5151 | 470.7017 | 0 | 0 | 0 | 0 | 0 | 0 | 0 | 0 | 0 | 0 | 0 | 0 | 0 | 0 | 0 | 0 | 0 | 0 | 0 | 0 | 0 | 0 | 0 | 0 | 0 | 0 | 0 | 0 | 0 | 0 |  | 2025 | 1 | 1 | 1 | 1 | 1 |  |  |  | 2025 | 56.2294 | 82.6359 | 77.5023 | 82.8296 | 77.5268 | 151.25 | 14.3518 | 0
68.85% | 0.094745 | 60.7762 | 575823.453 | 2031 | 35 | 6807.9319 | 2031 | 24.6457 | 61.5491 | 561.6628 | 4159.1998 | 27559.8571 | 71801.575 | 11175.0642 | 9544.5292 | 9898.8304 | 8122.4473 | 6298.8143 | 5230.3717 | 6523.8093 | 8105.4009 | 9127.3637 | 9691.8855 | 9091.8593 | 9359.2409 | 9006.7666 | 10054.5357 | 10678.6003 | 10241.7157 | 10783.8468 | 10806.5684 | 10270.3713 | 7943.324 | 11831.3999 | 11637.9734 | 11374.0117 | 10686.8614 | 10056.6979 | 9475.4293 | 8943.7257 | 8445.8423 | 7988.9217 | 7567.0968 | 7175.1775 | 6807.9319 | 0 | 0 | 0 | 0 | 0 | 0 | 0 | 0 | 0 | 0 | 0 | 0 | 0 | 0 | 0 | 0 | 0 | 0 | 0 | 0 | 0 | 0 | 0 | 0 | 0 | 0 | 0 | 0 | 0 | 391306.9727 | 1 |  | 1 | 0.04 |  | 467.8574 | 0 | 0 | 0 | 462.9206 | 465.3721 | 467.7531 | 469.9064 | 471.5532 | 472.7943 | 473.4532 | 473.4002 | 472.5151 | 470.7017 | 467.8574 | 0 | 0 | 0 | 0 | 0 | 0 | 0 | 0 | 0 | 0 | 0 | 0 | 0 | 0 | 0 | 0 | 0 | 0 | 0 | 0 | 0 | 0 | 0 | 0 | 0 | 0 | 0 | 0 | 0 |  | 2026 | 1 | 1 | 1 | 1 | 1 |  |  |  | 2026 | 56.2294 | 82.5178 | 76.8775 | 82.7771 | 76.9112 | 151.25 | 13.5274 | 0
69.51% | 0.093247 | 61.2513 | 571150.584 | 2032 | 35 | 6462.2857 | 2032 | 17.826 | 46.918 | 450.5303 | 3501.8219 | 24253.9437 | 65598.4209 | 10378.8995 | 8887.7548 | 9240.7067 | 7600.4397 | 5907.2776 | 4733.792 | 5936.4214 | 7413.6002 | 8389.0298 | 8948.7759 | 8430.8563 | 8713.5681 | 8416.5201 | 9427.6997 | 10044.0981 | 9660.4455 | 10197.7428 | 10242.5096 | 9753.949 | 7557.2889 | 11305.984 | 11129.6018 | 10884.3048 | 10658.8376 | 10035.1154 | 9458.902 | 8931.1354 | 8445.8423 | 7988.9217 | 7567.0968 | 7175.1775 | 6807.9319 | 6462.2857 | 0 | 0 | 0 | 0 | 0 | 0 | 0 | 0 | 0 | 0 | 0 | 0 | 0 | 0 | 0 | 0 | 0 | 0 | 0 | 0 | 0 | 0 | 0 | 0 | 0 | 0 | 0 | 0 | 374139.6877 | 1 |  | 1 | 0.04 |  | 463.8908 | 0 | 0 | 0 | 461.145 | 465.3721 | 467.7531 | 469.9064 | 471.5532 | 472.7943 | 473.4532 | 473.4002 | 472.5151 | 470.7017 | 467.8574 | 463.8908 | 0 | 0 | 0 | 0 | 0 | 0 | 0 | 0 | 0 | 0 | 0 | 0 | 0 | 0 | 0 | 0 | 0 | 0 | 0 | 0 | 0 | 0 | 0 | 0 | 0 | 0 | 0 | 0 |  | 2027 | 1 | 1 | 1 | 1 | 1 |  |  |  | 2027 | 56.2294 | 82.3667 | 76.2467 | 82.7179 | 76.2916 | 151.25 | 12.7743 | 0
70.15% | 0.091797 | 61.6873 | 566269.6931 | 2033 | 35 | 6132.4762 | 2033 | 12.825 | 35.5797 | 359.5836 | 2934.5495 | 21255.7538 | 59731.3704 | 9613.127 | 8254.5489 | 8604.8388 | 7095.1245 | 5527.6329 | 4260.1756 | 5372.8082 | 6746.0978 | 7673.0212 | 8224.8884 | 7784.4341 | 8080.0679 | 7835.8834 | 8809.8678 | 9417.9128 | 9086.4402 | 9618.9683 | 9685.8274 | 9244.8327 | 7177.2878 | 10794.459 | 10635.3518 | 10408.8551 | 10199.9225 | 10008.8006 | 9438.6024 | 8915.5575 | 8433.9529 | 7988.9217 | 7567.0968 | 7175.1775 | 6807.9319 | 6462.2857 | 6132.4762 | 0 | 0 | 0 | 0 | 0 | 0 | 0 | 0 | 0 | 0 | 0 | 0 | 0 | 0 | 0 | 0 | 0 | 0 | 0 | 0 | 0 | 0 | 0 | 0 | 0 | 0 | 0 | 357280.3631 | 1 |  | 1 | 0.04 |  | 458.7277 | 0 | 0 | 0 | 459.0273 | 463.5871 | 467.7531 | 469.9064 | 471.5532 | 472.7943 | 473.4532 | 473.4002 | 472.5151 | 470.7017 | 467.8574 | 463.8908 | 458.7277 | 0 | 0 | 0 | 0 | 0 | 0 | 0 | 0 | 0 | 0 | 0 | 0 | 0 | 0 | 0 | 0 | 0 | 0 | 0 | 0 | 0 | 0 | 0 | 0 | 0 | 0 | 0 |  | 2028 | 1 | 1 | 1 | 1 | 1 |  |  |  | 2028 | 56.2294 | 82.2004 | 75.6068 | 82.6527 | 75.6649 | 151.25 | 12.0832 | 0
70.77% | 0.090394 | 62.0862 | 561222.5349 | 2034 | 35 | 5814.8085 | 2034 | 9.1781 | 26.8413 | 285.557 | 2447.5697 | 18549.4675 | 54202.3587 | 8878.4989 | 7645.5146 | 7991.7893 | 6606.8976 | 5160.1282 | 3811.3663 | 4835.2582 | 6105.6126 | 6982.1611 | 7522.8894 | 7154.7329 | 7460.5418 | 7266.1933 | 8202.095 | 8800.7223 | 8519.9587 | 9047.4275 | 9136.1067 | 8742.3744 | 6802.6626 | 10295.7886 | 10154.1687 | 9946.6124 | 9754.368 | 9577.8727 | 9413.8518 | 8896.424 | 8419.2422 | 7977.6756 | 7567.0968 | 7175.1775 | 6807.9319 | 6462.2857 | 6132.4762 | 5814.8085 | 0 | 0 | 0 | 0 | 0 | 0 | 0 | 0 | 0 | 0 | 0 | 0 | 0 | 0 | 0 | 0 | 0 | 0 | 0 | 0 | 0 | 0 | 0 | 0 | 0 | 0 | 340774.8758 | 1 |  | 1 | 0.04 |  | 452.314 | 0 | 0 | 0 | 456.52 | 461.4582 | 465.959 | 469.9064 | 471.5532 | 472.7943 | 473.4532 | 473.4002 | 472.5151 | 470.7017 | 467.8574 | 463.8908 | 458.7277 | 452.314 | 0 | 0 | 0 | 0 | 0 | 0 | 0 | 0 | 0 | 0 | 0 | 0 | 0 | 0 | 0 | 0 | 0 | 0 | 0 | 0 | 0 | 0 | 0 | 0 | 0 | 0 |  | 2029 | 1 | 1 | 1 | 1 | 1 |  |  |  | 2029 | 56.2294 | 82.0181 | 74.9543 | 82.5818 | 75.0279 | 151.25 | 11.4452 | 0
71.36% | 0.089039 | 62.45 | 556048.5207 | 2035 | 35 | 5506.2645 | 2035 | 6.5333 | 20.1436 | 225.6283 | 2031.6969 | 16118.3489 | 49011.6123 | 8175.7285 | 7061.2499 | 7402.1417 | 6136.1908 | 4805.0515 | 3388.9616 | 4325.8639 | 5494.7454 | 6319.2637 | 6845.5468 | 6544.0723 | 6857.0411 | 6709.0697 | 7605.7803 | 8193.5805 | 7961.6145 | 8483.3782 | 8593.2566 | 8246.1995 | 6432.9367 | 9809.035 | 9685.0777 | 9496.5904 | 9321.1902 | 9159.4907 | 9008.5394 | 8873.0952 | 8401.1738 | 7963.7607 | 7556.4444 | 7175.1775 | 6807.9319 | 6462.2857 | 6132.4762 | 5814.8085 | 5506.2645 | 0 | 0 | 0 | 0 | 0 | 0 | 0 | 0 | 0 | 0 | 0 | 0 | 0 | 0 | 0 | 0 | 0 | 0 | 0 | 0 | 0 | 0 | 0 | 0 | 0 | 324662.7141 | 1 |  | 1 | 0.04 |  | 444.6195 | 0 | 0 | 0 | 453.5731 | 458.9376 | 463.8192 | 468.104 | 471.5532 | 472.7943 | 473.4532 | 473.4002 | 472.5151 | 470.7017 | 467.8574 | 463.8908 | 458.7277 | 452.314 | 444.6195 | 0 | 0 | 0 | 0 | 0 | 0 | 0 | 0 | 0 | 0 | 0 | 0 | 0 | 0 | 0 | 0 | 0 | 0 | 0 | 0 | 0 | 0 | 0 | 0 | 0 |  | 2030 | 1 | 1 | 1 | 1 | 1 |  |  |  | 2030 | 50.9357 | 81.8182 | 74.1972 | 82.5054 | 74.29 | 165 | 11.839 | 0
71.93% | 0.087732 | 62.7804 | 550784.8228 | 2036 | 35 | 5204.566 | 2036 | 4.6258 | 15.0383 | 177.375 | 1678.4087 | 13944.9992 | 44157.5478 | 7505.4595 | 6502.3224 | 6836.4755 | 5683.4525 | 4462.7168 | 2994.2511 | 3846.4387 | 4915.8742 | 5687.0207 | 6195.6198 | 5954.86 | 6271.7886 | 6166.3573 | 7022.6194 | 7597.8848 | 7412.3608 | 7927.4312 | 8057.522 | 7756.226 | 6067.8343 | 9333.3713 | 9227.1967 | 9057.8775 | 8899.4647 | 8752.7306 | 8615.0271 | 8491.0649 | 8379.1437 | 7946.6698 | 7543.2643 | 7165.0768 | 6807.9319 | 6462.2857 | 6132.4762 | 5814.8085 | 5506.2645 | 5204.566 | 0 | 0 | 0 | 0 | 0 | 0 | 0 | 0 | 0 | 0 | 0 | 0 | 0 | 0 | 0 | 0 | 0 | 0 | 0 | 0 | 0 | 0 | 0 | 0 | 308977.1648 | 1 |  | 1 | 0.04 |  | 435.6405 | 0 | 0 | 0 | 450.1349 | 455.9751 | 461.2857 | 465.9544 | 469.7445 | 472.7943 | 473.4532 | 473.4002 | 472.5151 | 470.7017 | 467.8574 | 463.8908 | 458.7277 | 452.314 | 444.6195 | 435.6405 | 0 | 0 | 0 | 0 | 0 | 0 | 0 | 0 | 0 | 0 | 0 | 0 | 0 | 0 | 0 | 0 | 0 | 0 | 0 | 0 | 0 | 0 | 0 | 0 |  | 2031 | 1 | 1 | 1 | 1 | 1 |  |  |  | 2031 | 50.9357 | 81.5996 | 73.4393 | 82.4234 | 73.5544 | 165 | 11.2331 | 0
72.49% | 0.086473 | 63.0795 | 545466.4768 | 2037 | 35 | 4908.2143 | 2037 | 3.2578 | 11.1681 | 138.7334 | 1379.8663 | 12011.6083 | 39636.7185 | 6868.2363 | 5969.2439 | 6295.3398 | 5249.1272 | 4133.4501 | 2628.1686 | 3398.4461 | 4371.0596 | 5087.8933 | 5575.7474 | 5389.4962 | 5707.0921 | 5640.0551 | 6454.5433 | 7015.3293 | 6873.4619 | 7380.5357 | 7529.483 | 7272.6749 | 5707.2952 | 8868.0943 | 8779.7477 | 8629.6486 | 8488.3371 | 8356.7243 | 8232.4458 | 8120.157 | 8018.3805 | 7925.8315 | 7527.0758 | 7152.5793 | 6798.3483 | 6462.2857 | 6132.4762 | 5814.8085 | 5506.2645 | 5204.566 | 4908.2143 | 0 | 0 | 0 | 0 | 0 | 0 | 0 | 0 | 0 | 0 | 0 | 0 | 0 | 0 | 0 | 0 | 0 | 0 | 0 | 0 | 0 | 0 | 0 | 293745.8026 | 1 |  | 1 | 0.04 |  | 425.4012 | 0 | 0 | 0 | 446.1529 | 452.5187 | 458.308 | 463.4092 | 467.5873 | 470.9809 | 473.4532 | 473.4002 | 472.5151 | 470.7017 | 467.8574 | 463.8908 | 458.7277 | 452.314 | 444.6195 | 435.6405 | 425.4012 | 0 | 0 | 0 | 0 | 0 | 0 | 0 | 0 | 0 | 0 | 0 | 0 | 0 | 0 | 0 | 0 | 0 | 0 | 0 | 0 | 0 | 0 | 0 |  | 2032 | 1 | 1 | 1 | 1 | 1 |  |  |  | 2032 | 50.9357 | 81.3633 | 72.6782 | 82.3358 | 72.819 | 165 | 10.6628 | 0
73.02% | 0.085262 | 63.3489 | 540126.4837 | 2038 | 35 | 4616.5044 | 2038 | 2.2821 | 8.2504 | 107.9569 | 1128.9196 | 10300.1993 | 35443.8122 | 6264.4791 | 5462.4474 | 5779.2303 | 4833.6368 | 3817.5749 | 2291.2601 | 2982.9459 | 3861.9647 | 4524.0142 | 4988.3426 | 4850.2766 | 5165.2518 | 5132.2384 | 5903.6442 | 6447.8428 | 6346.4504 | 6843.9506 | 7010.041 | 6796.0698 | 5351.4818 | 8412.6346 | 8342.0693 | 8211.1762 | 8087.0343 | 7970.6697 | 7859.9792 | 7759.5522 | 7668.1204 | 7584.5856 | 7507.3378 | 7137.2293 | 6786.4904 | 6453.1886 | 6132.4762 | 5814.8085 | 5506.2645 | 5204.566 | 4908.2143 | 4616.5044 | 0 | 0 | 0 | 0 | 0 | 0 | 0 | 0 | 0 | 0 | 0 | 0 | 0 | 0 | 0 | 0 | 0 | 0 | 0 | 0 | 0 | 0 | 278990.9612 | 1 |  | 1 | 0.04 |  | 413.9549 | 0 | 0 | 0 | 441.5748 | 448.5156 | 454.834 | 460.4179 | 465.0332 | 468.818 | 471.6373 | 473.4002 | 472.5151 | 470.7017 | 467.8574 | 463.8908 | 458.7277 | 452.314 | 444.6195 | 435.6405 | 425.4012 | 413.9549 | 0 | 0 | 0 | 0 | 0 | 0 | 0 | 0 | 0 | 0 | 0 | 0 | 0 | 0 | 0 | 0 | 0 | 0 | 0 | 0 | 0 | 0 |  | 2033 | 1 | 1 | 1 | 1 | 1 |  |  |  | 2033 | 50.9357 | 81.1087 | 71.9122 | 82.2429 | 72.0824 | 165 | 10.1186 | 0
73.53% | 0.0841 | 63.5904 | 534795.9109 | 2039 | 35 | 4329.5061 | 2039 | 1.5901 | 6.063 | 83.5783 | 919.0998 | 8792.8588 | 31571.6957 | 5694.4614 | 4982.267 | 5288.5662 | 4437.3617 | 3515.3979 | 1983.6701 | 2600.5581 | 3389.7939 | 3997.1048 | 4435.4965 | 4339.3001 | 4648.4678 | 4644.9755 | 5372.0945 | 5897.5157 | 5833.0711 | 6319.2018 | 6500.3919 | 6327.2243 | 5000.7795 | 7966.566 | 7913.626 | 7801.8416 | 7694.8746 | 7593.8406 | 7496.8726 | 7408.4811 | 7327.59 | 7253.2747 | 7184.1101 | 7118.5136 | 6771.9261 | 6441.9328 | 6123.8434 | 5814.8085 | 5506.2645 | 5204.566 | 4908.2143 | 4616.5044 | 4329.5061 | 0 | 0 | 0 | 0 | 0 | 0 | 0 | 0 | 0 | 0 | 0 | 0 | 0 | 0 | 0 | 0 | 0 | 0 | 0 | 0 | 0 | 264730.2363 | 1 |  | 1 | 0.04 |  | 401.3831 | 0 | 0 | 0 | 436.3498 | 443.9133 | 450.8104 | 456.9278 | 462.0314 | 466.2572 | 469.4714 | 471.5844 | 472.5151 | 470.7017 | 467.8574 | 463.8908 | 458.7277 | 452.314 | 444.6195 | 435.6405 | 425.4012 | 413.9549 | 401.3831 | 0 | 0 | 0 | 0 | 0 | 0 | 0 | 0 | 0 | 0 | 0 | 0 | 0 | 0 | 0 | 0 | 0 | 0 | 0 | 0 | 0 |  | 2034 | 1 | 1 | 1 | 1 | 1 |  |  |  | 2034 | 50.9357 | 80.8348 | 71.14 | 82.1447 | 71.3435 | 165 | 9.5944 | 0
74.02% | 0.082987 | 63.8059 | 529503.9919 | 2040 | 35 | 4048.0209 | 2040 | 1.102 | 4.432 | 64.3727 | 744.6008 | 7471.9483 | 28011.5036 | 5158.2929 | 4528.9204 | 4823.671 | 4060.624 | 3227.1957 | 1705.1431 | 2251.4464 | 2955.2517 | 3508.4115 | 3918.8966 | 3858.3858 | 4158.7519 | 4180.2453 | 4862.0594 | 5366.5178 | 5335.2151 | 5808.0267 | 6001.9849 | 5867.2178 | 4655.7871 | 7529.6111 | 7494.0166 | 7401.144 | 7311.2781 | 7225.597 | 7142.4432 | 7066.2323 | 6996.0624 | 6931.1669 | 6870.2928 | 6812.0267 | 6754.1683 | 6428.1079 | 6113.1621 | 5806.6229 | 5506.2645 | 5204.566 | 4908.2143 | 4616.5044 | 4329.5061 | 4048.0209 | 0 | 0 | 0 | 0 | 0 | 0 | 0 | 0 | 0 | 0 | 0 | 0 | 0 | 0 | 0 | 0 | 0 | 0 | 0 | 0 | 250976.9923 | 1 |  | 1 | 0.04 |  | 387.7935 | 0 | 0 | 0 | 430.4301 | 438.6606 | 446.1845 | 452.8857 | 458.5291 | 463.2474 | 466.907 | 469.4188 | 470.7028 | 470.7017 | 467.8574 | 463.8908 | 458.7277 | 452.314 | 444.6195 | 435.6405 | 425.4012 | 413.9549 | 401.3831 | 387.7935 | 0 | 0 | 0 | 0 | 0 | 0 | 0 | 0 | 0 | 0 | 0 | 0 | 0 | 0 | 0 | 0 | 0 | 0 | 0 | 0 |  | 2035 | 1 | 1 | 1 | 1 | 1 |  |  |  | 2035 | 50.9357 | 80.5408 | 70.3607 | 82.0413 | 70.602 | 165 | 9.0853 | 0
74.49% | 0.081922 | 63.997 | 524278.2257 | 2041 | 35 | 3773.51 | 2041 | 0.75959 | 3.2227 | 49.3251 | 600.2522 | 6320.2932 | 24752.7671 | 4655.9067 | 4102.4948 | 4384.7554 | 3703.672 | 2953.2027 | 1455.0423 | 1935.3209 | 2558.5242 | 3058.6636 | 3439.7652 | 3409.0017 | 3697.8473 | 3739.8566 | 4375.6099 | 4857.0121 | 4854.8453 | 5312.3083 | 5516.4702 | 5417.3584 | 4317.2986 | 7101.6441 | 7082.9804 | 7008.7083 | 6935.7755 | 6865.3944 | 6796.089 | 6732.1623 | 6672.8661 | 6617.575 | 6565.1928 | 6514.4628 | 6463.3682 | 6411.2516 | 6100.0427 | 5796.4948 | 5498.5132 | 5204.566 | 4908.2143 | 4616.5044 | 4329.5061 | 4048.0209 | 3773.51 | 0 | 0 | 0 | 0 | 0 | 0 | 0 | 0 | 0 | 0 | 0 | 0 | 0 | 0 | 0 | 0 | 0 | 0 | 0 | 237740.9092 | 1 |  | 1 | 0.04 |  | 373.3178 | 0 | 0 | 0 | 423.7725 | 432.7096 | 440.9049 | 448.2385 | 454.4729 | 459.736 | 463.8931 | 466.8547 | 468.5412 | 468.8963 | 467.8574 | 463.8908 | 458.7277 | 452.314 | 444.6195 | 435.6405 | 425.4012 | 413.9549 | 401.3831 | 387.7935 | 373.3178 | 0 | 0 | 0 | 0 | 0 | 0 | 0 | 0 | 0 | 0 | 0 | 0 | 0 | 0 | 0 | 0 | 0 | 0 | 0 |  | 2036 | 1 | 1 | 1 | 1 | 1 |  |  |  | 2036 | 50.9357 | 80.2207 | 69.5741 | 81.9326 | 69.8581 | 165 | 8.5875 | 0
74.94% | 0.080907 | 64.1654 | 519144.4752 | 2042 | 35 | 3507.998 | 2042 | 0.52078 | 2.3309 | 37.5999 | 481.4843 | 5321.3459 | 21783.5752 | 4187.0517 | 3702.9369 | 3971.9037 | 3366.6673 | 2693.5993 | 1232.3822 | 1651.459 | 2199.2819 | 2648.0535 | 2998.8172 | 2992.211 | 3267.1611 | 3325.3772 | 3914.6395 | 4371.0676 | 4393.9186 | 4834.001 | 5045.6363 | 4979.1356 | 3986.2768 | 6682.6902 | 6680.3989 | 6624.2905 | 6568.0154 | 6512.7922 | 6457.2978 | 6405.7036 | 6357.3932 | 6311.8637 | 6268.1589 | 6225.1646 | 6181.0344 | 6135.2158 | 6084.0468 | 5784.0551 | 5488.9226 | 5197.2395 | 4908.2143 | 4616.5044 | 4329.5061 | 4048.0209 | 3773.51 | 3507.998 | 0 | 0 | 0 | 0 | 0 | 0 | 0 | 0 | 0 | 0 | 0 | 0 | 0 | 0 | 0 | 0 | 0 | 0 | 225028.4731 | 1 |  | 1 | 0.04 |  | 358.1071 | 0 | 0 | 0 | 416.3398 | 426.0167 | 434.9235 | 442.9346 | 449.8094 | 455.669 | 460.3767 | 463.8411 | 465.9819 | 466.743 | 466.0629 | 463.8908 | 458.7277 | 452.314 | 444.6195 | 435.6405 | 425.4012 | 413.9549 | 401.3831 | 387.7935 | 373.3178 | 358.1071 | 0 | 0 | 0 | 0 | 0 | 0 | 0 | 0 | 0 | 0 | 0 | 0 | 0 | 0 | 0 | 0 | 0 | 0 |  | 2037 | 1 | 1 | 1 | 1 | 1 |  |  |  | 2037 | 50.9357 | 79.8771 | 68.7805 | 81.8185 | 69.1122 | 165 | 8.0986 | 0
75.37% | 0.079942 | 64.3128 | 514127.0647 | 2043 | 35 | 3253.9565 | 2043 | 0.35513 | 1.677 | 28.5134 | 384.2889 | 4459.3224 | 19090.7638 | 3751.2894 | 3330.047 | 3585.0646 | 3049.6749 | 2448.5032 | 1035.8719 | 1398.7419 | 1876.7036 | 2276.2404 | 2596.2412 | 2608.6355 | 2867.712 | 2938.0723 | 3480.7893 | 3910.5758 | 3954.3066 | 4375.0533 | 4591.3395 | 4554.1635 | 3663.8175 | 6272.9206 | 6286.296 | 6247.78 | 6207.769 | 6167.4602 | 6125.6551 | 6086.3734 | 6049.108 | 6013.4579 | 5978.5895 | 5943.5149 | 5906.5434 | 5867.2165 | 5822.0988 | 5768.8877 | 5477.1429 | 5188.1743 | 4901.3049 | 4616.5044 | 4329.5061 | 4048.0209 | 3773.51 | 3507.998 | 3253.9565 | 0 | 0 | 0 | 0 | 0 | 0 | 0 | 0 | 0 | 0 | 0 | 0 | 0 | 0 | 0 | 0 | 0 | 212843.5966 | 1 |  | 1 | 0.04 |  | 342.3274 | 0 | 0 | 0 | 408.1024 | 418.5446 | 428.1964 | 436.9257 | 444.4869 | 450.9932 | 456.3041 | 460.3251 | 462.9739 | 464.1936 | 463.9226 | 462.1115 | 458.7277 | 452.314 | 444.6195 | 435.6405 | 425.4012 | 413.9549 | 401.3831 | 387.7935 | 373.3178 | 358.1071 | 342.3274 | 0 | 0 | 0 | 0 | 0 | 0 | 0 | 0 | 0 | 0 | 0 | 0 | 0 | 0 | 0 | 0 | 0 |  | 2038 | 1 | 1 | 1 | 1 | 1 |  |  |  | 2038 | 50.9357 | 79.5083 | 67.9802 | 81.6992 | 68.3653 | 165 | 7.6172 | 0
75.79% | 0.079026 | 64.4408 | 509248.8778 | 2044 | 35 | 3014.175 | 2044 | 0.24086 | 1.2001 | 21.5105 | 305.1764 | 3719.3111 | 16660.1244 | 3347.9964 | 2983.4764 | 3224.0446 | 2752.6553 | 2217.9616 | 863.9676 | 1175.7046 | 1589.5181 | 1942.3743 | 2231.7031 | 2258.4394 | 2500.0962 | 2578.8583 | 3075.3837 | 3477.176 | 3537.7206 | 3937.3288 | 4155.4305 | 4144.1177 | 3351.1085 | 5872.6433 | 5900.8325 | 5879.199 | 5854.9327 | 5829.1836 | 5800.8505 | 5773.7812 | 5747.5544 | 5721.8509 | 5695.9399 | 5668.943 | 5639.3092 | 5606.6616 | 5567.777 | 5520.5089 | 5462.7804 | 5177.0401 | 4892.7559 | 4610.0057 | 4329.5061 | 4048.0209 | 3773.51 | 3507.998 | 3253.9565 | 3014.175 | 0 | 0 | 0 | 0 | 0 | 0 | 0 | 0 | 0 | 0 | 0 | 0 | 0 | 0 | 0 | 0 | 201188.1664 | 1 |  | 1 | 0.04 |  | 326.1545 | 0 | 0 | 0 | 399.0399 | 410.2636 | 420.6861 | 430.1676 | 438.4569 | 445.6568 | 451.6218 | 456.253 | 459.4645 | 461.1971 | 461.3885 | 459.9894 | 456.9682 | 452.314 | 444.6195 | 435.6405 | 425.4012 | 413.9549 | 401.3831 | 387.7935 | 373.3178 | 358.1071 | 342.3274 | 326.1545 | 0 | 0 | 0 | 0 | 0 | 0 | 0 | 0 | 0 | 0 | 0 | 0 | 0 | 0 | 0 | 0 |  | 2039 | 1 | 1 | 1 | 1 | 1 |  |  |  | 2039 | 50.9357 | 79.1124 | 67.1743 | 81.5747 | 67.6186 | 165 | 7.1437 | 0
76.19% | 0.07816 | 64.551 | 504531.4544 | 2045 | 35 | 2791.6231 | 2045 | 0.16249 | 0.85428 | 16.143 | 241.1302 | 3087.3534 | 14476.6257 | 2976.3712 | 2662.7293 | 2888.506 | 2475.4598 | 2001.9457 | 714.9299 | 980.5949 | 1336.0605 | 1645.1395 | 1904.3694 | 1941.332 | 2164.471 | 2248.271 | 2699.3817 | 3072.1912 | 3145.6434 | 3522.5314 | 3739.6792 | 3750.6686 | 3049.3829 | 5482.2902 | 5524.2983 | 5518.6979 | 5509.5272 | 5497.8653 | 5482.682 | 5467.6342 | 5452.3637 | 5436.6114 | 5419.7301 | 5400.9326 | 5378.7907 | 5352.9953 | 5320.5198 | 5279.3612 | 5227.5809 | 5163.4645 | 4882.2557 | 4601.9648 | 4323.4114 | 4048.0209 | 3773.51 | 3507.998 | 3253.9565 | 3014.175 | 2791.6231 | 0 | 0 | 0 | 0 | 0 | 0 | 0 | 0 | 0 | 0 | 0 | 0 | 0 | 0 | 0 | 190062.5655 | 1 |  | 1 | 0.04 |  | 309.768 | 0 | 0 | 0 | 389.1428 | 401.1532 | 412.3627 | 422.6227 | 431.6751 | 439.6109 | 446.2779 | 451.5712 | 455.4 | 457.7012 | 458.4102 | 457.4768 | 454.8697 | 450.5791 | 444.6195 | 435.6405 | 425.4012 | 413.9549 | 401.3831 | 387.7935 | 373.3178 | 358.1071 | 342.3274 | 326.1545 | 309.768 | 0 | 0 | 0 | 0 | 0 | 0 | 0 | 0 | 0 | 0 | 0 | 0 | 0 | 0 | 0 |  | 2040 | 1 | 1 | 1 | 1 | 1 |  |  |  | 2040 | 50.9357 | 78.6871 | 66.3699 | 81.445 | 66.8794 | 165 | 6.6792 | 0
76.57% | 0.077345 | 64.6449 | 499995.0884 | 2046 | 35 | 2589.314 | 2046 | 0.10902 | 0.60487 | 12.0516 | 189.5616 | 2550.499 | 12524.641 | 2635.445 | 2367.1683 | 2577.969 | 2217.8293 | 1800.3475 | 586.8829 | 811.4385 | 1114.3395 | 1382.8127 | 1612.9503 | 1656.5884 | 1860.5577 | 1946.4521 | 2353.3444 | 2696.5795 | 2779.2721 | 3132.1376 | 3345.7042 | 3375.4138 | 2759.8697 | 5102.3997 | 5157.0995 | 5166.5478 | 5171.6937 | 5173.5247 | 5171.0581 | 5167.7422 | 5163.2595 | 5157.3905 | 5149.5516 | 5139.0284 | 5124.4978 | 5105.7036 | 5079.7996 | 5044.9122 | 4999.229 | 4941.152 | 4869.4531 | 4592.0886 | 4315.8704 | 4042.3224 | 3773.51 | 3507.998 | 3253.9565 | 3014.175 | 2791.6231 | 2589.314 | 0 | 0 | 0 | 0 | 0 | 0 | 0 | 0 | 0 | 0 | 0 | 0 | 0 | 0 | 179466.1566 | 1 |  | 1 | 0.04 |  | 293.346 | 0 | 0 | 0 | 378.4131 | 391.2036 | 403.2056 | 414.261 | 424.1038 | 432.8113 | 440.2236 | 446.2279 | 450.7269 | 453.6523 | 454.9354 | 454.5237 | 452.3851 | 448.5099 | 442.9142 | 435.6405 | 425.4012 | 413.9549 | 401.3831 | 387.7935 | 373.3178 | 358.1071 | 342.3274 | 326.1545 | 309.768 | 293.346 | 0 | 0 | 0 | 0 | 0 | 0 | 0 | 0 | 0 | 0 | 0 | 0 | 0 | 0 |  | 2041 | 1 | 1 | 1 | 1 | 1 |  |  |  | 2041 | 50.9357 | 78.2305 | 65.5689 | 81.3101 | 66.1497 | 165 | 6.2263 | 0
76.93% | 0.07658 | 64.724 | 495658.9265 | 2047 | 35 | 2410.1741 | 2047 | 0.072752 | 0.42599 | 8.9501 | 148.2651 | 2096.8359 | 10788.1743 | 2324.0961 | 2096.0228 | 2291.8163 | 1979.3953 | 1612.9785 | 477.8728 | 666.1064 | 922.1117 | 1153.3331 | 1355.7563 | 1403.0864 | 1587.6616 | 1673.1508 | 2037.4199 | 2350.9014 | 2439.4732 | 2767.3392 | 2974.9077 | 3019.8141 | 2483.7444 | 4733.5964 | 4799.7428 | 4823.1287 | 4841.6861 | 4856.2942 | 4865.9971 | 4874.0188 | 4880.062 | 4883.9269 | 4885.0739 | 4882.8431 | 4875.9986 | 4864.3214 | 4845.1287 | 4816.6615 | 4777.2202 | 4725.3119 | 4659.7993 | 4580.0469 | 4306.6082 | 4035.2717 | 3768.1979 | 3507.998 | 3253.9565 | 3014.175 | 2791.6231 | 2589.314 | 2410.1741 | 0 | 0 | 0 | 0 | 0 | 0 | 0 | 0 | 0 | 0 | 0 | 0 | 0 | 169397.7151 | 1 |  | 1 | 0.04 |  | 277.0593 | 0 | 0 | 0 | 366.8659 | 380.4171 | 393.2051 | 405.0618 | 415.7127 | 425.22 | 433.4145 | 440.1742 | 445.3936 | 448.9972 | 450.9109 | 451.0784 | 449.4649 | 446.0601 | 440.8802 | 433.9696 | 425.4012 | 413.9549 | 401.3831 | 387.7935 | 373.3178 | 358.1071 | 342.3274 | 326.1545 | 309.768 | 293.346 | 277.0593 | 0 | 0 | 0 | 0 | 0 | 0 | 0 | 0 | 0 | 0 | 0 | 0 | 0 |  | 2042 | 1 | 1 | 1 | 1 | 1 |  |  |  | 2042 | 50.9357 | 77.7402 | 64.7732 | 81.1701 | 65.4319 | 165 | 5.7882 | 0
77.28% | 0.075867 | 64.7897 | 491541.0682 | 2048 | 35 | 2256.9258 | 2048 | 0.048287 | 0.29841 | 6.6118 | 115.3742 | 1715.4989 | 9251.0797 | 2041.0678 | 1848.4007 | 2029.3019 | 1759.6838 | 1439.5707 | 385.9226 | 542.381 | 756.9575 | 954.3787 | 1130.7668 | 1179.3563 | 1344.7072 | 1427.7425 | 1751.3458 | 2035.3048 | 2126.7539 | 2428.9993 | 2628.4219 | 2685.1353 | 2222.0821 | 4376.5675 | 4452.8157 | 4488.9142 | 4519.8604 | 4546.4123 | 4567.6236 | 4586.4813 | 4602.6897 | 4616.0503 | 4626.0495 | 4632.0634 | 4632.9257 | 4628.4388 | 4616.0657 | 4594.1467 | 4561.0809 | 4515.4675 | 4456.2493 | 4382.8535 | 4295.3151 | 4026.6117 | 3761.6254 | 3503.0597 | 3253.9565 | 3014.175 | 2791.6231 | 2589.314 | 2410.1741 | 2256.9258 | 0 | 0 | 0 | 0 | 0 | 0 | 0 | 0 | 0 | 0 | 0 | 0 | 159855.8025 | 1 |  | 1 | 0.04 |  | 261.0669 | 0 | 0 | 0 | 354.5299 | 368.8087 | 382.3634 | 395.0152 | 406.4813 | 416.8069 | 425.8126 | 433.3659 | 439.3513 | 443.6843 | 446.284 | 447.088 | 446.0579 | 443.1807 | 438.472 | 431.9766 | 423.7695 | 413.9549 | 401.3831 | 387.7935 | 373.3178 | 358.1071 | 342.3274 | 326.1545 | 309.768 | 293.346 | 277.0593 | 261.0669 | 0 | 0 | 0 | 0 | 0 | 0 | 0 | 0 | 0 | 0 | 0 | 0 |  | 2043 | 1 | 1 | 1 | 1 | 1 |  |  |  | 2043 | 50.9357 | 77.2135 | 63.9853 | 81.0248 | 64.7282 | 165 | 5.369 | 0
77.61% | 0.075205 | 64.8436 | 487658.669 | 2049 | 35 | 2131.9896 | 2049 | 0.031876 | 0.20792 | 4.8588 | 89.3205 | 1396.6581 | 7897.2683 | 1784.9883 | 1623.3025 | 1789.5622 | 1558.1222 | 1279.7794 | 309.081 | 438.0184 | 616.3571 | 783.4454 | 935.7052 | 983.6406 | 1130.2861 | 1209.26 | 1494.4683 | 1749.5278 | 1841.248 | 2117.6227 | 2307.0663 | 2372.3991 | 1975.814 | 4032.0371 | 4116.9645 | 4164.4539 | 4206.6606 | 4244.2134 | 4276.1619 | 4305.2471 | 4331.159 | 4353.6839 | 4372.3172 | 4386.4545 | 4394.9816 | 4397.7069 | 4392.2216 | 4376.9494 | 4350.3732 | 4311.1708 | 4258.3535 | 4191.401 | 4110.3807 | 4016.0528 | 3753.5526 | 3496.9495 | 3249.3759 | 3014.175 | 2791.6231 | 2589.314 | 2410.1741 | 2256.9258 | 2131.9896 | 0 | 0 | 0 | 0 | 0 | 0 | 0 | 0 | 0 | 0 | 0 | 150839.0746 | 1 |  | 1 | 0.04 |  | 245.5113 | 0 | 0 | 0 | 341.4476 | 356.4074 | 370.6957 | 384.1236 | 396.3996 | 407.5511 | 417.3878 | 425.7649 | 432.5557 | 437.6652 | 441.0032 | 442.5003 | 442.1119 | 439.8213 | 435.6416 | 429.6171 | 421.8235 | 412.3672 | 401.3831 | 387.7935 | 373.3178 | 358.1071 | 342.3274 | 326.1545 | 309.768 | 293.346 | 277.0593 | 261.0669 | 245.5113 | 0 | 0 | 0 | 0 | 0 | 0 | 0 | 0 | 0 | 0 | 0 |  | 2044 | 1 | 1 | 1 | 1 | 1 |  |  |  | 2044 | 50.9357 | 76.6476 | 63.2075 | 80.8741 | 64.0411 | 165 | 4.9734 | 0
77.92% | 0.074596 | 64.8869 | 484028.0487 | 2050 | 35 | 2037.4094 | 2050 | 0.020928 | 0.14409 | 3.5518 | 68.7954 | 1131.4906 | 6710.8982 | 1554.3923 | 1419.6374 | 1571.6294 | 1374.0471 | 1133.188 | 245.4643 | 350.8039 | 497.7603 | 637.925 | 768.1164 | 813.9588 | 942.7136 | 1016.4366 | 1265.775 | 1492.9169 | 1582.7184 | 1833.3426 | 2011.3204 | 2082.3453 | 1745.692 | 3700.7392 | 3792.8705 | 3850.3522 | 3902.6017 | 3950.1144 | 3991.9265 | 4030.5278 | 4065.5807 | 4096.843 | 4123.804 | 4145.8637 | 4161.9436 | 4171.8435 | 4173.2654 | 4164.7006 | 4144.7007 | 4112.0082 | 4065.6896 | 4005.2668 | 3930.8305 | 3843.1421 | 3743.7098 | 3489.4448 | 3243.7082 | 3009.9319 | 2791.6231 | 2589.314 | 2410.1741 | 2256.9258 | 2131.9896 | 2037.4094 | 0 | 0 | 0 | 0 | 0 | 0 | 0 | 0 | 0 | 0 | 142346.5208 | 1 |  | 1 | 0.04 |  | 230.5156 | 0 | 0 | 0 | 327.6753 | 343.2558 | 358.2309 | 372.4022 | 385.4698 | 397.4429 | 408.1192 | 417.341 | 424.9689 | 430.8957 | 435.0204 | 437.2643 | 437.5753 | 435.9306 | 432.3394 | 426.8439 | 419.5194 | 410.4735 | 399.8435 | 387.7935 | 373.3178 | 358.1071 | 342.3274 | 326.1545 | 309.768 | 293.346 | 277.0593 | 261.0669 | 245.5113 | 230.5156 | 0 | 0 | 0 | 0 | 0 | 0 | 0 | 0 | 0 | 0 |  | 2045 | 1 | 1 | 1 | 1 | 1 |  |  |  | 2045 | 50.9357 | 76.0397 | 62.4421 | 80.718 | 63.3727 | 165 | 4.6062 | 0
78.22% | 0.074038 | 64.9209 | 480664.8069 | 2051 | 35 | 1974.805 | 2051 | 0.013666 | 0.099323 | 2.5826 | 52.714 | 912.1393 | 5676.5441 | 1347.7435 | 1236.2397 | 1374.4473 | 1206.7158 | 999.3143 | 193.2909 | 278.5997 | 398.6505 | 515.1782 | 625.4432 | 668.1753 | 780.0919 | 847.7577 | 1063.94 | 1264.461 | 1350.5742 | 1575.923 | 1741.3108 | 1815.4067 | 1532.2605 | 3383.3904 | 3481.224 | 3547.2463 | 3608.2501 | 3664.5987 | 3715.3094 | 3762.6196 | 3806.1545 | 3845.6325 | 3880.5246 | 3910.2217 | 3933.6668 | 3950.6371 | 3958.9291 | 3957.0865 | 3943.7143 | 3917.6049 | 3877.8675 | 3824.0535 | 3756.2678 | 3675.2654 | 3582.5247 | 3480.2945 | 3236.747 | 3004.6819 | 2787.6932 | 2589.314 | 2410.1741 | 2256.9258 | 2131.9896 | 2037.4094 | 1974.805 | 0 | 0 | 0 | 0 | 0 | 0 | 0 | 0 | 0 | 134377.6366 | 1 |  | 1 | 0.04 |  | 216.1811 | 0 | 0 | 0 | 313.2827 | 329.4106 | 345.012 | 359.88 | 373.7073 | 386.4843 | 397.9968 | 408.0734 | 416.5608 | 423.338 | 428.2919 | 431.3323 | 432.3976 | 431.4573 | 428.5148 | 423.6083 | 416.8113 | 408.2314 | 398.0073 | 386.3061 | 373.3178 | 358.1071 | 342.3274 | 326.1545 | 309.768 | 293.346 | 277.0593 | 261.0669 | 245.5113 | 230.5156 | 216.1811 | 0 | 0 | 0 | 0 | 0 | 0 | 0 | 0 | 0 |  | 2046 | 1 | 1 | 1 | 1 | 1 |  |  |  | 2046 | 50.9357 | 75.3871 | 61.6915 | 80.5562 | 62.7253 | 165 | 4.2724 | 0
78.51% | 0.073534 | 64.947 | 477583.9514 | 2052 | 35 | 1945.3554 | 2052 | 0.0088755 | 0.068096 | 1.868 | 40.1832 | 731.6604 | 4779.3439 | 1163.4574 | 1071.8877 | 1196.8876 | 1055.317 | 877.6179 | 150.9058 | 219.3833 | 316.5982 | 412.6003 | 505.0982 | 544.0657 | 640.3741 | 701.5162 | 887.3778 | 1062.8355 | 1143.9005 | 1344.7755 | 1496.8134 | 1571.6975 | 1335.838 | 3080.6637 | 3182.6993 | 3255.7819 | 3324.2029 | 3388.1984 | 3446.7655 | 3501.8922 | 3553.1604 | 3600.2414 | 3642.5784 | 3679.5423 | 3710.0856 | 3733.9502 | 3749.0123 | 3753.8531 | 3747.1165 | 3727.6308 | 3694.5336 | 3647.3942 | 3586.3202 | 3512.052 | 3426.0324 | 3330.4508 | 3228.2594 | 2998.2336 | 2782.8309 | 2585.669 | 2410.1741 | 2256.9258 | 2131.9896 | 2037.4094 | 1974.805 | 1945.3554 | 0 | 0 | 0 | 0 | 0 | 0 | 0 | 0 | 126932.535 | 1 |  | 1 | 0.04 |  | 202.5859 | 0 | 0 | 0 | 298.3519 | 314.9418 | 331.096 | 346.6003 | 361.1412 | 374.6909 | 387.023 | 397.9522 | 407.3105 | 414.9621 | 420.7799 | 424.6607 | 426.5315 | 426.352 | 424.1177 | 419.861 | 413.6518 | 405.5962 | 395.8333 | 384.5321 | 371.8859 | 358.1071 | 342.3274 | 326.1545 | 309.768 | 293.346 | 277.0593 | 261.0669 | 245.5113 | 230.5156 | 216.1811 | 202.5859 | 0 | 0 | 0 | 0 | 0 | 0 | 0 | 0 |  | 2047 | 1 | 1 | 1 | 1 | 1 |  |  |  | 2047 | 50.9357 | 74.6875 | 60.9579 | 80.3885 | 62.1006 | 165 | 3.9768 | 0
78.78% | 0.073084 | 64.9664 | 474800.0456 | 2053 | 35 | 1949.8137 | 2053 | 0.0057329 | 0.046436 | 1.3439 | 30.4724 | 583.963 | 4005.1213 | 999.9237 | 925.3213 | 1037.7673 | 918.9845 | 767.5089 | 116.7992 | 171.2767 | 249.3052 | 327.6768 | 404.5273 | 439.3789 | 521.4283 | 575.8716 | 734.3017 | 886.4566 | 961.4991 | 1138.9892 | 1277.2693 | 1351.0155 | 1156.5086 | 2793.1627 | 2897.9293 | 2976.5895 | 3051.0651 | 3121.4739 | 3186.7952 | 3248.7742 | 3306.9473 | 3360.9342 | 3410.1442 | 3453.9199 | 3491.2131 | 3521.7205 | 3543.3842 | 3554.8101 | 3554.667 | 3541.805 | 3515.3768 | 3474.9564 | 3420.6434 | 3353.1536 | 3273.8871 | 3184.9696 | 3089.267 | 2990.3714 | 2776.8587 | 2581.159 | 2406.7812 | 2256.9258 | 2131.9896 | 2037.4094 | 1974.805 | 1945.3554 | 1949.8137 | 0 | 0 | 0 | 0 | 0 | 0 | 0 | 120012.0074 | 1 |  | 1 | 0.04 |  | 189.7847 | 0 | 0 | 0 | 282.9761 | 299.9319 | 316.5531 | 332.6202 | 347.815 | 362.0917 | 375.2131 | 386.9796 | 397.2082 | 405.7473 | 412.4546 | 417.2124 | 419.9343 | 420.568 | 419.0992 | 415.5526 | 409.9926 | 402.5217 | 393.2782 | 382.4317 | 370.1781 | 356.7335 | 342.3274 | 326.1545 | 309.768 | 293.346 | 277.0593 | 261.0669 | 245.5113 | 230.5156 | 216.1811 | 202.5859 | 189.7847 | 0 | 0 | 0 | 0 | 0 | 0 | 0 |  | 2048 | 1 | 1 | 1 | 1 | 1 |  |  |  | 2048 | 50.9357 | 73.9391 | 60.2433 | 80.2148 | 61.5002 | 165 | 3.7239 | 0
79.04% | 0.072688 | 64.9801 | 472327.3896 | 2054 | 35 | 1988.5591 | 2054 | 0.0036829 | 0.031495 | 0.96177 | 22.9884 | 463.7441 | 3340.4833 | 855.5275 | 795.2596 | 895.8663 | 796.8101 | 668.3573 | 89.6154 | 132.566 | 194.6373 | 258.0291 | 321.2654 | 351.8935 | 421.0974 | 468.9068 | 602.7851 | 733.5394 | 801.9371 | 957.3709 | 1081.8132 | 1152.8562 | 994.1232 | 2521.3998 | 2627.4819 | 2710.261 | 2789.4278 | 2864.9937 | 2935.9255 | 3003.7372 | 3067.9199 | 3128.0412 | 3183.4727 | 3233.5241 | 3277.1387 | 3313.9604 | 3341.9858 | 3359.8337 | 3366.1856 | 3359.9002 | 3340.1321 | 3306.4475 | 3258.9258 | 3198.2484 | 3125.7642 | 3043.5296 | 2954.3212 | 2861.6213 | 2769.577 | 2575.6196 | 2402.5833 | 2253.7487 | 2131.9896 | 2037.4094 | 1974.805 | 1945.3554 | 1949.8137 | 1988.5591 | 0 | 0 | 0 | 0 | 0 | 0 | 113617.5502 | 1 |  | 1 | 0.04 |  | 177.8098 | 0 | 0 | 0 | 267.2578 | 284.4747 | 301.4665 | 318.0104 | 333.7858 | 348.7304 | 362.5964 | 375.171 | 386.2561 | 395.6838 | 403.2955 | 408.9577 | 412.5688 | 414.063 | 413.4136 | 410.6355 | 405.7855 | 398.9609 | 390.2971 | 379.9631 | 368.1561 | 355.0953 | 341.0144 | 326.1545 | 309.768 | 293.346 | 277.0593 | 261.0669 | 245.5113 | 230.5156 | 216.1811 | 202.5859 | 189.7847 | 177.8098 | 0 | 0 | 0 | 0 | 0 | 0 |  | 2049 | 1 | 1 | 1 | 1 | 1 |  |  |  | 2049 | 50.9357 | 73.1407 | 59.5497 | 80.0347 | 60.9252 | 165 | 3.5178 | 0
79.29% | 0.072347 | 64.9893 | 470180.2576 | 2055 | 35 | 2061.6939 | 2055 | 0.0023531 | 0.021246 | 0.68462 | 17.2521 | 366.4198 | 2772.8932 | 728.6696 | 680.4184 | 769.9448 | 687.8568 | 579.5025 | 68.1562 | 101.7126 | 150.6468 | 201.4482 | 252.9804 | 279.465 | 337.252 | 378.6818 | 490.8213 | 602.1594 | 663.5998 | 798.494 | 909.3119 | 976.4386 | 848.3108 | 2265.7766 | 2371.839 | 2457.3276 | 2539.8455 | 2619.3125 | 2694.6911 | 2767.2781 | 2836.5238 | 2901.9453 | 2962.8768 | 3018.5925 | 3068.0233 | 3110.7547 | 3144.829 | 3168.868 | 3181.555 | 3181.746 | 3168.5851 | 3141.618 | 3100.8926 | 3047.0449 | 2981.3636 | 2905.8289 | 2823.1239 | 2736.6195 | 2650.3332 | 2568.8656 | 2397.4271 | 2249.8177 | 2128.9884 | 2037.4094 | 1974.805 | 1945.3554 | 1949.8137 | 1988.5591 | 2061.6939 | 0 | 0 | 0 | 0 | 0 | 107751.3802 | 1 |  | 1 | 0.04 |  | 166.6719 | 0 | 0 | 0 | 251.3071 | 268.6732 | 285.9302 | 302.8543 | 319.1249 | 334.6643 | 349.2164 | 362.5558 | 374.4696 | 384.7738 | 393.2928 | 399.8763 | 404.406 | 406.8005 | 407.0192 | 405.0647 | 400.984 | 394.867 | 386.8444 | 377.0829 | 365.7797 | 353.1557 | 339.4483 | 324.9035 | 309.768 | 293.346 | 277.0593 | 261.0669 | 245.5113 | 230.5156 | 216.1811 | 202.5859 | 189.7847 | 177.8098 | 166.6719 | 0 | 0 | 0 | 0 | 0 |  | 2050 | 1 | 1 | 1 | 1 | 1 |  |  |  | 2050 | 50.9357 | 72.2923 | 58.8786 | 79.8478 | 60.3763 | 165 | 3.3617 | 0
79.52% | 0.072063 | 64.995 | 468373.2418 | 2056 | 35 | 2169.2051 | 2056 | 0.0014953 | 0.014255 | 0.48474 | 12.8796 | 288.0566 | 2290.7197 | 617.7839 | 579.5257 | 658.7592 | 591.1728 | 500.2632 | 51.3785 | 77.3566 | 115.5853 | 155.9183 | 197.5066 | 220.0647 | 267.8371 | 303.2819 | 396.3796 | 490.3118 | 544.7463 | 660.7507 | 758.4105 | 820.7399 | 718.4968 | 2026.5691 | 2131.3785 | 2218.24 | 2302.816 | 2384.9511 | 2463.6138 | 2539.9009 | 2613.228 | 2683.0677 | 2748.719 | 2809.4218 | 2864.0926 | 2912.2564 | 2951.9941 | 2981.924 | 3000.7223 | 3007.2317 | 3000.5751 | 2980.2666 | 2946.3103 | 2899.2864 | 2840.4138 | 2771.5886 | 2695.3952 | 2615.0901 | 2534.5609 | 2458.2634 | 2391.1404 | 2244.9894 | 2125.275 | 2034.5413 | 1974.805 | 1945.3554 | 1949.8137 | 1988.5591 | 2061.6939 | 2169.2051 | 0 | 0 | 0 | 0 | 102416.4762 | 1 |  | 1 | 0.04 |  | 156.3634 | 0 | 0 | 0 | 235.2387 | 252.6379 | 270.0478 | 287.2464 | 303.9156 | 319.9648 | 335.1308 | 349.1773 | 361.8779 | 373.0325 | 382.4486 | 389.9584 | 395.4257 | 398.7519 | 399.8803 | 398.7995 | 395.5441 | 390.1947 | 382.8749 | 373.7471 | 363.007 | 350.8761 | 337.5942 | 323.4114 | 308.5799 | 293.346 | 277.0593 | 261.0669 | 245.5113 | 230.5156 | 216.1811 | 202.5859 | 189.7847 | 177.8098 | 166.6719 | 156.3634 | 0 | 0 | 0 | 0 |  | 2051 | 1 | 1 | 1 | 1 | 1 |  |  |  | 2051 | 50.9357 | 71.395 | 58.2315 | 79.654 | 59.8539 | 165 | 3.2584 | 0
79.75% | 0.071836 | 64.9981 | 466921.8102 | 2057 | 35 | 2311.2484 | 2057 | 0.00094499 | 0.009513 | 0.34139 | 9.565 | 225.3027 | 1883.2641 | 521.354 | 491.336 | 561.0781 | 505.8032 | 429.947 | 38.3872 | 58.3141 | 87.9074 | 119.6299 | 152.8676 | 171.8087 | 210.9083 | 240.8589 | 317.4559 | 395.9681 | 443.5628 | 542.4074 | 627.5817 | 684.5371 | 603.9284 | 1803.9163 | 1906.3599 | 1993.3516 | 2078.7617 | 2162.3771 | 2243.1835 | 2322.0973 | 2398.5085 | 2471.8523 | 2541.3984 | 2606.3558 | 2665.6278 | 2718.6794 | 2763.6264 | 2799.0782 | 2823.6979 | 2836.3071 | 2835.9978 | 2822.2419 | 2794.9897 | 2754.7543 | 2702.6753 | 2640.5563 | 2570.8764 | 2496.7736 | 2422.0046 | 2350.8812 | 2288.1901 | 2239.1024 | 2120.7139 | 2030.9926 | 1972.025 | 1945.3554 | 1949.8137 | 1988.5591 | 2061.6939 | 2169.2051 | 2311.2484 | 0 | 0 | 0 | 97616.7071 | 1 |  | 1 | 0.04 |  | 146.8602 | 0 | 0 | 0 | 219.1704 | 236.4845 | 253.9305 | 271.291 | 288.2531 | 304.7155 | 320.4107 | 335.0932 | 348.5245 | 360.4891 | 370.7783 | 379.2062 | 385.6181 | 389.897 | 391.9685 | 391.8048 | 389.4261 | 384.9012 | 378.3444 | 369.912 | 359.7957 | 348.2164 | 335.415 | 321.6449 | 307.1628 | 292.2209 | 277.0593 | 261.0669 | 245.5113 | 230.5156 | 216.1811 | 202.5859 | 189.7847 | 177.8098 | 166.6719 | 156.3634 | 146.8602 | 0 | 0 | 0 |  | 2052 | 1 | 1 | 1 | 1 | 1 |  |  |  | 2052 | 50.9357 | 70.4515 | 57.6097 | 79.4528 | 59.3576 | 165 | 3.2098 | 0
79.96% | 0.071669 | 64.9995 | 465843.3659 | 2058 | 35 | 2488.7268 | 2058 | 0.00059396 | 0.006314 | 0.23914 | 7.0661 | 175.3218 | 1540.768 | 437.9259 | 414.6434 | 475.6958 | 430.8025 | 367.8595 | 28.4247 | 43.5691 | 66.2676 | 90.9835 | 117.2892 | 132.9777 | 164.6601 | 189.6643 | 252.1155 | 317.1263 | 358.2144 | 441.6584 | 515.1791 | 566.4518 | 503.7057 | 1597.8148 | 1696.9142 | 1782.9051 | 1868.0139 | 1951.9869 | 2033.8398 | 2114.3291 | 2192.8297 | 2268.7491 | 2341.3354 | 2409.7728 | 2472.9553 | 2530.2909 | 2579.9288 | 2620.4681 | 2650.5542 | 2668.9822 | 2674.8057 | 2667.4459 | 2646.7891 | 2613.2719 | 2567.9445 | 2512.5094 | 2449.3331 | 2381.4305 | 2312.4241 | 2246.4818 | 2188.2371 | 2142.6981 | 2115.1529 | 2026.6339 | 1968.5854 | 1942.6169 | 1949.8137 | 1988.5591 | 2061.6939 | 2169.2051 | 2311.2484 | 2488.7268 | 0 | 0 | 93357.1674 | 1 |  | 1 | 0.04 |  | 138.1254 | 0 | 0 | 0 | 203.2196 | 220.3311 | 237.6945 | 255.0995 | 272.2417 | 289.0118 | 305.1402 | 320.3748 | 334.4667 | 347.1869 | 358.3108 | 367.6348 | 374.9856 | 380.2266 | 383.2644 | 384.0528 | 382.5958 | 378.9478 | 373.2117 | 365.5349 | 356.1037 | 345.1359 | 332.8725 | 319.5687 | 305.485 | 290.8789 | 275.9967 | 261.0669 | 245.5113 | 230.5156 | 216.1811 | 202.5859 | 189.7847 | 177.8098 | 166.6719 | 156.3634 | 146.8602 | 138.1254 | 0 | 0 |  | 2053 | 1 | 1 | 1 | 1 | 1 |  |  |  | 2053 | 50.9357 | 69.4661 | 57.014 | 79.2438 | 58.887 | 165 | 3.2172 | 0
80.16% | 0.071563 | 65 | 465159.8105 | 2059 | 35 | 2704.8747 | 2059 | 0.00037129 | 0.0041681 | 0.16662 | 5.1926 | 135.7309 | 1254.4024 | 366.1198 | 348.2914 | 401.4444 | 365.2449 | 313.3132 | 20.8588 | 32.2618 | 49.5115 | 68.5865 | 89.2033 | 102.0285 | 127.4448 | 148.0745 | 198.5283 | 251.8538 | 286.8898 | 356.6764 | 419.4876 | 464.9979 | 416.8145 | 1408.1165 | 1503.0379 | 1587.023 | 1670.7998 | 1754.0917 | 1835.9558 | 1917.0107 | 1996.6277 | 2074.1975 | 2148.9563 | 2220.0717 | 2286.434 | 2347.4006 | 2401.1549 | 2446.2862 | 2481.4214 | 2505.3254 | 2517.0085 | 2515.834 | 2501.6165 | 2474.7067 | 2436.0565 | 2387.2586 | 2330.5591 | 2268.8437 | 2205.5973 | 2144.8426 | 2091.0605 | 2049.1004 | 2024.0852 | 2021.3195 | 1964.3606 | 1939.2285 | 1947.0689 | 1988.5591 | 2061.6939 | 2169.2051 | 2311.2484 | 2488.7268 | 2704.8747 | 0 | 89645.0201 | 1 |  | 1 | 0.04 |  | 130.1123 | 0 | 0 | 0 | 187.5014 | 204.2959 | 221.4584 | 238.7887 | 255.9935 | 272.9582 | 289.4146 | 305.106 | 319.7758 | 333.1831 | 345.0889 | 355.273 | 363.543 | 369.7428 | 373.7585 | 375.5244 | 375.026 | 372.3013 | 367.4391 | 360.576 | 351.8901 | 341.5944 | 329.9278 | 317.1463 | 303.5131 | 289.2901 | 274.7292 | 260.0655 | 245.5113 | 230.5156 | 216.1811 | 202.5859 | 189.7847 | 177.8098 | 166.6719 | 156.3634 | 146.8602 | 138.1254 | 130.1123 | 0 |  | 2054 | 1 | 1 | 1 | 1 | 1 |  |  |  | 2054 | 50.9357 | 68.4451 | 56.4453 | 79.0266 | 58.4407 | 165 | 3.2811 | 0
80.35% | 0.071524 | 65 | 464908.8125 | 2060 | 35 | 2974.044 | 2060 | 0.00023083 | 0.0027366 | 0.11547 | 3.7958 | 104.5411 | 1016.2434 | 304.6379 | 291.1825 | 337.2045 | 308.2338 | 265.6346 | 15.1686 | 23.6746 | 36.662 | 51.2441 | 67.2445 | 77.5969 | 97.7833 | 114.6078 | 154.9948 | 198.3222 | 227.8407 | 285.658 | 338.7716 | 378.6272 | 342.1613 | 1234.5326 | 1324.5919 | 1405.702 | 1487.2343 | 1568.9048 | 1649.824 | 1730.4936 | 1810.2936 | 1888.61 | 1964.6773 | 2037.6564 | 2106.4422 | 2170.3492 | 2227.5986 | 2276.7729 | 2316.4819 | 2345.4597 | 2362.6704 | 2367.4151 | 2359.43 | 2338.9725 | 2306.8879 | 2264.6505 | 2214.3786 | 2158.822 | 2101.3233 | 2045.7575 | 1996.4531 | 1958.1028 | 1935.6688 | 1934.2918 | 1959.2095 | 1935.0668 | 1943.6728 | 1985.7598 | 2061.6939 | 2169.2051 | 2311.2484 | 2488.7268 | 2704.8747 | 2974.044 | 86491.8568 | 1 |  | 1 | 0.04 |  | 122.7675 | 0 | 0 | 0 | 172.1256 | 188.4944 | 205.3411 | 222.4779 | 239.6255 | 256.6673 | 273.3387 | 289.3821 | 304.5356 | 318.5486 | 331.1698 | 342.1632 | 351.3188 | 358.4602 | 363.453 | 366.2104 | 366.698 | 364.9352 | 360.9944 | 354.9988 | 347.1162 | 337.5524 | 326.5423 | 314.3407 | 301.2124 | 287.4227 | 273.2286 | 258.8713 | 244.5696 | 230.5156 | 216.1811 | 202.5859 | 189.7847 | 177.8098 | 166.6719 | 156.3634 | 146.8602 | 138.1254 | 130.1123 | 122.7675 |  | 2055 | 1 | 1 | 1 | 1 | 1 |  |  |  | 2055 | 50.9357 | 67.3961 | 55.9044 | 78.8008 | 58.0172 | 165 | 3.4018 | 0
|  |  |  | 2001 |  |  | 2001 | 2307.1951 | 842.2444 | 1073.9653 | 1040.8243 | 817.4436 | 216.2625 | 0 | 0 | 0 | 0 | 0 | 0 | 0 | 0 | 0 | 0 | 0 | 0 | 0 | 0 | 0 | 0 | 0 | 0 | 0 | 0 | 0 | 0 | 0 | 0 | 0 | 0 | 0 | 0 | 0 | 0 | 0 | 0 | 0 | 0 | 0 | 0 | 0 | 0 | 0 | 0 | 0 | 0 | 0 | 0 | 0 | 0 | 0 | 0 | 0 | 0 | 0 | 0 | 0 | 0 | 0 | 0 | 0 | 0 | 0 | 0 | 0 | 6297.9354 | 1 | 83.2 | 1 | [47 empty] | 2056 | 1 | 1 | 1 | 1 | 1 |  |  |  | 2056 | 50.9357 | 66.3286 | 55.3917 | 78.5661 | 57.6146 | 165 | 3.5792 | 0
|  |  |  | 2002 |  |  | 2002 | 2102.7868 | 812.02 | 1095.3084 | 1122.9004 | 932.9088 | 261.084 | 0 | 0 | 0 | 0 | 0 | 0 | 0 | 0 | 0 | 0 | 0 | 0 | 0 | 0 | 0 | 0 | 0 | 0 | 0 | 0 | 0 | 0 | 0 | 0 | 0 | 0 | 0 | 0 | 0 | 0 | 0 | 0 | 0 | 0 | 0 | 0 | 0 | 0 | 0 | 0 | 0 | 0 | 0 | 0 | 0 | 0 | 0 | 0 | 0 | 0 | 0 | 0 | 0 | 0 | 0 | 0 | 0 | 0 | 0 | 0 | 0 | 6327.0085 | 1 | 83.2 | 1 | [47 empty] | 2057 | 1 | 1 | 1 | 1 | 1 |  |  |  | 2057 | 50.9357 | 65.253 | 54.9079 | 78.3219 | 57.2306 | 165 | 3.8136 | 0
|  |  |  | 2003 |  |  | 2003 | 1905.7434 | 778.4908 | 1110.8127 | 1204.6566 | 1058.7145 | 313.4278 | 0 | 0 | 0 | 0 | 0 | 0 | 0 | 0 | 0 | 0 | 0 | 0 | 0 | 0 | 0 | 0 | 0 | 0 | 0 | 0 | 0 | 0 | 0 | 0 | 0 | 0 | 0 | 0 | 0 | 0 | 0 | 0 | 0 | 0 | 0 | 0 | 0 | 0 | 0 | 0 | 0 | 0 | 0 | 0 | 0 | 0 | 0 | 0 | 0 | 0 | 0 | 0 | 0 | 0 | 0 | 0 | 0 | 0 | 0 | 0 | 0 | 6371.8458 | 1 | 83.2 | 1 | [47 empty] | 2058 | 1 | 1 | 1 | 1 | 1 |  |  |  | 2058 | 50.9357 | 64.1806 | 54.4533 | 78.0678 | 56.8628 | 165 | 4.1064 | 0
|  |  |  | 2004 |  |  | 2004 | 1717.4805 | 742.1617 | 1120.2204 | 1285.1195 | 1194.7492 | 374.1563 | 0 | 0 | 0 | 0 | 0 | 0 | 0 | 0 | 0 | 0 | 0 | 0 | 0 | 0 | 0 | 0 | 0 | 0 | 0 | 0 | 0 | 0 | 0 | 0 | 0 | 0 | 0 | 0 | 0 | 0 | 0 | 0 | 0 | 0 | 0 | 0 | 0 | 0 | 0 | 0 | 0 | 0 | 0 | 0 | 0 | 0 | 0 | 0 | 0 | 0 | 0 | 0 | 0 | 0 | 0 | 0 | 0 | 0 | 0 | 0 | 0 | 6433.8876 | 1 | 83.2 | 1 | [47 empty] | 2059 | 1 | 1 | 1 | 1 | 1 |  |  |  | 2059 | 50.9357 | 63.1228 | 54.0283 | 77.8035 | 56.5084 | 165 | 4.463 | 0
|  |  |  | 2005 |  |  | 2005 | 1539.1377 | 703.561 | 1123.374 | 1363.2704 | 1340.7038 | 444.1471 | 0 | 0 | 0 | 0 | 0 | 0 | 0 | 0 | 0 | 0 | 0 | 0 | 0 | 0 | 0 | 0 | 0 | 0 | 0 | 0 | 0 | 0 | 0 | 0 | 0 | 0 | 0 | 0 | 0 | 0 | 0 | 0 | 0 | 0 | 0 | 0 | 0 | 0 | 0 | 0 | 0 | 0 | 0 | 0 | 0 | 0 | 0 | 0 | 0 | 0 | 0 | 0 | 0 | 0 | 0 | 0 | 0 | 0 | 0 | 0 | 0 | 6514.194 | 1 | 83.2 | 1 | [47 empty] | 2060 | 1 | 1 | 1 | 1 | 1 | 0.02 |  |  | 2060 | 50.9357 | 62.0906 | 53.6329 | 77.5284 | 56.1641 | 165 | 4.9072 | 0
|  |  |  | 2006 |  |  | 2006 | 1371.5807 | 663.2287 | 1120.2204 | 1438.0657 | 1496.0538 | 524.2746 | 24.5939 | 0 | 0 | 0 | 0 | 0 | 0 | 0 | 0 | 0 | 0 | 0 | 0 | 0 | 0 | 0 | 0 | 0 | 0 | 0 | 0 | 0 | 0 | 0 | 0 | 0 | 0 | 0 | 0 | 0 | 0 | 0 | 0 | 0 | 0 | 0 | 0 | 0 | 0 | 0 | 0 | 0 | 0 | 0 | 0 | 0 | 0 | 0 | 0 | 0 | 0 | 0 | 0 | 0 | 0 | 0 | 0 | 0 | 0 | 0 | 0 | 6638.0177 | 1 | 83.2 | 1
|  |  |  | 2007 |  |  | 2007 | 1215.4119 | 621.7031 | 1110.8127 | 1508.4597 | 1660.0448 | 615.388 | 29.7747 | 20.375 | 0 | 0 | 0 | 0 | 0 | 0 | 0 | 0 | 0 | 0 | 0 | 0 | 0 | 0 | 0 | 0 | 0 | 0 | 0 | 0 | 0 | 0 | 0 | 0 | 0 | 0 | 0 | 0 | 0 | 0 | 0 | 0 | 0 | 0 | 0 | 0 | 0 | 0 | 0 | 0 | 0 | 0 | 0 | 0 | 0 | 0 | 0 | 0 | 0 | 0 | 0 | 0 | 0 | 0 | 0 | 0 | 0 | 0 | 0 | 6781.9698 | 1 | 83.2 | 1
|  |  |  | 2008 |  |  | 2008 | 1070.9861 | 579.5101 | 1095.3084 | 1573.4282 | 1831.6843 | 718.2861 | 35.8447 | 24.6671 | 20.5484 | 0 | 0 | 0 | 0 | 0 | 0 | 0 | 0 | 0 | 0 | 0 | 0 | 0 | 0 | 0 | 0 | 0 | 0 | 0 | 0 | 0 | 0 | 0 | 0 | 0 | 0 | 0 | 0 | 0 | 0 | 0 | 0 | 0 | 0 | 0 | 0 | 0 | 0 | 0 | 0 | 0 | 0 | 0 | 0 | 0 | 0 | 0 | 0 | 0 | 0 | 0 | 0 | 0 | 0 | 0 | 0 | 0 | 0 | 6950.2635 | 1 | 83.2 | 1
|  |  |  | 2009 |  |  | 2009 | 938.4312 | 537.152 | 1073.9653 | 1631.9933 | 2009.7392 | 833.6892 | 42.9103 | 29.6959 | 24.877 | 16.4347 | 0 | 0 | 0 | 0 | 0 | 0 | 0 | 0 | 0 | 0 | 0 | 0 | 0 | 0 | 0 | 0 | 0 | 0 | 0 | 0 | 0 | 0 | 0 | 0 | 0 | 0 | 0 | 0 | 0 | 0 | 0 | 0 | 0 | 0 | 0 | 0 | 0 | 0 | 0 | 0 | 0 | 0 | 0 | 0 | 0 | 0 | 0 | 0 | 0 | 0 | 0 | 0 | 0 | 0 | 0 | 0 | 0 | 7138.8881 | 1 | 83.2 | 1
|  |  |  | 2010 |  |  | 2010 | 817.6723 | 495.0986 | 1047.1342 | 1683.2478 | 2192.7393 | 962.2083 | 51.0806 | 35.5494 | 29.9485 | 19.8967 | 12.4506 | 0 | 0 | 0 | 0 | 0 | 0 | 0 | 0 | 0 | 0 | 0 | 0 | 0 | 0 | 0 | 0 | 0 | 0 | 0 | 0 | 0 | 0 | 0 | 0 | 0 | 0 | 0 | 0 | 0 | 0 | 0 | 0 | 0 | 0 | 0 | 0 | 0 | 0 | 0 | 0 | 0 | 0 | 0 | 0 | 0 | 0 | 0 | 0 | 0 | 0 | 0 | 0 | 0 | 0 | 0 | 0 | 7347.0264 | 1 | 83.2 | 1
|  |  |  | 2011 |  |  | 2011 | 708.4584 | 453.779 | 1015.2492 | 1726.3784 | 2378.9896 | 1104.3132 | 60.4657 | 42.3182 | 35.8519 | 23.953 | 15.0734 | 24.8551 | 0 | 0 | 0 | 0 | 0 | 0 | 0 | 0 | 0 | 0 | 0 | 0 | 0 | 0 | 0 | 0 | 0 | 0 | 0 | 0 | 0 | 0 | 0 | 0 | 0 | 0 | 0 | 0 | 0 | 0 | 0 | 0 | 0 | 0 | 0 | 0 | 0 | 0 | 0 | 0 | 0 | 0 | 0 | 0 | 0 | 0 | 0 | 0 | 0 | 0 | 0 | 0 | 0 | 0 | 0 | 7589.6851 | 1 | 83.2 | 1
|  |  |  | 2012 |  |  | 2012 | 610.3903 | 413.576 | 978.8163 | 1760.687 | 2566.589 | 1260.2992 | 71.1738 | 50.0933 | 42.6783 | 28.6745 | 18.1463 | 31.5908 | 29.3858 | 0 | 0 | 0 | 0 | 0 | 0 | 0 | 0 | 0 | 0 | 0 | 0 | 0 | 0 | 0 | 0 | 0 | 0 | 0 | 0 | 0 | 0 | 0 | 0 | 0 | 0 | 0 | 0 | 0 | 0 | 0 | 0 | 0 | 0 | 0 | 0 | 0 | 0 | 0 | 0 | 0 | 0 | 0 | 0 | 0 | 0 | 0 | 0 | 0 | 0 | 0 | 0 | 0 | 0 | 7862.1007 | 1 | 83.2 | 1
|  |  |  | 2013 |  |  | 2013 | 522.9488 | 374.8215 | 938.4 | 1785.6098 | 2753.4573 | 1430.2545 | 83.3086 | 58.9646 | 50.5196 | 34.1342 | 21.7233 | 39.7525 | 37.3492 | 34.7851 | 0 | 0 | 0 | 0 | 0 | 0 | 0 | 0 | 0 | 0 | 0 | 0 | 0 | 0 | 0 | 0 | 0 | 0 | 0 | 0 | 0 | 0 | 0 | 0 | 0 | 0 | 0 | 0 | 0 | 0 | 0 | 0 | 0 | 0 | 0 | 0 | 0 | 0 | 0 | 0 | 0 | 0 | 0 | 0 | 0 | 0 | 0 | 0 | 0 | 0 | 0 | 0 | 0 | 8166.029 | 1 | 83.2 | 1
|  |  |  | 2014 |  |  | 2014 | 445.5218 | 337.794 | 894.6085 | 1800.7325 | 2937.3697 | 1614.0285 | 96.9655 | 69.0177 | 59.4663 | 40.4057 | 25.8595 | 49.5256 | 46.9987 | 44.2118 | 37.5025 | 0 | 0 | 0 | 0 | 0 | 0 | 0 | 0 | 0 | 0 | 0 | 0 | 0 | 0 | 0 | 0 | 0 | 0 | 0 | 0 | 0 | 0 | 0 | 0 | 0 | 0 | 0 | 0 | 0 | 0 | 0 | 0 | 0 | 0 | 0 | 0 | 0 | 0 | 0 | 0 | 0 | 0 | 0 | 0 | 0 | 0 | 0 | 0 | 0 | 0 | 0 | 0 | 8500.0082 | 1 | 83.2 | 1
|  |  |  | 2015 |  |  | 2015 | 377.4305 | 302.7175 | 848.0789 | 1805.8018 | 3115.9976 | 1811.2038 | 112.2285 | 80.3319 | 69.6049 | 47.5614 | 30.6106 | 61.088 | 58.5532 | 55.6343 | 47.6655 | 38.3007 | 0 | 0 | 0 | 0 | 0 | 0 | 0 | 0 | 0 | 0 | 0 | 0 | 0 | 0 | 0 | 0 | 0 | 0 | 0 | 0 | 0 | 0 | 0 | 0 | 0 | 0 | 0 | 0 | 0 | 0 | 0 | 0 | 0 | 0 | 0 | 0 | 0 | 0 | 0 | 0 | 0 | 0 | 0 | 0 | 0 | 0 | 0 | 0 | 0 | 0 | 0 | 8862.8091 | 1 | 83.2 | 1
|  |  |  | 2016 |  |  | 2016 | 317.9532 | 269.7624 | 799.4619 | 1800.7325 | 3286.9556 | 2021.0715 | 129.1657 | 92.9767 | 81.0154 | 55.6703 | 36.0316 | 74.6006 | 72.2232 | 69.3119 | 59.9803 | 48.68 | 34.7056 | 0 | 0 | 0 | 0 | 0 | 0 | 0 | 0 | 0 | 0 | 0 | 0 | 0 | 0 | 0 | 0 | 0 | 0 | 0 | 0 | 0 | 0 | 0 | 0 | 0 | 0 | 0 | 0 | 0 | 0 | 0 | 0 | 0 | 0 | 0 | 0 | 0 | 0 | 0 | 0 | 0 | 0 | 0 | 0 | 0 | 0 | 0 | 0 | 0 | 0 | 9250.2984 | 1 | 83.2 | 1
|  |  |  | 2017 |  |  | 2017 | 266.347 | 239.0471 | 749.4066 | 1785.6098 | 3447.8536 | 2242.6126 | 147.8255 | 107.0084 | 93.7677 | 64.7964 | 42.1748 | 90.1965 | 88.199 | 85.4936 | 74.7263 | 61.257 | 44.1106 | 34.6474 | 0 | 0 | 0 | 0 | 0 | 0 | 0 | 0 | 0 | 0 | 0 | 0 | 0 | 0 | 0 | 0 | 0 | 0 | 0 | 0 | 0 | 0 | 0 | 0 | 0 | 0 | 0 | 0 | 0 | 0 | 0 | 0 | 0 | 0 | 0 | 0 | 0 | 0 | 0 | 0 | 0 | 0 | 0 | 0 | 0 | 0 | 0 | 0 | 0 | 9665.08 | 1 | 83.2 | 1
|  |  |  | 2018 |  |  | 2018 | 221.8658 | 210.6415 | 698.5468 | 1760.687 | 3596.3507 | 2474.4865 | 168.2325 | 122.4673 | 107.9189 | 74.9958 | 49.0886 | 107.9687 | 106.6377 | 104.4047 | 92.1721 | 76.3169 | 55.507 | 44.0367 | 31.1575 | 0 | 0 | 0 | 0 | 0 | 0 | 0 | 0 | 0 | 0 | 0 | 0 | 0 | 0 | 0 | 0 | 0 | 0 | 0 | 0 | 0 | 0 | 0 | 0 | 0 | 0 | 0 | 0 | 0 | 0 | 0 | 0 | 0 | 0 | 0 | 0 | 0 | 0 | 0 | 0 | 0 | 0 | 0 | 0 | 0 | 0 | 0 | 0 | 10103.4827 | 1 | 83.1626 | 1 | [47 empty] | 0.69004 | [8 empty] | 0.69004
|  |  |  | 2019 |  |  | 2019 | 183.7771 | 184.5706 | 647.488 | 1726.3784 | 3730.2117 | 2715.0271 | 190.3832 | 139.3737 | 123.5093 | 86.3139 | 56.8154 | 127.9577 | 127.6494 | 126.2314 | 112.5605 | 94.134 | 69.1533 | 55.414 | 39.6011 | 32.6137 | 0 | 0 | 0 | 0 | 0 | 0 | 0 | 0 | 0 | 0 | 0 | 0 | 0 | 0 | 0 | 0 | 0 | 0 | 0 | 0 | 0 | 0 | 0 | 0 | 0 | 0 | 0 | 0 | 0 | 0 | 0 | 0 | 0 | 0 | 0 | 0 | 0 | 0 | 0 | 0 | 0 | 0 | 0 | 0 | 0 | 0 | 0 | 10569.1635 | 1 | 83.1172 | 1 |  |  |  | 0 | 0 | 0 | 0 | 0 | 0 | 0 | 0 | 0 | 0 | 0 | 0 | 0 | 0 | 0 | 0 | 0 | 0 | 0 | 0 | 0 | 0 | 0 | 0 | 0 | 0 | 0 | 0 | 0 | 0 | 0 | 0 | 0 | 0 | 0 | 0 | 0 | 0 | 0 | 0 | 0 | 0 | 0 | 0 | 0.71123 | [8 empty] | 0.71123
|  |  |  | 2020 |  |  | 2020 | 151.3738 | 160.8197 | 596.7964 | 1683.2478 | 3847.363 | 2962.2484 | 214.2425 | 157.7246 | 140.5595 | 98.7832 | 65.3898 | 150.1397 | 151.282 | 151.1038 | 136.0923 | 114.9564 | 85.298 | 69.0375 | 49.8324 | 41.4518 | 32.5798 | 0 | 0 | 0 | 0 | 0 | 0 | 0 | 0 | 0 | 0 | 0 | 0 | 0 | 0 | 0 | 0 | 0 | 0 | 0 | 0 | 0 | 0 | 0 | 0 | 0 | 0 | 0 | 0 | 0 | 0 | 0 | 0 | 0 | 0 | 0 | 0 | 0 | 0 | 0 | 0 | 0 | 0 | 0 | 0 | 0 | 0 | 11060.3225 | 1 | 83.0643 | 1 |  |  |  | 0 | 0 | 0 | 0 | 0 | 0 | 0 | 0 | 0 | 0 | 0 | 0 | 0 | 0 | 0 | 0 | 0 | 0 | 0 | 0 | 0 | 0 | 0 | 0 | 0 | 0 | 0 | 0 | 0 | 0 | 0 | 0 | 0 | 0 | 0 | 0 | 0 | 0 | 0 | 0 | 0 | 0 | 0 | 0 | 0.73175 | [8 empty] | 0.73175
|  |  |  | 2021 |  |  | 2021 | 123.9847 | 139.3395 | 546.9893 | 1631.9933 | 3945.9456 | 3213.8604 | 239.7402 | 177.4911 | 159.0666 | 112.4201 | 74.8363 | 174.4157 | 177.5074 | 179.0787 | 162.9076 | 138.989 | 104.1659 | 85.1551 | 62.0836 | 52.1613 | 41.4088 | 29.4735 | 0 | 0 | 0 | 0 | 0 | 0 | 0 | 0 | 0 | 0 | 0 | 0 | 0 | 0 | 0 | 0 | 0 | 0 | 0 | 0 | 0 | 0 | 0 | 0 | 0 | 0 | 0 | 0 | 0 | 0 | 0 | 0 | 0 | 0 | 0 | 0 | 0 | 0 | 0 | 0 | 0 | 0 | 0 | 0 | 0 | 11573.0138 | 1 | 83.0061 | 1 |  |  |  | 0 | 0 | 0 | 0 | 0 | 0 | 0 | 0 | 0 | 0 | 0 | 0 | 0 | 0 | 0 | 0 | 0 | 0 | 0 | 0 | 0 | 0 | 0 | 0 | 0 | 0 | 0 | 0 | 0 | 0 | 0 | 0 | 0 | 0 | 0 | 0 | 0 | 0 | 0 | 0 | 0 | 0 | 0 | 0 | 0.75153 | [8 empty] | 0.75153
|  |  |  | 2022 |  |  | 2022 | 96.9427 | 115.2495 | 478.5872 | 1510.4911 | 3863.3895 | 3328.6032 | 256.0977 | 190.6703 | 171.8412 | 122.1332 | 81.7606 | 192.5783 | 197.9601 | 201.7179 | 185.3451 | 159.7201 | 120.9049 | 99.8318 | 76.5778 | 64.9851 | 52.1072 | 37.4607 | 29.347 | 0 | 0 | 0 | 0 | 0 | 0 | 0 | 0 | 0 | 0 | 0 | 0 | 0 | 0 | 0 | 0 | 0 | 0 | 0 | 0 | 0 | 0 | 0 | 0 | 0 | 0 | 0 | 0 | 0 | 0 | 0 | 0 | 0 | 0 | 0 | 0 | 0 | 0 | 0 | 0 | 0 | 0 | 0 | 0 | 11634.3018 | 1 | 82.9286 | 1 |  |  |  | 0 | 0 | 0 | 0 | 0 | 0 | 0 | 0 | 0 | 0 | 0 | 0 | 0 | 0 | 0 | 0 | 0 | 0 | 0 | 0 | 0 | 0 | 0 | 0 | 0 | 0 | 0 | 0 | 0 | 0 | 0 | 0 | 0 | 0 | 0 | 0 | 0 | 0 | 0 | 0 | 0 | 0 | 0 | 0 | 0.77055 | [8 empty] | 0.77055
|  |  |  | 2023 |  |  | 2023 | 75.3737 | 94.7898 | 416.3911 | 1390.1965 | 3761.3533 | 3428.1142 | 272.0374 | 203.6797 | 184.6008 | 131.9417 | 88.8248 | 210.5183 | 218.5745 | 224.9601 | 208.7765 | 181.7186 | 138.9386 | 115.8743 | 89.7761 | 80.1567 | 64.9176 | 47.139 | 37.2998 | 27.8738 | 0 | 0 | 0 | 0 | 0 | 0 | 0 | 0 | 0 | 0 | 0 | 0 | 0 | 0 | 0 | 0 | 0 | 0 | 0 | 0 | 0 | 0 | 0 | 0 | 0 | 0 | 0 | 0 | 0 | 0 | 0 | 0 | 0 | 0 | 0 | 0 | 0 | 0 | 0 | 0 | 0 | 0 | 0 | 11693.827 | 1 | 82.8402 | 1 |  |  |  | 0 | 0 | 0 | 0 | 0 | 0 | 0 | 0 | 0 | 0 | 0 | 0 | 0 | 0 | 0 | 0 | 0 | 0 | 0 | 0 | 0 | 0 | 0 | 0 | 0 | 0 | 0 | 0 | 0 | 0 | 0 | 0 | 0 | 0 | 0 | 0 | 0 | 0 | 0 | 0 | 0 | 0 | 0 | 0 | 0.78877 | [8 empty] | 0.78877
|  |  |  | 2024 |  |  | 2024 | 58.2752 | 77.5252 | 360.2468 | 1272.3085 | 3641.4807 | 3510.8055 | 287.3491 | 216.3568 | 197.1961 | 141.7387 | 95.9583 | 227.8416 | 238.9362 | 248.3862 | 232.8321 | 204.6915 | 158.0749 | 133.1577 | 104.2027 | 93.9718 | 80.0735 | 58.728 | 46.9366 | 35.4274 | 25.1587 | 0 | 0 | 0 | 0 | 0 | 0 | 0 | 0 | 0 | 0 | 0 | 0 | 0 | 0 | 0 | 0 | 0 | 0 | 0 | 0 | 0 | 0 | 0 | 0 | 0 | 0 | 0 | 0 | 0 | 0 | 0 | 0 | 0 | 0 | 0 | 0 | 0 | 0 | 0 | 0 | 0 | 0 | 11747.6597 | 1 | 82.7414 | 1 |  |  |  | 0 | 0 | 0 | 0 | 0 | 0 | 0 | 0 | 0 | 0 | 0 | 0 | 0 | 0 | 0 | 0 | 0 | 0 | 0 | 0 | 0 | 0 | 0 | 0 | 0 | 0 | 0 | 0 | 0 | 0 | 0 | 0 | 0 | 0 | 0 | 0 | 0 | 0 | 0 | 0 | 0 | 0 | 0 | 0 | 0.80615 | [8 empty] | 0.80615
|  |  |  | 2025 |  |  | 2025 | 44.8028 | 63.0495 | 309.9252 | 1157.889 | 3505.6626 | 3575.3331 | 301.8208 | 228.5345 | 209.4697 | 151.4095 | 103.0835 | 244.1388 | 258.598 | 271.525 | 257.0778 | 228.2764 | 178.0588 | 151.4977 | 119.7452 | 109.0727 | 93.8742 | 72.4388 | 58.4759 | 44.5804 | 31.9766 | 18.5126 | 0 | 0 | 0 | 0 | 0 | 0 | 0 | 0 | 0 | 0 | 0 | 0 | 0 | 0 | 0 | 0 | 0 | 0 | 0 | 0 | 0 | 0 | 0 | 0 | 0 | 0 | 0 | 0 | 0 | 0 | 0 | 0 | 0 | 0 | 0 | 0 | 0 | 0 | 0 | 0 | 0 | 11788.8295 | 1 | 82.6359 | 1 |  |  |  | 0 | 0 | 0 | 0 | 0 | 0 | 0 | 0 | 0 | 0 | 0 | 0 | 0 | 0 | 0 | 0 | 0 | 0 | 0 | 0 | 0 | 0 | 0 | 0 | 0 | 0 | 0 | 0 | 0 | 0 | 0 | 0 | 0 | 0 | 0 | 0 | 0 | 0 | 0 | 0 | 0 | 0 | 0 | 0 | 0.82268 | [8 empty] | 0.82268
|  |  |  | 2026 |  |  | 2026 | 34.2519 | 50.9893 | 265.1381 | 1047.8513 | 3355.9886 | 3620.6327 | 315.244 | 240.0442 | 221.2598 | 160.8334 | 110.1168 | 259.0009 | 277.0952 | 293.8685 | 281.0264 | 252.0478 | 198.575 | 170.6501 | 136.2379 | 125.3416 | 108.9594 | 84.9238 | 72.1278 | 55.5405 | 40.238 | 23.5295 | 18.3445 | 0 | 0 | 0 | 0 | 0 | 0 | 0 | 0 | 0 | 0 | 0 | 0 | 0 | 0 | 0 | 0 | 0 | 0 | 0 | 0 | 0 | 0 | 0 | 0 | 0 | 0 | 0 | 0 | 0 | 0 | 0 | 0 | 0 | 0 | 0 | 0 | 0 | 0 | 0 | 0 | 11819.8571 | 1 | 82.5178 | 1 |  |  |  | 0 | 0 | 0 | 0 | 0 | 0 | 0 | 0 | 0 | 0 | 0 | 0 | 0 | 0 | 0 | 0 | 0 | 0 | 0 | 0 | 0 | 0 | 0 | 0 | 0 | 0 | 0 | 0 | 0 | 0 | 0 | 0 | 0 | 0 | 0 | 0 | 0 | 0 | 0 | 0 | 0 | 0 | 0 | 0 | 0.83834 | [8 empty] | 0.83834
|  |  |  | 2027 |  |  | 2027 | 26.0389 | 41.0048 | 225.5513 | 942.9543 | 3194.6925 | 3645.9498 | 327.4182 | 250.72 | 232.4031 | 169.8859 | 116.9706 | 272.0361 | 293.9635 | 314.8886 | 304.1517 | 275.5278 | 219.2534 | 190.3127 | 153.4612 | 142.6051 | 125.2114 | 98.5707 | 84.5591 | 68.5071 | 50.1305 | 29.6085 | 22.6977 | 17.2564 | 0 | 0 | 0 | 0 | 0 | 0 | 0 | 0 | 0 | 0 | 0 | 0 | 0 | 0 | 0 | 0 | 0 | 0 | 0 | 0 | 0 | 0 | 0 | 0 | 0 | 0 | 0 | 0 | 0 | 0 | 0 | 0 | 0 | 0 | 0 | 0 | 0 | 0 | 0 | 11836.3308 | 1 | 82.3667 |  |  |  |  | 0 | 0 | 0 | 0 | 0 | 0 | 0 | 0 | 0 | 0 | 0 | 0 | 0 | 0 | 0 | 0 | 0 | 0 | 0 | 0 | 0 | 0 | 0 | 0 | 0 | 0 | 0 | 0 | 0 | 0 | 0 | 0 | 0 | 0 | 0 | 0 | 0 | 0 | 0 | 0 | 0 | 0 | 0 | 0 | 0.85313 | [8 empty] | 0.85313
|  |  |  | 2028 |  |  | 2028 | 19.6843 | 32.7906 | 190.7994 | 843.8007 | 3024.0982 | 3650.8595 | 338.1558 | 260.4023 | 242.739 | 178.4419 | 123.5543 | 282.8866 | 308.7583 | 334.0576 | 325.9073 | 298.2006 | 239.6783 | 210.1308 | 171.1432 | 160.6332 | 142.457 | 113.2731 | 98.1475 | 80.3144 | 61.8341 | 36.8877 | 27.8783 | 21.3513 | 16.1389 | 0 | 0 | 0 | 0 | 0 | 0 | 0 | 0 | 0 | 0 | 0 | 0 | 0 | 0 | 0 | 0 | 0 | 0 | 0 | 0 | 0 | 0 | 0 | 0 | 0 | 0 | 0 | 0 | 0 | 0 | 0 | 0 | 0 | 0 | 0 | 0 | 0 | 0 | 11835.0043 | 1 | 82.2004 |  |  |  |  | 0 | 0 | 0 | 0 | 0 | 0 | 0 | 0 | 0 | 0 | 0 | 0 | 0 | 0 | 0 | 0 | 0 | 0 | 0 | 0 | 0 | 0 | 0 | 0 | 0 | 0 | 0 | 0 | 0 | 0 | 0 | 0 | 0 | 0 | 0 | 0 | 0 | 0 | 0 | 0 | 0 | 0 | 0 | 0 | 0.86704 | [8 empty] | 0.86704
|  |  |  | 2029 |  |  | 2029 | 14.797 | 26.0748 | 160.497 | 750.8398 | 2846.564 | 3635.2795 | 347.2876 | 268.9422 | 252.1131 | 186.3779 | 129.7768 | 291.2453 | 321.0735 | 350.8703 | 345.7472 | 319.5306 | 259.4012 | 229.7059 | 188.9651 | 179.1417 | 160.4665 | 128.8744 | 112.7868 | 93.2206 | 72.4913 | 45.4996 | 33.991 | 26.2247 | 19.9686 | 15.1241 | 0 | 0 | 0 | 0 | 0 | 0 | 0 | 0 | 0 | 0 | 0 | 0 | 0 | 0 | 0 | 0 | 0 | 0 | 0 | 0 | 0 | 0 | 0 | 0 | 0 | 0 | 0 | 0 | 0 | 0 | 0 | 0 | 0 | 0 | 0 | 0 | 0 | 11812.878 | 1 | 82.0181 |  |  |  |  | 0 | 0 | 0 | 0 | 0 | 0 | 0 | 0 | 0 | 0 | 0 | 0 | 0 | 0 | 0 | 0 | 0 | 0 | 0 | 0 | 0 | 0 | 0 | 0 | 0 | 0 | 0 | 0 | 0 | 0 | 0 | 0 | 0 | 0 | 0 | 0 | 0 | 0 | 0 | 0 | 0 | 0 | 0 | 0 | 0.88007 | [8 empty] | 0.88007
|  |  |  | 2030 |  |  | 2030 | 11.0608 | 20.6182 | 134.2502 | 664.3746 | 2664.4297 | 3599.4714 | 354.6663 | 276.2048 | 260.3812 | 193.5755 | 135.5486 | 296.8698 | 330.5606 | 364.8652 | 363.1481 | 338.9822 | 277.9558 | 248.6081 | 206.5685 | 197.7964 | 178.9557 | 145.1668 | 128.3211 | 107.125 | 84.1404 | 53.3416 | 41.1408 | 31.9748 | 24.5264 | 18.713 | 14.2017 | 0 | 0 | 0 | 0 | 0 | 0 | 0 | 0 | 0 | 0 | 0 | 0 | 0 | 0 | 0 | 0 | 0 | 0 | 0 | 0 | 0 | 0 | 0 | 0 | 0 | 0 | 0 | 0 | 0 | 0 | 0 | 0 | 0 | 0 | 0 | 0 | 11767.5432 | 1 | 81.8182 |  |  |  |  | 0 | 0 | 0 | 0 | 0 | 0 | 0 | 0 | 0 | 0 | 0 | 0 | 0 | 0 | 0 | 0 | 0 | 0 | 0 | 0 | 0 | 0 | 0 | 0 | 0 | 0 | 0 | 0 | 0 | 0 | 0 | 0 | 0 | 0 | 0 | 0 | 0 | 0 | 0 | 0 | 0 | 0 | 0 | 0 | 0.89224 | [8 empty] | 0.89224
|  |  |  | 2031 |  |  | 2031 | 8.2216 | 16.2121 | 111.6661 | 584.5705 | 2479.9665 | 3544.0341 | 360.171 | 282.0733 | 267.4127 | 199.9238 | 140.7832 | 299.5946 | 336.9444 | 375.6462 | 377.6328 | 356.0427 | 294.8766 | 266.3907 | 223.5668 | 216.2225 | 197.5911 | 161.8931 | 144.5435 | 121.8795 | 96.6904 | 61.9133 | 47.453 | 38.7004 | 29.9041 | 22.9842 | 17.5718 | 13.3576 | 0 | 0 | 0 | 0 | 0 | 0 | 0 | 0 | 0 | 0 | 0 | 0 | 0 | 0 | 0 | 0 | 0 | 0 | 0 | 0 | 0 | 0 | 0 | 0 | 0 | 0 | 0 | 0 | 0 | 0 | 0 | 0 | 0 | 0 | 0 | 11696.434 | 1 | 81.5996 |  |  |  |  | 0 | 0 | 0 | 0 | 0 | 0 | 0 | 0 | 0 | 0 | 0 | 0 | 0 | 0 | 0 | 0 | 0 | 0 | 0 | 0 | 0 | 0 | 0 | 0 | 0 | 0 | 0 | 0 | 0 | 0 | 0 | 0 | 0 | 0 | 0 | 0 | 0 | 0 | 0 | 0 | 0 | 0 | 0 | 0 | 0.90357 | [8 empty] | 0.90357
|  |  |  | 2032 |  |  | 2032 | 6.077 | 12.6761 | 92.3604 | 511.4687 | 2295.3324 | 3469.8866 | 363.7105 | 286.4513 | 273.0943 | 205.3226 | 145.4002 | 299.3384 | 340.0369 | 382.9007 | 388.791 | 370.2439 | 309.7173 | 282.6075 | 239.5582 | 234.0152 | 215.998 | 178.7517 | 161.198 | 137.2876 | 110.0078 | 71.1481 | 54.3332 | 44.6382 | 36.1942 | 28.0238 | 21.5825 | 16.5273 | 12.5903 | 0 | 0 | 0 | 0 | 0 | 0 | 0 | 0 | 0 | 0 | 0 | 0 | 0 | 0 | 0 | 0 | 0 | 0 | 0 | 0 | 0 | 0 | 0 | 0 | 0 | 0 | 0 | 0 | 0 | 0 | 0 | 0 | 0 | 0 | 11597.27 | 1 | 81.3633 |  |  |  |  | 0 | 0 | 0 | 1.7756 | 0 | 0 | 0 | 0 | 0 | 0 | 0 | 0 | 0 | 0 | 0 | 0 | 0 | 0 | 0 | 0 | 0 | 0 | 0 | 0 | 0 | 0 | 0 | 0 | 0 | 0 | 0 | 0 | 0 | 0 | 0 | 0 | 0 | 0 | 0 | 0 | 0 | 0 | 0 | 1.7756 | 0.91408 | [8 empty] | 0.91408
|  |  |  | 2033 |  |  | 2033 | 4.4666 | 9.8558 | 75.9641 | 444.9995 | 2112.5335 | 3378.2433 | 365.2255 | 289.2663 | 277.3329 | 209.685 | 149.3266 | 296.1091 | 339.7462 | 386.415 | 396.2994 | 381.1838 | 322.0708 | 296.8307 | 254.1415 | 250.754 | 233.7723 | 195.4036 | 177.9842 | 153.106 | 123.915 | 80.9475 | 61.7559 | 51.1103 | 41.7475 | 33.9184 | 26.3148 | 20.2996 | 15.5779 | 11.8894 | 0 | 0 | 0 | 0 | 0 | 0 | 0 | 0 | 0 | 0 | 0 | 0 | 0 | 0 | 0 | 0 | 0 | 0 | 0 | 0 | 0 | 0 | 0 | 0 | 0 | 0 | 0 | 0 | 0 | 0 | 0 | 0 | 0 | 11468.1922 | 1 | 81.1087 |  |  |  |  | 0 | 0 | 0 | 2.1177 | 1.785 | 0 | 0 | 0 | 0 | 0 | 0 | 0 | 0 | 0 | 0 | 0 | 0 | 0 | 0 | 0 | 0 | 0 | 0 | 0 | 0 | 0 | 0 | 0 | 0 | 0 | 0 | 0 | 0 | 0 | 0 | 0 | 0 | 0 | 0 | 0 | 0 | 0 | 0 | 3.9027 | 0.92378 | [8 empty] | 0.92378
|  |  |  | 2034 |  |  | 2034 | 3.2645 | 7.62 | 62.1283 | 384.9977 | 1933.3918 | 3270.5802 | 364.6907 | 290.4713 | 280.0583 | 212.9395 | 152.4993 | 290.0024 | 336.0809 | 386.0847 | 399.9367 | 388.5453 | 331.5873 | 308.6702 | 266.9321 | 266.0188 | 250.4937 | 211.4832 | 194.5647 | 169.0496 | 138.1927 | 91.1809 | 69.6792 | 58.0928 | 47.8005 | 39.1225 | 31.8499 | 24.7505 | 19.1335 | 14.7107 | 11.2462 | 0 | 0 | 0 | 0 | 0 | 0 | 0 | 0 | 0 | 0 | 0 | 0 | 0 | 0 | 0 | 0 | 0 | 0 | 0 | 0 | 0 | 0 | 0 | 0 | 0 | 0 | 0 | 0 | 0 | 0 | 0 | 0 | 11307.8504 | 1 | 80.8348 |  |  |  |  | 0 | 0 | 0 | 2.5073 | 2.1289 | 1.7941 | 0 | 0 | 0 | 0 | 0 | 0 | 0 | 0 | 0 | 0 | 0 | 0 | 0 | 0 | 0 | 0 | 0 | 0 | 0 | 0 | 0 | 0 | 0 | 0 | 0 | 0 | 0 | 0 | 0 | 0 | 0 | 0 | 0 | 0 | 0 | 0 | 0 | 6.4303 | 0.93271 | [8 empty] | 0.93271
|  |  |  | 2035 |  |  | 2035 | 2.3726 | 5.8584 | 50.5276 | 331.2188 | 1759.5207 | 3148.5958 | 362.115 | 290.0459 | 281.225 | 215.0321 | 154.8662 | 281.1979 | 329.1499 | 381.9194 | 399.5948 | 392.1114 | 337.9909 | 317.7907 | 277.579 | 279.4072 | 265.7427 | 226.6103 | 210.5752 | 184.7977 | 152.5832 | 101.6869 | 78.0438 | 65.546 | 54.3307 | 44.7949 | 36.7366 | 29.9566 | 23.3288 | 18.0684 | 13.9149 | 10.6523 | 0 | 0 | 0 | 0 | 0 | 0 | 0 | 0 | 0 | 0 | 0 | 0 | 0 | 0 | 0 | 0 | 0 | 0 | 0 | 0 | 0 | 0 | 0 | 0 | 0 | 0 | 0 | 0 | 0 | 0 | 0 | 11115.4886 | 1 | 80.5408 |  |  |  |  | 0 | 0 | 0 | 2.9469 | 2.5206 | 2.1398 | 1.8024 | 0 | 0 | 0 | 0 | 0 | 0 | 0 | 0 | 0 | 0 | 0 | 0 | 0 | 0 | 0 | 0 | 0 | 0 | 0 | 0 | 0 | 0 | 0 | 0 | 0 | 0 | 0 | 0 | 0 | 0 | 0 | 0 | 0 | 0 | 0 | 0 | 9.4096 | 0.94091 | [8 empty] | 0.94091
|  |  |  | 2036 |  |  | 2036 | 1.7147 | 4.4788 | 40.8626 | 283.3545 | 1592.3081 | 3014.1667 | 357.5416 | 287.9974 | 280.8131 | 215.9279 | 156.3881 | 269.95 | 319.1569 | 374.0431 | 395.2838 | 391.7762 | 341.0931 | 323.9279 | 285.7809 | 290.5517 | 279.1171 | 240.4054 | 225.6373 | 200.0045 | 166.7974 | 112.2759 | 86.7732 | 73.4146 | 61.3013 | 50.9145 | 42.063 | 34.5528 | 28.2358 | 22.0301 | 17.0909 | 13.1801 | 10.1006 | 0 | 0 | 0 | 0 | 0 | 0 | 0 | 0 | 0 | 0 | 0 | 0 | 0 | 0 | 0 | 0 | 0 | 0 | 0 | 0 | 0 | 0 | 0 | 0 | 0 | 0 | 0 | 0 | 0 | 0 | 10891.012 | 1 | 80.2207 |  |  |  |  | 0 | 0 | 0 | 3.4382 | 2.9625 | 2.5335 | 2.1497 | 1.8087 | 0 | 0 | 0 | 0 | 0 | 0 | 0 | 0 | 0 | 0 | 0 | 0 | 0 | 0 | 0 | 0 | 0 | 0 | 0 | 0 | 0 | 0 | 0 | 0 | 0 | 0 | 0 | 0 | 0 | 0 | 0 | 0 | 0 | 0 | 0 | 12.8925 | 0.94839 | [8 empty] | 0.94839
|  |  |  | 2037 |  |  | 2037 | 1.2323 | 3.4048 | 32.8611 | 241.048 | 1432.9073 | 2869.2993 | 351.0466 | 284.36 | 278.8298 | 215.6117 | 157.0396 | 256.5756 | 306.3907 | 362.6872 | 387.1318 | 387.5496 | 340.8015 | 326.901 | 291.2999 | 299.1369 | 290.2501 | 252.5046 | 239.3732 | 214.3106 | 180.523 | 122.7352 | 95.7731 | 81.6261 | 68.6603 | 57.4468 | 47.8094 | 39.5627 | 32.568 | 26.664 | 20.8383 | 16.1885 | 12.4975 | 9.5837 | 0 | 0 | 0 | 0 | 0 | 0 | 0 | 0 | 0 | 0 | 0 | 0 | 0 | 0 | 0 | 0 | 0 | 0 | 0 | 0 | 0 | 0 | 0 | 0 | 0 | 0 | 0 | 0 | 0 | 10635.0297 | 1 | 79.8771 |  |  |  |  | 0 | 0 | 0 | 3.982 | 3.4564 | 2.9776 | 2.5452 | 2.1572 | 1.8134 | 0 | 0 | 0 | 0 | 0 | 0 | 0 | 0 | 0 | 0 | 0 | 0 | 0 | 0 | 0 | 0 | 0 | 0 | 0 | 0 | 0 | 0 | 0 | 0 | 0 | 0 | 0 | 0 | 0 | 0 | 0 | 0 | 0 | 0 | 16.9318 | 0.95521 | [8 empty] | 0.95521
|  |  |  | 2038 |  |  | 2038 | 0.88061 | 2.5739 | 26.2782 | 203.9084 | 1282.234 | 2716.0808 | 342.7373 | 279.1945 | 275.3083 | 214.0889 | 156.8096 | 241.4392 | 291.2108 | 348.1797 | 375.3785 | 379.5571 | 337.1248 | 326.6215 | 293.9735 | 304.9139 | 298.8263 | 262.5761 | 251.4205 | 227.3569 | 193.4356 | 132.835 | 104.9332 | 90.0922 | 76.34 | 64.3431 | 53.9434 | 44.9675 | 37.2901 | 30.755 | 25.2215 | 19.738 | 15.35 | 11.8579 | 9.0971 | 0 | 0 | 0 | 0 | 0 | 0 | 0 | 0 | 0 | 0 | 0 | 0 | 0 | 0 | 0 | 0 | 0 | 0 | 0 | 0 | 0 | 0 | 0 | 0 | 0 | 0 | 0 | 0 | 10348.8729 | 1 | 79.5083 |  |  |  |  | 0 | 0 | 0 | 4.5781 | 4.0031 | 3.4741 | 2.9913 | 2.5541 | 2.1629 | 1.816 | 0 | 0 | 0 | 0 | 0 | 0 | 0 | 0 | 0 | 0 | 0 | 0 | 0 | 0 | 0 | 0 | 0 | 0 | 0 | 0 | 0 | 0 | 0 | 0 | 0 | 0 | 0 | 0 | 0 | 0 | 0 | 0 | 0 | 21.5795 | 0.9614 | [8 empty] | 0.9614
|  |  |  | 2039 |  |  | 2039 | 0.62578 | 1.9348 | 20.8962 | 171.524 | 1140.9714 | 2556.6293 | 332.7485 | 272.5859 | 270.3072 | 211.385 | 155.7021 | 224.9371 | 274.0312 | 330.9294 | 360.3634 | 368.0338 | 330.1723 | 323.0978 | 293.7222 | 307.7124 | 304.5973 | 270.3346 | 261.4487 | 238.7995 | 205.2111 | 142.3365 | 114.1283 | 98.7089 | 84.2579 | 71.5399 | 60.419 | 50.7368 | 42.3845 | 35.2142 | 29.0912 | 23.8897 | 18.7157 | 14.5644 | 11.2558 | 8.6328 | 0 | 0 | 0 | 0 | 0 | 0 | 0 | 0 | 0 | 0 | 0 | 0 | 0 | 0 | 0 | 0 | 0 | 0 | 0 | 0 | 0 | 0 | 0 | 0 | 0 | 0 | 0 | 10034.5768 | 1 | 79.1124 |  |  |  |  | 0 | 0 | 0 | 5.225 | 4.6024 | 4.0236 | 3.49 | 3.0018 | 2.5608 | 2.1659 | 1.8158 | 0 | 0 | 0 | 0 | 0 | 0 | 0 | 0 | 0 | 0 | 0 | 0 | 0 | 0 | 0 | 0 | 0 | 0 | 0 | 0 | 0 | 0 | 0 | 0 | 0 | 0 | 0 | 0 | 0 | 0 | 0 | 0 | 26.8853 | 0.967 | [8 empty] | 0.967
|  |  |  | 2040 |  |  | 2040 | 0.4422 | 1.4463 | 16.5234 | 143.4739 | 1009.5793 | 2393.0461 | 321.2396 | 264.6416 | 263.9089 | 207.545 | 153.7356 | 207.4794 | 255.3014 | 311.4067 | 342.5095 | 353.3125 | 320.1483 | 316.4346 | 290.5534 | 307.4493 | 307.393 | 275.5554 | 269.174 | 248.3243 | 215.5391 | 151.0013 | 123.2211 | 107.3586 | 92.3166 | 78.9599 | 67.177 | 56.8276 | 47.8224 | 40.025 | 33.3091 | 27.5551 | 22.6524 | 17.7578 | 13.8249 | 10.6814 | 8.1856 | 0 | 0 | 0 | 0 | 0 | 0 | 0 | 0 | 0 | 0 | 0 | 0 | 0 | 0 | 0 | 0 | 0 | 0 | 0 | 0 | 0 | 0 | 0 | 0 | 0 | 0 | 9694.8387 | 1 | 78.6871 |  |  |  |  | 0 | 0 | 0 | 5.9197 | 5.2527 | 4.6259 | 4.0421 | 3.5023 | 3.0097 | 2.5644 | 2.1657 | 1.8124 | 0 | 0 | 0 | 0 | 0 | 0 | 0 | 0 | 0 | 0 | 0 | 0 | 0 | 0 | 0 | 0 | 0 | 0 | 0 | 0 | 0 | 0 | 0 | 0 | 0 | 0 | 0 | 0 | 0 | 0 | 0 | 32.8947 | 0.97204 | [8 empty] | 0.97204
|  |  |  | 2041 |  |  | 2041 | 0.31072 | 1.0751 | 12.9923 | 119.3381 | 888.3096 | 2227.3712 | 308.39 | 255.4884 | 256.2175 | 202.6324 | 150.943 | 189.474 | 235.4871 | 290.1223 | 322.3036 | 335.8079 | 307.3423 | 306.8276 | 284.5613 | 304.1325 | 307.1302 | 278.0845 | 274.3723 | 255.6617 | 224.1361 | 158.601 | 132.0651 | 115.9121 | 100.4062 | 86.5119 | 74.1445 | 63.1838 | 53.5633 | 45.1602 | 37.8596 | 31.5504 | 26.128 | 21.493 | 16.8562 | 13.1194 | 10.1281 | 7.7513 | 0 | 0 | 0 | 0 | 0 | 0 | 0 | 0 | 0 | 0 | 0 | 0 | 0 | 0 | 0 | 0 | 0 | 0 | 0 | 0 | 0 | 0 | 0 | 0 | 0 | 9332.9458 | 1 | 78.2305 |  |  |  |  | 0 | 0 | 0 | 6.6576 | 5.951 | 5.2796 | 4.6472 | 4.0563 | 3.5115 | 3.0139 | 2.5641 | 2.1616 | 1.8054 | 0 | 0 | 0 | 0 | 0 | 0 | 0 | 0 | 0 | 0 | 0 | 0 | 0 | 0 | 0 | 0 | 0 | 0 | 0 | 0 | 0 | 0 | 0 | 0 | 0 | 0 | 0 | 0 | 0 | 0 | 39.6481 | 0.97656 | [8 empty] | 0.97656
|  |  |  | 2042 |  |  | 2042 | 0.21711 | 0.79462 | 10.1586 | 98.7061 | 777.2246 | 2061.5429 | 294.3946 | 245.2688 | 247.3556 | 196.7269 | 147.3701 | 171.3109 | 215.0512 | 267.6055 | 300.2745 | 315.9974 | 292.1153 | 294.5545 | 275.922 | 297.8603 | 303.8167 | 277.8467 | 276.8905 | 260.5991 | 230.7589 | 164.927 | 140.5084 | 124.2315 | 108.4057 | 94.0928 | 81.2359 | 69.7371 | 59.5544 | 50.5815 | 42.717 | 35.8606 | 29.9163 | 24.7907 | 20.4018 | 15.9959 | 12.4398 | 9.5906 | 7.3266 | 0 | 0 | 0 | 0 | 0 | 0 | 0 | 0 | 0 | 0 | 0 | 0 | 0 | 0 | 0 | 0 | 0 | 0 | 0 | 0 | 0 | 0 | 0 | 0 | 8952.6772 | 1 | 77.7402 |  |  |  |  | 0 | 0 | 0 | 7.4327 | 6.6928 | 5.9814 | 5.3039 | 4.6635 | 4.0669 | 3.5164 | 3.0136 | 2.5593 | 2.1533 | 1.7945 | 0 | 0 | 0 | 0 | 0 | 0 | 0 | 0 | 0 | 0 | 0 | 0 | 0 | 0 | 0 | 0 | 0 | 0 | 0 | 0 | 0 | 0 | 0 | 0 | 0 | 0 | 0 | 0 | 0 | 47.1784 | 0.98061 | [8 empty] | 0.98061
|  |  |  | 2043 |  |  | 2043 | 0.15085 | 0.58405 | 7.8984 | 81.1833 | 676.2183 | 1897.3629 | 279.4586 | 234.138 | 237.4614 | 189.9226 | 143.0751 | 153.349 | 194.4362 | 244.3823 | 276.9698 | 294.3992 | 274.8824 | 279.961 | 264.8852 | 288.8173 | 297.5511 | 274.8492 | 276.6538 | 262.9909 | 235.2153 | 169.8002 | 148.3979 | 132.174 | 116.1863 | 101.5894 | 88.3545 | 76.4071 | 65.7313 | 56.2391 | 47.845 | 40.4615 | 34.0033 | 28.3851 | 23.532 | 19.3606 | 15.1673 | 11.7797 | 9.0652 | 6.9094 | 0 | 0 | 0 | 0 | 0 | 0 | 0 | 0 | 0 | 0 | 0 | 0 | 0 | 0 | 0 | 0 | 0 | 0 | 0 | 0 | 0 | 0 | 0 | 8558.185 | 1 | 77.2135 |  |  |  |  | 0 | 0 | 0 | 8.2374 | 7.4721 | 6.7271 | 6.009 | 5.3224 | 4.6758 | 4.0726 | 3.516 | 3.008 | 2.5495 | 2.1403 | 1.7793 | 0 | 0 | 0 | 0 | 0 | 0 | 0 | 0 | 0 | 0 | 0 | 0 | 0 | 0 | 0 | 0 | 0 | 0 | 0 | 0 | 0 | 0 | 0 | 0 | 0 | 0 | 0 | 0 | 55.5094 | 0.98422 | [8 empty] | 0.98422
|  |  |  | 2044 |  |  | 2044 | 0.10423 | 0.42687 | 6.1066 | 66.3969 | 585.04 | 1736.4675 | 263.7931 | 222.2591 | 226.6849 | 182.3257 | 138.1265 | 135.9056 | 174.0496 | 220.9556 | 252.9338 | 271.5505 | 256.0944 | 263.4451 | 251.7616 | 277.2646 | 288.5175 | 269.181 | 273.6692 | 262.7661 | 237.3742 | 173.0794 | 155.5838 | 139.5955 | 123.6144 | 108.8808 | 95.3939 | 83.1025 | 72.018 | 62.0721 | 53.1966 | 45.3187 | 38.3659 | 32.2629 | 26.944 | 22.331 | 18.3577 | 14.3625 | 11.1343 | 8.549 | 6.4987 | 0 | 0 | 0 | 0 | 0 | 0 | 0 | 0 | 0 | 0 | 0 | 0 | 0 | 0 | 0 | 0 | 0 | 0 | 0 | 0 | 0 | 0 | 8153.862 | 1 | 76.6476 |  |  |  |  | 0 | 0 | 0 | 9.0624 | 8.281 | 7.5103 | 6.7581 | 6.03 | 5.3365 | 4.6823 | 4.0722 | 3.5094 | 2.9964 | 2.5341 | 2.1221 | 1.7595 | 0 | 0 | 0 | 0 | 0 | 0 | 0 | 0 | 0 | 0 | 0 | 0 | 0 | 0 | 0 | 0 | 0 | 0 | 0 | 0 | 0 | 0 | 0 | 0 | 0 | 0 | 0 | 64.6543 | 0.98742 | [8 empty] | 0.98742
|  |  |  | 2045 |  |  | 2045 | 0.071609 | 0.31024 | 4.6949 | 53.9991 | 503.318 | 1580.3059 | 247.6097 | 209.8 | 215.1841 | 174.0513 | 132.6015 | 119.249 | 154.2516 | 197.7884 | 228.6874 | 247.9849 | 236.2186 | 245.4389 | 236.9093 | 263.5278 | 276.9768 | 261.0087 | 268.0253 | 259.9313 | 237.1712 | 174.668 | 161.9244 | 146.3551 | 130.5553 | 115.8418 | 102.2406 | 89.7234 | 78.3289 | 68.0089 | 58.714 | 50.3877 | 42.9716 | 36.4022 | 30.6249 | 25.5688 | 21.1743 | 17.3836 | 13.5756 | 10.5003 | 8.0409 | 6.0947 | 0 | 0 | 0 | 0 | 0 | 0 | 0 | 0 | 0 | 0 | 0 | 0 | 0 | 0 | 0 | 0 | 0 | 0 | 0 | 0 | 0 | 7744.2005 | 1 | 76.0397 |  |  |  |  | 0 | 0 | 0 | 9.8972 | 9.1104 | 8.3234 | 7.5449 | 6.7817 | 6.0459 | 5.3439 | 4.6818 | 4.0645 | 3.496 | 2.9783 | 2.5126 | 2.0985 | 1.7349 | 0 | 0 | 0 | 0 | 0 | 0 | 0 | 0 | 0 | 0 | 0 | 0 | 0 | 0 | 0 | 0 | 0 | 0 | 0 | 0 | 0 | 0 | 0 | 0 | 0 | 0 | 74.614 | 0.99025 | [8 empty] | 0.99025
|  |  |  | 2046 |  |  | 2046 | 0.048923 | 0.22421 | 3.5893 | 43.6701 | 430.5837 | 1430.1247 | 231.116 | 196.929 | 203.1216 | 165.2209 | 126.5837 | 103.5935 | 135.3465 | 175.2902 | 204.7096 | 224.2128 | 215.7191 | 226.3901 | 220.7168 | 247.9813 | 263.2542 | 250.5683 | 259.8881 | 254.5707 | 234.6125 | 174.5187 | 167.2905 | 152.3196 | 136.8772 | 122.3463 | 108.7771 | 96.1632 | 84.5695 | 73.9684 | 64.3296 | 55.6138 | 47.778 | 40.7722 | 34.5541 | 29.0619 | 24.2443 | 20.0507 | 16.4311 | 12.8026 | 9.8762 | 7.541 | 5.6985 | 0 | 0 | 0 | 0 | 0 | 0 | 0 | 0 | 0 | 0 | 0 | 0 | 0 | 0 | 0 | 0 | 0 | 0 | 0 | 0 | 7333.6503 | 1 | 75.3871 |  |  |  |  | 0 | 0 | 0 | 10.7297 | 9.9496 | 9.1571 | 8.3617 | 7.5713 | 6.7996 | 6.0543 | 5.3433 | 4.673 | 4.0489 | 3.4748 | 2.9531 | 2.4846 | 2.0692 | 1.7054 | 0 | 0 | 0 | 0 | 0 | 0 | 0 | 0 | 0 | 0 | 0 | 0 | 0 | 0 | 0 | 0 | 0 | 0 | 0 | 0 | 0 | 0 | 0 | 0 | 0 | 85.3756 | 0.99275 | [8 empty] | 0.99275
|  |  |  | 2047 |  |  | 2047 | 0.033236 | 0.16113 | 2.7286 | 35.1188 | 366.2949 | 1286.9595 | 214.5116 | 183.8113 | 190.6603 | 155.9592 | 120.1616 | 89.0987 | 117.5777 | 153.8065 | 181.424 | 200.7042 | 195.0401 | 206.7435 | 203.5866 | 231.032 | 247.7239 | 238.1541 | 249.4925 | 246.842 | 229.7741 | 172.6359 | 171.5701 | 157.3674 | 142.4555 | 128.2707 | 114.8849 | 102.3111 | 90.6393 | 79.8616 | 69.9667 | 60.9329 | 52.7334 | 45.3326 | 38.7021 | 32.7905 | 27.5565 | 22.9579 | 18.9521 | 15.4955 | 12.0417 | 9.2622 | 7.0507 | 5.312 | 0 | 0 | 0 | 0 | 0 | 0 | 0 | 0 | 0 | 0 | 0 | 0 | 0 | 0 | 0 | 0 | 0 | 0 | 0 | 6926.4837 | 1 | 74.6875 |  |  |  |  | 0 | 0 | 0 | 11.5472 | 10.7865 | 10.0005 | 9.1992 | 8.391 | 7.5913 | 6.8091 | 6.0537 | 5.3333 | 4.6551 | 4.0245 | 3.4454 | 2.9202 | 2.4499 | 2.034 | 1.6709 | 0 | 0 | 0 | 0 | 0 | 0 | 0 | 0 | 0 | 0 | 0 | 0 | 0 | 0 | 0 | 0 | 0 | 0 | 0 | 0 | 0 | 0 | 0 | 0 | 96.9116 | 0.99495 | [8 empty] | 0.99495
|  |  |  | 2048 |  |  | 2048 | 0.022453 | 0.11515 | 2.0627 | 28.0837 | 309.8579 | 1151.633 | 197.9838 | 170.6054 | 177.9602 | 146.3913 | 113.4257 | 75.8701 | 101.1262 | 133.6142 | 159.1886 | 177.8742 | 174.5902 | 186.9249 | 185.9191 | 213.1013 | 230.7922 | 224.1046 | 237.1316 | 236.9683 | 222.7982 | 169.0756 | 174.6719 | 161.3931 | 147.1764 | 133.4982 | 120.448 | 108.0559 | 96.4341 | 85.5935 | 75.5411 | 66.2724 | 57.7771 | 50.0344 | 43.031 | 36.7269 | 31.092 | 26.0943 | 21.7 | 17.873 | 14.5746 | 11.2931 | 8.66 | 6.5726 | 4.9383 | 0 | 0 | 0 | 0 | 0 | 0 | 0 | 0 | 0 | 0 | 0 | 0 | 0 | 0 | 0 | 0 | 0 | 0 | 6526.6722 | 1 | 73.9391 |  |  |  |  | 0 | 0 | 0 | 12.336 | 11.6083 | 10.8417 | 10.0465 | 9.2314 | 8.4131 | 7.6018 | 6.8083 | 6.0423 | 5.3128 | 4.627 | 3.9904 | 3.407 | 2.8794 | 2.4082 | 1.9929 | 1.6317 | 0 | 0 | 0 | 0 | 0 | 0 | 0 | 0 | 0 | 0 | 0 | 0 | 0 | 0 | 0 | 0 | 0 | 0 | 0 | 0 | 0 | 0 | 0 | 109.1789 | 0.99687 | [8 empty] | 0.99687
|  |  |  | 2049 |  |  | 2049 | 0.015083 | 0.081827 | 1.5506 | 22.3319 | 260.6468 | 1024.7585 | 181.705 | 157.4605 | 165.1747 | 136.6399 | 106.4672 | 63.9633 | 86.1118 | 114.9189 | 138.2898 | 156.0739 | 154.7307 | 167.3259 | 168.0967 | 194.608 | 212.8801 | 208.7872 | 223.1424 | 225.2279 | 213.8863 | 163.9425 | 176.5289 | 164.311 | 150.9414 | 137.9222 | 125.3567 | 113.2883 | 101.8488 | 91.0658 | 80.9629 | 71.5524 | 62.84 | 54.8199 | 47.4941 | 40.8349 | 34.8244 | 29.4422 | 24.6645 | 20.4644 | 16.8107 | 13.6685 | 10.5589 | 8.0728 | 6.1101 | 4.5807 | 0 | 0 | 0 | 0 | 0 | 0 | 0 | 0 | 0 | 0 | 0 | 0 | 0 | 0 | 0 | 0 | 0 | 6137.7815 | 1 | 73.1407 |  |  |  |  | 0 | 0 | 0 | 13.0823 | 12.4013 | 11.6677 | 10.8916 | 10.0817 | 9.2557 | 8.4248 | 7.601 | 6.7956 | 6.0192 | 5.2807 | 4.5877 | 3.9459 | 3.3594 | 2.8304 | 2.3596 | 1.9461 | 1.5878 | 0 | 0 | 0 | 0 | 0 | 0 | 0 | 0 | 0 | 0 | 0 | 0 | 0 | 0 | 0 | 0 | 0 | 0 | 0 | 0 | 0 | 0 | 122.1186 | 0.99854 | [8 empty] | 0.99854
|  |  |  | 2050 |  |  | 2050 | 0.010076 | 0.057822 | 1.1591 | 17.6586 | 218.022 | 906.7493 | 165.8296 | 144.5136 | 152.4482 | 126.8231 | 99.3752 | 53.3889 | 72.5977 | 97.8567 | 118.9402 | 135.584 | 135.7669 | 148.2927 | 150.4718 | 175.9527 | 194.406 | 192.583 | 207.8908 | 211.9409 | 203.2894 | 157.3848 | 177.1005 | 166.0578 | 153.6703 | 141.4505 | 129.511 | 117.9051 | 106.7807 | 96.1791 | 86.1391 | 76.688 | 67.8465 | 59.6236 | 52.0366 | 45.0702 | 38.7196 | 32.9766 | 27.829 | 23.2601 | 19.2481 | 15.7656 | 12.7798 | 9.8428 | 7.5047 | 5.6676 | 4.2431 | 0 | 0 | 0 | 0 | 0 | 0 | 0 | 0 | 0 | 0 | 0 | 0 | 0 | 0 | 0 | 0 | 5762.8893 | 1 | 72.2923 |  |  |  |  | 0 | 0 | 0 | 13.7723 | 13.1516 | 12.4648 | 11.7214 | 10.9298 | 10.1083 | 9.2686 | 8.4239 | 7.5868 | 6.7695 | 5.9828 | 5.236 | 4.5367 | 3.8908 | 3.3022 | 2.7732 | 2.3041 | 1.8937 | 1.5395 | 0 | 0 | 0 | 0 | 0 | 0 | 0 | 0 | 0 | 0 | 0 | 0 | 0 | 0 | 0 | 0 | 0 | 0 | 0 | 0 | 0 | 135.6559 | 1 | [8 empty] | 1
|  |  |  | 2051 |  |  | 2051 | 0.0066928 | 0.04063 | 0.86154 | 13.885 | 181.3455 | 797.8315 | 150.4928 | 131.8877 | 139.9135 | 117.0516 | 92.2356 | 44.1197 | 60.5959 | 82.4994 | 101.281 | 116.613 | 117.9429 | 130.1179 | 133.3557 | 157.5041 | 175.7701 | 175.8703 | 191.7561 | 197.4549 | 191.2967 | 149.5873 | 176.3741 | 166.5955 | 155.304 | 144.0078 | 132.8241 | 121.8125 | 111.1324 | 100.8364 | 90.9758 | 81.5909 | 72.7161 | 64.374 | 56.5965 | 49.3809 | 42.7355 | 36.6651 | 31.1697 | 26.2444 | 21.8777 | 18.0515 | 14.7406 | 11.9132 | 9.1503 | 6.9613 | 5.25 | 3.9298 | 0 | 0 | 0 | 0 | 0 | 0 | 0 | 0 | 0 | 0 | 0 | 0 | 0 | 0 | 0 | 5404.5267 | 1 | 71.395 |  |  |  |  | 0 | 0 | 0 | 14.3926 | 13.8452 | 13.2189 | 12.5222 | 11.7625 | 10.9586 | 10.1224 | 9.2676 | 8.4082 | 7.5577 | 6.7286 | 5.9321 | 5.1777 | 4.4732 | 3.8246 | 3.2355 | 2.708 | 2.2421 | 1.8362 | 1.4874 | 0 | 0 | 0 | 0 | 0 | 0 | 0 | 0 | 0 | 0 | 0 | 0 | 0 | 0 | 0 | 0 | 0 | 0 | 0 | 0 | 149.7011 | 1 | [8 empty] | 1
|  |  |  | 2052 |  |  | 2052 | 0.0044208 | 0.028389 | 0.6368 | 10.8566 | 149.9931 | 698.0609 | 135.8087 | 119.69 | 127.6894 | 107.4272 | 85.129 | 36.0973 | 50.0754 | 68.8607 | 85.3862 | 99.2993 | 101.4403 | 113.0355 | 117.0116 | 139.5881 | 157.3406 | 159.0112 | 175.1152 | 182.1302 | 178.2217 | 140.7626 | 174.3658 | 165.9122 | 155.8068 | 145.5388 | 135.2254 | 124.9287 | 114.8153 | 104.9458 | 95.3811 | 86.1721 | 77.3651 | 68.9943 | 61.1056 | 53.708 | 46.8229 | 40.4679 | 34.6561 | 29.3949 | 24.6846 | 20.5176 | 16.8779 | 13.741 | 11.0749 | 8.4876 | 6.4483 | 4.8624 | 3.645 | 0 | 0 | 0 | 0 | 0 | 0 | 0 | 0 | 0 | 0 | 0 | 0 | 0 | 0 | 5064.6467 | 1 | 70.4515 |  |  |  |  | 0 | 0 | 0 | 14.9308 | 14.4688 | 13.9161 | 13.2797 | 12.566 | 11.7935 | 10.9738 | 10.1212 | 9.2503 | 8.3759 | 7.512 | 6.6715 | 5.866 | 5.1053 | 4.3971 | 3.7473 | 3.1595 | 2.6352 | 2.174 | 1.774 | 1.4319 | 0 | 0 | 0 | 0 | 0 | 0 | 0 | 0 | 0 | 0 | 0 | 0 | 0 | 0 | 0 | 0 | 0 | 0 | 0 | 164.1501 | 1 | [8 empty] | 1
|  |  |  | 2053 |  |  | 2053 | 0.0029037 | 0.019725 | 0.46805 | 8.4411 | 123.3656 | 607.3426 | 121.8703 | 108.0114 | 115.88 | 98.0414 | 78.1295 | 29.24 | 40.9701 | 56.9053 | 71.2703 | 83.7156 | 86.3793 | 97.2196 | 101.6499 | 122.4802 | 139.4432 | 142.3389 | 158.3285 | 166.3246 | 164.3897 | 131.1416 | 171.1192 | 164.023 | 155.1678 | 146.01 | 136.663 | 127.1873 | 117.7524 | 108.4237 | 99.2682 | 90.3449 | 81.7091 | 73.4053 | 65.4914 | 57.987 | 50.9259 | 44.3384 | 38.2506 | 32.6828 | 27.6479 | 23.15 | 19.1836 | 15.7333 | 12.7742 | 10.2729 | 7.8622 | 5.9722 | 4.51 | 3.3928 | 0 | 0 | 0 | 0 | 0 | 0 | 0 | 0 | 0 | 0 | 0 | 0 | 0 | 4744.6183 | 1 | 69.4661 |  |  |  |  | 0 | 0 | 0 | 15.3758 | 15.0099 | 14.5428 | 13.9801 | 13.3263 | 12.5991 | 11.8099 | 10.9726 | 10.1023 | 9.2148 | 8.3253 | 7.4483 | 6.5973 | 5.784 | 5.0184 | 4.3083 | 3.6593 | 3.0745 | 2.5551 | 2.1004 | 1.7078 | 1.3735 | 0 | 0 | 0 | 0 | 0 | 0 | 0 | 0 | 0 | 0 | 0 | 0 | 0 | 0 | 0 | 0 | 0 | 0 | 178.8859 | 1 | [8 empty] | 1
|  |  |  | 2054 |  |  | 2054 | 0.0018965 | 0.013629 | 0.34209 | 6.5262 | 100.8963 | 525.4512 | 108.7492 | 96.9259 | 104.5732 | 88.974 | 71.3034 | 23.4499 | 33.1871 | 46.558 | 58.8966 | 69.8758 | 72.8232 | 82.7852 | 87.427 | 106.4005 | 122.353 | 126.148 | 141.7278 | 150.3806 | 150.1237 | 120.9635 | 166.7046 | 160.969 | 153.4009 | 145.4112 | 137.1055 | 128.5394 | 119.8813 | 111.1973 | 102.5579 | 94.0267 | 85.6657 | 77.527 | 69.6784 | 62.149 | 54.9833 | 48.2237 | 41.909 | 36.0726 | 30.7403 | 25.9291 | 21.6449 | 17.8827 | 14.6263 | 11.8491 | 9.5159 | 7.2817 | 5.5394 | 4.198 | 3.1771 | 0 | 0 | 0 | 0 | 0 | 0 | 0 | 0 | 0 | 0 | 0 | 0 | 4445.2438 | 1 | 68.4451 |  |  |  |  | 0 | 0 | 0 | 15.7183 | 15.4572 | 15.0867 | 14.6098 | 14.0291 | 13.3614 | 12.6167 | 11.8086 | 10.9521 | 10.0635 | 9.1591 | 8.2547 | 7.3654 | 6.505 | 5.6856 | 4.9171 | 4.2071 | 3.5608 | 2.9811 | 2.4686 | 2.022 | 1.6382 | 1.313 | 0 | 0 | 0 | 0 | 0 | 0 | 0 | 0 | 0 | 0 | 0 | 0 | 0 | 0 | 0 | 0 | 0 | 193.7811 | 1 | [8 empty] | 1
|  |  |  | 2055 |  |  | 2055 | 0.0012318 | 0.0093635 | 0.24862 | 5.0174 | 82.0567 | 452.0529 | 96.4967 | 86.4904 | 93.8405 | 80.2925 | 64.7089 | 18.6193 | 26.6154 | 37.7135 | 48.1872 | 57.7442 | 60.7841 | 69.7932 | 74.4466 | 91.5129 | 106.2901 | 110.6872 | 125.6064 | 134.6132 | 135.7327 | 110.4661 | 161.2158 | 156.8163 | 150.5448 | 143.7554 | 136.5432 | 128.9556 | 121.1558 | 113.2077 | 105.1816 | 97.1428 | 89.1569 | 81.2811 | 73.5908 | 66.1223 | 58.9296 | 52.0658 | 45.5814 | 39.5227 | 33.9287 | 28.8293 | 24.2433 | 20.1771 | 16.6245 | 13.5671 | 10.9759 | 8.8133 | 6.754 | 5.1561 | 3.931 | 3.0012 | 0 | 0 | 0 | 0 | 0 | 0 | 0 | 0 | 0 | 0 | 0 | 4166.7983 | 1 | 67.3961 |  |  |  |  | 0 | 0 | 0 | 15.9508 | 15.8015 | 15.5363 | 15.1561 | 14.661 | 14.066 | 13.38 | 12.6153 | 11.7865 | 10.9101 | 10.0027 | 9.0814 | 8.1628 | 7.2624 | 6.3944 | 5.5708 | 4.8015 | 4.0939 | 3.4527 | 2.8802 | 2.3765 | 1.9396 | 1.566 | 1.251 | 0 | 0 | 0 | 0 | 0 | 0 | 0 | 0 | 0 | 0 | 0 | 0 | 0 | 0 | 0 | 0 | 208.6995 | 1 | [8 empty] | 1
|  |  |  | 2056 |  |  | 2056 | 0.00079553 | 0.0063971 | 0.17968 | 3.8359 | 66.3608 | 386.7269 | 85.1447 | 76.7458 | 83.7373 | 72.0519 | 58.395 | 14.6369 | 21.1328 | 30.2455 | 39.0332 | 47.2444 | 50.231 | 58.255 | 62.7632 | 77.9259 | 91.4179 | 96.1558 | 110.212 | 119.3011 | 121.5011 | 99.8767 | 154.7672 | 151.653 | 146.6609 | 141.0788 | 134.9884 | 128.4267 | 121.5481 | 114.4112 | 107.0831 | 99.6278 | 92.1115 | 84.5936 | 77.1543 | 69.8351 | 62.6971 | 55.8027 | 49.213 | 42.986 | 37.1737 | 31.8194 | 26.9549 | 22.5992 | 18.7574 | 15.4206 | 12.5673 | 10.1655 | 8.1746 | 6.2867 | 4.8283 | 3.7134 | 2.8681 | 0 | 0 | 0 | 0 | 0 | 0 | 0 | 0 | 0 | 0 | 3909.0853 | 1 | 66.3286 |  |  |  |  | 0 | 0 | 0 | 16.0683 | 16.0352 | 15.8823 | 15.6078 | 15.2092 | 14.6996 | 14.0856 | 13.3785 | 12.5917 | 11.7413 | 10.8441 | 9.9179 | 8.9804 | 8.0487 | 7.1389 | 6.2653 | 5.4399 | 4.6723 | 3.9696 | 3.3358 | 2.7727 | 2.2797 | 1.8541 | 1.4921 | 1.1881 | 0 | 0 | 0 | 0 | 0 | 0 | 0 | 0 | 0 | 0 | 0 | 0 | 0 | 0 | 0 | 223.499 | 1 | [8 empty] | 1
|  |  |  | 2057 |  |  | 2057 | 0.00051091 | 0.004346 | 0.12913 | 2.9161 | 53.3663 | 328.9862 | 74.7069 | 67.7173 | 74.3028 | 64.2945 | 52.4017 | 11.3919 | 16.6127 | 24.0151 | 31.3039 | 38.2695 | 41.0973 | 48.141 | 52.3872 | 65.6964 | 77.845 | 82.7016 | 95.743 | 104.6795 | 107.6805 | 89.4047 | 147.4896 | 145.5869 | 141.8321 | 137.4392 | 132.475 | 126.9643 | 121.0495 | 114.7817 | 108.2216 | 101.429 | 94.4679 | 87.397 | 80.2986 | 73.2167 | 66.2175 | 59.3703 | 52.7452 | 46.4108 | 40.4312 | 34.8627 | 29.7506 | 25.127 | 21.0091 | 17.399 | 14.2842 | 11.6394 | 9.4288 | 7.6091 | 5.887 | 4.561 | 3.5487 | 2.78 | 0 | 0 | 0 | 0 | 0 | 0 | 0 | 0 | 0 | 3671.5057 | 1 | 65.253 |  |  |  |  | 0 | 0 | 0 | 16.0683 | 16.1534 | 16.1173 | 15.9555 | 15.6625 | 15.2493 | 14.7201 | 14.0841 | 13.3535 | 12.5434 | 11.6703 | 10.7522 | 9.8075 | 8.8548 | 7.9118 | 6.9947 | 6.118 | 5.2935 | 4.5304 | 3.8352 | 3.2113 | 2.6597 | 2.1792 | 1.7665 | 1.4171 | 1.1251 | 0 | 0 | 0 | 0 | 0 | 0 | 0 | 0 | 0 | 0 | 0 | 0 | 0 | 0 | 238.0346 | 1 | [8 empty] | 1
|  |  |  | 2058 |  |  | 2058 | 0.00032628 | 0.0029359 | 0.092279 | 2.2044 | 42.6758 | 278.2975 | 65.1811 | 59.4159 | 65.5617 | 57.0506 | 46.76 | 8.7781 | 12.9296 | 18.8786 | 24.8555 | 30.6914 | 33.2902 | 39.3874 | 43.2919 | 54.8356 | 65.6282 | 70.4228 | 82.3466 | 90.9368 | 94.4831 | 79.235 | 139.5259 | 138.741 | 136.1588 | 132.914 | 129.0574 | 124.6004 | 119.6712 | 114.3109 | 108.572 | 102.5073 | 96.1757 | 89.6327 | 82.9597 | 76.2005 | 69.424 | 62.7039 | 56.1173 | 49.7418 | 43.6524 | 37.9177 | 32.5961 | 27.7331 | 23.359 | 19.4877 | 16.1169 | 13.2296 | 10.7959 | 8.7765 | 7.1252 | 5.5611 | 4.3587 | 3.4397 | 2.7385 | 0 | 0 | 0 | 0 | 0 | 0 | 0 | 0 | 3453.1357 | 1 | 64.1806 |  |  |  |  | 0 | 0 | 0 | 15.9508 | 16.1534 | 16.2361 | 16.1915 | 16.0114 | 15.7038 | 15.2705 | 14.7184 | 14.0577 | 13.3022 | 12.4676 | 11.5714 | 10.6325 | 9.6704 | 8.7042 | 7.752 | 6.8303 | 5.9534 | 5.1327 | 4.377 | 3.692 | 3.0804 | 2.5425 | 2.0762 | 1.6778 | 1.342 | 1.0627 | 0 | 0 | 0 | 0 | 0 | 0 | 0 | 0 | 0 | 0 | 0 | 0 | 0 | 252.1608 | 1 | [8 empty] | 1
|  |  |  | 2059 |  |  | 2059 | 0.0002072 | 0.0019723 | 0.065575 | 1.6571 | 33.9355 | 234.0988 | 56.5511 | 51.8399 | 57.5245 | 50.339 | 41.4916 | 6.6968 | 9.9631 | 14.6931 | 19.5392 | 24.3691 | 26.698 | 31.9051 | 35.42 | 45.3152 | 54.7786 | 59.3709 | 70.1205 | 78.2129 | 82.079 | 69.5239 | 131.0267 | 131.2497 | 129.7562 | 127.5974 | 124.8081 | 121.3859 | 117.443 | 113.0093 | 108.1267 | 102.8392 | 97.1982 | 91.2532 | 85.082 | 78.7258 | 72.2533 | 65.7402 | 59.2683 | 52.9219 | 46.7855 | 40.9386 | 35.4524 | 30.3856 | 25.7818 | 21.6674 | 18.0517 | 14.9269 | 12.2708 | 10.049 | 8.2185 | 6.7308 | 5.3144 | 4.2247 | 3.3884 | 2.7448 | 0 | 0 | 0 | 0 | 0 | 0 | 0 | 3252.807 | 1 | 63.1228 |  |  |  |  | 0 | 0 | 0 | 15.7183 | 16.0352 | 16.2361 | 16.3108 | 16.2482 | 16.0535 | 15.7256 | 15.2688 | 14.6909 | 14.0038 | 13.2218 | 12.3619 | 11.4426 | 10.4839 | 9.5059 | 8.5284 | 7.5698 | 6.6465 | 5.7726 | 4.959 | 4.2137 | 3.5416 | 2.9447 | 2.4224 | 1.9719 | 1.5888 | 1.2675 | 1.0013 | 0 | 0 | 0 | 0 | 0 | 0 | 0 | 0 | 0 | 0 | 0 | 0 | 265.7354 | 1 | [8 empty] | 1
|  |  |  | 2060 |  |  | 2060 | 0.00013084 | 0.0013175 | 0.046338 | 1.2387 | 26.8339 | 195.8156 | 48.7887 | 44.9763 | 50.1897 | 44.168 | 36.6105 | 5.0582 | 7.6008 | 11.3219 | 15.2073 | 19.1569 | 21.1984 | 25.5872 | 28.6914 | 37.0754 | 45.2681 | 49.5558 | 59.116 | 66.6005 | 70.5945 | 60.3965 | 122.1451 | 123.2547 | 122.7501 | 121.5974 | 119.8158 | 117.3892 | 114.4131 | 110.9051 | 106.8954 | 102.4175 | 97.5129 | 92.2233 | 86.6202 | 80.7397 | 74.6477 | 68.4194 | 62.1382 | 55.8935 | 49.7766 | 43.8769 | 38.277 | 33.0483 | 28.2476 | 23.9147 | 20.0708 | 16.7188 | 13.8451 | 11.4219 | 9.4101 | 7.7635 | 6.4322 | 5.1511 | 4.1617 | 3.3961 | 2.7993 | 0 | 0 | 0 | 0 | 0 | 0 | 3069.1881 | 1 | 62.0906 |  |  |  |  | 0 | 0 | 0 | 15.3758 | 15.8015 | 16.1173 | 16.3108 | 16.368 | 16.291 | 16.0759 | 15.7239 | 15.2402 | 14.6345 | 13.9192 | 13.1097 | 12.2243 | 11.2826 | 10.3055 | 9.3139 | 8.3279 | 7.3661 | 6.4447 | 5.5771 | 4.7738 | 4.042 | 3.3855 | 2.8056 | 2.3007 | 1.8674 | 1.5006 | 1.1943 | 0.94167 | 0 | 0 | 0 | 0 | 0 | 0 | 0 | 0 | 0 | 0 | 0 | 278.6215 | 1 | [8 empty] | 1
新更新建筑年代谱 | bar: 2053 2053
1
2
3
4
5
6
7
8
9
10
11
12
13
14
15
16
17
18
19
20
21
22
23
24
25
26
27
28
29
30
31
32
33
34
35
36
37
38
39
40
41
42
[80 empty] | 43 | 2018 | 0 | 0 | 0 | 0 | 0 | 0 | 0 | 0 | 0 | 0 | 0 | 0 | 0 | 0 | 0 | 0 | 0 | 0 | 0 | 0 | 0 | 0 | 0 | 0 | 0 | 0 | 0 | 0 | 0 | 0 | 0 | 0 | 0 | 0 | 0 | 0 | 0 | 0 | 0 | 0 | 0 | 0 | 0
[81 empty] | 2019 | 0 | 0 | 0 | 0 | 0 | 0 | 0 | 0 | 0 | 0 | 0 | 0 | 0 | 0 | 0 | 0 | 0 | 0 | 0 | 0 | 0 | 0 | 0 | 0 | 0 | 0 | 0 | 0 | 0 | 0 | 0 | 0 | 0 | 0 | 0 | 0 | 0 | 0 | 0 | 0 | 0 | 0 | 0
[81 empty] | 2020 | 0 | 0 | 0 | 0 | 0 | 0 | 0 | 0 | 0 | 0 | 0 | 0 | 0 | 0 | 0 | 0 | 0 | 0 | 0 | 0 | 0 | 0 | 0 | 0 | 0 | 0 | 0 | 0 | 0 | 0 | 0 | 0 | 0 | 0 | 0 | 0 | 0 | 0 | 0 | 0 | 0 | 0 | 0
[81 empty] | 2021 | 0 | 0 | 0 | 0 | 0 | 0 | 0 | 0 | 0 | 0 | 0 | 0 | 0 | 0 | 0 | 0 | 0 | 0 | 0 | 0 | 0 | 0 | 0 | 0 | 0 | 0 | 0 | 0 | 0 | 0 | 0 | 0 | 0 | 0 | 0 | 0 | 0 | 0 | 0 | 0 | 0 | 0 | 0
[81 empty] | 2022 | 0 | 0 | 0 | 0 | 0 | 0 | 0 | 0 | 0 | 0 | 0 | 0 | 0 | 0 | 0 | 0 | 0 | 0 | 0 | 0 | 0 | 0 | 0 | 0 | 0 | 0 | 0 | 0 | 0 | 0 | 0 | 0 | 0 | 0 | 0 | 0 | 0 | 0 | 0 | 0 | 0 | 0 | 0
[81 empty] | 2023 | 0 | 0 | 0 | 0 | 0 | 0 | 0 | 0 | 0 | 0 | 0 | 0 | 0 | 0 | 0 | 0 | 0 | 0 | 0 | 0 | 0 | 0 | 0 | 0 | 0 | 0 | 0 | 0 | 0 | 0 | 0 | 0 | 0 | 0 | 0 | 0 | 0 | 0 | 0 | 0 | 0 | 0 | 0
[81 empty] | 2024 | 0 | 0 | 0 | 0 | 0 | 0 | 0 | 0 | 0 | 0 | 0 | 0 | 0 | 0 | 0 | 0 | 0 | 0 | 0 | 0 | 0 | 0 | 0 | 0 | 0 | 0 | 0 | 0 | 0 | 0 | 0 | 0 | 0 | 0 | 0 | 0 | 0 | 0 | 0 | 0 | 0 | 0 | 0
[81 empty] | 2025 | 0 | 0 | 0 | 0 | 0 | 0 | 0 | 0 | 0 | 0 | 0 | 0 | 0 | 0 | 0 | 0 | 0 | 0 | 0 | 0 | 0 | 0 | 0 | 0 | 0 | 0 | 0 | 0 | 0 | 0 | 0 | 0 | 0 | 0 | 0 | 0 | 0 | 0 | 0 | 0 | 0 | 0 | 0
[81 empty] | 2026 | 0 | 0 | 0 | 0 | 0 | 0 | 0 | 0 | 0 | 0 | 0 | 0 | 0 | 0 | 0 | 0 | 0 | 0 | 0 | 0 | 0 | 0 | 0 | 0 | 0 | 0 | 0 | 0 | 0 | 0 | 0 | 0 | 0 | 0 | 0 | 0 | 0 | 0 | 0 | 0 | 0 | 0 | 0
[81 empty] | 2027 | 0 | 0 | 0 | 0 | 0 | 0 | 0 | 0 | 0 | 0 | 0 | 0 | 0 | 0 | 0 | 0 | 0 | 0 | 0 | 0 | 0 | 0 | 0 | 0 | 0 | 0 | 0 | 0 | 0 | 0 | 0 | 0 | 0 | 0 | 0 | 0 | 0 | 0 | 0 | 0 | 0 | 0 | 0
[81 empty] | 2028 | 0 | 0 | 0 | 0 | 0 | 0 | 0 | 0 | 0 | 0 | 0 | 0 | 0 | 0 | 0 | 0 | 0 | 0 | 0 | 0 | 0 | 0 | 0 | 0 | 0 | 0 | 0 | 0 | 0 | 0 | 0 | 0 | 0 | 0 | 0 | 0 | 0 | 0 | 0 | 0 | 0 | 0 | 0
[81 empty] | 2029 | 0 | 0 | 0 | 0 | 0 | 0 | 0 | 0 | 0 | 0 | 0 | 0 | 0 | 0 | 0 | 0 | 0 | 0 | 0 | 0 | 0 | 0 | 0 | 0 | 0 | 0 | 0 | 0 | 0 | 0 | 0 | 0 | 0 | 0 | 0 | 0 | 0 | 0 | 0 | 0 | 0 | 0 | 0
[81 empty] | 2030 | 0 | 0 | 0 | 0 | 0 | 0 | 0 | 0 | 0 | 0 | 0 | 0 | 0 | 0 | 0 | 0 | 0 | 0 | 0 | 0 | 0 | 0 | 0 | 0 | 0 | 0 | 0 | 0 | 0 | 0 | 0 | 0 | 0 | 0 | 0 | 0 | 0 | 0 | 0 | 0 | 0 | 0 | 0
[81 empty] | 2031 | 0 | 0 | 0 | 0 | 0 | 0 | 0 | 0 | 0 | 0 | 0 | 0 | 0 | 0 | 0 | 0 | 0 | 0 | 0 | 0 | 0 | 0 | 0 | 0 | 0 | 0 | 0 | 0 | 0 | 0 | 0 | 0 | 0 | 0 | 0 | 0 | 0 | 0 | 0 | 0 | 0 | 0 | 0
[81 empty] | 2032 | 0 | 0 | 0 | 0 | 0 | 0 | 0 | 0 | 0 | 0 | 0 | 0 | 0 | 0 | 0 | 0 | 0 | 0 | 0 | 0 | 0 | 0 | 0 | 0 | 0 | 0 | 0 | 0 | 0 | 0 | 0 | 0 | 0 | 0 | 0 | 0 | 0 | 0 | 0 | 0 | 0 | 0 | 0
[81 empty] | 2033 | 0 | 0 | 0 | 0 | 0 | 0 | 0 | 0 | 0 | 0 | 0 | 0 | 0 | 0 | 0 | 0 | 0 | 0 | 0 | 0 | 0 | 0 | 0 | 0 | 0 | 0 | 0 | 0 | 0 | 0 | 0 | 0 | 0 | 0 | 0 | 0 | 0 | 0 | 0 | 0 | 0 | 0 | 0
[81 empty] | 2034 | 0 | 0 | 0 | 0 | 0 | 0 | 0 | 0 | 0 | 0 | 0 | 0 | 0 | 0 | 0 | 0 | 0 | 0 | 0 | 0 | 0 | 0 | 0 | 0 | 0 | 0 | 0 | 0 | 0 | 0 | 0 | 0 | 0 | 0 | 0 | 0 | 0 | 0 | 0 | 0 | 0 | 0 | 0
[81 empty] | 2035 | 0 | 0 | 0 | 0 | 0 | 0 | 0 | 0 | 0 | 0 | 0 | 0 | 0 | 0 | 0 | 0 | 0 | 0 | 0 | 0 | 0 | 0 | 0 | 0 | 0 | 0 | 0 | 0 | 0 | 0 | 0 | 0 | 0 | 0 | 0 | 0 | 0 | 0 | 0 | 0 | 0 | 0 | 0
[81 empty] | 2036 | 0 | 0 | 0 | 0 | 0 | 0 | 0 | 0 | 0 | 0 | 0 | 0 | 0 | 0 | 0 | 0 | 0 | 0 | 0 | 0 | 0 | 0 | 0 | 0 | 0 | 0 | 0 | 0 | 0 | 0 | 0 | 0 | 0 | 0 | 0 | 0 | 0 | 0 | 0 | 0 | 0 | 0 | 0
[81 empty] | 2037 | 0 | 0 | 0 | 0 | 0 | 0 | 0 | 0 | 0 | 0 | 0 | 0 | 0 | 0 | 0 | 0 | 0 | 0 | 0 | 0 | 0 | 0 | 0 | 0 | 0 | 0 | 0 | 0 | 0 | 0 | 0 | 0 | 0 | 0 | 0 | 0 | 0 | 0 | 0 | 0 | 0 | 0 | 0
[81 empty] | 2038 | 0 | 0 | 0 | 0 | 0 | 0 | 0 | 0 | 0 | 0 | 0 | 0 | 0 | 0 | 0 | 0 | 0 | 0 | 0 | 0 | 0 | 0 | 0 | 0 | 0 | 0 | 0 | 0 | 0 | 0 | 0 | 0 | 0 | 0 | 0 | 0 | 0 | 0 | 0 | 0 | 0 | 0 | 0
[81 empty] | 2039 | 0 | 0 | 0 | 0 | 0 | 0 | 0 | 0 | 0 | 0 | 0 | 0 | 0 | 0 | 0 | 0 | 0 | 0 | 0 | 0 | 0 | 0 | 0 | 0 | 0 | 0 | 0 | 0 | 0 | 0 | 0 | 0 | 0 | 0 | 0 | 0 | 0 | 0 | 0 | 0 | 0 | 0 | 0
[81 empty] | 2040 | 0 | 0 | 0 | 0 | 0 | 0 | 0 | 0 | 0 | 0 | 0 | 0 | 0 | 0 | 0 | 0 | 0 | 0 | 0 | 0 | 0 | 0 | 0 | 0 | 0 | 0 | 0 | 0 | 0 | 0 | 0 | 0 | 0 | 0 | 0 | 0 | 0 | 0 | 0 | 0 | 0 | 0 | 0
[81 empty] | 2041 | 0 | 0 | 0 | 0 | 0 | 0 | 0 | 0 | 0 | 0 | 0 | 0 | 0 | 0 | 0 | 0 | 0 | 0 | 0 | 0 | 0 | 0 | 0 | 0 | 0 | 0 | 0 | 0 | 0 | 0 | 0 | 0 | 0 | 0 | 0 | 0 | 0 | 0 | 0 | 0 | 0 | 0 | 0
[81 empty] | 2042 | 0 | 0 | 0 | 0 | 0 | 0 | 0 | 0 | 0 | 0 | 0 | 0 | 0 | 0 | 0 | 0 | 0 | 0 | 0 | 0 | 0 | 0 | 0 | 0 | 0 | 0 | 0 | 0 | 0 | 0 | 0 | 0 | 0 | 0 | 0 | 0 | 0 | 0 | 0 | 0 | 0 | 0 | 0
[81 empty] | 2043 | 0 | 0 | 0 | 0 | 0 | 0 | 0 | 0 | 0 | 0 | 0 | 0 | 0 | 0 | 0 | 0 | 0 | 0 | 0 | 0 | 0 | 0 | 0 | 0 | 0 | 0 | 0 | 0 | 0 | 0 | 0 | 0 | 0 | 0 | 0 | 0 | 0 | 0 | 0 | 0 | 0 | 0 | 0
[81 empty] | 2044 | 0 | 0 | 0 | 0 | 0 | 0 | 0 | 0 | 0 | 0 | 0 | 0 | 0 | 0 | 0 | 0 | 0 | 0 | 0 | 0 | 0 | 0 | 0 | 0 | 0 | 0 | 0 | 0 | 0 | 0 | 0 | 0 | 0 | 0 | 0 | 0 | 0 | 0 | 0 | 0 | 0 | 0 | 0
[81 empty] | 2045 | 0 | 0 | 0 | 0 | 0 | 0 | 0 | 0 | 0 | 0 | 0 | 0 | 0 | 0 | 0 | 0 | 0 | 0 | 0 | 0 | 0 | 0 | 0 | 0 | 0 | 0 | 0 | 0 | 0 | 0 | 0 | 0 | 0 | 0 | 0 | 0 | 0 | 0 | 0 | 0 | 0 | 0 | 0
[81 empty] | 2046 | 0 | 0 | 0 | 0 | 0 | 0 | 0 | 0 | 0 | 0 | 0 | 0 | 0 | 0 | 0 | 0 | 0 | 0 | 0 | 0 | 0 | 0 | 0 | 0 | 0 | 0 | 0 | 0 | 0 | 0 | 0 | 0 | 0 | 0 | 0 | 0 | 0 | 0 | 0 | 0 | 0 | 0 | 0
[81 empty] | 2047 | 0 | 0 | 0 | 0 | 0 | 0 | 0 | 0 | 0 | 0 | 0 | 0 | 0 | 0 | 0 | 0 | 0 | 0 | 0 | 0 | 0 | 0 | 0 | 0 | 0 | 0 | 0 | 0 | 0 | 0 | 0 | 0 | 0 | 0 | 0 | 0 | 0 | 0 | 0 | 0 | 0 | 0 | 0
[81 empty] | 2048 | 0 | 0 | 0 | 0 | 0 | 0 | 0 | 0 | 0 | 0 | 0 | 0 | 0 | 0 | 0 | 0 | 0 | 0 | 0 | 0 | 0 | 0 | 0 | 0 | 0 | 0 | 0 | 0 | 0 | 0 | 0 | 0 | 0 | 0 | 0 | 0 | 0 | 0 | 0 | 0 | 0 | 0 | 0
[81 empty] | 2049 | 0 | 0 | 0 | 0 | 0 | 0 | 0 | 0 | 0 | 0 | 0 | 0 | 0 | 0 | 0 | 0 | 0 | 0 | 0 | 0 | 0 | 0 | 0 | 0 | 0 | 0 | 0 | 0 | 0 | 0 | 0 | 0 | 0 | 0 | 0 | 0 | 0 | 0 | 0 | 0 | 0 | 0 | 0
[81 empty] | 2050 | 0 | 0 | 0 | 0 | 0 | 0 | 0 | 0 | 0 | 0 | 0 | 0 | 0 | 0 | 0 | 0 | 0 | 0 | 0 | 0 | 0 | 0 | 0 | 0 | 0 | 0 | 0 | 0 | 0 | 0 | 0 | 0 | 0 | 0 | 0 | 0 | 0 | 0 | 0 | 0 | 0 | 0 | 0
[81 empty] | 2051 | 0 | 0 | 0 | 0 | 0 | 0 | 0 | 0 | 0 | 0 | 0 | 0 | 0 | 0 | 0 | 0 | 0 | 0 | 0 | 0 | 0 | 0 | 0 | 0 | 0 | 0 | 0 | 0 | 0 | 0 | 0 | 0 | 0 | 0 | 0 | 0 | 0 | 0 | 0 | 0 | 0 | 0 | 0
[81 empty] | 2052 | 0 | 0 | 0 | 0 | 0 | 0 | 0 | 0 | 0 | 0 | 0 | 0 | 0 | 0 | 0 | 0 | 0 | 0 | 0 | 0 | 0 | 0 | 0 | 0 | 0 | 0 | 0 | 0 | 0 | 0 | 0 | 0 | 0 | 0 | 0 | 0 | 0 | 0 | 0 | 0 | 0 | 0 | 0
[81 empty] | 2053 | 0 | 0 | 0 | 0 | 0 | 0 | 0 | 0 | 0 | 0 | 0 | 0 | 0 | 0 | 0 | 0 | 0 | 0 | 0 | 0 | 0 | 0 | 0 | 0 | 0 | 0 | 0 | 0 | 0 | 0 | 0 | 0 | 0 | 0 | 0 | 0 | 0 | 0 | 0 | 0 | 0 | 0 | 0
[81 empty] | 2054 | 0 | 0 | 0 | 0 | 0 | 0 | 0 | 0 | 0 | 0 | 0 | 0 | 0 | 0 | 0 | 0 | 0 | 0 | 0 | 0 | 0 | 0 | 0 | 0 | 0 | 0 | 0 | 0 | 0 | 0 | 0 | 0 | 0 | 0 | 0 | 0 | 0 | 0 | 0 | 0 | 0 | 0 | 0
[81 empty] | 2055 | 0 | 0 | 0 | 0 | 0 | 0 | 0 | 0 | 0 | 0 | 0 | 0 | 0 | 0 | 0 | 0 | 0 | 0 | 0 | 0 | 0 | 0 | 0 | 0 | 0 | 0 | 0 | 0 | 0 | 0 | 0 | 0 | 0 | 0 | 0 | 0 | 0 | 0 | 0 | 0 | 0 | 0 | 0
[81 empty] | 2056 | 0 | 0 | 0 | 0 | 0 | 0 | 0 | 0 | 0 | 0 | 0 | 0 | 0 | 0 | 0 | 0 | 0 | 0 | 0 | 0 | 0 | 0 | 0 | 0 | 0 | 0 | 0 | 0 | 0 | 0 | 0 | 0 | 0 | 0 | 0 | 0 | 0 | 0 | 0 | 0 | 0 | 0 | 0
[81 empty] | 2057 | 0 | 0 | 0 | 0 | 0 | 0 | 0 | 0 | 0 | 0 | 0 | 0 | 0 | 0 | 0 | 0 | 0 | 0 | 0 | 0 | 0 | 0 | 0 | 0 | 0 | 0 | 0 | 0 | 0 | 0 | 0 | 0 | 0 | 0 | 0 | 0 | 0 | 0 | 0 | 0 | 0 | 0 | 0
[81 empty] | 2058 | 0 | 0 | 0 | 0 | 0 | 0 | 0 | 0 | 0 | 0 | 0 | 0 | 0 | 0 | 0 | 0 | 0 | 0 | 0 | 0 | 0 | 0 | 0 | 0 | 0 | 0 | 0 | 0 | 0 | 0 | 0 | 0 | 0 | 0 | 0 | 0 | 0 | 0 | 0 | 0 | 0 | 0 | 0
[81 empty] | 2059 | 0 | 0 | 0 | 0 | 0 | 0 | 0 | 0 | 0 | 0 | 0 | 0 | 0 | 0 | 0 | 0 | 0 | 0 | 0 | 0 | 0 | 0 | 0 | 0 | 0 | 0 | 0 | 0 | 0 | 0 | 0 | 0 | 0 | 0 | 0 | 0 | 0 | 0 | 0 | 0 | 0 | 0 | 0
[81 empty] | 2060 | 0 | 0 | 0 | 0 | 0 | 0 | 0 | 0 | 0 | 0 | 0 | 0 | 0 | 0 | 0 | 0 | 0 | 0 | 0 | 0 | 0 | 0 | 0 | 0 | 0 | 0 | 0 | 0 | 0 | 0 | 0 | 0 | 0 | 0 | 0 | 0 | 0 | 0 | 0 | 0 | 0 | 0 | 0
[82 empty] | before1949 | 1950-1959 | 1960-1969 | 1970-1979 | 1980-1989 | 1990-1999 | 2000 | 2001 | 2002 | 2003 | 2004 | 2005 | 2006 | 2007 | 2008 | 2009 | 2010 | 2011 | 2012 | 2013 | 2014 | 2015 | 2016 | 2017 | 2018 | 2019 | 2020 | 2021 | 2022 | 2023 | 2024 | 2025 | 2026 | 2027 | 2028 | 2029 | 2030 | 2031 | 2032 | 2033 | 2034 | 2035 | 2036 | 2037 | 2038 | 2039 | 2040 | 2041 | 2042 | 2043 | 2044 | 2045 | 2046 | 2038 | 2039 | 2040 | 2041 | 2042 | 2043 | 2044 |  |  | 2056 | 2057 | 2058 | 2059 | 2060
[82 empty] | 1944.5 | 1954.5 | 1964.5 | 1974.5 | 1984.5 | 1994.5 | 2000 | 2001 | 2002 | 2003 | 2004 | 2005 | 2006 | 2007 | 2008 | 2009 | 2010 | 2011 | 2012 | 2013 | 2014 | 2015 | 2016 | 2017 | 2018 | 2019 | 2020 | 2021 | 2022 | 2023 | 2024 | 2025 | 2026 | 2027 | 2028 | 2029 | 2030 | 2031 | 2032 | 2033 | 2034 | 2035 | 2036 | 2037 | 2038 | 2039 | 2040 | 2041 | 2042 | 2043 | 2044 | 2045 | 2046 | 2038 | 2039 | 2040 | 2041 | 2042 | 2043 | 2044 |  |  | 2056 | 2057 | 2058 | 2059 | 2060
[81 empty] | 2005 | 0 | 0 | 0 | 0 | 0 | 0 | 0 | 0 | 0 | 0 | 0 | 0 | 0 | 0 | 0 | 0 | 0 | 0 | 0 | 0 | 0 | 0 | 0 | 0 | 0 | 0 | 0 | 0 | 0 | 0 | 0 | 0 | 0 | 0 | 0 | 0 | 0 | 0 | 0 | 0 | 0 | 0 | 0 | 0 | 0 | 0 | 0 | 0 | 0 | 0 | 0 | 0 | 0 | 0 | 0 | 0 | 0 | 0 | 0 | 0 |  |  | 0 | 0 | 0 | 0 | 0
[81 empty] | 2006 | 0 | 0 | 0 | 0 | 0 | 0 | 0 | 0 | 0 | 0 | 0 | 0 | 0 | 0 | 0 | 0 | 0 | 0 | 0 | 0 | 0 | 0 | 0 | 0 | 0 | 0 | 0 | 0 | 0 | 0 | 0 | 0 | 0 | 0 | 0 | 0 | 0 | 0 | 0 | 0 | 0 | 0 | 0 | 0 | 0 | 0 | 0 | 0 | 0 | 0 | 0 | 0 | 0 | 0 | 0 | 0 | 0 | 0 | 0 | 0 |  |  | 0 | 0 | 0 | 0 | 0
[81 empty] | 2007 | 0 | 0 | 0 | 0 | 0 | 0 | 0 | 0 | 0 | 0 | 0 | 0 | 0 | 0 | 0 | 0 | 0 | 0 | 0 | 0 | 0 | 0 | 0 | 0 | 0 | 0 | 0 | 0 | 0 | 0 | 0 | 0 | 0 | 0 | 0 | 0 | 0 | 0 | 0 | 0 | 0 | 0 | 0 | 0 | 0 | 0 | 0 | 0 | 0 | 0 | 0 | 0 | 0 | 0 | 0 | 0 | 0 | 0 | 0 | 0 |  |  | 0 | 0 | 0 | 0 | 0
[81 empty] | 2008 | 0 | 0 | 0 | 0 | 0 | 0 | 0 | 0 | 0 | 0 | 0 | 0 | 0 | 0 | 0 | 0 | 0 | 0 | 0 | 0 | 0 | 0 | 0 | 0 | 0 | 0 | 0 | 0 | 0 | 0 | 0 | 0 | 0 | 0 | 0 | 0 | 0 | 0 | 0 | 0 | 0 | 0 | 0 | 0 | 0 | 0 | 0 | 0 | 0 | 0 | 0 | 0 | 0 | 0 | 0 | 0 | 0 | 0 | 0 | 0 |  |  | 0 | 0 | 0 | 0 | 0
[81 empty] | 2009 | 0 | 0 | 0 | 0 | 0 | 0 | 0 | 0 | 0 | 0 | 0 | 0 | 0 | 0 | 0 | 0 | 0 | 0 | 0 | 0 | 0 | 0 | 0 | 0 | 0 | 0 | 0 | 0 | 0 | 0 | 0 | 0 | 0 | 0 | 0 | 0 | 0 | 0 | 0 | 0 | 0 | 0 | 0 | 0 | 0 | 0 | 0 | 0 | 0 | 0 | 0 | 0 | 0 | 0 | 0 | 0 | 0 | 0 | 0 | 0 |  |  | 0 | 0 | 0 | 0 | 0
[81 empty] | 2010 | 0 | 0 | 0 | 0 | 0 | 0 | 0 | 0 | 0 | 0 | 0 | 0 | 0 | 0 | 0 | 0 | 0 | 0 | 0 | 0 | 0 | 0 | 0 | 0 | 0 | 0 | 0 | 0 | 0 | 0 | 0 | 0 | 0 | 0 | 0 | 0 | 0 | 0 | 0 | 0 | 0 | 0 | 0 | 0 | 0 | 0 | 0 | 0 | 0 | 0 | 0 | 0 | 0 | 0 | 0 | 0 | 0 | 0 | 0 | 0 |  |  | 0 | 0 | 0 | 0 | 0
[81 empty] | 2011 | 0 | 0 | 0 | 0 | 0 | 0 | 0 | 0 | 0 | 0 | 0 | 0 | 0 | 0 | 0 | 0 | 0 | 0 | 0 | 0 | 0 | 0 | 0 | 0 | 0 | 0 | 0 | 0 | 0 | 0 | 0 | 0 | 0 | 0 | 0 | 0 | 0 | 0 | 0 | 0 | 0 | 0 | 0 | 0 | 0 | 0 | 0 | 0 | 0 | 0 | 0 | 0 | 0 | 0 | 0 | 0 | 0 | 0 | 0 | 0 |  |  | 0 | 0 | 0 | 0 | 0
[81 empty] | 2012 | 0 | 0 | 0 | 0 | 0 | 0 | 0 | 0 | 0 | 0 | 0 | 0 | 0 | 0 | 0 | 0 | 0 | 0 | 0 | 0 | 0 | 0 | 0 | 0 | 0 | 0 | 0 | 0 | 0 | 0 | 0 | 0 | 0 | 0 | 0 | 0 | 0 | 0 | 0 | 0 | 0 | 0 | 0 | 0 | 0 | 0 | 0 | 0 | 0 | 0 | 0 | 0 | 0 | 0 | 0 | 0 | 0 | 0 | 0 | 0 |  |  | 0 | 0 | 0 | 0 | 0
[81 empty] | 2013 | 0 | 0 | 0 | 0 | 0 | 0 | 0 | 0 | 0 | 0 | 0 | 0 | 0 | 0 | 0 | 0 | 0 | 0 | 0 | 0 | 0 | 0 | 0 | 0 | 0 | 0 | 0 | 0 | 0 | 0 | 0 | 0 | 0 | 0 | 0 | 0 | 0 | 0 | 0 | 0 | 0 | 0 | 0 | 0 | 0 | 0 | 0 | 0 | 0 | 0 | 0 | 0 | 0 | 0 | 0 | 0 | 0 | 0 | 0 | 0 |  |  | 0 | 0 | 0 | 0 | 0
[81 empty] | 2014 | 0 | 0 | 0 | 0 | 0 | 0 | 0 | 0 | 0 | 0 | 0 | 0 | 0 | 0 | 0 | 0 | 0 | 0 | 0 | 0 | 0 | 0 | 0 | 0 | 0 | 0 | 0 | 0 | 0 | 0 | 0 | 0 | 0 | 0 | 0 | 0 | 0 | 0 | 0 | 0 | 0 | 0 | 0 | 0 | 0 | 0 | 0 | 0 | 0 | 0 | 0 | 0 | 0 | 0 | 0 | 0 | 0 | 0 | 0 | 0 |  |  | 0 | 0 | 0 | 0 | 0
[81 empty] | 2015 | 0 | 0 | 0 | 0 | 0 | 0 | 0 | 0 | 0 | 0 | 0 | 0 | 0 | 0 | 0 | 0 | 0 | 0 | 0 | 0 | 0 | 0 | 0 | 0 | 0 | 0 | 0 | 0 | 0 | 0 | 0 | 0 | 0 | 0 | 0 | 0 | 0 | 0 | 0 | 0 | 0 | 0 | 0 | 0 | 0 | 0 | 0 | 0 | 0 | 0 | 0 | 0 | 0 | 0 | 0 | 0 | 0 | 0 | 0 | 0 |  |  | 0 | 0 | 0 | 0 | 0
[81 empty] | 2016 | 0 | 0 | 0 | 0 | 0 | 0 | 0 | 0 | 0 | 0 | 0 | 0 | 0 | 0 | 0 | 0 | 0 | 0 | 0 | 0 | 0 | 0 | 0 | 0 | 0 | 0 | 0 | 0 | 0 | 0 | 0 | 0 | 0 | 0 | 0 | 0 | 0 | 0 | 0 | 0 | 0 | 0 | 0 | 0 | 0 | 0 | 0 | 0 | 0 | 0 | 0 | 0 | 0 | 0 | 0 | 0 | 0 | 0 | 0 | 0 |  |  | 0 | 0 | 0 | 0 | 0
[81 empty] | 2017 | 0 | 0 | 0 | 0 | 0 | 0 | 0 | 0 | 0 | 0 | 0 | 0 | 0 | 0 | 0 | 0 | 0 | 0 | 0 | 0 | 0 | 0 | 0 | 0 | 0 | 0 | 0 | 0 | 0 | 0 | 0 | 0 | 0 | 0 | 0 | 0 | 0 | 0 | 0 | 0 | 0 | 0 | 0 | 0 | 0 | 0 | 0 | 0 | 0 | 0 | 0 | 0 | 0 | 0 | 0 | 0 | 0 | 0 | 0 | 0 |  |  | 0 | 0 | 0 | 0 | 0
[81 empty] | 2018 | 0 | 0 | 0 | 0 | 0 | 0 | 0 | 0 | 0 | 0 | 0 | 0 | 0 | 0 | 0 | 0 | 0 | 0 | 0 | 0 | 0 | 0 | 0 | 0 | 0 | 0 | 0 | 0 | 0 | 0 | 0 | 0 | 0 | 0 | 0 | 0 | 0 | 0 | 0 | 0 | 0 | 0 | 0 | 0 | 0 | 0 | 0 | 0 | 0 | 0 | 0 | 0 | 0 | 0 | 0 | 0 | 0 | 0 | 0 | 0 |  |  | 0 | 0 | 0 | 0 | 0
[81 empty] | 2019 | 0 | 0 | 0 | 0 | 0 | 0 | 0 | 0 | 0 | 0 | 0 | 0 | 0 | 0 | 0 | 0 | 0 | 0 | 0 | 0 | 0 | 0 | 0 | 0 | 0 | 0 | 0 | 0 | 0 | 0 | 0 | 0 | 0 | 0 | 0 | 0 | 0 | 0 | 0 | 0 | 0 | 0 | 0 | 0 | 0 | 0 | 0 | 0 | 0 | 0 | 0 | 0 | 0 | 0 | 0 | 0 | 0 | 0 | 0 | 0 |  |  | 0 | 0 | 0 | 0 | 0
[81 empty] | 2020 | 0 | 0 | 0 | 0 | 0 | 0 | 0 | 0 | 0 | 0 | 0 | 0 | 0 | 0 | 0 | 0 | 0 | 0 | 0 | 0 | 0 | 0 | 0 | 0 | 0 | 0 | 0 | 0 | 0 | 0 | 0 | 0 | 0 | 0 | 0 | 0 | 0 | 0 | 0 | 0 | 0 | 0 | 0 | 0 | 0 | 0 | 0 | 0 | 0 | 0 | 0 | 0 | 0 | 0 | 0 | 0 | 0 | 0 | 0 | 0 |  |  | 0 | 0 | 0 | 0 | 0
[81 empty] | 2021 | 0 | 0 | 0 | 0 | 0 | 0 | 0 | 0 | 0 | 0 | 0 | 0 | 0 | 0 | 0 | 0 | 0 | 0 | 0 | 0 | 0 | 0 | 0 | 0 | 0 | 0 | 0 | 0 | 0 | 0 | 0 | 0 | 0 | 0 | 0 | 0 | 0 | 0 | 0 | 0 | 0 | 0 | 0 | 0 | 0 | 0 | 0 | 0 | 0 | 0 | 0 | 0 | 0 | 0 | 0 | 0 | 0 | 0 | 0 | 0 |  |  | 0 | 0 | 0 | 0 | 0
[81 empty] | 2022 | 0 | 0 | 0 | 0 | 0 | 0 | 0 | 0 | 0 | 0 | 0 | 0 | 0 | 0 | 0 | 0 | 0 | 0 | 0 | 0 | 0 | 0 | 0 | 0 | 0 | 0 | 0 | 0 | 0 | 0 | 0 | 0 | 0 | 0 | 0 | 0 | 0 | 0 | 0 | 0 | 0 | 0 | 0 | 0 | 0 | 0 | 0 | 0 | 0 | 0 | 0 | 0 | 0 | 0 | 0 | 0 | 0 | 0 | 0 | 0 |  |  | 0 | 0 | 0 | 0 | 0
[81 empty] | 2023 | 0 | 0 | 0 | 0 | 0 | 0 | 0 | 0 | 0 | 0 | 0 | 0 | 0 | 0 | 0 | 0 | 0 | 0 | 0 | 0 | 0 | 0 | 0 | 0 | 0 | 0 | 0 | 0 | 0 | 0 | 0 | 0 | 0 | 0 | 0 | 0 | 0 | 0 | 0 | 0 | 0 | 0 | 0 | 0 | 0 | 0 | 0 | 0 | 0 | 0 | 0 | 0 | 0 | 0 | 0 | 0 | 0 | 0 | 0 | 0 |  |  | 0 | 0 | 0 | 0 | 0
[81 empty] | 2024 | 0 | 0 | 0 | 0 | 0 | 0 | 0 | 0 | 0 | 0 | 0 | 0 | 0 | 0 | 0 | 0 | 0 | 0 | 0 | 0 | 0 | 0 | 0 | 0 | 0 | 0 | 0 | 0 | 0 | 0 | 0 | 0 | 0 | 0 | 0 | 0 | 0 | 0 | 0 | 0 | 0 | 0 | 0 | 0 | 0 | 0 | 0 | 0 | 0 | 0 | 0 | 0 | 0 | 0 | 0 | 0 | 0 | 0 | 0 | 0 |  |  | 0 | 0 | 0 | 0 | 0
[81 empty] | 2025 | 0 | 0 | 0 | 0 | 0 | 0 | 0 | 0 | 0 | 0 | 0 | 0 | 0 | 0 | 0 | 0 | 0 | 0 | 0 | 0 | 0 | 0 | 0 | 0 | 0 | 0 | 0 | 0 | 0 | 0 | 0 | 0 | 0 | 0 | 0 | 0 | 0 | 0 | 0 | 0 | 0 | 0 | 0 | 0 | 0 | 0 | 0 | 0 | 0 | 0 | 0 | 0 | 0 | 0 | 0 | 0 | 0 | 0 | 0 | 0 |  |  | 0 | 0 | 0 | 0 | 0
[81 empty] | 2026 | 0 | 0 | 0 | 0 | 0 | 0 | 0 | 0 | 0 | 0 | 0 | 0 | 0 | 0 | 0 | 0 | 0 | 0 | 0 | 0 | 0 | 0 | 0 | 0 | 0 | 0 | 0 | 0 | 0 | 0 | 0 | 0 | 0 | 0 | 0 | 0 | 0 | 0 | 0 | 0 | 0 | 0 | 0 | 0 | 0 | 0 | 0 | 0 | 0 | 0 | 0 | 0 | 0 | 0 | 0 | 0 | 0 | 0 | 0 | 0 |  |  | 0 | 0 | 0 | 0 | 0
[81 empty] | 2027 | 0 | 0 | 0 | 0 | 0 | 0 | 0 | 0 | 0 | 0 | 0 | 0 | 0 | 0 | 0 | 0 | 0 | 0 | 0 | 0 | 0 | 0 | 0 | 0 | 0 | 0 | 0 | 0 | 0 | 0 | 0 | 0 | 0 | 0 | 0 | 0 | 0 | 0 | 0 | 0 | 0 | 0 | 0 | 0 | 0 | 0 | 0 | 0 | 0 | 0 | 0 | 0 | 0 | 0 | 0 | 0 | 0 | 0 | 0 | 0 |  |  | 0 | 0 | 0 | 0 | 0
[81 empty] | 2028 | 0 | 0 | 0 | 0 | 0 | 0 | 0 | 0 | 0 | 0 | 0 | 0 | 0 | 0 | 0 | 0 | 0 | 0 | 0 | 0 | 0 | 0 | 0 | 0 | 0 | 0 | 0 | 0 | 0 | 0 | 0 | 0 | 0 | 0 | 0 | 0 | 0 | 0 | 0 | 0 | 0 | 0 | 0 | 0 | 0 | 0 | 0 | 0 | 0 | 0 | 0 | 0 | 0 | 0 | 0 | 0 | 0 | 0 | 0 | 0 |  |  | 0 | 0 | 0 | 0 | 0
[81 empty] | 2029 | 0 | 0 | 0 | 0 | 0 | 0 | 0 | 0 | 0 | 0 | 0 | 0 | 0 | 0 | 0 | 0 | 0 | 0 | 0 | 0 | 0 | 0 | 0 | 0 | 0 | 0 | 0 | 0 | 0 | 0 | 0 | 0 | 0 | 0 | 0 | 0 | 0 | 0 | 0 | 0 | 0 | 0 | 0 | 0 | 0 | 0 | 0 | 0 | 0 | 0 | 0 | 0 | 0 | 0 | 0 | 0 | 0 | 0 | 0 | 0 |  |  | 0 | 0 | 0 | 0 | 0
[81 empty] | 2030 | 0 | 0 | 0 | 0 | 0 | 0 | 0 | 0 | 0 | 0 | 0 | 0 | 0 | 0 | 0 | 0 | 0 | 0 | 0 | 0 | 0 | 0 | 0 | 0 | 0 | 0 | 0 | 0 | 0 | 0 | 0 | 0 | 0 | 0 | 0 | 0 | 0 | 0 | 0 | 0 | 0 | 0 | 0 | 0 | 0 | 0 | 0 | 0 | 0 | 0 | 0 | 0 | 0 | 0 | 0 | 0 | 0 | 0 | 0 | 0 |  |  | 0 | 0 | 0 | 0 | 0
[81 empty] | 2031 | 0 | 0 | 0 | 0 | 0 | 0 | 0 | 0 | 0 | 0 | 0 | 0 | 0 | 0 | 0 | 0 | 0 | 0 | 0 | 0 | 0 | 0 | 0 | 0 | 0 | 0 | 0 | 0 | 0 | 0 | 0 | 0 | 0 | 0 | 0 | 0 | 0 | 0 | 0 | 0 | 0 | 0 | 0 | 0 | 0 | 0 | 0 | 0 | 0 | 0 | 0 | 0 | 0 | 0 | 0 | 0 | 0 | 0 | 0 | 0 |  |  | 0 | 0 | 0 | 0 | 0
[81 empty] | 2032 | 0 | 0 | 0 | 0 | 0 | 0 | 0 | 0 | 0 | 0 | 0 | 0 | 0 | 0 | 0 | 0 | 0 | 0 | 0 | 0 | 0 | 0 | 0 | 0 | 0 | 0 | 0 | 0 | 0 | 0 | 0 | 0 | 0 | 0 | 0 | 0 | 0 | 0 | 0 | 0 | 0 | 0 | 0 | 0 | 0 | 0 | 0 | 0 | 0 | 0 | 0 | 0 | 0 | 0 | 0 | 0 | 0 | 0 | 0 | 0 |  |  | 0 | 0 | 0 | 0 | 0
[81 empty] | 2033 | 0 | 0 | 0 | 0 | 0 | 0 | 0 | 0 | 0 | 0 | 0 | 0 | 0 | 0 | 0 | 0 | 0 | 0 | 0 | 0 | 0 | 0 | 0 | 0 | 0 | 0 | 0 | 0 | 0 | 0 | 0 | 0 | 0 | 0 | 0 | 0 | 0 | 0 | 0 | 0 | 0 | 0 | 0 | 0 | 0 | 0 | 0 | 0 | 0 | 0 | 0 | 0 | 0 | 0 | 0 | 0 | 0 | 0 | 0 | 0 |  |  | 0 | 0 | 0 | 0 | 0
[81 empty] | 2034 | 0 | 0 | 0 | 0 | 0 | 0 | 0 | 0 | 0 | 0 | 0 | 0 | 0 | 0 | 0 | 0 | 0 | 0 | 0 | 0 | 0 | 0 | 0 | 0 | 0 | 0 | 0 | 0 | 0 | 0 | 0 | 0 | 0 | 0 | 0 | 0 | 0 | 0 | 0 | 0 | 0 | 0 | 0 | 0 | 0 | 0 | 0 | 0 | 0 | 0 | 0 | 0 | 0 | 0 | 0 | 0 | 0 | 0 | 0 | 0 |  |  | 0 | 0 | 0 | 0 | 0
[81 empty] | 2035 | 0 | 0 | 0 | 0 | 0 | 0 | 0 | 0 | 0 | 0 | 0 | 0 | 0 | 0 | 0 | 0 | 0 | 0 | 0 | 0 | 0 | 0 | 0 | 0 | 0 | 0 | 0 | 0 | 0 | 0 | 0 | 0 | 0 | 0 | 0 | 0 | 0 | 0 | 0 | 0 | 0 | 0 | 0 | 0 | 0 | 0 | 0 | 0 | 0 | 0 | 0 | 0 | 0 | 0 | 0 | 0 | 0 | 0 | 0 | 0 |  |  | 0 | 0 | 0 | 0 | 0
[81 empty] | 2036 | 0 | 0 | 0 | 0 | 0 | 0 | 0 | 0 | 0 | 0 | 0 | 0 | 0 | 0 | 0 | 0 | 0 | 0 | 0 | 0 | 0 | 0 | 0 | 0 | 0 | 0 | 0 | 0 | 0 | 0 | 0 | 0 | 0 | 0 | 0 | 0 | 0 | 0 | 0 | 0 | 0 | 0 | 0 | 0 | 0 | 0 | 0 | 0 | 0 | 0 | 0 | 0 | 0 | 0 | 0 | 0 | 0 | 0 | 0 | 0 |  |  | 0 | 0 | 0 | 0 | 0
[81 empty] | 2037 | 0 | 0 | 0 | 0 | 0 | 0 | 0 | 0 | 0 | 0 | 0 | 0 | 0 | 0 | 0 | 0 | 0 | 0 | 0 | 0 | 0 | 0 | 0 | 0 | 0 | 0 | 0 | 0 | 0 | 0 | 0 | 0 | 0 | 0 | 0 | 0 | 0 | 0 | 0 | 0 | 0 | 0 | 0 | 0 | 0 | 0 | 0 | 0 | 0 | 0 | 0 | 0 | 0 | 0 | 0 | 0 | 0 | 0 | 0 | 0 |  |  | 0 | 0 | 0 | 0 | 0
[81 empty] | 2038 | 0 | 0 | 0 | 0 | 0 | 0 | 0 | 0 | 0 | 0 | 0 | 0 | 0 | 0 | 0 | 0 | 0 | 0 | 0 | 0 | 0 | 0 | 0 | 0 | 0 | 0 | 0 | 0 | 0 | 0 | 0 | 0 | 0 | 0 | 0 | 0 | 0 | 0 | 0 | 0 | 0 | 0 | 0 | 0 | 0 | 0 | 0 | 0 | 0 | 0 | 0 | 0 | 0 | 0 | 0 | 0 | 0 | 0 | 0 | 0 |  |  | 0 | 0 | 0 | 0 | 0
[81 empty] | 2039 | 0 | 0 | 0 | 0 | 0 | 0 | 0 | 0 | 0 | 0 | 0 | 0 | 0 | 0 | 0 | 0 | 0 | 0 | 0 | 0 | 0 | 0 | 0 | 0 | 0 | 0 | 0 | 0 | 0 | 0 | 0 | 0 | 0 | 0 | 0 | 0 | 0 | 0 | 0 | 0 | 0 | 0 | 0 | 0 | 0 | 0 | 0 | 0 | 0 | 0 | 0 | 0 | 0 | 0 | 0 | 0 | 0 | 0 | 0 | 0 |  |  | 0 | 0 | 0 | 0 | 0
[81 empty] | 2040 | 0 | 0 | 0 | 0 | 0 | 0 | 0 | 0 | 0 | 0 | 0 | 0 | 0 | 0 | 0 | 0 | 0 | 0 | 0 | 0 | 0 | 0 | 0 | 0 | 0 | 0 | 0 | 0 | 0 | 0 | 0 | 0 | 0 | 0 | 0 | 0 | 0 | 0 | 0 | 0 | 0 | 0 | 0 | 0 | 0 | 0 | 0 | 0 | 0 | 0 | 0 | 0 | 0 | 0 | 0 | 0 | 0 | 0 | 0 | 0 |  |  | 0 | 0 | 0 | 0 | 0
[81 empty] | 2041 | 0 | 0 | 0 | 0 | 0 | 0 | 0 | 0 | 0 | 0 | 0 | 0 | 0 | 0 | 0 | 0 | 0 | 0 | 0 | 0 | 0 | 0 | 0 | 0 | 0 | 0 | 0 | 0 | 0 | 0 | 0 | 0 | 0 | 0 | 0 | 0 | 0 | 0 | 0 | 0 | 0 | 0 | 0 | 0 | 0 | 0 | 0 | 0 | 0 | 0 | 0 | 0 | 0 | 0 | 0 | 0 | 0 | 0 | 0 | 0 |  |  | 0 | 0 | 0 | 0 | 0
[81 empty] | 2042 | 0 | 0 | 0 | 0 | 0 | 0 | 0 | 0 | 0 | 0 | 0 | 0 | 0 | 0 | 0 | 0 | 0 | 0 | 0 | 0 | 0 | 0 | 0 | 0 | 0 | 0 | 0 | 0 | 0 | 0 | 0 | 0 | 0 | 0 | 0 | 0 | 0 | 0 | 0 | 0 | 0 | 0 | 0 | 0 | 0 | 0 | 0 | 0 | 0 | 0 | 0 | 0 | 0 | 0 | 0 | 0 | 0 | 0 | 0 | 0 |  |  | 0 | 0 | 0 | 0 | 0
[81 empty] | 2043 | 0 | 0 | 0 | 0 | 0 | 0 | 0 | 0 | 0 | 0 | 0 | 0 | 0 | 0 | 0 | 0 | 0 | 0 | 0 | 0 | 0 | 0 | 0 | 0 | 0 | 0 | 0 | 0 | 0 | 0 | 0 | 0 | 0 | 0 | 0 | 0 | 0 | 0 | 0 | 0 | 0 | 0 | 0 | 0 | 0 | 0 | 0 | 0 | 0 | 0 | 0 | 0 | 0 | 0 | 0 | 0 | 0 | 0 | 0 | 0 |  |  | 0 | 0 | 0 | 0 | 0
[81 empty] | 2044 | 0 | 0 | 0 | 0 | 0 | 0 | 0 | 0 | 0 | 0 | 0 | 0 | 0 | 0 | 0 | 0 | 0 | 0 | 0 | 0 | 0 | 0 | 0 | 0 | 0 | 0 | 0 | 0 | 0 | 0 | 0 | 0 | 0 | 0 | 0 | 0 | 0 | 0 | 0 | 0 | 0 | 0 | 0 | 0 | 0 | 0 | 0 | 0 | 0 | 0 | 0 | 0 | 0 | 0 | 0 | 0 | 0 | 0 | 0 | 0 |  |  | 0 | 0 | 0 | 0 | 0
[81 empty] | 2045 | 0 | 0 | 0 | 0 | 0 | 0 | 0 | 0 | 0 | 0 | 0 | 0 | 0 | 0 | 0 | 0 | 0 | 0 | 0 | 0 | 0 | 0 | 0 | 0 | 0 | 0 | 0 | 0 | 0 | 0 | 0 | 0 | 0 | 0 | 0 | 0 | 0 | 0 | 0 | 0 | 0 | 0 | 0 | 0 | 0 | 0 | 0 | 0 | 0 | 0 | 0 | 0 | 0 | 0 | 0 | 0 | 0 | 0 | 0 | 0 |  |  | 0 | 0 | 0 | 0 | 0
[81 empty] | 2046 | 0 | 0 | 0 | 0 | 0 | 0 | 0 | 0 | 0 | 0 | 0 | 0 | 0 | 0 | 0 | 0 | 0 | 0 | 0 | 0 | 0 | 0 | 0 | 0 | 0 | 0 | 0 | 0 | 0 | 0 | 0 | 0 | 0 | 0 | 0 | 0 | 0 | 0 | 0 | 0 | 0 | 0 | 0 | 0 | 0 | 0 | 0 | 0 | 0 | 0 | 0 | 0 | 0 | 0 | 0 | 0 | 0 | 0 | 0 | 0 |  |  | 0 | 0 | 0 | 0 | 0
[81 empty] | 2047 | 0 | 0 | 0 | 0 | 0 | 0 | 0 | 0 | 0 | 0 | 0 | 0 | 0 | 0 | 0 | 0 | 0 | 0 | 0 | 0 | 0 | 0 | 0 | 0 | 0 | 0 | 0 | 0 | 0 | 0 | 0 | 0 | 0 | 0 | 0 | 0 | 0 | 0 | 0 | 0 | 0 | 0 | 0 | 0 | 0 | 0 | 0 | 0 | 0 | 0 | 0 | 0 | 0 | 0 | 0 | 0 | 0 | 0 | 0 | 0 |  |  | 0 | 0 | 0 | 0 | 0
[81 empty] | 2048 | 0 | 0 | 0 | 0 | 0 | 0 | 0 | 0 | 0 | 0 | 0 | 0 | 0 | 0 | 0 | 0 | 0 | 0 | 0 | 0 | 0 | 0 | 0 | 0 | 0 | 0 | 0 | 0 | 0 | 0 | 0 | 0 | 0 | 0 | 0 | 0 | 0 | 0 | 0 | 0 | 0 | 0 | 0 | 0 | 0 | 0 | 0 | 0 | 0 | 0 | 0 | 0 | 0 | 0 | 0 | 0 | 0 | 0 | 0 | 0 |  |  | 0 | 0 | 0 | 0 | 0
[81 empty] | 2049 | 0 | 0 | 0 | 0 | 0 | 0 | 0 | 0 | 0 | 0 | 0 | 0 | 0 | 0 | 0 | 0 | 0 | 0 | 0 | 0 | 0 | 0 | 0 | 0 | 0 | 0 | 0 | 0 | 0 | 0 | 0 | 0 | 0 | 0 | 0 | 0 | 0 | 0 | 0 | 0 | 0 | 0 | 0 | 0 | 0 | 0 | 0 | 0 | 0 | 0 | 0 | 0 | 0 | 0 | 0 | 0 | 0 | 0 | 0 | 0 |  |  | 0 | 0 | 0 | 0 | 0
[81 empty] | 2050 | 0 | 0 | 0 | 0 | 0 | 0 | 0 | 0 | 0 | 0 | 0 | 0 | 0 | 0 | 0 | 0 | 0 | 0 | 0 | 0 | 0 | 0 | 0 | 0 | 0 | 0 | 0 | 0 | 0 | 0 | 0 | 0 | 0 | 0 | 0 | 0 | 0 | 0 | 0 | 0 | 0 | 0 | 0 | 0 | 0 | 0 | 0 | 0 | 0 | 0 | 0 | 0 | 0 | 0 | 0 | 0 | 0 | 0 | 0 | 0 |  |  | 0 | 0 | 0 | 0 | 0
[81 empty] | 2051 | 0 | 0 | 0 | 0 | 0 | 0 | 0 | 0 | 0 | 0 | 0 | 0 | 0 | 0 | 0 | 0 | 0 | 0 | 0 | 0 | 0 | 0 | 0 | 0 | 0 | 0 | 0 | 0 | 0 | 0 | 0 | 0 | 0 | 0 | 0 | 0 | 0 | 0 | 0 | 0 | 0 | 0 | 0 | 0 | 0 | 0 | 0 | 0 | 0 | 0 | 0 | 0 | 0 | 0 | 0 | 0 | 0 | 0 | 0 | 0 |  |  | 0 | 0 | 0 | 0 | 0
[81 empty] | 2052 | 0 | 0 | 0 | 0 | 0 | 0 | 0 | 0 | 0 | 0 | 0 | 0 | 0 | 0 | 0 | 0 | 0 | 0 | 0 | 0 | 0 | 0 | 0 | 0 | 0 | 0 | 0 | 0 | 0 | 0 | 0 | 0 | 0 | 0 | 0 | 0 | 0 | 0 | 0 | 0 | 0 | 0 | 0 | 0 | 0 | 0 | 0 | 0 | 0 | 0 | 0 | 0 | 0 | 0 | 0 | 0 | 0 | 0 | 0 | 0 |  |  | 0 | 0 | 0 | 0 | 0
[81 empty] | 2053 | 0 | 0 | 0 | 0 | 0 | 0 | 0 | 0 | 0 | 0 | 0 | 0 | 0 | 0 | 0 | 0 | 0 | 0 | 0 | 0 | 0 | 0 | 0 | 0 | 0 | 0 | 0 | 0 | 0 | 0 | 0 | 0 | 0 | 0 | 0 | 0 | 0 | 0 | 0 | 0 | 0 | 0 | 0 | 0 | 0 | 0 | 0 | 0 | 0 | 0 | 0 | 0 | 0 | 0 | 0 | 0 | 0 | 0 | 0 | 0 |  |  | 0 | 0 | 0 | 0 | 0
[81 empty] | 2054 | 0 | 0 | 0 | 0 | 0 | 0 | 0 | 0 | 0 | 0 | 0 | 0 | 0 | 0 | 0 | 0 | 0 | 0 | 0 | 0 | 0 | 0 | 0 | 0 | 0 | 0 | 0 | 0 | 0 | 0 | 0 | 0 | 0 | 0 | 0 | 0 | 0 | 0 | 0 | 0 | 0 | 0 | 0 | 0 | 0 | 0 | 0 | 0 | 0 | 0 | 0 | 0 | 0 | 0 | 0 | 0 | 0 | 0 | 0 | 0 |  |  | 0 | 0 | 0 | 0 | 0
[81 empty] | 2055 | 0 | 0 | 0 | 0 | 0 | 0 | 0 | 0 | 0 | 0 | 0 | 0 | 0 | 0 | 0 | 0 | 0 | 0 | 0 | 0 | 0 | 0 | 0 | 0 | 0 | 0 | 0 | 0 | 0 | 0 | 0 | 0 | 0 | 0 | 0 | 0 | 0 | 0 | 0 | 0 | 0 | 0 | 0 | 0 | 0 | 0 | 0 | 0 | 0 | 0 | 0 | 0 | 0 | 0 | 0 | 0 | 0 | 0 | 0 | 0 |  |  | 0 | 0 | 0 | 0 | 0
[81 empty] | 2056 | 0 | 0 | 0 | 0 | 0 | 0 | 0 | 0 | 0 | 0 | 0 | 0 | 0 | 0 | 0 | 0 | 0 | 0 | 0 | 0 | 0 | 0 | 0 | 0 | 0 | 0 | 0 | 0 | 0 | 0 | 0 | 0 | 0 | 0 | 0 | 0 | 0 | 0 | 0 | 0 | 0 | 0 | 0 | 0 | 0 | 0 | 0 | 0 | 0 | 0 | 0 | 0 | 0 | 0 | 0 | 0 | 0 | 0 | 0 | 0 |  |  | 0 | 0 | 0 | 0 | 0
[81 empty] | 2057 | 0 | 0 | 0 | 0 | 0 | 0 | 0 | 0 | 0 | 0 | 0 | 0 | 0 | 0 | 0 | 0 | 0 | 0 | 0 | 0 | 0 | 0 | 0 | 0 | 0 | 0 | 0 | 0 | 0 | 0 | 0 | 0 | 0 | 0 | 0 | 0 | 0 | 0 | 0 | 0 | 0 | 0 | 0 | 0 | 0 | 0 | 0 | 0 | 0 | 0 | 0 | 0 | 0 | 0 | 0 | 0 | 0 | 0 | 0 | 0 |  |  | 0 | 0 | 0 | 0 | 0
[81 empty] | 2058 | 0 | 0 | 0 | 0 | 0 | 0 | 0 | 0 | 0 | 0 | 0 | 0 | 0 | 0 | 0 | 0 | 0 | 0 | 0 | 0 | 0 | 0 | 0 | 0 | 0 | 0 | 0 | 0 | 0 | 0 | 0 | 0 | 0 | 0 | 0 | 0 | 0 | 0 | 0 | 0 | 0 | 0 | 0 | 0 | 0 | 0 | 0 | 0 | 0 | 0 | 0 | 0 | 0 | 0 | 0 | 0 | 0 | 0 | 0 | 0 |  |  | 0 | 0 | 0 | 0 | 0
[81 empty] | 2059 | 0 | 0 | 0 | 0 | 0 | 0 | 0 | 0 | 0 | 0 | 0 | 0 | 0 | 0 | 0 | 0 | 0 | 0 | 0 | 0 | 0 | 0 | 0 | 0 | 0 | 0 | 0 | 0 | 0 | 0 | 0 | 0 | 0 | 0 | 0 | 0 | 0 | 0 | 0 | 0 | 0 | 0 | 0 | 0 | 0 | 0 | 0 | 0 | 0 | 0 | 0 | 0 | 0 | 0 | 0 | 0 | 0 | 0 | 0 | 0 |  |  | 0 | 0 | 0 | 0 | 0
[81 empty] | 2060 | 0 | 0 | 0 | 0 | 0 | 0 | 0 | 0 | 0 | 0 | 0 | 0 | 0 | 0 | 0 | 0 | 0 | 0 | 0 | 0 | 0 | 0 | 0 | 0 | 0 | 0 | 0 | 0 | 0 | 0 | 0 | 0 | 0 | 0 | 0 | 0 | 0 | 0 | 0 | 0 | 0 | 0 | 0 | 0 | 0 | 0 | 0 | 0 | 0 | 0 | 0 | 0 | 0 | 0 | 0 | 0 | 0 | 0 | 0 | 0 |  |  | 0 | 0 | 0 | 0 | 0

## Heating sector
| Emission factor of heating (kgCO2/kgce) | Penetrate rate | Meter Charge rate | heating below non-meter-chare
2005 | 3.5441 | 40.73% | 0% | 100%
2006 | 3.4859 | 40.73% | 0% | 100%
2007 | 3.5002 | 41.83% | 0% | 100%
2008 | 3.5672 | 43.95% | 0% | 100%
2009 | 3.5096 | 46.34% | 0% | 100%
2010 | 3.547 | 48.49% | 0% | 100%
2011 | 3.5195 | 50.57% | 0% | 100%
2012 | 3.5069 | 53.06% | 0% | 100%
2013 | 3.4755 | 56.26% | 0% | 100%
2014 | 3.4384 | 57.49% | 0% | 100%
2015 | 3.4005 | 59.73% | 0% | 100%
2016 | 3.3807 | 63.07% | 0% | 100%
2017 | 3.335 | 66.77% | 0% | 100%
2018 | 3.2857 | 67.45% | 0% | 100%
2019 | 3.1855 | 69.18% | 0% | 100%
2020 | 3.1512 | 69.62% | 0% | 100%
2021 | 3.1088 | 70.06% | 0% | 100%
2022 | 3.0668 | 70.49% | 0% | 100%
2023 | 3.0253 | 70.93% | 0% | 100%
2024 | 2.9843 | 71.37% | 0% | 100%
2025 | 2.9437 | 71.81% | 0% | 100%
2026 | 2.9035 | 72.25% | 0% | 100%
2027 | 2.8637 | 72.69% | 0% | 100%
2028 | 2.8244 | 73.12% | 0% | 100%
2029 | 2.7854 | 73.56% | 0% | 100%
2030 | 2.7469 | 74% | 0% | 100%
2031 | 2.7088 | 74.4% | 0% | 100%
2032 | 2.6711 | 74.8% | 0% | 100%
2033 | 2.6337 | 75.2% | 0% | 100%
2034 | 2.5968 | 75.6% | 0% | 100%
2035 | 2.5602 | 76% | 0% | 100%
2036 | 2.524 | 76.4% | 0% | 100%
2037 | 2.4882 | 76.8% | 0% | 100%
2038 | 2.4528 | 77.2% | 0% | 100%
2039 | 2.4177 | 77.6% | 0% | 100%
2040 | 2.383 | 78% | 0% | 100%
2041 | 2.3486 | 78.2% | 0% | 100%
2042 | 2.3146 | 78.4% | 0% | 100%
2043 | 2.2809 | 78.6% | 0% | 100%
2044 | 2.2476 | 78.8% | 0% | 100%
2045 | 2.2146 | 79% | 0% | 100%
2046 | 2.1819 | 79.2% | 0% | 100%
2047 | 2.1496 | 79.4% | 0% | 100%
2048 | 2.1176 | 79.6% | 0% | 100%
2049 | 2.0859 | 79.8% | 0% | 100%
2050 | 2.0545 | 80% | 0% | 100%
2051 | 2.0234 | 80% | 0% | 100%
2052 | 1.9927 | 80% | 0% | 100%
2053 | 1.9622 | 80% | 0% | 100%
2054 | 1.9321 | 80% | 0% | 100%
2055 | 1.9022 | 80% | 0% | 100%
2056 | 1.8727 | 80% | 0% | 100%
2057 | 1.8434 | 80% | 0% | 100%
2058 | 1.8145 | 80% | 0% | 100%
2059 | 1.7858 | 80% | 0% | 100%
2060 | 1.7574 | 80% | 0% | 100%

## Material demand
| Total material demand (10t) | [29 empty] | Material emissions (Mt CO2) | [30 empty] | Material demand for new buildings (10t) | [29 empty] | Material demand for retrofitting buildings (10t) | [29 empty] | Wasted material for demolished buildings without reinforcement(10t) | [29 empty] | Wasted material for demolished buildings with reinforcement(10t)
| North | [9 empty] | Transition | [9 empty] | South | [9 empty] | North | [9 empty] | Transition | [9 empty] | South | [10 empty] | North | [9 empty] | Transition | [9 empty] | South | [9 empty] | North | [9 empty] | Transition | [9 empty] | South | [9 empty] | North | [9 empty] | Transition | [9 empty] | South | [9 empty] | North | [9 empty] | Transition | [9 empty] | South | [10 empty] | Material Cost (billion CNY)
| Urban |  |  |  |  | Rural |  |  |  |  | Urban |  |  |  |  | Rural |  |  |  |  | Urban |  |  |  |  | Rural |  |  |  |  | Urban |  |  |  |  | Rural |  |  |  |  | Urban |  |  |  |  | Rural |  |  |  |  | Urban |  |  |  |  | Rural | [5 empty] | Urban |  |  |  |  | Rural |  |  |  |  | Urban |  |  |  |  | Rural |  |  |  |  | Urban |  |  |  |  | Rural |  |  |  |  | Urban |  |  |  |  | Rural |  |  |  |  | Urban |  |  |  |  | Rural |  |  |  |  | Urban |  |  |  |  | Rural |  |  |  |  | Urban |  |  |  |  | Rural |  |  |  |  | Urban |  |  |  |  | Rural |  |  |  |  | Urban |  |  |  |  | Rural |  |  |  |  | Urban |  |  |  |  | Rural |  |  |  |  | Urban |  |  |  |  | Rural |  |  |  |  | Urban |  |  |  |  | Rural | [5 empty] | Urban | Rural
| Steel | Cement | Aluminium | Glass | Brick | Steel | Cement | Aluminium | Glass | Brick | Steel | Cement | Aluminium | Glass | Brick | Steel | Cement | Aluminium | Glass | Brick | Steel | Cement | Aluminium | Glass | Brick | Steel | Cement | Aluminium | Glass | Brick | Steel | Cement | Aluminium | Glass | Brick | Steel | Cement | Aluminium | Glass | Brick | Steel | Cement | Aluminium | Glass | Brick | Steel | Cement | Aluminium | Glass | Brick | Steel | Cement | Aluminium | Glass | Brick | Steel | Cement | Aluminium | Glass | Brick |  | Steel | Cement | Aluminium | Glass | Brick | Steel | Cement | Aluminium | Glass | Brick | Steel | Cement | Aluminium | Glass | Brick | Steel | Cement | Aluminium | Glass | Brick | Steel | Cement | Aluminium | Glass | Brick | Steel | Cement | Aluminium | Glass | Brick | Steel | Cement | Aluminium | Glass | Brick | Steel | Cement | Aluminium | Glass | Brick | Steel | Cement | Aluminium | Glass | Brick | Steel | Cement | Aluminium | Glass | Brick | Steel | Cement | Aluminium | Glass | Brick | Steel | Cement | Aluminium | Glass | Brick | Steel | Cement | Aluminium | Glass | Brick | Steel | Cement | Aluminium | Glass | Brick | Steel | Cement | Aluminium | Glass | Brick | Steel | Cement | Aluminium | Glass | Brick | Steel | Cement | Aluminium | Glass | Brick | Steel | Cement | Aluminium | Glass | Brick | Steel | Cement | Aluminium | Glass | Brick | Steel | Cement | Aluminium | Glass | Brick | Steel | Cement | Aluminium | Glass | Brick | Steel | Cement | Aluminium | Glass | Brick | Steel | Cement | Aluminium | Glass | Brick | Steel | Cement | Aluminium | Glass | Brick
2005 | 3236671.1752 | 18403152.4346 | 97105.3128 | 371375.5425 | 3267851.6483 | 1275460.3118 | 7399089.9794 | 38081.3909 | 148689.4364 | 1952000.3083 | 2944648.8396 | 16742763.9472 | 88344.1756 | 337868.9095 | 2973016.1154 | 1714210.9244 | 9944332.0624 | 51181.1584 | 199837.7009 | 2623476.5769 | 1476990.5358 | 8397912.7021 | 44312.0788 | 169469.8447 | 1491219.1247 | 647257.7757 | 3754815.7931 | 19325.1614 | 75455.4203 | 990581.4913 | 77.0328 | 135.2632 | 8.3316 | 4.1965 | 9.5421 | 30.356 | 54.3833 | 3.2674 | 1.6802 | 5.6998 | 70.0826 | 123.0593 | 7.5799 | 3.8179 | 8.6812 | 40.7982 | 73.0908 | 4.3913 | 2.2582 | 7.6606 | 35.1524 | 61.7247 | 3.802 | 1.915 | 4.3544 | 15.4047 | 27.5979 | 1.6581 | 0.85265 | 2.8925 | 826.5273 | 3236671.1752 | 18403152.4346 | 97105.3128 | 371375.5425 | 3267851.6483 | 1275460.3118 | 7399089.9794 | 38081.3909 | 148689.4364 | 1952000.3083 | 2944648.8396 | 16742763.9472 | 88344.1756 | 337868.9095 | 2973016.1154 | 1714210.9244 | 9944332.0624 | 51181.1584 | 199837.7009 | 2623476.5769 | 1476990.5358 | 8397912.7021 | 44312.0788 | 169469.8447 | 1491219.1247 | 647257.7757 | 3754815.7931 | 19325.1614 | 75455.4203 | 990581.4913 | [30 empty] | 298574.591 | 1697643.4783 | 8957.7153 | 34258.4386 | 301450.9095 | 885959.2893 | 5139550.3561 | 26452.0673 | 103282.5453 | 1355896.9964 | 297758.4519 | 1693003.0524 | 8933.2299 | 34164.7948 | 300626.9081 | 990271.5532 | 5744677.634 | 29566.5163 | 115442.9642 | 1515539.4168 | 206330.6391 | 1173160.3236 | 6190.2492 | 23674.3706 | 208318.3254 | 339324.3669 | 1968459.1514 | 10131.2003 | 39557.4432 | 519311.5479 | [30 empty] | 2020 | 870.5245 | 293.3104
2006 | 3583713.7152 | 20039051.7592 | 107693.1639 | 409008.2825 | 3564139.0724 | 1547279.8726 | 8975946.0913 | 46197.1016 | 180377.3666 | 2368000.6036 | 2485405.6358 | 13897642.5396 | 74688.2195 | 283658.6767 | 2471830.0739 | 1619243.7571 | 9393416.7503 | 48345.7257 | 188766.706 | 2478136.1551 | 1355286.6417 | 7578356.2304 | 40727.3343 | 154678.4999 | 1347883.9154 | 765240.9626 | 4439249.6461 | 22847.7828 | 89209.5555 | 1171146.2764 | 85.2924 | 147.287 | 9.2401 | 4.6218 | 10.4073 | 36.8253 | 65.9732 | 3.9637 | 2.0383 | 6.9146 | 59.1527 | 102.1477 | 6.4082 | 3.2053 | 7.2177 | 38.538 | 69.0416 | 4.1481 | 2.1331 | 7.2362 | 32.2558 | 55.7009 | 3.4944 | 1.7479 | 3.9358 | 18.2127 | 32.6285 | 1.9603 | 1.0081 | 3.4197 | 826.1563 | 3583713.7152 | 20039051.7592 | 107693.1639 | 409008.2825 | 3564139.0724 | 1547279.8726 | 8975946.0913 | 46197.1016 | 180377.3666 | 2368000.6036 | 2485405.6358 | 13897642.5396 | 74688.2195 | 283658.6767 | 2471830.0739 | 1619243.7571 | 9393416.7503 | 48345.7257 | 188766.706 | 2478136.1551 | 1355286.6417 | 7578356.2304 | 40727.3343 | 154678.4999 | 1347883.9154 | 765240.9626 | 4439249.6461 | 22847.7828 | 89209.5555 | 1171146.2764 | [30 empty] | 312644.744 | 1777643.9341 | 9379.8424 | 35872.8475 | 315656.6073 | 910057.7996 | 5279348.5484 | 27171.576 | 106091.8792 | 1392778.0339 | 308497.95 | 1754065.9806 | 9255.432 | 35397.0445 | 311469.8651 | 1003843.449 | 5823409.7409 | 29971.7321 | 117025.1362 | 1536310.2275 | 209119.3335 | 1189016.3574 | 6273.9145 | 23994.3453 | 211133.8847 | 345774.3437 | 2005876.1984 | 10323.7771 | 40309.3627 | 529182.7736 | [30 empty] | 2021 | 930.7048 | 298.41
2007 | 3682591.2106 | 20254516.327 | 110840.5776 | 418105.5594 | 3608361.4282 | 1738288.145 | 10084006.7508 | 51900.0314 | 202644.5529 | 2660325.032 | 1914477.0277 | 10529761.2462 | 57622.9419 | 217361.4835 | 1875887.0227 | 1343838.2582 | 7795758.204 | 40122.9497 | 156660.7376 | 2056647.8391 | 1094318.6719 | 6018831.3444 | 32937.3821 | 124244.233 | 1072260.5524 | 905847.0746 | 5254921.6547 | 27045.8565 | 105601.0052 | 1386333.8219 | 87.6457 | 148.8707 | 9.5101 | 4.7246 | 10.5364 | 41.3713 | 74.1174 | 4.453 | 2.2899 | 7.7681 | 45.5646 | 77.3937 | 4.944 | 2.4562 | 5.4776 | 31.9834 | 57.2988 | 3.4425 | 1.7703 | 6.0054 | 26.0448 | 44.2384 | 2.826 | 1.404 | 3.131 | 21.5592 | 38.6237 | 2.3205 | 1.1933 | 4.0481 | 773.0127 | 3682591.2106 | 20254516.327 | 110840.5776 | 418105.5594 | 3608361.4282 | 1738288.145 | 10084006.7508 | 51900.0314 | 202644.5529 | 2660325.032 | 1914477.0277 | 10529761.2462 | 57622.9419 | 217361.4835 | 1875887.0227 | 1343838.2582 | 7795758.204 | 40122.9497 | 156660.7376 | 2056647.8391 | 1094318.6719 | 6018831.3444 | 32937.3821 | 124244.233 | 1072260.5524 | 905847.0746 | 5254921.6547 | 27045.8565 | 105601.0052 | 1386333.8219 | [30 empty] | 328960.2677 | 1870411.1797 | 9869.3343 | 37744.8901 | 332129.3066 | 940101.2292 | 5453633.8924 | 28068.582 | 109594.2545 | 1438757.343 | 321284.489 | 1826768.0298 | 9639.0486 | 36864.1715 | 324379.5833 | 1027719.4391 | 5961917.0686 | 30684.597 | 119808.5294 | 1572850.7139 | 214793.4695 | 1221278.5132 | 6444.1477 | 24645.3955 | 216862.6825 | 353272.8094 | 2049375.6485 | 10547.6586 | 41183.5119 | 540658.6362 | [30 empty] | 2022 | 963.2463 | 302.8406
2008 | 3389355.3805 | 18339275.2684 | 102172.4182 | 382852.1864 | 3272535.3241 | 1947756.9746 | 11299159.1971 | 58154.1377 | 227063.817 | 2980902.016 | 1770950.2364 | 9582336.529 | 53385.4518 | 200041.6285 | 1709911.3416 | 1376330.522 | 7984249.5129 | 41093.0705 | 160448.5908 | 2106374.9129 | 979469.2479 | 5299755.8938 | 29526.1872 | 110638.1305 | 945710.1286 | 976609.371 | 5665421.7646 | 29158.6048 | 113850.2669 | 1494630.4291 | 80.6667 | 134.7937 | 8.7664 | 4.3262 | 9.5558 | 46.3566 | 83.0488 | 4.9896 | 2.5658 | 8.7042 | 42.1486 | 70.4302 | 4.5805 | 2.2605 | 4.9929 | 32.7567 | 58.6842 | 3.5258 | 1.8131 | 6.1506 | 23.3114 | 38.9532 | 2.5333 | 1.2502 | 2.7615 | 23.2433 | 41.6408 | 2.5018 | 1.2865 | 4.3643 | 752.9633 | 3389355.3805 | 18339275.2684 | 102172.4182 | 382852.1864 | 3272535.3241 | 1947756.9746 | 11299159.1971 | 58154.1377 | 227063.817 | 2980902.016 | 1770950.2364 | 9582336.529 | 53385.4518 | 200041.6285 | 1709911.3416 | 1376330.522 | 7984249.5129 | 41093.0705 | 160448.5908 | 2106374.9129 | 979469.2479 | 5299755.8938 | 29526.1872 | 110638.1305 | 945710.1286 | 976609.371 | 5665421.7646 | 29158.6048 | 113850.2669 | 1494630.4291 | [30 empty] | 347375.9388 | 1975119.5001 | 10421.8338 | 39857.9036 | 350722.385 | 973569.1259 | 5647784.9579 | 29067.8323 | 113495.8441 | 1489977.5526 | 335590.1733 | 1908107.6763 | 10068.242 | 38505.6053 | 338823.0814 | 1058594.5169 | 6141026.8978 | 31606.4335 | 123407.8557 | 1620102.8006 | 221139.7374 | 1257362.2949 | 6634.5459 | 25373.5661 | 223270.0872 | 362039.2248 | 2100230.619 | 10809.3973 | 42205.475 | 554075.0048 | [30 empty] | 2023 | 997.0073 | 307.2512
2009 | 2752701.6266 | 14655177.006 | 83105.2849 | 309386.3722 | 2619453.0833 | 2246377.3709 | 13031489.9968 | 67070.0404 | 261876.1103 | 3437919.0633 | 1784122.191 | 9498532.7348 | 53863.4415 | 200524.1276 | 1697759.1501 | 1837769.8627 | 10661111.4824 | 54870.2549 | 214241.8409 | 2812574.6488 | 1024226.7558 | 5452906.4306 | 30921.8607 | 115116.6539 | 974647.5636 | 997396.7083 | 5786011.4668 | 29779.2519 | 116273.594 | 1526443.9544 | 65.5143 | 107.7156 | 7.1304 | 3.4961 | 7.6488 | 53.4638 | 95.7815 | 5.7546 | 2.9592 | 10.0387 | 42.4621 | 69.8142 | 4.6215 | 2.2659 | 4.9575 | 43.7389 | 78.3592 | 4.7079 | 2.4209 | 8.2127 | 24.3766 | 40.0789 | 2.6531 | 1.3008 | 2.846 | 23.738 | 42.5272 | 2.5551 | 1.3139 | 4.4572 | 766.9105 | 2752701.6266 | 14655177.006 | 83105.2849 | 309386.3722 | 2619453.0833 | 2246377.3709 | 13031489.9968 | 67070.0404 | 261876.1103 | 3437919.0633 | 1784122.191 | 9498532.7348 | 53863.4415 | 200524.1276 | 1697759.1501 | 1837769.8627 | 10661111.4824 | 54870.2549 | 214241.8409 | 2812574.6488 | 1024226.7558 | 5452906.4306 | 30921.8607 | 115116.6539 | 974647.5636 | 997396.7083 | 5786011.4668 | 29779.2519 | 116273.594 | 1526443.9544 | [30 empty] | 367458.6402 | 2089306.2663 | 11024.347 | 42162.1921 | 370998.5531 | 1009493.2543 | 5856184.9027 | 30140.4182 | 117683.774 | 1544956.8484 | 352266.4511 | 2002926.1069 | 10568.557 | 40419.0408 | 355660.0101 | 1095686.007 | 6356198.8404 | 32713.8733 | 127731.8732 | 1676868.6596 | 228196.3309 | 1297484.8651 | 6846.255 | 26183.2394 | 230394.6604 | 371864.6806 | 2157229.2028 | 11102.7557 | 43350.8979 | 569112.1585 | [30 empty] | 2024 | 1031.9394 | 311.6033
2010 | 2305706.8761 | 12080116.3666 | 69712.2215 | 257880.8582 | 2162775.5143 | 2277891.4992 | 13214307.0309 | 68010.9571 | 265549.9353 | 3486149.171 | 2198725.7239 | 11519618.0743 | 66477.6847 | 245915.5943 | 2062426.1513 | 974495.0385 | 5653156.2823 | 29095.4772 | 113603.7842 | 1491394.5954 | 1028213.662 | 5387042.3931 | 31087.6718 | 115000.1435 | 964474.4329 | 903774.5597 | 5242898.7605 | 26983.9774 | 105359.3975 | 1383161.9869 | 54.8758 | 88.7889 | 5.9813 | 2.9141 | 6.3153 | 54.2138 | 97.1252 | 5.8353 | 3.0007 | 10.1796 | 52.3297 | 84.6692 | 5.7038 | 2.7788 | 6.0223 | 23.193 | 41.5507 | 2.4964 | 1.2837 | 4.3549 | 24.4715 | 39.5948 | 2.6673 | 1.2995 | 2.8163 | 21.5098 | 38.5353 | 2.3152 | 1.1906 | 4.0388 | 692.0515 | 2305706.8761 | 12080116.3666 | 69712.2215 | 257880.8582 | 2162775.5143 | 2277891.4992 | 13214307.0309 | 68010.9571 | 265549.9353 | 3486149.171 | 2198725.7239 | 11519618.0743 | 66477.6847 | 245915.5943 | 2062426.1513 | 974495.0385 | 5653156.2823 | 29095.4772 | 113603.7842 | 1491394.5954 | 1028213.662 | 5387042.3931 | 31087.6718 | 115000.1435 | 964474.4329 | 903774.5597 | 5242898.7605 | 26983.9774 | 105359.3975 | 1383161.9869 | [30 empty] | 389786.4072 | 2216258.0872 | 11694.2157 | 44724.0793 | 393541.4147 | 1047113.865 | 6074426.3335 | 31263.656 | 122069.4748 | 1602532.4883 | 371770.513 | 2113822.8295 | 11153.7101 | 42656.9362 | 375351.9644 | 1137030.0852 | 6596040.5287 | 33948.2826 | 132551.6451 | 1740142.7988 | 236598.5755 | 1345258.5746 | 7098.3357 | 27147.3127 | 238877.848 | 382706.6054 | 2220124.4388 | 11426.4628 | 44614.8178 | 585704.9449 | [30 empty] | 2025 | 1067.921 | 316.0444
2011 | 2998077.2042 | 15460063.9435 | 90774.9575 | 333713.937 | 2772527.0725 | 2333584.6878 | 13537389.5365 | 69673.7874 | 272042.4845 | 3571383.5921 | 2417329.1817 | 12465344.0109 | 73191.2285 | 269071.2691 | 2235469.6504 | 1666643.9621 | 9668390.7176 | 49760.9526 | 194292.4834 | 2550678.761 | 1115438.5806 | 5751937.1938 | 33772.9427 | 124158.7107 | 1031522.3564 | 902261.0335 | 5234118.6239 | 26938.7881 | 105182.955 | 1380845.644 | 71.3542 | 113.6315 | 7.7885 | 3.771 | 8.0958 | 55.5393 | 99.4998 | 5.978 | 3.0741 | 10.4284 | 57.5324 | 91.6203 | 6.2798 | 3.0405 | 6.5276 | 39.6661 | 71.0627 | 4.2695 | 2.1955 | 7.448 | 26.5474 | 42.2767 | 2.8977 | 1.403 | 3.012 | 21.4738 | 38.4708 | 2.3113 | 1.1886 | 4.0321 | 812.4165 | 2998077.2042 | 15460063.9435 | 90774.9575 | 333713.937 | 2772527.0725 | 2333584.6878 | 13537389.5365 | 69673.7874 | 272042.4845 | 3571383.5921 | 2417329.1817 | 12465344.0109 | 73191.2285 | 269071.2691 | 2235469.6504 | 1666643.9621 | 9668390.7176 | 49760.9526 | 194292.4834 | 2550678.761 | 1115438.5806 | 5751937.1938 | 33772.9427 | 124158.7107 | 1031522.3564 | 902261.0335 | 5234118.6239 | 26938.7881 | 105182.955 | 1380845.644 | [30 empty] | 416871.245 | 2370257.7901 | 12506.8042 | 47831.7927 | 420887.1743 | 1085790.8219 | 6298795.7491 | 32418.433 | 126578.3215 | 1661724.7902 | 395777.6416 | 2250323.2099 | 11873.9624 | 45411.5134 | 399590.3657 | 1182402.9544 | 6859253.6911 | 35302.9794 | 137841.0816 | 1809582.7131 | 247544.0335 | 1407492.5553 | 7426.717 | 28403.1941 | 249928.7491 | 395346.6947 | 2293451.0311 | 11803.8577 | 46088.3625 | 605049.6929 | [30 empty] | 2026 | 1104.7062 | 320.346
2012 | 2674698.5069 | 13577171.8018 | 81096.1521 | 296322.814 | 2438941.8454 | 2292540.6444 | 13299288.3842 | 68448.3363 | 267257.6898 | 3508568.6346 | 2436082.884 | 12365923.0204 | 73861.3894 | 269887.2166 | 2221358.5828 | 1478130.1649 | 8574800.7917 | 44132.5003 | 172316.0957 | 2262171.9476 | 1766621.3071 | 8967635.393 | 53563.4913 | 195719.329 | 1610905.5357 | 811379.7037 | 4706905.7184 | 24225.3462 | 94588.2751 | 1241758.3026 | 63.6578 | 99.7922 | 6.958 | 3.3484 | 7.1217 | 54.5625 | 97.7498 | 5.8729 | 3.02 | 10.245 | 57.9788 | 90.8895 | 6.3373 | 3.0497 | 6.4864 | 35.1795 | 63.0248 | 3.7866 | 1.9472 | 6.6055 | 42.0456 | 65.9121 | 4.5957 | 2.2116 | 4.7038 | 19.3108 | 34.5958 | 2.0785 | 1.0688 | 3.6259 | 807.7625 | 2674698.5069 | 13577171.8018 | 81096.1521 | 296322.814 | 2438941.8454 | 2292540.6444 | 13299288.3842 | 68448.3363 | 267257.6898 | 3508568.6346 | 2436082.884 | 12365923.0204 | 73861.3894 | 269887.2166 | 2221358.5828 | 1478130.1649 | 8574800.7917 | 44132.5003 | 172316.0957 | 2262171.9476 | 1766621.3071 | 8967635.393 | 53563.4913 | 195719.329 | 1610905.5357 | 811379.7037 | 4706905.7184 | 24225.3462 | 94588.2751 | 1241758.3026 | [30 empty] | 447224.6579 | 2542167.2982 | 13417.8072 | 51310.1678 | 451424.7844 | 1125299.0837 | 6527987.658 | 33598.0303 | 131184.0792 | 1722189.3444 | 421881.5873 | 2398277.7737 | 12657.3667 | 48403.6454 | 425870.7354 | 1229844.4346 | 7134467.1002 | 36719.4386 | 143371.6707 | 1882188.4878 | 260094.9889 | 1478599.9411 | 7803.3989 | 29841.636 | 262559.6904 | 409536.8234 | 2375769.5776 | 12227.5321 | 47742.6063 | 626766.6646 | [30 empty] | 2027 | 1142.5897 | 324.4886
2013 | 2727866.6261 | 13632842.9979 | 82819.9769 | 300824.3717 | 2453068.3587 | 1251765.6649 | 7261634.6443 | 37373.9403 | 145927.1837 | 1915737.3547 | 3005094.4983 | 15018322.779 | 91236.8128 | 331396.5778 | 2702369.0081 | 2239951.6661 | 12994213.754 | 66878.1883 | 261127.0204 | 3428084.984 | 2343319.0815 | 11711020.1891 | 71144.8391 | 258417.1395 | 2107259.1446 | 849299.6941 | 4926883.8848 | 25357.5225 | 99008.8768 | 1299792.1216 | 64.9232 | 100.2014 | 7.106 | 3.3993 | 7.163 | 29.792 | 53.373 | 3.2067 | 1.649 | 5.594 | 71.5212 | 110.3847 | 7.8281 | 3.7448 | 7.8909 | 53.3108 | 95.5075 | 5.7381 | 2.9507 | 10.01 | 55.771 | 86.076 | 6.1042 | 2.9201 | 6.1532 | 20.2133 | 36.2126 | 2.1757 | 1.1188 | 3.7954 | 865.8348 | 2727866.6261 | 13632842.9979 | 82819.9769 | 300824.3717 | 2453068.3587 | 1251765.6649 | 7261634.6443 | 37373.9403 | 145927.1837 | 1915737.3547 | 3005094.4983 | 15018322.779 | 91236.8128 | 331396.5778 | 2702369.0081 | 2239951.6661 | 12994213.754 | 66878.1883 | 261127.0204 | 3428084.984 | 2343319.0815 | 11711020.1891 | 71144.8391 | 258417.1395 | 2107259.1446 | 849299.6941 | 4926883.8848 | 25357.5225 | 99008.8768 | 1299792.1216 | [30 empty] | 480755.0229 | 2731263.9802 | 14424.5812 | 55147.3844 | 485029.395 | 1164941.3645 | 6757957.0268 | 34781.629 | 135805.4605 | 1782859.0052 | 449807.8116 | 2556223.2885 | 13495.6354 | 51602.4655 | 453931.5663 | 1277888.8937 | 7413178.4583 | 38153.901 | 148972.5534 | 1955717.0782 | 274025.5363 | 1557330.8624 | 8221.5858 | 31436.9421 | 276548.1375 | 425368.4486 | 2467610.6314 | 12700.2165 | 49588.2109 | 650995.8288 | [30 empty] | 2028 | 1181.4408 | 328.4439
2014 | 2835500.5699 | 13953495.1554 | 86201.1897 | 311285.5268 | 2515016.2717 | 1208128.8975 | 7008492.8058 | 36071.0783 | 140840.1369 | 1848954.4195 | 3779107.2953 | 18596982.803 | 114887.4905 | 414876.0955 | 3351971.2325 | 1713915.0539 | 9942615.6843 | 51172.3246 | 199803.2092 | 2623023.7685 | 2198116.2821 | 10816927.7831 | 66824.264 | 241312.5189 | 1949672.758 | 848418.0416 | 4921769.3189 | 25331.1991 | 98906.0963 | 1298442.8159 | 67.4849 | 102.5582 | 7.3961 | 3.5175 | 7.3438 | 28.7535 | 51.5124 | 3.0949 | 1.5915 | 5.3989 | 89.9428 | 136.6878 | 9.8573 | 4.6881 | 9.7878 | 40.7912 | 73.0782 | 4.3906 | 2.2578 | 7.6592 | 52.3152 | 79.5044 | 5.7335 | 2.7268 | 5.693 | 20.1923 | 36.175 | 2.1734 | 1.1176 | 3.7915 | 867.2154 | 2835500.5699 | 13953495.1554 | 86201.1897 | 311285.5268 | 2515016.2717 | 1208128.8975 | 7008492.8058 | 36071.0783 | 140840.1369 | 1848954.4195 | 3779107.2953 | 18596982.803 | 114887.4905 | 414876.0955 | 3351971.2325 | 1713915.0539 | 9942615.6843 | 51172.3246 | 199803.2092 | 2623023.7685 | 2198116.2821 | 10816927.7831 | 66824.264 | 241312.5189 | 1949672.758 | 848418.0416 | 4921769.3189 | 25331.1991 | 98906.0963 | 1298442.8159 | [30 empty] | 517020.1684 | 2935004.6488 | 15513.8755 | 59292.5191 | 521249.912 | 1204271.1996 | 6986113.8627 | 35955.8991 | 140390.4177 | 1843050.4902 | 480273.658 | 2728126.2821 | 14410.3486 | 55089.5546 | 484479.1242 | 1326045.9696 | 7692543.1195 | 39591.7257 | 154586.5646 | 2029418.0207 | 289604.9862 | 1645180.1853 | 8689.3766 | 33219.7773 | 292160.16 | 442765.4261 | 2568532.472 | 13219.6377 | 51616.2997 | 677620.6522 | [30 empty] | 2029 | 1221.1219 | 332.183
2015 | 3466559.9835 | 16799698.2756 | 105521.1089 | 378883.5039 | 3033174.2952 | 1363702.0403 | 7910990.2581 | 40716.0222 | 158976.3993 | 2087047.9296 | 3988408.9635 | 19328691.1243 | 121406.0448 | 435919.8659 | 3489782.2637 | 1832273.4497 | 10629226.167 | 54706.1486 | 213601.0851 | 2804162.7839 | 2598344.7747 | 12592139.8845 | 79092.8827 | 283990.4624 | 2273502.4399 | 767525.3353 | 4452501.5517 | 22915.9873 | 89475.861 | 1174642.3446 | 82.5041 | 123.4778 | 9.0537 | 4.2814 | 8.8569 | 32.4561 | 58.1458 | 3.4934 | 1.7964 | 6.0942 | 94.9241 | 142.0659 | 10.4166 | 4.9259 | 10.1902 | 43.6081 | 78.1248 | 4.6938 | 2.4137 | 8.1882 | 61.8406 | 92.5522 | 6.7862 | 3.2091 | 6.6386 | 18.2671 | 32.7259 | 1.9662 | 1.0111 | 3.43 | 958.138 | 3466559.9835 | 16799698.2756 | 105521.1089 | 378883.5039 | 3033174.2952 | 1363702.0403 | 7910990.2581 | 40716.0222 | 158976.3993 | 2087047.9296 | 3988408.9635 | 19328691.1243 | 121406.0448 | 435919.8659 | 3489782.2637 | 1832273.4497 | 10629226.167 | 54706.1486 | 213601.0851 | 2804162.7839 | 2598344.7747 | 12592139.8845 | 79092.8827 | 283990.4624 | 2273502.4399 | 767525.3353 | 4452501.5517 | 22915.9873 | 89475.861 | 1174642.3446 | [30 empty] | 555510.9211 | 3150643.8557 | 16670.336 | 63688.1195 | 559596.2525 | 1243085.2046 | 7211278.3094 | 37114.768 | 144915.241 | 1902452.5343 | 513640.2211 | 2915869.6772 | 15412.4285 | 58905.241 | 517850.6869 | 1374300.7187 | 7972474.3941 | 41032.4667 | 160211.9623 | 2103268.445 | 307189.6688 | 1744042.3467 | 9217.5303 | 35230.1737 | 309734.416 | 461663.7248 | 2678163.647 | 13783.8838 | 53819.4081 | 706543.1397 | [30 empty] | 2030 | 1261.4529 | 335.6617
2016 | 3565990.4296 | 17021208.9039 | 108683.5977 | 388063.0409 | 3078420.3488 | 998223.0587 | 5790805.2191 | 29803.9242 | 116369.9275 | 1527708.6242 | 4650399.0371 | 22197315.1809 | 141734.0029 | 506072.0233 | 4014560.1365 | 1132311.1231 | 6568665.2942 | 33807.3886 | 132001.5223 | 1732920.7666 | 3215619.8361 | 15348817.6894 | 98005.0674 | 349934.5376 | 2775955.1611 | 764229.9587 | 4433384.6978 | 22817.5973 | 89091.6956 | 1169599.0076 | 84.8706 | 125.1059 | 9.3251 | 4.3851 | 8.989 | 23.7577 | 42.5624 | 2.5572 | 1.315 | 4.4609 | 110.6795 | 163.1503 | 12.1608 | 5.7186 | 11.7225 | 26.949 | 48.2797 | 2.9007 | 1.4916 | 5.0601 | 76.5318 | 112.8138 | 8.4088 | 3.9543 | 8.1058 | 18.1887 | 32.5854 | 1.9577 | 1.0067 | 3.4152 | 962.4098 | 3565990.4296 | 17021208.9039 | 108683.5977 | 388063.0409 | 3078420.3488 | 998223.0587 | 5790805.2191 | 29803.9242 | 116369.9275 | 1527708.6242 | 4650399.0371 | 22197315.1809 | 141734.0029 | 506072.0233 | 4014560.1365 | 1132311.1231 | 6568665.2942 | 33807.3886 | 132001.5223 | 1732920.7666 | 3215619.8361 | 15348817.6894 | 98005.0674 | 349934.5376 | 2775955.1611 | 764229.9587 | 4433384.6978 | 22817.5973 | 89091.6956 | 1169599.0076 | [30 empty] | 596599.8917 | 3380204.7535 | 17905.1915 | 68376.32 | 600429.3096 | 1280613.5427 | 7428984.4567 | 38235.2508 | 149290.185 | 1959886.9577 | 550834.2442 | 3124216.9955 | 16529.9427 | 63152.5804 | 554900.8108 | 1419455.7156 | 8234423.6541 | 42380.6585 | 165475.9999 | 2172374.9213 | 326812.7958 | 1854041.0873 | 9807.0774 | 37471.52 | 329293.9977 | 481848.0418 | 2795255.16 | 14386.5265 | 56172.4368 | 737433.7857 | [30 empty] | 2031 | 1294.5993 | 335.376
2017 | 3225049.566 | 15163887.5395 | 98412.4504 | 349469.9866 | 2747218.9735 | 800007.4883 | 4640934.2066 | 23885.8062 | 93262.5355 | 1224353.9445 | 5033523.3497 | 23667165.555 | 153598.0631 | 545438.2332 | 4287745.2166 | 772307.5361 | 4480243.6408 | 23058.7694 | 90033.356 | 1181961.1591 | 3448727.7102 | 16215601.6775 | 105237.9933 | 373708.001 | 2937756.4612 | 725866.4613 | 4210833.6971 | 21672.1792 | 84619.3912 | 1110886.433 | 76.7562 | 111.4546 | 8.4438 | 3.949 | 8.0219 | 19.0402 | 34.1109 | 2.0494 | 1.0539 | 3.5751 | 119.7979 | 173.9537 | 13.1787 | 6.1635 | 12.5202 | 18.3809 | 32.9298 | 1.9784 | 1.0174 | 3.4513 | 82.0797 | 119.1847 | 9.0294 | 4.2229 | 8.5782 | 17.2756 | 30.9496 | 1.8595 | 0.9562 | 3.2438 | 929.2063 | 3225049.566 | 15163887.5395 | 98412.4504 | 349469.9866 | 2747218.9735 | 800007.4883 | 4640934.2066 | 23885.8062 | 93262.5355 | 1224353.9445 | 5033523.3497 | 23667165.555 | 153598.0631 | 545438.2332 | 4287745.2166 | 772307.5361 | 4480243.6408 | 23058.7694 | 90033.356 | 1181961.1591 | 3448727.7102 | 16215601.6775 | 105237.9933 | 373708.001 | 2937756.4612 | 725866.4613 | 4210833.6971 | 21672.1792 | 84619.3912 | 1110886.433 | [30 empty] | 642614.0409 | 3635710.8695 | 19288.8843 | 73616.2899 | 645904.8612 | 1316636.5962 | 7637958.277 | 39310.7903 | 153489.6474 | 2015017.6512 | 591807.2099 | 3352698.7376 | 17761.5367 | 67824.7504 | 595549.4567 | 1463497.0596 | 8489912.4873 | 43695.6 | 170610.2111 | 2239777.0318 | 348737.5441 | 1976488.6254 | 10466.0095 | 39972.8191 | 351075.0826 | 503454.0178 | 2920593.8777 | 15031.6157 | 58691.1984 | 770500.1785 | [30 empty] | 2032 | 1327.5844 | 334.8501
2018 | 2854380.8184 | 13222239.5474 | 87205.2211 | 308015.0809 | 2399587.2323 | 638016.5372 | 3701206.3202 | 19049.2459 | 74378.1037 | 976438.4402 | 5098770.8685 | 23618842.092 | 155774.3935 | 550206.3045 | 4286374.6133 | 586707.8709 | 3403558.9255 | 17517.3242 | 68396.6893 | 897914.2152 | 3368209.9058 | 15602430.4581 | 102903.3994 | 363462.1701 | 2831547.0149 | 655163.0613 | 3800675.2518 | 19561.1893 | 76376.9954 | 1002679.9625 | 67.9343 | 97.1835 | 7.4822 | 3.4806 | 7.0068 | 15.1848 | 27.2039 | 1.6344 | 0.84047 | 2.8512 | 121.3507 | 173.5985 | 13.3654 | 6.2173 | 12.5162 | 13.9636 | 25.0162 | 1.503 | 0.77288 | 2.6219 | 80.1634 | 114.6779 | 8.8291 | 4.1071 | 8.2681 | 15.5929 | 27.935 | 1.6784 | 0.86306 | 2.9278 | 866.7706 | 2854380.8184 | 13222239.5474 | 87205.2211 | 308015.0809 | 2399587.2323 | 638016.5372 | 3701206.3202 | 19049.2459 | 74378.1037 | 976438.4402 | 5098770.8685 | 23618842.092 | 155774.3935 | 550206.3045 | 4286374.6133 | 586707.8709 | 3403558.9255 | 17517.3242 | 68396.6893 | 897914.2152 | 3368209.9058 | 15602430.4581 | 102903.3994 | 363462.1701 | 2831547.0149 | 655163.0613 | 3800675.2518 | 19561.1893 | 76376.9954 | 1002679.9625 | [30 empty] | 692142.0867 | 3909702.465 | 20778.7792 | 79249.759 | 694688.572 | 1350792.7939 | 7836102.2548 | 40330.5911 | 157471.4771 | 2067291.256 | 636438.4056 | 3600513.3867 | 19103.6491 | 72907.1539 | 639656.2793 | 1504376.6151 | 8727059.427 | 44916.14 | 175375.8302 | 2302340.2526 | 374228.8784 | 2117728.5789 | 11232.7207 | 42873.7106 | 376218.703 | 526290.4145 | 3053070.4061 | 15713.4415 | 61353.3988 | 805449.6418 | 0 | 0 | 0 | 0 | 0 | 0 | 0 | 0 | 0 | 0 | 0 | 0 | 0 | 0 | 0 | 0 | 0 | 0 | 0 | 0 | 0 | 0 | 0 | 0 | 0 | 0 | 0 | 0 | 0 | 0 | 2033 | 1360.1202 | 334.0135
2019 | 4327995.9731 | 19853753.0711 | 132363.1486 | 465313.5605 | 3396647.7144 | 1607752.2222 | 9134499.4748 | 48134.4022 | 185774.793 | 2242630.1494 | 3596617.8687 | 16498712.915 | 109995.404 | 386681.29 | 2822656.0143 | 708745.7073 | 4026763.0808 | 21219.0974 | 81895.1361 | 988619.0606 | 2225697.5019 | 10209909.8266 | 68068.5313 | 239290.2479 | 1746746.1569 | 496728.8996 | 2822182.3049 | 14871.5382 | 57396.7227 | 692879.9045 | 103.0063 | 145.9251 | 11.3568 | 5.258 | 9.9182 | 38.2645 | 67.1386 | 4.1299 | 2.0993 | 6.5485 | 85.5995 | 121.2655 | 9.4376 | 4.3695 | 8.2422 | 16.8681 | 29.5967 | 1.8206 | 0.92542 | 2.8868 | 52.9716 | 75.0428 | 5.8403 | 2.704 | 5.1005 | 11.8221 | 20.743 | 1.276 | 0.64858 | 2.0232 | 852.8292 | 4327995.9731 | 19853753.0711 | 132363.1486 | 465313.5605 | 3396647.7144 | 1607752.2222 | 9134499.4748 | 48134.4022 | 185774.793 | 2242630.1494 | 3596617.8687 | 16498712.915 | 109995.404 | 386681.29 | 2822656.0143 | 708745.7073 | 4026763.0808 | 21219.0974 | 81895.1361 | 988619.0606 | 2225697.5019 | 10209909.8266 | 68068.5313 | 239290.2479 | 1746746.1569 | 496728.8996 | 2822182.3049 | 14871.5382 | 57396.7227 | 692879.9045 | [30 empty] | 746074.2636 | 4206578.778 | 22401.9302 | 85374.5776 | 747573.0073 | 1380951.5708 | 8011056.7417 | 41231.0411 | 160987.2992 | 2113447.0959 | 686016.204 | 3873938.3396 | 20595.4799 | 78540.824 | 688353.9792 | 1543394.0707 | 8953404.1137 | 46081.0833 | 179924.3712 | 2362053.6632 | 403579.1209 | 2278975.0116 | 12116.2148 | 46204.8308 | 404948.1444 | 550547.7264 | 3193789.8248 | 16437.6915 | 64181.2453 | 842573.7138 | 0 | 0 | 0 | 0 | 0 | 0 | 0 | 0 | 0 | 0 | 0 | 0 | 0 | 0 | 0 | 0 | 0 | 0 | 0 | 0 | 0 | 0 | 0 | 0 | 0 | 0 | 0 | 0 | 0 | 0 | 2034 | 1391.8991 | 332.8763
2020 | 3764432.4974 | 18932531.3173 | 115477.1764 | 446380.4596 | 3044208.1648 | 1019285.1641 | 9598059.0262 | 30707.2267 | 197484.3048 | 2183903.49 | 4029789.9891 | 19994220.3417 | 123583.7742 | 471412.3598 | 3214919.748 | 225957.6773 | 5651990.9434 | 6908.0293 | 116292.2107 | 1286031.1354 | 2289572.4943 | 11393016.0938 | 70219.8097 | 268618.0561 | 1831911.0125 | 431958.8318 | 4009675.5799 | 13011.6401 | 82500.8465 | 912345.347 | 89.5935 | 139.1541 | 9.9079 | 5.0441 | 8.8891 | 24.259 | 70.5457 | 2.6347 | 2.2316 | 6.377 | 95.909 | 146.9575 | 10.6035 | 5.327 | 9.3876 | 5.3778 | 41.5421 | 0.59271 | 1.3141 | 3.7552 | 54.4918 | 83.7387 | 6.0249 | 3.0354 | 5.3492 | 10.2806 | 29.4711 | 1.1164 | 0.93226 | 2.664 | 876.5075 | 4166836.0921 | 18932531.3173 | 127562.4194 | 446380.4596 | 3044208.1648 | 1723541.3838 | 9598059.0262 | 51734.1894 | 197484.3048 | 2183903.49 | 4400501.843 | 19994220.3417 | 134715.801 | 471412.3598 | 3214919.748 | 1014938.5688 | 5651990.9434 | 30464.6147 | 116292.2107 | 1286031.1354 | 2507474.033 | 11393016.0938 | 76763.1477 | 268618.0561 | 1831911.0125 | 720024.932 | 4009675.5799 | 21612.4234 | 82500.8465 | 912345.347 | [30 empty] | 804807.1894 | 4528117.1427 | 24170.486 | 92033.1564 | 804881.9841 | 1408512.4394 | 8170940.467 | 42053.9253 | 164200.2647 | 2155627.0237 | 741423.7077 | 4176979.4466 | 22264.0535 | 84820.5054 | 742371.335 | 1577961.7832 | 9153935.3358 | 47113.1707 | 183954.1741 | 2414957.0619 | 435803.0775 | 2455121.7104 | 13086.6759 | 49856.3506 | 436348.1765 | 576132.2003 | 3342208.2605 | 17201.5666 | 67163.8085 | 881728.9117 | 0 | 0 | 0 | 0 | 0 | 0 | 0 | 0 | 0 | 0 | 0 | 0 | 0 | 0 | 0 | 0 | 0 | 0 | 0 | 0 | 0 | 0 | 0 | 0 | 0 | 0 | 0 | 0 | 0 | 0 | 2035 | 1422.6007 | 331.396
2021 | 4134786.3655 | 20563825.1098 | 127018.6011 | 487898.0382 | 3098784.3643 | 1041529.1892 | 9594998.6723 | 31590.4225 | 199996.1586 | 2018178.108 | 4267501.5111 | 21009636.6933 | 131062.4168 | 498455.7076 | 3165793.4545 | 291467.4362 | 5974804.7418 | 9052.4013 | 124704.5337 | 1258910.9742 | 2413908.7921 | 11925327.818 | 74141.8762 | 282933.4147 | 1796976.6318 | 405170.7468 | 3805631.9207 | 12402.9463 | 79753.4291 | 806103.3416 | 97.6326 | 150.0388 | 10.7658 | 5.3864 | 9.3955 | 24.5931 | 70.0075 | 2.6775 | 2.208 | 6.1191 | 100.7664 | 153.2916 | 11.1085 | 5.503 | 9.5987 | 6.8823 | 43.5937 | 0.76726 | 1.3767 | 3.817 | 56.9984 | 87.0102 | 6.2841 | 3.1236 | 5.4484 | 9.5671 | 27.7668 | 1.0512 | 0.88048 | 2.4441 | 916.1039 | 4568503.3467 | 20563825.1098 | 139995.28 | 487699.299 | 3097048.8769 | 1756572.3117 | 9594998.6723 | 52853.8329 | 199661.8672 | 2013789.519 | 4667545.8012 | 21009636.6933 | 143030.295 | 498272.3318 | 3164191.0675 | 1093817.408 | 5974804.7418 | 32912.0766 | 124329.4253 | 1253986.538 | 2649356.3214 | 11925327.818 | 81185.7521 | 282825.4951 | 1796033.7111 | 696703.344 | 3805631.9207 | 20963.2373 | 79191.2121 | 798722.5363 | 0 | 0 | 52.2503 | 198.7392 | 1735.4873 | 0 | 0 | 85.6166 | 334.2914 | 4388.589 | 0 | 0 | 48.1884 | 183.3758 | 1602.3871 | 0 | 0 | 96.0704 | 375.1084 | 4924.4362 | 0 | 0 | 28.362 | 107.9196 | 942.9207 | 0 | 0 | 143.9914 | 562.217 | 7380.8053 | 860976.6377 | 4831734.3436 | 25863.8792 | 98375.9115 | 859066.2263 | 1419440.4417 | 8234335.0485 | 42380.2025 | 165474.2193 | 2172351.5457 | 794132.5857 | 4461668.2132 | 23853.2339 | 90771.0426 | 793181.593 | 1592754.2863 | 9239748.3248 | 47554.8302 | 185678.6409 | 2437595.9245 | 467389.6365 | 2625406.1934 | 14039.1819 | 53420.2257 | 466745.7384 | 578724.7587 | 3357247.9858 | 17278.9726 | 67466.0414 | 885696.6359 | 0 | 0 | 0 | 0 | 0 | 0 | 0 | 0 | 0 | 0 | 0 | 0 | 0 | 0 | 0 | 0 | 0 | 0 | 0 | 0 | 0 | 0 | 0 | 0 | 0 | 0 | 0 | 0 | 0 | 0 | 2036 | 1451.9007 | 329.5688
2022 | 4288859.924 | 21235056.6741 | 131901.6048 | 506753.5095 | 2985914.8899 | 1069187.9828 | 9654203.9082 | 32552.0466 | 203447.953 | 1863209.3564 | 4395489.6512 | 21552315.7594 | 135146.714 | 514305.2897 | 3030358.0156 | 338875.6406 | 6219378.0576 | 10564.8098 | 131226.4983 | 1202438.1815 | 2496193.1299 | 12283317.1178 | 76756.5876 | 293122.1917 | 1727127.6844 | 374459.3078 | 3590789.238 | 11526.7158 | 76109.48 | 698765.5429 | 100.4665 | 153.7949 | 11.0421 | 5.4628 | 9.3877 | 25.0457 | 69.9206 | 2.7251 | 2.1932 | 5.8579 | 102.9643 | 156.0926 | 11.3138 | 5.5442 | 9.5274 | 7.9382 | 45.0438 | 0.88443 | 1.4146 | 3.7805 | 58.4733 | 88.9619 | 6.4257 | 3.1599 | 5.4301 | 8.7717 | 26.0063 | 0.96496 | 0.82046 | 2.1969 | 931.6118 | 4761207.6736 | 21235056.6741 | 146038.4733 | 506538.8641 | 2984043.6402 | 1800603.9678 | 9654203.9082 | 54302.9879 | 203108.5339 | 1858753.4492 | 4832341.7616 | 21552315.7594 | 148220.3386 | 514106.7298 | 3028626.2834 | 1159975.1688 | 6219378.0576 | 34982.7717 | 130845.4608 | 1197435.9073 | 2754097.84 | 12283317.1178 | 84475.2574 | 293004.9868 | 1726105.7923 | 669717.5045 | 3590789.238 | 20197.4794 | 75544.2856 | 691345.6505 | 0 | 0 | 56.4994 | 214.6454 | 1871.2497 | 0 | 0 | 86.9299 | 339.4192 | 4455.9072 | 0 | 0 | 52.2501 | 198.5599 | 1731.7322 | 0 | 0 | 97.5889 | 381.0375 | 5002.2742 | 0 | 0 | 30.8485 | 117.2049 | 1021.892 | 0 | 0 | 144.754 | 565.1944 | 7419.8923 | 930734.482 | 5208240.729 | 27967.2274 | 106249.4541 | 926268.5961 | 1441213.7635 | 8360644.5588 | 43030.2881 | 168012.4895 | 2205674.0493 | 860792.3359 | 4820256.3101 | 25863.7924 | 98287.1452 | 857207.4198 | 1617930.1047 | 9385796.1037 | 48306.504 | 188613.5642 | 2476125.7045 | 508186.6209 | 2844281.5978 | 15269.9868 | 58016.4118 | 505836.5641 | 581789.5502 | 3375027.1892 | 17370.478 | 67823.3259 | 890387.079 | 0 | 0 | 0 | 0 | 0 | 0 | 0 | 0 | 0 | 0 | 0 | 0 | 0 | 0 | 0 | 0 | 0 | 0 | 0 | 0 | 0 | 0 | 0 | 0 | 0 | 0 | 0 | 0 | 0 | 0 | 2037 | 1479.4826 | 327.3706
2023 | 4446655.8823 | 21925967.6027 | 136907.4083 | 526236.3304 | 2864322.1707 | 1097385.9542 | 9709803.8846 | 33528.635 | 206810.6435 | 1708484.8814 | 4525186.2356 | 22111824.715 | 139290.49 | 530678.6056 | 2888441.5863 | 387242.7269 | 6449254.3717 | 12109.6577 | 137521.0638 | 1136842.1902 | 2581327.2481 | 12660332.0989 | 79463.6527 | 303849.2969 | 1653841.0933 | 345637.5096 | 3394628.3733 | 10701.5031 | 72750.6061 | 603180.3574 | 103.3292 | 157.6203 | 11.3185 | 5.536 | 9.3262 | 25.5005 | 69.8014 | 2.7719 | 2.1756 | 5.5628 | 105.154 | 158.9564 | 11.5155 | 5.5827 | 9.4048 | 8.9986 | 46.3621 | 1.0011 | 1.4467 | 3.7016 | 59.9836 | 91.012 | 6.5695 | 3.1965 | 5.3849 | 8.0318 | 24.4031 | 0.88472 | 0.76534 | 1.964 | 947.2612 | 4960664.8538 | 21925967.6027 | 152296.1393 | 526004.6901 | 2862306.3422 | 1843775.3312 | 9709803.8846 | 55725.5076 | 206466.8164 | 1703971.1069 | 5002714.3023 | 22111824.715 | 153587.089 | 530463.4084 | 2886568.897 | 1224636.0747 | 6449254.3717 | 37012.8973 | 137135.3154 | 1131778.071 | 2864350.8747 | 12660332.0989 | 87937.7246 | 303721.787 | 1652732.0261 | 644599.2244 | 3394628.3733 | 19482.102 | 72182.52 | 595722.5023 | 0 | 0 | 61.0497 | 231.6403 | 2015.8285 | 0 | 0 | 88.0588 | 343.8271 | 4513.7745 | 0 | 0 | 56.7171 | 215.1973 | 1872.6894 | 0 | 0 | 98.7954 | 385.7484 | 5064.1192 | 0 | 0 | 33.6181 | 127.5099 | 1109.0671 | 0 | 0 | 145.4946 | 568.0861 | 7457.8551 | 1005396.5213 | 5608969.5859 | 30219.6201 | 114661.9631 | 997835.1239 | 1459930.3218 | 8469221.4368 | 43589.1079 | 170194.4112 | 2234318.3961 | 934040.2283 | 5210668.9703 | 28074.9459 | 106522.6421 | 926981.2283 | 1637933.1987 | 9501836.3212 | 48903.736 | 190945.4665 | 2506739.0017 | 553591.4455 | 3085668.8731 | 16640.9584 | 63117.3947 | 548988.2359 | 584766.1903 | 3392295.0161 | 17459.3515 | 68170.3339 | 894942.6126 | 0 | 0 | 0 | 0 | 0 | 0 | 0 | 0 | 0 | 0 | 0 | 0 | 0 | 0 | 0 | 0 | 0 | 0 | 0 | 0 | 0 | 0 | 0 | 0 | 0 | 0 | 0 | 0 | 0 | 0 | 2038 | 1505.0483 | 324.7916
2024 | 4608053.0008 | 22635610.1064 | 142032.4375 | 546329.2319 | 2733478.8052 | 1126172.6423 | 9762081.4118 | 34521.5664 | 210088.2186 | 1554207.7703 | 4656439.3318 | 22687166.9507 | 143489.1522 | 547556.5883 | 2739555.8252 | 436196.9733 | 6663409.9694 | 13675.0521 | 143554.2531 | 1062868.6703 | 2669164.7159 | 13054926.3118 | 82258.7512 | 315086.2428 | 1576467.3504 | 318702.7881 | 3215418.5062 | 9927.9525 | 69654.752 | 517911.9131 | 106.2156 | 161.5051 | 11.5941 | 5.6053 | 9.2064 | 25.9583 | 69.6525 | 2.818 | 2.1555 | 5.2346 | 107.3309 | 161.8729 | 11.713 | 5.6179 | 9.2268 | 10.0543 | 47.5434 | 1.1163 | 1.4729 | 3.5797 | 61.5242 | 93.1469 | 6.7148 | 3.2328 | 5.3095 | 7.3461 | 22.942 | 0.81042 | 0.71466 | 1.7443 | 962.9594 | 5166742.5558 | 22635610.1064 | 158764.4708 | 546079.541 | 2731309.9286 | 1886109.6971 | 9762081.4118 | 57121.9862 | 209740.6997 | 1549645.5303 | 5178510.7803 | 22687166.9507 | 159126.0867 | 547323.3395 | 2737530.9989 | 1287422.3876 | 6663409.9694 | 38990.3748 | 143164.9881 | 1057758.3858 | 2979881.8331 | 13054926.3118 | 91566.2736 | 314947.4715 | 1575263.4758 | 621243.746 | 3215418.5062 | 18814.747 | 69084.0507 | 510419.7257 | 0 | 0 | 65.8936 | 249.6909 | 2168.8765 | 0 | 0 | 89.0043 | 347.5188 | 4562.24 | 0 | 0 | 61.5809 | 233.2488 | 2024.8263 | 0 | 0 | 99.6961 | 389.265 | 5110.2846 | 0 | 0 | 36.6546 | 138.7713 | 1203.8746 | 0 | 0 | 146.1644 | 570.7013 | 7492.1875 | 1084834.0875 | 6032927.2939 | 32617.3338 | 123596.9765 | 1073593.8778 | 1475605.9315 | 8560157.4272 | 44057.1343 | 172021.828 | 2258308.7898 | 1013730.968 | 5631660.388 | 30482.5542 | 115458.1414 | 1002289.0169 | 1652864.8821 | 9588456.7109 | 49349.5509 | 192686.1585 | 2529590.8697 | 603334.2082 | 3347968.976 | 18144.033 | 68691.7884 | 595917.9189 | 587458.1706 | 3407911.4989 | 17539.7259 | 68484.157 | 899062.4948 | 0 | 0 | 0 | 0 | 0 | 0 | 0 | 0 | 0 | 0 | 0 | 0 | 0 | 0 | 0 | 0 | 0 | 0 | 0 | 0 | 0 | 0 | 0 | 0 | 0 | 0 | 0 | 0 | 0 | 0 | 2039 | 1528.3294 | 321.8664
2025 | 4774904.8804 | 23379665.443 | 147334.3404 | 567418.4893 | 2594751.7762 | 1156664.6595 | 9822525.8115 | 35565.1693 | 213528.7096 | 1402157.4453 | 4787530.7188 | 23264600.0451 | 147689.5175 | 564609.7721 | 2581840.3474 | 485438.111 | 6862299.7643 | 15251.3118 | 149323.7924 | 981510.8035 | 2758579.4974 | 13457714.3813 | 85107.1598 | 326610.6977 | 1493539.5802 | 293496.3605 | 3050446.4865 | 9201.7583 | 66776.3814 | 441535.6245 | 109.1663 | 165.5573 | 11.8733 | 5.6742 | 9.0297 | 26.4442 | 69.5558 | 2.8661 | 2.1353 | 4.8795 | 109.4549 | 164.7424 | 11.9019 | 5.6461 | 8.9848 | 11.0983 | 48.5937 | 1.2291 | 1.4932 | 3.4157 | 63.068 | 95.2974 | 6.8586 | 3.2661 | 5.1975 | 6.7101 | 21.601 | 0.74155 | 0.66776 | 1.5365 | 978.6864 | 5383128.0268 | 23379665.443 | 165557.1027 | 567148.9534 | 2592416.5762 | 1929836.876 | 9822525.8115 | 58559.9904 | 213177.7009 | 1397550.175 | 5356634.4155 | 23264600.0451 | 164742.2966 | 564357.6722 | 2579657.7347 | 1348239.6884 | 6862299.7643 | 40911.6979 | 148932.0888 | 976368.8506 | 3098615.7453 | 13457714.3813 | 95297.3517 | 326460.1303 | 1492237.0008 | 599322.8453 | 3050446.4865 | 18186.1693 | 66203.661 | 434017.8995 | 0 | 0 | 71.2435 | 269.5359 | 2335.2 | 0 | 0 | 89.9003 | 351.0087 | 4607.2703 | 0 | 0 | 66.6694 | 252.0999 | 2182.6127 | 0 | 0 | 100.3216 | 391.7036 | 5141.9529 | 0 | 0 | 39.8395 | 150.5674 | 1302.5794 | 0 | 0 | 146.6843 | 572.7205 | 7517.725 | 1172478.3545 | 6495456.7564 | 35265.5534 | 133420.2728 | 1155924.0041 | 1490452.4655 | 8645903.1375 | 44500.6679 | 173749.3216 | 2280598.8 | 1097067.3671 | 6070026.9 | 33001.3463 | 124789.4508 | 1080393.2909 | 1663231.9564 | 9648429.4533 | 49659.1955 | 193893.2794 | 2545266.6945 | 655491.5623 | 3622163.3585 | 19720.5425 | 74530.8727 | 644776.8081 | 589545.031 | 3419903.5513 | 17602.1114 | 68726.4569 | 902126.9961 | 0 | 0 | 0 | 0 | 0 | 0 | 0 | 0 | 0 | 0 | 0 | 0 | 0 | 0 | 0 | 0 | 0 | 0 | 0 | 0 | 0 | 0 | 0 | 0 | 0 | 0 | 0 | 0 | 0 | 0 | 2040 | 1549.0972 | 318.6
2026 | 4944231.9146 | 24133565.1315 | 152720.8991 | 588915.0075 | 2444821.663 | 1187465.6174 | 9878115.5783 | 36616.5769 | 216851.8297 | 1250261.8677 | 4919119.1173 | 23850348.7698 | 151911.9338 | 581989.2589 | 2416002.0903 | 534597.4985 | 7044396.6594 | 16826.5544 | 154784.6316 | 893449.2445 | 2850052.3559 | 13872816.0942 | 88023.859 | 338525.2685 | 1405334.8373 | 270160.4357 | 2899878.685 | 8527.8893 | 64130.7279 | 373207.3573 | 112.1105 | 169.5986 | 12.1482 | 5.736 | 8.7818 | 26.9258 | 69.4185 | 2.9127 | 2.1121 | 4.4909 | 111.541 | 167.6083 | 12.0838 | 5.6686 | 8.6783 | 12.122 | 49.5045 | 1.3385 | 1.5076 | 3.2093 | 64.6249 | 97.4912 | 7.0019 | 3.2972 | 5.048 | 6.1259 | 20.3789 | 0.67835 | 0.62463 | 1.3406 | 994.1085 | 5604283.8557 | 24133565.1315 | 172504.0978 | 588624.9432 | 2442315.3003 | 1972440.7441 | 9878115.5783 | 59963.3169 | 216498.0317 | 1245619.3432 | 5538515.5005 | 23850348.7698 | 170479.6981 | 581717.2106 | 2413653.822 | 1406609.8821 | 7044396.6594 | 42761.7379 | 154391.5941 | 888290.552 | 3221538.088 | 13872816.0942 | 99161.3801 | 338362.1749 | 1403928.1316 | 579041.501 | 2899878.685 | 17603.1899 | 63556.4569 | 365671.4638 | 0 | 0 | 76.787 | 290.0643 | 2506.3627 | 0 | 0 | 90.6186 | 353.798 | 4642.5245 | 0 | 0 | 72.0693 | 272.0483 | 2348.2683 | 0 | 0 | 100.6654 | 393.0374 | 5158.6924 | 0 | 0 | 43.2294 | 163.0936 | 1406.7057 | 0 | 0 | 147.0875 | 574.2709 | 7535.8935 | 1263257.3035 | 6972587.9009 | 38009.5419 | 143581.8082 | 1240649.5593 | 1502344.74 | 8714230.3841 | 44856.1885 | 175130.0058 | 2298049.6168 | 1185447.6233 | 6531698.215 | 35674.3227 | 134663.9264 | 1162392.8315 | 1668923.2221 | 9681071.0527 | 49829.3759 | 194553.5356 | 2553552.7502 | 710977.4777 | 3912176.2804 | 21398.5656 | 80731.3447 | 696319.3048 | 591159.9336 | 3429014.8232 | 17650.5036 | 68912.5091 | 904307.223 | 0 | 0 | 0 | 0 | 0 | 0 | 0 | 0 | 0 | 0 | 0 | 0 | 0 | 0 | 0 | 0 | 0 | 0 | 0 | 0 | 0 | 0 | 0 | 0 | 0 | 0 | 0 | 0 | 0 | 0 | 2041 | 1567.1713 | 314.9862
2027 | 5117099.0252 | 24906932.8497 | 158225.1403 | 611056.6287 | 2284471.4296 | 1218839.0661 | 9932028.4007 | 37683.8641 | 220125.2524 | 1099085.0853 | 5051516.1006 | 24447830.9414 | 156166.0155 | 599780.4767 | 2242249.3056 | 582994.3871 | 7207473.0389 | 18379.447 | 159875.3948 | 799356.027 | 2943937.3037 | 14303355.9947 | 91019.9245 | 350910.2348 | 1311883.1874 | 248580.4457 | 2761732.207 | 7903.2921 | 61684.8809 | 311860.4827 | 115.0708 | 173.6947 | 12.4211 | 5.7928 | 8.4617 | 27.4086 | 69.2635 | 2.9583 | 2.0868 | 4.071 | 113.596 | 170.4931 | 12.2594 | 5.6859 | 8.3053 | 13.1101 | 50.2631 | 1.4428 | 1.5156 | 2.9608 | 66.2018 | 99.748 | 7.1453 | 3.3266 | 4.8592 | 5.59 | 19.2596 | 0.62043 | 0.58477 | 1.1551 | 1009.3523 | 5832484.3235 | 24906932.8497 | 179675.58 | 610744.8802 | 2281786.0929 | 2014523.8062 | 9932028.4007 | 61350.1721 | 219769.2018 | 1094415.2284 | 5724975.9161 | 24447830.9414 | 176363.6747 | 599487.2058 | 2239726.6247 | 1461899.3657 | 7207473.0389 | 44520.5847 | 159482.0849 | 794195.0963 | 3349432.8714 | 14303355.9947 | 103182.668 | 350733.7293 | 1310366.0329 | 560165.0592 | 2761732.207 | 17059.2289 | 61109.7409 | 304316.6675 | 0 | 0 | 82.6626 | 311.7485 | 2685.3368 | 0 | 0 | 91.2018 | 356.0507 | 4669.8569 | 0 | 0 | 77.8349 | 293.2709 | 2522.6809 | 0 | 0 | 100.739 | 393.31 | 5160.9307 | 0 | 0 | 46.871 | 176.5056 | 1517.1545 | 0 | 0 | 147.32 | 575.14 | 7543.8152 | 1359401.992 | 7473686.0131 | 40918.0091 | 154315.5094 | 1329241.6933 | 1511990.005 | 8769096.9028 | 45144.9119 | 176245.0828 | 2311579.1637 | 1279733.6162 | 7019874.4043 | 38528.2549 | 145169.0933 | 1248727.0533 | 1670128.2254 | 9687411.9067 | 49865.7988 | 194688.4294 | 2554660.7061 | 770537.8957 | 4220966.5099 | 23201.1679 | 87370.2591 | 750991.4618 | 592084.7764 | 3433969.8801 | 17678.3977 | 69016.8005 | 905257.8252 | 0 | 0 | 0 | 0 | 0 | 0 | 0 | 0 | 0 | 0 | 0 | 0 | 0 | 0 | 0 | 0 | 0 | 0 | 0 | 0 | 0 | 0 | 0 | 0 | 0 | 0 | 0 | 0 | 0 | 0 | 2042 | 1582.4265 | 311.1503
2028 | 5292893.6514 | 25695636.2567 | 163828.0122 | 633746.4305 | 2112986.3947 | 1250577.8941 | 9983536.9812 | 38760.6767 | 223332.026 | 948614.3656 | 5184327.7903 | 25054766.2326 | 160439.4487 | 617929.8744 | 2060192.7056 | 630556.2226 | 7352364.8851 | 19907.1391 | 164601.6909 | 700301.5485 | 3040043.0703 | 14748034.2431 | 94089.4926 | 363738.1612 | 1212736.3006 | 228649.5325 | 2634347.8902 | 7325.0783 | 59411.2041 | 256612.0051 | 118.0315 | 177.8138 | 12.6901 | 5.8431 | 8.0632 | 27.8879 | 69.0861 | 3.0024 | 2.0591 | 3.6199 | 115.6105 | 173.379 | 12.4276 | 5.6973 | 7.8617 | 14.0614 | 50.8784 | 1.542 | 1.5176 | 2.6724 | 67.793 | 102.0564 | 7.2882 | 3.3537 | 4.6278 | 5.0989 | 18.2297 | 0.5674 | 0.54777 | 0.97923 | 1024.287 | 6066829.8453 | 25695636.2567 | 187044.0412 | 633411.9974 | 2110115.8873 | 2055925.2224 | 9983536.9812 | 62715.6131 | 222974.2291 | 943924.8971 | 5915518.1848 | 25054766.2326 | 182379.011 | 617614.1881 | 2057487.8844 | 1514083.8803 | 7352364.8851 | 46186.8446 | 164209.127 | 695152.4576 | 3482062.6122 | 14748034.2431 | 107354.1008 | 363547.4029 | 1211102.9691 | 542495.3383 | 2634347.8902 | 16548.7185 | 58836.0309 | 249072.705 | 0 | 0 | 88.8312 | 334.4331 | 2870.5075 | 0 | 0 | 91.6585 | 357.7969 | 4689.4684 | 0 | 0 | 83.9471 | 315.6863 | 2704.8212 | 0 | 0 | 100.5537 | 392.5639 | 5149.0909 | 0 | 0 | 50.7542 | 190.7583 | 1633.3315 | 0 | 0 | 147.3425 | 575.1732 | 7539.3002 | 1460256.9696 | 7994780.4449 | 43971.4342 | 165544.3757 | 1420901.1982 | 1519523.261 | 8811191.2948 | 45370.9335 | 177109.478 | 2321286.8743 | 1379604.518 | 7532241.605 | 41553.7911 | 156264.7329 | 1338886.4921 | 1667033.3163 | 9668466.2143 | 49774.074 | 194319.1104 | 2548799.997 | 833999.1356 | 4547209.896 | 25123.3253 | 94425.3646 | 808499.1097 | 592161.8976 | 3433835.1462 | 17681.0993 | 69020.7881 | 904716.0185 | 0 | 0 | 0 | 0 | 0 | 0 | 0 | 0 | 0 | 0 | 0 | 0 | 0 | 0 | 0 | 0 | 0 | 0 | 0 | 0 | 0 | 0 | 0 | 0 | 0 | 0 | 0 | 0 | 0 | 0 | 2043 | 1594.7966 | 307.0931
2029 | 5470986.725 | 26495804.8325 | 169509.828 | 656891.7795 | 1929833.6679 | 1282694.772 | 10032969.3687 | 39847.3361 | 226478.4117 | 798963.3394 | 5317103.6601 | 25668679.8292 | 164718.0774 | 636377.8561 | 1869518.4339 | 676965.8361 | 7478830.0372 | 21399.3837 | 168945.9589 | 597186.7101 | 3138119.1899 | 15205251.0685 | 97224.8059 | 376973.4129 | 1107479.4801 | 210240.7241 | 2516113.6454 | 6789.6676 | 57281.4668 | 206708.8793 | 120.9772 | 181.9268 | 12.9535 | 5.8858 | 7.5804 | 28.3636 | 68.8889 | 3.045 | 2.0292 | 3.1383 | 117.5745 | 176.2476 | 12.5873 | 5.7019 | 7.3435 | 14.9694 | 51.3515 | 1.6353 | 1.5138 | 2.3457 | 69.3917 | 104.4031 | 7.4297 | 3.3777 | 4.3502 | 4.6489 | 17.2763 | 0.51885 | 0.51324 | 0.81195 | 1038.7808 | 6306450.0329 | 26495804.8325 | 194582.7763 | 656533.7963 | 1926773.3647 | 2096696.1965 | 10032969.3687 | 64061.1472 | 226119.3493 | 794261.8629 | 6109580.2817 | 25668679.8292 | 188508.4456 | 636038.6454 | 1866624.8832 | 1562930.5659 | 7478830.0372 | 47752.8052 | 168555.1026 | 592062.9536 | 3619107.1268 | 15205251.0685 | 111665.9783 | 376767.6155 | 1105724.9609 | 525818.999 | 2516113.6454 | 16065.5456 | 56707.2378 | 199188.5989 | 0 | 0 | 95.2597 | 357.9832 | 3060.3032 | 0 | 0 | 91.9956 | 359.0624 | 4701.4766 | 0 | 0 | 90.3868 | 339.2107 | 2893.5507 | 0 | 0 | 100.1246 | 390.8563 | 5123.7566 | 0 | 0 | 54.8664 | 205.7974 | 1754.5192 | 0 | 0 | 147.1194 | 574.229 | 7520.2804 | 1565270.8343 | 8532251.5434 | 47153.5513 | 177201.6869 | 1514850.1066 | 1525061.2169 | 8841084.3232 | 45537.811 | 177735.8834 | 2327230.8971 | 1484733.7172 | 8066357.5218 | 44741.4615 | 167909.272 | 1432307.5988 | 1659887.0816 | 9625595.2669 | 49561.6788 | 193473.8639 | 2536259.4926 | 901148.3596 | 4889334.6264 | 27158.8549 | 101869.717 | 868487.0046 | 591247.3534 | 3427751.0052 | 17654.3276 | 68907.4804 | 902433.6442 | 0 | 0 | 0 | 0 | 0 | 0 | 0 | 0 | 0 | 0 | 0 | 0 | 0 | 0 | 0 | 0 | 0 | 0 | 0 | 0 | 0 | 0 | 0 | 0 | 0 | 0 | 0 | 0 | 0 | 0 | 2044 | 1604.2752 | 302.9202
2030 | 5650596.7391 | 27302733.5671 | 175246.0354 | 680377.1969 | 1734576.1289 | 1315008.6046 | 10079698.6486 | 40938.2382 | 229549.255 | 650161.6825 | 5449260.3706 | 26286310.75 | 168983.5238 | 655043.9236 | 1669957.2219 | 721866.3982 | 7586538.2253 | 22844.7455 | 172888.8498 | 490891.271 | 3237822.0662 | 15672856.9422 | 100415.1487 | 390565.7506 | 995728.3438 | 193225.5789 | 2405579.7223 | 6293.3782 | 55269.5957 | 161526.9588 | 123.8893 | 185.9999 | 13.2092 | 5.9193 | 7.0077 | 28.8316 | 68.6679 | 3.0857 | 1.9971 | 2.6267 | 119.475 | 179.0755 | 12.7371 | 5.6989 | 6.7466 | 15.8269 | 51.6833 | 1.7219 | 1.5041 | 1.9832 | 70.9892 | 106.7713 | 7.5688 | 3.3979 | 4.0227 | 4.2365 | 16.388 | 0.47436 | 0.48085 | 0.65257 | 1052.6692 | 6550243.966 | 27302733.5671 | 202257.873 | 679994.9624 | 1731323.276 | 2136690.0054 | 10079698.6486 | 65382.24 | 229189.3851 | 645455.7548 | 6306392.2869 | 26286310.75 | 194728.2417 | 654680.1933 | 1666869.7854 | 1608190.9754 | 7586538.2253 | 49210.287 | 172500.5967 | 485805.6701 | 3760101.0303 | 15672856.9422 | 116104.078 | 390344.2027 | 993848.5448 | 509933.7122 | 2405579.7223 | 15603.8584 | 54697.4028 | 154041.8349 | 0 | 0 | 101.9074 | 382.2345 | 3252.8529 | 0 | 0 | 92.2198 | 359.8698 | 4705.9278 | 0 | 0 | 97.127 | 363.7303 | 3087.4365 | 0 | 0 | 99.4691 | 388.2531 | 5085.6009 | 0 | 0 | 59.1895 | 221.5478 | 1879.799 | 0 | 0 | 146.6217 | 572.1928 | 7485.1239 | 1673762.2826 | 9081787.5135 | 50444.1768 | 189206.0658 | 1610162.1636 | 1528709.5828 | 8859266.7922 | 45648.7842 | 178135.5704 | 2329434.2367 | 1594664.0303 | 8619098.2419 | 48077.8509 | 180046.4985 | 1528281.0463 | 1648975.9576 | 9560367.9728 | 49237.229 | 192185.2848 | 2517372.4415 | 971681.7936 | 5245294.1714 | 29298.8259 | 109666.1811 | 930500.5078 | 589224.4342 | 3415025.2226 | 17594.6083 | 68663.141 | 898214.8706 | 0 | 0 | 0 | 0 | 0 | 0 | 0 | 0 | 0 | 0 | 0 | 0 | 0 | 0 | 0 | 0 | 0 | 0 | 0 | 0 | 0 | 0 | 0 | 0 | 0 | 0 | 0 | 0 | 0 | 0 | 2045 | 1610.9137 | 298.7302
2031 | 5786036.7651 | 27920907.6031 | 179583.7274 | 699957.1616 | 1772773.579 | 1321310.3855 | 10012583.7923 | 41199.8643 | 230139.7696 | 645252.5894 | 5537236.8105 | 26721688.5924 | 171850.3967 | 669893.1847 | 1696618.6765 | 745329.1046 | 7592194.3177 | 23609.0818 | 174618.6586 | 490742.0033 | 3312996.6417 | 16038949.5428 | 102828.8095 | 402089.0977 | 1018384.5893 | 171528.2805 | 2276098.0746 | 5643.3208 | 52803.2871 | 153044.2674 | 125.774 | 188.7104 | 13.3489 | 5.9076 | 7.3606 | 28.722 | 67.6726 | 3.0625 | 1.9424 | 2.6791 | 120.3657 | 180.6052 | 12.7741 | 5.6539 | 7.0444 | 16.2016 | 51.3137 | 1.7549 | 1.4738 | 2.0376 | 72.0163 | 108.4033 | 7.6435 | 3.3936 | 4.2283 | 3.7286 | 15.3836 | 0.41948 | 0.44566 | 0.63544 | 1060.7026 | 6752135.7738 | 27920907.6031 | 208604.9777 | 699550.164 | 1769327.5596 | 2149727.2386 | 10012583.7923 | 65846.3091 | 229779.5306 | 640549.8021 | 6462127.6659 | 26721688.5924 | 199645.2742 | 669504.0829 | 1693333.9252 | 1630063.4546 | 7592194.3177 | 49928.9678 | 174233.8324 | 485706.6536 | 3878712.2009 | 16038949.5428 | 119831.5169 | 401851.1842 | 1016376.5397 | 488684.053 | 2276098.0746 | 14968.4298 | 52234.3441 | 145612.1818 | 0 | 0 | 108.7269 | 406.9976 | 3446.0193 | 0 | 0 | 92.3369 | 360.2389 | 4702.7874 | 0 | 0 | 104.1324 | 389.1019 | 3284.7513 | 0 | 0 | 98.6064 | 384.8262 | 5035.3497 | 0 | 0 | 63.6999 | 237.9136 | 2008.0497 | 0 | 0 | 145.8187 | 568.943 | 7432.0856 | 1784940.4317 | 9638502.3237 | 53819.8194 | 201463.8161 | 1705779.5604 | 1530562.3152 | 8866141.7612 | 45706.7559 | 178318.2717 | 2327879.7386 | 1708805.2756 | 9186667.1238 | 51545.5147 | 192605.4273 | 1625951.8762 | 1634613.1178 | 9474495.1823 | 48810.1474 | 190488.9717 | 2492498.0902 | 1045201.957 | 5612566.7579 | 31531.4686 | 117767.2107 | 993984.5924 | 585969.0946 | 3394920.9215 | 17498.2498 | 68273.1606 | 891850.2719 | 0 | 0 | 0 | 0 | 0 | 0 | 0 | 0 | 0 | 0 | 0 | 0 | 0 | 0 | 0 | 0 | 0 | 0 | 0 | 0 | 0 | 0 | 0 | 0 | 0 | 0 | 0 | 0 | 0 | 0 | 2046 | 1614.8148 | 294.61
2032 | 5918899.3783 | 28525379.7173 | 183846.03 | 719392.5502 | 1810043.9632 | 1327831.3882 | 9943264.0937 | 41466.3989 | 230662.1984 | 640199.6237 | 5621496.2242 | 27145508.0695 | 174605.8273 | 684597.0294 | 1722507.8734 | 766943.6606 | 7580411.6528 | 24315.0995 | 175955.1959 | 489463.5392 | 3387548.531 | 16404101.7407 | 105226.3331 | 413707.6807 | 1040948.9004 | 151578.8813 | 2154503.4304 | 5043.9892 | 50466.1419 | 145061.2093 | 127.5523 | 191.2627 | 13.4741 | 5.8846 | 7.718 | 28.6148 | 66.6696 | 3.0391 | 1.8868 | 2.7298 | 121.1432 | 182.0106 | 12.7969 | 5.6 | 7.3448 | 16.5276 | 50.8267 | 1.7821 | 1.4393 | 2.0871 | 73.0017 | 109.9895 | 7.712 | 3.3841 | 4.4386 | 3.2665 | 14.4459 | 0.36967 | 0.41281 | 0.61854 | 1068.0294 | 6953270.4233 | 28525379.7173 | 214934.0435 | 718960.489 | 1806406.532 | 2162071.2491 | 9943264.0937 | 66288.6261 | 230302.0138 | 635507.7001 | 6616916.5934 | 27145508.0695 | 204536.9377 | 684181.8741 | 1719024.3768 | 1648290.736 | 7580411.6528 | 50536.2293 | 175574.545 | 484489.7943 | 3998620.0564 | 16404101.7407 | 123602.208 | 413452.9014 | 1038810.9406 | 468476.9387 | 2154503.4304 | 14363.3993 | 49901.7701 | 137701.6146 | 0 | 0 | 115.6646 | 432.0613 | 3637.4312 | 0 | 0 | 92.3517 | 360.1846 | 4691.9236 | 0 | 0 | 111.3604 | 415.1553 | 3483.4966 | 0 | 0 | 97.5562 | 380.6509 | 4973.7449 | 0 | 0 | 68.3685 | 254.7793 | 2137.9598 | 0 | 0 | 144.6833 | 564.3718 | 7359.5947 | 1897915.8581 | 10197020.4421 | 57253.9987 | 213870.3334 | 1800528.4634 | 1530694.4615 | 8861985.7259 | 45714.0756 | 178291.371 | 2322502.1871 | 1826447.7115 | 9764679.0383 | 55123.3785 | 205501.8859 | 1724330.8315 | 1617127.1679 | 9369763.5349 | 48290.3274 | 188422.2044 | 2462003.7351 | 1121225.2814 | 5988204.0866 | 33842.4006 | 126115.7522 | 1058290.0951 | 581371.8364 | 3366784.4486 | 17361.9953 | 67724.6158 | 883151.3667 | 12.6648 | 71.0739 | 0.45654 | 1.7365 | 15.164 | 20.8797 | 121.1256 | 0.74809 | 2.9209 | 38.3459 | 11.6815 | 65.6303 | 0.42105 | 1.6023 | 14.0011 | 23.4291 | 135.915 | 0.83943 | 3.2776 | 43.0279 | 6.8752 | 38.6192 | 0.24782 | 0.94296 | 8.2389 | 92.489 | 536.5394 | 3.3137 | 12.9385 | 169.8574 | 2047 | 1616.1232 | 290.663
2033 | 6048080.8292 | 29109862.4236 | 187998.0306 | 738518.7083 | 1845988.2922 | 1334144.0148 | 9869911.0954 | 41724.6619 | 231072.2583 | 634886.2616 | 5701114.6169 | 27552558.2864 | 177220.5689 | 699018.7776 | 1747294.0652 | 786431.3417 | 7551199.1358 | 24954.0579 | 176887.6605 | 487060.361 | 3460851.7603 | 16764602.0616 | 107588.0016 | 425327.5243 | 1063184.8438 | 133104.8578 | 2038819.4784 | 4487.2766 | 48216.4932 | 137448.959 | 129.2021 | 193.617 | 13.5824 | 5.8491 | 8.078 | 28.5007 | 65.6472 | 3.0145 | 1.8301 | 2.7783 | 121.7901 | 183.259 | 12.8037 | 5.5362 | 7.6462 | 16.8001 | 50.2249 | 1.8029 | 1.401 | 2.1314 | 73.9324 | 111.5056 | 7.773 | 3.3686 | 4.6525 | 2.8435 | 13.5607 | 0.32419 | 0.38187 | 0.60148 | 1074.4385 | 7152038.5243 | 29109862.4236 | 221195.1627 | 738061.5072 | 1842163.7424 | 2173299.4053 | 9869911.0954 | 66696.1751 | 230712.5402 | 630213.1448 | 6769422.5222 | 27552558.2864 | 209361.78 | 698577.0802 | 1743612.6337 | 1662731.957 | 7551199.1358 | 51027.4201 | 176511.8568 | 482158.8471 | 4118916.0582 | 16764602.0616 | 127388.0593 | 425055.5116 | 1060916.7994 | 448936.6841 | 2038819.4784 | 13777.3744 | 47658.1011 | 130182.6149 | 0 | 0 | 122.6635 | 457.2011 | 3824.5498 | 0 | 0 | 92.2681 | 359.7181 | 4673.1168 | 0 | 0 | 118.7619 | 441.6974 | 3681.4316 | 0 | 0 | 96.3391 | 375.8036 | 4901.5139 | 0 | 0 | 73.1614 | 272.0127 | 2268.0444 | 0 | 0 | 143.1935 | 558.3922 | 7266.3441 | 2011739.7452 | 10751690.2512 | 60718.4262 | 226314.5268 | 1893152.1315 | 1529167.3308 | 8846975.6121 | 45672.6963 | 178060.4792 | 2313192.8147 | 1946776.457 | 10348253.6369 | 58787.1648 | 218640.2375 | 1822308.6246 | 1596852.4123 | 9247978.618 | 47687.842 | 186022.8055 | 2426249.3987 | 1199190.6233 | 6368887.0365 | 36214.8787 | 134646.2657 | 1122681.9611 | 575344.457 | 3330084.8296 | 17183.2246 | 67007.0583 | 871961.2888 | 28.2641 | 158.396 | 1.019 | 3.8737 | 33.7993 | 45.226 | 262.361 | 1.6204 | 6.3268 | 83.0581 | 26.1039 | 146.425 | 0.94104 | 3.5787 | 31.2421 | 50.759 | 294.4588 | 1.8186 | 7.1008 | 93.2196 | 15.3865 | 86.2775 | 0.5547 | 2.1091 | 18.4093 | 203.2904 | 1179.3106 | 7.2836 | 28.4388 | 373.3456 | 2048 | 1615.0114 | 286.9925
2034 | 6172437.6584 | 29668011.3594 | 192003.4427 | 757165.6968 | 1880204.9778 | 1340142.9898 | 9792255.439 | 41971.2647 | 231360.8537 | 629295.8145 | 5775095.2465 | 27937281.2321 | 179662.9796 | 713009.7033 | 1770625.2642 | 804062.5342 | 7507103.228 | 25534.0219 | 177464.9952 | 483698.8179 | 3532221.6119 | 17116449.9654 | 109892.1778 | 436845.0311 | 1084838.1994 | 115916.0423 | 1927776.8215 | 3967.3643 | 46027.7285 | 130124.5817 | 130.7014 | 195.7347 | 13.6716 | 5.7999 | 8.4384 | 28.3775 | 64.6044 | 2.9886 | 1.7722 | 2.8243 | 122.2876 | 184.3162 | 12.7929 | 5.4617 | 7.9466 | 17.026 | 49.5281 | 1.8182 | 1.3594 | 2.1708 | 74.7948 | 112.9258 | 7.8249 | 3.3462 | 4.8688 | 2.4545 | 12.7185 | 0.2825 | 0.35257 | 0.584 | 1079.7729 | 7346767.2794 | 29668011.3594 | 227336.3646 | 756683.5099 | 1876200.244 | 2183316.2191 | 9792255.439 | 67065.9423 | 231002.0055 | 624649.7442 | 6918182.0495 | 27937281.2321 | 214074.3401 | 712541.1866 | 1766749.1504 | 1673810.5269 | 7507103.228 | 51415.2184 | 177094.6349 | 478879.4717 | 4238591.2902 | 17116449.9654 | 131157.8138 | 436555.5641 | 1082441.5298 | 429823.9999 | 1927776.8215 | 13203.1042 | 45476.7867 | 122973.2318 | 0 | 0 | 129.6646 | 482.187 | 4004.7339 | 0 | 0 | 92.0895 | 358.8482 | 4646.0703 | 0 | 0 | 126.2828 | 468.5167 | 3876.1138 | 0 | 0 | 94.9752 | 370.3603 | 4819.3462 | 0 | 0 | 78.0407 | 289.467 | 2396.6696 | 0 | 0 | 141.334 | 550.9417 | 7151.3498 | 2125436.2248 | 11296771.7432 | 64183.9731 | 238682.5522 | 1982343.2606 | 1526031.9755 | 8821209.1085 | 45584.2783 | 177629.8423 | 2299804.7856 | 2068891.6687 | 10932138.0392 | 62509.9952 | 231915.7447 | 1918676.3427 | 1574122.1219 | 9110924.9077 | 47012.7435 | 183328.3475 | 2385576.3899 | 1278471.3397 | 6750999.8657 | 38630.1582 | 143286.1446 | 1186351.4474 | 567824.243 | 3284438.7745 | 16960.0786 | 66113.0097 | 858161.9766 | 47.2521 | 264.4328 | 1.7038 | 6.4731 | 56.4338 | 73.4169 | 425.8995 | 2.6304 | 10.2705 | 134.8311 | 43.7214 | 244.8249 | 1.5764 | 5.9906 | 52.2461 | 82.3899 | 477.9532 | 2.9519 | 11.5257 | 151.3102 | 25.8156 | 144.4842 | 0.93085 | 3.5366 | 30.8347 | 334.9562 | 1943.1192 | 12.0009 | 46.8579 | 615.1518 | 2049 | 1611.6631 | 283.6931
2035 | 6290810.474 | 30193591.5445 | 195825.3905 | 775162.4875 | 1912300.4415 | 1345432.4761 | 9708751.8172 | 42193.8668 | 231488.248 | 623330.3006 | 5842382.7746 | 28293879.6294 | 181899.4945 | 726411.5147 | 1792135.1969 | 819679.18 | 7448660.8873 | 26049.9374 | 177690.3771 | 479416.547 | 3600923.3435 | 17455425.9311 | 112115.594 | 448148.5441 | 1105641.4924 | 99846.6564 | 1820343.7159 | 3479.1729 | 43877.862 | 123020.974 | 132.0284 | 197.5793 | 13.7396 | 5.7362 | 8.7966 | 28.2373 | 63.5316 | 2.9604 | 1.713 | 2.8673 | 122.617 | 185.1481 | 12.7625 | 5.3754 | 8.2438 | 17.203 | 48.7422 | 1.8277 | 1.3149 | 2.2053 | 75.5744 | 114.2239 | 7.8663 | 3.3163 | 5.086 | 2.0955 | 11.9119 | 0.24411 | 0.3247 | 0.5659 | 1083.8388 | 7535760.9493 | 30193591.5445 | 233304.8665 | 774655.6947 | 1908125.123 | 2191734.7586 | 9708751.8172 | 67385.9459 | 231130.6658 | 618719.8684 | 7061628.0578 | 28293879.6294 | 218625.8564 | 725916.1252 | 1788070.2423 | 1681522.9475 | 7448660.8873 | 51699.2369 | 177325.9821 | 474688.6696 | 4356550.8559 | 17455425.9311 | 134877.4891 | 447841.5587 | 1103119.4054 | 410939.6007 | 1820343.7159 | 12634.5369 | 43335.875 | 116006.9642 | 0 | 0 | 136.6099 | 506.7928 | 4175.3185 | 0 | 0 | 91.819 | 357.5822 | 4610.4322 | 0 | 0 | 133.8651 | 495.3895 | 4064.9547 | 0 | 0 | 93.4847 | 364.395 | 4727.8774 | 0 | 0 | 82.9657 | 306.9853 | 2522.087 | 0 | 0 | 139.0965 | 541.987 | 7014.0098 | 2238043.0871 | 11826662.4627 | 67621.895 | 250862.4448 | 2066782.6449 | 1521336.4482 | 8784746.4623 | 45450.4061 | 177003.1841 | 2282163.9597 | 2191836.5988 | 11510866.5374 | 66263.2313 | 245217.7876 | 2012152.572 | 1549263.3039 | 8960335.434 | 46274.9079 | 180375.5426 | 2340299.302 | 1358393.0128 | 7130731.0458 | 41068.0253 | 151957.7476 | 1248433.0765 | 558778.0661 | 3229635.0838 | 16691.5813 | 65038.4445 | 841681.1726 | 70.127 | 391.884 | 2.529 | 9.6024 | 83.6456 | 105.8574 | 614.091 | 3.7927 | 14.8087 | 194.4086 | 65.0339 | 363.5053 | 2.3453 | 8.9056 | 77.5866 | 118.7499 | 688.8817 | 4.2546 | 16.6122 | 218.0859 | 38.4702 | 214.8843 | 1.3874 | 5.2669 | 45.8679 | 490.1483 | 2843.4058 | 17.5612 | 68.5681 | 900.1641 | 2050 | 1606.2516 | 280.8642
2036 | 6402058.6343 | 30680710.4918 | 199427.5079 | 792343.0339 | 1941903.9055 | 1349896.739 | 9619176.0044 | 42388.7024 | 231445.0661 | 616976.2156 | 5901889.533 | 28616502.7098 | 183895.4522 | 739060.9421 | 1811455.1633 | 833287.5629 | 7377108.5652 | 26501.8097 | 177584.1427 | 474295.5558 | 3666188.6352 | 17777211.6131 | 114233.8682 | 459121.2624 | 1125321.6783 | 84760.1148 | 1715743.5635 | 3018.5215 | 41750.2025 | 116087.9547 | 133.1628 | 199.1178 | 13.7844 | 5.6573 | 9.1503 | 28.0779 | 62.4285 | 2.9299 | 1.6525 | 2.9072 | 122.7593 | 185.7211 | 12.7109 | 5.2769 | 8.5356 | 17.3324 | 47.8774 | 1.8318 | 1.268 | 2.2349 | 76.2567 | 115.3741 | 7.8958 | 3.2781 | 5.3025 | 1.763 | 11.1352 | 0.20864 | 0.2981 | 0.54701 | 1086.476 | 7717360.0738 | 30680710.4918 | 239048.9087 | 791812.2278 | 1937570.2077 | 2198452.2811 | 9619176.0044 | 67652.9102 | 231089.1373 | 612410.3908 | 7198133.6783 | 28616502.7098 | 222965.6235 | 738538.8539 | 1807209.8792 | 1686030.1907 | 7377108.5652 | 51884.1596 | 177226.163 | 469667.8735 | 4471641.6578 | 17777211.6131 | 138511.2329 | 458796.8566 | 1122679.2029 | 392131.3374 | 1715743.5635 | 12067.0466 | 41218.6761 | 109233.804 | 0 | 0 | 143.4447 | 530.8061 | 4333.6978 | 0 | 0 | 91.4603 | 355.9288 | 4565.8248 | 0 | 0 | 141.4495 | 522.0882 | 4245.2841 | 0 | 0 | 91.8868 | 357.9797 | 4627.6823 | 0 | 0 | 87.8938 | 324.4058 | 2642.4755 | 0 | 0 | 136.4811 | 531.5264 | 6854.1508 | 2348655.0848 | 12336133.9509 | 71005.1367 | 262749.0216 | 2145180.3912 | 1515134.7427 | 8737662.9578 | 45272.855 | 176184.7543 | 2260083.2652 | 2314631.1376 | 12078945.1775 | 70017.4853 | 258433.6714 | 2101415.6402 | 1522594.3929 | 8797878.6016 | 45483.9652 | 177199.9758 | 2290702.7281 | 1438255.3079 | 7504193.1113 | 43507.4546 | 160580.8763 | 1308025.3554 | 548205.6096 | 3165654.0107 | 16377.7355 | 63783.172 | 822498.0913 | 97.4858 | 543.9319 | 3.5162 | 13.342 | 116.1096 | 143.011 | 829.6177 | 5.1239 | 20.0061 | 262.6341 | 90.5505 | 505.2103 | 3.266 | 12.3927 | 107.8452 | 160.2996 | 929.9135 | 5.7433 | 22.4247 | 294.389 | 53.661 | 299.155 | 1.9356 | 7.3422 | 63.8643 | 671.5735 | 3895.8556 | 24.0614 | 93.9479 | 1233.3291 | 2051 | 1598.9143 | 278.7877
2037 | 6505130.6517 | 31124047.7682 | 202776.1759 | 808552.453 | 1968682.5935 | 1353276.861 | 9522653.9966 | 42547.6078 | 231205.936 | 610179.208 | 5952558.8374 | 28899449.834 | 185617.0987 | 750794.9457 | 1828227.6442 | 844745.1214 | 7292919.5584 | 26885.0933 | 177149.0946 | 468369.2806 | 3727254.8573 | 18077524.7295 | 116222.7456 | 469644.6421 | 1143609.1298 | 70557.4869 | 1613464.4956 | 2582.3999 | 39633.8471 | 109293.196 | 134.087 | 200.3222 | 13.8045 | 5.5628 | 9.4969 | 27.8944 | 61.2902 | 2.8965 | 1.5907 | 2.9435 | 122.6971 | 186.0041 | 12.6363 | 5.1655 | 8.8194 | 17.4123 | 46.9391 | 1.8303 | 1.2188 | 2.2594 | 76.828 | 116.3515 | 7.9122 | 3.2312 | 5.5168 | 1.4544 | 10.3847 | 0.1758 | 0.27268 | 0.52723 | 1087.5253 | 7890002.5461 | 31124047.7682 | 244519.6539 | 807998.4265 | 1964204.4916 | 2203212.5965 | 9522653.9966 | 67858.8263 | 230852.0425 | 605666.9264 | 7326062.9359 | 28899449.834 | 227042.5596 | 750246.5671 | 1823812.5578 | 1687329.209 | 7292919.5584 | 51969.6465 | 176797.9154 | 463849.6973 | 4582685.2987 | 18077524.7295 | 142022.3399 | 469303.0818 | 1140852.743 | 373299.8492 | 1613464.4956 | 11497.6147 | 39114.2611 | 102620.7696 | 0 | 0 | 150.1165 | 554.0265 | 4478.1019 | 0 | 0 | 91.0157 | 353.8934 | 4512.2816 | 0 | 0 | 148.9735 | 548.3786 | 4415.0865 | 0 | 0 | 90.1989 | 351.1791 | 4519.5833 | 0 | 0 | 92.7803 | 341.5603 | 2756.3868 | 0 | 0 | 133.4944 | 519.5861 | 6672.4263 | 2456405.6027 | 12820303.0908 | 74307.6764 | 274243.1166 | 2216660.4381 | 1507461.1984 | 8679957.7811 | 45052.7551 | 175177.251 | 2233579.383 | 2436250.0597 | 12630801.1201 | 73741.8655 | 271447.4159 | 2185467.8049 | 1494398.3988 | 8625045.5217 | 44648.4443 | 173833.6587 | 2237193.734 | 1517321.5028 | 7867405.5056 | 45926.2356 | 169072.336 | 1364411.4567 | 536133.2792 | 3092645.16 | 16019.3249 | 62350.3308 | 800691.16 | 129.9085 | 723.7073 | 4.6863 | 17.7706 | 154.491 | 185.3389 | 1075.1501 | 6.6404 | 25.9273 | 340.3478 | 120.8468 | 673.0172 | 4.3595 | 16.5294 | 143.6751 | 207.5216 | 1203.8455 | 7.4352 | 29.0306 | 381.1016 | 71.7412 | 399.1833 | 2.5883 | 9.81 | 85.2246 | 881.9975 | 5116.4867 | 31.6006 | 123.384 | 1619.6904 | 2052 | 1589.7216 | 277.1495
2038 | 6599038.6364 | 31519069.7726 | 205839.7229 | 823653.0652 | 1992354.0535 | 1355246.8687 | 9418208.7913 | 42660.3252 | 230742.1612 | 602878.3543 | 5993339.2355 | 29137381.972 | 187030.7725 | 761456.346 | 1842118.5503 | 854057.0757 | 7197237.7927 | 27199.7914 | 176404.7593 | 461713.3993 | 3783351.7351 | 18352262.5026 | 118057.6759 | 479602.1612 | 1160246.054 | 57172.0412 | 1513260.4743 | 2168.806 | 37524.0026 | 102621.5444 | 134.7854 | 201.1705 | 13.7985 | 5.4526 | 9.8343 | 27.6809 | 60.1117 | 2.8597 | 1.5275 | 2.9758 | 122.414 | 185.9693 | 12.5376 | 5.0408 | 9.0927 | 17.4441 | 45.9364 | 1.8233 | 1.1678 | 2.279 | 77.275 | 117.1333 | 7.914 | 3.175 | 5.727 | 1.1677 | 9.6584 | 0.14539 | 0.24841 | 0.50654 | 1086.8526 | 8052283.6598 | 31519069.7726 | 249673.0582 | 823076.77 | 1987747.5623 | 2205724.8749 | 9418208.7913 | 67994.5949 | 230390.6681 | 598428.7806 | 7443825.7993 | 29137381.972 | 230806.9153 | 760882.298 | 1837546.6156 | 1685578.0947 | 7197237.7927 | 51960.3333 | 176060.699 | 457309.2752 | 4688514.7479 | 18352262.5026 | 145374.3888 | 479243.8689 | 1157383.9366 | 354402.45 | 1513260.4743 | 10924.9577 | 37017.7705 | 96151.8947 | 0 | 0 | 156.5843 | 576.2953 | 4606.4912 | 0 | 0 | 90.4909 | 351.4931 | 4449.5737 | 0 | 0 | 156.3808 | 574.048 | 4571.9347 | 0 | 0 | 88.4392 | 344.0603 | 4404.1241 | 0 | 0 | 97.5834 | 358.2923 | 2862.1174 | 0 | 0 | 130.1534 | 506.2321 | 6469.6496 | 2560616.1252 | 13275309.8242 | 77509.2134 | 285266.1598 | 2280213.1219 | 1498406.3233 | 8611895.2347 | 44792.9801 | 173989.0792 | 2202538.9836 | 2555766.8978 | 13161432.8488 | 77408.4894 | 284153.7745 | 2263107.6921 | 1464974.3535 | 8443373.9515 | 43777.4024 | 170309.8341 | 2180041.4132 | 1594907.7972 | 8216700.1296 | 48303.7703 | 177354.6846 | 1416748.0936 | 522629.8913 | 3010995.8735 | 15618.4114 | 60747.8539 | 776357.9528 | 168.057 | 934.7385 | 6.0634 | 22.9774 | 199.5357 | 233.3352 | 1353.5479 | 8.3601 | 32.6413 | 428.4467 | 156.5626 | 870.3163 | 5.649 | 21.402 | 185.7929 | 260.9224 | 1513.6102 | 9.3484 | 36.5008 | 479.1467 | 93.1064 | 517.0662 | 3.3597 | 12.7237 | 110.393 | 1124.133 | 6521.0015 | 40.276 | 157.2555 | 2064.1846 | 2053 | 1578.6365 | 276.1108
2039 | 6682915.3028 | 31862214.8413 | 208590.2469 | 837529.8279 | 2012698.2664 | 1355739.1733 | 9306098.5722 | 42724.5615 | 230054.6234 | 595091.5029 | 6023242.2988 | 29325530.1933 | 188104.7422 | 770899.5435 | 1852830.8868 | 861469.331 | 7092187.8902 | 27453.356 | 175395.7845 | 454465.5608 | 3833738.2128 | 18597646.6429 | 119714.9843 | 488883.2413 | 1174995.9582 | 44574.5574 | 1415141.2936 | 1776.9203 | 35422.0196 | 96074.6262 | 135.2455 | 201.648 | 13.7654 | 5.3267 | 10.1601 | 27.4368 | 58.896 | 2.8195 | 1.4631 | 3.004 | 121.8954 | 185.5939 | 12.4135 | 4.9029 | 9.3531 | 17.434 | 44.8847 | 1.8117 | 1.1155 | 2.2941 | 77.5853 | 117.6999 | 7.9003 | 3.1093 | 5.9314 | 0.90208 | 8.9561 | 0.11726 | 0.22528 | 0.48498 | 1084.3757 | 8203011.1279 | 31862214.8413 | 254471.5934 | 836932.3329 | 2007981.1035 | 2205979.2418 | 9306098.5722 | 68059.7595 | 229705.8701 | 590713.9275 | 7549934.9843 | 29325530.1933 | 234212.0419 | 770300.6373 | 1848117.3004 | 1681179.1905 | 7092187.8902 | 51868.4171 | 175059.0946 | 450183.7296 | 4788013.1097 | 18597646.6429 | 148532.4482 | 488508.7829 | 1172037.8892 | 335454.465 | 1415141.2936 | 10349.5762 | 34930.4555 | 89827.511 | 0 | 0 | 162.8178 | 597.495 | 4717.1629 | 0 | 0 | 89.894 | 348.7533 | 4377.5755 | 0 | 0 | 163.6207 | 598.9062 | 4713.5864 | 0 | 0 | 86.626 | 336.6899 | 4281.8312 | 0 | 0 | 102.2648 | 374.4585 | 2958.069 | 0 | 0 | 126.4839 | 491.5641 | 6247.1152 | 2660786.6175 | 13698310.6524 | 80594.8028 | 295760.0416 | 2334995.6396 | 1488097.7223 | 8533942.7863 | 44497.5183 | 172632.8827 | 2166899.8543 | 2672348.9839 | 13666423.8687 | 80992.2637 | 296458.5732 | 2333225.2845 | 1434619.6448 | 8254381.9566 | 42879.8539 | 166661.478 | 2119506.4473 | 1670384.9176 | 8548752.1764 | 50621.0802 | 185356.9345 | 1464244.1756 | 507798.39 | 2921295.3313 | 15178.0729 | 58987.6883 | 749653.8288 | 212.6388 | 1180.7809 | 7.6731 | 29.0577 | 252.0353 | 287.5179 | 1667.8044 | 10.3014 | 40.2204 | 527.8679 | 198.3867 | 1100.7438 | 7.1594 | 27.1032 | 234.9653 | 321.0284 | 1862.2558 | 11.502 | 44.9088 | 589.4826 | 118.1842 | 655.0587 | 4.2655 | 16.1407 | 139.8453 | 1400.573 | 8124.4024 | 50.1806 | 195.9247 | 2571.5177 | 2054 | 1565.4597 | 275.7718
2040 | 6756039.1626 | 32151037.854 | 211004.4336 | 850094.8839 | 2029566.6123 | 1354517.0518 | 9185988.1516 | 42732.8321 | 229129.6033 | 586798.9691 | 6041373.6192 | 29459890.1204 | 188810.1989 | 778996.0718 | 1860116.9647 | 866916.7427 | 6978531.5326 | 27643.6861 | 174134.6731 | 446676.4773 | 3877723.8455 | 18810362.4281 | 121172.5553 | 497387.1537 | 1187652.4014 | 32773.4376 | 1319354.976 | 1407.1155 | 33335.2335 | 89669.6271 | 135.4586 | 201.7478 | 13.7047 | 5.1856 | 10.4726 | 27.1581 | 57.6421 | 2.7755 | 1.3977 | 3.0279 | 121.1295 | 184.8608 | 12.2632 | 4.7519 | 9.5982 | 17.3817 | 43.7903 | 1.7955 | 1.0622 | 2.3049 | 77.7484 | 118.035 | 7.8702 | 3.0341 | 6.1283 | 0.65711 | 8.279 | 0.091392 | 0.20334 | 0.4627 | 1080.018 | 8341251.8871 | 32151037.854 | 258885.7172 | 849477.3271 | 2024757.7938 | 2203825.6101 | 9185988.1516 | 68049.5387 | 228783.8927 | 582502.6663 | 7643061.6385 | 29459890.1204 | 237216.1302 | 778373.2777 | 1855278.8994 | 1674231.0417 | 6978531.5326 | 51696.7629 | 173805.5376 | 442523.2384 | 4880152.6039 | 18810362.4281 | 151464.2914 | 496997.2188 | 1184609.595 | 316528.6344 | 1319354.976 | 9773.7441 | 32859.5206 | 83663.0506 | 0 | 0 | 168.7996 | 617.5568 | 4808.8186 | 0 | 0 | 89.2359 | 345.7105 | 4296.3028 | 0 | 0 | 170.6507 | 622.7942 | 4838.0652 | 0 | 0 | 84.7777 | 329.1355 | 4153.2389 | 0 | 0 | 106.7913 | 389.9348 | 3042.8064 | 0 | 0 | 122.5195 | 475.7128 | 6006.5765 | 2756627.2872 | 14087637.1458 | 83555.8194 | 305690.6244 | 2380365.1866 | 1476709.9375 | 8446830.7911 | 44171.7642 | 171126.7153 | 2126669.885 | 2785297.3227 | 14142140.4297 | 84472.0946 | 308283.1076 | 2394842.2912 | 1403636.4843 | 8059606.7269 | 41964.9621 | 162922.0668 | 2055853.2607 | 1743206.9283 | 8860722.9742 | 52861.682 | 193017.7278 | 1506189.1811 | 491773.5867 | 2824322.049 | 14702.3356 | 57085.537 | 720789.1847 | 264.4076 | 1465.8162 | 9.5427 | 36.1129 | 312.8259 | 348.4248 | 2021.0265 | 12.4837 | 48.7397 | 639.5808 | 247.0587 | 1368.1794 | 8.9175 | 33.732 | 292.0071 | 388.3836 | 2252.9281 | 13.9153 | 54.3306 | 713.096 | 147.434 | 815.5713 | 5.3222 | 20.1228 | 174.0888 | 1713.7119 | 9940.5252 | 61.4003 | 239.726 | 3146.0148 | 2055 | 1549.745 | 276.0414
2041 | 6817852.2506 | 32384303.4617 | 213064.1413 | 861290.8855 | 2042887.5479 | 1351334.0288 | 9057660.1109 | 42677.3759 | 227955.9914 | 577988.8062 | 6046960.585 | 29537390.2099 | 189122.1509 | 785639.6395 | 1863788.9043 | 870105.519 | 6856099.8477 | 27761.6392 | 172611.1529 | 438337.7716 | 3914688.4956 | 18987683.4029 | 122410.4662 | 505026.6744 | 1198046.7994 | 21813.2806 | 1226360.9627 | 1060.9182 | 31276.5539 | 83437.4752 | 135.4196 | 201.4708 | 13.6164 | 5.0299 | 10.7701 | 26.8409 | 56.35 | 2.7274 | 1.3313 | 3.0472 | 120.1078 | 183.7595 | 12.0863 | 4.5881 | 9.8259 | 17.2825 | 42.6535 | 1.7742 | 1.008 | 2.3109 | 77.7555 | 118.1271 | 7.8229 | 2.9494 | 6.3161 | 0.43327 | 7.6295 | 0.067801 | 0.18266 | 0.43988 | 1073.7244 | 8466367.3092 | 32384303.4617 | 262894.9875 | 860654.4202 | 2038006.9326 | 2199137.8223 | 9057660.1109 | 67959.8808 | 227613.5775 | 573782.8609 | 7722086.5709 | 29537390.2099 | 239783.815 | 784994.0474 | 1858845.1683 | 1664614.0729 | 6856099.8477 | 51441.5117 | 172289.6858 | 434318.8569 | 4964031.4861 | 18987683.4029 | 154141.5518 | 504622.0516 | 1194931.6883 | 297752.0401 | 1226360.9627 | 9201.4211 | 30817.717 | 77687.2717 | 0 | 0 | 174.5266 | 636.4652 | 4880.6153 | 0 | 0 | 88.5307 | 342.4139 | 4205.9453 | 0 | 0 | 177.4384 | 645.5921 | 4943.736 | 0 | 0 | 82.9135 | 321.4672 | 4018.9147 | 0 | 0 | 111.1362 | 404.6228 | 3115.1111 | 0 | 0 | 118.3005 | 458.8369 | 5750.2036 | 2848081.9875 | 14442906.8435 | 86390.6707 | 315050.2959 | 2415904.5812 | 1464471.1543 | 8351595.6215 | 43822.7158 | 169494.8613 | 2081942.911 | 2894082.7865 | 14585905.724 | 87831.9897 | 319568.1039 | 2447149.3091 | 1372337.4125 | 7860639.8065 | 41042.2013 | 159126.2479 | 1989362.7833 | 1812938.2918 | 9150390.8061 | 55012.4101 | 200288.2989 | 1541979.9811 | 474718.3732 | 2721022.5704 | 14196.0602 | 55060.4232 | 690024.4275 | 324.1612 | 1794.0357 | 11.7013 | 44.2501 | 382.7836 | 416.6098 | 2416.4113 | 14.9268 | 58.2766 | 764.5798 | 303.3663 | 1676.7339 | 10.952 | 41.3942 | 357.7779 | 463.5446 | 2688.8455 | 16.6082 | 64.844 | 850.9939 | 181.3461 | 1001.1621 | 6.5476 | 24.7356 | 213.6594 | 2065.6605 | 11981.5516 | 74.0106 | 288.9541 | 3791.4655 | 2056 | 1530.6499 | 276.8762
2042 | 6867968.7357 | 32562019.8767 | 214756.6992 | 871092.8245 | 2052668.4991 | 1346522.6585 | 8923418.5691 | 42568.3738 | 226586.3628 | 568808.911 | 6039375.0575 | 29556022.622 | 189020.1599 | 790750.3341 | 1863726.7293 | 871800.2408 | 6729100.0628 | 27830.8129 | 170925.686 | 429718.1223 | 3944098.9691 | 19127573.4595 | 123411.5257 | 511731.2547 | 1206054.7673 | 11771.5183 | 1136795.8023 | 740.9076 | 29263.8317 | 77420.5023 | 135.1273 | 200.8263 | 13.5007 | 4.8607 | 11.0516 | 26.4928 | 55.0352 | 2.6761 | 1.2644 | 3.0625 | 118.8247 | 182.2868 | 11.8828 | 4.4124 | 10.0343 | 17.1527 | 41.5017 | 1.7496 | 0.95377 | 2.3136 | 77.6001 | 117.9693 | 7.7583 | 2.8555 | 6.4934 | 0.2316 | 7.0112 | 0.046577 | 0.16329 | 0.41683 | 1065.5557 | 8578034.0023 | 32562019.8767 | 266488.7319 | 870438.5631 | 2047736.2992 | 2192405.8742 | 8923418.5691 | 67805.7833 | 226247.4368 | 564702.0212 | 7786143.7339 | 29556022.622 | 241887.5432 | 790083.1079 | 1858697.3601 | 1653281.0146 | 6729100.0628 | 51131.9621 | 170611.9274 | 425838.6376 | 5038906.5586 | 19127573.4595 | 156540.7433 | 511312.8 | 1202880.7376 | 279300.7832 | 1136795.8023 | 8638.0942 | 28822.7135 | 71940.0174 | 0 | 0 | 180.0105 | 654.2614 | 4932.1999 | 0 | 0 | 87.7962 | 338.926 | 4106.8898 | 0 | 0 | 183.9636 | 667.2263 | 5029.3692 | 0 | 0 | 81.0536 | 313.7586 | 3879.4847 | 0 | 0 | 115.2811 | 418.4546 | 3174.0297 | 0 | 0 | 113.8735 | 441.1182 | 5480.4849 | 2935341.6253 | 14765078.91 | 89105.2086 | 323859.3885 | 2441438.9411 | 1451667.3883 | 8249607.8798 | 43459.0969 | 167768.3587 | 2032910.4554 | 2998376.3658 | 14996139.8009 | 91061.9805 | 330276.9957 | 2489537.7704 | 1341050.8187 | 7659162.08 | 40121.5195 | 155310.5109 | 1920344.9162 | 1879277.5675 | 9416261.9891 | 57064.1402 | 207135.0485 | 1571144.6926 | 456819.5547 | 2612486.525 | 13664.819 | 52934.1885 | 657658.1892 | 392.738 | 2169.818 | 14.1791 | 53.5816 | 462.8184 | 492.6386 | 2857.2175 | 17.651 | 68.9099 | 903.8742 | 368.143 | 2030.7307 | 13.2931 | 50.2011 | 433.177 | 547.0763 | 3173.2698 | 19.6012 | 76.5279 | 1004.1939 | 220.4403 | 1214.5261 | 7.9607 | 30.0486 | 259.119 | 2458.1533 | 14257.4666 | 88.0737 | 343.8508 | 4510.951 | 2057 | 1506.631 | 278.0449
2043 | 6906173.0883 | 32685407.7924 | 216074.875 | 879508.1576 | 2058993.6456 | 1339763.4425 | 8782993.4294 | 42395.9224 | 225009.473 | 559244.0731 | 6018149.1539 | 29514926.5845 | 188488.8626 | 794277.6777 | 1859883.4229 | 871693.926 | 6597301.1332 | 27841.7545 | 169068.9404 | 420804.6347 | 3965521.2254 | 19228758.5036 | 124161.6752 | 517449.4727 | 1211600.5133 | 2754.628 | 1051432.9635 | 450.5996 | 27319.0311 | 71669.8012 | 134.584 | 199.8304 | 13.3583 | 4.679 | 11.3162 | 26.1086 | 53.697 | 2.621 | 1.1971 | 3.0736 | 117.2787 | 180.4469 | 11.6529 | 4.2256 | 10.2219 | 16.9871 | 40.3342 | 1.7212 | 0.89945 | 2.3127 | 77.2781 | 117.5598 | 7.676 | 2.7528 | 6.659 | 0.053681 | 6.4282 | 0.027857 | 0.14534 | 0.3939 | 1055.5207 | 8676247.9398 | 32685407.7924 | 269666.1995 | 878837.1145 | 2054029.9235 | 2183505.781 | 8782993.4294 | 67583.2928 | 224674.1497 | 555244.3399 | 7834652.7784 | 29514926.5845 | 243508.6058 | 793590.0044 | 1854789.2313 | 1640129.3339 | 6597301.1332 | 50764.8489 | 168762.8522 | 417068.9802 | 5104218.9044 | 19228758.5036 | 158644.0732 | 517018.0756 | 1208381.5998 | 261392.653 | 1051432.9635 | 8090.5562 | 26896.275 | 66469.6161 | 0 | 0 | 185.2784 | 671.0431 | 4963.7221 | 0 | 0 | 87.0532 | 335.3233 | 3999.7332 | 0 | 0 | 190.2198 | 687.6733 | 5094.1916 | 0 | 0 | 79.2191 | 306.0882 | 3735.6545 | 0 | 0 | 119.2169 | 431.3971 | 3218.9136 | 0 | 0 | 109.2891 | 422.7561 | 5200.185 | 3018846.4313 | 15056449.7781 | 91712.8051 | 332166.343 | 2457042.4556 | 1438642.2586 | 8142576.2712 | 43091.3465 | 165985.0191 | 1979867.9137 | 3098071.3804 | 15372455.6391 | 94158.8043 | 340398.2926 | 2521624.8455 | 1310124.4768 | 7456968.2956 | 39213.4412 | 151513.6351 | 1849148.9546 | 1942076.1939 | 9657655.0187 | 59012.3631 | 213541.5605 | 1593362.208 | 438281.1464 | 2499909.2284 | 13114.6944 | 50730.7308 | 624022.2041 | 471.0126 | 2597.7028 | 17.0079 | 64.2245 | 553.8677 | 577.0822 | 3346.7323 | 20.6767 | 80.7193 | 1058.4769 | 442.2646 | 2434.6838 | 15.9727 | 60.2696 | 519.1371 | 639.5453 | 3709.4711 | 22.9144 | 89.4614 | 1173.7122 | 265.2629 | 1458.4809 | 9.5813 | 36.1348 | 311.0515 | 2892.457 | 16775.5282 | 103.6353 | 404.5924 | 5306.6736 | 2058 | 1474.6782 | 279.2776
2044 | 6932406.8422 | 32756801.9243 | 217016.4818 | 886575.0888 | 2062017.4586 | 1331451.7535 | 8639117.2125 | 42172.3005 | 223291.2853 | 549469.0012 | 5982982.5368 | 29414416.0225 | 187518.2239 | 796202.2607 | 1852286.4419 | 870070.5803 | 6462904.3574 | 27803.3326 | 167094.1126 | 411738.1899 | 3978626.855 | 19290760.8592 | 124650.2107 | 522150.5498 | 1214658.8594 | -5107.0991 | 971138.9764 | 194.2834 | 25467.2558 | 66242.3242 | 133.7955 | 198.5062 | 13.1903 | 4.4861 | 11.5638 | 25.697 | 52.3531 | 2.5632 | 1.1299 | 3.0814 | 115.4716 | 178.2514 | 11.3974 | 4.0288 | 10.3876 | 16.7924 | 39.1652 | 1.6899 | 0.8455 | 2.309 | 76.7875 | 116.902 | 7.5762 | 2.6421 | 6.8118 | -0.098567 | 5.8851 | 0.011809 | 0.12886 | 0.37149 | 1043.7234 | 8761310.3364 | 32756801.9243 | 272436.1446 | 885888.126 | 2057041.6307 | 2173065.0034 | 8639117.2125 | 67311.7248 | 222959.5905 | 545583.719 | 7867337.8351 | 29414416.0225 | 244637.7432 | 795495.2974 | 1847148.5232 | 1625665.0921 | 6462904.3574 | 50355.7515 | 166795.5734 | 408149.9658 | 5159610.6025 | 19290760.8592 | 160439.976 | 521707.0954 | 1211409.4125 | 244278.214 | 971138.9764 | 7566.6342 | 25063.2956 | 61330.0643 | 0 | 0 | 190.3719 | 686.9628 | 4975.8279 | 0 | 0 | 86.3262 | 331.6949 | 3885.2822 | 0 | 0 | 196.2147 | 706.9633 | 5137.9187 | 0 | 0 | 77.4326 | 298.5392 | 3588.2241 | 0 | 0 | 122.9446 | 443.4544 | 3249.4469 | 0 | 0 | 104.6007 | 403.9602 | 4912.2599 | 3099276.5391 | 15320587.2933 | 94234.0752 | 340046.5658 | 2463034.8345 | 1425792.6239 | 8032527.8326 | 42731.4849 | 164188.9677 | 1923214.6657 | 3193295.8943 | 15715703.7796 | 97126.288 | 349946.8537 | 2543269.7744 | 1279927.1503 | 7255980.2797 | 38329.1124 | 147776.9106 | 1776170.945 | 2001350.9836 | 9874751.6734 | 60857.5698 | 219509.9169 | 1608476.2158 | 419317.688 | 2384553.142 | 12552.0784 | 48475.2278 | 589471.1883 | 559.8917 | 3082.3626 | 20.2208 | 76.2996 | 656.8881 | 670.5115 | 3888.2341 | 24.0246 | 93.7843 | 1229.3916 | 526.6451 | 2893.2716 | 19.0239 | 71.7215 | 616.6179 | 741.5139 | 4300.6871 | 26.568 | 103.7227 | 1360.5504 | 316.385 | 1735.9512 | 11.4301 | 43.0701 | 370.0587 | 3369.2832 | 19539.7561 | 120.7207 | 471.2772 | 6179.7938 | 2059 | 1427.6992 | 279.9435
2045 | 6946743.328 | 32779485.4885 | 217583.6009 | 892358.9439 | 2061954.0325 | 1321643.7956 | 8493194.1457 | 41899.3803 | 221465.6369 | 539574.1001 | 5933739.8757 | 29255945.62 | 186103.4803 | 796535.7354 | 1841035.3373 | 867413.2323 | 6328861.361 | 27730.6595 | 165075.9125 | 402706.5391 | 3983192.6306 | 19313890.9035 | 124869.7851 | 525824.7409 | 1215254.5546 | -11665.577 | 896827.9521 | -23.1676 | 23735.6748 | 61197.8903 | 132.7696 | 196.8818 | 12.9979 | 4.2833 | 11.7944 | 25.2599 | 51.0122 | 2.503 | 1.063 | 3.0864 | 113.4086 | 175.7185 | 11.1174 | 3.8234 | 10.5307 | 16.5784 | 38.0127 | 1.6566 | 0.79236 | 2.3035 | 76.1288 | 116.0041 | 7.4594 | 2.524 | 6.9513 | -0.22296 | 5.3866 | -0.001384 | 0.11393 | 0.35005 | 1030.2874 | 8833794.3993 | 32779485.4885 | 274815.8139 | 891656.7217 | 2056984.401 | 2161404.5036 | 8493194.1457 | 67000.9563 | 221137.4961 | 535809.5588 | 7884230.1736 | 29255945.62 | 245275.2503 | 795810.5557 | 1835874.5685 | 1610610.7094 | 6328861.361 | 49927.007 | 164784.7124 | 399268.4442 | 5204930.4237 | 19313890.9035 | 161923.3057 | 525370.0719 | 1211988.8924 | 228230.7388 | 896827.9521 | 7074.8801 | 23350.7305 | 56578.1237 | 0 | 0 | 195.346 | 702.2222 | 4969.6315 | 0 | 0 | 85.6421 | 328.1409 | 3764.5413 | 0 | 0 | 201.9705 | 725.1797 | 5160.7687 | 0 | 0 | 75.7177 | 291.2001 | 3438.0949 | 0 | 0 | 126.4756 | 454.6691 | 3265.6622 | 0 | 0 | 99.8622 | 384.9443 | 4619.7665 | 3177530.9697 | 15562205.3017 | 96696.2477 | 347599.9971 | 2459967.5907 | 1413560.334 | 7921765.3653 | 42392.8632 | 162429.728 | 1863447.9477 | 3284414.0594 | 16027960.5251 | 99975.3975 | 358963.9339 | 2554580.5246 | 1250847.4824 | 7058244.4743 | 37480.2649 | 144144.045 | 1701856.9514 | 2057289.2527 | 10068610.5574 | 62605.4122 | 225061.1954 | 1616502.7848 | 400147.1934 | 2267707.0646 | 11983.4628 | 46193.3145 | 554371.9852 | 660.3082 | 3628.57 | 23.8516 | 89.9312 | 772.8472 | 773.4899 | 4484.9514 | 27.7147 | 108.1832 | 1417.5985 | 622.2317 | 3411.307 | 22.4813 | 84.6826 | 726.5975 | 853.5316 | 4950.0792 | 30.5818 | 119.3887 | 1565.6802 | 374.3989 | 2049.9489 | 13.5287 | 50.9334 | 436.7552 | 3888.7068 | 22550.4597 | 139.3329 | 543.9146 | 7130.2788 | 2060 | 1332.0998 | 277.43
2046 | 6949350.0088 | 32757460.3539 | 217781.4098 | 896946.6361 | 2059062.4066 | 1310676.1963 | 8347755.1346 | 41587.8049 | 219597.2277 | 529720.5892 | 5870437.4591 | 29042012.215 | 184244.7383 | 795319.0155 | 1826295.3044 | 863727.858 | 6196193.3699 | 27624.1397 | 163041.0396 | 393775.102 | 3979092.0675 | 19299192.0058 | 124816.1589 | 528482.4455 | 1213458.6461 | -16761.3896 | 829416.8233 | -196.5012 | 22152.4067 | 56596.2524 | 131.5164 | 194.9888 | 12.7827 | 4.0721 | 12.0085 | 24.8045 | 49.69 | 2.441 | 0.99697 | 3.0893 | 111.098 | 172.8726 | 10.8142 | 3.6107 | 10.651 | 16.346 | 36.8828 | 1.6214 | 0.74021 | 2.2965 | 75.3043 | 114.8784 | 7.3261 | 2.3993 | 7.0769 | -0.31721 | 4.9371 | -0.011534 | 0.10057 | 0.33007 | 1015.348 | 8894492.7273 | 32757460.3539 | 276829.3277 | 896229.5705 | 2054115.7382 | 2149151.5453 | 8347755.1346 | 66670.3982 | 219272.4584 | 526081.9014 | 7885653.0281 | 29042012.215 | 245430.5258 | 794576.5591 | 1821131.8495 | 1595226.3023 | 6196193.3699 | 49486.6791 | 162756.8767 | 390488.8364 | 5240226.8394 | 19299192.0058 | 163095.1329 | 528017.3241 | 1210190.7048 | 213535.5456 | 829416.8233 | 6624.242 | 21786.4879 | 52270.4814 | 0 | 0 | 200.2671 | 717.0656 | 4946.6684 | 0 | 0 | 85.0299 | 324.7693 | 3638.6878 | 0 | 0 | 207.5231 | 742.4564 | 5163.4549 | 0 | 0 | 74.0991 | 284.1629 | 3286.2655 | 0 | 0 | 129.8316 | 465.1214 | 3267.9413 | 0 | 0 | 95.1269 | 365.9188 | 4325.771 | 3254695.7687 | 15786983.982 | 99132.2071 | 354947.4837 | 2448600.8719 | 1402419.4575 | 7812799.6234 | 42089.7782 | 160760.7872 | 1801150.4751 | 3372015.723 | 16312457.7923 | 102723.9303 | 367515.9388 | 2555910.1842 | 1223289.0511 | 6865908.5406 | 36679.0647 | 140660.6314 | 1626701.4309 | 2110245.896 | 10241140.5527 | 64266.6203 | 230235.0806 | 1617630.9201 | 380984.1054 | 2150645.1729 | 11415.2286 | 43910.2613 | 519092.516 | 773.2162 | 4241.1636 | 27.9352 | 105.2459 | 902.7142 | 886.5659 | 5140.0177 | 31.7667 | 123.9924 | 1624.0395 | 729.9991 | 3993.7034 | 26.3803 | 99.2821 | 850.0633 | 976.1275 | 5660.6825 | 34.9747 | 136.5329 | 1790.0275 | 439.9147 | 2403.5529 | 15.8994 | 59.8054 | 511.7625 | 4450.0959 | 25803.8278 | 159.4493 | 622.4145 | 8156.7707
2047 | 6940438.1178 | 32695157.1935 | 217616.6045 | 900439.268 | 2053628.17 | 1298775.8442 | 8204859.5738 | 41244.9 | 217740.5896 | 520039.474 | 5793218.2344 | 28775991.1987 | 181946.205 | 792618.6026 | 1808286.6648 | 859338.1422 | 6067133.9795 | 27494.0843 | 161049.2652 | 385085.4357 | 3966278.0353 | 19248336.437 | 124487.6664 | 530151.9216 | 1209381.7756 | -20230.3389 | 769783.5248 | -320.2954 | 20745.4212 | 52494.3712 | 130.0465 | 192.8606 | 12.5461 | 3.8539 | 12.2068 | 24.3358 | 48.3984 | 2.3779 | 0.93193 | 3.0911 | 108.5504 | 169.7424 | 10.4897 | 3.3924 | 10.7485 | 16.1018 | 35.7885 | 1.5851 | 0.68929 | 2.2889 | 74.3181 | 113.5411 | 7.177 | 2.2691 | 7.1886 | -0.37907 | 4.5408 | -0.018466 | 0.08879 | 0.31203 | 999.0639 | 8944345.5946 | 32695157.1935 | 278505.4608 | 899707.4981 | 2048719.3375 | 2136840.5115 | 8204859.5738 | 66336.6362 | 217418.8971 | 516530.4382 | 7872187.5715 | 28775991.1987 | 245121.0325 | 791859.629 | 1803139.507 | 1580099.8859 | 6067133.9795 | 49053.0345 | 160771.7434 | 381951.616 | 5265727.037 | 19248336.437 | 163962.1054 | 529676.9952 | 1206124.7738 | 200479.3142 | 769783.5248 | 6223.7323 | 20398.3363 | 48461.1123 | 0 | 0 | 205.2106 | 731.7699 | 4908.8325 | 0 | 0 | 84.5192 | 321.6925 | 3509.0358 | 0 | 0 | 212.9209 | 758.9735 | 5147.1577 | 0 | 0 | 72.6018 | 277.5217 | 3133.8198 | 0 | 0 | 133.0438 | 474.9264 | 3257.0018 | 0 | 0 | 90.4454 | 347.0849 | 4033.2589 | 3332002.6637 | 16001344.2753 | 101579.247 | 362226.1164 | 2429872.0714 | 1392860.2835 | 7708262.6343 | 41836.9903 | 159237.7831 | 1736972.7133 | 3456894.3155 | 16573456.0882 | 105395.8511 | 375691.8977 | 2547843.0759 | 1197662.3299 | 6681180.2046 | 35937.8686 | 137373.2582 | 1551240.7891 | 2160732.1847 | 10395033.9407 | 65856.6663 | 235088.5694 | 1612215.8874 | 362032.6071 | 2034587.9337 | 10853.4466 | 41650.1914 | 483991.0665 | 899.5846 | 4925.0116 | 32.5067 | 122.372 | 1047.4498 | 1010.2651 | 5856.4244 | 36.1996 | 141.2848 | 1849.601 | 850.9437 | 4645.4385 | 30.7574 | 115.6515 | 988.0025 | 1109.801 | 6435.3538 | 39.7646 | 155.2247 | 2034.4542 | 513.5563 | 2799.8852 | 18.5648 | 69.7688 | 595.7031 | 5052.0551 | 29291.601 | 181.02 | 706.5802 | 9256.4818
2048 | 6920199.0477 | 32597090.202 | 217095.3981 | 902942.9294 | 2045941.6603 | 1286121.609 | 8066315.3127 | 40876.5671 | 215945.4474 | 510645.4824 | 5702314.7673 | 28461910.0242 | 179215.0333 | 788521.0217 | 1787270.4313 | 854631.5303 | 5944074.9639 | 27352.8515 | 159166.6754 | 376788.5087 | 3944755.4624 | 19163471.1865 | 123884.367 | 530875.5196 | 1203164.3527 | -21909.7036 | 718730.1257 | -389.16 | 19541.5154 | 48944.0236 | 128.3697 | 190.53 | 12.2898 | 3.6298 | 12.3902 | 23.8576 | 47.1476 | 2.314 | 0.8681 | 3.0925 | 105.7779 | 166.3599 | 10.1454 | 3.1699 | 10.8237 | 15.8534 | 34.7431 | 1.5484 | 0.63985 | 2.2818 | 73.1752 | 112.0105 | 7.0131 | 2.1341 | 7.2864 | -0.40643 | 4.201 | -0.02203 | 0.078557 | 0.29641 | 981.5994 | 8984350.4813 | 32597090.202 | 279874.8325 | 902196.2955 | 2041083.3616 | 2124964.2156 | 8066315.3127 | 66015.0122 | 215626.4242 | 507268.4904 | 7844619.6713 | 28461910.0242 | 244370.6556 | 787746.0727 | 1782156.9541 | 1565888.0298 | 5944074.9639 | 48646.5215 | 158895.3047 | 373806.604 | 5281800.9372 | 19163471.1865 | 164535.3391 | 530391.2897 | 1199930.4829 | 189339.9574 | 718730.1257 | 5882.113 | 19212.8873 | 45198.9703 | 0 | 0 | 210.2578 | 746.6338 | 4858.2988 | 0 | 0 | 84.1398 | 319.0232 | 3376.9921 | 0 | 0 | 218.2228 | 774.949 | 5113.4771 | 0 | 0 | 71.2504 | 271.3706 | 2981.9048 | 0 | 0 | 136.1519 | 484.2299 | 3233.8697 | 0 | 0 | 85.8642 | 328.6281 | 3745.0533 | 3410780.1612 | 16212187.3335 | 104077.592 | 369583.7506 | 2404857.8838 | 1385371.6237 | 7610809.6634 | 41649.1918 | 157916.4811 | 1671611.0709 | 3540013.7655 | 16816065.5291 | 108020.2931 | 383599.7446 | 2531171.1741 | 1174375.5654 | 6506276.9456 | 35268.9499 | 134328.4689 | 1476042.8517 | 2209396.5638 | 10533661.3739 | 67395.1858 | 239693.8051 | 1600765.526 | 343480.607 | 1920666.7407 | 10303.6982 | 39435.375 | 449406.4003 | 1040.3902 | 5684.9704 | 37.6017 | 141.4383 | 1208.002 | 1145.0815 | 6636.9693 | 41.0312 | 160.1287 | 2095.1013 | 986.0757 | 5371.5114 | 35.6492 | 133.924 | 1141.397 | 1255.0123 | 7276.7143 | 44.9681 | 175.5281 | 2299.7429 | 595.9565 | 3242.0845 | 21.548 | 80.9068 | 689.1972 | 5692.3863 | 33000.8412 | 203.9665 | 796.1021 | 10425.1301
2049 | 6888726.1634 | 32467459.0918 | 216221.0553 | 904557.6981 | 2036272.9483 | 1273023.9858 | 7934318.4334 | 40492.8488 | 214273.7 | 501677.2824 | 5597999.6119 | 28104162.5064 | 176059.7641 | 783125.3994 | 1763530.2121 | 849790.6256 | 5828515.6969 | 27206.493 | 157437.5543 | 368978.6106 | 3914542.9542 | 19047013.0664 | 123006.8441 | 530704.3616 | 1194963.5822 | -21643.8506 | 676952.6268 | -397.9183 | 18565.4181 | 45989.8549 | 126.4942 | 188.0272 | 12.0149 | 3.4011 | 12.5597 | 23.3759 | 45.9496 | 2.2501 | 0.80567 | 3.0943 | 102.7933 | 162.7582 | 9.7832 | 2.9446 | 10.8775 | 15.6043 | 33.7544 | 1.5118 | 0.59197 | 2.2759 | 71.8808 | 110.306 | 6.8352 | 1.9954 | 7.3705 | -0.39744 | 3.9204 | -0.022111 | 0.069806 | 0.28367 | 963.1101 | 9015452.755 | 32467459.0918 | 280966.5028 | 903795.7325 | 2031475.5103 | 2114140.9401 | 7934318.4334 | 65724.8103 | 213956.8304 | 498433.2767 | 7803867.5148 | 28104162.5064 | 243207.4599 | 782334.7699 | 1758465.8444 | 1553038.7087 | 5828515.6969 | 48281.1588 | 157171.754 | 366146.91 | 5288909.3027 | 19047013.0664 | 164828.8101 | 530211.1593 | 1191763.7435 | 180377.5932 | 676952.6268 | 5607.6125 | 18254.7045 | 42526.1122 | 0 | 0 | 215.4924 | 761.9656 | 4797.438 | 0 | 0 | 83.92 | 316.8695 | 3244.0057 | 0 | 0 | 223.4955 | 790.6294 | 5064.3676 | 0 | 0 | 70.0688 | 265.8004 | 2831.7007 | 0 | 0 | 139.2024 | 493.2023 | 3199.8388 | 0 | 0 | 81.4244 | 310.7136 | 3463.7427 | 3492399.4321 | 16426611.8111 | 106668.7602 | 377172.9771 | 2374731.797 | 1380420.1598 | 7523006.3151 | 41540.386 | 156850.4232 | 1605782.8253 | 3622465.8915 | 17046023.0843 | 110630.2684 | 391361.5732 | 2506861.9799 | 1153820.818 | 6343351.8486 | 34684.077 | 131571.1901 | 1401691.8276 | 2256998.2401 | 10660933.2612 | 68905.1784 | 244135.1326 | 1583920.1878 | 325494.6703 | 1809893.8452 | 9770.9243 | 37285.6329 | 415649.1226 | 1196.6116 | 6525.8482 | 43.2562 | 162.5733 | 1385.292 | 1291.4693 | 7484.2073 | 46.2776 | 180.5869 | 2361.2706 | 1136.4132 | 6176.9047 | 41.0931 | 154.2332 | 1311.2089 | 1412.1728 | 8187.0939 | 50.6 | 197.5 | 2586.5755 | 687.7533 | 3733.2813 | 24.8724 | 93.3034 | 792.8536 | 6368.0711 | 36913.8291 | 228.1807 | 890.5559 | 11656.8991
2050 | 6845919.0394 | 32309695.8957 | 214990.8685 | 905364.7146 | 2024843.476 | 1259653.7739 | 7810378.3046 | 40099.4849 | 212770.6579 | 493229.835 | 5480522.2009 | 27707167.5826 | 172488.3396 | 776534.216 | 1737350.7052 | 845270.6145 | 5722851.9346 | 27069.5726 | 155932.0207 | 361805.8603 | 3875621.4851 | 18901391.3281 | 121854.5934 | 529691.356 | 1184937.2548 | -19288.8571 | 645018.7745 | -341.7584 | 17839.0696 | 43667.9606 | 124.4246 | 185.3769 | 11.7224 | 3.1688 | 12.716 | 22.8942 | 44.812 | 2.1864 | 0.7447 | 3.0975 | 99.6085 | 158.9699 | 9.4049 | 2.7179 | 10.9106 | 15.3628 | 32.8349 | 1.476 | 0.54576 | 2.2721 | 70.4394 | 108.4467 | 6.6441 | 1.8539 | 7.4414 | -0.35057 | 3.7008 | -0.018634 | 0.062437 | 0.27423 | 943.7406 | 9038415.9925 | 32309695.8957 | 281803.923 | 904586.6442 | 2020114.7503 | 2104830.9665 | 7810378.3046 | 65480.4503 | 212455.3272 | 490118.3194 | 7750890.2403 | 27707167.5826 | 241660.8483 | 775727.937 | 1732348.6456 | 1542260.2464 | 5722851.9346 | 47979.1 | 155671.1254 | 359121.4744 | 5287534.6835 | 18901391.3281 | 164857.207 | 529189.3247 | 1181780.8359 | 173827.1102 | 645018.7745 | 5407.6919 | 17545.5873 | 40476.3387 | 0 | 0 | 220.9977 | 778.0704 | 4728.7257 | 0 | 0 | 83.8855 | 315.3308 | 3111.5156 | 0 | 0 | 228.8104 | 806.279 | 5002.0596 | 0 | 0 | 69.079 | 260.8954 | 2684.3859 | 0 | 0 | 142.2465 | 502.0313 | 3156.4188 | 0 | 0 | 77.1609 | 293.4823 | 3191.6219 | 3578217.6391 | 16651622.9577 | 109393.8449 | 385144.8383 | 2340719.2133 | 1378431.2964 | 7447220.9577 | 41523.3131 | 156088.7243 | 1540200.2351 | 3705420.3549 | 17269437.0529 | 113261.1499 | 399108.097 | 2476019.5213 | 1136360.6211 | 6194419.3952 | 34194.113 | 129143.2031 | 1328771.0231 | 2304374.8203 | 10781134.2762 | 70412.0267 | 248505.5144 | 1562427.3268 | 308216.1002 | 1703138.7818 | 9259.3092 | 35217.8717 | 382994.6246 | 1369.2232 | 7452.3659 | 49.5055 | 185.9047 | 1580.2029 | 1449.8345 | 8400.3999 | 51.9536 | 202.7153 | 2648.7333 | 1302.9747 | 7066.5414 | 47.1261 | 176.7123 | 1498.3697 | 1581.6352 | 9168.4734 | 56.673 | 221.1891 | 2895.5144 | 789.5851 | 4276.5715 | 28.5613 | 107.042 | 907.2628 | 7075.275 | 41008.0902 | 253.5255 | 989.4029 | 12944.4462
2051 | 6791363.8749 | 32125943.3536 | 213392.3811 | 905410.8883 | 2011793.5478 | 1251220.2094 | 7714307.0727 | 39859.0776 | 211985.304 | 486544.9059 | 5350030.2604 | 27274973.4669 | 168505.6233 | 768842.1936 | 1708992.8652 | 839081.2447 | 5620317.8348 | 26880.5667 | 154471.1303 | 354845.381 | 3827866.854 | 18728731.9387 | 120423.8973 | 527882.3237 | 1173223.9546 | -14715.824 | 623354.8856 | -216.3433 | 17381.1163 | 42005.0572 | 122.1597 | 182.5958 | 11.4128 | 2.9335 | 12.8594 | 22.5063 | 43.8462 | 2.1318 | 0.68683 | 3.11 | 96.2337 | 155.0241 | 9.0121 | 2.491 | 10.9239 | 15.093 | 31.9445 | 1.4376 | 0.50049 | 2.2682 | 68.8538 | 106.4494 | 6.4406 | 1.7103 | 7.4992 | -0.2647 | 3.543 | -0.011571 | 0.056315 | 0.2685 | 923.7157 | 9053667.3436 | 32125943.3536 | 282400.0991 | 904615.6508 | 2007138.8964 | 2102501.9952 | 7714307.0727 | 65452.2717 | 211670.8113 | 483564.0074 | 7686576.9779 | 27274973.4669 | 239758.1022 | 768020.0267 | 1704063.8944 | 1531794.0224 | 5620317.8348 | 47685.7566 | 154214.3999 | 352304.2821 | 5278092.7512 | 18728731.9387 | 164633.1657 | 527371.4096 | 1170118.6776 | 169892.7562 | 623354.8856 | 5288.8734 | 17104.0682 | 39074.4086 | 0 | 0 | 226.8521 | 795.2376 | 4654.6514 | 0 | 0 | 84.0583 | 314.4926 | 2980.8985 | 0 | 0 | 234.2404 | 822.1669 | 4928.9708 | 0 | 0 | 68.3002 | 256.7303 | 2541.0989 | 0 | 0 | 145.3381 | 510.9141 | 3105.2769 | 0 | 0 | 73.1017 | 277.0481 | 2930.6486 | 3669521.4913 | 16893847.7593 | 112291.8017 | 393642.5991 | 2304052.4551 | 1379769.7955 | 7385517.3617 | 41608.8691 | 155673.8541 | 1475544.7349 | 3790069.7675 | 17492511.9461 | 115949.0044 | 406972.6035 | 2439840.5481 | 1122313.8453 | 6061276.6998 | 33808.592 | 127081.5214 | 1257843.9521 | 2352405.658 | 10898739.4509 | 71942.383 | 252902.4916 | 1537112.0852 | 291758.299 | 1601112.0622 | 8772.2024 | 33245.7677 | 351677.8341 | 1559.1881 | 8469.1172 | 56.3851 | 211.5577 | 1793.5703 | 1620.5263 | 9387.465 | 58.0718 | 226.5615 | 2957.9917 | 1486.7719 | 8045.243 | 53.7855 | 201.4931 | 1703.7684 | 1763.6845 | 10222.4271 | 63.1973 | 246.6345 | 3226.9836 | 902.0859 | 4874.9891 | 32.6378 | 122.2055 | 1032.9899 | 7809.3767 | 45256.5598 | 279.8355 | 1091.9939 | 14278.9555
2052 | 6724177.6141 | 31916430.7811 | 211398.4686 | 904690.1894 | 1997143.5717 | 1238611.8331 | 7612918.5448 | 39488.5314 | 211018.7187 | 479540.1827 | 5206471.3365 | 26810800.6227 | 164110.2891 | 760123.0668 | 1678665.3557 | 835543.6594 | 5537231.1804 | 26774.3833 | 153508.4408 | 349119.4424 | 3770959.5472 | 18530468.1355 | 118704.9851 | 525304.7293 | 1159918.7484 | -7812.5701 | 612242.3899 | -17.8702 | 17206.6539 | 41018.2839 | 119.6904 | 179.6895 | 11.0857 | 2.696 | 12.9894 | 22.0473 | 42.8607 | 2.0708 | 0.62884 | 3.1189 | 92.6752 | 150.9448 | 8.6059 | 2.2652 | 10.918 | 14.8727 | 31.1746 | 1.404 | 0.45746 | 2.2707 | 67.1231 | 104.3265 | 6.2249 | 1.5654 | 7.5441 | -0.13906 | 3.4469 | -0.00093711 | 0.051276 | 0.26678 | 902.8752 | 9061107.1795 | 31916430.7811 | 282751.6283 | 903876.4603 | 1992565.9397 | 2098258.7086 | 7612918.5448 | 65363.6349 | 210704.295 | 476686.7619 | 7611613.5816 | 26810800.6227 | 237520.216 | 759284.5118 | 1673817.7431 | 1526161.5473 | 5537231.1804 | 47542.0241 | 153255.0736 | 346716.5431 | 5260818.7617 | 18530468.1355 | 164163.721 | 524784.681 | 1156870.5758 | 168745.1296 | 612242.3899 | 5256.6421 | 16945.1572 | 38335.8682 | 0 | 0 | 233.1269 | 813.729 | 4577.632 | 0 | 0 | 84.4558 | 314.4237 | 2853.4208 | 0 | 0 | 239.8563 | 838.555 | 4847.6126 | 0 | 0 | 67.7481 | 253.3672 | 2402.8992 | 0 | 0 | 148.5313 | 520.0483 | 3048.1726 | 0 | 0 | 69.2673 | 261.4967 | 2682.4157 | 3767473.7822 | 17159269.8125 | 115397.8232 | 402795.8747 | 2265927.835 | 1384723.3893 | 7339562.3784 | 41805.6144 | 155639.7461 | 1412443.3187 | 3877572.8834 | 17721268.264 | 118728.8651 | 415084.7226 | 2399568.2574 | 1111941.2914 | 5945424.1476 | 33535.2856 | 125416.7433 | 1189435.1104 | 2401972.8524 | 11018221.5096 | 73522.9834 | 257423.9039 | 1508845.4518 | 276205.463 | 1504356.4612 | 8312.0804 | 31379.6047 | 321889.8825 | 1767.4522 | 9580.53 | 63.9295 | 239.6548 | 2026.1704 | 1803.8293 | 10446.9281 | 64.6425 | 252.1642 | 3289.4087 | 1688.8023 | 9117.6859 | 61.1077 | 228.7047 | 1928.2412 | 1958.5279 | 11350.0684 | 70.1804 | 273.8643 | 3581.25 | 1025.8808 | 5531.4792 | 37.1249 | 138.8748 | 1170.5675 | 8565.0203 | 49627.8912 | 306.919 | 1197.5769 | 15650.2367
2053 | 6642791.0285 | 31678672.3251 | 208960.5037 | 903119.2617 | 1980744.4079 | 1225802.66 | 7521250.6321 | 39111.8571 | 210286.6274 | 473158.54 | 5049465.0406 | 26316500.6029 | 159290.7882 | 750413.5105 | 1646490.8822 | 832493.222 | 5465771.4986 | 26684.0863 | 152839.3045 | 344135.9278 | 3704259.4209 | 18306841.5671 | 116678.0875 | 521952.9142 | 1145042.1568 | 1516.6561 | 611824.7208 | 256.9331 | 17327.2533 | 40715.6697 | 116.9962 | 176.6482 | 10.74 | 2.4565 | 13.1046 | 21.5894 | 41.9404 | 2.0103 | 0.57198 | 3.1304 | 88.9337 | 146.7474 | 8.1871 | 2.0411 | 10.8932 | 14.6623 | 30.4785 | 1.3715 | 0.41572 | 2.2768 | 65.2413 | 102.0835 | 5.997 | 1.4197 | 7.5756 | 0.026712 | 3.4117 | 0.013206 | 0.04713 | 0.26937 | 881.2805 | 9059859.9557 | 31678672.3251 | 282830.8865 | 902285.4932 | 1976244.4751 | 2096238.9972 | 7521250.6321 | 65343.4285 | 209971.4552 | 470428.3416 | 7526319.5231 | 26316500.6029 | 234956.7911 | 749557.825 | 1641730.3852 | 1523358.8037 | 5465771.4986 | 47485.7529 | 152588.4526 | 341865.1961 | 5235617.8039 | 18306841.5671 | 163445.6197 | 521423.2908 | 1142055.2645 | 170520.9548 | 611824.7208 | 5315.4358 | 17080.3678 | 38267.5306 | 0 | 0 | 239.8826 | 833.7685 | 4499.9329 | 0 | 0 | 85.0896 | 315.1722 | 2730.1984 | 0 | 0 | 245.7233 | 855.6855 | 4760.497 | 0 | 0 | 67.434 | 250.8519 | 2270.7318 | 0 | 0 | 151.8777 | 529.6234 | 2986.8923 | 0 | 0 | 65.6712 | 246.8855 | 2448.1391 | 3873065.4668 | 17452996.2587 | 118741.8801 | 412715.3948 | 2227466.7657 | 1393489.1619 | 7310549.4939 | 42119.3664 | 156010.2273 | 1351448.1845 | 3968998.9479 | 17961272.0062 | 121633.0377 | 423564.3439 | 2356445.9946 | 1105433.8444 | 5847998.336 | 33379.8492 | 124171.6821 | 1124012.2398 | 2453921.9984 | 11143859.6422 | 75179.4538 | 262163.5972 | 1478511.691 | 261612.5825 | 1413245.777 | 7880.5476 | 29626.2634 | 293776.6873 | 1994.9375 | 10790.8275 | 72.1726 | 270.3146 | 2278.7107 | 1999.9558 | 11579.877 | 71.6733 | 279.5516 | 3643.1925 | 1910.042 | 10288.359 | 69.1285 | 258.4729 | 2172.5595 | 2166.2865 | 12551.9964 | 77.6267 | 302.8943 | 3958.406 | 1161.5815 | 6248.8709 | 42.045 | 157.1288 | 1320.4889 | 9336.1929 | 54086.9023 | 334.5609 | 1305.3077 | 17046.8671
2054 | 6544620.3808 | 31406327.4843 | 205998.0282 | 900502.5614 | 1962206.9052 | 1213369.1439 | 7441411.2622 | 38747.3627 | 209855.1112 | 467530.6818 | 4878126.2158 | 25791873.2416 | 154019.772 | 739692.4724 | 1612463.8536 | 830484.4273 | 5407937.3677 | 26627.3352 | 152528.1583 | 340018.165 | 3626619.3781 | 18056214.7553 | 114307.5742 | 517767.4309 | 1128497.5079 | 13353.9742 | 622125.5472 | 610.892 | 17751.314 | 41097.3217 | 114.04 | 173.4414 | 10.373 | 2.2152 | 13.2017 | 21.143 | 41.0952 | 1.9511 | 0.51624 | 3.1455 | 85.0013 | 142.4356 | 7.7557 | 1.8196 | 10.8487 | 14.4712 | 29.8653 | 1.3408 | 0.37522 | 2.2876 | 63.1938 | 99.7154 | 5.756 | 1.2737 | 7.5925 | 0.23269 | 3.4357 | 0.030761 | 0.043668 | 0.2765 | 858.8745 | 9047917.4367 | 31406327.4843 | 282574.8353 | 899647.0288 | 1957783.3041 | 2097123.2313 | 7441411.2622 | 65413.0294 | 209538.3478 | 464918.5185 | 7430437.059 | 25791873.2416 | 232059.4262 | 738818.7027 | 1607793.8065 | 1524053.7967 | 5407937.3677 | 47537.9674 | 152278.9456 | 337872.7691 | 5201854.3208 | 18056214.7553 | 162458.7247 | 517227.618 | 1125574.3226 | 175326.1434 | 622125.5472 | 5468.7364 | 17518.0694 | 38868.6605 | 0 | 0 | 247.1667 | 855.5326 | 4423.6011 | 0 | 0 | 85.9655 | 316.7635 | 2612.1634 | 0 | 0 | 251.898 | 873.7697 | 4670.0471 | 0 | 0 | 67.3647 | 249.2126 | 2145.396 | 0 | 0 | 155.4246 | 539.8128 | 2923.1853 | 0 | 0 | 62.3198 | 233.2446 | 2228.6612 | 3987075.4812 | 17779067.0339 | 122347.4962 | 423488.6404 | 2189682.5658 | 1406164.0093 | 7299144.8028 | 42552.9141 | 156797.9112 | 1293020.865 | 4065276.1999 | 18217388.1017 | 124689.5309 | 432516.0098 | 2311673.3107 | 1102902.8445 | 5769717.4034 | 33345.5334 | 123360.2493 | 1061971.004 | 2509024.7885 | 11279559.7514 | 76935.1699 | 267207.348 | 1446976.7416 | 248006.6558 | 1327990.5437 | 7478.3732 | 27989.3519 | 267439.345 | 2242.5361 | 12103.9898 | 81.1474 | 303.6509 | 2551.8185 | 2209.0384 | 12786.9185 | 79.1692 | 308.7406 | 4019.3818 | 2151.4387 | 11561.5222 | 77.8829 | 290.9188 | 2437.4192 | 2386.9873 | 13828.249 | 85.5374 | 333.7271 | 4358.3533 | 1309.7816 | 7029.8517 | 47.4199 | 177.0437 | 1483.2006 | 10116.3231 | 58595.152 | 362.5259 | 1414.2638 | 18456.3762
2055 | 6425519.0634 | 31087371.7588 | 202381.5307 | 896476.4774 | 1940788.8092 | 1200225.7363 | 7369351.8879 | 38361.462 | 209617.5037 | 462402.2866 | 4690796.193 | 25233708.4256 | 148245.6331 | 727851.8903 | 1576391.0942 | 829250.513 | 5362567.4214 | 26596.1467 | 152551.7114 | 336691.522 | 3536082.0505 | 17774016.273 | 111532.4241 | 512603.1098 | 1110005.6151 | 27774.1625 | 643080.6838 | 1046.5785 | 18484.8304 | 42157.4746 | 110.7599 | 170.0091 | 9.9799 | 1.9722 | 13.275 | 20.6889 | 40.3011 | 1.8917 | 0.46116 | 3.1628 | 80.8576 | 137.9968 | 7.3104 | 1.6013 | 10.7825 | 14.2942 | 29.3265 | 1.3115 | 0.33561 | 2.303 | 60.9532 | 97.2017 | 5.4999 | 1.1277 | 7.5924 | 0.47876 | 3.5168 | 0.051609 | 0.040667 | 0.28836 | 835.3725 | 9021566.9636 | 31087371.7588 | 281867.0883 | 895597.3328 | 1936438.3966 | 2099864.9264 | 7369351.8879 | 65539.9658 | 209298.3045 | 459902.2429 | 7322831.6651 | 25233708.4256 | 228792.3204 | 726958.9124 | 1571812.576 | 1528040.3779 | 5362567.4214 | 47692.4553 | 152303.2535 | 334664.0007 | 5158026.1999 | 17774016.273 | 161155.7984 | 512052.3437 | 1107146.9097 | 183243.0576 | 643080.6838 | 5719.2935 | 18264.2516 | 40133.0067 | 0 | 0 | 255.0117 | 879.1445 | 4350.4126 | 0 | 0 | 87.0826 | 319.1993 | 2500.0437 | 0 | 0 | 258.4256 | 892.9779 | 4578.5183 | 0 | 0 | 67.5414 | 248.4579 | 2027.5213 | 0 | 0 | 159.2126 | 550.7661 | 2858.7054 | 0 | 0 | 59.213 | 220.5788 | 2024.4679 | 4110040.0253 | 18140314.0684 | 126230.8087 | 435176.5372 | 2153454.2143 | 1422739.8699 | 7305458.9429 | 43105.8761 | 158003.6318 | 1237521.6082 | 4167147.2392 | 18493570.329 | 127920.6952 | 442024.074 | 2266366.5351 | 1104373.2899 | 5710842.4615 | 33432.9813 | 122986.6647 | 1003623.0626 | 2567945.4218 | 11428695.3493 | 78810.2332 | 272629.2147 | 1415059.1677 | 235388.9587 | 1248649.8371 | 7105.5604 | 26469.4579 | 242936.1425 | 2511.1038 | 13523.7172 | 90.8853 | 339.7719 | 2846.0316 | 2431.1243 | 14068.1407 | 87.132 | 339.7358 | 4417.8328 | 2413.9048 | 12941.1656 | 87.4045 | 326.1581 | 2723.4296 | 2620.5556 | 15178.2596 | 93.9098 | 366.351 | 4780.789 | 1471.0526 | 7876.9419 | 53.2707 | 198.6921 | 1659.0964 | 10898.3999 | 63111.6298 | 390.5631 | 1523.4609 | 19865.4665
2056 | 6278752.7963 | 30700739.2591 | 197900.2979 | 890407.3399 | 1915187.1046 | 1186033.4075 | 7303554.8688 | 37943.7223 | 209535.7581 | 457677.6954 | 4484583.1344 | 24634233.6271 | 141878.0617 | 714649.2289 | 1537795.8577 | 828552.745 | 5328448.275 | 26583.3273 | 152884.1448 | 334078.2317 | 3429327.2384 | 17450889.2387 | 108248.8835 | 506172.9876 | 1088990.1793 | 44856.6121 | 674589.7938 | 1566.6843 | 19532.77 | 43887.7718 | 107.0527 | 166.2445 | 9.5526 | 1.7274 | 13.3144 | 20.2219 | 39.5487 | 1.8315 | 0.4065 | 3.1818 | 76.4621 | 133.3944 | 6.8485 | 1.3864 | 10.6908 | 14.1268 | 28.8535 | 1.2832 | 0.2966 | 2.3225 | 58.47 | 94.4966 | 5.2252 | 0.98198 | 7.5707 | 0.76481 | 3.6529 | 0.075624 | 0.037894 | 0.30511 | 810.3276 | 8974349.3237 | 30700739.2591 | 280505.2321 | 889502.6706 | 1910905.2705 | 2104097.0639 | 7303554.8688 | 65712.8986 | 209213.3007 | 455283.3435 | 7201006.3349 | 24634233.6271 | 225077.0369 | 713735.7969 | 1533307.9271 | 1535084.2941 | 5328448.275 | 47942.1032 | 152635.5688 | 332160.6792 | 5101192.3432 | 17450889.2387 | 159444.5559 | 505610.3845 | 1086195.2196 | 194344.0461 | 674589.7938 | 6069.5444 | 19323.8991 | 42052.0558 | 0 | 0 | 263.4342 | 904.6693 | 4281.834 | 0 | 0 | 88.4337 | 322.4573 | 2394.3519 | 0 | 0 | 265.3377 | 913.4321 | 4487.9306 | 0 | 0 | 67.9599 | 248.576 | 1917.5525 | 0 | 0 | 163.274 | 562.603 | 2794.9596 | 0 | 0 | 56.3453 | 208.8709 | 1835.716 | 4242232.4467 | 18538275.0642 | 130399.9511 | 447811.3244 | 2119507.8401 | 1443103.3683 | 7329044.0048 | 43774.6918 | 159616.3864 | 1185204.2018 | 4275133.5011 | 18792697.8387 | 131342.1373 | 452148.8677 | 2221525.6588 | 1109781.2994 | 5671161.443 | 33640.1535 | 123045.1431 | 949188.47 | 2631212.4929 | 11593976.7937 | 80820.6129 | 278488.4984 | 1383505.0233 | 223738.1748 | 1175148.0536 | 6761.4403 | 25064.503 | 220285.9258 | 2801.4548 | 15053.3934 | 101.4165 | 378.7792 | 3161.7878 | 2666.1693 | 15423.0797 | 95.5602 | 372.5292 | 4838.2073 | 2698.3107 | 14430.97 | 97.7255 | 364.3003 | 3031.1038 | 2866.8094 | 16600.8211 | 102.7375 | 400.739 | 5225.1928 | 1645.9398 | 8792.4706 | 59.6176 | 222.1427 | 1848.5102 | 11675.1072 | 67593.5383 | 418.4108 | 1631.8722 | 21260.265
2057 | 6092805.875 | 30209165.6883 | 192193.6462 | 881175.3381 | 1883095.0266 | 1169259.8414 | 7238256.7973 | 37446.3151 | 209447.7153 | 452997.0784 | 4254454.9535 | 23978130.9625 | 134759.5834 | 699616.7712 | 1495733.3381 | 826833.0798 | 5299681.1628 | 26540.365 | 153363.168 | 331808.9032 | 3300514.6474 | 17068880.047 | 104274.1795 | 497933.2701 | 1064341.8476 | 64708.446 | 716604.8073 | 2174.7453 | 20901.5879 | 46282.8207 | 102.7399 | 161.9589 | 9.0768 | 1.4804 | 13.3022 | 19.7166 | 38.8061 | 1.7685 | 0.35187 | 3.2 | 71.7407 | 128.5528 | 6.3644 | 1.1754 | 10.5659 | 13.9425 | 28.4129 | 1.2534 | 0.25765 | 2.3439 | 55.6549 | 91.5105 | 4.9246 | 0.83653 | 7.5185 | 1.0911 | 3.8419 | 0.10271 | 0.035115 | 0.32694 | 782.8537 | 8894854.3055 | 30209165.6883 | 278131.7295 | 880243.2257 | 1878876.024 | 2108197.6427 | 7238256.7973 | 65881.2389 | 209121.2213 | 450701.6887 | 7060174.5056 | 23978130.9625 | 220763.43 | 698681.5711 | 1491333.3202 | 1543572.665 | 5299681.1628 | 48236.6916 | 153113.6333 | 329993.1622 | 5025799.2142 | 17068880.047 | 157150.8851 | 497357.8611 | 1061608.5796 | 208716.63 | 716604.8073 | 6522.4009 | 20703.5032 | 44620.5496 | 0 | 0 | 272.4339 | 932.1124 | 4219.0025 | 0 | 0 | 90.006 | 326.494 | 2295.3897 | 0 | 0 | 272.6504 | 935.2001 | 4400.0179 | 0 | 0 | 68.6106 | 249.5346 | 1815.7409 | 0 | 0 | 167.6313 | 575.409 | 2733.268 | 0 | 0 | 53.7065 | 198.0847 | 1662.271 | 4383654.2244 | 18973163.2788 | 134854.772 | 461395.6463 | 2088406.2466 | 1467047.2989 | 7368942.5439 | 44552.9752 | 161614.5318 | 1136217.9143 | 4389510.4546 | 19116465.2898 | 134961.9606 | 462924.0444 | 2178008.8422 | 1118971.7432 | 5649980.6159 | 33962.2555 | 123519.6502 | 898791.757 | 2699197.6315 | 11777354.5587 | 82977.4921 | 284827.446 | 1352967.6787 | 213014.1555 | 1107295.3773 | 6444.7851 | 23770.1693 | 199472.5215 | 3114.3555 | 16696.0509 | 112.7695 | 420.7674 | 3499.4158 | 2914.0338 | 16850.6921 | 104.4492 | 407.0987 | 5279.9638 | 3005.4783 | 16034.2699 | 108.8762 | 405.4473 | 3360.848 | 3125.4547 | 18094.0578 | 112.0102 | 436.8482 | 5690.8177 | 1834.9583 | 9778.5525 | 66.4796 | 247.4596 | 2051.7104 | 12438.97 | 71997.1454 | 445.8013 | 1738.4481 | 22626.5959
2058 | 5845725.9723 | 29540695.8805 | 184573.723 | 866619.0628 | 1840056.6826 | 1147007.3033 | 7163067.6391 | 36778.5185 | 209050.7359 | 447714.264 | 3991086.7168 | 23235508.6335 | 126598.0764 | 681849.3501 | 1448355.6355 | 823383.4558 | 5273325.7231 | 26445.1337 | 153906.9418 | 329699.6065 | 3138356.8013 | 16591840.9081 | 99254.7905 | 486794.9039 | 1033823.786 | 87515.4065 | 769308.1076 | 2876.7369 | 22604.4873 | 49351.2988 | 97.4775 | 156.7872 | 8.5245 | 1.2306 | 13.2042 | 19.1263 | 38.018 | 1.6986 | 0.29685 | 3.2128 | 66.5514 | 123.3225 | 5.8469 | 0.96823 | 10.3934 | 13.7299 | 27.9882 | 1.2214 | 0.21855 | 2.3659 | 52.3321 | 88.0612 | 4.5841 | 0.69125 | 7.4187 | 1.4593 | 4.0831 | 0.13286 | 0.032098 | 0.35414 | 751.3319 | 8761061.6284 | 29540695.8805 | 274056.598 | 865657.6429 | 1835893.9628 | 2109109.6552 | 7163067.6391 | 65949.4013 | 208719.4936 | 445511.0143 | 6891094.3712 | 23235508.6335 | 215561.7618 | 680891.0567 | 1444039.443 | 1552689.8193 | 5273325.7231 | 48550.8014 | 153655.6584 | 327977.4546 | 4920741.9254 | 16591840.9081 | 153926.7555 | 486205.672 | 1031149.0521 | 226516.7997 | 769308.1076 | 7082.9164 | 22416.3175 | 47847.5498 | 0 | 0 | 281.9937 | 961.4199 | 4162.7198 | 0 | 0 | 91.7802 | 331.2423 | 2203.2498 | 0 | 0 | 280.3644 | 958.2933 | 4316.1926 | 0 | 0 | 69.4791 | 251.2833 | 1722.1519 | 0 | 0 | 172.2967 | 589.2319 | 2674.7339 | 0 | 0 | 51.2828 | 188.1698 | 1503.749 | 4534036.8832 | 19443891.5533 | 139586.8869 | 475902.8423 | 2060546.2887 | 1494261.0882 | 7423667.0209 | 45431.2103 | 163964.9202 | 1090608.6286 | 4510294.4152 | 19465330.0948 | 138780.3593 | 474355.1943 | 2136515.321 | 1131711.0986 | 5646179.1747 | 34392.1337 | 124385.2427 | 852465.1946 | 2772101.6816 | 11979959.888 | 85286.844 | 291669.7814 | 1323993.2882 | 203162.0735 | 1044810.5813 | 6153.9334 | 22580.3734 | 180449.8839 | 3450.5192 | 18454.3371 | 124.971 | 465.8228 | 3859.1258 | 3174.479 | 18349.3344 | 113.7905 | 443.4085 | 5742.3495 | 3336.1753 | 17754.0172 | 120.8855 | 449.693 | 3712.9528 | 3396.0819 | 19655.4043 | 121.7133 | 474.6195 | 6176.6828 | 2038.5893 | 10837.0664 | 73.8747 | 274.7021 | 2268.8938 | 13182.5074 | 76278.6751 | 472.467 | 1842.1384 | 23950.2681
2059 | 5485258.0192 | 28523443.236 | 173403.1997 | 841583.762 | 1775423.9749 | 1114296.3737 | 7060871.1196 | 35784.1899 | 207834.1663 | 440768.0069 | 3674054.9601 | 22339625.6775 | 116753.5292 | 659335.6707 | 1391531.9556 | 814379.4782 | 5235915.043 | 26177.8803 | 154121.3882 | 326913.108 | 2916049.5803 | 15932354.8958 | 92351.0007 | 470133.6007 | 992022.0844 | 113687.225 | 833597.2683 | 3685.6325 | 24675.9556 | 53146.032 | 90.4382 | 149.855 | 7.8279 | 0.97624 | 12.9393 | 18.372 | 37.0961 | 1.6154 | 0.24109 | 3.2123 | 60.576 | 117.3668 | 5.2705 | 0.76483 | 10.1415 | 13.4271 | 27.5082 | 1.1817 | 0.17878 | 2.3825 | 48.0784 | 83.7046 | 4.169 | 0.54535 | 7.2299 | 1.8744 | 4.3795 | 0.16638 | 0.028624 | 0.38733 | 711.9348 | 8520477.5251 | 28523443.236 | 266635.1801 | 840591.2805 | 1771310.5133 | 2101640.9282 | 7060871.1196 | 65754.7706 | 207497.5484 | 438650.1642 | 6673257.395 | 22339625.6775 | 208829.28 | 658353.0045 | 1387294.4265 | 1558449.8236 | 5235915.043 | 48759.7616 | 153867.6342 | 325276.4361 | 4759287.6739 | 15932354.8958 | 148934.5547 | 469529.5197 | 989401.8578 | 248116.9968 | 833597.2683 | 7762.9228 | 24496.8909 | 51786.4683 | 0 | 0 | 292.0809 | 992.4815 | 4113.4616 | 0 | 0 | 93.7325 | 336.6179 | 2117.8427 | 0 | 0 | 288.4638 | 982.6661 | 4237.5291 | 0 | 0 | 70.546 | 253.754 | 1636.6719 | 0 | 0 | 177.2712 | 604.081 | 2620.2266 | 0 | 0 | 49.0577 | 179.0647 | 1359.5637 | 4692854.0119 | 19948145.7863 | 144580.0378 | 491278.3418 | 2036163.4764 | 1524358.7219 | 7491324.2578 | 46397.6089 | 166625.8604 | 1048332.1237 | 4637241.092 | 19838516.6094 | 142789.5699 | 486419.7395 | 2097576.9039 | 1147687.9407 | 5658224.5844 | 34920.2837 | 125608.2094 | 810152.6133 | 2849948.6708 | 12202083.646 | 87749.2448 | 299020.0888 | 1297012.1777 | 194116.7332 | 987344.8263 | 5886.9191 | 21487.7589 | 163147.6414 | 3810.6006 | 20330.4824 | 138.0454 | 514.0232 | 4241.0013 | 3447.1652 | 19916.7491 | 123.5721 | 481.408 | 6224.3962 | 3691.1089 | 19592.7476 | 133.7796 | 497.1225 | 4087.5841 | 3678.1644 | 21281.5952 | 131.8282 | 513.9771 | 6681.5693 | 2257.2768 | 11969.6342 | 81.8193 | 303.9236 | 2500.1807 | 13898.3875 | 80395.21 | 498.1454 | 1941.9136 | 25217.3647
2060 | 4747583.7879 | 26286756.248 | 150419.0034 | 780089.7144 | 1635221.8205 | 1048486.3404 | 6856430.244 | 33753.8609 | 203547.5845 | 427495.3369 | 3225159.3363 | 21033077.6511 | 102776.0812 | 624368.7285 | 1309312.9959 | 784868.4026 | 5137418.1766 | 25270.1247 | 152515.3051 | 320347.0051 | 2504706.2503 | 14665852.0147 | 79525.97 | 435274.0063 | 912618.4039 | 144675.4191 | 913773.5467 | 4647.0282 | 27252.3466 | 57930.6096 | 77.3856 | 136.6911 | 6.6335 | 0.70208 | 12.1006 | 17.0903 | 35.6534 | 1.4885 | 0.18319 | 3.1635 | 52.5701 | 109.372 | 4.5324 | 0.56193 | 9.6889 | 12.7934 | 26.7146 | 1.1144 | 0.13726 | 2.3706 | 40.8267 | 76.2624 | 3.5071 | 0.39175 | 6.7534 | 2.3582 | 4.7516 | 0.20493 | 0.024527 | 0.42869 | 646.4568 | 7908882.9146 | 26286756.248 | 247592.1303 | 779064.5791 | 1631150.4209 | 2062890.6625 | 6856430.244 | 64579.9792 | 203205.0623 | 425456.4151 | 6328211.3208 | 21033077.6511 | 198108.2966 | 623360.5102 | 1305148.2328 | 1545692.3805 | 5137418.1766 | 48388.7893 | 152258.4412 | 318787.976 | 4412507.3985 | 14665852.0147 | 138136.083 | 434654.079 | 910048.028 | 274926.5799 | 913773.5467 | 8606.7348 | 27081.6451 | 56701.6368 | 0 | 0 | 302.6479 | 1025.1354 | 4071.3996 | 0 | 0 | 95.8353 | 342.5222 | 2038.9217 | 0 | 0 | 296.9175 | 1008.2182 | 4164.763 | 0 | 0 | 71.7885 | 256.864 | 1559.0291 | 0 | 0 | 182.5453 | 619.9273 | 2570.3758 | 0 | 0 | 47.0133 | 170.7015 | 1228.9728 | 4859341.9268 | 20482500.2864 | 149810.7153 | 507441.9995 | 2015342.7926 | 1556890.3831 | 7569684.4659 | 47438.4577 | 169548.4719 | 1009266.2645 | 4769855.2094 | 20234073.533 | 146974.1601 | 499068.032 | 2061557.7069 | 1166527.3692 | 5684244.7184 | 35535.2884 | 127147.6554 | 771719.3886 | 2932587.2654 | 12443191.6245 | 90359.9148 | 306864.0136 | 1272336.0343 | 185806.8229 | 934505.2227 | 5641.5995 | 20484.1837 | 147476.7381 | 4195.1912 | 22326.2699 | 152.0152 | 565.4366 | 4644.9911 | 3731.6509 | 21550.0586 | 133.7786 | 521.0325 | 6724.9174 | 4070.9206 | 21552.549 | 147.5827 | 547.8108 | 4484.7756 | 3971.0584 | 22968.6629 | 142.3318 | 554.8286 | 7204.0197 | 2491.4242 | 13177.6024 | 90.3288 | 335.1717 | 2745.6093 | 14579.5782 | 84305.5732 | 522.5849 | 2036.7862 | 26414.5286

## Material intensity
| Material intensity for steel-structure |  |  |  |  | Material intensity for concrete |  |  |  |  | Material intensity for brick-concrete |  |  |  |  | New Buildings | Material intensity (kg/m2) for northern area | [9 empty] | Material intensity (kg/m2) for transition area | [9 empty] | Material intensity (kg/m2) for southern area | [9 empty] | Demolition building without reinforcement | Material intensity (kg/m2) for northern area | [9 empty] | Material intensity (kg/m2) for transition area | [9 empty] | Material intensity (kg/m2) for southern area | [9 empty] | Demolition buildings with reinforcement | Material intensity (kg/m2) for northern area | [9 empty] | Material intensity (kg/m2) for transition area | [9 empty] | Material intensity (kg/m2) for southern area | [9 empty] | Reinforcing building | Material intensity (kg/m2) for northern area | [9 empty] | Material intensity (kg/m2) for transition area | [9 empty] | Material intensity (kg/m2) for southern area | [9 empty] | Added material for Reinforcing building | Material intensity (kg/m2) for northern area | [9 empty] | Material intensity (kg/m2) for transition area | [9 empty] | Material intensity (kg/m2) for southern area
| kg/m2 |  |  |  |  | kg/m2 |  |  |  |  | kg/m2 | [5 empty] | Urban |  |  |  |  | Rural |  |  |  |  | Urban |  |  |  |  | Rural |  |  |  |  | Urban |  |  |  |  | Rural | [5 empty] | Urban |  |  |  |  | Rural |  |  |  |  | Urban |  |  |  |  | Rural |  |  |  |  | Urban |  |  |  |  | Rural | [5 empty] | Urban |  |  |  |  | Rural |  |  |  |  | Urban |  |  |  |  | Rural |  |  |  |  | Urban |  |  |  |  | Rural | [5 empty] | Urban |  |  |  |  | Rural |  |  |  |  | Urban |  |  |  |  | Rural |  |  |  |  | Urban |  |  |  |  | Rural | [5 empty] | Urban |  |  |  |  | Rural |  |  |  |  | Urban |  |  |  |  | Rural |  |  |  |  | Urban |  |  |  |  | Rural
| Steel | Cement | Aluminium | Glass | Brick | Steel | Cement | Aluminium | Glass | Brick | Steel | Cement | Aluminium | Glass | Brick |  | Steel | Cement | Aluminium | Glass | Brick | Steel | Cement | Aluminium | Glass | Brick | Steel | Cement | Aluminium | Glass | Brick | Steel | Cement | Aluminium | Glass | Brick | Steel | Cement | Aluminium | Glass | Brick | Steel | Cement | Aluminium | Glass | Brick |  | Steel | Cement | Aluminium | Glass | Brick | Steel | Cement | Aluminium | Glass | Brick | Steel | Cement | Aluminium | Glass | Brick | Steel | Cement | Aluminium | Glass | Brick | Steel | Cement | Aluminium | Glass | Brick | Steel | Cement | Aluminium | Glass | Brick |  | Steel | Cement | Aluminium | Glass | Brick | Steel | Cement | Aluminium | Glass | Brick | Steel | Cement | Aluminium | Glass | Brick | Steel | Cement | Aluminium | Glass | Brick | Steel | Cement | Aluminium | Glass | Brick | Steel | Cement | Aluminium | Glass | Brick |  | Steel | Cement | Aluminium | Glass | Brick | Steel | Cement | Aluminium | Glass | Brick | Steel | Cement | Aluminium | Glass | Brick | Steel | Cement | Aluminium | Glass | Brick | Steel | Cement | Aluminium | Glass | Brick | Steel | Cement | Aluminium | Glass | Brick |  | Steel | Cement | Aluminium | Glass | Brick | Steel | Cement | Aluminium | Glass | Brick | Steel | Cement | Aluminium | Glass | Brick | Steel | Cement | Aluminium | Glass | Brick | Steel | Cement | Aluminium | Glass | Brick | Steel | Cement | Aluminium | Glass | Brick
before1949 | 262 | 85 | 8.6 | 20.87 | 0 | 62.52 | 346.47 | 1.887 | 7.03 | 22.43 | 20.8 | 169.31 | 0.56 | 3.2 | 251.59 |  | 56.262 | 319.896 | 1.688 | 6.4555 | 56.804 | 52.09 | 302.18 | 1.5553 | 6.0725 | 79.72 | 56.262 | 319.896 | 1.688 | 6.4555 | 56.804 | 52.09 | 302.18 | 1.5553 | 6.0725 | 79.72 | 56.262 | 319.896 | 1.688 | 6.4555 | 56.804 | 52.09 | 302.18 | 1.5553 | 6.0725 | 79.72 | [63 empty] | 0 | 0 | 0 | 0 | 0 | 0 | 0 | 0 | 0 | 0 | 0 | 0 | 0 | 0 | 0 | 0 | 0 | 0 | 0 | 0 | 0 | 0 | 0 | 0 | 0 | 0 | 0 | 0 | 0 | 0 |  | 0 | 0 | 0 | 0 | 0 | 0 | 0 | 0 | 0 | 0 | 0 | 0 | 0 | 0 | 0 | 0 | 0 | 0 | 0 | 0 | 0 | 0 | 0 | 0 | 0 | 0 | 0 | 0 | 0 | 0
1950-1959 | 262 | 85 | 8.6 | 20.87 | 0 | 62.52 | 346.47 | 1.887 | 7.03 | 22.43 | 20.8 | 169.31 | 0.56 | 3.2 | 251.59 |  | 56.262 | 319.896 | 1.688 | 6.4555 | 56.804 | 52.09 | 302.18 | 1.5553 | 6.0725 | 79.72 | 56.262 | 319.896 | 1.688 | 6.4555 | 56.804 | 52.09 | 302.18 | 1.5553 | 6.0725 | 79.72 | 56.262 | 319.896 | 1.688 | 6.4555 | 56.804 | 52.09 | 302.18 | 1.5553 | 6.0725 | 79.72 | [63 empty] | 0 | 0 | 0 | 0 | 0 | 0 | 0 | 0 | 0 | 0 | 0 | 0 | 0 | 0 | 0 | 0 | 0 | 0 | 0 | 0 | 0 | 0 | 0 | 0 | 0 | 0 | 0 | 0 | 0 | 0 |  | 0 | 0 | 0 | 0 | 0 | 0 | 0 | 0 | 0 | 0 | 0 | 0 | 0 | 0 | 0 | 0 | 0 | 0 | 0 | 0 | 0 | 0 | 0 | 0 | 0 | 0 | 0 | 0 | 0 | 0
1960-1969 | 262 | 85 | 8.6 | 20.87 | 0 | 62.52 | 346.47 | 1.887 | 7.03 | 22.43 | 20.8 | 169.31 | 0.56 | 3.2 | 251.59 |  | 56.262 | 319.896 | 1.688 | 6.4555 | 56.804 | 52.09 | 302.18 | 1.5553 | 6.0725 | 79.72 | 56.262 | 319.896 | 1.688 | 6.4555 | 56.804 | 52.09 | 302.18 | 1.5553 | 6.0725 | 79.72 | 56.262 | 319.896 | 1.688 | 6.4555 | 56.804 | 52.09 | 302.18 | 1.5553 | 6.0725 | 79.72 | [63 empty] | 0 | 0 | 0 | 0 | 0 | 0 | 0 | 0 | 0 | 0 | 0 | 0 | 0 | 0 | 0 | 0 | 0 | 0 | 0 | 0 | 0 | 0 | 0 | 0 | 0 | 0 | 0 | 0 | 0 | 0 |  | 0 | 0 | 0 | 0 | 0 | 0 | 0 | 0 | 0 | 0 | 0 | 0 | 0 | 0 | 0 | 0 | 0 | 0 | 0 | 0 | 0 | 0 | 0 | 0 | 0 | 0 | 0 | 0 | 0 | 0
1970-1979 | 262 | 85 | 8.6 | 20.87 | 0 | 62.52 | 346.47 | 1.887 | 7.03 | 22.43 | 20.8 | 169.31 | 0.56 | 3.2 | 251.59 |  | 56.262 | 319.896 | 1.688 | 6.4555 | 56.804 | 52.09 | 302.18 | 1.5553 | 6.0725 | 79.72 | 56.262 | 319.896 | 1.688 | 6.4555 | 56.804 | 52.09 | 302.18 | 1.5553 | 6.0725 | 79.72 | 56.262 | 319.896 | 1.688 | 6.4555 | 56.804 | 52.09 | 302.18 | 1.5553 | 6.0725 | 79.72 | [63 empty] | 0 | 0 | 0 | 0 | 0 | 0 | 0 | 0 | 0 | 0 | 0 | 0 | 0 | 0 | 0 | 0 | 0 | 0 | 0 | 0 | 0 | 0 | 0 | 0 | 0 | 0 | 0 | 0 | 0 | 0 |  | 0 | 0 | 0 | 0 | 0 | 0 | 0 | 0 | 0 | 0 | 0 | 0 | 0 | 0 | 0 | 0 | 0 | 0 | 0 | 0 | 0 | 0 | 0 | 0 | 0 | 0 | 0 | 0 | 0 | 0
1980-1989 | 262 | 85 | 8.6 | 20.87 | 0 | 62.52 | 346.47 | 1.887 | 7.03 | 22.43 | 20.8 | 169.31 | 0.56 | 3.2 | 251.59 |  | 56.262 | 319.896 | 1.688 | 6.4555 | 56.804 | 52.09 | 302.18 | 1.5553 | 6.0725 | 79.72 | 56.262 | 319.896 | 1.688 | 6.4555 | 56.804 | 52.09 | 302.18 | 1.5553 | 6.0725 | 79.72 | 56.262 | 319.896 | 1.688 | 6.4555 | 56.804 | 52.09 | 302.18 | 1.5553 | 6.0725 | 79.72 | [63 empty] | 0 | 0 | 0 | 0 | 0 | 0 | 0 | 0 | 0 | 0 | 0 | 0 | 0 | 0 | 0 | 0 | 0 | 0 | 0 | 0 | 0 | 0 | 0 | 0 | 0 | 0 | 0 | 0 | 0 | 0 |  | 0 | 0 | 0 | 0 | 0 | 0 | 0 | 0 | 0 | 0 | 0 | 0 | 0 | 0 | 0 | 0 | 0 | 0 | 0 | 0 | 0 | 0 | 0 | 0 | 0 | 0 | 0 | 0 | 0 | 0
1990-1999 | 262 | 85 | 8.6 | 20.87 | 0 | 62.52 | 346.47 | 1.887 | 7.03 | 22.43 | 20.8 | 169.31 | 0.56 | 3.2 | 251.59 |  | 56.262 | 319.896 | 1.688 | 6.4555 | 56.804 | 52.09 | 302.18 | 1.5553 | 6.0725 | 79.72 | 56.262 | 319.896 | 1.688 | 6.4555 | 56.804 | 52.09 | 302.18 | 1.5553 | 6.0725 | 79.72 | 56.262 | 319.896 | 1.688 | 6.4555 | 56.804 | 52.09 | 302.18 | 1.5553 | 6.0725 | 79.72 | [63 empty] | 0 | 0 | 0 | 0 | 0 | 0 | 0 | 0 | 0 | 0 | 0 | 0 | 0 | 0 | 0 | 0 | 0 | 0 | 0 | 0 | 0 | 0 | 0 | 0 | 0 | 0 | 0 | 0 | 0 | 0 |  | 0 | 0 | 0 | 0 | 0 | 0 | 0 | 0 | 0 | 0 | 0 | 0 | 0 | 0 | 0 | 0 | 0 | 0 | 0 | 0 | 0 | 0 | 0 | 0 | 0 | 0 | 0 | 0 | 0 | 0
2000 | 262 | 85 | 8.6 | 20.87 | 0 | 62.52 | 346.47 | 1.887 | 7.03 | 22.43 | 20.8 | 169.31 | 0.56 | 3.2 | 251.59 |  | 56.262 | 319.896 | 1.688 | 6.4555 | 56.804 | 52.09 | 302.18 | 1.5553 | 6.0725 | 79.72 | 56.262 | 319.896 | 1.688 | 6.4555 | 56.804 | 52.09 | 302.18 | 1.5553 | 6.0725 | 79.72 | 56.262 | 319.896 | 1.688 | 6.4555 | 56.804 | 52.09 | 302.18 | 1.5553 | 6.0725 | 79.72 | [63 empty] | 0 | 0 | 0 | 0 | 0 | 0 | 0 | 0 | 0 | 0 | 0 | 0 | 0 | 0 | 0 | 0 | 0 | 0 | 0 | 0 | 0 | 0 | 0 | 0 | 0 | 0 | 0 | 0 | 0 | 0 |  | 0 | 0 | 0 | 0 | 0 | 0 | 0 | 0 | 0 | 0 | 0 | 0 | 0 | 0 | 0 | 0 | 0 | 0 | 0 | 0 | 0 | 0 | 0 | 0 | 0 | 0 | 0 | 0 | 0 | 0
2001 | 262 | 85 | 8.6 | 20.87 | 0 | 62.52 | 346.47 | 1.887 | 7.03 | 22.43 | 20.8 | 169.31 | 0.56 | 3.2 | 251.59 |  | 56.262 | 319.896 | 1.688 | 6.4555 | 56.804 | 52.09 | 302.18 | 1.5553 | 6.0725 | 79.72 | 56.262 | 319.896 | 1.688 | 6.4555 | 56.804 | 52.09 | 302.18 | 1.5553 | 6.0725 | 79.72 | 56.262 | 319.896 | 1.688 | 6.4555 | 56.804 | 52.09 | 302.18 | 1.5553 | 6.0725 | 79.72 |  | 56.262 | 319.896 | 1.688 | 6.4555 | 56.804 | 52.09 | 302.18 | 1.5553 | 6.0725 | 79.72 | 56.262 | 319.896 | 1.688 | 6.4555 | 56.804 | 52.09 | 302.18 | 1.5553 | 6.0725 | 79.72 | 56.262 | 319.896 | 1.688 | 6.4555 | 56.804 | 52.09 | 302.18 | 1.5553 | 6.0725 | 79.72 | [32 empty] | 56.262 | 319.896 | 2.0255 | 7.7466 | 68.1648 | 52.09 | 302.18 | 1.8663 | 7.287 | 95.664 | 56.262 | 319.896 | 2.0255 | 7.7466 | 68.1648 | 52.09 | 302.18 | 1.8663 | 7.287 | 95.664 | 56.262 | 319.896 | 2.0255 | 7.7466 | 68.1648 | 52.09 | 302.18 | 1.8663 | 7.287 | 95.664 |  | 0 | 0 | 0.33759 | 1.2911 | 11.3608 | 0 | 0 | 0.31105 | 1.2145 | 15.944 | 0 | 0 | 0.33759 | 1.2911 | 11.3608 | 0 | 0 | 0.31105 | 1.2145 | 15.944 | 0 | 0 | 0.33759 | 1.2911 | 11.3608 | 0 | 0 | 0.31105 | 1.2145 | 15.944
2002 | 262 | 85 | 8.6 | 20.87 | 0 | 62.52 | 346.47 | 1.887 | 7.03 | 22.43 | 20.8 | 169.31 | 0.56 | 3.2 | 251.59 |  | 56.262 | 319.896 | 1.688 | 6.4555 | 56.804 | 52.09 | 302.18 | 1.5553 | 6.0725 | 79.72 | 56.262 | 319.896 | 1.688 | 6.4555 | 56.804 | 52.09 | 302.18 | 1.5553 | 6.0725 | 79.72 | 56.262 | 319.896 | 1.688 | 6.4555 | 56.804 | 52.09 | 302.18 | 1.5553 | 6.0725 | 79.72 |  | 56.262 | 319.896 | 1.688 | 6.4555 | 56.804 | 52.09 | 302.18 | 1.5553 | 6.0725 | 79.72 | 56.262 | 319.896 | 1.688 | 6.4555 | 56.804 | 52.09 | 302.18 | 1.5552 | 6.0725 | 79.72 | 56.262 | 319.896 | 1.688 | 6.4555 | 56.804 | 52.09 | 302.18 | 1.5553 | 6.0725 | 79.72 | [32 empty] | 56.262 | 319.896 | 2.0255 | 7.7466 | 68.1648 | 52.09 | 302.18 | 1.8663 | 7.287 | 95.664 | 56.262 | 319.896 | 2.0255 | 7.7466 | 68.1648 | 52.09 | 302.18 | 1.8663 | 7.287 | 95.664 | 56.262 | 319.896 | 2.0255 | 7.7466 | 68.1648 | 52.09 | 302.18 | 1.8663 | 7.287 | 95.664 |  | 0 | 0 | 0.33759 | 1.2911 | 11.3608 | 0 | 0 | 0.31105 | 1.2145 | 15.944 | 0 | 0 | 0.33759 | 1.2911 | 11.3608 | 0 | 0 | 0.31105 | 1.2145 | 15.944 | 0 | 0 | 0.33759 | 1.2911 | 11.3608 | 0 | 0 | 0.31105 | 1.2145 | 15.944
2003 | 262 | 85 | 8.6 | 20.87 | 0 | 62.52 | 346.47 | 1.887 | 7.03 | 22.43 | 20.8 | 169.31 | 0.56 | 3.2 | 251.59 |  | 56.262 | 319.896 | 1.688 | 6.4555 | 56.804 | 52.09 | 302.18 | 1.5553 | 6.0725 | 79.72 | 56.262 | 319.896 | 1.688 | 6.4555 | 56.804 | 52.09 | 302.18 | 1.5553 | 6.0725 | 79.72 | 56.262 | 319.896 | 1.688 | 6.4555 | 56.804 | 52.09 | 302.18 | 1.5553 | 6.0725 | 79.72 |  | 56.262 | 319.896 | 1.6879 | 6.4555 | 56.804 | 52.09 | 302.18 | 1.5553 | 6.0725 | 79.72 | 56.262 | 319.896 | 1.6879 | 6.4555 | 56.804 | 52.09 | 302.18 | 1.5553 | 6.0725 | 79.72 | 56.262 | 319.896 | 1.688 | 6.4555 | 56.804 | 52.09 | 302.18 | 1.5553 | 6.0725 | 79.72 | [32 empty] | 56.262 | 319.896 | 2.0255 | 7.7466 | 68.1648 | 52.09 | 302.18 | 1.8663 | 7.287 | 95.664 | 56.262 | 319.896 | 2.0255 | 7.7466 | 68.1648 | 52.09 | 302.18 | 1.8663 | 7.287 | 95.664 | 56.262 | 319.896 | 2.0255 | 7.7466 | 68.1648 | 52.09 | 302.18 | 1.8663 | 7.287 | 95.664 |  | 0 | 0 | 0.33759 | 1.2911 | 11.3608 | 0 | 0 | 0.31105 | 1.2145 | 15.944 | 0 | 0 | 0.33759 | 1.2911 | 11.3608 | 0 | 0 | 0.31105 | 1.2145 | 15.944 | 0 | 0 | 0.33759 | 1.2911 | 11.3608 | 0 | 0 | 0.31105 | 1.2145 | 15.944
2004 | 262 | 85 | 8.6 | 20.87 | 0 | 62.52 | 346.47 | 1.887 | 7.03 | 22.43 | 20.8 | 169.31 | 0.56 | 3.2 | 251.59 |  | 56.262 | 319.896 | 1.688 | 6.4555 | 56.804 | 52.09 | 302.18 | 1.5553 | 6.0725 | 79.72 | 56.262 | 319.896 | 1.688 | 6.4555 | 56.804 | 52.09 | 302.18 | 1.5553 | 6.0725 | 79.72 | 56.262 | 319.896 | 1.688 | 6.4555 | 56.804 | 52.09 | 302.18 | 1.5553 | 6.0725 | 79.72 |  | 56.262 | 319.896 | 1.688 | 6.4555 | 56.804 | 52.09 | 302.18 | 1.5553 | 6.0725 | 79.72 | 56.262 | 319.896 | 1.6879 | 6.4555 | 56.804 | 52.09 | 302.18 | 1.5552 | 6.0725 | 79.72 | 56.262 | 319.896 | 1.688 | 6.4555 | 56.804 | 52.09 | 302.18 | 1.5553 | 6.0725 | 79.72 | [32 empty] | 56.262 | 319.896 | 2.0255 | 7.7466 | 68.1648 | 52.09 | 302.18 | 1.8663 | 7.287 | 95.664 | 56.262 | 319.896 | 2.0255 | 7.7466 | 68.1648 | 52.09 | 302.18 | 1.8663 | 7.287 | 95.664 | 56.262 | 319.896 | 2.0255 | 7.7466 | 68.1648 | 52.09 | 302.18 | 1.8663 | 7.287 | 95.664 |  | 0 | 0 | 0.33759 | 1.2911 | 11.3608 | 0 | 0 | 0.31105 | 1.2145 | 15.944 | 0 | 0 | 0.33759 | 1.2911 | 11.3608 | 0 | 0 | 0.31105 | 1.2145 | 15.944 | 0 | 0 | 0.33759 | 1.2911 | 11.3608 | 0 | 0 | 0.31105 | 1.2145 | 15.944
2005 | 262 | 85 | 8.6 | 20.87 | 0 | 62.52 | 346.47 | 1.887 | 7.03 | 22.43 | 20.8 | 169.31 | 0.56 | 3.2 | 251.59 |  | 56.262 | 319.896 | 1.688 | 6.4555 | 56.804 | 52.09 | 302.18 | 1.5553 | 6.0725 | 79.72 | 56.262 | 319.896 | 1.688 | 6.4555 | 56.804 | 52.09 | 302.18 | 1.5553 | 6.0725 | 79.72 | 56.262 | 319.896 | 1.688 | 6.4555 | 56.804 | 52.09 | 302.18 | 1.5553 | 6.0725 | 79.72 |  | 56.262 | 319.896 | 1.6879 | 6.4555 | 56.804 | 52.09 | 302.18 | 1.5553 | 6.0725 | 79.72 | 56.262 | 319.896 | 1.688 | 6.4555 | 56.804 | 52.09 | 302.18 | 1.5553 | 6.0725 | 79.72 | 56.262 | 319.896 | 1.688 | 6.4555 | 56.804 | 52.09 | 302.18 | 1.5553 | 6.0725 | 79.72 | [32 empty] | 56.262 | 319.896 | 2.0255 | 7.7466 | 68.1648 | 52.09 | 302.18 | 1.8663 | 7.287 | 95.664 | 56.262 | 319.896 | 2.0255 | 7.7466 | 68.1648 | 52.09 | 302.18 | 1.8663 | 7.287 | 95.664 | 56.262 | 319.896 | 2.0255 | 7.7466 | 68.1648 | 52.09 | 302.18 | 1.8663 | 7.287 | 95.664 |  | 0 | 0 | 0.33759 | 1.2911 | 11.3608 | 0 | 0 | 0.31105 | 1.2145 | 15.944 | 0 | 0 | 0.33759 | 1.2911 | 11.3608 | 0 | 0 | 0.31105 | 1.2145 | 15.944 | 0 | 0 | 0.33759 | 1.2911 | 11.3608 | 0 | 0 | 0.31105 | 1.2145 | 15.944
2006 | 262 | 85 | 8.6 | 20.87 | 0 | 62.52 | 346.47 | 1.887 | 7.03 | 22.43 | 20.8 | 169.31 | 0.56 | 3.2 | 251.59 |  | 57.0292 | 318.8903 | 1.7138 | 6.5087 | 56.7177 | 52.09 | 302.18 | 1.5553 | 6.0725 | 79.72 | 57.0292 | 318.8903 | 1.7138 | 6.5087 | 56.7177 | 52.09 | 302.18 | 1.5553 | 6.0725 | 79.72 | 57.0292 | 318.8903 | 1.7138 | 6.5087 | 56.7177 | 52.09 | 302.18 | 1.5553 | 6.0725 | 79.72 |  | 56.262 | 319.896 | 1.688 | 6.4555 | 56.804 | 52.09 | 302.18 | 1.5553 | 6.0725 | 79.72 | 56.262 | 319.896 | 1.688 | 6.4555 | 56.804 | 52.09 | 302.18 | 1.5553 | 6.0725 | 79.72 | 56.262 | 319.896 | 1.688 | 6.4555 | 56.804 | 52.09 | 302.18 | 1.5553 | 6.0725 | 79.72 | [32 empty] | 56.262 | 319.896 | 2.0255 | 7.7466 | 68.1648 | 52.09 | 302.18 | 1.8663 | 7.287 | 95.664 | 56.262 | 319.896 | 2.0255 | 7.7466 | 68.1648 | 52.09 | 302.18 | 1.8663 | 7.287 | 95.664 | 56.262 | 319.896 | 2.0255 | 7.7466 | 68.1648 | 52.09 | 302.18 | 1.8663 | 7.287 | 95.664 |  | 0 | 0 | 0.33759 | 1.2911 | 11.3608 | 0 | 0 | 0.31105 | 1.2145 | 15.944 | 0 | 0 | 0.33759 | 1.2911 | 11.3608 | 0 | 0 | 0.31105 | 1.2145 | 15.944 | 0 | 0 | 0.33759 | 1.2911 | 11.3608 | 0 | 0 | 0.31105 | 1.2145 | 15.944
2007 | 262 | 85 | 8.6 | 20.87 | 0 | 62.52 | 346.47 | 1.887 | 7.03 | 22.43 | 20.8 | 169.31 | 0.56 | 3.2 | 251.59 |  | 57.7965 | 317.8847 | 1.7396 | 6.562 | 56.6315 | 52.09 | 302.18 | 1.5553 | 6.0725 | 79.72 | 57.7965 | 317.8847 | 1.7396 | 6.562 | 56.6315 | 52.09 | 302.18 | 1.5553 | 6.0725 | 79.72 | 57.7965 | 317.8847 | 1.7396 | 6.562 | 56.6315 | 52.09 | 302.18 | 1.5553 | 6.0725 | 79.72 |  | 56.262 | 319.896 | 1.688 | 6.4555 | 56.804 | 52.09 | 302.18 | 1.5552 | 6.0725 | 79.72 | 56.262 | 319.896 | 1.6879 | 6.4555 | 56.804 | 52.09 | 302.18 | 1.5553 | 6.0725 | 79.72 | 56.262 | 319.896 | 1.6879 | 6.4555 | 56.804 | 52.09 | 302.18 | 1.5553 | 6.0725 | 79.72 | [32 empty] | 56.262 | 319.896 | 2.0255 | 7.7466 | 68.1648 | 52.09 | 302.18 | 1.8663 | 7.287 | 95.664 | 56.262 | 319.896 | 2.0255 | 7.7466 | 68.1648 | 52.09 | 302.18 | 1.8663 | 7.287 | 95.664 | 56.262 | 319.896 | 2.0255 | 7.7466 | 68.1648 | 52.09 | 302.18 | 1.8663 | 7.287 | 95.664 |  | 0 | 0 | 0.33759 | 1.2911 | 11.3608 | 0 | 0 | 0.31105 | 1.2145 | 15.944 | 0 | 0 | 0.33759 | 1.2911 | 11.3608 | 0 | 0 | 0.31105 | 1.2145 | 15.944 | 0 | 0 | 0.33759 | 1.2911 | 11.3608 | 0 | 0 | 0.31105 | 1.2145 | 15.944
2008 | 262 | 85 | 8.6 | 20.87 | 0 | 62.52 | 346.47 | 1.887 | 7.03 | 22.43 | 20.8 | 169.31 | 0.56 | 3.2 | 251.59 |  | 58.5637 | 316.879 | 1.7654 | 6.6152 | 56.5452 | 52.09 | 302.18 | 1.5553 | 6.0725 | 79.72 | 58.5637 | 316.879 | 1.7654 | 6.6152 | 56.5452 | 52.09 | 302.18 | 1.5553 | 6.0725 | 79.72 | 58.5637 | 316.879 | 1.7654 | 6.6152 | 56.5452 | 52.09 | 302.18 | 1.5553 | 6.0725 | 79.72 |  | 56.262 | 319.896 | 1.688 | 6.4555 | 56.804 | 52.09 | 302.18 | 1.5553 | 6.0725 | 79.72 | 56.262 | 319.896 | 1.6879 | 6.4555 | 56.804 | 52.09 | 302.18 | 1.5553 | 6.0725 | 79.72 | 56.262 | 319.896 | 1.688 | 6.4555 | 56.804 | 52.09 | 302.18 | 1.5552 | 6.0725 | 79.72 | [32 empty] | 56.262 | 319.896 | 2.0255 | 7.7466 | 68.1648 | 52.09 | 302.18 | 1.8663 | 7.287 | 95.664 | 56.262 | 319.896 | 2.0255 | 7.7466 | 68.1648 | 52.09 | 302.18 | 1.8663 | 7.287 | 95.664 | 56.262 | 319.896 | 2.0255 | 7.7466 | 68.1648 | 52.09 | 302.18 | 1.8663 | 7.287 | 95.664 |  | 0 | 0 | 0.33759 | 1.2911 | 11.3608 | 0 | 0 | 0.31105 | 1.2145 | 15.944 | 0 | 0 | 0.33759 | 1.2911 | 11.3608 | 0 | 0 | 0.31105 | 1.2145 | 15.944 | 0 | 0 | 0.33759 | 1.2911 | 11.3608 | 0 | 0 | 0.31105 | 1.2145 | 15.944
2009 | 262 | 85 | 8.6 | 20.87 | 0 | 62.52 | 346.47 | 1.887 | 7.03 | 22.43 | 20.8 | 169.31 | 0.56 | 3.2 | 251.59 |  | 59.3309 | 315.8734 | 1.7912 | 6.6684 | 56.4589 | 52.09 | 302.18 | 1.5553 | 6.0725 | 79.72 | 59.3309 | 315.8734 | 1.7912 | 6.6684 | 56.4589 | 52.09 | 302.18 | 1.5553 | 6.0725 | 79.72 | 59.3309 | 315.8734 | 1.7912 | 6.6684 | 56.4589 | 52.09 | 302.18 | 1.5553 | 6.0725 | 79.72 |  | 56.262 | 319.896 | 1.6879 | 6.4555 | 56.804 | 52.09 | 302.18 | 1.5553 | 6.0725 | 79.72 | 56.262 | 319.896 | 1.6879 | 6.4555 | 56.804 | 52.09 | 302.18 | 1.5553 | 6.0725 | 79.72 | 56.262 | 319.896 | 1.6879 | 6.4555 | 56.804 | 52.09 | 302.18 | 1.5553 | 6.0725 | 79.72 | [32 empty] | 56.262 | 319.896 | 2.0255 | 7.7466 | 68.1648 | 52.09 | 302.18 | 1.8663 | 7.287 | 95.664 | 56.262 | 319.896 | 2.0255 | 7.7466 | 68.1648 | 52.09 | 302.18 | 1.8663 | 7.287 | 95.664 | 56.262 | 319.896 | 2.0255 | 7.7466 | 68.1648 | 52.09 | 302.18 | 1.8663 | 7.287 | 95.664 |  | 0 | 0 | 0.33759 | 1.2911 | 11.3608 | 0 | 0 | 0.31105 | 1.2145 | 15.944 | 0 | 0 | 0.33759 | 1.2911 | 11.3608 | 0 | 0 | 0.31105 | 1.2145 | 15.944 | 0 | 0 | 0.33759 | 1.2911 | 11.3608 | 0 | 0 | 0.31105 | 1.2145 | 15.944
2010 | 262 | 85 | 8.6 | 20.87 | 0 | 62.52 | 346.47 | 1.887 | 7.03 | 22.43 | 20.8 | 169.31 | 0.56 | 3.2 | 251.59 |  | 60.0982 | 314.8677 | 1.817 | 6.7217 | 56.3727 | 52.09 | 302.18 | 1.5553 | 6.0725 | 79.72 | 60.0982 | 314.8677 | 1.817 | 6.7217 | 56.3727 | 52.09 | 302.18 | 1.5553 | 6.0725 | 79.72 | 60.0982 | 314.8677 | 1.817 | 6.7217 | 56.3727 | 52.09 | 302.18 | 1.5553 | 6.0725 | 79.72 |  | 56.262 | 319.896 | 1.688 | 6.4555 | 56.804 | 52.09 | 302.18 | 1.5553 | 6.0725 | 79.72 | 56.262 | 319.896 | 1.688 | 6.4555 | 56.804 | 52.09 | 302.18 | 1.5553 | 6.0725 | 79.72 | 56.262 | 319.896 | 1.6879 | 6.4555 | 56.804 | 52.09 | 302.18 | 1.5552 | 6.0725 | 79.72 | [32 empty] | 56.262 | 319.896 | 2.0255 | 7.7466 | 68.1648 | 52.09 | 302.18 | 1.8663 | 7.287 | 95.664 | 56.262 | 319.896 | 2.0255 | 7.7466 | 68.1648 | 52.09 | 302.18 | 1.8663 | 7.287 | 95.664 | 56.262 | 319.896 | 2.0255 | 7.7466 | 68.1648 | 52.09 | 302.18 | 1.8663 | 7.287 | 95.664 |  | 0 | 0 | 0.33759 | 1.2911 | 11.3608 | 0 | 0 | 0.31105 | 1.2145 | 15.944 | 0 | 0 | 0.33759 | 1.2911 | 11.3608 | 0 | 0 | 0.31105 | 1.2145 | 15.944 | 0 | 0 | 0.33759 | 1.2911 | 11.3608 | 0 | 0 | 0.31105 | 1.2145 | 15.944
2011 | 262 | 85 | 8.6 | 20.87 | 0 | 62.52 | 346.47 | 1.887 | 7.03 | 22.43 | 20.8 | 169.31 | 0.56 | 3.2 | 251.59 |  | 60.8654 | 313.8621 | 1.8429 | 6.7749 | 56.2864 | 52.09 | 302.18 | 1.5553 | 6.0725 | 79.72 | 60.8654 | 313.8621 | 1.8429 | 6.7749 | 56.2864 | 52.09 | 302.18 | 1.5553 | 6.0725 | 79.72 | 60.8654 | 313.8621 | 1.8429 | 6.7749 | 56.2864 | 52.09 | 302.18 | 1.5553 | 6.0725 | 79.72 |  | 56.262 | 319.896 | 1.6879 | 6.4555 | 56.804 | 52.09 | 302.18 | 1.5552 | 6.0725 | 79.72 | 56.262 | 319.896 | 1.688 | 6.4555 | 56.804 | 52.09 | 302.18 | 1.5553 | 6.0725 | 79.72 | 56.262 | 319.896 | 1.688 | 6.4555 | 56.804 | 52.09 | 302.18 | 1.5553 | 6.0725 | 79.72 | [32 empty] | 56.262 | 319.896 | 2.0255 | 7.7466 | 68.1648 | 52.09 | 302.18 | 1.8663 | 7.287 | 95.664 | 56.262 | 319.896 | 2.0255 | 7.7466 | 68.1648 | 52.09 | 302.18 | 1.8663 | 7.287 | 95.664 | 56.262 | 319.896 | 2.0255 | 7.7466 | 68.1648 | 52.09 | 302.18 | 1.8663 | 7.287 | 95.664 |  | 0 | 0 | 0.33759 | 1.2911 | 11.3608 | 0 | 0 | 0.31105 | 1.2145 | 15.944 | 0 | 0 | 0.33759 | 1.2911 | 11.3608 | 0 | 0 | 0.31105 | 1.2145 | 15.944 | 0 | 0 | 0.33759 | 1.2911 | 11.3608 | 0 | 0 | 0.31105 | 1.2145 | 15.944
2012 | 262 | 85 | 8.6 | 20.87 | 0 | 62.52 | 346.47 | 1.887 | 7.03 | 22.43 | 20.8 | 169.31 | 0.56 | 3.2 | 251.59 |  | 61.6326 | 312.8564 | 1.8687 | 6.8281 | 56.2001 | 52.09 | 302.18 | 1.5553 | 6.0725 | 79.72 | 61.6326 | 312.8564 | 1.8687 | 6.8281 | 56.2001 | 52.09 | 302.18 | 1.5553 | 6.0725 | 79.72 | 61.6326 | 312.8564 | 1.8687 | 6.8281 | 56.2001 | 52.09 | 302.18 | 1.5553 | 6.0725 | 79.72 |  | 56.2741 | 319.8801 | 1.6884 | 6.4563 | 56.8026 | 52.09 | 302.18 | 1.5553 | 6.0725 | 79.72 | 56.2709 | 319.8843 | 1.6883 | 6.4561 | 56.803 | 52.09 | 302.18 | 1.5552 | 6.0725 | 79.72 | 56.2699 | 319.8857 | 1.6882 | 6.456 | 56.8031 | 52.09 | 302.18 | 1.5552 | 6.0725 | 79.72 | [32 empty] | 56.2741 | 319.8801 | 2.026 | 7.7476 | 68.1632 | 52.09 | 302.18 | 1.8663 | 7.287 | 95.664 | 56.2709 | 319.8843 | 2.0259 | 7.7473 | 68.1636 | 52.09 | 302.18 | 1.8663 | 7.287 | 95.664 | 56.2699 | 319.8857 | 2.0259 | 7.7473 | 68.1637 | 52.09 | 302.18 | 1.8663 | 7.287 | 95.664 |  | 0 | 0 | 0.33767 | 1.2913 | 11.3605 | 0 | 0 | 0.31105 | 1.2145 | 15.944 | 0 | 0 | 0.33765 | 1.2912 | 11.3606 | 0 | 0 | 0.31105 | 1.2145 | 15.944 | 0 | 0 | 0.33764 | 1.2912 | 11.3606 | 0 | 0 | 0.31105 | 1.2145 | 15.944
2013 | 262 | 85 | 8.6 | 20.87 | 0 | 62.52 | 346.47 | 1.887 | 7.03 | 22.43 | 20.8 | 169.31 | 0.56 | 3.2 | 251.59 |  | 62.3998 | 311.8508 | 1.8945 | 6.8813 | 56.1138 | 52.09 | 302.18 | 1.5553 | 6.0725 | 79.72 | 62.3998 | 311.8508 | 1.8945 | 6.8813 | 56.1138 | 52.09 | 302.18 | 1.5553 | 6.0725 | 79.72 | 62.3998 | 311.8508 | 1.8945 | 6.8813 | 56.1138 | 52.09 | 302.18 | 1.5553 | 6.0725 | 79.72 |  | 56.2993 | 319.8472 | 1.6892 | 6.4581 | 56.7998 | 52.09 | 302.18 | 1.5553 | 6.0725 | 79.72 | 56.2854 | 319.8654 | 1.6887 | 6.4571 | 56.8014 | 52.09 | 302.18 | 1.5553 | 6.0725 | 79.72 | 56.2835 | 319.8679 | 1.6887 | 6.457 | 56.8016 | 52.09 | 302.18 | 1.5552 | 6.0725 | 79.72 | [32 empty] | 56.2993 | 319.8472 | 2.027 | 7.7497 | 68.1598 | 52.09 | 302.18 | 1.8663 | 7.287 | 95.664 | 56.2854 | 319.8654 | 2.0265 | 7.7485 | 68.1616 | 52.09 | 302.18 | 1.8663 | 7.287 | 95.664 | 56.2835 | 319.8679 | 2.0264 | 7.7484 | 68.1619 | 52.09 | 302.18 | 1.8663 | 7.287 | 95.664 |  | 0 | 0 | 0.33784 | 1.2916 | 11.36 | 0 | 0 | 0.31105 | 1.2145 | 15.944 | 0 | 0 | 0.33775 | 1.2914 | 11.3603 | 0 | 0 | 0.31105 | 1.2145 | 15.944 | 0 | 0 | 0.33773 | 1.2914 | 11.3603 | 0 | 0 | 0.31105 | 1.2145 | 15.944
2014 | 262 | 85 | 8.6 | 20.87 | 0 | 62.52 | 346.47 | 1.887 | 7.03 | 22.43 | 20.8 | 169.31 | 0.56 | 3.2 | 251.59 |  | 63.1671 | 310.8451 | 1.9203 | 6.9346 | 56.0276 | 52.09 | 302.18 | 1.5553 | 6.0725 | 79.72 | 63.1671 | 310.8451 | 1.9203 | 6.9346 | 56.0276 | 52.09 | 302.18 | 1.5553 | 6.0725 | 79.72 | 63.1671 | 310.8451 | 1.9203 | 6.9346 | 56.0276 | 52.09 | 302.18 | 1.5553 | 6.0725 | 79.72 |  | 56.3349 | 319.8004 | 1.6904 | 6.4606 | 56.7958 | 52.09 | 302.18 | 1.5553 | 6.0725 | 79.72 | 56.306 | 319.8383 | 1.6894 | 6.4586 | 56.7991 | 52.09 | 302.18 | 1.5553 | 6.0725 | 79.72 | 56.3027 | 319.8427 | 1.6893 | 6.4583 | 56.7994 | 52.09 | 302.18 | 1.5553 | 6.0725 | 79.72 | [32 empty] | 56.3349 | 319.8004 | 2.0285 | 7.7527 | 68.155 | 52.09 | 302.18 | 1.8663 | 7.287 | 95.664 | 56.306 | 319.8383 | 2.0273 | 7.7503 | 68.1589 | 52.09 | 302.18 | 1.8663 | 7.287 | 95.664 | 56.3027 | 319.8427 | 2.0272 | 7.75 | 68.1593 | 52.09 | 302.18 | 1.8663 | 7.287 | 95.664 |  | 0 | 0 | 0.33808 | 1.2921 | 11.3592 | 0 | 0 | 0.31105 | 1.2145 | 15.944 | 0 | 0 | 0.33789 | 1.2917 | 11.3598 | 0 | 0 | 0.31105 | 1.2145 | 15.944 | 0 | 0 | 0.33786 | 1.2917 | 11.3599 | 0 | 0 | 0.31105 | 1.2145 | 15.944
2015 | 262 | 85 | 8.6 | 20.87 | 0 | 62.52 | 346.47 | 1.887 | 7.03 | 22.43 | 20.8 | 169.31 | 0.56 | 3.2 | 251.59 |  | 63.9343 | 309.8395 | 1.9461 | 6.9878 | 55.9413 | 52.09 | 302.18 | 1.5553 | 6.0725 | 79.72 | 63.9343 | 309.8395 | 1.9461 | 6.9878 | 55.9413 | 52.09 | 302.18 | 1.5553 | 6.0725 | 79.72 | 63.9343 | 309.8395 | 1.9461 | 6.9878 | 55.9413 | 52.09 | 302.18 | 1.5553 | 6.0725 | 79.72 |  | 56.3765 | 319.7459 | 1.6918 | 6.4634 | 56.7911 | 52.09 | 302.18 | 1.5553 | 6.0725 | 79.72 | 56.3341 | 319.8015 | 1.6904 | 6.4605 | 56.7959 | 52.09 | 302.18 | 1.5553 | 6.0725 | 79.72 | 56.3297 | 319.8072 | 1.6902 | 6.4602 | 56.7964 | 52.09 | 302.18 | 1.5553 | 6.0725 | 79.72 | [32 empty] | 56.3765 | 319.7459 | 2.0302 | 7.7561 | 68.1493 | 52.09 | 302.18 | 1.8663 | 7.287 | 95.664 | 56.3341 | 319.8015 | 2.0285 | 7.7526 | 68.1551 | 52.09 | 302.18 | 1.8663 | 7.287 | 95.664 | 56.3297 | 319.8072 | 2.0283 | 7.7522 | 68.1557 | 52.09 | 302.18 | 1.8663 | 7.287 | 95.664 |  | 0 | 0 | 0.33836 | 1.2927 | 11.3582 | 0 | 0 | 0.31105 | 1.2145 | 15.944 | 0 | 0 | 0.33808 | 1.2921 | 11.3592 | 0 | 0 | 0.31105 | 1.2145 | 15.944 | 0 | 0 | 0.33805 | 1.292 | 11.3593 | 0 | 0 | 0.31105 | 1.2145 | 15.944
2016 | 262 | 85 | 8.6 | 20.87 | 0 | 62.52 | 346.47 | 1.887 | 7.03 | 22.43 | 20.8 | 169.31 | 0.56 | 3.2 | 251.59 |  | 64.7015 | 308.8338 | 1.972 | 7.041 | 55.855 | 52.09 | 302.18 | 1.5553 | 6.0725 | 79.72 | 64.7015 | 308.8338 | 1.972 | 7.041 | 55.855 | 52.09 | 302.18 | 1.5553 | 6.0725 | 79.72 | 64.7015 | 308.8338 | 1.972 | 7.041 | 55.855 | 52.09 | 302.18 | 1.5553 | 6.0725 | 79.72 |  | 56.4237 | 319.6841 | 1.6934 | 6.4667 | 56.7858 | 52.09 | 302.18 | 1.5553 | 6.0725 | 79.72 | 56.3751 | 319.7478 | 1.6918 | 6.4633 | 56.7913 | 52.09 | 302.18 | 1.5552 | 6.0725 | 79.72 | 56.3645 | 319.7616 | 1.6914 | 6.4626 | 56.7925 | 52.09 | 302.18 | 1.5553 | 6.0725 | 79.72 | [32 empty] | 56.4237 | 319.6841 | 2.0321 | 7.7601 | 68.143 | 52.09 | 302.18 | 1.8663 | 7.287 | 95.664 | 56.3751 | 319.7478 | 2.0301 | 7.756 | 68.1495 | 52.09 | 302.18 | 1.8663 | 7.287 | 95.664 | 56.3645 | 319.7616 | 2.0297 | 7.7551 | 68.151 | 52.09 | 302.18 | 1.8663 | 7.287 | 95.664 |  | 0 | 0 | 0.33868 | 1.2933 | 11.3572 | 0 | 0 | 0.31105 | 1.2145 | 15.944 | 0 | 0 | 0.33835 | 1.2927 | 11.3583 | 0 | 0 | 0.31105 | 1.2145 | 15.944 | 0 | 0 | 0.33828 | 1.2925 | 11.3585 | 0 | 0 | 0.31105 | 1.2145 | 15.944
2017 | 262 | 85 | 8.6 | 20.87 | 0 | 62.52 | 346.47 | 1.887 | 7.03 | 22.43 | 20.8 | 169.31 | 0.56 | 3.2 | 251.59 |  | 65.4688 | 307.8282 | 1.9978 | 7.0943 | 55.7688 | 52.09 | 302.18 | 1.5553 | 6.0725 | 79.72 | 65.4688 | 307.8282 | 1.9978 | 7.0943 | 55.7688 | 52.09 | 302.18 | 1.5553 | 6.0725 | 79.72 | 65.4688 | 307.8282 | 1.9978 | 7.0943 | 55.7688 | 52.09 | 302.18 | 1.5553 | 6.0725 | 79.72 |  | 56.4892 | 319.5982 | 1.6956 | 6.4713 | 56.7785 | 52.09 | 302.18 | 1.5553 | 6.0725 | 79.72 | 56.4285 | 319.6778 | 1.6936 | 6.467 | 56.7853 | 52.09 | 302.18 | 1.5553 | 6.0725 | 79.72 | 56.4093 | 319.7029 | 1.6929 | 6.4657 | 56.7874 | 52.09 | 302.18 | 1.5553 | 6.0725 | 79.72 | [32 empty] | 56.4892 | 319.5982 | 2.0347 | 7.7655 | 68.1341 | 52.09 | 302.18 | 1.8663 | 7.287 | 95.664 | 56.4285 | 319.6778 | 2.0323 | 7.7605 | 68.1423 | 52.09 | 302.18 | 1.8663 | 7.287 | 95.664 | 56.4093 | 319.7029 | 2.0315 | 7.7589 | 68.1449 | 52.09 | 302.18 | 1.8663 | 7.287 | 95.664 |  | 0 | 0 | 0.33912 | 1.2943 | 11.3557 | 0 | 0 | 0.31105 | 1.2145 | 15.944 | 0 | 0 | 0.33871 | 1.2934 | 11.3571 | 0 | 0 | 0.31105 | 1.2145 | 15.944 | 0 | 0 | 0.33858 | 1.2931 | 11.3575 | 0 | 0 | 0.31105 | 1.2145 | 15.944
2018 | 262 | 85 | 8.6 | 20.87 | 0 | 62.52 | 346.47 | 1.887 | 7.03 | 22.43 | 20.8 | 169.31 | 0.56 | 3.2 | 251.59 |  | 66.236 | 306.8225 | 2.0236 | 7.1475 | 55.6825 | 52.09 | 302.18 | 1.5553 | 6.0725 | 79.72 | 66.236 | 306.8225 | 2.0236 | 7.1475 | 55.6825 | 52.09 | 302.18 | 1.5553 | 6.0725 | 79.72 | 66.236 | 306.8225 | 2.0236 | 7.1475 | 55.6825 | 52.09 | 302.18 | 1.5553 | 6.0725 | 79.72 |  | 56.5622 | 319.5026 | 1.6981 | 6.4763 | 56.7703 | 52.09 | 302.18 | 1.5553 | 6.0725 | 79.72 | 56.4925 | 319.5939 | 1.6957 | 6.4715 | 56.7781 | 52.09 | 302.18 | 1.5553 | 6.0725 | 79.72 | 56.4793 | 319.6112 | 1.6953 | 6.4706 | 56.7796 | 52.09 | 302.18 | 1.5552 | 6.0725 | 79.72 |  | 0 | 0 | 0 | 0 | 0 | 0 | 0 | 0 | 0 | 0 | 0 | 0 | 0 | 0 | 0 | 0 | 0 | 0 | 0 | 0 | 0 | 0 | 0 | 0 | 0 | 0 | 0 | 0 | 0 | 0 |  | 56.5622 | 319.5026 | 2.0377 | 7.7716 | 68.1243 | 52.09 | 302.18 | 1.8663 | 7.287 | 95.664 | 56.4925 | 319.5939 | 2.0348 | 7.7658 | 68.1337 | 52.09 | 302.18 | 1.8663 | 7.287 | 95.664 | 56.4793 | 319.6112 | 2.0343 | 7.7647 | 68.1355 | 52.09 | 302.18 | 1.8663 | 7.287 | 95.664 |  | 0 | 0 | 0.33961 | 1.2953 | 11.3541 | 0 | 0 | 0.31105 | 1.2145 | 15.944 | 0 | 0 | 0.33914 | 1.2943 | 11.3556 | 0 | 0 | 0.31105 | 1.2145 | 15.944 | 0 | 0 | 0.33905 | 1.2941 | 11.3559 | 0 | 0 | 0.31105 | 1.2145 | 15.944
2019 | 262 | 85 | 8.6 | 20.87 | 0 | 62.52 | 346.47 | 1.887 | 7.03 | 22.43 | 20.8 | 169.31 | 0.56 | 3.2 | 251.59 |  | 67.2325 | 308.4145 | 2.0562 | 7.2283 | 52.7646 | 53.6716 | 304.937 | 1.6069 | 6.2017 | 74.8657 | 67.2325 | 308.4145 | 2.0562 | 7.2283 | 52.7646 | 53.6716 | 304.937 | 1.6069 | 6.2017 | 74.8657 | 67.2325 | 308.4145 | 2.0562 | 7.2283 | 52.7646 | 53.6716 | 304.937 | 1.6069 | 6.2017 | 74.8657 |  | 56.6469 | 319.3915 | 1.7009 | 6.4822 | 56.7607 | 52.09 | 302.18 | 1.5552 | 6.0725 | 79.72 | 56.5759 | 319.4845 | 1.6985 | 6.4773 | 56.7687 | 52.09 | 302.18 | 1.5553 | 6.0725 | 79.72 | 56.5767 | 319.4835 | 1.6985 | 6.4773 | 56.7686 | 52.09 | 302.18 | 1.5553 | 6.0725 | 79.72 |  | 0 | 0 | 0 | 0 | 0 | 0 | 0 | 0 | 0 | 0 | 0 | 0 | 0 | 0 | 0 | 0 | 0 | 0 | 0 | 0 | 0 | 0 | 0 | 0 | 0 | 0 | 0 | 0 | 0 | 0 |  | 56.6469 | 319.3915 | 2.0411 | 7.7786 | 68.1129 | 52.09 | 302.18 | 1.8663 | 7.287 | 95.664 | 56.5759 | 319.4845 | 2.0382 | 7.7727 | 68.1224 | 52.09 | 302.18 | 1.8663 | 7.287 | 95.664 | 56.5767 | 319.4835 | 2.0382 | 7.7728 | 68.1223 | 52.09 | 302.18 | 1.8663 | 7.287 | 95.664 |  | 0 | 0 | 0.34018 | 1.2964 | 11.3521 | 0 | 0 | 0.31105 | 1.2145 | 15.944 | 0 | 0 | 0.3397 | 1.2955 | 11.3537 | 0 | 0 | 0.31105 | 1.2145 | 15.944 | 0 | 0 | 0.33971 | 1.2955 | 11.3537 | 0 | 0 | 0.31105 | 1.2145 | 15.944
2020 | 262 | 85 | 8.6 | 20.87 | 0 | 62.52 | 346.47 | 1.887 | 7.03 | 22.43 | 20.8 | 169.31 | 0.56 | 3.2 | 251.59 |  | 68.2289 | 310.0064 | 2.0887 | 7.3092 | 49.8467 | 55.2532 | 307.694 | 1.6585 | 6.3309 | 70.0115 | 68.2289 | 310.0064 | 2.0887 | 7.3092 | 49.8467 | 55.2532 | 307.694 | 1.6585 | 6.3309 | 70.0115 | 68.2289 | 310.0064 | 2.0887 | 7.3092 | 49.8467 | 55.2532 | 307.694 | 1.6585 | 6.3309 | 70.0115 |  | 56.7445 | 319.2636 | 1.7042 | 6.489 | 56.7497 | 52.09 | 302.18 | 1.5552 | 6.0725 | 79.72 | 56.6841 | 319.3427 | 1.7022 | 6.4848 | 56.7565 | 52.09 | 302.18 | 1.5553 | 6.0725 | 79.72 | 56.6855 | 319.3409 | 1.7022 | 6.4849 | 56.7564 | 52.09 | 302.18 | 1.5552 | 6.0725 | 79.72 |  | 0 | 0 | 0 | 0 | 0 | 0 | 0 | 0 | 0 | 0 | 0 | 0 | 0 | 0 | 0 | 0 | 0 | 0 | 0 | 0 | 0 | 0 | 0 | 0 | 0 | 0 | 0 | 0 | 0 | 0 |  | 56.7445 | 319.2636 | 2.045 | 7.7868 | 68.0997 | 52.09 | 302.18 | 1.8663 | 7.287 | 95.664 | 56.6841 | 319.3427 | 2.0426 | 7.7817 | 68.1078 | 52.09 | 302.18 | 1.8663 | 7.287 | 95.664 | 56.6855 | 319.3409 | 2.0426 | 7.7819 | 68.1077 | 52.09 | 302.18 | 1.8663 | 7.287 | 95.664 |  | 0 | 0 | 0.34084 | 1.2978 | 11.3499 | 0 | 0 | 0.31105 | 1.2145 | 15.944 | 0 | 0 | 0.34043 | 1.297 | 11.3513 | 0 | 0 | 0.31105 | 1.2145 | 15.944 | 0 | 0 | 0.34044 | 1.297 | 11.3513 | 0 | 0 | 0.31105 | 1.2145 | 15.944
2021 | 262 | 85 | 8.6 | 20.87 | 0 | 62.52 | 346.47 | 1.887 | 7.03 | 22.43 | 20.8 | 169.31 | 0.56 | 3.2 | 251.59 |  | 69.2254 | 311.5984 | 2.1213 | 7.39 | 46.9288 | 56.8348 | 310.451 | 1.7101 | 6.4602 | 65.1572 | 69.2254 | 311.5984 | 2.1213 | 7.39 | 46.9288 | 56.8348 | 310.451 | 1.7101 | 6.4602 | 65.1572 | 69.2254 | 311.5984 | 2.1213 | 7.39 | 46.9288 | 56.8348 | 310.451 | 1.7101 | 6.4602 | 65.1572 |  | 56.8626 | 319.1087 | 1.7082 | 6.4972 | 56.7365 | 52.09 | 302.18 | 1.5553 | 6.0725 | 79.72 | 56.8104 | 319.1772 | 1.7064 | 6.4935 | 56.7423 | 52.09 | 302.18 | 1.5553 | 6.0725 | 79.72 | 56.8196 | 319.1651 | 1.7067 | 6.4942 | 56.7413 | 52.09 | 302.18 | 1.5552 | 6.0725 | 79.72 |  | 0 | 0 | 0 | 0 | 0 | 0 | 0 | 0 | 0 | 0 | 0 | 0 | 0 | 0 | 0 | 0 | 0 | 0 | 0 | 0 | 0 | 0 | 0 | 0 | 0 | 0 | 0 | 0 | 0 | 0 |  | 56.8626 | 319.1087 | 2.0498 | 7.7966 | 68.0838 | 52.09 | 302.18 | 1.8663 | 7.287 | 95.664 | 56.8104 | 319.1772 | 2.0477 | 7.7923 | 68.0908 | 52.09 | 302.18 | 1.8663 | 7.287 | 95.664 | 56.8196 | 319.1651 | 2.0481 | 7.793 | 68.0896 | 52.09 | 302.18 | 1.8663 | 7.287 | 95.664 |  | 0 | 0 | 0.34163 | 1.2994 | 11.3473 | 0 | 0 | 0.31105 | 1.2145 | 15.944 | 0 | 0 | 0.34128 | 1.2987 | 11.3485 | 0 | 0 | 0.31105 | 1.2145 | 15.944 | 0 | 0 | 0.34134 | 1.2988 | 11.3483 | 0 | 0 | 0.31105 | 1.2145 | 15.944
2022 | 262 | 85 | 8.6 | 20.87 | 0 | 62.52 | 346.47 | 1.887 | 7.03 | 22.43 | 20.8 | 169.31 | 0.56 | 3.2 | 251.59 |  | 70.2218 | 313.1903 | 2.1539 | 7.4708 | 44.0109 | 58.4164 | 313.208 | 1.7617 | 6.5894 | 60.3029 | 70.2218 | 313.1903 | 2.1539 | 7.4708 | 44.0109 | 58.4164 | 313.208 | 1.7617 | 6.5894 | 60.3029 | 70.2218 | 313.1903 | 2.1539 | 7.4708 | 44.0109 | 58.4164 | 313.208 | 1.7617 | 6.5894 | 60.3029 |  | 56.995 | 318.9351 | 1.7126 | 6.5064 | 56.7216 | 52.09 | 302.18 | 1.5553 | 6.0725 | 79.72 | 56.9625 | 318.9779 | 1.7115 | 6.5041 | 56.7252 | 52.09 | 302.18 | 1.5552 | 6.0725 | 79.72 | 56.9861 | 318.9469 | 1.7123 | 6.5057 | 56.7226 | 52.09 | 302.18 | 1.5553 | 6.0725 | 79.72 |  | 0 | 0 | 0 | 0 | 0 | 0 | 0 | 0 | 0 | 0 | 0 | 0 | 0 | 0 | 0 | 0 | 0 | 0 | 0 | 0 | 0 | 0 | 0 | 0 | 0 | 0 | 0 | 0 | 0 | 0 |  | 56.995 | 318.9351 | 2.0551 | 7.8076 | 68.0659 | 52.09 | 302.18 | 1.8663 | 7.287 | 95.664 | 56.9625 | 318.9779 | 2.0538 | 7.8049 | 68.0703 | 52.09 | 302.18 | 1.8663 | 7.287 | 95.664 | 56.9861 | 318.9469 | 2.0548 | 7.8069 | 68.0671 | 52.09 | 302.18 | 1.8663 | 7.287 | 95.664 |  | 0 | 0 | 0.34252 | 1.3013 | 11.3443 | 0 | 0 | 0.31105 | 1.2145 | 15.944 | 0 | 0 | 0.3423 | 1.3008 | 11.345 | 0 | 0 | 0.31105 | 1.2145 | 15.944 | 0 | 0 | 0.34246 | 1.3011 | 11.3445 | 0 | 0 | 0.31105 | 1.2145 | 15.944
2023 | 262 | 85 | 8.6 | 20.87 | 0 | 62.52 | 346.47 | 1.887 | 7.03 | 22.43 | 20.8 | 169.31 | 0.56 | 3.2 | 251.59 |  | 71.2183 | 314.7823 | 2.1865 | 7.5516 | 41.093 | 59.998 | 315.9651 | 1.8134 | 6.7186 | 55.4486 | 71.2183 | 314.7823 | 2.1865 | 7.5516 | 41.093 | 59.998 | 315.9651 | 1.8134 | 6.7186 | 55.4486 | 71.2183 | 314.7823 | 2.1865 | 7.5516 | 41.093 | 59.998 | 315.9651 | 1.8134 | 6.7186 | 55.4486 |  | 57.1355 | 318.7511 | 1.7173 | 6.5161 | 56.7058 | 52.09 | 302.18 | 1.5552 | 6.0725 | 79.72 | 57.1374 | 318.7486 | 1.7174 | 6.5162 | 56.7056 | 52.09 | 302.18 | 1.5552 | 6.0725 | 79.72 | 57.1766 | 318.6972 | 1.7187 | 6.519 | 56.7012 | 52.09 | 302.18 | 1.5552 | 6.0725 | 79.72 |  | 0 | 0 | 0 | 0 | 0 | 0 | 0 | 0 | 0 | 0 | 0 | 0 | 0 | 0 | 0 | 0 | 0 | 0 | 0 | 0 | 0 | 0 | 0 | 0 | 0 | 0 | 0 | 0 | 0 | 0 |  | 57.1355 | 318.7511 | 2.0608 | 7.8193 | 68.0469 | 52.09 | 302.18 | 1.8663 | 7.287 | 95.664 | 57.1374 | 318.7486 | 2.0609 | 7.8195 | 68.0467 | 52.09 | 302.18 | 1.8663 | 7.287 | 95.664 | 57.1766 | 318.6972 | 2.0625 | 7.8227 | 68.0414 | 52.09 | 302.18 | 1.8663 | 7.287 | 95.664 |  | 0 | 0 | 0.34347 | 1.3032 | 11.3412 | 0 | 0 | 0.31105 | 1.2145 | 15.944 | 0 | 0 | 0.34348 | 1.3032 | 11.3411 | 0 | 0 | 0.31105 | 1.2145 | 15.944 | 0 | 0 | 0.34375 | 1.3038 | 11.3402 | 0 | 0 | 0.31105 | 1.2145 | 15.944
2024 | 262 | 85 | 8.6 | 20.87 | 0 | 62.52 | 346.47 | 1.887 | 7.03 | 22.43 | 20.8 | 169.31 | 0.56 | 3.2 | 251.59 |  | 72.2147 | 316.3742 | 2.219 | 7.6325 | 38.1751 | 61.5796 | 318.7221 | 1.865 | 6.8478 | 50.5944 | 72.2147 | 316.3742 | 2.219 | 7.6325 | 38.1751 | 61.5796 | 318.7221 | 1.865 | 6.8478 | 50.5944 | 72.2147 | 316.3742 | 2.219 | 7.6325 | 38.1751 | 61.5796 | 318.7221 | 1.865 | 6.8478 | 50.5944 |  | 57.2827 | 318.5581 | 1.7223 | 6.5263 | 56.6892 | 52.09 | 302.18 | 1.5552 | 6.0725 | 79.72 | 57.3309 | 318.4949 | 1.7239 | 6.5297 | 56.6838 | 52.09 | 302.18 | 1.5552 | 6.0725 | 79.72 | 57.3833 | 318.4263 | 1.7257 | 6.5333 | 56.6779 | 52.09 | 302.18 | 1.5553 | 6.0725 | 79.72 |  | 0 | 0 | 0 | 0 | 0 | 0 | 0 | 0 | 0 | 0 | 0 | 0 | 0 | 0 | 0 | 0 | 0 | 0 | 0 | 0 | 0 | 0 | 0 | 0 | 0 | 0 | 0 | 0 | 0 | 0 |  | 57.2827 | 318.5581 | 2.0668 | 7.8316 | 68.0271 | 52.09 | 302.18 | 1.8663 | 7.287 | 95.664 | 57.3309 | 318.4949 | 2.0687 | 7.8356 | 68.0206 | 52.09 | 302.18 | 1.8663 | 7.287 | 95.664 | 57.3833 | 318.4263 | 2.0708 | 7.84 | 68.0135 | 52.09 | 302.18 | 1.8663 | 7.287 | 95.664 |  | 0 | 0 | 0.34446 | 1.3053 | 11.3378 | 0 | 0 | 0.31105 | 1.2145 | 15.944 | 0 | 0 | 0.34478 | 1.3059 | 11.3368 | 0 | 0 | 0.31105 | 1.2145 | 15.944 | 0 | 0 | 0.34514 | 1.3067 | 11.3356 | 0 | 0 | 0.31105 | 1.2145 | 15.944
2025 | 262 | 85 | 8.6 | 20.87 | 0 | 62.52 | 346.47 | 1.887 | 7.03 | 22.43 | 20.8 | 169.31 | 0.56 | 3.2 | 251.59 |  | 73.2112 | 317.9662 | 2.2516 | 7.7133 | 35.2572 | 63.1612 | 321.4791 | 1.9166 | 6.977 | 45.7401 | 73.2112 | 317.9662 | 2.2516 | 7.7133 | 35.2572 | 63.1612 | 321.4791 | 1.9166 | 6.977 | 45.7401 | 73.2112 | 317.9662 | 2.2516 | 7.7133 | 35.2572 | 63.1612 | 321.4791 | 1.9166 | 6.977 | 45.7401 |  | 57.4628 | 318.3402 | 1.7284 | 6.5389 | 56.6515 | 52.0933 | 302.1857 | 1.5554 | 6.0728 | 79.7099 | 57.5211 | 318.2617 | 1.7303 | 6.5429 | 56.6468 | 52.0913 | 302.1823 | 1.5553 | 6.0726 | 79.716 | 57.5808 | 318.1841 | 1.7323 | 6.5471 | 56.6396 | 52.0925 | 302.1843 | 1.5553 | 6.0727 | 79.7124 |  | 0 | 0 | 0 | 0 | 0 | 0 | 0 | 0 | 0 | 0 | 0 | 0 | 0 | 0 | 0 | 0 | 0 | 0 | 0 | 0 | 0 | 0 | 0 | 0 | 0 | 0 | 0 | 0 | 0 | 0 |  | 57.4628 | 318.3402 | 2.074 | 7.8467 | 67.9817 | 52.0933 | 302.1857 | 1.8664 | 7.2873 | 95.6519 | 57.5211 | 318.2617 | 2.0764 | 7.8515 | 67.9762 | 52.0913 | 302.1823 | 1.8664 | 7.2871 | 95.6592 | 57.5808 | 318.1841 | 2.0788 | 7.8565 | 67.9675 | 52.0925 | 302.1843 | 1.8664 | 7.2872 | 95.6549 |  | 0 | 0 | 0.34567 | 1.3078 | 11.3303 | 0 | 0 | 0.31107 | 1.2146 | 15.942 | 0 | 0 | 0.34606 | 1.3086 | 11.3294 | 0 | 0 | 0.31106 | 1.2145 | 15.9432 | 0 | 0 | 0.34646 | 1.3094 | 11.3279 | 0 | 0 | 0.31107 | 1.2145 | 15.9425
2026 | 262 | 85 | 8.6 | 20.87 | 0 | 62.52 | 346.47 | 1.887 | 7.03 | 22.43 | 20.8 | 169.31 | 0.56 | 3.2 | 251.59 |  | 74.2076 | 319.5581 | 2.2842 | 7.7941 | 32.3393 | 64.7428 | 324.2361 | 1.9682 | 7.1063 | 40.8858 | 74.2076 | 319.5581 | 2.2842 | 7.7941 | 32.3393 | 64.7428 | 324.2361 | 1.9682 | 7.1063 | 40.8858 | 74.2076 | 319.5581 | 2.2842 | 7.7941 | 32.3393 | 64.7428 | 324.2361 | 1.9682 | 7.1063 | 40.8858 |  | 57.6382 | 318.136 | 1.7342 | 6.5512 | 56.6067 | 52.0989 | 302.1955 | 1.5555 | 6.0732 | 79.6927 | 57.7197 | 318.0297 | 1.737 | 6.5568 | 56.5971 | 52.0942 | 302.1873 | 1.5554 | 6.0728 | 79.7072 | 57.782 | 317.9474 | 1.7391 | 6.5611 | 56.5907 | 52.0981 | 302.194 | 1.5555 | 6.0732 | 79.6953 |  | 0 | 0 | 0 | 0 | 0 | 0 | 0 | 0 | 0 | 0 | 0 | 0 | 0 | 0 | 0 | 0 | 0 | 0 | 0 | 0 | 0 | 0 | 0 | 0 | 0 | 0 | 0 | 0 | 0 | 0 |  | 57.6382 | 318.136 | 2.0811 | 7.8614 | 67.9281 | 52.0989 | 302.1955 | 1.8666 | 7.2879 | 95.6312 | 57.7197 | 318.0297 | 2.0844 | 7.8682 | 67.9166 | 52.0942 | 302.1873 | 1.8665 | 7.2874 | 95.6486 | 57.782 | 317.9474 | 2.0869 | 7.8734 | 67.9089 | 52.0981 | 302.194 | 1.8666 | 7.2878 | 95.6343 |  | 0 | 0 | 0.34685 | 1.3102 | 11.3213 | 0 | 0 | 0.31111 | 1.2146 | 15.9385 | 0 | 0 | 0.3474 | 1.3114 | 11.3194 | 0 | 0 | 0.31108 | 1.2146 | 15.9414 | 0 | 0 | 0.34782 | 1.3122 | 11.3181 | 0 | 0 | 0.3111 | 1.2146 | 15.9391
2027 | 262 | 85 | 8.6 | 20.87 | 0 | 62.52 | 346.47 | 1.887 | 7.03 | 22.43 | 20.8 | 169.31 | 0.56 | 3.2 | 251.59 |  | 75.2041 | 321.1501 | 2.3167 | 7.8749 | 29.4214 | 66.3244 | 326.9931 | 2.0198 | 7.2355 | 36.0315 | 75.2041 | 321.1501 | 2.3167 | 7.8749 | 29.4214 | 66.3244 | 326.9931 | 2.0198 | 7.2355 | 36.0315 | 75.2041 | 321.1501 | 2.3167 | 7.8749 | 29.4214 | 66.3244 | 326.9931 | 2.0198 | 7.2355 | 36.0315 |  | 57.8285 | 317.9279 | 1.7406 | 6.5645 | 56.5455 | 52.1081 | 302.2115 | 1.5558 | 6.074 | 79.6645 | 57.9341 | 317.7927 | 1.7442 | 6.5719 | 56.5304 | 52.0992 | 302.196 | 1.5555 | 6.0732 | 79.6919 | 57.9974 | 317.7067 | 1.7463 | 6.5762 | 56.5262 | 52.1069 | 302.2095 | 1.5558 | 6.0739 | 79.668 |  | 0 | 0 | 0 | 0 | 0 | 0 | 0 | 0 | 0 | 0 | 0 | 0 | 0 | 0 | 0 | 0 | 0 | 0 | 0 | 0 | 0 | 0 | 0 | 0 | 0 | 0 | 0 | 0 | 0 | 0 |  | 57.8285 | 317.9279 | 2.0888 | 7.8774 | 67.8545 | 52.1081 | 302.2115 | 1.867 | 7.2888 | 95.5974 | 57.9341 | 317.7927 | 2.093 | 7.8862 | 67.8365 | 52.0992 | 302.196 | 1.8667 | 7.2879 | 95.6303 | 57.9974 | 317.7067 | 2.0956 | 7.8915 | 67.8314 | 52.1069 | 302.2095 | 1.867 | 7.2887 | 95.6016 |  | 0 | 0 | 0.34813 | 1.3129 | 11.3091 | 0 | 0 | 0.31117 | 1.2148 | 15.9329 | 0 | 0 | 0.34884 | 1.3144 | 11.3061 | 0 | 0 | 0.31111 | 1.2146 | 15.9384 | 0 | 0 | 0.34926 | 1.3152 | 11.3052 | 0 | 0 | 0.31116 | 1.2148 | 15.9336
2028 | 262 | 85 | 8.6 | 20.87 | 0 | 62.52 | 346.47 | 1.887 | 7.03 | 22.43 | 20.8 | 169.31 | 0.56 | 3.2 | 251.59 |  | 76.2005 | 322.742 | 2.3493 | 7.9558 | 26.5035 | 67.906 | 329.7501 | 2.0715 | 7.3647 | 31.1773 | 76.2005 | 322.742 | 2.3493 | 7.9558 | 26.5035 | 67.906 | 329.7501 | 2.0715 | 7.3647 | 31.1773 | 76.2005 | 322.742 | 2.3493 | 7.9558 | 26.5035 | 67.906 | 329.7501 | 2.0715 | 7.3647 | 31.1773 |  | 58.0317 | 317.7183 | 1.7475 | 6.5789 | 56.4676 | 52.1216 | 302.235 | 1.5563 | 6.0751 | 79.6231 | 58.163 | 317.553 | 1.7519 | 6.588 | 56.4463 | 52.1068 | 302.2093 | 1.5558 | 6.0739 | 79.6684 | 58.2258 | 317.4642 | 1.754 | 6.5923 | 56.4455 | 52.1196 | 302.2315 | 1.5562 | 6.0749 | 79.6292 |  | 0 | 0 | 0 | 0 | 0 | 0 | 0 | 0 | 0 | 0 | 0 | 0 | 0 | 0 | 0 | 0 | 0 | 0 | 0 | 0 | 0 | 0 | 0 | 0 | 0 | 0 | 0 | 0 | 0 | 0 |  | 58.0317 | 317.7183 | 2.0969 | 7.8946 | 67.7612 | 52.1216 | 302.235 | 1.8675 | 7.2901 | 95.5477 | 58.163 | 317.553 | 2.1022 | 7.9056 | 67.7356 | 52.1068 | 302.2093 | 1.867 | 7.2886 | 95.6021 | 58.2258 | 317.4642 | 2.1048 | 7.9108 | 67.7346 | 52.1196 | 302.2315 | 1.8675 | 7.2899 | 95.5551 |  | 0 | 0 | 0.34949 | 1.3158 | 11.2935 | 0 | 0 | 0.31126 | 1.215 | 15.9246 | 0 | 0 | 0.35037 | 1.3176 | 11.2893 | 0 | 0 | 0.31116 | 1.2148 | 15.9337 | 0 | 0 | 0.3508 | 1.3185 | 11.2891 | 0 | 0 | 0.31124 | 1.215 | 15.9258
2029 | 262 | 85 | 8.6 | 20.87 | 0 | 62.52 | 346.47 | 1.887 | 7.03 | 22.43 | 20.8 | 169.31 | 0.56 | 3.2 | 251.59 |  | 77.197 | 324.334 | 2.3819 | 8.0366 | 23.5855 | 69.4875 | 332.5071 | 2.1231 | 7.4939 | 26.323 | 77.197 | 324.334 | 2.3819 | 8.0366 | 23.5855 | 69.4875 | 332.5071 | 2.1231 | 7.4939 | 26.323 | 77.197 | 324.334 | 2.3819 | 8.0366 | 23.5855 | 69.4875 | 332.5071 | 2.1231 | 7.4939 | 26.323 |  | 58.248 | 317.5086 | 1.7547 | 6.5942 | 56.3717 | 52.1403 | 302.2677 | 1.5569 | 6.0766 | 79.5657 | 58.406 | 317.3121 | 1.76 | 6.6052 | 56.3437 | 52.1178 | 302.2285 | 1.5562 | 6.0748 | 79.6346 | 58.4668 | 317.2214 | 1.7621 | 6.6093 | 56.3477 | 52.1365 | 302.2611 | 1.5568 | 6.0763 | 79.5771 |  | 0 | 0 | 0 | 0 | 0 | 0 | 0 | 0 | 0 | 0 | 0 | 0 | 0 | 0 | 0 | 0 | 0 | 0 | 0 | 0 | 0 | 0 | 0 | 0 | 0 | 0 | 0 | 0 | 0 | 0 |  | 58.248 | 317.5086 | 2.1057 | 7.913 | 67.6461 | 52.1403 | 302.2677 | 1.8683 | 7.2919 | 95.4788 | 58.406 | 317.3121 | 2.112 | 7.9262 | 67.6125 | 52.1178 | 302.2285 | 1.8674 | 7.2897 | 95.5615 | 58.4668 | 317.2214 | 2.1145 | 7.9312 | 67.6172 | 52.1365 | 302.2611 | 1.8681 | 7.2916 | 95.4926 |  | 0 | 0 | 0.35094 | 1.3188 | 11.2743 | 0 | 0 | 0.31138 | 1.2153 | 15.9131 | 0 | 0 | 0.35201 | 1.321 | 11.2687 | 0 | 0 | 0.31123 | 1.215 | 15.9269 | 0 | 0 | 0.35241 | 1.3219 | 11.2695 | 0 | 0 | 0.31135 | 1.2153 | 15.9154
2030 | 262 | 85 | 8.6 | 20.87 | 0 | 62.52 | 346.47 | 1.887 | 7.03 | 22.43 | 20.8 | 169.31 | 0.56 | 3.2 | 251.59 |  | 78.1934 | 325.9259 | 2.4145 | 8.1174 | 20.6676 | 71.0691 | 335.2641 | 2.1747 | 7.6231 | 21.4687 | 78.1934 | 325.9259 | 2.4145 | 8.1174 | 20.6676 | 71.0691 | 335.2641 | 2.1747 | 7.6231 | 21.4687 | 78.1934 | 325.9259 | 2.4145 | 8.1174 | 20.6676 | 71.0691 | 335.2641 | 2.1747 | 7.6231 | 21.4687 |  | 58.478 | 317.3001 | 1.7624 | 6.6105 | 56.2559 | 52.1653 | 302.3112 | 1.5577 | 6.0786 | 79.489 | 58.6631 | 317.0719 | 1.7686 | 6.6234 | 56.2211 | 52.1331 | 302.2551 | 1.5567 | 6.076 | 79.5878 | 58.72 | 316.9801 | 1.7706 | 6.6273 | 56.2314 | 52.1583 | 302.2991 | 1.5575 | 6.0781 | 79.5103 |  | 0 | 0 | 0 | 0 | 0 | 0 | 0 | 0 | 0 | 0 | 0 | 0 | 0 | 0 | 0 | 0 | 0 | 0 | 0 | 0 | 0 | 0 | 0 | 0 | 0 | 0 | 0 | 0 | 0 | 0 |  | 58.478 | 317.3001 | 2.1149 | 7.9326 | 67.5071 | 52.1653 | 302.3112 | 1.8692 | 7.2944 | 95.3868 | 58.6631 | 317.0719 | 2.1224 | 7.9481 | 67.4653 | 52.1331 | 302.2551 | 1.868 | 7.2912 | 95.5054 | 58.72 | 316.9801 | 2.1247 | 7.9527 | 67.4777 | 52.1583 | 302.2991 | 1.869 | 7.2937 | 95.4123 |  | 0 | 0 | 0.35248 | 1.3221 | 11.2512 | 0 | 0 | 0.31154 | 1.2157 | 15.8978 | 0 | 0 | 0.35373 | 1.3247 | 11.2442 | 0 | 0 | 0.31133 | 1.2152 | 15.9176 | 0 | 0 | 0.35411 | 1.3255 | 11.2463 | 0 | 0 | 0.3115 | 1.2156 | 15.9021
2031 | 262 | 85 | 8.6 | 20.87 | 0 | 62.52 | 346.47 | 1.887 | 7.03 | 22.43 | 20.8 | 169.31 | 0.56 | 3.2 | 251.59 |  | 78.6684 | 325.3034 | 2.4304 | 8.1504 | 20.6142 | 71.7816 | 334.3303 | 2.1987 | 7.6726 | 21.3886 | 78.6684 | 325.3034 | 2.4304 | 8.1504 | 20.6142 | 71.7816 | 334.3303 | 2.1987 | 7.6726 | 21.3886 | 78.6684 | 325.3034 | 2.4304 | 8.1504 | 20.6142 | 71.7816 | 334.3303 | 2.1987 | 7.6726 | 21.3886 |  | 58.7222 | 317.0942 | 1.7706 | 6.6279 | 56.1179 | 52.1978 | 302.3679 | 1.5588 | 6.0813 | 79.3892 | 58.9341 | 316.8344 | 1.7777 | 6.6427 | 56.0766 | 52.1535 | 302.2908 | 1.5573 | 6.0777 | 79.525 | 58.9854 | 316.7423 | 1.7795 | 6.6461 | 56.095 | 52.1855 | 302.3465 | 1.5584 | 6.0803 | 79.4268 |  | 0 | 0 | 0 | 0 | 0 | 0 | 0 | 0 | 0 | 0 | 0 | 0 | 0 | 0 | 0 | 0 | 0 | 0 | 0 | 0 | 0 | 0 | 0 | 0 | 0 | 0 | 0 | 0 | 0 | 0 |  | 58.7222 | 317.0942 | 2.1247 | 7.9535 | 67.3415 | 52.1978 | 302.3679 | 1.8705 | 7.2976 | 95.2671 | 58.9341 | 316.8344 | 2.1333 | 7.9712 | 67.292 | 52.1535 | 302.2908 | 1.8688 | 7.2932 | 95.43 | 58.9854 | 316.7423 | 2.1354 | 7.9754 | 67.314 | 52.1855 | 302.3465 | 1.87 | 7.2964 | 95.3122 |  | 0 | 0 | 0.35412 | 1.3256 | 11.2236 | 0 | 0 | 0.31175 | 1.2163 | 15.8778 | 0 | 0 | 0.35555 | 1.3285 | 11.2153 | 0 | 0 | 0.31146 | 1.2155 | 15.905 | 0 | 0 | 0.35589 | 1.3292 | 11.219 | 0 | 0 | 0.31167 | 1.2161 | 15.8854
2032 | 262 | 85 | 8.6 | 20.87 | 0 | 62.52 | 346.47 | 1.887 | 7.03 | 22.43 | 20.8 | 169.31 | 0.56 | 3.2 | 251.59 |  | 79.1433 | 324.6808 | 2.4464 | 8.1833 | 20.5608 | 72.494 | 333.3965 | 2.2226 | 7.722 | 21.3085 | 79.1433 | 324.6808 | 2.4464 | 8.1833 | 20.5608 | 72.494 | 333.3965 | 2.2226 | 7.722 | 21.3085 | 79.1433 | 324.6808 | 2.4464 | 8.1833 | 20.5608 | 72.494 | 333.3965 | 2.2226 | 7.722 | 21.3085 |  | 58.9815 | 316.8925 | 1.7793 | 6.6464 | 55.955 | 52.2393 | 302.4402 | 1.5601 | 6.0847 | 79.2619 | 59.2192 | 316.6016 | 1.7873 | 6.663 | 55.9082 | 52.1804 | 302.3377 | 1.5582 | 6.0799 | 79.4424 | 59.263 | 316.5099 | 1.7888 | 6.6659 | 55.9365 | 52.2188 | 302.4045 | 1.5595 | 6.083 | 79.3246 |  | 56.8626 | 319.1087 | 2.0498 | 7.7966 | 68.0838 | 52.09 | 302.18 | 1.8663 | 7.287 | 95.664 | 56.8104 | 319.1772 | 2.0477 | 7.7923 | 68.0908 | 52.09 | 302.18 | 1.8663 | 7.287 | 95.664 | 56.8196 | 319.1651 | 2.0481 | 7.793 | 68.0896 | 52.09 | 302.18 | 1.8663 | 7.287 | 95.664 |  | 58.9815 | 316.8925 | 2.1351 | 7.9757 | 67.146 | 52.2393 | 302.4402 | 1.8721 | 7.3016 | 95.1143 | 59.2192 | 316.6016 | 2.1447 | 7.9956 | 67.0899 | 52.1804 | 302.3377 | 1.8698 | 7.2959 | 95.3309 | 59.263 | 316.5099 | 2.1465 | 7.9991 | 67.1238 | 52.2188 | 302.4045 | 1.8713 | 7.2996 | 95.1896 |  | 0 | 0 | 0.35586 | 1.3293 | 11.191 | 0 | 0 | 0.31202 | 1.2169 | 15.8524 | 0 | 0 | 0.35745 | 1.3326 | 11.1816 | 0 | 0 | 0.31164 | 1.216 | 15.8885 | 0 | 0 | 0.35775 | 1.3332 | 11.1873 | 0 | 0 | 0.31189 | 1.2166 | 15.8649
2033 | 262 | 85 | 8.6 | 20.87 | 0 | 62.52 | 346.47 | 1.887 | 7.03 | 22.43 | 20.8 | 169.31 | 0.56 | 3.2 | 251.59 |  | 79.6183 | 324.0583 | 2.4624 | 8.2163 | 20.5074 | 73.2064 | 332.4627 | 2.2466 | 7.7714 | 21.2284 | 79.6183 | 324.0583 | 2.4624 | 8.2163 | 20.5074 | 73.2064 | 332.4627 | 2.2466 | 7.7714 | 21.2284 | 79.6183 | 324.0583 | 2.4624 | 8.2163 | 20.5074 | 73.2064 | 332.4627 | 2.2466 | 7.7714 | 21.2284 |  | 59.2569 | 316.6969 | 1.7885 | 6.6662 | 55.7638 | 52.2914 | 302.531 | 1.5618 | 6.089 | 79.1019 | 59.5186 | 316.3759 | 1.7973 | 6.6845 | 55.7132 | 52.2152 | 302.3983 | 1.5593 | 6.0827 | 79.3356 | 59.553 | 316.2852 | 1.7985 | 6.6867 | 55.7535 | 52.2591 | 302.4747 | 1.5608 | 6.0863 | 79.2011 |  | 56.9267 | 319.0247 | 2.0524 | 7.8019 | 68.0751 | 52.09 | 302.18 | 1.8663 | 7.287 | 95.664 | 56.884 | 319.0806 | 2.0507 | 7.7984 | 68.0809 | 52.09 | 302.18 | 1.8663 | 7.287 | 95.664 | 56.9004 | 319.0593 | 2.0513 | 7.7997 | 68.0787 | 52.09 | 302.18 | 1.8663 | 7.287 | 95.664 |  | 59.2569 | 316.6969 | 2.1462 | 7.9995 | 66.9166 | 52.2914 | 302.531 | 1.8742 | 7.3067 | 94.9223 | 59.5186 | 316.3759 | 2.1568 | 8.0214 | 66.8559 | 52.2152 | 302.3983 | 1.8712 | 7.2993 | 95.2027 | 59.553 | 316.2852 | 2.1582 | 8.024 | 66.9042 | 52.2591 | 302.4747 | 1.8729 | 7.3036 | 95.0413 |  | 0 | 0 | 0.3577 | 1.3332 | 11.1528 | 0 | 0 | 0.31236 | 1.2178 | 15.8204 | 0 | 0 | 0.35946 | 1.3369 | 11.1426 | 0 | 0 | 0.31187 | 1.2165 | 15.8671 | 0 | 0 | 0.35969 | 1.3373 | 11.1507 | 0 | 0 | 0.31215 | 1.2173 | 15.8402
2034 | 262 | 85 | 8.6 | 20.87 | 0 | 62.52 | 346.47 | 1.887 | 7.03 | 22.43 | 20.8 | 169.31 | 0.56 | 3.2 | 251.59 |  | 80.0932 | 323.4357 | 2.4784 | 8.2492 | 20.454 | 73.9189 | 331.5289 | 2.2706 | 7.8209 | 21.1483 | 80.0932 | 323.4357 | 2.4784 | 8.2492 | 20.454 | 73.9189 | 331.5289 | 2.2706 | 7.8209 | 21.1483 | 80.0932 | 323.4357 | 2.4784 | 8.2492 | 20.454 | 73.9189 | 331.5289 | 2.2706 | 7.8209 | 21.1483 |  | 59.5498 | 316.5095 | 1.7983 | 6.6873 | 55.5407 | 52.3561 | 302.6439 | 1.5639 | 6.0942 | 78.9032 | 59.8328 | 316.1596 | 1.8078 | 6.707 | 55.4885 | 52.2596 | 302.4757 | 1.5608 | 6.0864 | 79.1993 | 59.8559 | 316.0704 | 1.8086 | 6.7084 | 55.543 | 52.3073 | 302.5589 | 1.5623 | 6.0903 | 79.0529 |  | 56.992 | 318.9392 | 2.055 | 7.8074 | 68.0663 | 52.09 | 302.18 | 1.8663 | 7.287 | 95.664 | 56.9635 | 318.9765 | 2.0539 | 7.805 | 68.0701 | 52.09 | 302.18 | 1.8663 | 7.287 | 95.664 | 56.9873 | 318.9453 | 2.0548 | 7.807 | 68.0669 | 52.09 | 302.18 | 1.8663 | 7.287 | 95.664 |  | 59.5498 | 316.5095 | 2.1579 | 8.0248 | 66.6488 | 52.3561 | 302.6439 | 1.8767 | 7.3131 | 94.6839 | 59.8328 | 316.1596 | 2.1694 | 8.0485 | 66.5862 | 52.2596 | 302.4757 | 1.8729 | 7.3036 | 95.0392 | 59.8559 | 316.0704 | 2.1703 | 8.0501 | 66.6516 | 52.3073 | 302.5589 | 1.8748 | 7.3083 | 94.8635 |  | 0 | 0 | 0.35966 | 1.3375 | 11.1081 | 0 | 0 | 0.31279 | 1.2188 | 15.7806 | 0 | 0 | 0.36156 | 1.3414 | 11.0977 | 0 | 0 | 0.31216 | 1.2173 | 15.8399 | 0 | 0 | 0.36172 | 1.3417 | 11.1086 | 0 | 0 | 0.31247 | 1.2181 | 15.8106
2035 | 262 | 85 | 8.6 | 20.87 | 0 | 62.52 | 346.47 | 1.887 | 7.03 | 22.43 | 20.8 | 169.31 | 0.56 | 3.2 | 251.59 |  | 80.5682 | 322.8132 | 2.4944 | 8.2822 | 20.4006 | 74.6313 | 330.595 | 2.2946 | 7.8703 | 21.0682 | 80.5682 | 322.8132 | 2.4944 | 8.2822 | 20.4006 | 74.6313 | 330.595 | 2.2946 | 7.8703 | 21.0682 | 80.5682 | 322.8132 | 2.4944 | 8.2822 | 20.4006 | 74.6313 | 330.595 | 2.2946 | 7.8703 | 21.0682 |  | 59.8618 | 316.3324 | 1.8087 | 6.7099 | 55.2811 | 52.4357 | 302.7826 | 1.5665 | 6.1007 | 78.659 | 60.1625 | 315.9556 | 1.8188 | 6.7309 | 55.2305 | 52.3157 | 302.5734 | 1.5626 | 6.0909 | 79.0274 | 60.1724 | 315.8681 | 1.8192 | 6.7312 | 55.3015 | 52.3648 | 302.6591 | 1.5642 | 6.095 | 78.8765 |  | 57.0581 | 318.8525 | 2.0577 | 7.8129 | 68.0574 | 52.09 | 302.18 | 1.8663 | 7.287 | 95.664 | 57.0476 | 318.8662 | 2.0573 | 7.812 | 68.0588 | 52.09 | 302.18 | 1.8663 | 7.287 | 95.664 | 57.0785 | 318.8258 | 2.0585 | 7.8146 | 68.0546 | 52.09 | 302.18 | 1.8663 | 7.287 | 95.664 |  | 59.8618 | 316.3324 | 2.1705 | 8.0519 | 66.3373 | 52.4357 | 302.7826 | 1.8798 | 7.3209 | 94.3908 | 60.1625 | 315.9556 | 2.1826 | 8.077 | 66.2766 | 52.3157 | 302.5734 | 1.8751 | 7.3091 | 94.8329 | 60.1724 | 315.8681 | 2.183 | 8.0775 | 66.3618 | 52.3648 | 302.6591 | 1.8771 | 7.3139 | 94.6518 |  | 0 | 0 | 0.36174 | 1.342 | 11.0562 | 0 | 0 | 0.31331 | 1.2201 | 15.7318 | 0 | 0 | 0.36376 | 1.3462 | 11.0461 | 0 | 0 | 0.31252 | 1.2182 | 15.8055 | 0 | 0 | 0.36384 | 1.3462 | 11.0603 | 0 | 0 | 0.31284 | 1.219 | 15.7753
2036 | 262 | 85 | 8.6 | 20.87 | 0 | 62.52 | 346.47 | 1.887 | 7.03 | 22.43 | 20.8 | 169.31 | 0.56 | 3.2 | 251.59 |  | 81.0431 | 322.1906 | 2.5104 | 8.3151 | 20.3472 | 75.3437 | 329.6612 | 2.3186 | 7.9197 | 20.9881 | 81.0431 | 322.1906 | 2.5104 | 8.3151 | 20.3472 | 75.3437 | 329.6612 | 2.3186 | 7.9197 | 20.9881 | 81.0431 | 322.1906 | 2.5104 | 8.3151 | 20.3472 | 75.3437 | 329.6612 | 2.3186 | 7.9197 | 20.9881 |  | 60.1948 | 316.1685 | 1.8198 | 6.7341 | 54.9798 | 52.5326 | 302.9516 | 1.5697 | 6.1087 | 78.3614 | 60.5089 | 315.7666 | 1.8304 | 6.7559 | 54.935 | 52.3856 | 302.6953 | 1.5649 | 6.0967 | 78.8127 | 60.5035 | 315.6812 | 1.8302 | 6.7552 | 55.0251 | 52.4329 | 302.7778 | 1.5664 | 6.1005 | 78.6675 |  | 57.1298 | 318.7617 | 2.0606 | 7.8189 | 68.044 | 52.0905 | 302.1809 | 1.8663 | 7.287 | 95.6621 | 57.1321 | 318.7584 | 2.0607 | 7.8191 | 68.0441 | 52.0902 | 302.1803 | 1.8663 | 7.287 | 95.6633 | 57.1688 | 318.7104 | 2.0622 | 7.8221 | 68.039 | 52.0903 | 302.1806 | 1.8663 | 7.287 | 95.6627 |  | 60.1948 | 316.1685 | 2.1838 | 8.0809 | 65.9758 | 52.5326 | 302.9516 | 1.8836 | 7.3304 | 94.0337 | 60.5089 | 315.7666 | 2.1965 | 8.1071 | 65.922 | 52.3856 | 302.6953 | 1.8779 | 7.316 | 94.5753 | 60.5035 | 315.6812 | 2.1963 | 8.1062 | 66.0301 | 52.4329 | 302.7778 | 1.8797 | 7.3206 | 94.401 |  | 0 | 0 | 0.36396 | 1.3468 | 10.996 | 0 | 0 | 0.31394 | 1.2217 | 15.6723 | 0 | 0 | 0.36608 | 1.3512 | 10.987 | 0 | 0 | 0.31298 | 1.2193 | 15.7625 | 0 | 0 | 0.36605 | 1.351 | 11.005 | 0 | 0 | 0.31329 | 1.2201 | 15.7335
2037 | 262 | 85 | 8.6 | 20.87 | 0 | 62.52 | 346.47 | 1.887 | 7.03 | 22.43 | 20.8 | 169.31 | 0.56 | 3.2 | 251.59 |  | 81.5181 | 321.5681 | 2.5263 | 8.3481 | 20.2938 | 76.0561 | 328.7274 | 2.3425 | 7.9691 | 20.908 | 81.5181 | 321.5681 | 2.5263 | 8.3481 | 20.2938 | 76.0561 | 328.7274 | 2.3425 | 7.9691 | 20.908 | 81.5181 | 321.5681 | 2.5263 | 8.3481 | 20.2938 | 76.0561 | 328.7274 | 2.3425 | 7.9691 | 20.908 |  | 60.5492 | 316.0142 | 1.8316 | 6.76 | 54.6396 | 52.6486 | 303.1506 | 1.5735 | 6.1181 | 78.0086 | 60.8714 | 315.5896 | 1.8425 | 6.7823 | 54.6055 | 52.4712 | 302.8422 | 1.5677 | 6.1036 | 78.5522 | 60.8491 | 315.5063 | 1.8418 | 6.7803 | 54.717 | 52.5125 | 302.9146 | 1.569 | 6.107 | 78.4251 |  | 57.2029 | 318.6717 | 2.0635 | 7.825 | 68.0274 | 52.0915 | 302.1826 | 1.8664 | 7.2871 | 95.6584 | 57.2172 | 318.6527 | 2.0641 | 7.8262 | 68.0257 | 52.0907 | 302.1812 | 1.8663 | 7.2871 | 95.6615 | 57.2586 | 318.5986 | 2.0658 | 7.8296 | 68.02 | 52.0912 | 302.1821 | 1.8663 | 7.2871 | 95.6597 |  | 60.5492 | 316.0142 | 2.198 | 8.1119 | 65.5675 | 52.6486 | 303.1506 | 1.8882 | 7.3418 | 93.6103 | 60.8714 | 315.5896 | 2.211 | 8.1388 | 65.5266 | 52.4712 | 302.8422 | 1.8812 | 7.3244 | 94.2627 | 60.8491 | 315.5063 | 2.2101 | 8.1364 | 65.6603 | 52.5125 | 302.9146 | 1.8828 | 7.3284 | 94.1101 |  | 0 | 0 | 0.36633 | 1.352 | 10.9279 | 0 | 0 | 0.3147 | 1.2236 | 15.6017 | 0 | 0 | 0.3685 | 1.3565 | 10.9211 | 0 | 0 | 0.31354 | 1.2207 | 15.7104 | 0 | 0 | 0.36836 | 1.3561 | 10.9434 | 0 | 0 | 0.31381 | 1.2214 | 15.685
2038 | 262 | 85 | 8.6 | 20.87 | 0 | 62.52 | 346.47 | 1.887 | 7.03 | 22.43 | 20.8 | 169.31 | 0.56 | 3.2 | 251.59 |  | 81.993 | 320.9455 | 2.5423 | 8.381 | 20.2404 | 76.7686 | 327.7936 | 2.3665 | 8.0186 | 20.8279 | 81.993 | 320.9455 | 2.5423 | 8.381 | 20.2404 | 76.7686 | 327.7936 | 2.3665 | 8.0186 | 20.8279 | 81.993 | 320.9455 | 2.5423 | 8.381 | 20.2404 | 76.7686 | 327.7936 | 2.3665 | 8.0186 | 20.8279 |  | 60.9271 | 315.8719 | 1.8442 | 6.7876 | 54.2552 | 52.7866 | 303.3839 | 1.578 | 6.1294 | 77.5921 | 61.2515 | 315.4271 | 1.8552 | 6.81 | 54.2377 | 52.5754 | 303.0181 | 1.5711 | 6.1121 | 78.2379 | 61.2104 | 315.3461 | 1.8538 | 6.8066 | 54.3729 | 52.6054 | 303.072 | 1.5721 | 6.1146 | 78.1444 |  | 57.278 | 318.5822 | 2.0666 | 7.8313 | 68.0068 | 52.0931 | 302.1854 | 1.8664 | 7.2873 | 95.6526 | 57.3042 | 318.5483 | 2.0676 | 7.8335 | 68.0029 | 52.0915 | 302.1826 | 1.8664 | 7.2871 | 95.6586 | 57.3493 | 318.489 | 2.0694 | 7.8372 | 67.997 | 52.0925 | 302.1844 | 1.8664 | 7.2872 | 95.6547 |  | 60.9271 | 315.8719 | 2.2131 | 8.1451 | 65.1063 | 52.7866 | 303.3839 | 1.8936 | 7.3552 | 93.1105 | 61.2515 | 315.4271 | 2.2262 | 8.172 | 65.0852 | 52.5754 | 303.0181 | 1.8853 | 7.3346 | 93.8855 | 61.2104 | 315.3461 | 2.2246 | 8.168 | 65.2475 | 52.6054 | 303.072 | 1.8865 | 7.3375 | 93.7732 |  | 0 | 0 | 0.36885 | 1.3575 | 10.851 | 0 | 0 | 0.3156 | 1.2259 | 15.5184 | 0 | 0 | 0.37103 | 1.362 | 10.8475 | 0 | 0 | 0.31422 | 1.2224 | 15.6476 | 0 | 0 | 0.37077 | 1.3613 | 10.8746 | 0 | 0 | 0.31441 | 1.2229 | 15.6289
2039 | 262 | 85 | 8.6 | 20.87 | 0 | 62.52 | 346.47 | 1.887 | 7.03 | 22.43 | 20.8 | 169.31 | 0.56 | 3.2 | 251.59 |  | 82.468 | 320.323 | 2.5583 | 8.414 | 20.187 | 77.481 | 326.8598 | 2.3905 | 8.068 | 20.7477 | 82.468 | 320.323 | 2.5583 | 8.414 | 20.187 | 77.481 | 326.8598 | 2.3905 | 8.068 | 20.7477 | 82.468 | 320.323 | 2.5583 | 8.414 | 20.187 | 77.481 | 326.8598 | 2.3905 | 8.068 | 20.7477 |  | 61.3308 | 315.7441 | 1.8577 | 6.8172 | 53.8213 | 52.9497 | 303.6562 | 1.5833 | 6.1427 | 77.103 | 61.6506 | 315.2818 | 1.8685 | 6.8392 | 53.8271 | 52.7013 | 303.2279 | 1.5752 | 6.1224 | 77.8609 | 61.5891 | 315.2028 | 1.8665 | 6.8343 | 53.9885 | 52.7134 | 303.253 | 1.5756 | 6.1234 | 77.8199 |  | 57.3553 | 318.4935 | 2.0697 | 7.8378 | 67.9818 | 52.0953 | 302.1893 | 1.8665 | 7.2875 | 95.6443 | 57.3932 | 318.4449 | 2.0712 | 7.8409 | 67.9754 | 52.0927 | 302.1846 | 1.8664 | 7.2873 | 95.6542 | 57.4415 | 318.3809 | 2.0732 | 7.845 | 67.9696 | 52.0944 | 302.1877 | 1.8665 | 7.2874 | 95.6478 |  | 61.3308 | 315.7441 | 2.2292 | 8.1807 | 64.5856 | 52.9497 | 303.6562 | 1.9 | 7.3712 | 92.5236 | 61.6506 | 315.2818 | 2.2422 | 8.2071 | 64.5925 | 52.7013 | 303.2279 | 1.8902 | 7.3468 | 93.4331 | 61.5891 | 315.2028 | 2.2398 | 8.2012 | 64.7861 | 52.7134 | 303.253 | 1.8907 | 7.3481 | 93.3838 |  | 0 | 0 | 0.37154 | 1.3634 | 10.7643 | 0 | 0 | 0.31666 | 1.2285 | 15.4206 | 0 | 0 | 0.3737 | 1.3678 | 10.7654 | 0 | 0 | 0.31504 | 1.2245 | 15.5722 | 0 | 0 | 0.37329 | 1.3669 | 10.7977 | 0 | 0 | 0.31512 | 1.2247 | 15.564
2040 | 262 | 85 | 8.6 | 20.87 | 0 | 62.52 | 346.47 | 1.887 | 7.03 | 22.43 | 20.8 | 169.31 | 0.56 | 3.2 | 251.59 |  | 82.943 | 319.7005 | 2.5743 | 8.447 | 20.1336 | 78.1934 | 325.9259 | 2.4144 | 8.1174 | 20.6676 | 82.943 | 319.7005 | 2.5743 | 8.447 | 20.1336 | 78.1934 | 325.9259 | 2.4144 | 8.1174 | 20.6676 | 82.943 | 319.7005 | 2.5743 | 8.447 | 20.1336 | 78.1934 | 325.9259 | 2.4144 | 8.1174 | 20.6676 |  | 61.7623 | 315.6337 | 1.8721 | 6.849 | 53.3321 | 53.1417 | 303.9725 | 1.5896 | 6.1583 | 76.5316 | 62.0701 | 315.1564 | 1.8825 | 6.8701 | 53.3689 | 52.8526 | 303.4766 | 1.5801 | 6.1347 | 77.4111 | 61.9868 | 315.0792 | 1.8797 | 6.8635 | 53.5587 | 52.8389 | 303.4607 | 1.5797 | 6.1336 | 77.4455 |  | 57.4348 | 318.4055 | 2.0729 | 7.8445 | 67.9522 | 52.0983 | 302.1945 | 1.8666 | 7.2878 | 95.6335 | 57.4846 | 318.3424 | 2.0749 | 7.8486 | 67.943 | 52.0943 | 302.1874 | 1.8665 | 7.2874 | 95.6483 | 57.5356 | 318.2742 | 2.077 | 7.8529 | 67.9376 | 52.0968 | 302.1919 | 1.8666 | 7.2877 | 95.6388 |  | 61.7623 | 315.6337 | 2.2465 | 8.2188 | 63.9985 | 53.1417 | 303.9725 | 1.9075 | 7.3899 | 91.8379 | 62.0701 | 315.1564 | 2.2589 | 8.2441 | 64.0426 | 52.8526 | 303.4766 | 1.8962 | 7.3616 | 92.8934 | 61.9868 | 315.0792 | 2.2557 | 8.2362 | 64.2704 | 52.8389 | 303.4607 | 1.8956 | 7.3603 | 92.9347 |  | 0 | 0 | 0.37441 | 1.3698 | 10.6664 | 0 | 0 | 0.31792 | 1.2317 | 15.3063 | 0 | 0 | 0.37649 | 1.374 | 10.6738 | 0 | 0 | 0.31603 | 1.2269 | 15.4822 | 0 | 0 | 0.37594 | 1.3727 | 10.7117 | 0 | 0 | 0.31594 | 1.2267 | 15.4891
2041 | 262 | 85 | 8.6 | 20.87 | 0 | 62.52 | 346.47 | 1.887 | 7.03 | 22.43 | 20.8 | 169.31 | 0.56 | 3.2 | 251.59 |  | 83.4179 | 319.0779 | 2.5903 | 8.4799 | 20.0802 | 78.9059 | 324.9921 | 2.4384 | 8.1669 | 20.5875 | 83.4179 | 319.0779 | 2.5903 | 8.4799 | 20.0802 | 78.9059 | 324.9921 | 2.4384 | 8.1669 | 20.5875 | 83.4179 | 319.0779 | 2.5903 | 8.4799 | 20.0802 | 78.9059 | 324.9921 | 2.4384 | 8.1669 | 20.5875 |  | 62.2239 | 315.5434 | 1.8874 | 6.8831 | 52.7818 | 53.3663 | 304.3379 | 1.5969 | 6.1765 | 75.8674 | 62.5118 | 315.0537 | 1.8972 | 6.9026 | 52.8581 | 53.0332 | 303.7698 | 1.5861 | 6.1493 | 76.8778 | 62.4055 | 314.9777 | 1.8937 | 6.8944 | 53.0785 | 52.9842 | 303.6982 | 1.5844 | 6.1454 | 77.0149 |  | 57.5164 | 318.3186 | 2.0762 | 7.8514 | 67.9179 | 52.102 | 302.2009 | 1.8668 | 7.2882 | 95.6198 | 57.5783 | 318.2409 | 2.0787 | 7.8565 | 67.9056 | 52.0964 | 302.1911 | 1.8665 | 7.2876 | 95.6406 | 57.6317 | 318.1688 | 2.0808 | 7.861 | 67.9008 | 52.0998 | 302.1971 | 1.8667 | 7.288 | 95.6278 |  | 62.2239 | 315.5434 | 2.2649 | 8.2597 | 63.3382 | 53.3663 | 304.3379 | 1.9163 | 7.4118 | 91.0409 | 62.5118 | 315.0537 | 2.2766 | 8.2832 | 63.4297 | 53.0332 | 303.7698 | 1.9033 | 7.3792 | 92.2533 | 62.4055 | 314.9777 | 2.2724 | 8.2733 | 63.6942 | 52.9842 | 303.6982 | 1.9013 | 7.3745 | 92.4178 |  | 0 | 0 | 0.37749 | 1.3766 | 10.5564 | 0 | 0 | 0.31939 | 1.2353 | 15.1735 | 0 | 0 | 0.37943 | 1.3805 | 10.5716 | 0 | 0 | 0.31721 | 1.2299 | 15.3756 | 0 | 0 | 0.37873 | 1.3789 | 10.6157 | 0 | 0 | 0.31689 | 1.2291 | 15.403
2042 | 262 | 85 | 8.6 | 20.87 | 0 | 62.52 | 346.47 | 1.887 | 7.03 | 22.43 | 20.8 | 169.31 | 0.56 | 3.2 | 251.59 |  | 83.8929 | 318.4554 | 2.6063 | 8.5129 | 20.0268 | 79.6183 | 324.0583 | 2.4624 | 8.2163 | 20.5074 | 83.8929 | 318.4554 | 2.6063 | 8.5129 | 20.0268 | 79.6183 | 324.0583 | 2.4624 | 8.2163 | 20.5074 | 83.8929 | 318.4554 | 2.6063 | 8.5129 | 20.0268 | 79.6183 | 324.0583 | 2.4624 | 8.2163 | 20.5074 |  | 62.7176 | 315.4762 | 1.9039 | 6.9197 | 52.1647 | 53.6276 | 304.7578 | 1.6055 | 6.1977 | 75.1 | 62.9774 | 314.9764 | 1.9127 | 6.9371 | 52.2898 | 53.2475 | 304.1135 | 1.5931 | 6.1667 | 76.2489 | 62.8473 | 314.9009 | 1.9084 | 6.9271 | 52.5426 | 53.1521 | 303.9694 | 1.5899 | 6.159 | 76.5202 |  | 57.6003 | 318.2328 | 2.0795 | 7.8585 | 67.8785 | 52.1065 | 302.2088 | 1.8669 | 7.2886 | 95.6031 | 57.6744 | 318.1405 | 2.0825 | 7.8647 | 67.8628 | 52.099 | 302.1956 | 1.8667 | 7.2879 | 95.631 | 57.7298 | 318.0648 | 2.0848 | 7.8692 | 67.8591 | 52.1034 | 302.2033 | 1.8668 | 7.2883 | 95.6148 |  | 62.7176 | 315.4762 | 2.2846 | 8.3036 | 62.5976 | 53.6276 | 304.7578 | 1.9266 | 7.4373 | 90.12 | 62.9774 | 314.9764 | 2.2952 | 8.3245 | 62.7478 | 53.2475 | 304.1135 | 1.9117 | 7.4001 | 91.4987 | 62.8473 | 314.9009 | 2.29 | 8.3125 | 63.0511 | 53.1521 | 303.9694 | 1.9079 | 7.3908 | 91.8242 |  | 0 | 0 | 0.38077 | 1.3839 | 10.4329 | 0 | 0 | 0.32109 | 1.2395 | 15.02 | 0 | 0 | 0.38253 | 1.3874 | 10.458 | 0 | 0 | 0.31861 | 1.2333 | 15.2498 | 0 | 0 | 0.38167 | 1.3854 | 10.5085 | 0 | 0 | 0.31799 | 1.2318 | 15.304
2043 | 262 | 85 | 8.6 | 20.87 | 0 | 62.52 | 346.47 | 1.887 | 7.03 | 22.43 | 20.8 | 169.31 | 0.56 | 3.2 | 251.59 |  | 84.3678 | 317.8328 | 2.6222 | 8.5458 | 19.9734 | 80.3307 | 323.1245 | 2.4864 | 8.2657 | 20.4273 | 84.3678 | 317.8328 | 2.6222 | 8.5458 | 19.9734 | 80.3307 | 323.1245 | 2.4864 | 8.2657 | 20.4273 | 84.3678 | 317.8328 | 2.6222 | 8.5458 | 19.9734 | 80.3307 | 323.1245 | 2.4864 | 8.2657 | 20.4273 |  | 63.2453 | 315.4351 | 1.9214 | 6.9589 | 51.4755 | 53.9298 | 305.2372 | 1.6153 | 6.2222 | 74.2184 | 63.4685 | 314.927 | 1.929 | 6.9736 | 51.6591 | 53.5004 | 304.5137 | 1.6013 | 6.1872 | 75.5121 | 63.3141 | 314.8515 | 1.9239 | 6.9617 | 51.9456 | 53.3458 | 304.2785 | 1.5963 | 6.1747 | 75.9534 |  | 57.6863 | 318.1485 | 2.083 | 7.8658 | 67.8338 | 52.112 | 302.2183 | 1.8672 | 7.2892 | 95.5831 | 57.7728 | 318.0416 | 2.0865 | 7.873 | 67.8146 | 52.1021 | 302.2011 | 1.8668 | 7.2882 | 95.6193 | 57.8298 | 317.9625 | 2.0888 | 7.8777 | 67.8121 | 52.1075 | 302.2105 | 1.867 | 7.2887 | 95.5995 |  | 63.2453 | 315.4351 | 2.3057 | 8.3507 | 61.7705 | 53.9298 | 305.2372 | 1.9384 | 7.4666 | 89.0621 | 63.4685 | 314.927 | 2.3148 | 8.3683 | 61.991 | 53.5004 | 304.5137 | 1.9216 | 7.4247 | 90.6145 | 63.3141 | 314.8515 | 2.3087 | 8.3541 | 62.3347 | 53.3458 | 304.2785 | 1.9155 | 7.4097 | 91.1441 |  | 0 | 0 | 0.38428 | 1.3918 | 10.2951 | 0 | 0 | 0.32307 | 1.2444 | 14.8437 | 0 | 0 | 0.3858 | 1.3947 | 10.3318 | 0 | 0 | 0.32026 | 1.2374 | 15.1024 | 0 | 0 | 0.38478 | 1.3923 | 10.3891 | 0 | 0 | 0.31925 | 1.2349 | 15.1907
2044 | 262 | 85 | 8.6 | 20.87 | 0 | 62.52 | 346.47 | 1.887 | 7.03 | 22.43 | 20.8 | 169.31 | 0.56 | 3.2 | 251.59 |  | 84.8428 | 317.2103 | 2.6382 | 8.5788 | 19.92 | 81.0431 | 322.1906 | 2.5103 | 8.3151 | 20.3472 | 84.8428 | 317.2103 | 2.6382 | 8.5788 | 19.92 | 81.0431 | 322.1906 | 2.5103 | 8.3151 | 20.3472 | 84.8428 | 317.2103 | 2.6382 | 8.5788 | 19.92 | 81.0431 | 322.1906 | 2.5103 | 8.3151 | 20.3472 |  | 63.8084 | 315.4229 | 1.9401 | 7.0009 | 50.7094 | 54.2768 | 305.7809 | 1.6267 | 6.2503 | 73.2126 | 63.9866 | 314.9082 | 1.9462 | 7.0122 | 50.9615 | 53.7967 | 304.9767 | 1.611 | 6.2112 | 74.6544 | 63.8081 | 314.8318 | 1.9403 | 6.9985 | 51.2822 | 53.5684 | 304.6298 | 1.6035 | 6.1928 | 75.3057 |  | 57.7746 | 318.0657 | 2.0866 | 7.8733 | 67.7836 | 52.1183 | 302.2294 | 1.8674 | 7.2898 | 95.5596 | 57.8735 | 317.9443 | 2.0906 | 7.8815 | 67.7607 | 52.1059 | 302.2077 | 1.8669 | 7.2886 | 95.6054 | 57.9318 | 317.862 | 2.0929 | 7.8864 | 67.7597 | 52.1123 | 302.2188 | 1.8672 | 7.2892 | 95.582 |  | 63.8084 | 315.4229 | 2.3281 | 8.4011 | 60.8513 | 54.2768 | 305.7809 | 1.952 | 7.5004 | 87.8551 | 63.9866 | 314.9082 | 2.3354 | 8.4146 | 61.1538 | 53.7967 | 304.9767 | 1.9332 | 7.4535 | 89.5853 | 63.8081 | 314.8318 | 2.3283 | 8.3982 | 61.5387 | 53.5684 | 304.6298 | 1.9243 | 7.4313 | 90.3669 |  | 0 | 0 | 0.38802 | 1.4002 | 10.1419 | 0 | 0 | 0.32534 | 1.2501 | 14.6425 | 0 | 0 | 0.38924 | 1.4024 | 10.1923 | 0 | 0 | 0.3222 | 1.2422 | 14.9309 | 0 | 0 | 0.38806 | 1.3997 | 10.2564 | 0 | 0 | 0.32071 | 1.2386 | 15.0611
2045 | 262 | 85 | 8.6 | 20.87 | 0 | 62.52 | 346.47 | 1.887 | 7.03 | 22.43 | 20.8 | 169.31 | 0.56 | 3.2 | 251.59 |  | 85.3177 | 316.5877 | 2.6542 | 8.6117 | 19.8666 | 81.7556 | 321.2568 | 2.5343 | 8.3646 | 20.2671 | 85.3177 | 316.5877 | 2.6542 | 8.6117 | 19.8666 | 81.7556 | 321.2568 | 2.5343 | 8.3646 | 20.2671 | 85.3177 | 316.5877 | 2.6542 | 8.6117 | 19.8666 | 81.7556 | 321.2568 | 2.5343 | 8.3646 | 20.2671 |  | 64.4078 | 315.442 | 1.96 | 7.0458 | 49.8629 | 54.6727 | 306.3928 | 1.6396 | 6.2823 | 72.0732 | 64.5331 | 314.9221 | 1.9643 | 7.053 | 50.1931 | 54.1416 | 305.5086 | 1.6223 | 6.2391 | 73.6631 | 64.3311 | 314.844 | 1.9577 | 7.0376 | 50.5478 | 53.8235 | 305.0276 | 1.6119 | 6.2134 | 74.5682 |  | 57.8652 | 317.9848 | 2.0902 | 7.881 | 67.7274 | 52.1257 | 302.2423 | 1.8677 | 7.2905 | 95.5324 | 57.9765 | 317.8489 | 2.0947 | 7.8903 | 67.7008 | 52.1104 | 302.2155 | 1.8671 | 7.289 | 95.5889 | 58.0358 | 317.7637 | 2.0971 | 7.8952 | 67.7016 | 52.1176 | 302.2282 | 1.8674 | 7.2897 | 95.5622 |  | 64.4078 | 315.442 | 2.352 | 8.4549 | 59.8355 | 54.6727 | 306.3928 | 1.9676 | 7.5388 | 86.4878 | 64.5331 | 314.9221 | 2.3572 | 8.4636 | 60.2318 | 54.1416 | 305.5086 | 1.9468 | 7.4869 | 88.3957 | 64.3311 | 314.844 | 2.3492 | 8.4452 | 60.6574 | 53.8235 | 305.0276 | 1.9343 | 7.4561 | 89.4818 |  | 0 | 0 | 0.392 | 1.4092 | 9.9726 | 0 | 0 | 0.32793 | 1.2565 | 14.4146 | 0 | 0 | 0.39287 | 1.4106 | 10.0386 | 0 | 0 | 0.32446 | 1.2478 | 14.7326 | 0 | 0 | 0.39153 | 1.4075 | 10.1096 | 0 | 0 | 0.32238 | 1.2427 | 14.9136
2046 | 262 | 85 | 8.6 | 20.87 | 0 | 62.52 | 346.47 | 1.887 | 7.03 | 22.43 | 20.8 | 169.31 | 0.56 | 3.2 | 251.59 |  | 85.7927 | 315.9652 | 2.6702 | 8.6447 | 19.8132 | 82.468 | 320.323 | 2.5583 | 8.414 | 20.187 | 85.7927 | 315.9652 | 2.6702 | 8.6447 | 19.8132 | 82.468 | 320.323 | 2.5583 | 8.414 | 20.187 | 85.7927 | 315.9652 | 2.6702 | 8.6447 | 19.8132 | 82.468 | 320.323 | 2.5583 | 8.414 | 20.187 |  | 65.0434 | 315.4945 | 1.9811 | 7.0934 | 48.934 | 55.121 | 307.0757 | 1.6543 | 6.3186 | 70.7928 | 65.1088 | 314.9704 | 1.9835 | 7.0962 | 49.351 | 54.54 | 306.1145 | 1.6353 | 6.2713 | 72.526 | 64.8849 | 314.89 | 1.976 | 7.0792 | 49.7382 | 54.1147 | 305.4762 | 1.6214 | 6.237 | 73.7315 |  | 57.9582 | 317.906 | 2.0939 | 7.8889 | 67.665 | 52.1342 | 302.2571 | 1.868 | 7.2913 | 95.5011 | 58.0818 | 317.7557 | 2.0989 | 7.8993 | 67.6346 | 52.1156 | 302.2246 | 1.8673 | 7.2895 | 95.5698 | 58.1417 | 317.6677 | 2.1014 | 7.9042 | 67.6375 | 52.1237 | 302.2388 | 1.8676 | 7.2903 | 95.5398 |  | 65.0434 | 315.4945 | 2.3773 | 8.5121 | 58.7208 | 55.121 | 307.0757 | 1.9852 | 7.5823 | 84.9513 | 65.1088 | 314.9704 | 2.3801 | 8.5155 | 59.2212 | 54.54 | 306.1145 | 1.9624 | 7.5256 | 87.0312 | 64.8849 | 314.89 | 2.3712 | 8.495 | 59.6858 | 54.1147 | 305.4762 | 1.9457 | 7.4844 | 88.4779 |  | 0 | 0 | 0.39622 | 1.4187 | 9.7868 | 0 | 0 | 0.33086 | 1.2637 | 14.1586 | 0 | 0 | 0.39669 | 1.4192 | 9.8702 | 0 | 0 | 0.32707 | 1.2543 | 14.5052 | 0 | 0 | 0.39521 | 1.4158 | 9.9476 | 0 | 0 | 0.32428 | 1.2474 | 14.7463
2047 | 262 | 85 | 8.6 | 20.87 | 0 | 62.52 | 346.47 | 1.887 | 7.03 | 22.43 | 20.8 | 169.31 | 0.56 | 3.2 | 251.59 |  | 86.2676 | 315.3426 | 2.6862 | 8.6776 | 19.7598 | 83.1804 | 319.3892 | 2.5823 | 8.4634 | 20.1069 | 86.2676 | 315.3426 | 2.6862 | 8.6776 | 19.7598 | 83.1804 | 319.3892 | 2.5823 | 8.4634 | 20.1069 | 86.2676 | 315.3426 | 2.6862 | 8.6776 | 19.7598 | 83.1804 | 319.3892 | 2.5823 | 8.4634 | 20.1069 |  | 65.7144 | 315.5818 | 2.0034 | 7.1439 | 47.9224 | 55.6242 | 307.831 | 1.6708 | 6.3592 | 69.3664 | 65.7141 | 315.0545 | 2.0035 | 7.1417 | 48.4334 | 54.9965 | 306.7989 | 1.6503 | 6.3082 | 71.2328 | 65.4706 | 314.9713 | 1.9955 | 7.1232 | 48.8504 | 54.4457 | 305.9796 | 1.6322 | 6.2637 | 72.7869 |  | 58.0536 | 317.8294 | 2.0978 | 7.8971 | 67.5958 | 52.1439 | 302.274 | 1.8684 | 7.2923 | 95.4655 | 58.1893 | 317.665 | 2.1033 | 7.9085 | 67.5617 | 52.1216 | 302.235 | 1.8675 | 7.2901 | 95.5477 | 58.2496 | 317.5743 | 2.1057 | 7.9135 | 67.5671 | 52.1305 | 302.2507 | 1.8679 | 7.291 | 95.5147 |  | 65.7144 | 315.5818 | 2.404 | 8.5727 | 57.5069 | 55.6242 | 307.831 | 2.0049 | 7.631 | 83.2396 | 65.7141 | 315.0545 | 2.4042 | 8.5701 | 58.1201 | 54.9965 | 306.7989 | 1.9803 | 7.5698 | 85.4793 | 65.4706 | 314.9713 | 2.3946 | 8.5479 | 58.6205 | 54.4457 | 305.9796 | 1.9587 | 7.5165 | 87.3443 |  | 0 | 0 | 0.40067 | 1.4288 | 9.5845 | 0 | 0 | 0.33415 | 1.2718 | 13.8733 | 0 | 0 | 0.40071 | 1.4283 | 9.6867 | 0 | 0 | 0.33005 | 1.2616 | 14.2466 | 0 | 0 | 0.39909 | 1.4246 | 9.7701 | 0 | 0 | 0.32645 | 1.2527 | 14.5574
2048 | 262 | 85 | 8.6 | 20.87 | 0 | 62.52 | 346.47 | 1.887 | 7.03 | 22.43 | 20.8 | 169.31 | 0.56 | 3.2 | 251.59 |  | 86.7426 | 314.7201 | 2.7022 | 8.7106 | 19.7064 | 83.8929 | 318.4554 | 2.6063 | 8.5129 | 20.0268 | 86.7426 | 314.7201 | 2.7022 | 8.7106 | 19.7064 | 83.8929 | 318.4554 | 2.6063 | 8.5129 | 20.0268 | 86.7426 | 314.7201 | 2.7022 | 8.7106 | 19.7064 | 83.8929 | 318.4554 | 2.6063 | 8.5129 | 20.0268 |  | 66.419 | 315.7043 | 2.0267 | 7.197 | 46.8304 | 56.184 | 308.6577 | 1.6891 | 6.4043 | 67.7925 | 66.3486 | 315.1747 | 2.0246 | 7.1896 | 47.4404 | 55.515 | 307.5643 | 1.6672 | 6.35 | 69.7754 | 66.0887 | 315.0886 | 2.016 | 7.1699 | 47.883 | 54.82 | 306.5413 | 1.6445 | 6.2939 | 71.7259 |  | 58.1514 | 317.755 | 2.1017 | 7.9055 | 67.5199 | 52.1548 | 302.293 | 1.8688 | 7.2934 | 95.4252 | 58.2992 | 317.5767 | 2.1077 | 7.9179 | 67.4821 | 52.1284 | 302.2469 | 1.8678 | 7.2908 | 95.5225 | 58.3595 | 317.4837 | 2.1101 | 7.9229 | 67.4902 | 52.1382 | 302.2639 | 1.8682 | 7.2917 | 95.4867 |  | 66.419 | 315.7043 | 2.4321 | 8.6364 | 56.1965 | 56.184 | 308.6577 | 2.0269 | 7.6852 | 81.351 | 66.3486 | 315.1747 | 2.4295 | 8.6275 | 56.9285 | 55.515 | 307.5643 | 2.0007 | 7.62 | 83.7305 | 66.0887 | 315.0886 | 2.4192 | 8.6038 | 57.4596 | 54.82 | 306.5413 | 1.9734 | 7.5527 | 86.0711 |  | 0 | 0 | 0.40535 | 1.4394 | 9.3661 | 0 | 0 | 0.33782 | 1.2809 | 13.5585 | 0 | 0 | 0.40491 | 1.4379 | 9.4881 | 0 | 0 | 0.33345 | 1.27 | 13.9551 | 0 | 0 | 0.40319 | 1.434 | 9.5766 | 0 | 0 | 0.3289 | 1.2588 | 14.3452
2049 | 262 | 85 | 8.6 | 20.87 | 0 | 62.52 | 346.47 | 1.887 | 7.03 | 22.43 | 20.8 | 169.31 | 0.56 | 3.2 | 251.59 |  | 87.2175 | 314.0975 | 2.7181 | 8.7435 | 19.653 | 84.6053 | 317.5215 | 2.6302 | 8.5623 | 19.9467 | 87.2175 | 314.0975 | 2.7181 | 8.7435 | 19.653 | 84.6053 | 317.5215 | 2.6302 | 8.5623 | 19.9467 | 87.2175 | 314.0975 | 2.7181 | 8.7435 | 19.653 | 84.6053 | 317.5215 | 2.6302 | 8.5623 | 19.9467 |  | 67.1541 | 315.8614 | 2.0511 | 7.2525 | 45.6629 | 56.8008 | 309.5527 | 1.7093 | 6.454 | 66.0739 | 67.0112 | 315.3308 | 2.0465 | 7.2397 | 46.3739 | 56.0983 | 308.4111 | 1.6863 | 6.3969 | 68.1497 | 66.739 | 315.2417 | 2.0375 | 7.219 | 46.8362 | 55.241 | 307.1641 | 1.6583 | 6.3279 | 70.5414 |  | 58.2519 | 317.683 | 2.1057 | 7.9142 | 67.437 | 52.1671 | 302.3142 | 1.8693 | 7.2946 | 95.3803 | 58.4113 | 317.4911 | 2.1122 | 7.9275 | 67.3958 | 52.1362 | 302.2603 | 1.8681 | 7.2915 | 95.4941 | 58.4714 | 317.3959 | 2.1146 | 7.9325 | 67.4068 | 52.1466 | 302.2786 | 1.8685 | 7.2926 | 95.4556 |  | 67.1541 | 315.8614 | 2.4613 | 8.703 | 54.7954 | 56.8008 | 309.5527 | 2.0511 | 7.7448 | 79.2887 | 67.0112 | 315.3308 | 2.4558 | 8.6877 | 55.6487 | 56.0983 | 308.4111 | 2.0236 | 7.6763 | 81.7796 | 66.739 | 315.2417 | 2.445 | 8.6628 | 56.2035 | 55.241 | 307.1641 | 1.9899 | 7.5935 | 84.6497 |  | 0 | 0 | 0.41022 | 1.4505 | 9.1326 | 0 | 0 | 0.34186 | 1.2908 | 13.2148 | 0 | 0 | 0.40931 | 1.4479 | 9.2748 | 0 | 0 | 0.33727 | 1.2794 | 13.6299 | 0 | 0 | 0.4075 | 1.4438 | 9.3672 | 0 | 0 | 0.33165 | 1.2656 | 14.1083
2050 | 262 | 85 | 8.6 | 20.87 | 0 | 62.52 | 346.47 | 1.887 | 7.03 | 22.43 | 20.8 | 169.31 | 0.56 | 3.2 | 251.59 |  | 87.6925 | 313.475 | 2.7341 | 8.7765 | 19.5995 | 85.3177 | 316.5877 | 2.6542 | 8.6117 | 19.8666 | 87.6925 | 313.475 | 2.7341 | 8.7765 | 19.5995 | 85.3177 | 316.5877 | 2.6542 | 8.6117 | 19.8666 | 87.6925 | 313.475 | 2.7341 | 8.7765 | 19.5995 | 85.3177 | 316.5877 | 2.6542 | 8.6117 | 19.8666 |  | 67.9153 | 316.0513 | 2.0763 | 7.3101 | 44.4273 | 57.4733 | 310.5098 | 1.7313 | 6.5081 | 64.2182 | 67.6999 | 315.5213 | 2.0693 | 7.2919 | 45.2381 | 56.7476 | 309.337 | 1.7076 | 6.4492 | 66.3562 | 67.4204 | 315.4298 | 2.0601 | 7.2707 | 45.7128 | 55.7114 | 307.8496 | 1.6737 | 6.3658 | 69.2279 |  | 58.3551 | 317.6134 | 2.1099 | 7.9231 | 67.3469 | 52.1808 | 302.3377 | 1.8699 | 7.2959 | 95.3302 | 58.5258 | 317.4082 | 2.1168 | 7.9374 | 67.3023 | 52.1449 | 302.2753 | 1.8685 | 7.2924 | 95.4622 | 58.5853 | 317.311 | 2.1192 | 7.9423 | 67.3166 | 52.156 | 302.2948 | 1.8689 | 7.2935 | 95.4211 |  | 67.9153 | 316.0513 | 2.4916 | 8.7722 | 53.3128 | 57.4733 | 310.5098 | 2.0776 | 7.8097 | 77.0619 | 67.6999 | 315.5213 | 2.4832 | 8.7503 | 54.2857 | 56.7476 | 309.337 | 2.0491 | 7.739 | 79.6274 | 67.4204 | 315.4298 | 2.4721 | 8.7248 | 54.8554 | 55.7114 | 307.8496 | 2.0084 | 7.6389 | 83.0735 |  | 0 | 0 | 0.41526 | 1.462 | 8.8855 | 0 | 0 | 0.34626 | 1.3016 | 12.8436 | 0 | 0 | 0.41387 | 1.4584 | 9.0476 | 0 | 0 | 0.34152 | 1.2898 | 13.2712 | 0 | 0 | 0.41202 | 1.4541 | 9.1426 | 0 | 0 | 0.33473 | 1.2732 | 13.8456
2051 | 262 | 85 | 8.6 | 20.87 | 0 | 62.52 | 346.47 | 1.887 | 7.03 | 22.43 | 20.8 | 169.31 | 0.56 | 3.2 | 251.59 |  | 88.1674 | 312.8524 | 2.7501 | 8.8094 | 19.5461 | 86.0301 | 315.6539 | 2.6782 | 8.6611 | 19.7865 | 88.1674 | 312.8524 | 2.7501 | 8.8094 | 19.5461 | 86.0301 | 315.6539 | 2.6782 | 8.6611 | 19.7865 | 88.1674 | 312.8524 | 2.7501 | 8.8094 | 19.5461 | 86.0301 | 315.6539 | 2.6782 | 8.6611 | 19.7865 |  | 68.6974 | 316.2709 | 2.1022 | 7.3694 | 43.1343 | 58.1985 | 311.52 | 1.7551 | 6.5663 | 62.2383 | 68.4116 | 315.7436 | 2.0929 | 7.3459 | 44.0396 | 57.4623 | 310.3363 | 1.731 | 6.5066 | 64.4014 | 68.1306 | 315.6504 | 2.0836 | 7.3246 | 44.518 | 56.2334 | 308.5978 | 1.6908 | 6.4078 | 67.7823 |  | 58.4611 | 317.5461 | 2.1141 | 7.9323 | 67.2492 | 52.196 | 302.3637 | 1.8705 | 7.2974 | 95.2748 | 58.6427 | 317.3281 | 2.1215 | 7.9475 | 67.2016 | 52.1547 | 302.292 | 1.8688 | 7.2933 | 95.4266 | 58.7012 | 317.2291 | 2.1238 | 7.9522 | 67.2195 | 52.1664 | 302.3127 | 1.8693 | 7.2945 | 95.3831 |  | 68.6974 | 316.2709 | 2.5227 | 8.8433 | 51.7612 | 58.1985 | 311.52 | 2.1061 | 7.8796 | 74.6859 | 68.4116 | 315.7436 | 2.5115 | 8.8151 | 52.8476 | 57.4623 | 310.3363 | 2.0772 | 7.8079 | 77.2817 | 68.1306 | 315.6504 | 2.5003 | 8.7895 | 53.4216 | 56.2334 | 308.5978 | 2.0289 | 7.6893 | 81.3387 |  | 0 | 0 | 0.42044 | 1.4739 | 8.6269 | 0 | 0 | 0.35101 | 1.3133 | 12.4477 | 0 | 0 | 0.41858 | 1.4692 | 8.8079 | 0 | 0 | 0.3462 | 1.3013 | 12.8803 | 0 | 0 | 0.41672 | 1.4649 | 8.9036 | 0 | 0 | 0.33815 | 1.2816 | 13.5565
2052 | 262 | 85 | 8.6 | 20.87 | 0 | 62.52 | 346.47 | 1.887 | 7.03 | 22.43 | 20.8 | 169.31 | 0.56 | 3.2 | 251.59 |  | 88.6424 | 312.2299 | 2.7661 | 8.8424 | 19.4927 | 86.7426 | 314.7201 | 2.7022 | 8.7106 | 19.7064 | 88.6424 | 312.2299 | 2.7661 | 8.8424 | 19.4927 | 86.7426 | 314.7201 | 2.7022 | 8.7106 | 19.7064 | 88.6424 | 312.2299 | 2.7661 | 8.8424 | 19.4927 | 86.7426 | 314.7201 | 2.7022 | 8.7106 | 19.7064 |  | 69.4939 | 316.5158 | 2.1286 | 7.4299 | 41.7968 | 58.9715 | 312.5717 | 1.7804 | 6.6283 | 60.1521 | 69.1424 | 315.9941 | 2.1171 | 7.4015 | 42.7875 | 58.2394 | 311.3996 | 1.7565 | 6.5689 | 62.2983 | 68.8663 | 315.9004 | 2.108 | 7.3805 | 43.2597 | 56.8083 | 309.4072 | 1.7096 | 6.454 | 66.2044 |  | 58.5702 | 317.4814 | 2.1185 | 7.9417 | 67.1436 | 52.2129 | 302.3922 | 1.8711 | 7.299 | 95.2138 | 58.7621 | 317.2509 | 2.1262 | 7.9578 | 67.0934 | 52.1656 | 302.3105 | 1.8693 | 7.2944 | 95.387 | 58.8194 | 317.1503 | 2.1286 | 7.9625 | 67.1151 | 52.178 | 302.3324 | 1.8697 | 7.2956 | 95.341 |  | 69.4939 | 316.5158 | 2.5543 | 8.9159 | 50.1561 | 58.9715 | 312.5717 | 2.1365 | 7.9539 | 72.1825 | 69.1424 | 315.9941 | 2.5405 | 8.8818 | 51.345 | 58.2394 | 311.3996 | 2.1077 | 7.8826 | 74.7579 | 68.8663 | 315.9004 | 2.5295 | 8.8566 | 51.9116 | 56.8083 | 309.4072 | 2.0515 | 7.7448 | 79.4453 |  | 0 | 0 | 0.42572 | 1.486 | 8.3594 | 0 | 0 | 0.35608 | 1.3257 | 12.0304 | 0 | 0 | 0.42342 | 1.4803 | 8.5575 | 0 | 0 | 0.35129 | 1.3138 | 12.4597 | 0 | 0 | 0.42159 | 1.4761 | 8.6519 | 0 | 0 | 0.34192 | 1.2908 | 13.2409
2053 | 262 | 85 | 8.6 | 20.87 | 0 | 62.52 | 346.47 | 1.887 | 7.03 | 22.43 | 20.8 | 169.31 | 0.56 | 3.2 | 251.59 |  | 89.1173 | 311.6073 | 2.7821 | 8.8753 | 19.4393 | 87.455 | 313.7862 | 2.7261 | 8.76 | 19.6262 | 89.1173 | 311.6073 | 2.7821 | 8.8753 | 19.4393 | 87.455 | 313.7862 | 2.7261 | 8.76 | 19.6262 | 89.1173 | 311.6073 | 2.7821 | 8.8753 | 19.4393 | 87.455 | 313.7862 | 2.7261 | 8.76 | 19.6262 |  | 70.298 | 316.7805 | 2.1552 | 7.491 | 40.4296 | 59.786 | 313.6506 | 1.8071 | 6.6934 | 57.9823 | 69.8874 | 316.268 | 2.1418 | 7.4583 | 41.4931 | 59.0738 | 312.514 | 1.7838 | 6.6357 | 60.0666 | 69.623 | 316.1749 | 2.133 | 7.4381 | 41.9485 | 57.4363 | 310.2739 | 1.7302 | 6.5044 | 64.4978 |  | 58.6824 | 317.4193 | 2.123 | 7.9515 | 67.0298 | 52.2314 | 302.4235 | 1.8718 | 7.3009 | 95.1467 | 58.8841 | 317.1767 | 2.1311 | 7.9684 | 66.9772 | 52.1778 | 302.3308 | 1.8697 | 7.2956 | 95.3433 | 58.94 | 317.0747 | 2.1334 | 7.9729 | 67.0031 | 52.1908 | 302.3542 | 1.8702 | 7.2969 | 95.2946 |  | 70.298 | 316.7805 | 2.5863 | 8.9892 | 48.5155 | 59.786 | 313.6506 | 2.1685 | 8.0321 | 69.5788 | 69.8874 | 316.268 | 2.5701 | 8.9499 | 49.7917 | 59.0738 | 312.514 | 2.1406 | 7.9628 | 72.08 | 69.623 | 316.1749 | 2.5596 | 8.9258 | 50.3382 | 57.4363 | 310.2739 | 2.0762 | 7.8052 | 77.3973 |  | 0 | 0 | 0.43104 | 1.4982 | 8.0859 | 0 | 0 | 0.36142 | 1.3387 | 11.5965 | 0 | 0 | 0.42835 | 1.4917 | 8.2986 | 0 | 0 | 0.35676 | 1.3271 | 12.0133 | 0 | 0 | 0.4266 | 1.4876 | 8.3897 | 0 | 0 | 0.34603 | 1.3009 | 12.8996
2054 | 262 | 85 | 8.6 | 20.87 | 0 | 62.52 | 346.47 | 1.887 | 7.03 | 22.43 | 20.8 | 169.31 | 0.56 | 3.2 | 251.59 |  | 89.5923 | 310.9848 | 2.7981 | 8.9083 | 19.3859 | 88.1674 | 312.8524 | 2.7501 | 8.8094 | 19.5461 | 89.5923 | 310.9848 | 2.7981 | 8.9083 | 19.3859 | 88.1674 | 312.8524 | 2.7501 | 8.8094 | 19.5461 | 89.5923 | 310.9848 | 2.7981 | 8.9083 | 19.3859 | 88.1674 | 312.8524 | 2.7501 | 8.8094 | 19.5461 |  | 71.1025 | 317.0584 | 2.1819 | 7.5522 | 39.0491 | 60.6341 | 314.7406 | 1.8349 | 6.7612 | 55.7553 | 70.6414 | 316.5593 | 2.1667 | 7.5157 | 40.1694 | 59.9579 | 313.6632 | 1.8128 | 6.7063 | 57.7327 | 70.3952 | 316.4684 | 2.1586 | 7.497 | 40.5975 | 58.1161 | 311.1918 | 1.7524 | 6.5588 | 62.6698 |  | 58.798 | 317.3598 | 2.1276 | 7.9616 | 66.9072 | 52.2519 | 302.4576 | 1.8726 | 7.3028 | 95.0731 | 59.009 | 317.1057 | 2.1361 | 7.9792 | 66.8527 | 52.1912 | 302.3532 | 1.8703 | 7.2969 | 95.2949 | 59.063 | 317.0025 | 2.1383 | 7.9836 | 66.8831 | 52.2049 | 302.378 | 1.8708 | 7.2983 | 95.2434 |  | 71.1025 | 317.0584 | 2.6182 | 9.0626 | 46.859 | 60.6341 | 314.7406 | 2.2019 | 8.1134 | 66.9064 | 70.6414 | 316.5593 | 2.6 | 9.0189 | 48.2033 | 59.9579 | 313.6632 | 2.1753 | 8.0476 | 69.2792 | 70.3952 | 316.4684 | 2.5903 | 8.9964 | 48.717 | 58.1161 | 311.1918 | 2.1029 | 7.8706 | 75.2038 |  | 0 | 0 | 0.43637 | 1.5104 | 7.8098 | 0 | 0 | 0.36698 | 1.3522 | 11.1511 | 0 | 0 | 0.43334 | 1.5031 | 8.0339 | 0 | 0 | 0.36256 | 1.3413 | 11.5465 | 0 | 0 | 0.43171 | 1.4994 | 8.1195 | 0 | 0 | 0.35049 | 1.3118 | 12.534
2055 | 262 | 85 | 8.6 | 20.87 | 0 | 62.52 | 346.47 | 1.887 | 7.03 | 22.43 | 20.8 | 169.31 | 0.56 | 3.2 | 251.59 |  | 90.0672 | 310.3622 | 2.814 | 8.9412 | 19.3325 | 88.8799 | 311.9186 | 2.7741 | 8.8589 | 19.466 | 90.0672 | 310.3622 | 2.814 | 8.9412 | 19.3325 | 88.8799 | 311.9186 | 2.7741 | 8.8589 | 19.466 | 90.0672 | 310.3622 | 2.814 | 8.9412 | 19.3325 | 88.8799 | 311.9186 | 2.7741 | 8.8589 | 19.466 |  | 71.9001 | 317.3426 | 2.2083 | 7.6129 | 37.6721 | 61.507 | 315.8248 | 1.8635 | 6.8307 | 53.4997 | 71.3983 | 316.8617 | 2.1917 | 7.5735 | 38.831 | 60.8821 | 314.8283 | 1.8431 | 6.78 | 55.3279 | 71.1768 | 316.774 | 2.1844 | 7.5566 | 39.2218 | 58.8454 | 312.1526 | 1.7763 | 6.6172 | 60.7321 |  | 58.9173 | 317.3029 | 2.1324 | 7.972 | 66.7756 | 52.2743 | 302.4948 | 1.8735 | 7.305 | 94.9927 | 59.1368 | 317.0378 | 2.1413 | 7.9904 | 66.7197 | 52.2061 | 302.3778 | 1.8708 | 7.2984 | 95.2418 | 59.1887 | 316.9336 | 2.1434 | 7.9945 | 66.7548 | 52.2205 | 302.4043 | 1.8714 | 7.2998 | 95.1869 |  | 71.9001 | 317.3426 | 2.6499 | 9.1355 | 45.2065 | 61.507 | 315.8248 | 2.2362 | 8.1969 | 64.1997 | 71.3983 | 316.8617 | 2.6301 | 9.0882 | 46.5973 | 60.8821 | 314.8283 | 2.2117 | 8.136 | 66.3935 | 71.1768 | 316.774 | 2.6213 | 9.0679 | 47.0662 | 58.8454 | 312.1526 | 2.1316 | 7.9406 | 72.8785 |  | 0 | 0 | 0.44165 | 1.5226 | 7.5344 | 0 | 0 | 0.37271 | 1.3661 | 10.6999 | 0 | 0 | 0.43835 | 1.5147 | 7.7662 | 0 | 0 | 0.36862 | 1.356 | 11.0656 | 0 | 0 | 0.43688 | 1.5113 | 7.8444 | 0 | 0 | 0.35527 | 1.3234 | 12.1464
2056 | 262 | 85 | 8.6 | 20.87 | 0 | 62.52 | 346.47 | 1.887 | 7.03 | 22.43 | 20.8 | 169.31 | 0.56 | 3.2 | 251.59 |  | 90.5422 | 309.7397 | 2.83 | 8.9742 | 19.2791 | 89.5923 | 310.9848 | 2.798 | 8.9083 | 19.3859 | 90.5422 | 309.7397 | 2.83 | 8.9742 | 19.2791 | 89.5923 | 310.9848 | 2.798 | 8.9083 | 19.3859 | 90.5422 | 309.7397 | 2.83 | 8.9742 | 19.2791 | 89.5923 | 310.9848 | 2.798 | 8.9083 | 19.3859 |  | 72.6843 | 317.6257 | 2.2342 | 7.6726 | 36.3146 | 62.3955 | 316.8861 | 1.8927 | 6.9013 | 51.2447 | 72.1522 | 317.1678 | 2.2167 | 7.631 | 37.4931 | 61.8354 | 315.9887 | 1.8744 | 6.8559 | 52.8874 | 71.9612 | 317.0845 | 2.2104 | 7.6164 | 37.8376 | 59.6202 | 313.1455 | 1.8017 | 6.679 | 58.7003 |  | 59.0404 | 317.2488 | 2.1373 | 7.9827 | 66.6344 | 52.2989 | 302.5352 | 1.8745 | 7.3074 | 94.905 | 59.2678 | 316.9732 | 2.1465 | 8.0018 | 66.5775 | 52.2225 | 302.4046 | 1.8715 | 7.3 | 95.1834 | 59.3173 | 316.868 | 2.1485 | 8.0057 | 66.6177 | 52.2378 | 302.4333 | 1.8721 | 7.3015 | 95.1246 |  | 72.6843 | 317.6257 | 2.6811 | 9.2071 | 43.5775 | 62.3955 | 316.8861 | 2.2712 | 8.2816 | 61.4937 | 72.1522 | 317.1678 | 2.66 | 9.1572 | 44.9917 | 61.8354 | 315.9887 | 2.2493 | 8.2271 | 63.4648 | 71.9612 | 317.0845 | 2.6524 | 9.1397 | 45.4051 | 59.6202 | 313.1455 | 2.1621 | 8.0148 | 70.4404 |  | 0 | 0 | 0.44684 | 1.5345 | 7.2629 | 0 | 0 | 0.37854 | 1.3803 | 10.2489 | 0 | 0 | 0.44334 | 1.5262 | 7.4986 | 0 | 0 | 0.37488 | 1.3712 | 10.5775 | 0 | 0 | 0.44207 | 1.5233 | 7.5675 | 0 | 0 | 0.36035 | 1.3358 | 11.7401
2057 | 262 | 85 | 8.6 | 20.87 | 0 | 62.52 | 346.47 | 1.887 | 7.03 | 22.43 | 20.8 | 169.31 | 0.56 | 3.2 | 251.59 |  | 91.0171 | 309.1171 | 2.846 | 9.0071 | 19.2257 | 90.3047 | 310.051 | 2.822 | 8.9577 | 19.3058 | 91.0171 | 309.1171 | 2.846 | 9.0071 | 19.2257 | 90.3047 | 310.051 | 2.822 | 8.9577 | 19.3058 | 91.0171 | 309.1171 | 2.846 | 9.0071 | 19.2257 | 90.3047 | 310.051 | 2.822 | 8.9577 | 19.3058 |  | 73.4493 | 317.9004 | 2.2595 | 7.7308 | 34.9918 | 63.2908 | 317.9082 | 1.9221 | 6.9723 | 49.0183 | 72.8974 | 317.4705 | 2.2413 | 7.6879 | 36.1706 | 62.806 | 317.1237 | 1.9062 | 6.9329 | 50.4476 | 72.7416 | 317.3921 | 2.2362 | 7.6759 | 36.4616 | 60.4356 | 314.1579 | 1.8285 | 6.744 | 56.5936 |  | 59.1676 | 317.1974 | 2.1424 | 7.9939 | 66.4831 | 52.3258 | 302.579 | 1.8755 | 7.3101 | 94.8095 | 59.4022 | 316.9118 | 2.1519 | 8.0135 | 66.426 | 52.2405 | 302.4339 | 1.8722 | 7.3017 | 95.1194 | 59.4491 | 316.8059 | 2.1538 | 8.0172 | 66.4714 | 52.257 | 302.4651 | 1.8728 | 7.3033 | 95.0559 |  | 73.4493 | 317.9004 | 2.7114 | 9.277 | 41.9902 | 63.2908 | 317.9082 | 2.3065 | 8.3668 | 58.8219 | 72.8974 | 317.4705 | 2.6896 | 9.2254 | 43.4047 | 62.806 | 317.1237 | 2.2875 | 8.3195 | 60.5372 | 72.7416 | 317.3921 | 2.6834 | 9.2111 | 43.7539 | 60.4356 | 314.1579 | 2.1942 | 8.0928 | 67.9124 |  | 0 | 0 | 0.45191 | 1.5462 | 6.9984 | 0 | 0 | 0.38442 | 1.3945 | 9.8037 | 0 | 0 | 0.44827 | 1.5376 | 7.2341 | 0 | 0 | 0.38125 | 1.3866 | 10.0895 | 0 | 0 | 0.44724 | 1.5352 | 7.2923 | 0 | 0 | 0.3657 | 1.3488 | 11.3187
2058 | 262 | 85 | 8.6 | 20.87 | 0 | 62.52 | 346.47 | 1.887 | 7.03 | 22.43 | 20.8 | 169.31 | 0.56 | 3.2 | 251.59 |  | 91.4921 | 308.4946 | 2.862 | 9.0401 | 19.1723 | 91.0171 | 309.1171 | 2.846 | 9.0071 | 19.2257 | 91.4921 | 308.4946 | 2.862 | 9.0401 | 19.1723 | 91.0171 | 309.1171 | 2.846 | 9.0071 | 19.2257 | 91.4921 | 308.4946 | 2.862 | 9.0401 | 19.1723 | 91.0171 | 309.1171 | 2.846 | 9.0071 | 19.2257 |  | 74.1904 | 318.1601 | 2.2841 | 7.7872 | 33.7167 | 64.1846 | 318.8765 | 1.9515 | 7.043 | 46.846 | 73.6285 | 317.7627 | 2.2655 | 7.7436 | 34.8776 | 63.7822 | 318.2133 | 1.9383 | 7.0102 | 48.0441 | 73.5117 | 317.6892 | 2.2617 | 7.7346 | 35.1102 | 61.2855 | 315.1757 | 1.8564 | 6.8116 | 54.4342 |  | 59.2992 | 317.1488 | 2.1477 | 8.0054 | 66.3214 | 52.3551 | 302.6265 | 1.8767 | 7.3129 | 94.7057 | 59.5403 | 316.8537 | 2.1574 | 8.0256 | 66.2646 | 52.2604 | 302.4658 | 1.873 | 7.3036 | 95.0495 | 59.5842 | 316.7473 | 2.1592 | 8.029 | 66.3155 | 52.2782 | 302.5001 | 1.8737 | 7.3054 | 94.9801 |  | 74.1904 | 318.1601 | 2.7409 | 9.3446 | 40.46 | 64.1846 | 318.8765 | 2.3417 | 8.4515 | 56.2153 | 73.6285 | 317.7627 | 2.7186 | 9.2924 | 41.8532 | 63.7822 | 318.2133 | 2.326 | 8.4123 | 57.6529 | 73.5117 | 317.6892 | 2.714 | 9.2815 | 42.1322 | 61.2855 | 315.1757 | 2.2277 | 8.1739 | 65.321 |  | 0 | 0 | 0.45681 | 1.5574 | 6.7433 | 0 | 0 | 0.39029 | 1.4086 | 9.3692 | 0 | 0 | 0.45311 | 1.5487 | 6.9755 | 0 | 0 | 0.38766 | 1.402 | 9.6088 | 0 | 0 | 0.45233 | 1.5469 | 7.022 | 0 | 0 | 0.37128 | 1.3623 | 10.8868
2059 | 262 | 85 | 8.6 | 20.87 | 0 | 62.52 | 346.47 | 1.887 | 7.03 | 22.43 | 20.8 | 169.31 | 0.56 | 3.2 | 251.59 |  | 91.967 | 307.872 | 2.878 | 9.073 | 19.1189 | 91.7296 | 308.1833 | 2.87 | 9.0566 | 19.1456 | 91.967 | 307.872 | 2.878 | 9.073 | 19.1189 | 91.7296 | 308.1833 | 2.87 | 9.0566 | 19.1456 | 91.967 | 307.872 | 2.878 | 9.073 | 19.1189 | 91.7296 | 308.1833 | 2.87 | 9.0566 | 19.1456 |  | 74.9041 | 318.3985 | 2.3077 | 7.8414 | 32.4998 | 65.0696 | 319.7788 | 1.9806 | 7.1127 | 44.7497 | 74.3411 | 318.0377 | 2.2891 | 7.798 | 33.6269 | 64.7531 | 319.2395 | 1.9702 | 7.0869 | 45.7092 | 74.2655 | 317.9686 | 2.2866 | 7.792 | 33.7983 | 62.1632 | 316.1836 | 1.8852 | 6.8812 | 52.2458 |  | 59.4355 | 317.103 | 2.1532 | 8.0174 | 66.1487 | 52.3871 | 302.6778 | 1.8779 | 7.316 | 94.5931 | 59.6823 | 316.7989 | 2.1631 | 8.0381 | 66.0929 | 52.2821 | 302.5006 | 1.8738 | 7.3058 | 94.9731 | 59.7229 | 316.6921 | 2.1648 | 8.0412 | 66.1497 | 52.3016 | 302.5386 | 1.8746 | 7.3077 | 94.8965 |  | 74.9041 | 318.3985 | 2.7692 | 9.4097 | 38.9998 | 65.0696 | 319.7788 | 2.3767 | 8.5352 | 53.6996 | 74.3411 | 318.0377 | 2.7469 | 9.3575 | 40.3523 | 64.7531 | 319.2395 | 2.3643 | 8.5042 | 54.851 | 74.2655 | 317.9686 | 2.7439 | 9.3504 | 40.5579 | 62.1632 | 316.1836 | 2.2622 | 8.2574 | 62.6949 |  | 0 | 0 | 0.46154 | 1.5683 | 6.5 | 0 | 0 | 0.39611 | 1.4225 | 8.9499 | 0 | 0 | 0.45782 | 1.5596 | 6.7254 | 0 | 0 | 0.39404 | 1.4174 | 9.1418 | 0 | 0 | 0.45732 | 1.5584 | 6.7597 | 0 | 0 | 0.37704 | 1.3762 | 10.4492
2060 | 262 | 85 | 8.6 | 20.87 | 0 | 62.52 | 346.47 | 1.887 | 7.03 | 22.43 | 20.8 | 169.31 | 0.56 | 3.2 | 251.59 |  | 92.442 | 307.2495 | 2.8939 | 9.106 | 19.0655 | 92.442 | 307.2495 | 2.8939 | 9.106 | 19.0655 | 92.442 | 307.2495 | 2.8939 | 9.106 | 19.0655 | 92.442 | 307.2495 | 2.8939 | 9.106 | 19.0655 | 92.442 | 307.2495 | 2.8939 | 9.106 | 19.0655 | 92.442 | 307.2495 | 2.8939 | 9.106 | 19.0655 |  | 75.5883 | 318.6106 | 2.3303 | 7.8934 | 31.3492 | 65.9404 | 320.6056 | 2.0092 | 7.181 | 42.7464 | 75.0316 | 318.2896 | 2.312 | 7.8505 | 32.4291 | 65.7093 | 320.1877 | 2.0017 | 7.1621 | 43.4702 | 74.9983 | 318.2237 | 2.3109 | 7.8478 | 32.5389 | 63.0619 | 317.1663 | 1.9147 | 6.9522 | 50.0528 |  | 59.5768 | 317.06 | 2.1588 | 8.0299 | 65.9645 | 52.4219 | 302.7332 | 1.8793 | 7.3194 | 94.471 | 59.8284 | 316.7474 | 2.169 | 8.0509 | 65.9106 | 52.3059 | 302.5383 | 1.8748 | 7.3081 | 94.8898 | 59.8656 | 316.6403 | 2.1705 | 8.0537 | 65.9733 | 52.3275 | 302.581 | 1.8756 | 7.3102 | 94.8043 |  | 75.5883 | 318.6106 | 2.7964 | 9.4721 | 37.619 | 65.9404 | 320.6056 | 2.411 | 8.6172 | 51.2956 | 75.0316 | 318.2896 | 2.7744 | 9.4206 | 38.9149 | 65.7093 | 320.1877 | 2.402 | 8.5945 | 52.1642 | 74.9983 | 318.2237 | 2.7731 | 9.4173 | 39.0466 | 63.0619 | 317.1663 | 2.2977 | 8.3427 | 60.0634 |  | 0 | 0 | 0.46607 | 1.5787 | 6.2698 | 0 | 0 | 0.40184 | 1.4362 | 8.5493 | 0 | 0 | 0.46239 | 1.5701 | 6.4858 | 0 | 0 | 0.40033 | 1.4324 | 8.694 | 0 | 0 | 0.46218 | 1.5696 | 6.5078 | 0 | 0 | 0.38295 | 1.3904 | 10.0106

## Transportation sector
| Emission factor of transportation energy (kgCO2/ kgce) | Energy consumption for transporting material for new building (ktce) | [30 empty] | Energy consumption for transporting material for reinforcing building (ktce) | [29 empty] | Energy consumption for transporting material for wasted material (ktce) | [29 empty] | Total energy consumption of transportation (ktce) | [29 empty] | Total emission of transportation (kt) | [30 empty] | Transportation cost for new materials (billion CNY) | [9 empty] | Transportation cost for wasted materials (billion CNY)
|  | Northern area | [9 empty] | Transition area | [9 empty] | Southern area | [10 empty] | Northern area | [9 empty] | Transition area | [9 empty] | Southern area | [9 empty] | Northern area | [9 empty] | Transition area | [9 empty] | Southern area | [9 empty] | Northern area | [9 empty] | Transition area | [9 empty] | Southern area | [9 empty] | Northern area | [9 empty] | Transition area | [9 empty] | Southern area | [10 empty] | Urban |  |  |  |  | Rural |  |  |  |  | Urban |  |  |  |  | Rural
|  | Urban |  |  |  |  | Rural |  |  |  |  | Urban |  |  |  |  | Rural |  |  |  |  | Urban |  |  |  |  | Rural | [5 empty] | Urban |  |  |  |  | Rural |  |  |  |  | Urban |  |  |  |  | Rural |  |  |  |  | Urban |  |  |  |  | Rural |  |  |  |  | Urban |  |  |  |  | Rural |  |  |  |  | Urban |  |  |  |  | Rural |  |  |  |  | Urban |  |  |  |  | Rural |  |  |  |  | Urban |  |  |  |  | Rural |  |  |  |  | Urban |  |  |  |  | Rural |  |  |  |  | Urban |  |  |  |  | Rural |  |  |  |  | Urban |  |  |  |  | Rural |  |  |  |  | Urban |  |  |  |  | Rural |  |  |  |  | Urban |  |  |  |  | Rural | [5 empty] | Steel | Cement | Aluminium | Glass | Brick | Steel | Cement | Aluminium | Glass | Brick | Steel | Cement | Aluminium | Glass | Brick | Steel | Cement | Aluminium | Glass | Brick
|  | Steel | Cement | Aluminium | Glass | Brick | Steel | Cement | Aluminium | Glass | Brick | Steel | Cement | Aluminium | Glass | Brick | Steel | Cement | Aluminium | Glass | Brick | Steel | Cement | Aluminium | Glass | Brick | Steel | Cement | Aluminium | Glass | Brick |  | Steel | Cement | Aluminium | Glass | Brick | Steel | Cement | Aluminium | Glass | Brick | Steel | Cement | Aluminium | Glass | Brick | Steel | Cement | Aluminium | Glass | Brick | Steel | Cement | Aluminium | Glass | Brick | Steel | Cement | Aluminium | Glass | Brick | Steel | Cement | Aluminium | Glass | Brick | Steel | Cement | Aluminium | Glass | Brick | Steel | Cement | Aluminium | Glass | Brick | Steel | Cement | Aluminium | Glass | Brick | Steel | Cement | Aluminium | Glass | Brick | Steel | Cement | Aluminium | Glass | Brick | Steel | Cement | Aluminium | Glass | Brick | Steel | Cement | Aluminium | Glass | Brick | Steel | Cement | Aluminium | Glass | Brick | Steel | Cement | Aluminium | Glass | Brick | Steel | Cement | Aluminium | Glass | Brick | Steel | Cement | Aluminium | Glass | Brick | Steel | Cement | Aluminium | Glass | Brick | Steel | Cement | Aluminium | Glass | Brick | Steel | Cement | Aluminium | Glass | Brick | Steel | Cement | Aluminium | Glass | Brick | Steel | Cement | Aluminium | Glass | Brick | Steel | Cement | Aluminium | Glass | Brick | 2020 | 27.687 | 10.064 | 0.8476 | 2.966 | 20.2276 | 8.6463 | 3.8519 | 0.25953 | 0.99069 | 10.9557 | 0.55374 | 2.516 | 0.016952 | 0.059321 | 0.40455 | 0.17293 | 0.96299 | 0.0051906 | 0.019814 | 0.21911
2005 | 2.4892 | 509.6333 | 231.8149 | 15.2898 | 58.4753 | 514.5428 | 200.8289 | 93.2025 | 5.9961 | 23.412 | 307.3541 | 463.6526 | 210.8999 | 13.9103 | 53.1995 | 468.1192 | 269.9128 | 125.2636 | 8.0588 | 31.4656 | 413.0821 | 232.561 | 105.7841 | 6.9772 | 26.684 | 234.8014 | 101.9146 | 47.2975 | 3.0429 | 11.8809 | 155.973 |  | 0 | 0 | 0 | 0 | 0 | 0 | 0 | 0 | 0 | 0 | 0 | 0 | 0 | 0 | 0 | 0 | 0 | 0 | 0 | 0 | 0 | 0 | 0 | 0 | 0 | 0 | 0 | 0 | 0 | 0 | 0.94025 | 5.3461 | 0.028209 | 0.10788 | 0.94931 | 2.79 | 16.1851 | 0.083301 | 0.32525 | 4.2699 | 0.93768 | 5.3315 | 0.028132 | 0.10759 | 0.94671 | 3.1185 | 18.0907 | 0.093108 | 0.36354 | 4.7726 | 0.64976 | 3.6944 | 0.019494 | 0.074553 | 0.65602 | 1.0686 | 6.1989 | 0.031904 | 0.12457 | 1.6354 | 510.5735 | 237.161 | 15.318 | 58.5832 | 515.4921 | 203.6189 | 109.3875 | 6.0794 | 23.7373 | 311.624 | 464.5903 | 216.2313 | 13.9385 | 53.3071 | 469.0659 | 273.0313 | 143.3542 | 8.1519 | 31.8292 | 417.8547 | 233.2108 | 109.4786 | 6.9967 | 26.7586 | 235.4574 | 102.9832 | 53.4964 | 3.0748 | 12.0055 | 157.6084 | 1270.9195 | 590.3412 | 38.1296 | 145.8253 | 1283.163 | 506.848 | 272.2875 | 15.133 | 59.0869 | 775.6945 | 1156.4581 | 538.2431 | 34.6956 | 132.692 | 1167.5988 | 679.6294 | 356.8374 | 20.2917 | 79.2292 | 1040.1239 | 580.5082 | 272.514 | 17.4162 | 66.6075 | 586.1006 | 256.3457 | 133.1632 | 7.6537 | 29.884 | 392.3187 | 2021 | 29.7135 | 10.6998 | 0.91085 | 3.1732 | 20.1539 | 8.8677 | 3.8751 | 0.26764 | 1.0111 | 10.208 | 0.59427 | 2.6749 | 0.018211 | 0.06344 | 0.40286 | 0.17735 | 0.96877 | 0.0053365 | 0.020159 | 0.20332
2006 | 2.4892 | 564.2772 | 252.4215 | 16.9569 | 64.4008 | 561.195 | 243.6285 | 113.0653 | 7.274 | 28.4015 | 372.8559 | 391.342 | 175.0614 | 11.7601 | 44.6638 | 389.2044 | 254.9596 | 118.324 | 7.6123 | 29.7224 | 390.1974 | 213.398 | 95.4606 | 6.4128 | 24.3551 | 212.2324 | 120.4918 | 55.9189 | 3.5975 | 14.0466 | 184.404 |  | 0 | 0 | 0 | 0 | 0 | 0 | 0 | 0 | 0 | 0 | 0 | 0 | 0 | 0 | 0 | 0 | 0 | 0 | 0 | 0 | 0 | 0 | 0 | 0 | 0 | 0 | 0 | 0 | 0 | 0 | 0.98456 | 5.598 | 0.029538 | 0.11297 | 0.99404 | 2.8659 | 16.6253 | 0.085567 | 0.3341 | 4.386 | 0.9715 | 5.5238 | 0.029146 | 0.11147 | 0.98086 | 3.1612 | 18.3386 | 0.094385 | 0.36853 | 4.838 | 0.65854 | 3.7444 | 0.019757 | 0.075561 | 0.66489 | 1.0889 | 6.3167 | 0.032511 | 0.12694 | 1.6665 | 565.2617 | 258.0195 | 16.9865 | 64.5138 | 562.1891 | 246.4944 | 129.6906 | 7.3596 | 28.7356 | 377.2419 | 392.3135 | 180.5851 | 11.7893 | 44.7752 | 390.1853 | 258.1208 | 136.6626 | 7.7067 | 30.091 | 395.0354 | 214.0565 | 99.205 | 6.4325 | 24.4306 | 212.8973 | 121.5807 | 62.2357 | 3.63 | 14.1735 | 186.0705 | 1407.0495 | 642.2622 | 42.2827 | 160.5877 | 1399.401 | 613.5738 | 322.8259 | 18.3195 | 71.5286 | 939.0305 | 976.5467 | 449.5125 | 29.3458 | 111.4545 | 971.2492 | 642.5144 | 340.1805 | 19.1835 | 74.9025 | 983.3221 | 532.8295 | 246.941 | 16.0118 | 60.8127 | 529.9439 | 302.6386 | 154.917 | 9.0359 | 35.2807 | 463.1666 | 2022 | 30.8691 | 11.0141 | 0.94718 | 3.2855 | 19.3585 | 9.0757 | 3.8929 | 0.27453 | 1.027 | 9.411 | 0.61738 | 2.7535 | 0.018937 | 0.065683 | 0.38694 | 0.18151 | 0.97322 | 0.0054742 | 0.020475 | 0.18738
2007 | 2.4892 | 579.846 | 255.1356 | 17.4525 | 65.8332 | 568.1581 | 273.7039 | 127.023 | 8.172 | 31.9076 | 418.8841 | 301.4459 | 132.6379 | 9.0731 | 34.2249 | 295.3696 | 211.5954 | 98.1991 | 6.3176 | 24.6672 | 323.8315 | 172.307 | 75.8161 | 5.1862 | 19.563 | 168.8338 | 142.631 | 66.1935 | 4.2585 | 16.6275 | 218.2866 |  | 0 | 0 | 0 | 0 | 0 | 0 | 0 | 0 | 0 | 0 | 0 | 0 | 0 | 0 | 0 | 0 | 0 | 0 | 0 | 0 | 0 | 0 | 0 | 0 | 0 | 0 | 0 | 0 | 0 | 0 | 1.0359 | 5.8901 | 0.03108 | 0.11886 | 1.0459 | 2.9605 | 17.1741 | 0.088391 | 0.34513 | 4.5308 | 1.0118 | 5.7527 | 0.030355 | 0.11609 | 1.0215 | 3.2364 | 18.7748 | 0.096629 | 0.37729 | 4.9531 | 0.67641 | 3.846 | 0.020293 | 0.077611 | 0.68293 | 1.1125 | 6.4537 | 0.033216 | 0.12969 | 1.7026 | 580.882 | 261.0257 | 17.4836 | 65.9521 | 569.204 | 276.6644 | 144.1971 | 8.2604 | 32.2527 | 423.4149 | 302.4576 | 138.3906 | 9.1034 | 34.341 | 296.3912 | 214.8318 | 116.9739 | 6.4142 | 25.0445 | 328.7846 | 172.9834 | 79.662 | 5.2065 | 19.6406 | 169.5168 | 143.7435 | 72.6472 | 4.2917 | 16.7572 | 219.9892 | 1445.9314 | 649.7453 | 43.5202 | 164.1679 | 1416.8626 | 688.6729 | 358.9355 | 20.5617 | 80.2835 | 1053.9644 | 752.8775 | 344.4819 | 22.6603 | 85.4815 | 737.7769 | 534.7593 | 291.1714 | 15.9663 | 62.3407 | 818.4106 | 430.5904 | 198.2947 | 12.96 | 48.8894 | 421.9611 | 357.8064 | 180.8335 | 10.683 | 41.712 | 547.597 | 2023 | 32.0693 | 11.3396 | 0.98493 | 3.4019 | 18.5165 | 9.2825 | 3.9107 | 0.28138 | 1.0427 | 8.6213 | 0.64139 | 2.8349 | 0.019691 | 0.068009 | 0.37008 | 0.18565 | 0.97768 | 0.005611 | 0.020789 | 0.17157
2008 | 2.4892 | 533.6743 | 231.0103 | 16.0877 | 60.2824 | 515.2803 | 306.686 | 142.3296 | 9.1567 | 35.7526 | 469.3609 | 278.8467 | 120.7037 | 8.4059 | 31.4978 | 269.2358 | 216.7115 | 100.5734 | 6.4703 | 25.2636 | 331.6613 | 154.2233 | 66.7583 | 4.6491 | 17.4206 | 148.9077 | 153.773 | 71.3644 | 4.5912 | 17.9264 | 235.3385 | 14 | 0 | 0 | 0 | 0 | 0 | 0 | 0 | 0 | 0 | 0 | 0 | 0 | 0 | 0 | 0 | 0 | 0 | 0 | 0 | 0 | 0 | 0 | 0 | 0 | 0 | 0 | 0 | 0 | 0 | 0 | 1.0939 | 6.2199 | 0.03282 | 0.12552 | 1.1045 | 3.0659 | 17.7856 | 0.091538 | 0.35741 | 4.6921 | 1.0568 | 6.0089 | 0.031706 | 0.12126 | 1.067 | 3.3336 | 19.3388 | 0.099532 | 0.38863 | 5.1019 | 0.6964 | 3.9596 | 0.020893 | 0.079904 | 0.7031 | 1.1401 | 6.6139 | 0.03404 | 0.13291 | 1.7448 | 534.7682 | 237.2302 | 16.1205 | 60.4079 | 516.3847 | 309.7519 | 160.1152 | 9.2483 | 36.11 | 474.053 | 279.9035 | 126.7126 | 8.4376 | 31.619 | 270.3028 | 220.0451 | 119.9123 | 6.5699 | 25.6522 | 336.7632 | 154.9197 | 70.7178 | 4.67 | 17.5005 | 149.6108 | 154.9131 | 77.9782 | 4.6252 | 18.0593 | 237.0834 | 1331.1451 | 590.5134 | 40.1271 | 150.3673 | 1285.3849 | 771.0344 | 398.5587 | 23.0208 | 89.8849 | 1180.0127 | 696.7359 | 315.4129 | 21.0028 | 78.706 | 672.8377 | 547.7363 | 298.4856 | 16.3538 | 63.8535 | 838.271 | 385.6261 | 176.0309 | 11.6245 | 43.5623 | 372.4113 | 385.6097 | 194.1034 | 11.5131 | 44.9532 | 590.1479 | 2024 | 33.3128 | 11.6755 | 1.0241 | 3.5224 | 17.6238 | 9.4869 | 3.9282 | 0.28815 | 1.0582 | 7.8375 | 0.66626 | 2.9189 | 0.020473 | 0.070418 | 0.35221 | 0.18974 | 0.98205 | 0.0057464 | 0.021099 | 0.15589
2009 | 2.4892 | 433.4293 | 184.6036 | 13.0854 | 48.7147 | 412.4486 | 353.7056 | 164.1509 | 10.5606 | 41.234 | 541.3209 | 280.9207 | 119.6481 | 8.4811 | 31.5737 | 267.3223 | 289.3679 | 134.2925 | 8.6397 | 33.7337 | 442.8567 | 161.2706 | 68.6874 | 4.8688 | 18.1258 | 153.4641 | 157.0461 | 72.8834 | 4.6889 | 18.308 | 240.3477 |  | 0 | 0 | 0 | 0 | 0 | 0 | 0 | 0 | 0 | 0 | 0 | 0 | 0 | 0 | 0 | 0 | 0 | 0 | 0 | 0 | 0 | 0 | 0 | 0 | 0 | 0 | 0 | 0 | 0 | 0 | 1.1572 | 6.5795 | 0.034717 | 0.13277 | 1.1683 | 3.179 | 18.4418 | 0.094916 | 0.3706 | 4.8653 | 1.1093 | 6.3075 | 0.033282 | 0.12728 | 1.12 | 3.4504 | 20.0164 | 0.10302 | 0.40224 | 5.2807 | 0.71862 | 4.0859 | 0.02156 | 0.082454 | 0.72554 | 1.171 | 6.7934 | 0.034964 | 0.13652 | 1.7922 | 434.5865 | 191.1831 | 13.1201 | 48.8475 | 413.6169 | 356.8846 | 182.5927 | 10.6555 | 41.6046 | 546.1862 | 282.03 | 125.9555 | 8.5144 | 31.701 | 268.4424 | 292.8183 | 154.3089 | 8.7427 | 34.1359 | 448.1374 | 161.9893 | 72.7734 | 4.8904 | 18.2083 | 154.1896 | 158.2171 | 79.6767 | 4.7239 | 18.4445 | 242.1399 | 1081.7728 | 475.893 | 32.6587 | 121.5912 | 1029.5752 | 888.3571 | 454.5098 | 26.5237 | 103.5621 | 1359.5667 | 702.0292 | 313.5285 | 21.1941 | 78.9102 | 668.2067 | 728.8833 | 384.1057 | 21.7623 | 84.9711 | 1115.5036 | 403.2236 | 181.1474 | 12.1732 | 45.324 | 383.8088 | 393.8341 | 198.3314 | 11.7587 | 45.912 | 602.7347 | 2025 | 34.5959 | 12.0204 | 1.0644 | 3.6466 | 16.6753 | 9.6935 | 3.9471 | 0.29499 | 1.0741 | 7.063 | 0.69192 | 3.0051 | 0.02128 | 0.072898 | 0.33322 | 0.19387 | 0.98676 | 0.0058829 | 0.021416 | 0.1404
2010 | 2.4892 | 363.0473 | 152.1669 | 10.9766 | 40.6049 | 340.542 | 358.6677 | 166.4537 | 10.7087 | 41.8124 | 548.9151 | 346.2025 | 145.1066 | 10.4673 | 38.7209 | 324.7413 | 153.4401 | 71.2099 | 4.5813 | 17.8876 | 234.829 | 161.8984 | 67.8578 | 4.8949 | 18.1075 | 151.8623 | 142.3047 | 66.0421 | 4.2488 | 16.5895 | 217.7871 |  | 0 | 0 | 0 | 0 | 0 | 0 | 0 | 0 | 0 | 0 | 0 | 0 | 0 | 0 | 0 | 0 | 0 | 0 | 0 | 0 | 0 | 0 | 0 | 0 | 0 | 0 | 0 | 0 | 0 | 0 | 1.2275 | 6.9793 | 0.036826 | 0.14084 | 1.2393 | 3.2975 | 19.1291 | 0.098453 | 0.38441 | 5.0466 | 1.1707 | 6.6567 | 0.035124 | 0.13433 | 1.182 | 3.5806 | 20.7717 | 0.10691 | 0.41742 | 5.4799 | 0.74508 | 4.2364 | 0.022354 | 0.08549 | 0.75225 | 1.2052 | 6.9914 | 0.035983 | 0.1405 | 1.8445 | 364.2748 | 159.1462 | 11.0134 | 40.7457 | 341.7813 | 361.9651 | 185.5828 | 10.8072 | 42.1968 | 553.9616 | 347.3733 | 151.7633 | 10.5024 | 38.8552 | 325.9234 | 157.0207 | 91.9816 | 4.6882 | 18.305 | 240.3089 | 162.6435 | 72.0941 | 4.9173 | 18.193 | 152.6145 | 143.5099 | 73.0335 | 4.2848 | 16.73 | 219.6316 | 906.7529 | 396.1467 | 27.4146 | 101.4243 | 850.7619 | 901.0036 | 461.9528 | 26.9012 | 105.0364 | 1378.9213 | 864.6816 | 377.7692 | 26.1427 | 96.7184 | 811.2885 | 390.856 | 228.9606 | 11.6698 | 45.5648 | 598.177 | 404.8521 | 179.4567 | 12.2401 | 45.2859 | 379.8881 | 357.2249 | 181.795 | 10.6657 | 41.6442 | 546.707 | 2026 | 35.9108 | 12.3713 | 1.1058 | 3.7736 | 15.6654 | 9.8952 | 3.9645 | 0.30167 | 1.0894 | 6.2923 | 0.71822 | 3.0928 | 0.022107 | 0.075435 | 0.31299 | 0.1979 | 0.99112 | 0.0060164 | 0.021722 | 0.12498
2011 | 2.4892 | 472.0652 | 194.7424 | 14.2931 | 52.5453 | 436.551 | 367.4369 | 170.5234 | 10.9706 | 42.8347 | 562.3357 | 380.6229 | 157.0194 | 11.5244 | 42.3669 | 351.9881 | 262.4231 | 121.7877 | 7.8352 | 30.5925 | 401.6196 | 175.6325 | 72.4542 | 5.3178 | 19.5495 | 162.4194 | 142.0664 | 65.9315 | 4.2417 | 16.5617 | 217.4224 |  | 0 | 0 | 0 | 0 | 0 | 0 | 0 | 0 | 0 | 0 | 0 | 0 | 0 | 0 | 0 | 0 | 0 | 0 | 0 | 0 | 0 | 0 | 0 | 0 | 0 | 0 | 0 | 0 | 0 | 0 | 1.3128 | 7.4642 | 0.039385 | 0.15063 | 1.3254 | 3.4193 | 19.8357 | 0.10209 | 0.39861 | 5.233 | 1.2464 | 7.0865 | 0.037393 | 0.14301 | 1.2584 | 3.7235 | 21.6006 | 0.11117 | 0.43408 | 5.6986 | 0.77955 | 4.4324 | 0.023388 | 0.089445 | 0.78706 | 1.245 | 7.2224 | 0.037172 | 0.14514 | 1.9054 | 473.378 | 202.2066 | 14.3324 | 52.6959 | 437.8764 | 370.8562 | 190.3591 | 11.0726 | 43.2333 | 567.5687 | 381.8693 | 164.106 | 11.5618 | 42.5099 | 353.2464 | 266.1466 | 143.3883 | 7.9463 | 31.0266 | 407.3182 | 176.412 | 76.8865 | 5.3411 | 19.639 | 163.2064 | 143.3114 | 73.1538 | 4.2788 | 16.7068 | 219.3278 | 1178.3325 | 503.3327 | 35.6763 | 131.1706 | 1089.962 | 923.1352 | 473.8419 | 27.562 | 107.6164 | 1412.792 | 950.5491 | 408.4926 | 28.7796 | 105.8156 | 879.301 | 662.4921 | 356.9221 | 19.78 | 77.2314 | 1013.8965 | 439.1248 | 191.3859 | 13.2952 | 48.8853 | 406.2534 | 356.7307 | 182.0945 | 10.6509 | 41.5866 | 545.9507 | 2027 | 37.2672 | 12.7316 | 1.1486 | 3.9044 | 14.5965 | 10.0915 | 3.9802 | 0.30817 | 1.1042 | 5.5258 | 0.74534 | 3.1829 | 0.022961 | 0.078048 | 0.29159 | 0.20183 | 0.99506 | 0.0061465 | 0.022018 | 0.10965
2012 | 2.4892 | 421.1473 | 171.0246 | 12.7691 | 46.6578 | 384.026 | 360.9742 | 167.5242 | 10.7776 | 42.0813 | 552.4451 | 383.5758 | 155.7671 | 11.6299 | 42.4954 | 349.7662 | 232.7404 | 108.0123 | 6.9489 | 27.1322 | 356.1925 | 278.1651 | 112.9606 | 8.4339 | 30.8172 | 253.6467 | 127.7566 | 59.2904 | 3.8144 | 14.8935 | 195.5223 |  | 0 | 0 | 0 | 0 | 0 | 0 | 0 | 0 | 0 | 0 | 0 | 0 | 0 | 0 | 0 | 0 | 0 | 0 | 0 | 0 | 0 | 0 | 0 | 0 | 0 | 0 | 0 | 0 | 0 | 0 | 1.4084 | 8.0056 | 0.042254 | 0.16158 | 1.4216 | 3.5437 | 20.5574 | 0.1058 | 0.41311 | 5.4234 | 1.3286 | 7.5525 | 0.03986 | 0.15243 | 1.3411 | 3.8729 | 22.4673 | 0.11563 | 0.45149 | 5.9272 | 0.81907 | 4.6563 | 0.024574 | 0.093975 | 0.82683 | 1.2897 | 7.4816 | 0.038506 | 0.15035 | 1.9738 | 422.5557 | 179.0301 | 12.8113 | 46.8194 | 385.4476 | 364.5179 | 188.0816 | 10.8834 | 42.4944 | 557.8685 | 384.9044 | 163.3196 | 11.6698 | 42.6478 | 351.1073 | 236.6134 | 130.4796 | 7.0646 | 27.5837 | 362.1198 | 278.9842 | 117.6169 | 8.4585 | 30.9112 | 254.4736 | 129.0463 | 66.772 | 3.8529 | 15.0438 | 197.496 | 1051.8255 | 445.6418 | 31.89 | 116.5428 | 959.4561 | 907.3581 | 468.1728 | 27.091 | 105.7772 | 1388.6463 | 958.104 | 406.535 | 29.0484 | 106.1589 | 873.9763 | 588.978 | 324.7898 | 17.5851 | 68.6613 | 901.3885 | 694.4474 | 292.772 | 21.0548 | 76.944 | 633.4356 | 321.222 | 166.2089 | 9.5907 | 37.4471 | 491.6071 | 2028 | 38.661 | 13.0997 | 1.1925 | 4.0385 | 13.4648 | 10.2813 | 3.994 | 0.31448 | 1.1184 | 4.7638 | 0.77322 | 3.2749 | 0.023839 | 0.080729 | 0.26894 | 0.20563 | 0.99851 | 0.0062726 | 0.022301 | 0.094408
2013 | 2.4892 | 429.5189 | 171.7258 | 13.0405 | 47.3666 | 386.2503 | 197.098 | 91.471 | 5.8848 | 22.9771 | 301.6443 | 473.1701 | 189.178 | 14.3658 | 52.1804 | 425.5042 | 352.6938 | 163.6813 | 10.5304 | 41.116 | 539.7725 | 368.9696 | 147.5176 | 11.2022 | 40.6893 | 331.8006 | 133.7273 | 62.0614 | 3.9927 | 15.5895 | 204.66 |  | 0 | 0 | 0 | 0 | 0 | 0 | 0 | 0 | 0 | 0 | 0 | 0 | 0 | 0 | 0 | 0 | 0 | 0 | 0 | 0 | 0 | 0 | 0 | 0 | 0 | 0 | 0 | 0 | 0 | 0 | 1.514 | 8.6011 | 0.045425 | 0.17367 | 1.5274 | 3.6685 | 21.2816 | 0.10953 | 0.42767 | 5.6144 | 1.4165 | 8.0499 | 0.042499 | 0.1625 | 1.4295 | 4.0242 | 23.345 | 0.12015 | 0.46913 | 6.1588 | 0.86294 | 4.9042 | 0.025891 | 0.098999 | 0.87088 | 1.3395 | 7.7708 | 0.039995 | 0.15616 | 2.0501 | 431.0329 | 180.3269 | 13.0859 | 47.5403 | 387.7777 | 200.7665 | 112.7526 | 5.9943 | 23.4048 | 307.2587 | 474.5866 | 197.2278 | 14.4083 | 52.3429 | 426.9337 | 356.718 | 187.0263 | 10.6505 | 41.5851 | 545.9313 | 369.8326 | 152.4218 | 11.2281 | 40.7883 | 332.6714 | 135.0669 | 69.8322 | 4.0327 | 15.7457 | 206.7101 | 1072.9271 | 448.8697 | 32.5735 | 118.3372 | 965.2563 | 499.7481 | 280.6639 | 14.921 | 58.2592 | 764.8285 | 1181.341 | 490.9395 | 35.8651 | 130.2919 | 1062.7233 | 887.9425 | 465.5459 | 26.5113 | 103.5137 | 1358.9322 | 920.5872 | 379.4084 | 27.9489 | 101.5303 | 828.0858 | 336.2084 | 173.8263 | 10.0382 | 39.1942 | 514.5428 | 2029 | 40.0878 | 13.4739 | 1.2375 | 4.1756 | 12.2671 | 10.4636 | 4.0056 | 0.32055 | 1.1318 | 4.0071 | 0.80176 | 3.3685 | 0.024738 | 0.083467 | 0.24496 | 0.20927 | 1.0014 | 0.006394 | 0.022569 | 0.079276
2014 | 2.4892 | 446.4665 | 175.7649 | 13.5729 | 49.0138 | 396.0044 | 190.2271 | 88.2823 | 5.6796 | 22.1761 | 291.1289 | 595.0431 | 234.2565 | 18.0897 | 65.3247 | 527.7879 | 269.8662 | 125.2419 | 8.0574 | 31.4602 | 413.0108 | 346.1066 | 136.2552 | 10.5219 | 37.9961 | 306.9876 | 133.5885 | 61.997 | 3.9885 | 15.5734 | 204.4476 |  | 0 | 0 | 0 | 0 | 0 | 0 | 0 | 0 | 0 | 0 | 0 | 0 | 0 | 0 | 0 | 0 | 0 | 0 | 0 | 0 | 0 | 0 | 0 | 0 | 0 | 0 | 0 | 0 | 0 | 0 | 1.6282 | 9.2427 | 0.048855 | 0.18672 | 1.6415 | 3.7924 | 22.0001 | 0.11323 | 0.44211 | 5.804 | 1.5124 | 8.5912 | 0.04538 | 0.17348 | 1.5257 | 4.1759 | 24.2247 | 0.12468 | 0.48681 | 6.3909 | 0.912 | 5.1809 | 0.027364 | 0.10461 | 0.92005 | 1.3943 | 8.0886 | 0.04163 | 0.16255 | 2.1339 | 448.0947 | 185.0076 | 13.6217 | 49.2005 | 397.6458 | 194.0195 | 110.2824 | 5.7928 | 22.6182 | 296.9329 | 596.5555 | 242.8477 | 18.1351 | 65.4982 | 529.3136 | 274.0421 | 149.4667 | 8.1821 | 31.947 | 419.4017 | 347.0186 | 141.4361 | 10.5492 | 38.1007 | 307.9077 | 134.9828 | 70.0856 | 4.0302 | 15.7359 | 206.5815 | 1115.3973 | 460.5209 | 33.9073 | 122.4699 | 989.82 | 482.9534 | 274.5151 | 14.4195 | 56.3013 | 739.1254 | 1484.946 | 604.4965 | 45.1419 | 163.0381 | 1317.5675 | 682.1455 | 372.0525 | 20.3668 | 79.5225 | 1043.9746 | 863.7986 | 352.0627 | 26.2592 | 94.8403 | 766.4438 | 335.9992 | 174.457 | 10.0319 | 39.1698 | 514.2227 | 2030 | 41.5418 | 13.8524 | 1.2834 | 4.315 | 11.0007 | 10.637 | 4.0144 | 0.32634 | 1.1443 | 3.2564 | 0.83084 | 3.4631 | 0.025655 | 0.086251 | 0.2196 | 0.21274 | 1.0036 | 0.0065098 | 0.022819 | 0.064265
2015 | 2.4892 | 545.8306 | 211.617 | 16.6149 | 59.6575 | 477.5914 | 214.723 | 99.6506 | 6.411 | 25.0318 | 328.6182 | 627.9989 | 243.4734 | 19.1161 | 68.6382 | 549.4871 | 288.5024 | 133.8908 | 8.6138 | 33.6328 | 441.5322 | 409.1249 | 158.6166 | 12.4536 | 44.716 | 357.9766 | 120.8515 | 56.0858 | 3.6083 | 14.0885 | 184.9545 |  | 0 | 0 | 0 | 0 | 0 | 0 | 0 | 0 | 0 | 0 | 0 | 0 | 0 | 0 | 0 | 0 | 0 | 0 | 0 | 0 | 0 | 0 | 0 | 0 | 0 | 0 | 0 | 0 | 0 | 0 | 1.7494 | 9.9218 | 0.052497 | 0.20056 | 1.7622 | 3.9146 | 22.7092 | 0.11688 | 0.45636 | 5.9911 | 1.6175 | 9.1824 | 0.048536 | 0.1855 | 1.6308 | 4.3278 | 25.1063 | 0.12922 | 0.50453 | 6.6234 | 0.96738 | 5.4922 | 0.029027 | 0.11094 | 0.97539 | 1.4538 | 8.4339 | 0.043407 | 0.16948 | 2.225 | 547.58 | 221.5388 | 16.6674 | 59.858 | 479.3537 | 218.6377 | 122.3598 | 6.5279 | 25.4881 | 334.6092 | 629.6164 | 252.6559 | 19.1646 | 68.8237 | 551.1179 | 292.8303 | 158.9971 | 8.743 | 34.1373 | 448.1557 | 410.0923 | 164.1088 | 12.4827 | 44.8269 | 358.952 | 122.3053 | 64.5197 | 3.6517 | 14.258 | 187.1795 | 1363.0361 | 551.4544 | 41.4886 | 148.9986 | 1193.2072 | 544.2329 | 304.578 | 16.2491 | 63.4451 | 832.9093 | 1567.2411 | 628.911 | 47.7046 | 171.3159 | 1371.8426 | 728.9131 | 395.7756 | 21.7631 | 84.9746 | 1115.5491 | 1020.8018 | 408.4997 | 31.0719 | 111.5832 | 893.5032 | 304.4423 | 160.6024 | 9.0897 | 35.491 | 465.9271 | 2031 | 42.7324 | 14.1363 | 1.3209 | 4.4298 | 11.2194 | 10.6712 | 3.9762 | 0.3277 | 1.1439 | 3.2226 | 0.85465 | 3.5341 | 0.026404 | 0.088545 | 0.22395 | 0.21342 | 0.99404 | 0.0065372 | 0.022812 | 0.063593
2016 | 2.4892 | 561.4865 | 214.4073 | 17.1129 | 61.1028 | 484.7157 | 157.1762 | 72.9438 | 4.6928 | 18.3231 | 240.5469 | 732.2332 | 279.608 | 22.3169 | 79.6841 | 632.1165 | 178.2892 | 82.7421 | 5.3232 | 20.7844 | 272.8587 | 506.3186 | 193.3411 | 15.4315 | 55.0993 | 437.0908 | 120.3326 | 55.845 | 3.5928 | 14.028 | 184.1604 |  | 0 | 0 | 0 | 0 | 0 | 0 | 0 | 0 | 0 | 0 | 0 | 0 | 0 | 0 | 0 | 0 | 0 | 0 | 0 | 0 | 0 | 0 | 0 | 0 | 0 | 0 | 0 | 0 | 0 | 0 | 1.8788 | 10.6447 | 0.056386 | 0.21533 | 1.8908 | 4.0328 | 23.3948 | 0.12041 | 0.47013 | 6.1719 | 1.7346 | 9.8385 | 0.052055 | 0.19888 | 1.7474 | 4.47 | 25.9312 | 0.13346 | 0.5211 | 6.8411 | 1.0292 | 5.8386 | 0.030884 | 0.118 | 1.037 | 1.5174 | 8.8026 | 0.045305 | 0.17689 | 2.3223 | 563.3653 | 225.052 | 17.1693 | 61.3182 | 486.6065 | 161.209 | 96.3385 | 4.8132 | 18.7933 | 246.7188 | 733.9678 | 289.4465 | 22.3689 | 79.8829 | 633.864 | 182.7592 | 108.6732 | 5.4566 | 21.3055 | 279.6998 | 507.3478 | 199.1797 | 15.4624 | 55.2173 | 438.1277 | 121.85 | 64.6476 | 3.6381 | 14.2049 | 186.4826 | 1402.3289 | 560.1994 | 42.7377 | 152.6332 | 1211.261 | 401.2814 | 239.8058 | 11.9811 | 46.7802 | 614.1324 | 1826.9927 | 720.4903 | 55.6807 | 198.8446 | 1577.8142 | 454.9242 | 270.5094 | 13.5827 | 53.0337 | 696.2288 | 1262.8901 | 495.798 | 38.4889 | 137.4469 | 1090.5876 | 303.309 | 160.9209 | 9.0559 | 35.3589 | 464.1926 | 2032 | 43.922 | 14.415 | 1.3584 | 4.5442 | 11.4338 | 10.6971 | 3.9356 | 0.32881 | 1.1427 | 3.1868 | 0.87844 | 3.6038 | 0.027154 | 0.09083 | 0.22821 | 0.21395 | 0.98395 | 0.0065597 | 0.02279 | 0.062898
2017 | 2.4892 | 507.8034 | 191.0116 | 15.4956 | 55.0261 | 432.5661 | 125.966 | 58.4594 | 3.761 | 14.6847 | 192.7819 | 792.5584 | 298.123 | 24.1849 | 85.8825 | 675.1311 | 121.6044 | 56.4353 | 3.6307 | 14.1763 | 186.1069 | 543.0228 | 204.2595 | 16.5704 | 58.8426 | 462.5673 | 114.292 | 53.0417 | 3.4124 | 13.3238 | 174.9157 |  | 0 | 0 | 0 | 0 | 0 | 0 | 0 | 0 | 0 | 0 | 0 | 0 | 0 | 0 | 0 | 0 | 0 | 0 | 0 | 0 | 0 | 0 | 0 | 0 | 0 | 0 | 0 | 0 | 0 | 0 | 2.0237 | 11.4493 | 0.060743 | 0.23183 | 2.034 | 4.1462 | 24.0528 | 0.12379 | 0.48336 | 6.3455 | 1.8637 | 10.558 | 0.055933 | 0.21359 | 1.8755 | 4.6087 | 26.7358 | 0.1376 | 0.53727 | 7.0533 | 1.0982 | 6.2242 | 0.032959 | 0.12588 | 1.1056 | 1.5854 | 9.1973 | 0.047336 | 0.18483 | 2.4264 | 509.827 | 202.4609 | 15.5564 | 55.258 | 434.6001 | 130.1122 | 82.5123 | 3.8848 | 15.1681 | 199.1274 | 794.4221 | 308.681 | 24.2409 | 86.0961 | 677.0066 | 126.2132 | 83.171 | 3.7683 | 14.7136 | 193.1602 | 544.121 | 210.4837 | 16.6033 | 58.9684 | 463.6729 | 115.8775 | 62.239 | 3.4598 | 13.5087 | 177.3421 | 1269.0614 | 503.9656 | 38.7229 | 137.5481 | 1081.8066 | 323.8753 | 205.3896 | 9.6699 | 37.7564 | 495.6679 | 1977.4754 | 768.3687 | 60.3404 | 214.3104 | 1685.2048 | 314.1698 | 207.0294 | 9.3802 | 36.625 | 480.8143 | 1354.4261 | 523.936 | 41.329 | 146.7842 | 1154.1746 | 288.4422 | 154.9253 | 8.612 | 33.6257 | 441.44 | 2033 | 45.1009 | 14.6854 | 1.3956 | 4.6572 | 11.6412 | 10.7124 | 3.892 | 0.32958 | 1.1404 | 3.1485 | 0.90202 | 3.6714 | 0.027897 | 0.093085 | 0.23234 | 0.21426 | 0.97308 | 0.0065756 | 0.022746 | 0.062155
2018 | 2.4892 | 449.4393 | 166.5537 | 13.731 | 48.4988 | 377.8294 | 100.4595 | 46.6222 | 2.9994 | 11.7113 | 153.7461 | 802.832 | 297.5142 | 24.5276 | 86.6333 | 674.9153 | 92.3807 | 42.8729 | 2.7582 | 10.7695 | 141.382 | 530.3448 | 196.5357 | 16.2028 | 57.2293 | 445.844 | 103.1593 | 47.8751 | 3.08 | 12.026 | 157.878 |  | 0 | 0 | 0 | 0 | 0 | 0 | 0 | 0 | 0 | 0 | 0 | 0 | 0 | 0 | 0 | 0 | 0 | 0 | 0 | 0 | 0 | 0 | 0 | 0 | 0 | 0 | 0 | 0 | 0 | 0 | 2.1796 | 12.3121 | 0.065435 | 0.24957 | 2.1877 | 4.2538 | 24.6768 | 0.12701 | 0.4959 | 6.5101 | 2.0042 | 11.3384 | 0.06016 | 0.22959 | 2.0144 | 4.7375 | 27.4826 | 0.14145 | 0.55228 | 7.2503 | 1.1785 | 6.669 | 0.035373 | 0.13501 | 1.1848 | 1.6574 | 9.6145 | 0.049484 | 0.19321 | 2.5365 | 451.619 | 178.8658 | 13.7964 | 48.7484 | 380.017 | 104.7133 | 71.299 | 3.1264 | 12.2072 | 160.2562 | 804.8362 | 308.8527 | 24.5878 | 86.8629 | 676.9297 | 97.1181 | 70.3554 | 2.8997 | 11.3217 | 148.6323 | 531.5233 | 203.2047 | 16.2381 | 57.3643 | 447.0288 | 104.8167 | 57.4896 | 3.1295 | 12.2192 | 160.4144 | 1124.17 | 445.2327 | 34.342 | 121.3445 | 945.9384 | 260.6524 | 177.4774 | 7.7823 | 30.3861 | 398.9098 | 2003.3983 | 768.7961 | 61.2039 | 216.2191 | 1685.0134 | 241.7464 | 175.1287 | 7.2178 | 28.1821 | 369.9756 | 1323.0678 | 505.8171 | 40.42 | 142.7912 | 1112.744 | 260.9097 | 143.1031 | 7.79 | 30.4161 | 399.3036 | 2034 | 46.2589 | 14.9443 | 1.4323 | 4.7676 | 11.8392 | 10.7174 | 3.8454 | 0.33003 | 1.1371 | 3.1078 | 0.92518 | 3.7361 | 0.028629 | 0.09529 | 0.23628 | 0.21437 | 0.9615 | 0.0065851 | 0.022682 | 0.06137
2019 | 2.4892 | 681.4689 | 250.0874 | 20.8414 | 73.2664 | 534.8225 | 253.1502 | 115.0625 | 7.579 | 29.2514 | 353.1155 | 566.309 | 207.8257 | 17.3194 | 60.8853 | 444.4441 | 111.5963 | 50.723 | 3.3411 | 12.8949 | 155.664 | 350.4494 | 128.6089 | 10.7178 | 37.6777 | 275.0356 | 78.2129 | 35.5496 | 2.3416 | 9.0375 | 109.0981 |  | 0 | 0 | 0 | 0 | 0 | 0 | 0 | 0 | 0 | 0 | 0 | 0 | 0 | 0 | 0 | 0 | 0 | 0 | 0 | 0 | 0 | 0 | 0 | 0 | 0 | 0 | 0 | 0 | 0 | 0 | 2.3495 | 13.247 | 0.070546 | 0.26885 | 2.3542 | 4.3488 | 25.2278 | 0.12984 | 0.50697 | 6.6555 | 2.1603 | 12.1995 | 0.064858 | 0.24733 | 2.1677 | 4.8603 | 28.1953 | 0.14511 | 0.5666 | 7.4384 | 1.2709 | 7.1768 | 0.038155 | 0.1455 | 1.2752 | 1.7337 | 10.0576 | 0.051764 | 0.20211 | 2.6534 | 683.8183 | 263.3344 | 20.9119 | 73.5353 | 537.1767 | 257.499 | 140.2903 | 7.7089 | 29.7583 | 359.771 | 568.4694 | 220.0252 | 17.3843 | 61.1326 | 446.6118 | 116.4566 | 78.9184 | 3.4862 | 13.4615 | 163.1024 | 351.7203 | 135.7857 | 10.756 | 37.8232 | 276.3109 | 79.9467 | 45.6072 | 2.3934 | 9.2396 | 111.7515 | 1702.1606 | 655.492 | 52.0539 | 183.044 | 1337.1403 | 640.9665 | 349.2106 | 19.189 | 74.0744 | 895.5421 | 1415.0339 | 547.6867 | 43.273 | 152.1713 | 1111.7061 | 289.8837 | 196.4436 | 8.6778 | 33.5083 | 405.9944 | 875.5022 | 337.9977 | 26.7737 | 94.1495 | 687.793 | 199.0033 | 113.5254 | 5.9576 | 22.9991 | 278.1717 | 2035 | 47.3848 | 15.1886 | 1.4679 | 4.8743 | 12.0252 | 10.7105 | 3.7956 | 0.33011 | 1.1326 | 3.0644 | 0.94771 | 3.7972 | 0.029341 | 0.097422 | 0.23998 | 0.21425 | 0.9491 | 0.0065873 | 0.022595 | 0.060536
2020 | 2.5694 | 656.0933 | 238.4832 | 20.0855 | 70.2853 | 479.3288 | 271.3819 | 120.9017 | 8.1459 | 31.0951 | 343.8687 | 692.8854 | 251.8568 | 21.2118 | 74.2267 | 506.2084 | 159.8082 | 71.1952 | 4.7968 | 18.3109 | 202.4933 | 394.8168 | 143.5119 | 12.0868 | 42.2955 | 288.4454 | 113.3722 | 50.5078 | 3.403 | 12.9903 | 143.6542 |  | 0 | 0 | 0 | 0 | 0 | 0 | 0 | 0 | 0 | 0 | 0 | 0 | 0 | 0 | 0 | 0 | 0 | 0 | 0 | 0 | 0 | 0 | 0 | 0 | 0 | 0 | 0 | 0 | 0 | 0 | 2.5344 | 14.2596 | 0.076116 | 0.28982 | 2.5347 | 4.4356 | 25.7313 | 0.13243 | 0.51709 | 6.7883 | 2.3348 | 13.1538 | 0.070112 | 0.26711 | 2.3378 | 4.9692 | 28.8268 | 0.14837 | 0.57929 | 7.605 | 1.3724 | 7.7315 | 0.041212 | 0.157 | 1.3741 | 1.8143 | 10.525 | 0.05417 | 0.21151 | 2.7767 | 658.6277 | 252.7428 | 20.1616 | 70.5751 | 481.8635 | 275.8175 | 146.633 | 8.2783 | 31.6122 | 350.657 | 695.2202 | 265.0106 | 21.2819 | 74.4938 | 508.5462 | 164.7773 | 100.022 | 4.9452 | 18.8902 | 210.0983 | 396.1892 | 151.2434 | 12.128 | 42.4525 | 289.8195 | 115.1865 | 61.0328 | 3.4572 | 13.2018 | 146.4309 | 1692.2613 | 649.3909 | 51.8027 | 181.3339 | 1238.0877 | 708.6784 | 376.7551 | 21.27 | 81.2235 | 900.9692 | 1786.281 | 680.9114 | 54.6812 | 191.4025 | 1306.6456 | 423.3747 | 256.994 | 12.7061 | 48.536 | 539.8212 | 1017.9584 | 388.6008 | 31.1614 | 109.0764 | 744.6547 | 295.9574 | 156.8161 | 8.8828 | 33.9203 | 376.2358 | 2036 | 48.4678 | 15.4149 | 1.5022 | 4.9763 | 12.1967 | 10.6915 | 3.7424 | 0.32981 | 1.1269 | 3.0184 | 0.96937 | 3.8538 | 0.030027 | 0.099459 | 0.24339 | 0.21388 | 0.93588 | 0.006582 | 0.022484 | 0.059655
2021 | 2.5887 | 718.4409 | 258.7087 | 22.0156 | 76.6954 | 487.0406 | 276.2378 | 120.7124 | 8.3118 | 31.3987 | 316.6877 | 734.0163 | 264.3173 | 22.4929 | 78.3581 | 497.5994 | 172.0133 | 75.1676 | 5.1757 | 19.552 | 197.2014 | 416.6367 | 150.0298 | 12.7672 | 44.477 | 282.4435 | 109.5633 | 47.8778 | 3.2967 | 12.4536 | 125.6068 |  | 0 | 0 | 0.0082169 | 0.031254 | 0.27292 | 0 | 0 | 0.013464 | 0.052571 | 0.69015 | 0 | 0 | 0.0075781 | 0.028838 | 0.25199 | 0 | 0 | 0.015108 | 0.058989 | 0.77441 | 0 | 0 | 0.0044602 | 0.016971 | 0.14828 | 0 | 0 | 0.022644 | 0.088414 | 1.1607 | 2.7079 | 15.1967 | 0.081347 | 0.30941 | 2.7019 | 4.4644 | 25.8986 | 0.13329 | 0.52045 | 6.8325 | 2.4977 | 14.0328 | 0.075023 | 0.28549 | 2.4947 | 5.0095 | 29.0608 | 0.14957 | 0.58399 | 7.6667 | 1.47 | 8.2574 | 0.044156 | 0.16802 | 1.468 | 1.8202 | 10.5592 | 0.054346 | 0.21219 | 2.7857 | 721.1489 | 273.9054 | 22.1052 | 77.0361 | 490.0155 | 280.7022 | 146.611 | 8.4585 | 31.9718 | 324.2103 | 736.514 | 278.3501 | 22.5755 | 78.6724 | 500.3461 | 177.0228 | 104.2284 | 5.3404 | 20.195 | 205.6425 | 418.1067 | 158.2872 | 12.8159 | 44.662 | 284.0598 | 111.3835 | 58.437 | 3.3737 | 12.7542 | 129.5532 | 1866.8336 | 709.0573 | 57.2235 | 199.4228 | 1268.5 | 726.6522 | 379.531 | 21.8965 | 82.7651 | 839.2812 | 1906.6093 | 720.5633 | 58.441 | 203.6588 | 1295.2428 | 458.2578 | 269.8154 | 13.8247 | 52.2786 | 532.3455 | 1082.3502 | 409.757 | 33.1763 | 115.6163 | 735.3439 | 288.3377 | 151.2754 | 8.7334 | 33.0167 | 335.3735 | 2037 | 49.4969 | 15.6202 | 1.5349 | 5.0725 | 12.3513 | 10.6596 | 3.6858 | 0.3291 | 1.12 | 2.9696 | 0.98995 | 3.9051 | 0.03068 | 0.10138 | 0.24646 | 0.21326 | 0.92182 | 0.0065686 | 0.022347 | 0.058724
2022 | 2.6059 | 747.8104 | 266.8197 | 22.9373 | 79.5586 | 468.6834 | 282.8086 | 121.3056 | 8.529 | 31.9009 | 291.9417 | 758.983 | 270.806 | 23.28 | 80.7472 | 475.6857 | 182.1894 | 78.1468 | 5.4945 | 20.551 | 188.0731 | 432.5674 | 154.3406 | 13.268 | 46.0203 | 271.1077 | 105.188 | 45.1185 | 3.1723 | 11.8652 | 108.585 |  | 0 | 0 | 0.008874 | 0.033713 | 0.2939 | 0 | 0 | 0.013653 | 0.05331 | 0.69986 | 0 | 0 | 0.0082066 | 0.031186 | 0.27199 | 0 | 0 | 0.015328 | 0.059847 | 0.78567 | 0 | 0 | 0.0048452 | 0.018409 | 0.1605 | 0 | 0 | 0.022736 | 0.088771 | 1.1654 | 2.9237 | 16.3605 | 0.087852 | 0.33376 | 2.9097 | 4.5272 | 26.263 | 0.13517 | 0.52777 | 6.9286 | 2.704 | 15.1417 | 0.081245 | 0.30875 | 2.6927 | 5.0823 | 29.4833 | 0.15174 | 0.59248 | 7.7782 | 1.5963 | 8.9346 | 0.047967 | 0.18224 | 1.589 | 1.8276 | 10.6019 | 0.054565 | 0.21305 | 2.7969 | 750.7341 | 283.1801 | 23.034 | 79.9261 | 471.887 | 287.3358 | 147.5686 | 8.6778 | 32.482 | 299.5702 | 761.687 | 285.9477 | 23.3694 | 81.0872 | 478.6504 | 187.2717 | 107.6301 | 5.6616 | 21.2033 | 196.6369 | 434.1637 | 163.2752 | 13.3208 | 46.221 | 272.8571 | 107.0155 | 55.7203 | 3.2496 | 12.167 | 112.5473 | 1956.3071 | 737.9274 | 60.0233 | 208.2761 | 1229.6708 | 748.7566 | 384.5429 | 22.6132 | 84.6434 | 780.6376 | 1984.8487 | 745.1394 | 60.8974 | 211.3017 | 1247.2954 | 488.0037 | 280.4688 | 14.7533 | 55.2529 | 512.4081 | 1131.3694 | 425.4721 | 34.712 | 120.4453 | 711.0272 | 278.8673 | 145.1993 | 8.4679 | 31.7056 | 293.2823 | 2038 | 50.4616 | 15.8017 | 1.5657 | 5.1618 | 12.4868 | 10.6143 | 3.6257 | 0.32797 | 1.1117 | 2.918 | 1.0093 | 3.9506 | 0.031293 | 0.10316 | 0.24916 | 0.21237 | 0.9069 | 0.0065469 | 0.022185 | 0.057743
2023 | 2.6209 | 778.1636 | 275.1565 | 23.8902 | 82.5127 | 449.0008 | 289.2271 | 121.8517 | 8.7415 | 32.3878 | 267.2965 | 784.7597 | 277.4889 | 24.0927 | 83.2121 | 452.8068 | 192.1047 | 80.9339 | 5.8061 | 21.512 | 177.5384 | 449.3215 | 158.8788 | 13.7945 | 47.6439 | 259.2588 | 101.1162 | 42.6004 | 3.0561 | 11.323 | 93.4491 |  | 0 | 0 | 0.0095767 | 0.036337 | 0.31622 | 0 | 0 | 0.013814 | 0.053935 | 0.70806 | 0 | 0 | 0.008897 | 0.033757 | 0.29376 | 0 | 0 | 0.015498 | 0.060511 | 0.79439 | 0 | 0 | 0.0052736 | 0.020002 | 0.17398 | 0 | 0 | 0.022823 | 0.089114 | 1.1699 | 3.1543 | 17.5972 | 0.094809 | 0.35973 | 3.1305 | 4.5803 | 26.5708 | 0.13675 | 0.53396 | 7.0098 | 2.9304 | 16.3476 | 0.088081 | 0.3342 | 2.9083 | 5.1387 | 29.8105 | 0.15343 | 0.59906 | 7.8645 | 1.7368 | 9.6808 | 0.052208 | 0.19802 | 1.7224 | 1.8346 | 10.6428 | 0.054776 | 0.21387 | 2.8077 | 781.3178 | 292.7537 | 23.9946 | 82.9087 | 452.4476 | 293.8074 | 148.4224 | 8.892 | 32.9757 | 275.0143 | 787.6901 | 293.8365 | 24.1897 | 83.58 | 456.0088 | 197.2435 | 110.7444 | 5.975 | 22.1715 | 186.1973 | 451.0583 | 168.5596 | 13.852 | 47.8619 | 261.1551 | 102.9508 | 53.2431 | 3.1337 | 11.626 | 97.4267 | 2047.7451 | 767.2742 | 62.8871 | 217.2944 | 1185.8136 | 770.0358 | 388.9984 | 23.305 | 86.4255 | 720.7813 | 2064.4462 | 770.112 | 63.3984 | 219.0538 | 1195.1472 | 516.9527 | 290.2484 | 15.6598 | 58.1091 | 488.0018 | 1182.1725 | 441.7756 | 36.3045 | 125.4406 | 684.4578 | 269.8224 | 139.5442 | 8.2131 | 30.4705 | 255.3443 | 2039 | 51.3524 | 15.9571 | 1.5941 | 5.2433 | 12.6013 | 10.5565 | 3.5627 | 0.32645 | 1.1022 | 2.8641 | 1.0271 | 3.9894 | 0.031862 | 0.10479 | 0.25144 | 0.21123 | 0.89125 | 0.0065175 | 0.021999 | 0.056721
2024 | 2.6338 | 809.4756 | 283.7064 | 24.8737 | 85.5545 | 427.9154 | 295.4975 | 122.3543 | 8.9493 | 32.8602 | 242.7836 | 811.3193 | 284.3526 | 24.9303 | 85.7494 | 428.89 | 201.701 | 83.5167 | 6.1086 | 22.4297 | 165.7194 | 466.8592 | 163.6256 | 14.3457 | 49.3429 | 246.7971 | 97.3305 | 40.3009 | 2.9477 | 10.8234 | 79.9677 |  | 0 | 0 | 0.010324 | 0.039119 | 0.3398 | 0 | 0 | 0.013944 | 0.054446 | 0.71477 | 0 | 0 | 0.0096479 | 0.036543 | 0.31723 | 0 | 0 | 0.015619 | 0.060986 | 0.80063 | 0 | 0 | 0.0057427 | 0.021741 | 0.18861 | 0 | 0 | 0.0229 | 0.089412 | 1.1738 | 3.3992 | 18.9036 | 0.1022 | 0.38728 | 3.364 | 4.6237 | 26.8225 | 0.13805 | 0.53901 | 7.0762 | 3.1764 | 17.6463 | 0.095514 | 0.36178 | 3.1406 | 5.1791 | 30.0445 | 0.15463 | 0.60376 | 7.9262 | 1.8905 | 10.4906 | 0.056853 | 0.21524 | 1.8673 | 1.8407 | 10.6784 | 0.054959 | 0.21459 | 2.8171 | 812.8748 | 302.61 | 24.9862 | 85.9809 | 431.6192 | 300.1212 | 149.1768 | 9.1013 | 33.4536 | 250.5745 | 814.4957 | 301.9989 | 25.0355 | 86.1477 | 432.3479 | 206.8801 | 113.5613 | 6.2789 | 23.0945 | 174.4463 | 468.7497 | 174.1162 | 14.4083 | 49.5799 | 248.853 | 99.1712 | 50.9792 | 3.0256 | 11.1274 | 83.9586 | 2140.9436 | 797.012 | 65.8085 | 226.4558 | 1136.7954 | 790.457 | 392.9007 | 23.971 | 88.1099 | 659.9614 | 2145.2128 | 795.4024 | 65.9383 | 226.8951 | 1138.7146 | 544.8792 | 299.0968 | 16.5373 | 60.826 | 459.4553 | 1234.5896 | 458.5859 | 37.9485 | 130.5832 | 655.4272 | 261.1965 | 134.2688 | 7.9687 | 29.3073 | 221.1295 | 2040 | 52.1612 | 16.0843 | 1.62 | 5.3162 | 12.6933 | 10.4865 | 3.4968 | 0.32454 | 1.0915 | 2.8079 | 1.0433 | 4.0212 | 0.032379 | 0.10625 | 0.25327 | 0.20985 | 0.8749 | 0.0064804 | 0.02179 | 0.055659
2025 | 2.6446 | 842.3195 | 292.6648 | 25.9054 | 88.7441 | 405.6458 | 301.9693 | 122.9576 | 9.1631 | 33.3568 | 218.6802 | 838.1739 | 291.2244 | 25.7779 | 88.3073 | 403.6493 | 210.9644 | 85.9017 | 6.4016 | 23.304 | 152.7763 | 484.8528 | 168.4626 | 14.9116 | 51.0825 | 233.4963 | 93.7784 | 38.1852 | 2.8457 | 10.3592 | 67.9125 |  | 0 | 0 | 0.011148 | 0.042175 | 0.3654 | 0 | 0 | 0.014067 | 0.054924 | 0.72092 | 0 | 0 | 0.010432 | 0.039447 | 0.34152 | 0 | 0 | 0.015698 | 0.061291 | 0.80458 | 0 | 0 | 0.0062338 | 0.02356 | 0.20382 | 0 | 0 | 0.022952 | 0.089616 | 1.1763 | 3.6692 | 20.3274 | 0.11036 | 0.41754 | 3.6174 | 4.6643 | 27.0572 | 0.13926 | 0.54374 | 7.1371 | 3.4333 | 18.996 | 0.10328 | 0.39053 | 3.3811 | 5.2051 | 30.1946 | 0.15541 | 0.60679 | 7.9654 | 2.0513 | 11.3355 | 0.061715 | 0.23324 | 2.0178 | 1.845 | 10.7025 | 0.055085 | 0.21508 | 2.8232 | 845.9888 | 312.9922 | 26.0269 | 89.2038 | 409.6286 | 306.6336 | 150.0148 | 9.3164 | 33.9554 | 226.5383 | 841.6072 | 310.2204 | 25.8916 | 88.7373 | 407.3719 | 216.1695 | 116.0963 | 6.5727 | 23.9721 | 161.5463 | 486.9041 | 179.7981 | 14.9795 | 51.3393 | 235.7179 | 95.6234 | 48.8878 | 2.9237 | 10.6638 | 71.912 | 2237.2971 | 827.7373 | 68.8306 | 235.9078 | 1083.3015 | 810.9215 | 396.7282 | 24.6382 | 89.7983 | 599.1018 | 2225.7096 | 820.4071 | 68.4728 | 234.6741 | 1077.3335 | 571.6806 | 307.0276 | 17.3822 | 63.3964 | 427.2244 | 1287.6639 | 475.4929 | 39.6147 | 135.7717 | 623.3783 | 252.8851 | 129.2883 | 7.732 | 28.2015 | 190.1781 | 2041 | 52.8812 | 16.1819 | 1.6432 | 5.3799 | 12.7618 | 10.4038 | 3.428 | 0.32223 | 1.0796 | 2.7494 | 1.0577 | 4.0457 | 0.032842 | 0.10752 | 0.25464 | 0.20822 | 0.85786 | 0.0064354 | 0.021557 | 0.05456
2026 | 2.6533 | 875.824 | 301.7228 | 26.9585 | 91.9889 | 381.6791 | 308.2483 | 123.4982 | 9.3709 | 33.8338 | 194.6624 | 865.5458 | 298.182 | 26.6422 | 90.9094 | 377.2 | 219.8216 | 88.0705 | 6.6827 | 24.1279 | 138.8199 | 503.4542 | 173.4408 | 15.4967 | 52.8784 | 219.4025 | 90.4912 | 36.2549 | 2.751 | 9.9324 | 57.1463 |  | 0 | 0 | 0.012 | 0.045331 | 0.39169 | 0 | 0 | 0.014162 | 0.055291 | 0.72552 | 0 | 0 | 0.011263 | 0.042515 | 0.36698 | 0 | 0 | 0.015732 | 0.061423 | 0.80619 | 0 | 0 | 0.0067558 | 0.025488 | 0.21984 | 0 | 0 | 0.022986 | 0.089746 | 1.1777 | 3.9484 | 21.7932 | 0.1188 | 0.44877 | 3.8777 | 4.6957 | 27.2368 | 0.1402 | 0.54738 | 7.1827 | 3.7052 | 20.4152 | 0.1115 | 0.4209 | 3.6331 | 5.2163 | 30.2587 | 0.15574 | 0.60809 | 7.9813 | 2.2222 | 12.2277 | 0.066882 | 0.25233 | 2.1764 | 1.8477 | 10.7176 | 0.055168 | 0.21539 | 2.8265 | 879.7723 | 323.516 | 27.0893 | 92.483 | 385.9485 | 312.9439 | 150.735 | 9.5253 | 34.4365 | 202.5706 | 869.251 | 318.5972 | 26.7649 | 91.3728 | 381.2001 | 225.0379 | 118.3292 | 6.8542 | 24.7975 | 147.6074 | 505.6764 | 185.6685 | 15.5703 | 53.1562 | 221.7987 | 92.3389 | 46.9724 | 2.8291 | 10.2376 | 61.1504 | 2334.3066 | 858.3875 | 71.8763 | 245.3858 | 1024.0402 | 830.3365 | 399.9464 | 25.2735 | 91.3705 | 537.4821 | 2306.3903 | 845.3363 | 71.0156 | 242.4401 | 1011.4411 | 597.0948 | 313.9637 | 18.1862 | 65.7953 | 391.6477 | 1341.715 | 492.6357 | 41.3129 | 141.0399 | 588.5002 | 245.0035 | 124.6323 | 7.5066 | 27.1635 | 162.2508 | 2042 | 53.5077 | 16.2491 | 1.6635 | 5.4339 | 12.8061 | 10.3125 | 3.3579 | 0.31965 | 1.0669 | 2.6899 | 1.0702 | 4.0626 | 0.033248 | 0.1086 | 0.25552 | 0.20642 | 0.84048 | 0.0063851 | 0.021309 | 0.053445
2027 | 2.6599 | 910.3411 | 311.0003 | 28.044 | 95.3258 | 356.1439 | 314.4293 | 124.0162 | 9.5756 | 34.3018 | 170.8176 | 893.561 | 305.2677 | 27.5271 | 93.5687 | 349.5792 | 228.175 | 89.9961 | 6.9488 | 24.8922 | 123.9589 | 522.7835 | 178.5988 | 16.1049 | 54.7429 | 204.5235 | 87.4312 | 34.4844 | 2.6626 | 9.5381 | 47.4981 |  | 0 | 0 | 0.012902 | 0.048658 | 0.41913 | 0 | 0 | 0.014235 | 0.055573 | 0.72888 | 0 | 0 | 0.012149 | 0.045774 | 0.39374 | 0 | 0 | 0.015723 | 0.061388 | 0.80552 | 0 | 0 | 0.0073157 | 0.027549 | 0.2368 | 0 | 0 | 0.022994 | 0.089769 | 1.1774 | 4.2435 | 23.33 | 0.12773 | 0.48171 | 4.1494 | 4.7199 | 27.3738 | 0.14093 | 0.55017 | 7.2159 | 3.9948 | 21.9134 | 0.12027 | 0.45316 | 3.8981 | 5.2135 | 30.2405 | 0.15566 | 0.60774 | 7.9747 | 2.4053 | 13.1763 | 0.072425 | 0.27274 | 2.3443 | 1.8483 | 10.7196 | 0.055185 | 0.21544 | 2.8259 | 914.5846 | 334.3303 | 28.1846 | 95.8562 | 360.7124 | 319.1491 | 151.39 | 9.7308 | 34.9076 | 178.7624 | 897.5559 | 327.1811 | 27.6595 | 94.0676 | 353.871 | 233.3885 | 120.2365 | 7.1202 | 25.5613 | 132.7391 | 525.1888 | 191.7751 | 16.1846 | 55.0432 | 207.1046 | 89.2795 | 45.2039 | 2.7408 | 9.8433 | 51.5014 | 2432.7479 | 889.3014 | 74.9696 | 254.9724 | 959.4764 | 848.9202 | 402.6897 | 25.8833 | 92.8524 | 475.4987 | 2387.4523 | 870.2849 | 73.5728 | 250.215 | 941.2786 | 620.8014 | 319.823 | 18.9394 | 67.9917 | 353.0792 | 1396.9751 | 510.1117 | 43.0502 | 146.4121 | 550.8875 | 237.4788 | 120.2401 | 7.2904 | 26.1827 | 136.9911 | 2043 | 54.0378 | 16.2858 | 1.6808 | 5.4781 | 12.8262 | 10.2126 | 3.2863 | 0.31679 | 1.0535 | 2.6293 | 1.0808 | 4.0718 | 0.033593 | 0.10948 | 0.25593 | 0.20446 | 0.82278 | 0.0063293 | 0.021045 | 0.052316
2028 | 2.6645 | 945.7265 | 320.4447 | 29.1573 | 98.7393 | 328.935 | 320.4875 | 124.5025 | 9.7764 | 34.7583 | 147.1435 | 922.1393 | 312.4526 | 28.4301 | 96.2767 | 320.7311 | 236.0226 | 91.6897 | 7.1998 | 25.5977 | 108.3637 | 542.8006 | 183.9195 | 16.7349 | 56.6715 | 188.7925 | 84.5668 | 32.8524 | 2.5797 | 9.1716 | 38.8266 |  | 0 | 0 | 0.013847 | 0.052133 | 0.44747 | 0 | 0 | 0.014288 | 0.055775 | 0.73102 | 0 | 0 | 0.013086 | 0.049211 | 0.42164 | 0 | 0 | 0.015675 | 0.061195 | 0.80266 | 0 | 0 | 0.0079118 | 0.029736 | 0.25461 | 0 | 0 | 0.022968 | 0.089661 | 1.1753 | 4.5526 | 24.9253 | 0.13709 | 0.51612 | 4.4299 | 4.7374 | 27.4706 | 0.14145 | 0.55217 | 7.2371 | 4.3012 | 23.4832 | 0.12955 | 0.48719 | 4.1742 | 5.1973 | 30.1433 | 0.15518 | 0.60583 | 7.9464 | 2.6002 | 14.1768 | 0.078327 | 0.29439 | 2.5207 | 1.8462 | 10.7057 | 0.055124 | 0.21519 | 2.8206 | 950.2791 | 345.37 | 29.3083 | 99.3075 | 333.8124 | 325.2249 | 151.9731 | 9.9322 | 35.3662 | 155.1116 | 926.4405 | 335.9358 | 28.5728 | 96.8131 | 325.3269 | 241.2199 | 121.8331 | 7.3707 | 26.2647 | 117.1127 | 545.4007 | 198.0964 | 16.8211 | 56.9956 | 191.5678 | 86.413 | 43.558 | 2.6578 | 9.4765 | 42.8225 | 2532.0497 | 920.2496 | 78.0928 | 264.6082 | 889.454 | 866.5723 | 404.9374 | 26.4645 | 94.2345 | 413.3 | 2468.5309 | 895.1119 | 76.133 | 257.9615 | 866.8443 | 642.7384 | 324.6282 | 19.6394 | 69.9832 | 312.0507 | 1453.2381 | 527.8342 | 44.8204 | 151.8667 | 510.4386 | 230.2501 | 116.0618 | 7.0818 | 25.2504 | 114.102 | 2044 | 54.4706 | 16.2924 | 1.6951 | 5.5123 | 12.8224 | 10.1075 | 3.2146 | 0.31376 | 1.0396 | 2.5686 | 1.0895 | 4.0735 | 0.033878 | 0.11016 | 0.25586 | 0.20239 | 0.80504 | 0.0062703 | 0.020774 | 0.051192
2029 | 2.6671 | 981.841 | 330.0071 | 30.2943 | 102.2147 | 299.9762 | 326.4313 | 124.9613 | 9.9736 | 35.2042 | 123.6573 | 951.1907 | 319.7052 | 29.3486 | 99.0238 | 290.6118 | 243.3301 | 93.1494 | 7.4346 | 26.2421 | 92.1773 | 563.453 | 189.3825 | 17.3851 | 58.6583 | 172.1485 | 81.8639 | 31.3384 | 2.5012 | 8.8287 | 31.0114 |  | 0 | 0 | 0.014831 | 0.055734 | 0.47645 | 0 | 0 | 0.014323 | 0.055902 | 0.73197 | 0 | 0 | 0.014072 | 0.052811 | 0.45049 | 0 | 0 | 0.015588 | 0.060852 | 0.79771 | 0 | 0 | 0.0085421 | 0.03204 | 0.27316 | 0 | 0 | 0.022905 | 0.089401 | 1.1708 | 4.8739 | 26.5674 | 0.14683 | 0.55176 | 4.7169 | 4.7487 | 27.5291 | 0.14179 | 0.55343 | 7.2465 | 4.6231 | 25.1168 | 0.13931 | 0.52283 | 4.4599 | 5.1685 | 29.9719 | 0.15432 | 0.60243 | 7.8973 | 2.806 | 15.2243 | 0.084566 | 0.3172 | 2.7043 | 1.841 | 10.6732 | 0.054971 | 0.21456 | 2.81 | 986.7149 | 356.5746 | 30.4559 | 102.8222 | 305.1696 | 331.1799 | 152.4904 | 10.1297 | 35.8135 | 131.6358 | 955.8138 | 344.822 | 29.502 | 99.5995 | 295.5222 | 248.4986 | 123.1212 | 7.6045 | 26.9054 | 100.8724 | 566.2589 | 204.6067 | 17.4782 | 59.0076 | 175.126 | 83.7049 | 42.0116 | 2.5791 | 9.1326 | 34.9921 | 2631.6437 | 951.0115 | 81.2283 | 274.2346 | 813.9105 | 883.2821 | 406.7036 | 27.0167 | 95.5173 | 351.0826 | 2549.2281 | 919.6665 | 78.684 | 265.6394 | 788.1801 | 662.7648 | 328.3737 | 20.2817 | 71.7586 | 269.0342 | 1510.2556 | 545.7017 | 46.6157 | 157.3777 | 467.0742 | 223.2474 | 112.0481 | 6.8786 | 24.3574 | 93.3267 | 2045 | 54.8074 | 16.2699 | 1.7063 | 5.5368 | 12.7956 | 10.0006 | 3.1438 | 0.31066 | 1.0257 | 2.5087 | 1.0962 | 4.0679 | 0.034104 | 0.11065 | 0.25534 | 0.20029 | 0.78754 | 0.00621 | 0.020502 | 0.050088
2030 | 2.6676 | 1018.5105 | 339.6285 | 31.4495 | 105.7338 | 269.2069 | 332.2382 | 125.385 | 10.1664 | 35.6371 | 100.3632 | 980.5935 | 326.9849 | 30.2787 | 101.7975 | 259.1849 | 250.0608 | 94.3717 | 7.6518 | 26.8225 | 75.5389 | 584.6656 | 194.9603 | 18.0533 | 60.6954 | 154.5355 | 79.2906 | 29.9239 | 2.4263 | 8.505 | 23.9523 |  | 0 | 0 | 0.015846 | 0.059434 | 0.50579 | 0 | 0 | 0.014339 | 0.055957 | 0.73173 | 0 | 0 | 0.015102 | 0.056557 | 0.48007 | 0 | 0 | 0.015467 | 0.06037 | 0.79077 | 0 | 0 | 0.0092035 | 0.034449 | 0.29229 | 0 | 0 | 0.022799 | 0.088971 | 1.1639 | 5.2051 | 28.2429 | 0.15687 | 0.5884 | 5.0073 | 4.754 | 27.5509 | 0.14196 | 0.55397 | 7.2442 | 4.9591 | 26.804 | 0.14951 | 0.55992 | 4.7527 | 5.1281 | 29.7312 | 0.15312 | 0.59767 | 7.8286 | 3.0218 | 16.312 | 0.091115 | 0.34104 | 2.8937 | 1.8324 | 10.6202 | 0.054716 | 0.21353 | 2.7933 | 1023.7156 | 367.8714 | 31.6222 | 106.3816 | 274.72 | 336.9922 | 152.9359 | 10.3227 | 36.247 | 108.3391 | 985.5526 | 353.7889 | 30.4433 | 102.414 | 264.4177 | 255.1889 | 124.1029 | 7.8204 | 27.4805 | 84.1583 | 587.6874 | 211.2723 | 18.1536 | 61.0709 | 157.7215 | 81.123 | 40.5441 | 2.5038 | 8.8075 | 27.9095 | 2730.8576 | 981.3316 | 84.3552 | 283.7829 | 732.8415 | 898.9584 | 407.9709 | 27.5368 | 96.6924 | 289.0047 | 2629.0543 | 943.7651 | 81.2104 | 273.199 | 705.359 | 680.7403 | 331.0561 | 20.8616 | 73.3068 | 224.5001 | 1567.7113 | 563.5888 | 48.4264 | 162.9123 | 420.7369 | 216.4032 | 108.1551 | 6.6791 | 23.4949 | 74.4511 | 2046 | 55.0509 | 16.2197 | 1.7147 | 5.5519 | 12.747 | 9.8948 | 3.0747 | 0.30759 | 1.012 | 2.4502 | 1.1011 | 4.0555 | 0.034271 | 0.11095 | 0.25439 | 0.19821 | 0.7705 | 0.0061504 | 0.020235 | 0.049021
2031 | 2.6661 | 1048.5769 | 346.8795 | 32.3954 | 108.6371 | 274.7688 | 333.8432 | 124.3928 | 10.2256 | 35.6837 | 99.4746 | 1003.5399 | 331.9808 | 31.004 | 103.971 | 262.9673 | 253.1417 | 94.3227 | 7.7537 | 27.0577 | 75.4281 | 602.3469 | 199.2623 | 18.6093 | 62.4057 | 157.8388 | 75.8905 | 28.2774 | 2.3245 | 8.1118 | 22.6129 |  | 0 | 0 | 0.016885 | 0.063205 | 0.53515 | 0 | 0 | 0.01434 | 0.055944 | 0.73032 | 0 | 0 | 0.016171 | 0.060426 | 0.51011 | 0 | 0 | 0.015313 | 0.059762 | 0.78197 | 0 | 0 | 0.0098923 | 0.036947 | 0.31184 | 0 | 0 | 0.022645 | 0.088354 | 1.1542 | 5.5439 | 29.9363 | 0.16716 | 0.62573 | 5.298 | 4.7538 | 27.5375 | 0.14196 | 0.55384 | 7.2302 | 5.3074 | 28.533 | 0.1601 | 0.59822 | 5.0501 | 5.077 | 29.4269 | 0.1516 | 0.59164 | 7.7415 | 3.2463 | 17.4321 | 0.097934 | 0.36577 | 3.0872 | 1.82 | 10.5443 | 0.054348 | 0.21205 | 2.77 | 1054.1208 | 376.8158 | 32.5795 | 109.326 | 280.6019 | 338.597 | 151.9303 | 10.3819 | 36.2935 | 107.4351 | 1008.8473 | 360.5138 | 31.1803 | 104.6297 | 268.5275 | 258.2186 | 123.7497 | 7.9207 | 27.7091 | 83.9515 | 605.5932 | 216.6944 | 18.7171 | 62.8084 | 161.2379 | 77.7104 | 38.8218 | 2.4015 | 8.4122 | 26.5371 | 2810.3936 | 1004.6295 | 86.8602 | 291.4742 | 748.1134 | 902.734 | 405.0616 | 27.6793 | 96.7623 | 286.4329 | 2689.69 | 961.1666 | 83.1299 | 278.9534 | 715.9216 | 688.4372 | 329.9293 | 21.1173 | 73.8754 | 223.8234 | 1614.5733 | 577.7294 | 49.9018 | 167.4537 | 429.8766 | 207.184 | 103.5028 | 6.4027 | 22.4277 | 70.7506 | 2047 | 55.2057 | 16.1439 | 1.7203 | 5.558 | 12.6782 | 9.7935 | 3.0084 | 0.30465 | 0.99884 | 2.394 | 1.1042 | 4.0366 | 0.034384 | 0.11108 | 0.25303 | 0.19623 | 0.75417 | 0.0060935 | 0.01998 | 0.048004
2032 | 2.6626 | 1078.4466 | 353.9411 | 33.3361 | 111.5102 | 280.1722 | 335.3355 | 123.3754 | 10.2813 | 35.7197 | 98.5667 | 1026.2784 | 336.8197 | 31.7235 | 106.1161 | 266.6193 | 255.6486 | 94.0573 | 7.8381 | 27.2315 | 75.144 | 620.1827 | 203.541 | 19.1706 | 64.1262 | 161.1187 | 72.6604 | 26.7329 | 2.2278 | 7.7397 | 21.3574 |  | 0 | 0 | 0.017939 | 0.067012 | 0.56416 | 0 | 0 | 0.014324 | 0.055864 | 0.72771 | 0 | 0 | 0.017272 | 0.06439 | 0.54029 | 0 | 0 | 0.015131 | 0.059039 | 0.77142 | 0 | 0 | 0.010604 | 0.039516 | 0.3316 | 0 | 0 | 0.02244 | 0.087534 | 1.1415 | 5.8873 | 31.6312 | 0.1776 | 0.66343 | 5.5853 | 4.7483 | 27.4901 | 0.14181 | 0.55307 | 7.2045 | 5.6656 | 30.2901 | 0.17099 | 0.63747 | 5.3489 | 5.0164 | 29.0653 | 0.1498 | 0.58449 | 7.6372 | 3.478 | 18.5754 | 0.10498 | 0.39121 | 3.2828 | 1.8037 | 10.4454 | 0.053867 | 0.21012 | 2.74 | 1084.334 | 385.5723 | 33.5316 | 112.2406 | 286.3216 | 340.0838 | 150.8655 | 10.4374 | 36.3286 | 106.4989 | 1031.9441 | 367.1098 | 31.9118 | 106.8179 | 272.5085 | 260.6649 | 123.1225 | 8.0031 | 27.875 | 83.5526 | 623.6608 | 222.1165 | 19.2862 | 64.5569 | 164.7332 | 74.4641 | 37.1783 | 2.3041 | 8.0374 | 25.2389 | 2887.1644 | 1026.6307 | 89.2819 | 298.8536 | 762.3644 | 905.5123 | 401.6968 | 27.7909 | 96.7291 | 283.5657 | 2747.6702 | 977.4722 | 84.9688 | 284.415 | 725.5853 | 694.0505 | 327.828 | 21.3091 | 74.2204 | 222.4685 | 1660.5688 | 591.4107 | 51.3517 | 171.8903 | 438.6211 | 198.2692 | 98.9916 | 6.1348 | 21.4004 | 67.2016 | 2048 | 55.2769 | 16.0445 | 1.7234 | 5.5558 | 12.5909 | 9.7005 | 2.9458 | 0.30196 | 0.98663 | 2.3409 | 1.1057 | 4.0118 | 0.034444 | 0.11103 | 0.25131 | 0.19441 | 0.7388 | 0.0060417 | 0.019743 | 0.047055
2033 | 2.6571 | 1107.8707 | 360.7359 | 34.2637 | 114.3278 | 285.3563 | 336.6501 | 122.3101 | 10.3314 | 35.738 | 97.6218 | 1048.6024 | 341.4375 | 32.4307 | 108.2115 | 270.0905 | 257.5618 | 93.5761 | 7.9043 | 27.3422 | 74.6878 | 638.0316 | 207.7507 | 19.7328 | 65.8423 | 164.339 | 69.5415 | 25.2655 | 2.1342 | 7.3824 | 20.1657 |  | 0 | 0 | 0.019001 | 0.070822 | 0.59243 | 0 | 0 | 0.014293 | 0.055721 | 0.72388 | 0 | 0 | 0.018397 | 0.06842 | 0.57026 | 0 | 0 | 0.014923 | 0.058213 | 0.75926 | 0 | 0 | 0.011333 | 0.042136 | 0.35133 | 0 | 0 | 0.022181 | 0.086497 | 1.1256 | 6.2326 | 33.3098 | 0.18811 | 0.70115 | 5.8652 | 4.7376 | 27.4092 | 0.1415 | 0.55166 | 7.1667 | 6.0313 | 32.0599 | 0.18213 | 0.67737 | 5.6457 | 4.9473 | 28.6517 | 0.14775 | 0.57633 | 7.5169 | 3.7152 | 19.7314 | 0.1122 | 0.41715 | 3.4782 | 1.7831 | 10.3204 | 0.053257 | 0.20768 | 2.7025 | 1114.1033 | 394.0457 | 34.4709 | 115.0998 | 291.8139 | 341.3877 | 149.7194 | 10.4872 | 36.3454 | 105.5123 | 1054.6337 | 373.4974 | 32.6312 | 108.9573 | 276.3064 | 262.5091 | 122.2278 | 8.067 | 27.9767 | 82.964 | 641.7468 | 227.4821 | 19.8563 | 66.3016 | 168.1685 | 71.3246 | 35.5859 | 2.2096 | 7.6765 | 23.9938 | 2960.3388 | 1047.0384 | 91.5942 | 305.8372 | 775.3932 | 907.1182 | 397.8267 | 27.8661 | 96.5751 | 280.362 | 2802.3193 | 992.4383 | 86.7061 | 289.5159 | 734.1875 | 697.5259 | 324.7775 | 21.4351 | 74.3383 | 220.4476 | 1705.217 | 604.454 | 52.7611 | 176.1732 | 446.8488 | 189.5202 | 94.5572 | 5.8712 | 20.3977 | 63.755 | 2049 | 55.2706 | 15.9237 | 1.724 | 5.546 | 12.4869 | 9.6189 | 2.888 | 0.29962 | 0.97569 | 2.2916 | 1.1056 | 3.9818 | 0.034456 | 0.11084 | 0.24926 | 0.19283 | 0.72462 | 0.0059969 | 0.019533 | 0.046186
2034 | 2.6497 | 1136.5918 | 367.1865 | 35.1704 | 117.0638 | 290.2602 | 337.773 | 121.194 | 10.3755 | 35.7375 | 96.6373 | 1070.287 | 345.7661 | 33.1187 | 110.2347 | 273.3274 | 258.9492 | 92.9117 | 7.9543 | 27.3977 | 74.0857 | 655.7372 | 211.8419 | 20.291 | 67.5379 | 167.4606 | 66.4965 | 23.8592 | 2.0426 | 7.0355 | 19.0247 |  | 0 | 0 | 0.02006 | 0.074597 | 0.61956 | 0 | 0 | 0.014247 | 0.055516 | 0.71878 | 0 | 0 | 0.019537 | 0.072483 | 0.59966 | 0 | 0 | 0.014693 | 0.057297 | 0.74558 | 0 | 0 | 0.012073 | 0.044782 | 0.37078 | 0 | 0 | 0.021865 | 0.085234 | 1.1064 | 6.5765 | 34.9545 | 0.1986 | 0.73853 | 6.1338 | 4.722 | 27.2953 | 0.14105 | 0.54964 | 7.1163 | 6.4016 | 33.8262 | 0.19342 | 0.7176 | 5.9368 | 4.8708 | 28.1918 | 0.14547 | 0.56728 | 7.3817 | 3.9558 | 20.8889 | 0.11953 | 0.44336 | 3.6708 | 1.758 | 10.1685 | 0.052514 | 0.20471 | 2.6572 | 1143.1684 | 402.141 | 35.389 | 117.8769 | 297.0135 | 342.4949 | 148.4892 | 10.5308 | 36.3426 | 104.4724 | 1076.6885 | 379.5923 | 33.3316 | 111.0248 | 279.8638 | 263.82 | 121.1036 | 8.1144 | 28.0222 | 82.213 | 659.693 | 232.7308 | 20.4226 | 68.0261 | 171.5022 | 68.2545 | 34.0276 | 2.117 | 7.3255 | 22.7883 | 3029.0743 | 1065.5603 | 93.771 | 312.3406 | 787.0022 | 907.5151 | 393.4546 | 27.9037 | 96.2978 | 276.8224 | 2852.9214 | 1005.8126 | 88.3194 | 294.1843 | 741.5604 | 699.0486 | 320.8904 | 21.501 | 74.2511 | 217.8414 | 1748.0007 | 616.6712 | 54.114 | 180.2499 | 454.4326 | 180.8551 | 90.1637 | 5.6094 | 19.4105 | 60.3825 | 2050 | 55.1921 | 15.7837 | 1.7223 | 5.529 | 12.3678 | 9.5523 | 2.8356 | 0.29774 | 0.96635 | 2.2468 | 1.104 | 3.9469 | 0.034422 | 0.1105 | 0.24691 | 0.19155 | 0.71184 | 0.0059615 | 0.019354 | 0.04541
2035 | 2.6403 | 1164.3504 | 373.2169 | 36.0479 | 119.692 | 294.8244 | 338.6449 | 120.0079 | 10.4118 | 35.712 | 95.5984 | 1091.0921 | 349.735 | 33.7799 | 112.1613 | 276.2747 | 259.8121 | 92.0714 | 7.988 | 27.3986 | 73.3441 | 673.1306 | 215.763 | 20.8399 | 69.196 | 170.443 | 63.4943 | 22.5009 | 1.9522 | 6.6958 | 17.9242 |  | 0 | 0 | 0.021108 | 0.078305 | 0.64513 | 0 | 0 | 0.014187 | 0.05525 | 0.71236 | 0 | 0 | 0.020683 | 0.076543 | 0.62808 | 0 | 0 | 0.014444 | 0.056303 | 0.7305 | 0 | 0 | 0.012819 | 0.047432 | 0.38969 | 0 | 0 | 0.021492 | 0.083742 | 1.0837 | 6.9162 | 36.548 | 0.20897 | 0.77524 | 6.387 | 4.7016 | 27.1485 | 0.14046 | 0.54702 | 7.0529 | 6.7734 | 35.572 | 0.20477 | 0.7578 | 6.2182 | 4.7879 | 27.6914 | 0.14301 | 0.55745 | 7.2327 | 4.1978 | 22.036 | 0.12691 | 0.4696 | 3.858 | 1.7283 | 9.989 | 0.051635 | 0.20119 | 2.6037 | 1171.2666 | 409.7649 | 36.278 | 120.5456 | 301.8566 | 343.3465 | 147.1565 | 10.5665 | 36.3143 | 103.3637 | 1097.8655 | 385.307 | 34.0053 | 112.9956 | 283.121 | 264.6 | 119.7628 | 8.1455 | 28.0124 | 81.3073 | 677.3285 | 237.7991 | 20.9797 | 69.713 | 174.6907 | 65.2225 | 32.4899 | 2.0253 | 6.9808 | 21.6117 | 3092.5392 | 1081.9176 | 95.7862 | 318.2811 | 797.0032 | 906.5506 | 388.5427 | 27.899 | 95.8819 | 272.9151 | 2898.7356 | 1017.3405 | 89.7856 | 298.3466 | 747.535 | 698.6333 | 316.2141 | 21.5069 | 73.9622 | 214.6788 | 1788.3758 | 627.8698 | 55.3934 | 184.0659 | 461.2424 | 172.2095 | 85.7843 | 5.3474 | 18.4316 | 57.0622 | 2051 | 55.0458 | 15.6259 | 1.7185 | 5.5053 | 12.235 | 9.5105 | 2.7916 | 0.29663 | 0.95959 | 2.2085 | 1.1011 | 3.9076 | 0.034347 | 0.11003 | 0.24429 | 0.19077 | 0.70114 | 0.0059414 | 0.019228 | 0.04477
2036 | 2.629 | 1190.8935 | 378.756 | 36.8885 | 122.1874 | 298.9934 | 339.2511 | 118.7496 | 10.4398 | 35.6602 | 94.5032 | 1110.7699 | 353.2732 | 34.4066 | 113.9666 | 278.877 | 260.1774 | 91.071 | 8.0064 | 27.3484 | 72.4761 | 690.0351 | 219.4612 | 21.3742 | 70.7986 | 173.2447 | 60.5112 | 21.181 | 1.8621 | 6.3606 | 16.8563 |  | 0 | 0 | 0.022135 | 0.081911 | 0.66875 | 0 | 0 | 0.014114 | 0.054925 | 0.70457 | 0 | 0 | 0.021828 | 0.080565 | 0.65511 | 0 | 0 | 0.014179 | 0.055241 | 0.71411 | 0 | 0 | 0.013563 | 0.05006 | 0.40777 | 0 | 0 | 0.021061 | 0.082022 | 1.0577 | 7.2489 | 38.0743 | 0.21915 | 0.81096 | 6.621 | 4.6766 | 26.9694 | 0.13974 | 0.54382 | 6.976 | 7.1439 | 37.2805 | 0.2161 | 0.79763 | 6.4859 | 4.6996 | 27.1555 | 0.14039 | 0.54696 | 7.0706 | 4.439 | 23.1609 | 0.13428 | 0.49562 | 4.0371 | 1.694 | 9.7821 | 0.05062 | 0.19714 | 2.5423 | 1198.1424 | 416.8304 | 37.1298 | 123.0803 | 306.2831 | 343.9276 | 145.7189 | 10.5936 | 36.2589 | 102.1839 | 1117.9137 | 390.5537 | 34.6446 | 114.8448 | 286.018 | 264.877 | 118.2266 | 8.161 | 27.9506 | 80.2609 | 694.4741 | 242.6221 | 21.522 | 71.3443 | 177.6895 | 62.2052 | 30.9631 | 1.9338 | 6.6398 | 20.4562 | 3149.9423 | 1095.8561 | 97.615 | 323.5806 | 805.225 | 904.1931 | 383.0982 | 27.8508 | 95.3255 | 268.6436 | 2939.0192 | 1026.7741 | 91.0813 | 301.9294 | 751.9475 | 696.3674 | 310.8202 | 21.4555 | 73.4827 | 211.0076 | 1825.7873 | 637.8588 | 56.5818 | 187.5656 | 467.1496 | 163.5388 | 81.4026 | 5.084 | 17.4561 | 53.7798 | 2052 | 54.8338 | 15.4515 | 1.7126 | 5.4753 | 12.0893 | 9.4829 | 2.7525 | 0.29596 | 0.95433 | 2.1742 | 1.0969 | 3.8641 | 0.03423 | 0.10943 | 0.24142 | 0.19027 | 0.69169 | 0.0059302 | 0.019131 | 0.044213
2037 | 2.6158 | 1215.985 | 383.7401 | 37.6847 | 124.5264 | 302.7177 | 339.5529 | 117.4084 | 10.4582 | 35.5783 | 93.3437 | 1129.0722 | 356.3122 | 34.9912 | 115.6259 | 281.0809 | 260.0464 | 89.9171 | 8.0094 | 27.2476 | 71.4872 | 706.2706 | 222.8846 | 21.8881 | 72.3277 | 175.825 | 57.5319 | 19.893 | 1.772 | 6.0282 | 15.8156 |  | 0 | 0 | 0.023136 | 0.085385 | 0.69015 | 0 | 0 | 0.014027 | 0.054541 | 0.69542 | 0 | 0 | 0.022959 | 0.084515 | 0.68044 | 0 | 0 | 0.013901 | 0.054123 | 0.69655 | 0 | 0 | 0.014299 | 0.05264 | 0.42481 | 0 | 0 | 0.020574 | 0.080077 | 1.0283 | 7.5719 | 39.5188 | 0.22906 | 0.84537 | 6.833 | 4.6471 | 26.7579 | 0.13889 | 0.54004 | 6.8857 | 7.5097 | 38.9345 | 0.22731 | 0.83675 | 6.7368 | 4.6069 | 26.5891 | 0.13764 | 0.5359 | 6.897 | 4.6771 | 24.2513 | 0.14157 | 0.52117 | 4.2058 | 1.6553 | 9.5484 | 0.049474 | 0.19257 | 2.473 | 1223.5569 | 423.2589 | 37.9369 | 125.4572 | 310.2408 | 344.2 | 144.1663 | 10.6111 | 36.1728 | 100.9248 | 1136.582 | 395.2467 | 35.2414 | 116.5472 | 288.4981 | 264.6533 | 116.5062 | 8.161 | 27.8376 | 79.0807 | 710.9477 | 247.1359 | 22.044 | 72.9015 | 180.4557 | 59.1872 | 29.4414 | 1.842 | 6.3008 | 19.317 | 3200.5614 | 1107.1541 | 99.2347 | 328.169 | 811.5232 | 900.3531 | 377.108 | 27.7564 | 94.6204 | 263.9976 | 2973.0537 | 1033.8803 | 92.184 | 304.8623 | 754.6489 | 692.2761 | 304.7552 | 21.3473 | 72.8172 | 206.8582 | 1859.6861 | 646.4542 | 57.6622 | 190.6946 | 472.0332 | 154.8209 | 77.0123 | 4.8183 | 16.4816 | 50.529 | 2053 | 54.5545 | 15.2604 | 1.7047 | 5.4387 | 11.9307 | 9.4753 | 2.7198 | 0.29591 | 0.95113 | 2.145 | 1.0913 | 3.8165 | 0.034071 | 0.1087 | 0.23829 | 0.19018 | 0.68385 | 0.0059314 | 0.019076 | 0.04376
2038 | 2.6006 | 1239.4139 | 388.1152 | 38.4299 | 126.6886 | 305.9557 | 339.5069 | 115.9727 | 10.4658 | 35.4619 | 92.1106 | 1145.7596 | 358.7879 | 35.526 | 117.1156 | 282.8366 | 259.4455 | 88.6244 | 7.9978 | 27.0994 | 70.3894 | 721.6599 | 225.9836 | 22.3761 | 73.7656 | 178.1455 | 54.5499 | 18.6338 | 1.6816 | 5.6978 | 14.7998 |  | 0 | 0 | 0.024102 | 0.088704 | 0.70903 | 0 | 0 | 0.013928 | 0.054102 | 0.68488 | 0 | 0 | 0.02407 | 0.088358 | 0.70372 | 0 | 0 | 0.013613 | 0.052958 | 0.67789 | 0 | 0 | 0.01502 | 0.055149 | 0.44054 | 0 | 0 | 0.020033 | 0.07792 | 0.99581 | 7.8832 | 40.8698 | 0.23862 | 0.87824 | 7.0201 | 4.6134 | 26.5152 | 0.13792 | 0.53571 | 6.7816 | 7.8682 | 40.519 | 0.23831 | 0.87481 | 6.9674 | 4.5106 | 25.9969 | 0.13479 | 0.5244 | 6.7125 | 4.9101 | 25.296 | 0.14871 | 0.54601 | 4.3617 | 1.6123 | 9.2892 | 0.048204 | 0.18749 | 2.3963 | 1247.297 | 428.985 | 38.6926 | 127.6556 | 313.6848 | 344.1204 | 142.4878 | 10.6176 | 36.0517 | 99.5772 | 1153.6278 | 399.307 | 35.7884 | 118.0788 | 290.5077 | 263.9561 | 114.6212 | 8.1462 | 27.6768 | 77.7798 | 726.57 | 251.2796 | 22.5399 | 74.3668 | 182.9477 | 56.1622 | 27.923 | 1.7498 | 5.9632 | 18.1919 | 3243.7723 | 1115.6362 | 100.6256 | 331.9864 | 815.7816 | 894.9336 | 370.5597 | 27.6126 | 93.7576 | 258.9645 | 3000.1721 | 1038.4542 | 93.0727 | 307.0805 | 755.5064 | 686.4552 | 298.0887 | 21.1853 | 71.9773 | 202.2775 | 1889.5479 | 653.4881 | 58.6181 | 193.4013 | 475.7813 | 146.0578 | 72.6176 | 4.5506 | 15.5082 | 47.3106 | 2054 | 54.2005 | 15.0509 | 1.6944 | 5.3949 | 11.7579 | 9.4913 | 2.6943 | 0.29659 | 0.95034 | 2.1216 | 1.0843 | 3.7643 | 0.033865 | 0.10782 | 0.23488 | 0.19056 | 0.67783 | 0.0059473 | 0.01907 | 0.043425
2039 | 2.5836 | 1261.0029 | 391.84 | 39.1185 | 128.6569 | 308.6757 | 339.1128 | 114.4459 | 10.4624 | 35.3114 | 90.8071 | 1160.6092 | 360.6439 | 36.0041 | 118.414 | 284.1007 | 258.4382 | 87.2194 | 7.9734 | 26.9109 | 69.2042 | 736.0344 | 228.713 | 22.8331 | 75.0957 | 180.1708 | 51.5675 | 17.4033 | 1.591 | 5.3697 | 13.8087 |  | 0 | 0 | 0.025029 | 0.09185 | 0.72514 | 0 | 0 | 0.013819 | 0.053612 | 0.67294 | 0 | 0 | 0.025152 | 0.092066 | 0.72459 | 0 | 0 | 0.013317 | 0.051757 | 0.65822 | 0 | 0 | 0.015721 | 0.057563 | 0.45473 | 0 | 0 | 0.019444 | 0.075565 | 0.96033 | 8.1812 | 42.1189 | 0.24781 | 0.9094 | 7.1797 | 4.576 | 26.2426 | 0.13684 | 0.53088 | 6.6637 | 8.2167 | 42.0206 | 0.24903 | 0.91154 | 7.1742 | 4.4117 | 25.3837 | 0.13187 | 0.51254 | 6.5182 | 5.1359 | 26.285 | 0.15565 | 0.56993 | 4.5022 | 1.5655 | 9.0065 | 0.046819 | 0.18196 | 2.3127 | 1269.1841 | 433.9589 | 39.3913 | 129.6582 | 316.5805 | 343.6888 | 140.6886 | 10.6131 | 35.8959 | 98.1438 | 1168.8259 | 402.6646 | 36.2783 | 119.4176 | 291.9995 | 262.85 | 112.6031 | 8.1186 | 27.4751 | 76.3807 | 741.1703 | 254.998 | 23.0044 | 75.7232 | 185.1278 | 53.1331 | 26.4098 | 1.6572 | 5.6272 | 17.0817 | 3279.0714 | 1121.1787 | 101.7717 | 334.9856 | 817.9192 | 887.9565 | 363.4838 | 27.4201 | 92.7408 | 253.5649 | 3019.7853 | 1040.3266 | 93.7288 | 308.528 | 754.4116 | 679.1007 | 290.922 | 20.9753 | 70.9849 | 197.3375 | 1914.892 | 658.8143 | 59.4344 | 195.6389 | 478.2972 | 137.2749 | 68.2325 | 4.2817 | 14.5384 | 44.1324 | 2055 | 53.7561 | 14.819 | 1.6812 | 5.3423 | 11.568 | 9.5279 | 2.675 | 0.29791 | 0.95164 | 2.1031 | 1.0754 | 3.7065 | 0.033602 | 0.10677 | 0.23113 | 0.19135 | 0.67337 | 0.0059762 | 0.019105 | 0.043188
2040 | 2.5647 | 1280.6157 | 394.8867 | 39.7462 | 130.4185 | 310.857 | 338.3489 | 112.8245 | 10.4475 | 35.1247 | 89.4305 | 1173.4239 | 361.8334 | 36.4193 | 119.5021 | 284.8372 | 257.0413 | 85.712 | 7.9369 | 26.684 | 67.9397 | 749.24 | 231.0334 | 23.254 | 76.303 | 181.8707 | 48.596 | 16.2046 | 1.5005 | 5.0449 | 12.8446 |  | 0 | 0 | 0.025915 | 0.094812 | 0.73829 | 0 | 0 | 0.0137 | 0.053076 | 0.6596 | 0 | 0 | 0.0262 | 0.095616 | 0.74278 | 0 | 0 | 0.013016 | 0.050532 | 0.63764 | 0 | 0 | 0.016395 | 0.059866 | 0.46716 | 0 | 0 | 0.01881 | 0.073035 | 0.92218 | 8.4652 | 43.2614 | 0.25659 | 0.93875 | 7.31 | 4.5354 | 25.9427 | 0.13567 | 0.5256 | 6.532 | 8.5532 | 43.4285 | 0.2594 | 0.94671 | 7.3544 | 4.3111 | 24.7544 | 0.1289 | 0.50043 | 6.3148 | 5.3531 | 27.2099 | 0.16233 | 0.59273 | 4.6254 | 1.5153 | 8.7028 | 0.045333 | 0.17602 | 2.2229 | 1289.0809 | 438.1482 | 40.0287 | 131.4521 | 318.9053 | 342.8843 | 138.7672 | 10.5969 | 35.7034 | 96.6221 | 1181.9771 | 405.2619 | 36.7049 | 120.5444 | 292.9344 | 261.3525 | 110.4664 | 8.0788 | 27.235 | 74.8922 | 754.5931 | 258.2433 | 23.4327 | 76.9556 | 186.9633 | 50.1113 | 24.9074 | 1.5647 | 5.2939 | 15.9897 | 3306.0955 | 1123.7152 | 102.6613 | 337.1342 | 817.8939 | 879.3927 | 355.8952 | 27.1777 | 91.5683 | 247.8059 | 3031.4073 | 1039.372 | 94.1368 | 309.1593 | 751.2866 | 670.2886 | 283.3123 | 20.7197 | 69.8493 | 192.0753 | 1935.299 | 662.3144 | 60.0978 | 197.3674 | 479.5032 | 128.52 | 63.8798 | 4.0129 | 13.5773 | 41.0086 | 2056 | 53.1914 | 14.5572 | 1.6643 | 5.2781 | 11.3549 | 9.5838 | 2.6613 | 0.29984 | 0.95488 | 2.0891 | 1.0642 | 3.6412 | 0.033264 | 0.10549 | 0.22692 | 0.19254 | 0.67031 | 0.0060171 | 0.019179 | 0.043041
2041 | 2.5439 | 1298.1616 | 397.2429 | 40.3101 | 131.9655 | 312.4908 | 337.1973 | 111.106 | 10.4204 | 34.9004 | 87.979 | 1184.0398 | 362.3212 | 36.7664 | 120.3644 | 285.0197 | 255.2379 | 84.1005 | 7.8876 | 26.4175 | 66.5948 | 761.1429 | 232.9129 | 23.6348 | 77.3745 | 183.2208 | 45.6548 | 15.0432 | 1.4109 | 4.7253 | 11.9119 |  | 0 | 0 | 0.02676 | 0.09759 | 0.74835 | 0 | 0 | 0.013575 | 0.052503 | 0.6449 | 0 | 0 | 0.027207 | 0.09899 | 0.75803 | 0 | 0 | 0.012713 | 0.049291 | 0.61623 | 0 | 0 | 0.017041 | 0.062041 | 0.47764 | 0 | 0 | 0.018139 | 0.070354 | 0.88169 | 8.735 | 44.2966 | 0.26496 | 0.96628 | 7.4099 | 4.4923 | 25.6187 | 0.13443 | 0.51996 | 6.3869 | 8.876 | 44.7347 | 0.26938 | 0.98012 | 7.5056 | 4.2099 | 24.1139 | 0.12591 | 0.48818 | 6.1033 | 5.5602 | 28.064 | 0.16872 | 0.61429 | 4.7293 | 1.4621 | 8.3811 | 0.043761 | 0.16974 | 2.1277 | 1306.8966 | 441.5395 | 40.6018 | 133.0294 | 320.6491 | 341.6896 | 136.7247 | 10.5684 | 35.4728 | 95.0108 | 1192.9159 | 407.056 | 37.063 | 121.4435 | 293.2833 | 259.4478 | 108.2145 | 8.0262 | 26.9549 | 73.3143 | 766.703 | 260.9769 | 23.8205 | 78.0508 | 188.4278 | 47.1169 | 23.4243 | 1.4728 | 4.9654 | 14.9213 | 3324.6326 | 1123.2386 | 103.2876 | 338.4153 | 815.7037 | 869.2289 | 347.8159 | 26.8851 | 90.2398 | 241.6994 | 3034.6754 | 1035.5154 | 94.2851 | 308.9418 | 746.0876 | 660.0129 | 275.2883 | 20.4181 | 68.571 | 186.5052 | 1950.4266 | 663.9028 | 60.5974 | 198.5546 | 479.344 | 119.8614 | 59.5894 | 3.7466 | 12.6316 | 37.9585 | 2057 | 52.4521 | 14.2512 | 1.6419 | 5.1968 | 11.1079 | 9.6512 | 2.6509 | 0.30213 | 0.95928 | 2.0777 | 1.0494 | 3.5649 | 0.032817 | 0.10387 | 0.22204 | 0.19395 | 0.66807 | 0.0060651 | 0.019276 | 0.042946
2042 | 2.5213 | 1313.5989 | 398.9113 | 40.8088 | 133.2948 | 313.5805 | 335.7345 | 109.3192 | 10.3835 | 34.6464 | 86.4758 | 1192.3326 | 362.0854 | 37.0415 | 120.9895 | 284.632 | 253.1755 | 82.437 | 7.8301 | 26.1267 | 65.2109 | 771.6339 | 234.3284 | 23.9719 | 78.3 | 184.2034 | 42.7708 | 13.9267 | 1.3228 | 4.4138 | 11.0165 |  | 0 | 0 | 0.027566 | 0.10019 | 0.75529 | 0 | 0 | 0.013445 | 0.051901 | 0.62891 | 0 | 0 | 0.028171 | 0.10218 | 0.77017 | 0 | 0 | 0.012412 | 0.048047 | 0.59409 | 0 | 0 | 0.017654 | 0.06408 | 0.48606 | 0 | 0 | 0.017438 | 0.067551 | 0.83926 | 8.9913 | 45.2277 | 0.27295 | 0.99205 | 7.4788 | 4.4475 | 25.2749 | 0.13316 | 0.51404 | 6.229 | 9.1843 | 45.935 | 0.27894 | 1.0117 | 7.626 | 4.1089 | 23.4675 | 0.12294 | 0.4759 | 5.8845 | 5.7563 | 28.8429 | 0.17479 | 0.63449 | 4.8127 | 1.4066 | 8.0449 | 0.042121 | 0.16317 | 2.028 | 1322.5902 | 444.139 | 41.1093 | 134.387 | 321.8146 | 340.182 | 134.594 | 10.5301 | 35.2124 | 93.3336 | 1201.5169 | 408.0203 | 37.3486 | 122.1034 | 293.0282 | 257.2844 | 105.9044 | 7.9655 | 26.6506 | 71.6895 | 777.3903 | 263.1713 | 24.1643 | 78.9986 | 189.5022 | 44.1774 | 21.9716 | 1.3824 | 4.6445 | 13.8838 | 3334.6275 | 1119.8013 | 103.6483 | 338.828 | 811.3865 | 857.6961 | 339.3499 | 26.5493 | 88.7805 | 235.3207 | 3029.3672 | 1028.7358 | 94.1665 | 307.8575 | 738.8078 | 648.6875 | 267.0153 | 20.0832 | 67.1939 | 180.7497 | 1960.0229 | 663.53 | 60.9252 | 199.1779 | 477.7891 | 111.3839 | 55.3967 | 3.4853 | 11.7101 | 35.0051 | 2058 | 51.4322 | 13.8736 | 1.6107 | 5.0882 | 10.8056 | 9.7208 | 2.6411 | 0.30449 | 0.96391 | 2.0669 | 1.0291 | 3.4708 | 0.032193 | 0.1017 | 0.21605 | 0.1954 | 0.666 | 0.0061146 | 0.019378 | 0.04286
2043 | 2.4968 | 1326.9349 | 399.9093 | 41.2424 | 134.4083 | 314.1409 | 333.9427 | 107.4608 | 10.3361 | 34.3614 | 84.9184 | 1198.2223 | 361.1182 | 37.2419 | 121.3707 | 283.6692 | 250.8394 | 80.7187 | 7.7639 | 25.8104 | 63.786 | 780.6331 | 235.2659 | 24.2628 | 79.0721 | 184.8084 | 39.9771 | 12.8644 | 1.2374 | 4.1135 | 10.1658 |  | 0 | 0 | 0.028336 | 0.10263 | 0.75915 | 0 | 0 | 0.013314 | 0.051284 | 0.61171 | 0 | 0 | 0.029092 | 0.10517 | 0.7791 | 0 | 0 | 0.012116 | 0.046813 | 0.57133 | 0 | 0 | 0.018233 | 0.065977 | 0.4923 | 0 | 0 | 0.016715 | 0.064656 | 0.79531 | 9.2354 | 46.0623 | 0.28058 | 1.0162 | 7.5172 | 4.4022 | 24.9166 | 0.13187 | 0.50796 | 6.0592 | 9.4777 | 47.0283 | 0.28806 | 1.0414 | 7.7147 | 4.0093 | 22.8205 | 0.12002 | 0.46372 | 5.6597 | 5.9412 | 29.5451 | 0.18053 | 0.65329 | 4.8747 | 1.3495 | 7.698 | 0.040432 | 0.15641 | 1.925 | 1336.1703 | 445.9716 | 41.5513 | 135.5271 | 322.4172 | 338.345 | 132.3774 | 10.4813 | 34.9206 | 91.5893 | 1207.7 | 408.1465 | 37.5591 | 122.5173 | 292.163 | 254.8487 | 103.5392 | 7.896 | 26.3209 | 70.0171 | 786.5743 | 264.8109 | 24.4616 | 79.7914 | 190.1754 | 41.3265 | 20.5624 | 1.2945 | 4.3346 | 12.8861 | 3336.1771 | 1113.5109 | 103.7462 | 338.3869 | 805.0179 | 844.7866 | 330.5225 | 26.1699 | 87.1905 | 228.6821 | 3015.4098 | 1019.0685 | 93.7782 | 305.9036 | 729.4785 | 636.3115 | 258.5188 | 19.715 | 65.7186 | 174.8201 | 1963.9345 | 661.1852 | 61.0762 | 199.2247 | 474.8338 | 103.1849 | 51.3405 | 3.2321 | 10.8226 | 32.1742 | 2059 | 49.8826 | 13.3591 | 1.5629 | 4.9276 | 10.3974 | 9.7705 | 2.6261 | 0.30623 | 0.96658 | 2.0521 | 0.99814 | 3.3424 | 0.031238 | 0.098489 | 0.20794 | 0.19646 | 0.6626 | 0.0061516 | 0.01944 | 0.042692
2044 | 2.4705 | 1338.2235 | 400.2682 | 41.6125 | 135.3127 | 314.1975 | 331.9192 | 105.5648 | 10.2814 | 34.0554 | 83.3338 | 1201.676 | 359.4263 | 37.3666 | 121.5059 | 282.1379 | 248.308 | 78.9728 | 7.6915 | 25.4768 | 62.3418 | 788.0913 | 235.7214 | 24.506 | 79.6868 | 185.0336 | 37.3116 | 11.8667 | 1.1557 | 3.8282 | 9.3677 |  | 0 | 0 | 0.029078 | 0.10493 | 0.76002 | 0 | 0 | 0.013186 | 0.050664 | 0.59345 | 0 | 0 | 0.02997 | 0.10798 | 0.78478 | 0 | 0 | 0.011827 | 0.0456 | 0.54807 | 0 | 0 | 0.018779 | 0.067734 | 0.49633 | 0 | 0 | 0.015977 | 0.061702 | 0.75031 | 9.4695 | 46.8115 | 0.28793 | 1.039 | 7.5262 | 4.3576 | 24.55 | 0.13061 | 0.50186 | 5.8789 | 9.7566 | 48.0179 | 0.29676 | 1.0693 | 7.7712 | 3.9122 | 22.1791 | 0.11717 | 0.45175 | 5.4301 | 6.1148 | 30.1712 | 0.18595 | 0.6707 | 4.9148 | 1.2912 | 7.3441 | 0.038713 | 0.14952 | 1.8196 | 1347.693 | 447.0797 | 41.9296 | 136.4566 | 322.4837 | 336.2768 | 130.1148 | 10.4252 | 34.6079 | 89.8061 | 1211.4327 | 407.4442 | 37.6933 | 122.6831 | 290.6939 | 252.2202 | 101.1518 | 7.8205 | 25.9741 | 68.32 | 794.2061 | 265.8925 | 24.7107 | 80.4252 | 190.4447 | 38.6029 | 19.2109 | 1.2104 | 4.0395 | 11.9376 | 3329.5182 | 1104.5244 | 103.5883 | 337.1204 | 796.7061 | 830.7824 | 321.4527 | 25.7557 | 85.4999 | 221.8688 | 2992.8826 | 1006.6037 | 93.1225 | 303.0925 | 718.1683 | 623.118 | 249.8987 | 19.3207 | 64.1699 | 168.7866 | 1962.1112 | 656.8959 | 61.0486 | 198.6931 | 470.4996 | 95.3696 | 47.461 | 2.9904 | 9.9796 | 29.4923 | 2060 | 46.624 | 12.3971 | 1.4615 | 4.5993 | 9.6429 | 9.7088 | 2.5815 | 0.30448 | 0.95829 | 2.0144 | 0.93302 | 3.1021 | 0.029211 | 0.091926 | 0.19291 | 0.19529 | 0.65182 | 0.0061187 | 0.019283 | 0.042064
2045 | 2.4424 | 1347.56 | 400.0303 | 41.9221 | 136.0187 | 313.7847 | 329.7136 | 103.6482 | 10.2207 | 33.7336 | 81.7356 | 1202.7077 | 357.0302 | 37.4158 | 121.3977 | 280.0553 | 245.6922 | 77.2354 | 7.6162 | 25.1372 | 60.9068 | 793.9913 | 235.7005 | 24.7008 | 80.1431 | 184.8841 | 34.8157 | 10.9446 | 1.0792 | 3.5621 | 8.6308 |  | 0 | 0 | 0.029799 | 0.10712 | 0.7581 | 0 | 0 | 0.013064 | 0.050057 | 0.57427 | 0 | 0 | 0.03081 | 0.11062 | 0.78725 | 0 | 0 | 0.01155 | 0.044421 | 0.52447 | 0 | 0 | 0.019293 | 0.069358 | 0.49816 | 0 | 0 | 0.015234 | 0.058722 | 0.70473 | 9.6964 | 47.4901 | 0.29509 | 1.0608 | 7.5075 | 4.315 | 24.1824 | 0.12942 | 0.49589 | 5.6896 | 10.0224 | 48.9104 | 0.30509 | 1.0954 | 7.796 | 3.8188 | 21.5492 | 0.11444 | 0.44014 | 5.197 | 6.2778 | 30.7248 | 0.19105 | 0.6868 | 4.9332 | 1.2327 | 6.9874 | 0.036986 | 0.14259 | 1.7131 | 1357.2564 | 447.5204 | 42.2469 | 137.1866 | 322.0504 | 334.0286 | 127.8306 | 10.3632 | 34.2796 | 87.9994 | 1212.7301 | 405.9406 | 37.7517 | 122.6038 | 288.6386 | 249.5111 | 98.7846 | 7.7422 | 25.6218 | 66.6283 | 800.2691 | 266.4253 | 24.9111 | 80.8993 | 190.3154 | 36.0484 | 17.932 | 1.1315 | 3.7634 | 11.0486 | 3315.0077 | 1093.0387 | 103.1853 | 335.069 | 786.5864 | 815.8425 | 312.2176 | 25.3115 | 83.7256 | 214.9327 | 2962.012 | 991.4827 | 92.2059 | 299.4515 | 704.9804 | 609.414 | 241.2749 | 18.9097 | 62.5795 | 162.7351 | 1954.6035 | 650.726 | 60.8437 | 197.591 | 464.8325 | 88.0457 | 43.7977 | 2.7635 | 9.1918 | 26.9854
2046 | 2.4125 | 1355.0724 | 399.2469 | 42.1748 | 136.5402 | 312.9437 | 327.4224 | 101.7422 | 10.1572 | 33.4061 | 80.1484 | 1201.376 | 353.9631 | 37.3912 | 121.0534 | 277.4487 | 243.0321 | 75.519 | 7.5393 | 24.7959 | 59.4908 | 798.3464 | 235.2179 | 24.8475 | 80.4432 | 184.3721 | 32.5321 | 10.1089 | 1.0092 | 3.3192 | 7.9634 |  | 0 | 0 | 0.030511 | 0.10924 | 0.75362 | 0 | 0 | 0.012954 | 0.049478 | 0.55435 | 0 | 0 | 0.031616 | 0.11311 | 0.78665 | 0 | 0 | 0.011289 | 0.043292 | 0.50066 | 0 | 0 | 0.01978 | 0.070861 | 0.49787 | 0 | 0 | 0.014493 | 0.055748 | 0.65903 | 9.9194 | 48.1157 | 0.30214 | 1.0818 | 7.4636 | 4.2759 | 23.8212 | 0.12834 | 0.49021 | 5.493 | 10.2767 | 49.7161 | 0.31308 | 1.1201 | 7.7904 | 3.7303 | 20.9376 | 0.11187 | 0.42901 | 4.962 | 6.4312 | 31.212 | 0.19587 | 0.70171 | 4.9305 | 1.1744 | 6.6316 | 0.035268 | 0.13569 | 1.6065 | 1364.9918 | 447.3626 | 42.5075 | 137.7313 | 321.1609 | 331.6982 | 125.5634 | 10.2985 | 33.9458 | 86.1958 | 1211.6528 | 403.6792 | 37.7359 | 122.2867 | 286.0258 | 246.7624 | 96.4566 | 7.6624 | 25.2682 | 64.9535 | 804.7777 | 266.4299 | 25.0631 | 81.2158 | 189.8004 | 33.7065 | 16.7405 | 1.059 | 3.5106 | 10.2289 | 3293.094 | 1079.2791 | 102.5509 | 332.2819 | 774.8129 | 800.2345 | 302.9264 | 24.8455 | 81.8954 | 207.9505 | 2923.1579 | 973.8913 | 91.0394 | 295.0211 | 690.048 | 595.3236 | 232.7052 | 18.4859 | 60.9606 | 156.7027 | 1941.5565 | 642.7722 | 60.4657 | 195.9362 | 457.9006 | 81.3181 | 40.3872 | 2.5548 | 8.4695 | 24.6777
2047 | 2.3809 | 1360.9108 | 397.9738 | 42.3755 | 136.8934 | 311.7192 | 325.1271 | 99.8716 | 10.0933 | 33.081 | 78.5918 | 1197.7785 | 350.2687 | 37.2959 | 120.484 | 274.3534 | 240.4172 | 73.8507 | 7.4636 | 24.4619 | 58.1152 | 801.1972 | 234.2957 | 24.9474 | 80.592 | 183.5157 | 30.5036 | 9.37 | 0.94696 | 3.1037 | 7.3735 |  | 0 | 0 | 0.031223 | 0.11134 | 0.74689 | 0 | 0 | 0.01286 | 0.048947 | 0.53391 | 0 | 0 | 0.032397 | 0.11548 | 0.78316 | 0 | 0 | 0.011047 | 0.042226 | 0.47682 | 0 | 0 | 0.020243 | 0.072262 | 0.49556 | 0 | 0 | 0.013762 | 0.05281 | 0.61367 | 10.1422 | 48.7081 | 0.30921 | 1.1026 | 7.3974 | 4.2416 | 23.4746 | 0.12742 | 0.485 | 5.2913 | 10.5221 | 50.4482 | 0.32082 | 1.1436 | 7.7563 | 3.6479 | 20.3508 | 0.10948 | 0.41851 | 4.7267 | 6.5768 | 31.6413 | 0.20046 | 0.7156 | 4.9079 | 1.1171 | 6.2805 | 0.033579 | 0.12889 | 1.501 | 1371.053 | 446.6819 | 42.7159 | 138.1074 | 319.8635 | 329.3687 | 123.3462 | 10.2336 | 33.6149 | 84.417 | 1208.3006 | 400.7169 | 37.6492 | 121.7431 | 282.8929 | 244.0652 | 94.2015 | 7.5841 | 24.9227 | 63.3187 | 807.774 | 265.9369 | 25.1681 | 81.3799 | 188.9192 | 31.6206 | 15.6505 | 0.9943 | 3.2854 | 9.4882 | 3264.2836 | 1063.4865 | 101.7006 | 328.8141 | 761.5499 | 784.1805 | 293.6699 | 24.3648 | 80.0324 | 200.985 | 2876.7932 | 954.0504 | 89.6373 | 289.853 | 673.5279 | 581.0847 | 224.2806 | 18.0567 | 59.3374 | 150.7529 | 1923.1958 | 633.1583 | 59.9216 | 193.7541 | 449.7899 | 75.2843 | 37.2617 | 2.3673 | 7.822 | 22.59
2048 | 2.3474 | 1365.2331 | 396.268 | 42.5289 | 137.0949 | 310.1565 | 322.9028 | 98.0585 | 10.0314 | 32.7659 | 77.0829 | 1192.0433 | 345.9985 | 37.1338 | 119.7034 | 270.8109 | 237.9473 | 72.2594 | 7.3922 | 24.1452 | 56.8025 | 802.6055 | 232.9616 | 25.0023 | 80.5966 | 182.3376 | 28.7715 | 8.7373 | 0.89383 | 2.9195 | 6.8683 |  | 0 | 0 | 0.03195 | 0.11346 | 0.73825 | 0 | 0 | 0.012786 | 0.048478 | 0.51316 | 0 | 0 | 0.03316 | 0.11776 | 0.77703 | 0 | 0 | 0.010827 | 0.041237 | 0.45312 | 0 | 0 | 0.020689 | 0.073582 | 0.49141 | 0 | 0 | 0.013048 | 0.049937 | 0.56909 | 10.369 | 49.2883 | 0.31642 | 1.1236 | 7.3124 | 4.2138 | 23.1505 | 0.1267 | 0.48042 | 5.0866 | 10.7616 | 51.1226 | 0.3284 | 1.1662 | 7.696 | 3.5729 | 19.7956 | 0.10732 | 0.40878 | 4.4929 | 6.7165 | 32.0231 | 0.20489 | 0.72871 | 4.867 | 1.0612 | 5.9375 | 0.031934 | 0.12227 | 1.3975 | 1375.6021 | 445.5563 | 42.8773 | 138.332 | 318.2071 | 327.1166 | 121.209 | 10.1709 | 33.2948 | 82.6827 | 1202.8048 | 397.1211 | 37.4953 | 120.9873 | 279.2839 | 241.5202 | 92.055 | 7.5103 | 24.5952 | 61.7485 | 809.322 | 264.9847 | 25.2278 | 81.3989 | 187.696 | 29.8327 | 14.6747 | 0.93881 | 3.0917 | 8.8349 | 3229.1012 | 1045.9029 | 100.6505 | 324.7217 | 746.9623 | 767.8765 | 284.5271 | 23.8753 | 78.1565 | 194.0901 | 2823.4753 | 932.2057 | 88.0169 | 284.0068 | 655.5937 | 566.9468 | 216.0907 | 17.6298 | 57.7351 | 144.9489 | 1899.81 | 622.0274 | 59.2201 | 191.0764 | 440.5994 | 70.0295 | 34.4476 | 2.2038 | 7.2576 | 20.7391
2049 | 2.3122 | 1368.1887 | 394.182 | 42.6396 | 137.1604 | 308.2975 | 320.8429 | 96.3292 | 9.9744 | 32.4702 | 75.6424 | 1184.318 | 341.2079 | 36.9093 | 118.7274 | 266.8655 | 235.6898 | 70.763 | 7.3272 | 23.8524 | 55.5666 | 802.647 | 231.2466 | 25.0145 | 80.4651 | 180.8625 | 27.3742 | 8.2188 | 0.85101 | 2.7703 | 6.4538 |  | 0 | 0 | 0.032703 | 0.11564 | 0.72806 | 0 | 0 | 0.012736 | 0.048088 | 0.49231 | 0 | 0 | 0.033918 | 0.11999 | 0.76857 | 0 | 0 | 0.010634 | 0.040338 | 0.42974 | 0 | 0 | 0.021125 | 0.074849 | 0.48561 | 0 | 0 | 0.012357 | 0.047154 | 0.52566 | 10.6038 | 49.878 | 0.32389 | 1.1453 | 7.212 | 4.1938 | 22.8566 | 0.12622 | 0.47662 | 4.8811 | 10.9984 | 51.757 | 0.33591 | 1.1883 | 7.6128 | 3.5064 | 19.2782 | 0.10543 | 0.39995 | 4.2623 | 6.8525 | 32.3695 | 0.20922 | 0.74128 | 4.8099 | 1.0073 | 5.6054 | 0.030349 | 0.11587 | 1.297 | 1378.7925 | 444.0599 | 42.9962 | 138.4213 | 316.2376 | 325.0366 | 119.1858 | 10.1134 | 32.9949 | 81.0158 | 1195.3164 | 392.9649 | 37.2791 | 120.0358 | 275.2469 | 239.1961 | 90.0413 | 7.4432 | 24.2927 | 60.2586 | 809.4995 | 263.6161 | 25.2448 | 81.2812 | 186.1581 | 28.3814 | 13.8242 | 0.89372 | 2.9334 | 8.2764 | 3188.0469 | 1026.7564 | 99.4159 | 320.0581 | 731.2053 | 751.5504 | 275.5817 | 23.3842 | 76.2908 | 187.3249 | 2763.8132 | 908.6142 | 86.1968 | 277.5469 | 636.4264 | 553.0698 | 208.1936 | 17.2102 | 56.1697 | 139.3301 | 1871.7265 | 609.5336 | 58.3711 | 187.9385 | 430.4351 | 65.6236 | 31.9644 | 2.0665 | 6.7825 | 19.1367
2050 | 2.2752 | 1369.8984 | 391.7589 | 42.7113 | 137.1028 | 306.1767 | 319.0166 | 94.7018 | 9.9245 | 32.2006 | 74.2843 | 1174.7559 | 335.9527 | 36.6271 | 117.5724 | 262.5617 | 233.7511 | 69.3903 | 7.2719 | 23.5941 | 54.4299 | 801.3999 | 229.1816 | 24.9864 | 80.206 | 179.1154 | 26.3459 | 7.8209 | 0.81961 | 2.6593 | 6.1348 |  | 0 | 0 | 0.033495 | 0.11793 | 0.7167 | 0 | 0 | 0.012714 | 0.047793 | 0.47159 | 0 | 0 | 0.034679 | 0.1222 | 0.75813 | 0 | 0 | 0.01047 | 0.039542 | 0.40686 | 0 | 0 | 0.021559 | 0.07609 | 0.4784 | 0 | 0 | 0.011695 | 0.044481 | 0.48373 | 10.8507 | 50.4983 | 0.33175 | 1.168 | 7.1002 | 4.1828 | 22.6001 | 0.12603 | 0.47376 | 4.6768 | 11.2361 | 52.3699 | 0.34347 | 1.2103 | 7.5101 | 3.4494 | 18.8048 | 0.10382 | 0.39214 | 4.0367 | 6.9876 | 32.6936 | 0.21353 | 0.75361 | 4.7389 | 0.95574 | 5.287 | 0.028836 | 0.10975 | 1.2002 | 1380.7492 | 442.2573 | 43.0766 | 138.3887 | 313.9935 | 323.1994 | 117.3018 | 10.0632 | 32.7221 | 79.4327 | 1185.992 | 388.3226 | 37.0052 | 118.905 | 270.8299 | 237.2005 | 88.1951 | 7.3862 | 24.0258 | 58.8734 | 808.3875 | 261.8752 | 25.2215 | 81.0358 | 184.3327 | 27.3017 | 13.1079 | 0.86014 | 2.8135 | 7.8187 | 3141.5496 | 1006.2458 | 98.01 | 314.869 | 714.4138 | 735.3594 | 266.891 | 22.8963 | 74.451 | 180.7292 | 2698.4283 | 883.5311 | 84.1962 | 270.5385 | 616.2057 | 539.6905 | 200.6658 | 16.8054 | 54.6647 | 133.9517 | 1839.2836 | 595.8316 | 57.3852 | 184.3766 | 419.403 | 62.1181 | 29.8238 | 1.957 | 6.4015 | 17.7895
2051 | 2.2366 | 1370.4319 | 389.0261 | 42.7462 | 136.9295 | 303.8158 | 318.2507 | 93.4157 | 9.9074 | 32.0401 | 73.1959 | 1163.4987 | 330.2838 | 36.2916 | 116.2533 | 257.9401 | 231.864 | 68.0587 | 7.2181 | 23.3431 | 53.3275 | 798.9322 | 226.7939 | 24.9201 | 79.8269 | 177.1181 | 25.7163 | 7.5485 | 0.80056 | 2.589 | 5.9146 |  | 0 | 0 | 0.034338 | 0.12037 | 0.70456 | 0 | 0 | 0.012724 | 0.047604 | 0.45121 | 0 | 0 | 0.035456 | 0.12445 | 0.74609 | 0 | 0 | 0.010338 | 0.038861 | 0.38464 | 0 | 0 | 0.021999 | 0.077336 | 0.47004 | 0 | 0 | 0.011065 | 0.041936 | 0.44361 | 11.1137 | 51.1693 | 0.34012 | 1.1923 | 6.9806 | 4.182 | 22.387 | 0.12614 | 0.47197 | 4.4759 | 11.4784 | 52.9803 | 0.35118 | 1.2327 | 7.3914 | 3.403 | 18.3806 | 0.10254 | 0.38547 | 3.8177 | 7.1243 | 33.0091 | 0.21789 | 0.76599 | 4.6565 | 0.9069 | 4.9841 | 0.027404 | 0.10395 | 1.1079 | 1381.5455 | 440.1954 | 43.1207 | 138.2422 | 311.501 | 322.4326 | 115.8027 | 10.0462 | 32.5597 | 78.1231 | 1174.9771 | 383.2641 | 36.6782 | 117.6105 | 266.0776 | 235.267 | 86.4393 | 7.331 | 23.7674 | 57.5298 | 806.0565 | 259.8029 | 25.16 | 80.6703 | 182.2446 | 26.6232 | 12.5326 | 0.83903 | 2.7349 | 7.4661 | 3089.917 | 984.5259 | 96.4422 | 309.1877 | 696.6923 | 721.1417 | 259.0003 | 22.469 | 72.8218 | 174.7274 | 2627.9132 | 857.1953 | 82.0333 | 263.0435 | 595.0999 | 526.19 | 193.3271 | 16.3962 | 53.1573 | 128.6692 | 1802.7982 | 581.0663 | 56.272 | 180.4244 | 407.602 | 59.5444 | 28.03 | 1.8766 | 6.1168 | 16.6984
2052 | 2.1962 | 1369.7784 | 385.9876 | 42.7439 | 136.6401 | 301.2186 | 317.1963 | 92.0683 | 9.8811 | 31.8524 | 72.0613 | 1150.6567 | 324.2417 | 35.9062 | 114.7819 | 253.033 | 230.7117 | 66.9656 | 7.187 | 23.1678 | 52.4136 | 795.2843 | 224.1018 | 24.8168 | 79.3323 | 174.8855 | 25.5094 | 7.4043 | 0.79465 | 2.5616 | 5.7953 |  | 0 | 0 | 0.035242 | 0.12301 | 0.69201 | 0 | 0 | 0.012767 | 0.047532 | 0.43136 | 0 | 0 | 0.036259 | 0.12677 | 0.73282 | 0 | 0 | 0.010242 | 0.038302 | 0.36325 | 0 | 0 | 0.022454 | 0.078616 | 0.4608 | 0 | 0 | 0.010471 | 0.039531 | 0.4055 | 11.396 | 51.9087 | 0.34909 | 1.2185 | 6.857 | 4.1921 | 22.2222 | 0.12659 | 0.47133 | 4.2804 | 11.7287 | 53.6065 | 0.35915 | 1.2557 | 7.2607 | 3.3678 | 18.0099 | 0.1016 | 0.38002 | 3.607 | 7.2653 | 33.3295 | 0.2224 | 0.77872 | 4.5654 | 0.86098 | 4.6984 | 0.026059 | 0.098495 | 1.0205 | 1381.1744 | 437.8963 | 43.1282 | 137.9816 | 308.7676 | 321.3883 | 114.2905 | 10.0205 | 32.3713 | 76.773 | 1162.3854 | 377.8481 | 36.3016 | 116.1644 | 261.0266 | 234.0795 | 84.9754 | 7.2988 | 23.5861 | 56.3838 | 802.5496 | 257.4313 | 25.0617 | 80.1897 | 179.9117 | 26.3704 | 12.1026 | 0.83118 | 2.6996 | 7.2213 | 3033.2816 | 961.6909 | 94.7166 | 303.0299 | 678.1033 | 705.8206 | 251.0004 | 22.0065 | 71.0925 | 168.6059 | 2552.7856 | 829.8154 | 79.7242 | 255.1157 | 573.2565 | 514.0762 | 186.6198 | 16.0294 | 51.7988 | 123.8279 | 1762.5282 | 565.3607 | 55.0395 | 176.1094 | 395.1151 | 57.9136 | 26.5793 | 1.8254 | 5.9289 | 15.8592
2053 | 2.154 | 1367.8105 | 382.6145 | 42.7003 | 136.2224 | 298.3631 | 316.4793 | 90.8415 | 9.8652 | 31.7004 | 71.0228 | 1136.2846 | 317.8503 | 35.4726 | 113.1643 | 247.8599 | 229.9888 | 66.0155 | 7.1692 | 23.037 | 51.613 | 790.4463 | 221.1097 | 24.6762 | 78.7218 | 172.4216 | 25.7444 | 7.3896 | 0.8025 | 2.5787 | 5.7774 |  | 0 | 0 | 0.036216 | 0.12588 | 0.67938 | 0 | 0 | 0.012846 | 0.047583 | 0.41219 | 0 | 0 | 0.037098 | 0.12919 | 0.71872 | 0 | 0 | 0.010181 | 0.037872 | 0.34282 | 0 | 0 | 0.02293 | 0.07996 | 0.45095 | 0 | 0 | 0.0099147 | 0.037273 | 0.36961 | 11.7007 | 52.7318 | 0.35876 | 1.247 | 6.7327 | 4.2137 | 22.1091 | 0.1274 | 0.47192 | 4.0917 | 11.9901 | 54.2651 | 0.36748 | 1.2797 | 7.1218 | 3.3444 | 17.6959 | 0.10102 | 0.37585 | 3.4059 | 7.4131 | 33.6677 | 0.22713 | 0.79208 | 4.4683 | 0.81813 | 4.4306 | 0.024805 | 0.093398 | 0.93853 | 1379.5113 | 435.3463 | 43.0953 | 137.5953 | 305.7752 | 320.6929 | 112.9507 | 10.0055 | 32.2199 | 75.5267 | 1148.2747 | 372.1153 | 35.8771 | 114.5733 | 255.7005 | 233.3332 | 83.7114 | 7.2804 | 23.4507 | 55.3618 | 797.8595 | 254.7774 | 24.9262 | 79.5938 | 177.3409 | 26.5625 | 11.8202 | 0.83722 | 2.7094 | 7.0856 | 2971.5353 | 937.7575 | 92.8294 | 296.387 | 658.6549 | 690.7884 | 243.3013 | 21.5522 | 69.4032 | 162.6883 | 2473.4404 | 801.5548 | 77.2811 | 246.7965 | 550.7914 | 502.6112 | 180.3185 | 15.6822 | 50.514 | 119.252 | 1718.6286 | 548.8032 | 53.6923 | 171.449 | 382.001 | 57.2169 | 25.4613 | 1.8034 | 5.8361 | 15.2627
2054 | 2.1102 | 1364.2305 | 378.8317 | 42.6062 | 135.6473 | 295.1914 | 316.2009 | 89.7603 | 9.8629 | 31.5939 | 70.0997 | 1120.3494 | 311.1086 | 34.9895 | 111.3979 | 242.4206 | 229.7944 | 65.232 | 7.1677 | 22.9604 | 50.9439 | 784.3273 | 217.799 | 24.4953 | 77.9868 | 169.7123 | 26.4354 | 7.5042 | 0.82457 | 2.6413 | 5.8606 |  | 0 | 0 | 0.037267 | 0.129 | 0.66698 | 0 | 0 | 0.012962 | 0.047761 | 0.39386 | 0 | 0 | 0.037981 | 0.13175 | 0.70414 | 0 | 0 | 0.010157 | 0.037576 | 0.32348 | 0 | 0 | 0.023435 | 0.081392 | 0.44075 | 0 | 0 | 0.0093965 | 0.035168 | 0.33603 | 12.0301 | 53.6505 | 0.36919 | 1.278 | 6.6108 | 4.247 | 22.0496 | 0.12856 | 0.47377 | 3.9113 | 12.2656 | 54.9706 | 0.37624 | 1.3052 | 6.9784 | 3.3331 | 17.4407 | 0.10081 | 0.37301 | 3.2156 | 7.5701 | 34.0355 | 0.23215 | 0.80632 | 4.3679 | 0.77839 | 4.1813 | 0.023645 | 0.088669 | 0.86214 | 1376.2606 | 432.4821 | 43.0126 | 137.0543 | 302.4692 | 320.4479 | 111.81 | 10.0044 | 32.1154 | 74.4048 | 1132.615 | 366.0792 | 35.4038 | 112.8348 | 250.1031 | 233.1275 | 82.6727 | 7.2787 | 23.371 | 54.483 | 791.8973 | 251.8344 | 24.7508 | 78.8745 | 174.521 | 27.2138 | 11.6856 | 0.85761 | 2.7652 | 7.0587 | 2904.2433 | 912.6421 | 90.7671 | 289.2178 | 638.2834 | 676.2228 | 235.9461 | 21.1117 | 67.7712 | 157.0122 | 2390.0921 | 772.5159 | 74.7105 | 238.1088 | 527.7781 | 491.9554 | 174.4594 | 15.3598 | 49.3184 | 114.9723 | 1671.0953 | 531.4317 | 52.2303 | 166.4442 | 368.2815 | 57.4277 | 24.6594 | 1.8098 | 5.8352 | 14.8956
2055 | 2.0648 | 1358.4856 | 374.4959 | 42.4441 | 134.8608 | 291.5928 | 316.2019 | 88.7753 | 9.8691 | 31.5166 | 69.253 | 1102.6866 | 303.9794 | 34.452 | 109.4669 | 236.6867 | 230.0954 | 64.6005 | 7.1816 | 22.9341 | 50.3944 | 776.7059 | 214.1158 | 24.2672 | 77.1059 | 166.7164 | 27.5931 | 7.7469 | 0.86122 | 2.7503 | 6.0433 |  | 0 | 0 | 0.0384 | 0.13238 | 0.65509 | 0 | 0 | 0.013113 | 0.048066 | 0.37646 | 0 | 0 | 0.038914 | 0.13447 | 0.68944 | 0 | 0 | 0.010171 | 0.037413 | 0.30531 | 0 | 0 | 0.023975 | 0.082935 | 0.43047 | 0 | 0 | 0.0089164 | 0.033215 | 0.30485 | 12.3855 | 54.6728 | 0.38044 | 1.3116 | 6.494 | 4.2921 | 22.0438 | 0.13008 | 0.47687 | 3.7403 | 12.5572 | 55.7349 | 0.38551 | 1.3322 | 6.8337 | 3.3339 | 17.2447 | 0.10097 | 0.37149 | 3.0369 | 7.7382 | 34.4428 | 0.23751 | 0.82166 | 4.2666 | 0.74173 | 3.9506 | 0.022576 | 0.084305 | 0.79146 | 1370.8711 | 429.1687 | 42.8629 | 136.3048 | 298.7419 | 320.494 | 110.8191 | 10.0123 | 32.0415 | 73.3697 | 1115.2438 | 359.7143 | 34.8764 | 110.9336 | 244.2098 | 233.4292 | 81.8452 | 7.2928 | 23.343 | 53.7366 | 784.444 | 248.5586 | 24.5286 | 78.0105 | 171.4135 | 28.3348 | 11.6975 | 0.89271 | 2.8678 | 7.1396 | 2830.5092 | 886.127 | 88.5014 | 281.4357 | 616.8279 | 661.7406 | 228.814 | 20.673 | 66.1577 | 151.4903 | 2302.7022 | 742.721 | 72.0112 | 229.0504 | 504.2327 | 481.9735 | 168.9901 | 15.0578 | 48.1976 | 110.9528 | 1619.6826 | 513.2119 | 50.6456 | 161.0723 | 353.9264 | 58.5044 | 24.1524 | 1.8432 | 5.9213 | 14.7415
2056 | 2.0176 | 1349.6129 | 369.3559 | 42.1839 | 133.7684 | 287.3726 | 316.4259 | 87.868 | 9.8823 | 31.4627 | 68.4681 | 1082.9276 | 296.3707 | 33.8483 | 107.3356 | 230.5874 | 230.8546 | 64.1058 | 7.2098 | 22.9542 | 49.9522 | 767.1459 | 209.949 | 23.9782 | 76.0365 | 163.3481 | 29.2265 | 8.1159 | 0.91277 | 2.906 | 6.324 |  | 0 | 0 | 0.039617 | 0.13605 | 0.64393 | 0 | 0 | 0.013299 | 0.048493 | 0.36008 | 0 | 0 | 0.039903 | 0.13737 | 0.67492 | 0 | 0 | 0.01022 | 0.037382 | 0.28837 | 0 | 0 | 0.024554 | 0.084607 | 0.42032 | 0 | 0 | 0.0084735 | 0.031411 | 0.27607 | 12.7678 | 55.8031 | 0.39251 | 1.348 | 6.3844 | 4.3485 | 22.09 | 0.13195 | 0.4812 | 3.5793 | 12.8665 | 56.5664 | 0.39533 | 1.361 | 6.6908 | 3.3465 | 17.1072 | 0.10149 | 0.37129 | 2.8706 | 7.9189 | 34.8978 | 0.24326 | 0.83828 | 4.1667 | 0.70806 | 3.7378 | 0.021595 | 0.080295 | 0.7265 | 1362.3807 | 425.159 | 42.6161 | 135.2525 | 294.4009 | 320.7744 | 109.958 | 10.0275 | 31.9924 | 72.4074 | 1095.7941 | 352.9371 | 34.2836 | 108.834 | 237.9532 | 234.2011 | 81.2129 | 7.3215 | 23.3629 | 53.1112 | 775.0647 | 244.8468 | 24.246 | 76.9594 | 167.9352 | 29.9346 | 11.8537 | 0.94284 | 3.0177 | 7.3266 | 2748.7272 | 857.797 | 85.9818 | 272.8842 | 593.9807 | 647.1915 | 221.8503 | 20.2314 | 64.5475 | 146.0886 | 2210.8645 | 712.0828 | 69.1702 | 219.5825 | 480.0922 | 472.522 | 163.8544 | 14.7718 | 47.1367 | 107.1566 | 1563.7637 | 494.0007 | 48.9185 | 155.2726 | 338.8245 | 60.3958 | 23.9159 | 1.9023 | 6.0886 | 14.7821
2057 | 1.9688 | 1335.911 | 362.9672 | 41.7724 | 132.203 | 282.1869 | 316.6285 | 86.9686 | 9.8947 | 31.4077 | 67.6905 | 1060.362 | 288.1005 | 33.1563 | 104.9344 | 223.9822 | 231.8279 | 63.6764 | 7.2446 | 22.996 | 49.5614 | 754.8208 | 205.0849 | 23.6024 | 74.6978 | 159.4421 | 31.347 | 8.6101 | 0.97959 | 3.1094 | 6.7015 |  | 0 | 0 | 0.040917 | 0.13999 | 0.63365 | 0 | 0 | 0.013518 | 0.049036 | 0.34474 | 0 | 0 | 0.040949 | 0.14046 | 0.66084 | 0 | 0 | 0.010305 | 0.037477 | 0.2727 | 0 | 0 | 0.025176 | 0.08642 | 0.41051 | 0 | 0 | 0.0080661 | 0.02975 | 0.24966 | 13.1769 | 57.0414 | 0.40541 | 1.3872 | 6.2836 | 4.4154 | 22.1853 | 0.13414 | 0.48668 | 3.4288 | 13.1942 | 57.4699 | 0.40572 | 1.3917 | 6.5524 | 3.3705 | 17.0257 | 0.10235 | 0.37234 | 2.7169 | 8.1133 | 35.406 | 0.24945 | 0.8563 | 4.0702 | 0.67721 | 3.5423 | 0.020698 | 0.076622 | 0.66714 | 1349.0879 | 420.0087 | 42.2187 | 133.7302 | 289.1042 | 321.044 | 109.154 | 10.0423 | 31.9435 | 71.4641 | 1073.5561 | 345.5704 | 33.603 | 106.4666 | 231.1954 | 235.1985 | 80.7021 | 7.3573 | 23.4058 | 52.551 | 762.9341 | 240.4909 | 23.877 | 75.6405 | 163.9228 | 32.0242 | 12.1524 | 1.0084 | 3.2158 | 7.6183 | 2656.045 | 826.9008 | 83.119 | 263.2841 | 569.1799 | 632.062 | 214.8991 | 19.771 | 62.8894 | 140.6964 | 2113.586 | 680.3489 | 66.1565 | 209.6084 | 455.1707 | 463.0519 | 158.8839 | 14.4848 | 46.0807 | 103.4608 | 1502.0424 | 473.4715 | 47.0083 | 148.9188 | 322.7265 | 63.0483 | 23.9254 | 1.9852 | 6.3312 | 14.9987
2058 | 1.9183 | 1314.0962 | 354.4713 | 41.1065 | 129.8424 | 275.3709 | 316.3513 | 85.9527 | 9.8919 | 31.3064 | 66.8234 | 1033.6145 | 278.8127 | 32.3327 | 102.1288 | 216.5955 | 232.8923 | 63.2769 | 7.2823 | 23.0472 | 49.1943 | 738.0759 | 199.0925 | 23.0879 | 72.9273 | 154.6649 | 33.9759 | 9.2313 | 1.0624 | 3.3623 | 7.1768 |  | 0 | 0 | 0.042297 | 0.14421 | 0.62438 | 0 | 0 | 0.013766 | 0.049684 | 0.33047 | 0 | 0 | 0.042053 | 0.14374 | 0.6474 | 0 | 0 | 0.010421 | 0.037691 | 0.25831 | 0 | 0 | 0.025843 | 0.088381 | 0.40119 | 0 | 0 | 0.007692 | 0.028224 | 0.22555 | 13.6118 | 58.3842 | 0.41912 | 1.429 | 6.1929 | 4.4921 | 22.325 | 0.13663 | 0.4932 | 3.2889 | 13.5402 | 58.4464 | 0.41668 | 1.4243 | 6.4204 | 3.4052 | 16.9967 | 0.10354 | 0.37456 | 2.5758 | 8.322 | 35.9707 | 0.25607 | 0.87579 | 3.9786 | 0.649 | 3.3631 | 0.019878 | 0.073264 | 0.61317 | 1327.708 | 412.8556 | 41.5679 | 131.4157 | 282.1882 | 320.8434 | 108.2777 | 10.0423 | 31.8493 | 70.4428 | 1047.1548 | 337.2592 | 32.7914 | 103.6968 | 223.6633 | 236.2975 | 80.2736 | 7.3962 | 23.4595 | 52.0284 | 746.3979 | 235.0632 | 23.3698 | 73.8915 | 159.0447 | 34.6249 | 12.5944 | 1.09 | 3.4638 | 8.0155 | 2546.9465 | 791.9822 | 79.7399 | 252.0951 | 541.3225 | 615.4748 | 207.7094 | 19.2642 | 61.0966 | 135.1307 | 2008.7604 | 646.9654 | 62.9039 | 198.922 | 429.054 | 453.2902 | 153.989 | 14.1882 | 45.0024 | 99.8062 | 1431.8175 | 450.9225 | 44.8304 | 141.7463 | 305.096 | 66.421 | 24.1598 | 2.0909 | 6.6446 | 15.3762
2059 | 1.8662 | 1276.3369 | 341.8167 | 39.941 | 125.9175 | 265.3359 | 314.8182 | 84.6154 | 9.8498 | 31.0824 | 65.7082 | 999.6299 | 267.7116 | 31.2819 | 98.6189 | 207.8117 | 233.4502 | 62.7457 | 7.304 | 23.0488 | 48.7252 | 712.9242 | 190.9288 | 22.3099 | 70.3338 | 148.2088 | 37.167 | 9.9896 | 1.1629 | 3.6695 | 7.7574 |  | 0 | 0 | 0.043753 | 0.14867 | 0.61618 | 0 | 0 | 0.014041 | 0.050424 | 0.31725 | 0 | 0 | 0.043211 | 0.1472 | 0.63477 | 0 | 0 | 0.010568 | 0.038011 | 0.24517 | 0 | 0 | 0.026555 | 0.090489 | 0.3925 | 0 | 0 | 0.0073487 | 0.026823 | 0.20366 | 14.0709 | 59.8241 | 0.43356 | 1.4734 | 6.1129 | 4.5772 | 22.5031 | 0.13937 | 0.50064 | 3.1594 | 13.9039 | 59.4935 | 0.42819 | 1.4588 | 6.2964 | 3.4494 | 17.0154 | 0.10501 | 0.37785 | 2.4472 | 8.545 | 36.5924 | 0.26314 | 0.89675 | 3.8932 | 0.6232 | 3.1989 | 0.019129 | 0.070194 | 0.56433 | 1290.4077 | 401.6408 | 40.4183 | 127.5396 | 272.065 | 319.3954 | 107.1186 | 10.0032 | 31.6335 | 69.1848 | 1013.5338 | 327.2051 | 31.7533 | 100.2249 | 214.7429 | 236.8996 | 79.7611 | 7.4196 | 23.4647 | 51.4176 | 721.4692 | 227.5212 | 22.5996 | 71.3211 | 152.4946 | 37.7902 | 13.1885 | 1.1893 | 3.7666 | 8.5254 | 2408.1589 | 749.5422 | 75.4286 | 238.0144 | 507.7278 | 596.0558 | 199.9047 | 18.6681 | 59.0343 | 129.1127 | 1891.4569 | 610.6302 | 59.258 | 187.0397 | 400.7532 | 442.102 | 148.8501 | 13.8465 | 43.7898 | 95.9555 | 1346.4058 | 424.6 | 42.1753 | 133.0994 | 284.5854 | 70.5241 | 24.6123 | 2.2195 | 7.0292 | 15.9101
2060 | 1.8125 | 1183.1689 | 314.5999 | 37.0398 | 116.5481 | 244.0201 | 308.6084 | 82.0578 | 9.6612 | 30.3995 | 63.6483 | 946.7004 | 251.7239 | 29.637 | 93.2547 | 195.2502 | 231.2356 | 61.4846 | 7.239 | 22.7779 | 47.6907 | 660.1111 | 175.5209 | 20.6652 | 65.0243 | 136.1432 | 41.129 | 10.936 | 1.2876 | 4.0514 | 8.4826 |  | 0 | 0 | 0.045276 | 0.15336 | 0.60908 | 0 | 0 | 0.014337 | 0.051241 | 0.30502 | 0 | 0 | 0.044419 | 0.15083 | 0.62305 | 0 | 0 | 0.01074 | 0.038427 | 0.23323 | 0 | 0 | 0.027309 | 0.092741 | 0.38453 | 0 | 0 | 0.0070332 | 0.025537 | 0.18385 | 14.5517 | 61.3504 | 0.44869 | 1.52 | 6.0438 | 4.6694 | 22.713 | 0.14234 | 0.50885 | 3.0398 | 14.2836 | 60.6048 | 0.44019 | 1.4949 | 6.1816 | 3.5021 | 17.076 | 0.10675 | 0.38209 | 2.3305 | 8.7818 | 37.2695 | 0.27063 | 0.91914 | 3.815 | 0.59956 | 3.0483 | 0.018443 | 0.067383 | 0.52028 | 1197.7206 | 375.9503 | 37.5337 | 118.2214 | 250.673 | 313.2778 | 104.7707 | 9.8178 | 30.9596 | 66.9931 | 960.984 | 312.3287 | 30.1216 | 94.9004 | 202.0548 | 234.7377 | 78.5606 | 7.3564 | 23.1984 | 50.2545 | 668.8929 | 212.7904 | 20.9631 | 66.0361 | 140.3428 | 41.7286 | 13.9843 | 1.313 | 4.1443 | 9.1867 | 2170.8359 | 681.3998 | 68.0289 | 214.273 | 454.338 | 567.8075 | 189.8941 | 17.7946 | 56.1134 | 121.4233 | 1741.7573 | 566.0873 | 54.5946 | 172.0044 | 366.2189 | 425.4557 | 142.389 | 13.3334 | 42.0464 | 91.0848 | 1212.3501 | 385.6768 | 37.995 | 119.6887 | 254.3674 | 75.6319 | 25.3462 | 2.3799 | 7.5115 | 16.6506

## Construction sector
| Energy consumption for construction (Mtce) | [5 empty] | Energy consumption for reinforcement (Mtce) | [5 empty] | Energy consumption for demolition (Mtce) | [5 empty] | Share in fuel energy |  |  | Emission factor (kgCO2/kgce) | Emission for construction (MtCO2) | [5 empty] | Emission for construction (MtCO2) | [5 empty] | Emission for reinforcement (MtCO2)
| No |  | Tr |  | So |  | No |  | Tr |  | So |  | No |  | Tr |  | So | [5 empty] | No |  | Tr |  | So |  | No |  | Tr |  | So |  | No |  | Tr |  | So
| Urban | Rural | Urban | Rural | Urban | Rural | Urban | Rural | Urban | Rural | Urban | Rural | Urban | Rural | Urban | Rural | Urban | Rural | Coal | Oil | Gas |  | Urban | Rural | Urban | Rural | Urban | Rural | Urban | Rural | Urban | Rural | Urban | Rural | Urban | Rural | Urban | Rural | Urban | Rural
2005 | 4.2862 | 1.8243 | 3.8995 | 2.4519 | 1.9559 | 0.9258 | 0 | 0 | 0 | 0 | 0 | 0 | 0.35586 | 1.1405 | 0.35488 | 1.2748 | 0.24591 | 0.43681 | 0.36918 | 0.61711 | 0.013715 | 3.3046 | 14.1642 | 6.0287 | 12.8862 | 8.1025 | 6.4635 | 3.0594 | 1.1759 | 3.7689 | 1.1727 | 4.2126 | 0.81264 | 1.4435 | 0 | 0 | 0 | 0 | 0 | 0
2006 | 4.5348 | 2.1435 | 3.145 | 2.2432 | 1.7149 | 1.0601 | 0 | 0 | 0 | 0 | 0 | 0 | 0.36091 | 1.1347 | 0.35612 | 1.2516 | 0.2414 | 0.43112 | 0.35776 | 0.62802 | 0.014218 | 3.3667 | 15.2671 | 7.2167 | 10.5882 | 7.5523 | 5.7737 | 3.5692 | 1.2151 | 3.8201 | 1.1989 | 4.2138 | 0.81272 | 1.4515 | 0 | 0 | 0 | 0 | 0 | 0
2007 | 4.4487 | 2.33 | 2.3128 | 1.8013 | 1.322 | 1.2142 | 0 | 0 | 0 | 0 | 0 | 0 | 0.36741 | 1.1341 | 0.35884 | 1.2398 | 0.2399 | 0.42617 | 0.33211 | 0.64998 | 0.017911 | 3.4377 | 15.2935 | 8.0098 | 7.9507 | 6.1922 | 4.5446 | 4.174 | 1.2631 | 3.8987 | 1.2336 | 4.262 | 0.82472 | 1.4651 | 0 | 0 | 0 | 0 | 0 | 0
2008 | 3.3087 | 2.1377 | 1.7288 | 1.5105 | 0.95615 | 1.0718 | 0 | 0 | 0 | 0 | 0 | 0 | 0.31768 | 0.96166 | 0.3069 | 1.0456 | 0.20224 | 0.35761 | 0.34048 | 0.6505 | 0.009014 | 3.5444 | 11.7272 | 7.5768 | 6.1275 | 5.3539 | 3.389 | 3.799 | 1.126 | 3.4085 | 1.0878 | 3.7062 | 0.7168 | 1.2675 | 0 | 0 | 0 | 0 | 0 | 0
2009 | 2.8263 | 2.6271 | 1.8318 | 2.1492 | 1.0516 | 1.1664 | 0 | 0 | 0 | 0 | 0 | 0 | 0.35808 | 1.0625 | 0.34328 | 1.1532 | 0.22237 | 0.3914 | 0.30583 | 0.68607 | 0.0081038 | 3.544 | 10.0167 | 9.3105 | 6.4921 | 7.617 | 3.727 | 4.1339 | 1.2691 | 3.7656 | 1.2166 | 4.0871 | 0.7881 | 1.3871 | 0 | 0 | 0 | 0 | 0 | 0
2010 | 2.2473 | 2.5615 | 2.143 | 1.0958 | 1.0022 | 1.0163 | 0 | 0 | 0 | 0 | 0 | 0 | 0.36523 | 1.0597 | 0.34835 | 1.1507 | 0.22169 | 0.38732 | 0.29647 | 0.69505 | 0.0084786 | 3.46 | 7.7756 | 8.8628 | 7.4148 | 3.7915 | 3.4675 | 3.5164 | 1.2637 | 3.6667 | 1.2053 | 3.9815 | 0.76706 | 1.3401 | 0 | 0 | 0 | 0 | 0 | 0
2011 | 3.0007 | 2.7291 | 2.4194 | 1.9491 | 1.1164 | 1.0552 | 0 | 0 | 0 | 0 | 0 | 0 | 0.40623 | 1.1428 | 0.38568 | 1.2445 | 0.24123 | 0.41611 | 0.32695 | 0.66455 | 0.0084967 | 3.595 | 10.7874 | 9.811 | 8.6978 | 7.007 | 4.0135 | 3.7933 | 1.4604 | 4.1085 | 1.3865 | 4.474 | 0.86721 | 1.4959 | 0 | 0 | 0 | 0 | 0 | 0
2012 | 2.3183 | 2.3511 | 2.1115 | 1.5159 | 1.5312 | 0.83211 | 0 | 0 | 0 | 0 | 0 | 0 | 0.3821 | 1.0386 | 0.36046 | 1.1351 | 0.22223 | 0.378 | 0.32342 | 0.66828 | 0.0083043 | 3.5365 | 8.1987 | 8.3147 | 7.4673 | 5.3609 | 5.4152 | 2.9427 | 1.3513 | 3.6731 | 1.2748 | 4.0144 | 0.78592 | 1.3368 | 0 | 0 | 0 | 0 | 0 | 0
2013 | 2.2944 | 1.2612 | 2.5276 | 2.2569 | 1.9709 | 0.85572 | 0 | 0 | 0 | 0 | 0 | 0 | 0.40336 | 1.0564 | 0.37749 | 1.1588 | 0.22997 | 0.38573 | 0.28932 | 0.69883 | 0.011845 | 3.5269 | 8.0921 | 4.4483 | 8.9145 | 7.9599 | 6.9514 | 3.0181 | 1.4226 | 3.7258 | 1.3314 | 4.087 | 0.8111 | 1.3604 | 0 | 0 | 0 | 0 | 0 | 0
2014 | 2.4611 | 1.2716 | 3.2801 | 1.804 | 1.9079 | 0.89299 | 0 | 0 | 0 | 0 | 0 | 0 | 0.45286 | 1.1408 | 0.42089 | 1.2561 | 0.25381 | 0.41943 | 0.3177 | 0.67141 | 0.010894 | 3.4759 | 8.5546 | 4.4199 | 11.4014 | 6.2704 | 6.6316 | 3.1039 | 1.5741 | 3.9653 | 1.463 | 4.3662 | 0.88222 | 1.4579 | 0 | 0 | 0 | 0 | 0 | 0
2015 | 2.8457 | 1.374 | 3.2741 | 1.8461 | 2.133 | 0.77333 | 0 | 0 | 0 | 0 | 0 | 0 | 0.46544 | 1.1272 | 0.43068 | 1.2462 | 0.2576 | 0.41864 | 0.29814 | 0.69001 | 0.011848 | 3.3349 | 9.4903 | 4.5823 | 10.9189 | 6.1567 | 7.1134 | 2.579 | 1.5522 | 3.7593 | 1.4363 | 4.1561 | 0.85906 | 1.3961 | 0 | 0 | 0 | 0 | 0 | 0
2016 | 2.8926 | 1.0058 | 3.7723 | 1.1409 | 2.6084 | 0.77001 | 0 | 0 | 0 | 0 | 0 | 0 | 0.49945 | 1.1613 | 0.46153 | 1.2872 | 0.27388 | 0.43694 | 0.27776 | 0.71146 | 0.010778 | 3.3045 | 9.5588 | 3.3236 | 12.4656 | 3.7701 | 8.6196 | 2.5445 | 1.6505 | 3.8375 | 1.5252 | 4.2535 | 0.90505 | 1.4439 | 0 | 0 | 0 | 0 | 0 | 0
2017 | 2.5854 | 0.80606 | 4.0352 | 0.77815 | 2.7647 | 0.73136 | 0 | 0 | 0 | 0 | 0 | 0 | 0.53735 | 1.1939 | 0.49539 | 1.3271 | 0.29202 | 0.45654 | 0.25416 | 0.73611 | 0.0097332 | 3.3145 | 8.5694 | 2.6717 | 13.3748 | 2.5792 | 9.1638 | 2.4241 | 1.7811 | 3.9573 | 1.642 | 4.3988 | 0.96792 | 1.5132 | 0 | 0 | 0 | 0 | 0 | 0
2018 | 2.2618 | 0.64284 | 4.0402 | 0.59115 | 2.6689 | 0.66012 | 0 | 0 | 0 | 0 | 0 | 0 | 0.57801 | 1.2249 | 0.53215 | 1.3642 | 0.31298 | 0.47724 | 0.23697 | 0.74933 | 0.013701 | 3.373 | 7.629 | 2.1683 | 13.6276 | 1.994 | 9.0023 | 2.2266 | 1.9497 | 4.1317 | 1.795 | 4.6014 | 1.0557 | 1.6098 | 0 | 0 | 0 | 0 | 0 | 0
2019 | 3.3786 | 1.5722 | 2.8076 | 0.69306 | 1.7375 | 0.48574 | 0 | 0 | 0 | 0 | 0 | 0 | 0.62212 | 1.2523 | 0.57276 | 1.3996 | 0.33695 | 0.49924 | 0.23861 | 0.74581 | 0.015583 | 3.3976 | 11.479 | 5.3416 | 9.5392 | 2.3547 | 5.9031 | 1.6503 | 2.1137 | 4.2546 | 1.946 | 4.7551 | 1.1448 | 1.6962 | 0 | 0 | 0 | 0 | 0 | 0
2020 | 3.2053 | 1.6372 | 3.385 | 0.96407 | 1.9288 | 0.68394 | 0 | 0 | 0 | 0 | 0 | 0 | 0.66994 | 1.2772 | 0.61784 | 1.4309 | 0.36315 | 0.52244 | 0.23645 | 0.74863 | 0.014923 | 3.3732 | 10.8121 | 5.5225 | 11.4185 | 3.252 | 6.5064 | 2.3071 | 2.2599 | 4.3085 | 2.0841 | 4.8268 | 1.225 | 1.7623 | 0 | 0 | 0 | 0 | 0 | 0
2021 | 3.4573 | 1.6191 | 3.5322 | 1.0082 | 2.0049 | 0.64218 | 0.0026707 | 0.0048065 | 0.0024657 | 0.0053934 | 0.0014509 | 0.0080837 | 0.71389 | 1.2848 | 0.65907 | 1.4416 | 0.38783 | 0.52382 | 0.23645 | 0.74863 | 0.014923 | 3.3358 | 11.5326 | 5.401 | 11.7826 | 3.3632 | 6.688 | 2.1422 | 2.3814 | 4.2857 | 2.1985 | 4.809 | 1.2937 | 1.7473 | 0.0089089 | 0.016033 | 0.0082248 | 0.017991 | 0.00484 | 0.026965
2022 | 3.5454 | 1.6118 | 3.5983 | 1.0383 | 2.0508 | 0.59948 | 0.0028751 | 0.0048712 | 0.0026605 | 0.0054685 | 0.0015701 | 0.0081114 | 0.76851 | 1.3021 | 0.71116 | 1.4617 | 0.41968 | 0.52562 | 0.23645 | 0.74863 | 0.014923 | 3.2976 | 11.6911 | 5.3149 | 11.8658 | 3.4239 | 6.7627 | 1.9768 | 2.5342 | 4.2937 | 2.3451 | 4.8201 | 1.3839 | 1.7333 | 0.0094808 | 0.016063 | 0.0087733 | 0.018033 | 0.0051774 | 0.026748
2023 | 3.6355 | 1.6039 | 3.6663 | 1.0653 | 2.0992 | 0.56074 | 0.0030923 | 0.0049253 | 0.0028728 | 0.0055258 | 0.0017015 | 0.0081378 | 0.82658 | 1.3165 | 0.76789 | 1.477 | 0.4548 | 0.52733 | 0.23645 | 0.74863 | 0.014923 | 3.2586 | 11.8466 | 5.2266 | 11.9471 | 3.4715 | 6.8404 | 1.8273 | 2.6935 | 4.2901 | 2.5023 | 4.8132 | 1.482 | 1.7184 | 0.010077 | 0.01605 | 0.0093613 | 0.018007 | 0.0055445 | 0.026518
2024 | 3.7273 | 1.5956 | 3.7358 | 1.0891 | 2.1497 | 0.52556 | 0.0033219 | 0.0049689 | 0.0031015 | 0.0055658 | 0.0018442 | 0.00816 | 0.88794 | 1.3282 | 0.82904 | 1.4877 | 0.49297 | 0.52877 | 0.23645 | 0.74863 | 0.014923 | 3.219 | 11.9981 | 5.1363 | 12.0254 | 3.506 | 6.9198 | 1.6918 | 2.8583 | 4.2754 | 2.6687 | 4.789 | 1.5869 | 1.7021 | 0.010693 | 0.015995 | 0.0099839 | 0.017916 | 0.0059366 | 0.026267
2025 | 3.8234 | 1.5888 | 3.8046 | 1.11 | 2.2008 | 0.4934 | 0.0035723 | 0.0050092 | 0.0033392 | 0.0055901 | 0.0019931 | 0.0081734 | 0.95489 | 1.339 | 0.89256 | 1.4942 | 0.53275 | 0.52963 | 0.23645 | 0.74863 | 0.014923 | 3.1786 | 12.1531 | 5.0501 | 12.0933 | 3.5282 | 6.9955 | 1.5683 | 3.0352 | 4.2561 | 2.8371 | 4.7496 | 1.6934 | 1.6835 | 0.011355 | 0.015923 | 0.010614 | 0.017769 | 0.0063353 | 0.02598
2026 | 3.9197 | 1.5812 | 3.8737 | 1.1276 | 2.2532 | 0.46419 | 0.00383 | 0.0050392 | 0.0035891 | 0.0055985 | 0.0021502 | 0.0081796 | 1.0238 | 1.347 | 0.95936 | 1.4965 | 0.57476 | 0.53004 | 0.23645 | 0.74863 | 0.014923 | 3.1376 | 12.2982 | 4.9612 | 12.1539 | 3.538 | 7.0695 | 1.4564 | 3.2121 | 4.2262 | 3.01 | 4.6953 | 1.8033 | 1.663 | 0.012017 | 0.015811 | 0.011261 | 0.017566 | 0.0067465 | 0.025664
2027 | 4.0177 | 1.5735 | 3.9436 | 1.1419 | 2.3073 | 0.43753 | 0.0041003 | 0.0050612 | 0.003853 | 0.0055915 | 0.0023174 | 0.0081756 | 1.096 | 1.3529 | 1.0299 | 1.4946 | 0.61943 | 0.52978 | 0.23645 | 0.74863 | 0.014923 | 3.0958 | 12.438 | 4.8712 | 12.2087 | 3.5349 | 7.1428 | 1.3545 | 3.393 | 4.1882 | 3.1883 | 4.627 | 1.9176 | 1.6401 | 0.012694 | 0.015668 | 0.011928 | 0.01731 | 0.0071741 | 0.02531
2028 | 4.1168 | 1.5655 | 4.0141 | 1.1529 | 2.3628 | 0.41308 | 0.0043809 | 0.0050756 | 0.0041295 | 0.0055699 | 0.0024937 | 0.0081594 | 1.171 | 1.3567 | 1.1038 | 1.4888 | 0.66657 | 0.52873 | 0.23645 | 0.74863 | 0.014923 | 3.0533 | 12.5697 | 4.7799 | 12.2562 | 3.5202 | 7.2144 | 1.2613 | 3.5754 | 4.1424 | 3.3703 | 4.5458 | 2.0352 | 1.6144 | 0.013376 | 0.015497 | 0.012609 | 0.017007 | 0.0076141 | 0.024913
2029 | 4.2162 | 1.5573 | 4.0846 | 1.1608 | 2.4196 | 0.39054 | 0.0046697 | 0.0050827 | 0.0044174 | 0.0055344 | 0.0026783 | 0.0081289 | 1.2482 | 1.3586 | 1.1808 | 1.4793 | 0.71592 | 0.52675 | 0.23645 | 0.74863 | 0.014923 | 3.0101 | 12.6913 | 4.6876 | 12.2951 | 3.4943 | 7.2832 | 1.1756 | 3.7573 | 4.0896 | 3.5543 | 4.453 | 2.155 | 1.5856 | 0.014056 | 0.0153 | 0.013297 | 0.016659 | 0.0080622 | 0.024469
2030 | 4.3152 | 1.5487 | 4.1546 | 1.1657 | 2.4771 | 0.36961 | 0.0049643 | 0.0050828 | 0.0047148 | 0.0054861 | 0.0028701 | 0.0080824 | 1.327 | 1.3586 | 1.2603 | 1.4664 | 0.76718 | 0.52374 | 0.23645 | 0.74863 | 0.014923 | 2.9663 | 12.8002 | 4.594 | 12.3237 | 3.4577 | 7.3479 | 1.0964 | 3.9362 | 4.0301 | 3.7383 | 4.3499 | 2.2757 | 1.5536 | 0.014726 | 0.015077 | 0.013986 | 0.016273 | 0.0085136 | 0.023975
2031 | 4.413 | 1.5398 | 4.2235 | 1.1676 | 2.535 | 0.35004 | 0.0052621 | 0.0050762 | 0.0050196 | 0.0054259 | 0.0030676 | 0.0080184 | 1.4066 | 1.3569 | 1.3417 | 1.4503 | 0.81997 | 0.51959 | 0.23645 | 0.74863 | 0.014923 | 2.9218 | 12.8938 | 4.499 | 12.3401 | 3.4114 | 7.4068 | 1.0227 | 4.1097 | 3.9645 | 3.9202 | 4.2376 | 2.3957 | 1.5181 | 0.015375 | 0.014831 | 0.014666 | 0.015853 | 0.0089627 | 0.023428
2032 | 4.5087 | 1.5305 | 4.2906 | 1.1668 | 2.5928 | 0.33164 | 0.0055601 | 0.005063 | 0.0053292 | 0.005355 | 0.0032691 | 0.0079354 | 1.4862 | 1.3534 | 1.4245 | 1.4314 | 0.87384 | 0.5143 | 0.23645 | 0.74863 | 0.014923 | 2.8765 | 12.9695 | 4.4027 | 12.3421 | 3.3564 | 7.4584 | 0.95397 | 4.2752 | 3.893 | 4.0977 | 4.1175 | 2.5136 | 1.4794 | 0.015994 | 0.014564 | 0.01533 | 0.015404 | 0.0094037 | 0.022827
2033 | 4.6012 | 1.5206 | 4.355 | 1.1634 | 2.6499 | 0.31412 | 0.005855 | 0.0050434 | 0.0056411 | 0.0052743 | 0.0034728 | 0.0078323 | 1.5651 | 1.3481 | 1.5079 | 1.4099 | 0.9283 | 0.50771 | 0.23645 | 0.74863 | 0.014923 | 2.8307 | 13.0244 | 4.3044 | 12.3276 | 3.2932 | 7.5009 | 0.88915 | 4.4302 | 3.8161 | 4.2683 | 3.9908 | 2.6277 | 1.4372 | 0.016574 | 0.014276 | 0.015968 | 0.01493 | 0.0098304 | 0.02217
2034 | 4.6895 | 1.51 | 4.416 | 1.1577 | 2.7056 | 0.29728 | 0.0061439 | 0.0050173 | 0.0059521 | 0.005185 | 0.0036767 | 0.0077081 | 1.6423 | 1.3412 | 1.591 | 1.386 | 0.9828 | 0.49978 | 0.23645 | 0.74863 | 0.014923 | 2.7841 | 13.0562 | 4.2041 | 12.2945 | 3.223 | 7.5325 | 0.82766 | 4.5723 | 3.734 | 4.4296 | 3.8588 | 2.7362 | 1.3914 | 0.017105 | 0.013969 | 0.016571 | 0.014435 | 0.010236 | 0.02146
2035 | 4.7727 | 1.4986 | 4.4725 | 1.1497 | 2.7592 | 0.28097 | 0.0064234 | 0.0049848 | 0.0062594 | 0.0050879 | 0.0038786 | 0.0075626 | 1.717 | 1.3325 | 1.6732 | 1.3601 | 1.0368 | 0.49049 | 0.23645 | 0.74863 | 0.014923 | 2.7369 | 13.0624 | 4.1014 | 12.2406 | 3.1466 | 7.5516 | 0.76898 | 4.6993 | 3.647 | 4.5793 | 3.7225 | 2.8376 | 1.3424 | 0.01758 | 0.013643 | 0.017131 | 0.013925 | 0.010615 | 0.020698
2036 | 4.8499 | 1.4861 | 4.5236 | 1.1397 | 2.8101 | 0.26507 | 0.0066908 | 0.0049459 | 0.0065597 | 0.0049842 | 0.0040764 | 0.0073958 | 1.7885 | 1.3222 | 1.7535 | 1.3324 | 1.0897 | 0.47984 | 0.23645 | 0.74863 | 0.014923 | 2.689 | 13.0413 | 3.9961 | 12.1639 | 3.0647 | 7.5565 | 0.71278 | 4.8094 | 3.5553 | 4.7151 | 3.5829 | 2.9301 | 1.2903 | 0.017992 | 0.013299 | 0.017639 | 0.013402 | 0.010961 | 0.019887
2037 | 4.9201 | 1.4726 | 4.5684 | 1.1278 | 2.8577 | 0.2495 | 0.0069436 | 0.0049006 | 0.0068502 | 0.0048746 | 0.0042679 | 0.0072082 | 1.8561 | 1.3101 | 1.8311 | 1.3032 | 1.1409 | 0.46786 | 0.23645 | 0.74863 | 0.014923 | 2.6405 | 12.9914 | 3.8882 | 12.0628 | 2.9778 | 7.5457 | 0.6588 | 4.9011 | 3.4593 | 4.8351 | 3.441 | 3.0124 | 1.2354 | 0.018334 | 0.01294 | 0.018088 | 0.012871 | 0.011269 | 0.019033
2038 | 4.9826 | 1.4578 | 4.6061 | 1.114 | 2.9012 | 0.23422 | 0.0071795 | 0.0048492 | 0.007128 | 0.00476 | 0.0044511 | 0.0070008 | 1.9192 | 1.2964 | 1.9054 | 1.2726 | 1.1899 | 0.45464 | 0.23645 | 0.74863 | 0.014923 | 2.5913 | 12.9116 | 3.7775 | 11.9359 | 2.8867 | 7.5179 | 0.60695 | 4.9733 | 3.3593 | 4.9376 | 3.2977 | 3.0833 | 1.1781 | 0.018604 | 0.012566 | 0.018471 | 0.012335 | 0.011534 | 0.018141
2039 | 5.037 | 1.4418 | 4.636 | 1.0988 | 2.9401 | 0.21924 | 0.0073971 | 0.0047918 | 0.0073907 | 0.0046414 | 0.0046243 | 0.0067752 | 1.9774 | 1.2811 | 1.9757 | 1.2409 | 1.2362 | 0.44026 | 0.23645 | 0.74863 | 0.014923 | 2.5415 | 12.8015 | 3.6642 | 11.7824 | 2.7925 | 7.4721 | 0.5572 | 5.0256 | 3.2559 | 5.0212 | 3.1538 | 3.1417 | 1.1189 | 0.0188 | 0.012178 | 0.018783 | 0.011796 | 0.011753 | 0.017219
2040 | 5.0828 | 1.4245 | 4.6574 | 1.0822 | 2.9738 | 0.2046 | 0.0075954 | 0.0047288 | 0.0076363 | 0.0045194 | 0.0047857 | 0.0065333 | 2.0305 | 1.2643 | 2.0414 | 1.2084 | 1.2793 | 0.42485 | 0.23645 | 0.74863 | 0.014923 | 2.491 | 12.6615 | 3.5485 | 11.6017 | 2.6957 | 7.4077 | 0.50965 | 5.0579 | 3.1495 | 5.0852 | 3.0101 | 3.1869 | 1.0583 | 0.01892 | 0.01178 | 0.019022 | 0.011258 | 0.011921 | 0.016275
2041 | 5.1198 | 1.4059 | 4.6697 | 1.0642 | 3.0019 | 0.19035 | 0.0077742 | 0.0046609 | 0.0078634 | 0.0043952 | 0.0049342 | 0.0062773 | 2.0783 | 1.2462 | 2.1021 | 1.1752 | 1.3191 | 0.40857 | 0.23645 | 0.74863 | 0.014923 | 2.4399 | 12.4921 | 3.4304 | 11.3939 | 2.5966 | 7.3244 | 0.46445 | 5.0709 | 3.0407 | 5.1291 | 2.8675 | 3.2185 | 0.99689 | 0.018969 | 0.011372 | 0.019186 | 0.010724 | 0.012039 | 0.015316
2042 | 5.1481 | 1.3864 | 4.6728 | 1.0455 | 3.0241 | 0.17662 | 0.007934 | 0.0045888 | 0.008071 | 0.0042694 | 0.0050691 | 0.00601 | 2.1211 | 1.227 | 2.1577 | 1.1417 | 1.3551 | 0.39158 | 0.23645 | 0.74863 | 0.014923 | 2.3882 | 12.2947 | 3.311 | 11.1597 | 2.4968 | 7.2222 | 0.42181 | 5.0656 | 2.9304 | 5.153 | 2.7266 | 3.2364 | 0.93519 | 0.018948 | 0.010959 | 0.019275 | 0.010196 | 0.012106 | 0.014353
2043 | 5.1677 | 1.3659 | 4.6664 | 1.026 | 3.0401 | 0.16351 | 0.008076 | 0.0045135 | 0.0082588 | 0.0041433 | 0.0051898 | 0.0057341 | 2.1591 | 1.2069 | 2.2079 | 1.108 | 1.3874 | 0.37408 | 0.23645 | 0.74863 | 0.014923 | 2.3359 | 12.0712 | 3.1906 | 10.9003 | 2.3966 | 7.1014 | 0.38195 | 5.0434 | 2.8193 | 5.1575 | 2.5883 | 3.2409 | 0.8738 | 0.018865 | 0.010543 | 0.019292 | 0.0096782 | 0.012123 | 0.013394
2044 | 5.1791 | 1.3448 | 4.6507 | 1.006 | 3.05 | 0.15117 | 0.0082022 | 0.004436 | 0.0084274 | 0.0040177 | 0.0052966 | 0.0054526 | 2.1929 | 1.1863 | 2.2531 | 1.0746 | 1.416 | 0.35625 | 0.23645 | 0.74863 | 0.014923 | 2.2829 | 11.8236 | 3.0701 | 10.6171 | 2.2967 | 6.963 | 0.34511 | 5.0062 | 2.7083 | 5.1436 | 2.4532 | 3.2327 | 0.81329 | 0.018725 | 0.010127 | 0.019239 | 0.0091721 | 0.012092 | 0.012448
2045 | 5.1828 | 1.3234 | 4.6257 | 0.98613 | 3.0538 | 0.13974 | 0.0083149 | 0.0043576 | 0.0085779 | 0.0038938 | 0.0053899 | 0.0051686 | 2.2231 | 1.1655 | 2.2933 | 1.0416 | 1.441 | 0.33829 | 0.23645 | 0.74863 | 0.014923 | 2.2294 | 11.5544 | 2.9502 | 10.3124 | 2.1984 | 6.8079 | 0.31153 | 4.956 | 2.5982 | 5.1127 | 2.322 | 3.2125 | 0.75417 | 0.018537 | 0.0097146 | 0.019123 | 0.0086807 | 0.012016 | 0.011523
2046 | 5.1795 | 1.302 | 4.592 | 0.96639 | 3.0515 | 0.12936 | 0.0084172 | 0.0042798 | 0.0087119 | 0.0037729 | 0.0054708 | 0.0048851 | 2.2505 | 1.1448 | 2.3292 | 1.0093 | 1.4627 | 0.3204 | 0.23645 | 0.74863 | 0.014923 | 2.1752 | 11.2663 | 2.832 | 9.9884 | 2.1021 | 6.6376 | 0.28138 | 4.8953 | 2.49 | 5.0665 | 2.1955 | 3.1816 | 0.69691 | 0.018309 | 0.0093092 | 0.01895 | 0.0082067 | 0.0119 | 0.010626
2047 | 5.1698 | 1.2809 | 4.5501 | 0.94719 | 3.0436 | 0.12018 | 0.0085126 | 0.004204 | 0.0088317 | 0.0036561 | 0.0055408 | 0.0046049 | 2.2761 | 1.1246 | 2.3614 | 0.97822 | 1.4814 | 0.30275 | 0.23645 | 0.74863 | 0.014923 | 2.1204 | 10.9619 | 2.716 | 9.6479 | 2.0084 | 6.4535 | 0.25482 | 4.8262 | 2.3846 | 5.007 | 2.0742 | 3.1412 | 0.64194 | 0.01805 | 0.008914 | 0.018726 | 0.0077523 | 0.011749 | 0.0097642
2048 | 5.1544 | 1.2605 | 4.5005 | 0.92888 | 3.0302 | 0.11232 | 0.0086046 | 0.0041316 | 0.0089401 | 0.0035446 | 0.0056017 | 0.0043307 | 2.3008 | 1.1054 | 2.3904 | 0.94855 | 1.4978 | 0.28552 | 0.23645 | 0.74863 | 0.014923 | 2.065 | 10.6438 | 2.603 | 9.2936 | 1.9181 | 6.2574 | 0.23193 | 4.7511 | 2.2826 | 4.9362 | 1.9587 | 3.0929 | 0.58959 | 0.017768 | 0.0085318 | 0.018461 | 0.0073195 | 0.011567 | 0.0089428
2049 | 5.1341 | 1.2411 | 4.4441 | 0.91172 | 3.0119 | 0.10589 | 0.0086971 | 0.0040642 | 0.0090402 | 0.0034396 | 0.0056555 | 0.0040647 | 2.3256 | 1.0875 | 2.4173 | 0.92062 | 1.5122 | 0.26885 | 0.23645 | 0.74863 | 0.014923 | 2.009 | 10.3143 | 2.4934 | 8.9282 | 1.8316 | 6.0509 | 0.21274 | 4.6722 | 2.1847 | 4.8564 | 1.8495 | 3.0381 | 0.54012 | 0.017472 | 0.008165 | 0.018162 | 0.0069102 | 0.011362 | 0.0081659
2050 | 5.1093 | 1.2229 | 4.3814 | 0.89608 | 2.9889 | 0.101 | 0.0087937 | 0.004003 | 0.0091353 | 0.0033423 | 0.0057047 | 0.003809 | 2.3516 | 1.0713 | 2.4428 | 0.89474 | 1.5255 | 0.25287 | 0.23645 | 0.74863 | 0.014923 | 1.9524 | 9.9754 | 2.3877 | 8.5544 | 1.7495 | 5.8357 | 0.19719 | 4.5913 | 2.0915 | 4.7694 | 1.7469 | 2.9783 | 0.49371 | 0.017169 | 0.0078156 | 0.017836 | 0.0065255 | 0.011138 | 0.0074367
2051 | 5.0803 | 1.2091 | 4.3132 | 0.8809 | 2.9617 | 0.097701 | 0.0088979 | 0.0039493 | 0.0092286 | 0.0032535 | 0.0057516 | 0.0035651 | 2.3796 | 1.057 | 2.4679 | 0.87117 | 1.5381 | 0.23768 | 0.23645 | 0.74863 | 0.014923 | 1.8952 | 9.6285 | 2.2915 | 8.1746 | 1.6695 | 5.6132 | 0.18517 | 4.5099 | 2.0033 | 4.6773 | 1.6511 | 2.915 | 0.45047 | 0.016864 | 0.0074848 | 0.01749 | 0.0061662 | 0.010901 | 0.0067567
2052 | 5.0473 | 1.1944 | 4.2399 | 0.86874 | 2.9305 | 0.096055 | 0.009013 | 0.0039038 | 0.0093236 | 0.0031742 | 0.0057987 | 0.0033343 | 2.4105 | 1.045 | 2.4935 | 0.85013 | 1.5508 | 0.22336 | 0.23645 | 0.74863 | 0.014923 | 1.8375 | 9.2744 | 2.1947 | 7.7908 | 1.5963 | 5.3847 | 0.1765 | 4.4293 | 1.9202 | 4.5817 | 1.5621 | 2.8495 | 0.41042 | 0.016561 | 0.0071732 | 0.017132 | 0.0058325 | 0.010655 | 0.0061268
2053 | 5.0099 | 1.1812 | 4.1619 | 0.85839 | 2.8952 | 0.096086 | 0.0091416 | 0.0038674 | 0.0094231 | 0.0031049 | 0.0058482 | 0.0031175 | 2.4451 | 1.0354 | 2.5202 | 0.83178 | 1.5641 | 0.20995 | 0.23645 | 0.74863 | 0.014923 | 1.7791 | 8.9133 | 2.1015 | 7.4046 | 1.5272 | 5.1509 | 0.17095 | 4.3501 | 1.8422 | 4.4839 | 1.4799 | 2.7827 | 0.37353 | 0.016264 | 0.0068806 | 0.016765 | 0.0055241 | 0.010405 | 0.0055465
2054 | 4.9669 | 1.1698 | 4.079 | 0.85017 | 2.8556 | 0.097803 | 0.0092859 | 0.0038404 | 0.0095298 | 0.0030461 | 0.0059022 | 0.002915 | 2.4838 | 1.0284 | 2.5489 | 0.81625 | 1.5787 | 0.19747 | 0.23645 | 0.74863 | 0.014923 | 1.7202 | 8.5443 | 2.0124 | 7.0169 | 1.4625 | 4.9123 | 0.16824 | 4.2727 | 1.7691 | 4.3848 | 1.4041 | 2.7157 | 0.3397 | 0.015974 | 0.0066064 | 0.016394 | 0.00524 | 0.010153 | 0.0050146
2055 | 4.9166 | 1.1597 | 3.9909 | 0.84389 | 2.8111 | 0.1012 | 0.0094474 | 0.0038229 | 0.009646 | 0.0029979 | 0.0059627 | 0.0027271 | 2.5272 | 1.0239 | 2.5802 | 0.80357 | 1.5949 | 0.18593 | 0.23645 | 0.74863 | 0.014923 | 1.6608 | 8.1653 | 1.926 | 6.6278 | 1.4015 | 4.6685 | 0.16807 | 4.197 | 1.7005 | 4.285 | 1.3345 | 2.6488 | 0.30879 | 0.01569 | 0.006349 | 0.01602 | 0.0049788 | 0.0099026 | 0.004529
2056 | 4.8556 | 1.1505 | 3.8961 | 0.83937 | 2.76 | 0.10627 | 0.009627 | 0.0038149 | 0.0097732 | 0.0029603 | 0.0060311 | 0.0025533 | 2.5754 | 1.022 | 2.6144 | 0.79371 | 1.6133 | 0.17531 | 0.23645 | 0.74863 | 0.014923 | 1.6007 | 7.7724 | 1.8416 | 6.2366 | 1.3436 | 4.418 | 0.1701 | 4.1224 | 1.6359 | 4.1849 | 1.2705 | 2.5825 | 0.28062 | 0.01541 | 0.0061065 | 0.015644 | 0.0047386 | 0.009654 | 0.0040871
2057 | 4.778 | 1.1414 | 3.7925 | 0.8357 | 2.6997 | 0.113 | 0.0098248 | 0.0038157 | 0.0099124 | 0.0029329 | 0.0061084 | 0.0023934 | 2.6285 | 1.0224 | 2.6518 | 0.78659 | 1.6341 | 0.16557 | 0.23645 | 0.74863 | 0.014923 | 1.5401 | 7.3586 | 1.7578 | 5.8408 | 1.287 | 4.1578 | 0.17403 | 4.0481 | 1.5746 | 4.084 | 1.2114 | 2.5167 | 0.25499 | 0.015131 | 0.0058766 | 0.015266 | 0.0045169 | 0.0094075 | 0.003686
2058 | 4.6724 | 1.1307 | 3.6751 | 0.8324 | 2.6243 | 0.12144 | 0.01004 | 0.0038248 | 0.010064 | 0.0029151 | 0.0061953 | 0.0022466 | 2.6863 | 1.025 | 2.6926 | 0.78205 | 1.6575 | 0.15665 | 0.23645 | 0.74863 | 0.014923 | 1.4789 | 6.9101 | 1.6722 | 5.4352 | 1.231 | 3.8811 | 0.17959 | 3.9729 | 1.5159 | 3.9821 | 1.1566 | 2.4513 | 0.23167 | 0.014849 | 0.0056565 | 0.014884 | 0.0043111 | 0.0091624 | 0.0033225
2059 | 4.5116 | 1.1157 | 3.5335 | 0.82734 | 2.5201 | 0.13172 | 0.010273 | 0.0038411 | 0.010228 | 0.0029061 | 0.0062921 | 0.002112 | 2.7487 | 1.0296 | 2.7366 | 0.77988 | 1.6835 | 0.14851 | 0.23645 | 0.74863 | 0.014923 | 1.4172 | 6.3938 | 1.5812 | 5.0077 | 1.1725 | 3.5714 | 0.18667 | 3.8954 | 1.4591 | 3.8782 | 1.1052 | 2.3859 | 0.21046 | 0.014558 | 0.0054436 | 0.014495 | 0.0041185 | 0.0089171 | 0.0029931
2060 | 4.158 | 1.0845 | 3.327 | 0.81262 | 2.3198 | 0.14454 | 0.01052 | 0.0038635 | 0.010403 | 0.002905 | 0.0063985 | 0.0019888 | 2.815 | 1.0358 | 2.7836 | 0.77983 | 1.7121 | 0.14106 | 0.23645 | 0.74863 | 0.014923 | 1.3549 | 5.6337 | 1.4694 | 4.5077 | 1.101 | 3.1431 | 0.19584 | 3.814 | 1.4035 | 3.7715 | 1.0566 | 2.3198 | 0.19113 | 0.014253 | 0.0052347 | 0.014094 | 0.003936 | 0.0086694 | 0.0026947

## Price (hidden)
|  | heating load (W/m2) | Price (CNY/m2) |  |  |  | Transportation price for new material (CNY/t)
| 2010 | 62.1101 | 264 |  |  |  | Steel | Cement | Aluminium | Glass | Brick
No | 2018 | 55.4834 | 324 |  |  |  | 250 | 20 | 250 | 250 | 250
| 2021 | 55.4834 | 384
| Ultra-Low | 43.4239 | 460.8
| Net-zero | 43.2771 | 460.8 |  |  |  | Transportation price for wasted material (CNY/t)
|  | 71.0791 | 149.5 |  |  |  | Steel | Cement | Aluminium | Glass | Brick
Tr | 2010 | 63.9968 | 230.4059 | Table Construction service price |  |  | 5 | 5 | 5 | 5 | 5 | 10
| 2021 | 55.9076 | 263.7432 | Construction price(CNY/m2)
| Ultra-Low | 41.029 | 316.4918 | Urban | Rural |  | Material price (CNY/t)
| Net-zero | 40.0822 | 348.141 | 675 | 440 |  | Steel | Cement | Aluminium | Glass | Brick
|  | 71.079 | 137.5 |  |  | Base | 3818.93 | 456.57 | 18401.5 | 12180 | 135.2941 | https://sem.mysteel.com/?label=main&time=20220415&bd_vid=8700992117430399603
So | 2018 | 56.2294 | 151.25 | Demolition price(CNY/m2) |  | Best | 3818.93 | 456.57 | 18401.5 | 12180 | 135.2941
| 2021 | 50.9357 | 165 | Urban | Rural | Actual | 3818.93 | 456.57 | 18401.5 | 12180 | 135.2941
| Ultra-Low | 40.0282 | 198 | 67.5 | 44
| Net-zero | 37.9079 | 217.8
Reinforce price(CNY/m2)
| Meter charge retrofit (CNY/m2) |  | 45 | Urban | Rural
|  |  |  | 400 | 260.7407

## Social parameter
| Population (10E4 persons) | [7 empty] | Household (10E4 household)
| Urban |  |  |  | Rural |  |  |  | Urban |  |  |  | Rural
| No | Tr | So |  | No | Tr | So | ALL | No | Tr | So | ALL | No | Tr | So | ALL
2005 | 23517.4088 | 20831.772 | 11517.3292 | 55866.51 | 30441.5912 | 27114.228 | 14901.6708 | 72457.49 | 7984.5347 | 7120.1537 | 3641.5423 | 18746.2307 | 7661.1261 | 6941.6393 | 3271.2418 | 17874.0072 | 3.9735 | 3.906 | 4.5554
2006 | 24264.9078 | 21588.1724 | 12069.9066 | 57922.9868 | 30045.0922 | 26564.8276 | 14685.0934 | 71295.0132 | 8291.3062 | 7434.6465 | 3818.867 | 19544.8198 | 7636.0281 | 6836.0643 | 3226.0568 | 17698.1491 | 3.9346 | 3.886 | 4.552
2007 | 25008.5006 | 22343.9149 | 12437.232 | 59789.6475 | 29596.4994 | 26081.0851 | 14593.768 | 70271.3525 | 8644.8644 | 7779.8709 | 3988.2217 | 20412.957 | 7581.4477 | 6766.9171 | 3213.9503 | 17562.3152 | 3.9038 | 3.8542 | 4.5408
2008 | 25857.3886 | 23151.6891 | 12878.7463 | 61887.824 | 29149.6114 | 25566.3109 | 14462.2537 | 69178.176 | 8985.6611 | 8043.5433 | 4090.8342 | 21120.0387 | 7513.5833 | 6648.2843 | 3194.1747 | 17356.0422 | 3.8796 | 3.8456 | 4.5277
2009 | 26556.9986 | 23891.2577 | 13246.1285 | 63694.3848 | 28832.0014 | 25137.7423 | 14377.8715 | 68347.6152 | 9289.9259 | 8388.7166 | 4235.3435 | 21913.986 | 7531.9983 | 6585.9086 | 3190.689 | 17308.5959 | 3.8279 | 3.8169 | 4.5062
2010 | 27841.0521 | 25161.8575 | 14068.4627 | 67071.3723 | 28283.9479 | 24104.1425 | 13625.5373 | 66013.6277 | 9796.397 | 8873.0352 | 4500.3389 | 23169.7712 | 7458.925 | 6349.0087 | 3089.3126 | 16897.2463 | 3.792 | 3.7965 | 4.4105
2011 | 28739.4943 | 26206.2332 | 14683.7156 | 69629.4431 | 27659.5057 | 23537.7668 | 13551.2844 | 64748.5569 | 10220.4442 | 9222.9017 | 4711.3406 | 24154.6866 | 7438.0661 | 6336.2065 | 3158.9966 | 16933.2693 | 3.7186 | 3.7148 | 4.2897
2012 | 29554.693 | 27036.6808 | 15281.3726 | 71872.7464 | 27032.307 | 23051.3192 | 13422.6274 | 63506.2536 | 10532.8441 | 9560.218 | 4929.7755 | 25022.8377 | 7382.7846 | 6257.9324 | 3230.2849 | 16871.0019 | 3.6615 | 3.6835 | 4.1552
2013 | 30382.5819 | 27933.0005 | 15883.0538 | 74198.6362 | 26311.4181 | 22472.9995 | 13195.9462 | 61980.3638 | 10782.3993 | 9615.0599 | 5636.4043 | 26033.8635 | 7540.0905 | 6610.8797 | 3303.2699 | 17454.2402 | 3.4895 | 3.3994 | 3.9948
2014 | 31208.7625 | 28774.2144 | 16445.2294 | 76428.2063 | 25689.2375 | 21949.7856 | 13024.7706 | 60663.7937 | 10927.378 | 9864.4941 | 5715.5541 | 26507.4262 | 7606.85 | 6927.8266 | 3363.811 | 17898.4876 | 3.3771 | 3.1684 | 3.872
2015 | 32213.0374 | 29714.7013 | 17058.5437 | 78986.2824 | 24779.9626 | 21270.2987 | 12730.4563 | 58780.7176 | 11324.9934 | 10124.1421 | 5751.0661 | 27200.2015 | 7473.5088 | 6799.4974 | 3398.6875 | 17671.6937 | 3.3157 | 3.1282 | 3.7457
2016 | 33195.794 | 30719.8492 | 17673.5278 | 81589.171 | 23974.206 | 20600.1508 | 12499.4722 | 57073.829 | 11668.6342 | 10400.4442 | 5874.113 | 27943.1914 | 7287.5656 | 6620.0752 | 3442.6666 | 17350.3074 | 3.2897 | 3.1118 | 3.6308
2017 | 34043.246 | 31655.0907 | 18297.803 | 83996.1397 | 23208.754 | 19941.9093 | 12283.197 | 55433.8603 | 12053.5325 | 10742.2023 | 6017.8045 | 28813.5393 | 7157.5498 | 6460.9787 | 3430.4885 | 17049.017 | 3.2426 | 3.0865 | 3.5806
2018 | 34726.9658 | 32469.6285 | 18884.672 | 86081.2663 | 22504.0342 | 19349.3715 | 12021.328 | 53874.7337 | 12147.0402 | 10810.1029 | 6203.9648 | 29161.1079 | 6993.6428 | 6212.2003 | 3448.697 | 16654.5401 | 3.2178 | 3.1147 | 3.4858
2019 | 35374.8937 | 33333.466 | 19386.4897 | 88094.8494 | 21865.1063 | 18705.534 | 11778.5103 | 52349.1506 | 12446.2722 | 11084.7362 | 6335.7328 | 29866.7411 | 6919.1439 | 6038.8492 | 3394.0311 | 16352.0241 | 3.1601 | 3.0975 | 3.4704
2020 | 36023.8287 | 33903.627 | 19965.199 | 89892.6547 | 21199.7558 | 18124.107 | 11430.3192 | 50754.182 | 12948.6169 | 11245.5562 | 6518.0407 | 30712.2138 | 6942.6283 | 5823.8164 | 3370.7316 | 16137.1763 | 3.0536 | 3.1121 | 3.391 | 28.3 | 456682.0901
2021 | 36829.7681 | 34638.6087 | 20419.5831 | 91887.9599 | 20861.7305 | 17707.0244 | 11229.408 | 49798.163 | 13270.2204 | 11534.2245 | 6694.1993 | 31498.6443 | 6860.0849 | 5714.9995 | 3330.2672 | 15905.3516 | 3.041 | 3.0983 | 3.3719 | 28.6549 | 455766.3814
2022 | 37626.4608 | 35361.9976 | 20870.485 | 93858.9434 | 20530.6048 | 17303.041 | 11033.0804 | 48866.7262 | 13590.1264 | 11821.499 | 6870.8343 | 32282.4597 | 6779.2772 | 5609.598 | 3290.8518 | 15679.7269 | 3.0284 | 3.0845 | 3.3527 | 29.0067 | 454816.9861
2023 | 38413.7738 | 36073.6787 | 21317.8408 | 95805.2933 | 20206.901 | 16912.4744 | 10841.3483 | 47960.7237 | 13908.2807 | 12107.3416 | 7047.9428 | 33063.565 | 6700.3958 | 5507.7542 | 3252.5031 | 15460.6531 | 3.0158 | 3.0707 | 3.3332 | 29.3554 | 453853.2849
2024 | 39191.5685 | 36773.5327 | 21761.5837 | 97726.6848 | 19891.1303 | 16535.5661 | 10654.224 | 47080.9204 | 14224.6265 | 12391.712 | 7225.5209 | 33841.8594 | 6623.631 | 5409.5888 | 3215.2396 | 15248.4593 | 3.0031 | 3.0567 | 3.3137 | 29.701 | 452894.3635
2025 | 39959.7003 | 37461.4358 | 22201.6437 | 99622.7797 | 19583.676 | 16172.4403 | 10471.7202 | 46227.8364 | 14539.1046 | 12674.5676 | 7403.5639 | 34617.2361 | 6549.1337 | 5315.1866 | 3179.0804 | 15043.4007 | 2.9903 | 3.0427 | 3.2939 | 30.0436 | 451957.3773
2026 | 40718.0183 | 38137.2593 | 22637.9474 | 101493.225 | 19284.8938 | 15823.2058 | 10293.8498 | 45401.9494 | 14851.6526 | 12955.8637 | 7582.0657 | 35389.5819 | 6477.0487 | 5224.6293 | 3144.0458 | 14845.7237 | 2.9774 | 3.0286 | 3.2741 | 30.3831 | 451059.4182
2027 | 41466.3647 | 38800.8695 | 23070.4179 | 103337.6521 | 18995.0676 | 15487.8135 | 10120.6264 | 44603.5074 | 15162.2047 | 13235.5526 | 7761.0194 | 36158.7768 | 6407.499 | 5137.9484 | 3110.1566 | 14655.6039 | 2.9645 | 3.0144 | 3.2541 | 30.7197 | 450215.5763
2028 | 42204.5745 | 39452.127 | 23498.9741 | 105155.6756 | 18714.3869 | 15166.2403 | 9952.0637 | 43832.691 | 15470.6921 | 13513.5842 | 7940.4166 | 36924.693 | 6340.5783 | 5055.1852 | 3077.4347 | 14473.1982 | 2.9515 | 3.0001 | 3.2339 | 31.0533 | 449440.4388
2029 | 42932.4746 | 40090.8864 | 23923.5309 | 106946.8918 | 18443.029 | 14858.4058 | 9788.1763 | 43089.6111 | 15777.0422 | 13789.9053 | 8120.2475 | 37687.1949 | 6276.3779 | 4976.3631 | 3045.9031 | 14298.6441 | 2.9385 | 2.9858 | 3.2136 | 31.384 | 448748.0418
2030 | 43649.8833 | 40716.996 | 24343.9982 | 108710.8775 | 18181.1088 | 14564.1568 | 9628.9789 | 42374.2445 | 16081.1783 | 14064.4593 | 8300.5005 | 38446.1381 | 6214.9701 | 4901.4821 | 3015.5856 | 14132.0378 | 2.9254 | 2.9714 | 3.1931 | 31.7117 | 448151.1235
2031 | 44356.6097 | 41330.2972 | 24760.2812 | 110447.1881 | 17928.6928 | 14283.3081 | 9474.487 | 41686.4879 | 16383.0195 | 14337.1866 | 8481.1624 | 39201.3684 | 6156.4118 | 4830.532 | 2986.5073 | 13973.4511 | 2.9122 | 2.9569 | 3.1724 | 32.0366 | 447661.6143
2032 | 45052.4526 | 41930.6239 | 25172.2792 | 112155.3557 | 17685.8503 | 14015.6555 | 9324.7165 | 41026.2223 | 16682.4803 | 14608.0233 | 8662.218 | 39952.7216 | 6100.7626 | 4763.4965 | 2958.6944 | 13822.9535 | 2.899 | 2.9423 | 3.1516 | 32.3586 | 447291.2994
2033 | 45737.1999 | 42517.8017 | 25579.8858 | 113834.8875 | 17452.554 | 13760.9065 | 9179.6841 | 40393.1447 | 16979.4701 | 14876.902 | 8843.6498 | 40700.0219 | 6048.0499 | 4700.3292 | 2932.1744 | 13680.5535 | 2.8856 | 2.9276 | 3.1307 | 32.6778 | 447049.9138
2034 | 46410.6273 | 43091.6478 | 25982.9876 | 115485.2628 | 17228.7739 | 13518.8139 | 9039.407 | 39786.9948 | 17273.8928 | 15143.7505 | 9025.4377 | 41443.0811 | 5998.3011 | 4640.9993 | 2906.9759 | 13546.2764 | 2.8723 | 2.9129 | 3.1096 | 32.9941 | 446947.5883
2035 | 47072.4974 | 43651.9695 | 26381.464 | 117105.9309 | 17014.4082 | 13289.0718 | 8903.9032 | 39207.3833 | 17565.6464 | 15408.492 | 9207.559 | 42181.6974 | 5951.5195 | 4585.4556 | 2883.1292 | 13420.1042 | 2.8588 | 2.8981 | 3.0883 | 33.3077 | 446992.9035
2036 | 47722.5579 | 44198.5636 | 26775.1862 | 118696.3078 | 16809.3609 | 13071.3598 | 8773.1915 | 38653.9123 | 17854.622 | 15671.0443 | 9389.9878 | 42915.6541 | 5907.7107 | 4533.6412 | 2860.6659 | 13302.0177 | 2.8453 | 2.8832 | 3.0668 | 33.6185 | 447194.212
2037 | 48360.5407 | 44731.2154 | 27164.0163 | 120255.7725 | 16613.5014 | 12865.3077 | 8647.2915 | 38126.1006 | 18140.7037 | 15931.3196 | 9572.6944 | 43644.7178 | 5866.8686 | 4485.4815 | 2839.6192 | 13191.9693 | 2.8317 | 2.8682 | 3.0452 | 33.9266 | 447558.7411
2038 | 48986.1596 | 45249.6976 | 27547.8063 | 121783.6635 | 16426.6524 | 12670.5351 | 8526.2236 | 37623.4111 | 18423.7674 | 16189.2238 | 9755.6454 | 44368.6366 | 5828.9712 | 4440.8973 | 2820.0241 | 13089.8925 | 2.8181 | 2.8531 | 3.0235 | 34.232 | 448092.8616
2039 | 49599.1083 | 45753.7685 | 27926.3968 | 123279.2737 | 16248.6477 | 12486.7047 | 8410.0095 | 37145.3619 | 18703.68 | 16444.6558 | 9938.8027 | 45087.1385 | 5794 | 4399.8235 | 2801.9171 | 12995.7406 | 2.8044 | 2.838 | 3.0015 | 34.5347 | 448803.4034
2040 | 50199.0584 | 46243.1712 | 28299.6156 | 124741.8452 | 16079.2845 | 12313.4504 | 8298.6717 | 36691.4067 | 18980.2985 | 16697.5066 | 10122.1229 | 45799.928 | 5761.9235 | 4362.1841 | 2785.3371 | 12909.4446 | 2.7906 | 2.8228 | 2.9794 | 34.8347 | 449696.228
2041 | 50785.6561 | 46717.6309 | 28667.276 | 126170.5629 | 15918.314 | 12150.3275 | 8192.2342 | 36260.8758 | 19253.4689 | 16947.6588 | 10305.5568 | 46506.6845 | 5732.6937 | 4327.8738 | 2770.3245 | 12830.892 | 2.7768 | 2.8075 | 2.9571 | 35.132 | 450775.4402
2042 | 51358.519 | 47176.8533 | 29029.1745 | 127564.5468 | 15765.5588 | 11997.0351 | 8090.7222 | 35853.3161 | 19523.0241 | 17194.9855 | 10489.0481 | 47207.0576 | 5706.2877 | 4296.8373 | 2756.9225 | 12760.0474 | 2.7628 | 2.7921 | 2.9347 | 35.4268 | 452047.6148
2043 | 51917.2323 | 47620.5219 | 29385.0888 | 128922.843 | 15620.7558 | 11853.1799 | 7994.1623 | 35468.098 | 19788.783 | 17439.3486 | 10672.5327 | 47900.6644 | 5682.6513 | 4268.9853 | 2745.1761 | 12696.8128 | 2.7488 | 2.7766 | 2.9121 | 35.719 | 453516.9146
2044 | 52461.3438 | 48048.295 | 29734.7743 | 130244.413 | 15483.6998 | 11718.3967 | 7902.583 | 35104.6795 | 20050.5481 | 17680.5982 | 10855.9372 | 48587.0836 | 5661.751 | 4244.2373 | 2735.1334 | 12641.1217 | 2.7348 | 2.761 | 2.8893 | 36.0085 | 455188.4017
2045 | 52990.3578 | 48459.8017 | 30077.9607 | 131528.1202 | 15354.1583 | 11592.3794 | 7816.0146 | 34762.5523 | 20308.1029 | 17918.5703 | 11039.1772 | 49265.8504 | 5643.5428 | 4222.533 | 2726.8449 | 12592.9207 | 2.7207 | 2.7454 | 2.8663 | 36.2956 | 457067.4029
2046 | 53503.7282 | 48854.6379 | 30414.3473 | 132772.7134 | 15231.9209 | 11474.7782 | 7734.4895 | 34441.1885 | 20561.2088 | 18153.0849 | 11222.1555 | 49936.4493 | 5627.9904 | 4203.7953 | 2720.3644 | 12552.1501 | 2.7065 | 2.7296 | 2.8432 | 36.5801 | 459158.8309
2047 | 54000.8492 | 49232.3602 | 30743.5973 | 133976.8067 | 15116.7692 | 11365.2588 | 7658.0427 | 34140.0707 | 20809.6017 | 18383.9436 | 11404.7594 | 50598.3047 | 5615.0544 | 4187.9515 | 2715.7487 | 12518.7547 | 2.6922 | 2.7138 | 2.8199 | 36.8621 | 461467.5864
2048 | 54481.0439 | 49592.4791 | 31065.3299 | 135138.8529 | 15008.466 | 11263.512 | 7586.712 | 33858.6901 | 21052.9868 | 18610.9262 | 11586.8574 | 51250.7704 | 5604.6876 | 4174.9372 | 2713.0586 | 12492.6835 | 2.6778 | 2.6979 | 2.7964 | 37.1416 | 463998.5393
2049 | 54943.5492 | 49934.4503 | 31379.1111 | 136257.1106 | 14906.7827 | 11169.2128 | 7520.5386 | 33596.534 | 21291.0322 | 18833.787 | 11768.2954 | 51893.1146 | 5596.8457 | 4164.681 | 2712.3587 | 12473.8853 | 2.6634 | 2.6819 | 2.7727 | 37.4187 | 466756.3859
2050 | 55387.4961 | 50257.6625 | 31684.4406 | 137329.5992 | 14811.4786 | 11082.0753 | 7459.5676 | 33353.1215 | 21523.3614 | 19052.2497 | 11948.8905 | 52524.5015 | 5591.4791 | 4157.1251 | 2713.7179 | 12462.3221 | 2.6489 | 2.6658 | 2.7488 | 37.6933 | 469746.1402
2051 | 55811.8836 | 50561.4224 | 31980.7336 | 138354.0395 | 14723.2499 | 11001.4069 | 7403.8489 | 33128.5056 | 21749.5413 | 19266.0003 | 12128.4239 | 53143.9655 | 5588.8933 | 4152.0573 | 2717.2104 | 12458.1609 | 2.6344 | 2.6496 | 2.7248 | 37.9655 | 472980.4605
2052 | 56215.5411 | 50844.9333 | 32267.2961 | 139327.7705 | 14641.0627 | 10927.2886 | 7353.4382 | 32921.7895 | 21969.068 | 19474.6783 | 12306.6303 | 53750.3766 | 5588.7405 | 4149.5544 | 2722.9159 | 12461.2107 | 2.6197 | 2.6334 | 2.7006 | 38.2353 | 476458.3833
2053 | 56597.0761 | 51107.2652 | 32543.2885 | 140247.6298 | 14564.6499 | 10859.3833 | 7308.3987 | 32732.4319 | 22181.3444 | 19677.8636 | 12483.1821 | 54342.3901 | 5590.96 | 4149.536 | 2730.9206 | 12471.4166 | 2.605 | 2.617 | 2.6762 | 38.5028 | 480183.8693
2054 | 56954.7946 | 51347.3112 | 32807.6696 | 141109.7753 | 14493.8888 | 10797.4616 | 7268.8027 | 32560.153 | 22385.6476 | 19875.0581 | 12657.6663 | 54918.3719 | 5595.5459 | 4151.9614 | 2741.3185 | 12488.8258 | 2.5903 | 2.6006 | 2.6516 | 38.7678 | 484164.6826
2055 | 57286.5755 | 51563.7189 | 33059.1067 | 141909.4011 | 14428.5431 | 10741.2796 | 7234.7352 | 32404.5579 | 22581.0777 | 20065.657 | 12829.5468 | 55476.2816 | 5602.4482 | 4156.7841 | 2754.2129 | 12513.4452 | 2.5754 | 2.584 | 2.6268 | 39.0306 | 488406.9584
2056 | 57589.6577 | 51754.7789 | 33295.8196 | 142640.2562 | 14368.4613 | 10690.6258 | 7206.2985 | 32265.3856 | 22766.4713 | 20248.9017 | 12998.1001 | 56013.4731 | 5611.6496 | 4163.9692 | 2769.7188 | 12545.3376 | 2.5605 | 2.5674 | 2.6018 | 39.291 | 492918.9283
2057 | 57860.2403 | 51918.2203 | 33515.2794 | 143293.74 | 14313.4662 | 10645.1573 | 7183.621 | 32142.2446 | 22940.2384 | 20423.7953 | 13162.2907 | 56526.3243 | 5623.1226 | 4173.4301 | 2787.9669 | 12584.5196 | 2.5455 | 2.5507 | 2.5767 | 39.5491 | 497706.968
2058 | 58092.6138 | 52050.784 | 33713.5299 | 143856.9277 | 14263.3195 | 10604.6739 | 7166.8734 | 32034.8668 | 23100.011 | 20588.9269 | 13320.4935 | 57009.4315 | 5636.8151 | 4185.1347 | 2809.111 | 12631.0608 | 2.5304 | 2.5339 | 2.5513 | 39.805 | 502779.4798
2059 | 58276.7065 | 52147.0849 | 33883.173 | 144306.9644 | 14217.876 | 10568.9117 | 7156.3097 | 31943.0974 | 23241.6531 | 20742.0076 | 13469.6748 | 57453.3355 | 5652.7116 | 4199.0252 | 2833.3453 | 12685.082 | 2.5152 | 2.517 | 2.5257 | 40.0586 | 508146.8894
2060 | 58382.9907 | 52193.523 | 33999.185 | 144575.6987 | 14176.9906 | 10537.6763 | 7152.4433 | 31867.1102 | 23353.1963 | 20877.4092 | 13599.674 | 57830.2795 | 5670.7963 | 4215.0705 | 2860.9773 | 12746.8441 | 2.5 | 2.5 | 2.5 | 40.31 | 513825.2848

## CB_DATA_ (hidden)
Crystal Ball Data
0
Workbook Variables | Last Var Column | 0
Name:
Value:
Worksheet Data | Last Data Column Used
4
Sheet Ref
#REF! | #REF! | #REF! | #REF!
Sheet Guid
8887eb8f-446d-4207-ad5f-49f6fd089944 | 9431a093-0d80-43c6-9620-89a905199cfa | 66079900-2922-4411-b149-cef57fdefdd4 | 73c87509-dd8d-409d-9da8-76230c7b0c23
Deleted sheet count
Last row used
34 | 31 | 26 | 31
Data blocks
CB_Block_0 | CB_Block_7.0.0.0:1 |  | CB_Block_0
㜸〱敤㕣㕢㙣ㅣ㔷ㄹ摥戳摥㕤敦慣敤搸㡤搳㑢㑡㘹㑤㑢㕢㕡〷㌷㑥ㅢ㑡㠱㄰㝣㘹㉥挵㠹摤搸㐹㐱㔰㙤挶扢㘷散㘹㜶㘶摣㤹㔹㈷㉥㤵ㅡ㐱㑢㐱攵㈲慥愲㔰㉥慡㔰㈵㕥戸〸戵摣捡〳ㄲ〸㠴㕡㠹〷㐰㐲攲愱㔴㔰㔴㠱㔰㈴㕥㜸〰挱昷㥤㤹搹㥤搹昵㡥摤㙤ぢ㉥昲㐹昷昷㤹㜳㥢㜳捥㝦㍤晦㝦愶ㄹ㤱挹㘴晥㡤挴扦㑣㌹㘶慥㤸㕦昳㝣㘹㡤㑤㌹戵㥡慣昸愶㘳㝢㘳ㄳ慥慢慦捤㤸㥥摦㠳〶㠵戲㠹㝡㉦㕦昶捣晢㘴戱扣㉡㕤て㡤昲㤹㑣戱愸㘵㔱捦㐱昸ㅢ㡡ㅥ㌴昶敡捦〱㉣㑣㑤捥㉥摥㠳㔱攷㝤挷㤵㝢㐶㑥〵㝤て㡣㡦㡦㡤㡦摤㜲敢昸㕢挶昶敥ㄹ㤹慡搷晣扡㉢て搸戲敥扢㝡㙤捦挸㕣㝤戱㘶㔶摥㉤搷ㄶ㥣㌳搲㍥㈰ㄷ昷摥扣愸摦昲搶昱㕢昶敦㌷㙥扢敤慤晤㜸㜵收昸搴攴㥣㉢つ敦ㄵㅡ㌳捦㈹摦㌲㉤㉢㈶搷㈶愵㙢摡㑢㘳㔳㤳昸㉦㌶㝦㍣摤㍡㌶扦㉣愵捦㔷㑢㔷摡ㄵ改㘹攸搸㘷㑤㜸㕥摤㕡攱收㘹搶㈱㉣戵愲㝢㝥摥㥡㤲戵㥡㘶㐵愳ㄶ慤㔹散㕤㑤㕦敢户收愵敤㤹扥戹㙡晡㙢〵㙢〱〳㔵〷慣㤳㥥㍣愱摢㑢昲戸㙥挹扣㜵戸㙥㔶㜳㐱捡昴㕣ㅦつㄱ㥦㤸㕡晥搸㠴㘷㑤㉤敢慥㥡㤱挷㡤㐹㘹㝢挸慤㈴摢㕥搳㜹㕣㑥㕤扤㠱㘳㕥摢戹ㅤ㙡㑥改㙥愳攵㘸攷㤶攱攲㤳㌳戸愹㜳晢搸ㅥ㈵晢摣搰戹㡦摡捡㘴㙢搱ㄷ搲户摡㔱㉣㐶㉢㄰昴ㄲㄴ〹㠸㐰慤㐴搰㐷搰て㈰㜲㝦〷㤷挴㍢戲㉡㕢搶戳攵挵㙣戹㤲㉤㔷戳㘵㤹㉤ㅢ搹昲㔲戶扣㥣㉤㥢搹昲㍤搹昲ㄹ戴㠹㔲戱户㌷ㅢ愶㑦ㅤ昹敥㡢㔷㝦㘸攴挸㡦㤶晥昵攴㙦敦晢昱捦晡㜷愰搱㥤攱愴愶㕤晤㉣㐸慤㐹挵晢挶昶昲摦挶㕣〱愶㌰昶ㅢ户ㅡ攳攳搵晤㝢昵㥢昵㍣㤷㤵㠲晣〴愱っ愱㙤扦㜱㤷㘹㔷㥤戳ち㜷㔷㑣敡㥥㙣㙥摣㘸㔸㌷改搴敤慡昷扡昵㉢攷㝤摤㤷㤷户搶㌵〷㘹敢㌶て戶㤲㥥㝡摦㤵慤摤㑥改戵扡㥣㌸㘷〶搵慦㙦愹戶收㕣㘷戱㜳敤㈱㔷摥摢愸㙤㥢搱〴㠴摡慡ㅡ扢㙤㤵㐱㔵㌰慦㤱愹㘵挷㤳戶㥡摥愸㌵㘷㔶捥㐸㜷㕥㔲㈴捡慡㕡敡挵慣ち戹㝥㜴搶挶㐲挱慤搵慢攳愵挶敤攷㝣㌰戳慣㘲扥㉢搲昵搷ㄶ昴挵㥡扣㈴搱㈴㜸㈷㉡㜶㈷㡡て㌹㤵扡㌷攵搸扥敢搴㤲㌵ㄳ搵㔵ㅤ㤲愶㝡捣愹捡㕣㉥愳㠴〲〴㙥㑦㡦㄰㤹ㅢ㍢昳㠲㐲㐴っ挵㘴攴换㤲㘴㌷㜶〲慢挳㉡㙡㤲㌴㤹㝤攳〶㠳㜱扥㑡挶愴㜰㘰㙣㑤搴ㅦ㝣改㥢㌶ㄸ戶㠱戹㔷户㜱㌶㍢ㅣ慥晥昶㔵㘹晢㐷㜴扢㕡㤳㙥慡昶ㄳ㥣㤱㌶〸㤰扦〰㠱搰㜱昷愸敡挴㌹戱㤶㍦㙢㔶晤攵挲戲㌴㤷㤶㝤㤴㐱㐳ㄶ㡢摣摡戶愴㕤㠴㈲㙤㈷挱㌰㐰愹㤴㈹散㘲愳㐲〹㈹㤳愷㜴㑡攱攵㠴㈰㘷扦〴㉦昷ㅢ㠷捣㥡㉦〳愱㍣㘸〰㈳㠱㔶㔳攸ㅢ㈰㠹扡㝡㈵㔰ㄸ扢㡣㈹㔰愹㙥摡晥㕡㤳㙦摢戸㈴㈰愲㙤㔹戰攵㘴〱㐵㐱㔲ㅥ愴昰ㅡ㠸愶㐵ㅡ愴㌷㡥ㄱㄱ搹㈰㐵戳㘳攴㈴㤱戱㝤㡡㡣㐰晢㌸ㄱ戲昵摥捥㌲㠲挴摥㑥愴散搴㤱ㅦ户愵搹㝡戶㝣㈰捤㉥挶挶㘹㤷㄰㕣㑡㜰ㄹ挱㙥〰昱〲㈴ㅣ愵ㅣ昲挹愴扤づ捦摡ㄵ〴慦〷㠰㝣搲㈸㜳㐲㔱㐵ㅢ㙡㌳㜶㈴摢つ挰㑥㔶㐶㜱㈰㡡㘸ㄹ㌷散捣〱㑢㈱㍡戴㍡户㠶慥捤㈹ㅤ㝢㕤㘷摡㡣㉦㠷ㄴ㤹搲㌴扥搶つ㥡挶㌷㠲㑤扢搴㕢㔷愱慢㌶㐲昰〶㠰㤲㜶㌵㈱㤴ぢつ摥捤㔹昴㌴㈹㕦ㄳ㘶㔱㘰っ㜵愹攰㐳㐲收ㄱ㈰㐵挸戵ㅤ㕦戶㙤㘸㥡㠳愳挶㙢摥㠶摥搳㤹扦㐳愴户攸捤㙤扤㐳㝦搱㑢戴愲慦〱㝢㠹摦㜷搴㌱搷愲㕡扢㡥攰㝡㠰ㄶㅤ挳搳昷㑢昵ㄴ㈸戳搸㡡㘱㙥㈷扤㉥捡捡㕤㔸㕢㤱㑡〳昵ㅢぢ扡扢㈴㝤㜸㌰㡥㑥挳ㄶ㜶㕣㔷搶㜰愸慤慡〲㥥㕦㉥㑤ㄶ㝡㠷㕣挷㘲昹戶㡤散扤㈶ㄴ㐳㉥㤷敤挹戴搸挸㈹戶㘶捣攷ㄴ愳ㅣ敡攰㥢㍢ぢ㠹㔸愷㈴㜹戱㕦晡昹㜲㕢㤲㜴㈱㐹㙥挰戶㙡㌷〲㐰㑡㠸摦㜴㤴㈸㝢搸散捤慡㔹搲㘲愵㠷㉦攵㜴搲攲㐳㙣㤳㈳㝤㠱挳㜶ㄲ晥〳㙦挰㥡㌷慤㠶戰攸戳收愴㕢㠱㙦挱慣挹㔲攰㤶愵愸搹㤶ㄵ慦ㄱ㔹搱搳搳㜶㥥㑥昱慦㈹㍡㘹㤱ㄲ愹摣㥥㕡㤹㜲ㄶ㙦ㄲㄵ摤㤰ㄴ㉡㈹慥愱㠶〴㈲攵戱敤戶㠸改㐲挴摣㠴㡤搳昶ㄲ㡣ㄳ散〳挸㍦ぢ㐹戳搹㡤㘷㌸慣㜷㤵㉥敤㜲㌹㔳㈴ㅡ㤴㡢昰㤹㡥挲㙡㍦㕦昳ㄶ㠲㕢〱㕡捣ㅦ㍡㈰㔳〸㔱愱㍣㐶㠸㉡㡣㘱㥣㌲攵㔹搲挰づ〳㠱愵愹扡攷㍢ㄶ㈳㑢〳挶戴㜳摣昱愷㑤㙦〵㤱愸㘱㈳捣摣戵㉣㙤㔰㤷ぢ摢愷愵捣㔹㔹㤱㔵捤㤸㜷敡㄰㙤㐷愷户挲挱ㅣ摢〱㕢㔲㥤捤戳〲愹扢昳㌱㠶㄰搸㘹攵㙦愵㌷㜶㔳摥㙦ㅥ晡〶㥢㍢扡㘰晡㌵搹㘷〴㑣挷㝣搱挰㉥㈲㜲㔰敤㌵ㄶ㤶㕤㈹愷〷㡣挳慥㔹慤㤹戶㈴㌲㘰㘳㌲㔸㌷㈳㤷㄰㈵㤸㜳ㄸ〳㜴散〱㘳挱搵㙤㙦㐵㘷㐰㜱㙤㘷攲㐹㠵㐵昲挶愴㘹㝢㜸㡤挲㈲昳㠳挶晣戲㜳ㄶㄱ摢扡㘵ㅦ搶㔷扣㉤㠱ㄵㄲ㝤㤰ㄴ㙡㐴㔶㘴戳愲㤸㉤㜶㡢ㅦㅥ挸㌳ㄹ昲㕥㡥㐰攱㉡㤳愷捦㍣㐵㝢搳慥て㘳㌴戴搳㌹愷㝥㐴㡦ㅡ㠵㍤愹㔲㤸㥣慡摤挶㍥㙦〳戸攳昰挹愳捤挸摣换㡡㔹攷改攵㑦㤱昱㡡㉣ㅡ㠱㄰晡攸㜶〴愴挲㌲㔲づ㌸㄰ㄸ攷㔳㉢昹㤵っ搵㠶搴户愳㤹㍤㠴㐸㔲扦㌱愳㉦捡ㅡ攲搱㤶敥敦〸ㅥ㘸挶㕡㝡捤ぢ敢愶ㅣ换搲㐹㕡㈴换昹㡡㑥ち㥥愸晢捥㌱搳搶っ〰㐵㝦㘱㤱㝥づ㐵晡㌹㔵搴㙦㥣㘰㘸㔰攵㌹㤶戳愴扢愶扦㙣㤹㤵㈲ㅦㄸ扥摢ㄲ㌴〹㈶愷攴㡤㔲㈴㌳㐶㕡慣昹㤳㌰搹扣㌱愰㝢っ㜲㤴㕢㐷昴㠳㜲戳愲㠰㝦愲㑢挷ㄲ〴㡣昲㤴㙡敦挰㘸㜹㜵㍢〲㈲㐷愵ぢ搱ㅤ㡣ぢて愰㈴㄰㐲挴㝡ち㠹挰㉢ㄸㄳ昲㜴㜱ㄷ㡣㤳戶改〳㝢挴搸㈱搳㥦昶㠰㜲〰㘴搵昱昶㜲㠵搵㔸愷搱㠶㔶戸慡扤㉡愱㈶慥㙣慦㡦敢㡤㌷慥㔳ㅤ㘸㤴㤸㈲搹愸㤱搲㉣敢捣㜱㉢愹ㅡ愱ㄴ㜷愴㙤㐴㥡摢戴戹敦㤴㈲㉦㐳㌱㈹㥡挹㘸敦㔴㠴㠲㐰㙦愸愳攸戳㑦㈷㡦㔸挴㠶㌶㐰㠹㝡㉡㈸ㅢ〸㐳㠲㐷㜱敤愴㉡㑢攱ㄳ昸㝢㐷㤸㥤慤晢㠹ㅡ晤摣㜰㔸㌳㔱慢捤摡戰ㄲ㉡扡㕢摤㈲㉣㡤戵〵ㅡ㐶㜱㘷户摡㍦搸摥ㄸ㈳㠶㙣挸戰㐸㡡ㅦㄸ㙣〸收㡡㐵㔴㘹㥤つ㜰慢ㅢ挵㐵㍥ㅤ㤳扡慤㌰㌰敦㔷愷攵慡㌲挳㥡㤶晣戰敡搰㌸㉤㉡㌹慡ㄹㄳ㡢ㅥ㔴扡㑦㌹ㅥ收ㄴ㠳㙢挶〹扡愵㜰㠹〱㘲㌷捣捤㔵㝣㠴㜶ㅢ〳昰㘴戰㜵戰㠳ㅤ〹㐲㈷戴捥㈸㐱ぢ㈹㠴㥢㕣〴㜹愷㑢㡣㐲㤰ㅡ㉡晤敤愰昸攲愳㑣摦㌸㤸㠹㌲㈱ㄳ㌱摣㤵㘲㍤〰戹昱挸㈴戹㘸㌸ち㤸〷㤲㑤〹慤晥愸㡣㈶挶〰㑤㍥搷挷㉤ㅥ挶戲〶挹㌶㌵摣㜳昳㑤㘸搳摡摡づ攳愸㕤愹搵慢㔲愹攲㐸㔶㉢㡤扣㈵昰愵慥〰〶摣㤴戲㉦攱愶ㅣ挵㔱㡡㑢㈶㤲扡户扢戵㠳攸慥㠴ㅣ挶〸㔴ㅦ〳㤰㈹㙥㌹ㄵ㄰㙢扢愷㐰晢㜰㘷昳〲㠳扡㍣〷㤱搶㔶㐴㔹㌶㠳晢㜸㡤㈸戲攲戶㔸戳ㄹ㘷挶愱捤ㅥ㉢㍡㘲〶㐵㕢〲㐷㔸㘷㈰昰ち〵ㄸ㈳㕤㜲〷〷挹㕣〸愳扢ㄷㅥ㔰㡦㤹ぢ㐰㠵挲㠰㘰㡣㤷愷愰っ㜶ㄵ㡣㐴㠳㍢摢戴扡〵愳扦戴扣戵〹〰挱㌰㌰つ㕡戴っっ㥣㈹攴㌷㌶㜰慥㐲慢㤴〸㘹㍣㤸捡ㄸ攵㌰ㅣ昶㐰ㅡ戸㠹〷改〵〷㑡挸摦愵㉥㠶㐵㜷ㄳ㐷㉤ㅣ㠱ㅣ昷㤲㤶挲㌹摤挷昵ㄷ㝢㜷㑢昱㐴戵㑡㜳ㄷ晥戹㉤㠱㔵㕣摤〸捣搱㕤㉤㤷戲搴㥡㘸摦㕤搳㔲ㄱ㕥ㄶ摣㌷㍤㜶㐴昷㉢换昳晥㕡㜰㜱慢㕢㤲挸㍦つ㝦挴扡㙦愷捤㥣戳㜹ㄱ㜵㤵㝢㕦㍡㘳㍢㘷㙤㌵慦扣挷㕢㝦愰㄰㕣愱散攵㈴㑢㤹㝦攳㥦㑡搹㑣晥㐷ㄸ㜱㌳搳收〰㑤〷〹挷㔱㈹㤰〶㈳挸愷搰〹㙣昷挶慤〱搲挹慥ㄶ㍡㔱㠲㘰㥢㔰散愵㔷㡣㔰挴て㠱㔶ㄲ㑢㜰㈴挷㥥㍦〱搶ㄷ㍦㐰〹ㄱ㡥攷㔰㡣攴摦㠰㕣ち敡㤴㈰て慦㜸昰㐲挸晦て㤶㈲㙥㕥㤷㥤晥ぢ捣㉣扥摦㡡愲㉢㠹愲敦戵愱㐸昰ㅡ㠸攲摦㍢㤰㠹㔲㥥攱搹㤷ㄴ〸攷㥡戶て愰慦晡㠵摦晦攱〱㜴㈶㈴づ㘵愳㈱搴㜶㉤㥥ㅢ㈶㐲㑦㥢㠹挰攰扤㌲ㄱ㡥㈱㈳ㄸ挵て㑣㠴搰〷㌲㡢㠲㡤㑤〴挶昶㔲っ挱㔸愸㌵收搶攰〹散ㄲ㡢晥戱㈳戸㜸㉢㍤挴昳愱戴扣㈹㜸愴㉥㙤㉦㥥搳㕤摤摡慤捡て扢ㄲ捡捣㕤挰㑤㙥搵㠵㍤㉥㕦户㐶㜵㕡挷㔷ㄱ㜹搹户晤㈹㥢扢扦づ㑣〵㈹㜰摦㡢愲㈸扣っ㑦㠹攰戹㈱昳㠱㕤摦㍣晣㠷晢ㅥ㍣挸摢㙡㈱慤收㙦㐴扥㥢㤰㍤敤〹〴㜵㘳ㄷ㐵㉥收㠷㌹挷昰㠹㤲戹㔲㤳㤳扡慢慣㈰㑦戳愲㙣㐰㜸㌱挲っ㠸㙦㉢㤸㤸戸昷㄰㤸㤸㘳㉤敥㑥昵㘱㤳㜲ㄱ㡥挵㈶慥㝣㝡㔱搸㔰㜴㔴㘴㕤㕡㥢昹㙦㐳ㄵ扤挴㠹㈴慤㐴㥥㍡㤹㠴昸㔶慢慥摢㑦㕤ㄷㅣ㘴ㄸ昶㡦愴ㄴ攲て愴㤰昸㐱㠶ㄷ〲㤴㤴㍡㠱㑣晥㈶㠰㤴挸㕡㙢㠸㤷晥㠰㙤㈱㈰ㅢ㤷晥扡晣㠸〵扢〸㉣㐶扥昸㙥㑦戴戴㐵㈳搵挴㔰慤戲㘹收㤱㔱㠷ㄷㄶ㡣㐷愵〹㑢㘷ㅦ㑡㌷敤㡥攲㑢〶慣㈰昰ㄶ㌰㜶摥愲慦慤㘴摤㙥搷㜱昳〳㝡愶愰ㄴ㠶扤㤳挵㌸㤰慡ㄸ㕤搰戴ㄴㄴㄱづ〶搹㐶愷扥戰ち㍡换摥㡤㔳㈹㠲㝦晣㔲㠸昵愳捤愱㉦㙥慤愱㡥戳㝢戱㐰晥㘰㝦㕤㤹挲搸㜸㉢㌹〶ㄲ㜶㔳慤㡡挱昵昰㤳攸挲㐵㘷㠴搶捣慡㘷戱ㅦ㝦㈲捥敡挹戶改㝦㐶慦ㄵ㘷㥤㘲㙦㠶戱ㄳ晡晦㍤㈸搸㔰晦ぢ挶摥ㄴ㈲摦ㅢ㘶昸㤰㘷晣㘴挳㤰つ㜷〴㥥㙤〴㙦搴挱㔸㔳㔹㠶扣㠳摣㍣㍥㕥つ慡㤵〴㠷摦㉢搷㝡㌵愲搱㤷戶㙤㕦㐷〱挸搸㔰晥〹㠸愰㡥晤㤳㜲㉢㍡摤ㄶ摥㠷㡥扢㡥㤹ㄵ搷昱ㅣ挳ㅦ㤹㐷搰㜷㠴摦㥥ㄹ戰㜹㈶挴搷㕢㠵摡㌵搸㠹晥扢搱攷昸㉣〴昶㜱改扦㔲戱㐸㐶ㄶ㌶ㄷ挹攰㜷㐸㐳戱昰ㄲ戵㠳㜷㤱㜱㘷㕤慦攱搳搵㔹昸㍡㝤ㄶ㙤〹㘵ㄷ㜸㥣㕢㙦㘸㜰敢㜰㐷敢摤昰〷挹摡ㄸ㠲㘳㙡〹敦扢㥢晢摡扡〷挹戶攱摡㍣戶散捥攷㔶捡㍦づ㥣㙥敥㉤㐹㤲攱㍢昹㐵㜲㐹㉢ㄳ攲搲晥㐱晣摤扣㠳㤶愳つ㠳捥挳て扡改〸ㅢ慤挱㝤戶㠹攸昷㘹㜴ㄵㄳ〴昸㘹㝡㤸攱㠳愰㤷㡦慣㈸扥㠲㘵㤱〱㤰捦ㄴ㉡〰㥤愹晡戱昵愸㝡㈸ㄲ挸㠲㘷っ㤲㘳㐹㝣〹つ戹㕤挱戲挱ㄲ㕣戶㔰㘷〹攴戵愸〷昲ㄹ挱戳㠴㥡挸ㄷ搰愱㌱ㄱㄳ愵㥤㈷昲昹昵㈶㈲㘸〵愸㠵挶挷ㅦ㡡戴㠸㔶㐳戵㘶ㄱ搸〴づ挰㈰挵㈲㘵㑤㈱〸㉤晣㠰㤸㐱晡㔵昸昷戹㠳捦㍥挳昴搷㠳㐲〹㐲㔴㈵㈷㑦㐱愸㈶晦挹昸攴㕤㤴㜶㥥晣挷搷㥢晣㄰㘵㈴㘷愲昹〰〳㍤愲㡣㍦㙡㌱㜵㘴戸㡦晣㠹搳〴昸㈵㘶㌱愴愳㐴昵㍤㡢っ晡㜲挳㔵慢㜳挸㐴㝤昳㕣㝦捡挷㍤捡㍥攲㐵㐸晡㜲ち㠱㌳戶㄰㘸挵愲ㄵ㝡㘱户㠴㙣挰㤲昸戵㙣㐷㤱㕥攸㌲挲㉦ㅥ㡥㄰昳㥤愷㥡㕥搰〶㘱〴ㄶ㈹改㠷ㅢ㈹㍥扣㕥㘳㔴㈰㠱㝡㠲挶愴㌳搵昸愱愸昱㍥㝣㤵愵摡㘴㜸㠳㠰改戹愸㌱改㔱㌵㝥㌰㙡晣㤷㝤扢ㅢ㡤㈳㍡っ㐶捥㤳㐸㔲㙣㕤㘵晤挷扥搰ㅥ㐴昳扣㐱晤搹㘷〴挵㤴㥣㉡㜴㕣㔳ㅡ戴ㅦ㤷㐱㕣㝣㈳㍤㠳扢㑤戸〲〲㈱ㅢ晣慦ㄲ㡥攲捥搳戴敥敢昸〴㝡ㄵ挱㘶㔷㔳㑦散㕣㌰㘶㕤ㄴ昴ㅡ㐷㍤㥣愹慡㕢㡡㐴㘰づ攴㠲晤摤挰㈹㥦㘲㍡㌶昷㈳ち㤲㘵㜹㠷愴㍢攵愱〲㉢㌹昱挱〸戳㤹昳㑤〲搳ㅥ〰㜲㈰ㅤ〱㤹搱捥〳〶㠱ㄸ摥㔶捥っ㤱晦ㄵ㜳㝦㤰ㄵㅦ㈲㜸㄰愰㈴挸散愴㠳挲㐳㉣㝢昱昱〷㕦㜸昲㤱㍦㥤㝦㍡㉢敥㡢㕥ㄳ㈷㈰敤㘱㌶晤〸㐰てㅣ户㈲㈴扦㤲昶㔱㜶收㥢ㄴ挸っ㔱㘴愸搷㍤挲戲㡦ㄱ㝣ㅣ愰㤴攷㌴㌷扤㕦㕣㑤㤷㍡敢ㄳ攸㉡捥ㄳ攰愷㝤㌲捣昰㈱捦ㅤ㜸㝢㘷㉢㤹㠷攰攸㤳㝥〴㌹ㄳ摦敥摦㡥㙦昱搷戸攸ㅥ晣慦㐸昲捡愴捦㘵摦搶摤㔸㈴㝦㕡攳敡户㠲捤㝥ㄹ攳㜰㕤捤搸〹㐷愴㍡㈹㘶ぢ㠲㤸收㠲㠵㠳㌷昰㉤〷㔴㠵㄰挴扥慡戰挳㡡㠳㈸搰㍥挳愶挴㌱昱愴㝤㤶㑦㐴慤摡挴捦㠵ㄹ㍥〸攲㔵㜵扦㈷散ㅥ扤㤰戸㔶ㄵ㘶换ぢ㠹㝦㔵戱ㅣ㝦攱愳ㅣ㑣㈱ぢ㤹愴㍥㈲搲ㄴつ㝤〹㤹㠱㥥㐱捥敤㉥晣戲攷㐴攵㜴昵昴改㝦っ收㐶㉥捦扤攷㕤晤㡦㍥昷换攷㍦晤敢昷ㅦ昸昳㍦ㅦ㝢散搷㝦晣昴㌳晦㝣㝡昱挰捦ㅦ㝦晣愷㜷㝣昵㤹攷㜷ㅡ㕦换㍥昵㡦㤹慦摤㍦㝥收晥㝢㡤㤳㌷ㅥ扥晦扤昷摣㌹㍥㜷搱㘸㑦㑦㙦敦昵挳扦戸散㑤㐳攷敦晤扥昸挹敦㉥戵㠵㕡㉥㕥㤰㥣〶㤷慤愶昱㘵㘴㌰つ捥昸㔵㥤〶㤷慢㌶㙡㌱摣愸㐹ㄴㄴ攱捤攰〴㔴㠵㥥慣攸晢て㠲㑦戴戴 | 㜸〱捤㥤〹㜸ㅢ搵戵挷㜵㙤㙢攲慢㌸戱㈰㘱摦〲〴〸㠴ㄸ㙤戶㈵㈰㈴戶戳㄰戲敦〹〱捣㐸ㅡ挵〶摢ち㤶戲戲㌴㠱㐲㐲愱㤰〷㈱㤴ㅤ捡搲㐲捡搲㐲搹㤷戲戴㤴㤶昲ち戴愵㝤㝤㉤戴㤰〵㈸てち㉤㠵㤶攵晤晦㜷收㕡㈳㘹攴㌸㝤㝤摦㔷挵㍥㥥㝢捦戹攷摣昹捤㥤敤摣搱挴㈷㝣㍥摦㤷昸昰㉦㍦㌵㕣搸㝦敥敡㕣摥敡㙥㘸换㜶㜵㔹愹㝣㘷戶㈷搷搰搲摢㙢慥㥥搶㤹换㔷挳挰㘸敦㠴㍥攷㙦捦㜵慥戱㙡摢㔷㔸扤㌹ㄸ昹㝤扥摡㕡㔹〵㝤㔰晦敡㠲㘴㉢㔹㐳〱㉢㥦㌴㈸〶㔱搴㔲㐸㡡〰挵㘰㡡㍡㡡㈱ㄴ㐳㈹敡㈹攸㔲敥㐶戱㍢㐴摤㌰㠸㜹㙤慤㌳㤳㘷愰㠳㜳昳搹㕥敢攸ㄱぢ散㙥㡣つ㠷ㅢ挲つ戱收㜰㔳㐳攸攸ㄱ㙤换扢昲换㝢慤戱㍤搶昲㝣慦搹㜵昴㠸㔹换㤳㕤㥤愹愹搶敡㜹搹㌳慤㥥戱㔶㌲ㄴ㑤㥡戱㜸㌸搶搸㤸㐹㈴攲㜵挳攱㜹㐶㕢敢慣㕥㉢㤳晢㔷昹摣㠳㍥㘷戶戵㌶捣戰昲晦㉡㥦㝢挲㈷㕣㑥挸㜶㥢㥤㍤晦㈲愷㝥㙥愶挶〹㔶慡㤳摢搳戲㝡㍢㝢㤶㌶愰摢㐵愰㔱㙡㙥㘸挹攵㤶㜷㉦攳搰㘸戳扡扡收㔸ㄹ戵ㅤ扢㈷攴昲戳捣摥敥㕣㕤㌷昹㔹扤㔶㑦捡捡つ敤㥥戸㉡㘵㜵㌹㠶戹摡敥〵㘶敦っ戳摢慡攱㐲㝤户扤つ愷愴慤㥥㝣㘷㝥昵㤰敥昹㌹㙢㡥搹戳搴愲㠹扦㝢昲昲捥戴愸愹挱㡦慦晡〸慦㥥愹つ㠵晥㜴户㜵㤸扤㜹㔵攲㈶っ㝢搹扡㠶㡢㕡㡢愲㝥㜱㐸㡤㈸㘹挵㙤㌶户戳㝢慡搵摢㘳㜵㌱〸户攴攸ㄲ㈳〵挸摥づ㝤愴昴敡㜰㉢㠹挱捥晥挴㜵㘱ㄴ㘳㉦㠸扤㘷㘴㝢扢㌱㈰愷㕢㘶捦搸搰搱㜳昳改〹搶㡡戱愱㠶㠸摣ㅢ㕡戹て敤昶㠵愸㝦㝢晤晡㙤搷㙥摥㝡昹扤㕢㉦晡晡昶㑤㌷挹晤愸摥ㅦ㐲搴扣㠹㍤搷敤㥣㝢㑦㔵扢㔹搵㥥慣㙡㑦㔵戵愷慢摡慤慡昶㑣㔵晢搲慡昶㡥慡昶捥慡昶㌳慡摡捦㠴㡤晥搴づㅡ㔴攵㝣昶ㅢ㜳㝣晥㌷捦户㑤扤攱昱挴搳〷晤昱㜷㔷ぢ敥慣㙡㕦㍦㄰ぢ晢㔴攸㙣愸㔱ㅥ〴戵ㅣ〱㘱ㅣっ㔱户㝤搳昷户㝥敤扡敤ㄷ摥戶晤晣扢攵㈱搴ㅤち㈱挴㝦愳慢散敥㘹敤愷捥昰捤摣㌶晤摥㡦ㄶ慥㝥敤㥤㜷㕦ㄱ㍣ㅥ愸㌸㠷㘱㘱㔴㠵㌸搱收㐴搱愷㔱ㅥ㑥搷㐷㐰ㄸ愳攸㘰散晣愸㍣㤲㔵㐷㐱〸昱㑢㈷摡㍤摦㔸戰敥昷挷〷愶摤昴晥搶㘹挷づ㝦㝦慥攰㠱㐷㐵㍢ㅡぢ㐷㔶㠸ㄶ㡡㌴㠵ㅡ㥢攲㡤攱㘸㌸㥣㘸㡣㐶㥢㈳㜲っ㝤㌷㐰ㄸ挷㐰散㙥慦攵㡥ぢ㥥搸昶攸挶㙤㔷㙤搸㝥搹㝡ㄹ愲㐵ㄸ㐲㠸㤷㥣攸摦㝥戵㝤搸攳㌷愵㘶㝣㙤改㍤挳搶搴扦昶㝤挱㈳㥥㡡ㅥ挵㐲攵攸㡤㈱昷㈷ㄲ㤱㌱晡㙥㠴㌰㥡戸㘴㡦〸㌰㤶捤㉣挶㈱㠴㜸摥〹㝡昵㜷㝥昰搳㝦㝣㝣敡攴㑤慦㥥㝢㔹攲挶㈷ㅥ㄰摣㌳㔵搰㘳戱㜰㔴愵㔵づ㌵㈷摣㐱挳昱戰㍣㡥捥㡦㠷㌰挶㐲搴㙤扢攴愲户慦戹㙤挷㔳ㅢ㜷㍣㜹愵㍣㠱扡㜱㄰㐲晣挰〹扣愵晤晣捦晣搶㐳ㄳ㌶晣攵㤳㉦ㅦ㌸敢搵㕢〵㡦敡㉡㜰ぢㄶ㉡㙤搹㠸㍢㙡㈸ㄴ㡥换㔶扡㙥㠳㌰㈶㐰搴㙤㝤散搱户搷摥っ搴㍢搶㕥㉤㈷㔲㌷〹㐲㠸㐷㥣戰㥢㝥戶攳戹㈹㐷昴戶摤㝣摥㕥㠷户收晦㘷㠶攰㜹㐴㠵㍤ㄱぢ晢㝡慥㙦愴㈱ㄴ㙦㤴㔳攸散㈴〸㘳㉡挵摢㔷摥戰敤㠶㡤㜲ㅡ㙢愷㐳〸昱㍤㈷挴改敦㕣昲摢㈵㥤戵㔳敥搸戳敢ㅢ挷扥戴㘰㥢攰㝥愶㐲捣挴㐲愵㌵ぢ㠷㡡㠶㙣㈲㈱㘷搱昵㙣〸㘳づ㠴戳㘶昶㔰㤲㜳愹㥢〷㈱挴ㄶ㈷㙣愷搵㌸攷慦㕤愷㑣晤㔶㔵㜲㔳㜳攳〱㈳〵捦㡢㉡散〲㉣㔴摡㈵㈳㌱戹㤰扥ㄶ㐱ㄸ㡢㈱敡散㑤㠶㌸摢敥摢㈴㑦愶㙥〹㠴㄰户㌹㜱㡥敤㌹㜸晥㌳㑤ㄷ㑥晤㙥㝥搸攲攴㕦㤶慦ㄶ㍣昵慡㌸愷㘲挱㥢㘰愸〱㝢㠶㍣㡤捥摡㈱㡣搳㈹戶摦扣㜹敢つ㔷㑢㤳戵㐹〸㈱㙥㜰㐲扣㝣㜷换晥晢㙦㥤㌱攳搶摣ㅤ搵愱㥢昷晦㡢攰㠹㕤㠵㐸㘳㘱ㄷ昶〴㡢扥㌳㄰挶㔲㠸㍡㝢㑦搸昱挴㜷戶㕥扡㔹㜶㔰搷〹㈱挴㘶㈷敥㘵㠱㥦扤ㅦ扡晣戹㈹㔷攵㡥㕥㌵㜱户愳㐶ぢ㕥㑢愸戸㍣っ㔶摥㜲挵㝢㘰㔸㜶搱㜵㌷㠴搱㐳戱敤扥〷戶摤㝦扢捣戲㜶ㄹ㠴㄰㤷敢ㄵ㥤晡晥㤶ㄷ慦戹㘷昲摡㈳㘶摦㜶搷㝥昳攳㠲搷㉤㉡㘰㉦ㄶ㉡慥㘸㜳㐹挰戰捣搱㜷ㅥ挲㔸㑥て㘳攷㐵攴ち㔶慤㠴㄰㘲㠳づ户挷㡦㌶晥攲昵摡㈹ㄷ㙦搹晢搳㐳挶敦昵㝤挱㉢㈴ㄵ㙥㌵ㄶ㉡つㄱㅣ戵搷搰搷搹㄰挶㌹ㄴ摢㉦㝢㙣晢ㄵㄷ挸㜳㔹㝢ㅥ㠴㄰敢㥣〸ㅢ昳㕢㙥搸敢晢㥢㈷㝤㜳昷㝤昳挷㕦昰挹敦〵㉦扦㔴㠴戵㔸愸㐴㌰㥡㈸㕡愱㔸㤳㕣〷㙢㜹㍥㠴㜱〱㠴摥慢敤㠳挹㔷愹扢㄰㐲㠸㌵㑥搸〳搶搷㍥㜸昷㐷㙤㔳慦㐸㝥㌸敦㤹戵㈳搳㜵敢愱㥥敤㥣㐷㈷昴㥡㉢㜱㘵㔲戸攸挱晥捣㝦㍢扦摡挳挵㕥愶㌱搳㥣〹㠷搳㡤㈱㌳㙡晡㜹慥ㅤ攸㘵〵㌷㘵㕤㘶㘱㘷㑦㍡扢㔲㕤㘷散摦㙡收慣挲㘵挷㘸㐷搷㥡㕤摥㤳捥敤攷慤㥣㥢㌷昳搶扥愵扡㠲㤳戲㘶㜳㜱ㄵ㘶攵㔴扣〳㑢㥢㉤㌰扢㤶㕢㉤慢㍡㙤昵〱㈵㙡㕣㠳㘵㤳㤵戵㤳㝡慤戳晡戴㘵㍤㙡挱㜵晦ち攵扢㙣㉤㙤㤵摤慦ㄱ㙤ㅤ搹㥣搵愳扡㌷扡㝢㔶㘷敡㑣慢㜷慥挵扢〶㉢慤㔶㜵て慡㥣ぢ挱搱㌳㝢戰愲戸戴㑢ㅦ攲慥捤㑣㕣㤵户㝡搲㔶ㅡ晤㕤㘶昵收㔷捦㌳㤳㕤搶㥥㐵㈶㜶㑣㈸昶㈹慡㥥㤴㑤㉤捦戵㘵㝢昲扤搹慥㘲㑤㑢㝡㠵㠹㡢捦昴昴㙣摡挲戵㘳つ㍦㍥攱慢慥ㄶ挲㜷㤴搷〵ㅣ晤收ㅡ搴㠶㜰㙤㘲㕥㑡敥㕤㍣散ㅡ收㘰敤戰ㄶ㕤ㄶ挷㘴搵挸㥤㌸㔳㝥改收挸捡㠶慥㜵攲㉤ㄶ慤㐷㔵戶㔶㝤散摢㜲晦扦挶㔵㔵挳㥣戵㥦戸〲ㄷ攸㈷㥡㍤改㉥慢户摦ㅢ㐴挱ㅥ挹つ㄰晥㤵搸㥢㉢搲攳〵愶㔸㈵㔶晢㔷㜶愶昳ㅤ㐶㠷搵戹戴㈳㡦㍡摣㐴搶搶ㄲ㙤搹㐷㝥つ㔵昲ㄲ㡡㑢㈱〲〱㥦昱㜵ㅡㄹ〱㜹㤹㕤昶昳戲㜹搷㉦晤慢搰㑡慡㕢つ摣ㄷ收晣摤㤳戲扤戹敡㙡慦戵㍣搱捣㜵攴㌹㍣晢㔵昲㈲㕦㕥㑥戱ㄱ挲捦㉢昶㥤摥㔹昰捣㔴挳ㅢ愸㈱摤ㄳ慣㡣㠹摢㔶戵㜷ぢ搳摦㙤摦〹㑤戰㜲㈹挹㕢愶㈹搸㔷㔶ㄹ㔸挲捥㕦搷捤搱㙦慤捡㑦㌰昳收愰㙥摣㝣㘱㉢㐹ㄸ㡤㔶慤散㈵戶ㅣ愲敡㜴敢㠰㔳㠲㠷愰㕡㜴㜹ㄹ慣㉡㙣㑦搸㜱戰扦昸慡ㅤ搹晦㑡愰敦扣㍤㌲㑡〷㝡昱㑤ㄴ敥敤搲㤳慤㥥㜹慢㤷㔹㌹㥡搷ㅡ晤愲㉣摤扤攸㙣㘶㉡㌹㍦摦搹㤵㙢㐰㑦㈷昷㘶㤷㉦晢㔷晡愱㉦昹ㅦ㄰晡攳敦挱㈸ㅥ昸㍡〱㤷㙦搰ち㙥㥢昶㜶㕦㉤扤戱㐶昲㔶㑥㜲戴挲搹㤷昸愳㍥昲㉡晣〹昴愷昳昳㐶㙦㔷㙥㌸晤戰慦敢〶愱㜹扤㤶扡㠵慥㔵〵搰ㅥ搲扤㌰摢㝢㘶㌲㥢㍤㤳攳㘹愸㉡攵㍡㉣㉢捦摢搲挱捥㙤戸扡摤ㄶ愲扡扡攸戶搲㜵晦捡ㅢ㕡攳ㅡ㠸晡㙤ㄷ慦摤㜶晤挵㕢ㅦ扡晤慤㈷慥摦㝥摦㔳挶戵愸慣挶㉤戲㜱ㅤㄶ昶㙡㕤摥搹㤵挶㐹扡㝤敥㠴㐹敤摤㌸〸㜷㌵慣敡捡慤ㄲ㘹慣㍥敦〳慦扣㌹扣㘹敤㤰ㅦ戵㙤ㅥ㜱昱㥤晥㝤慥晦扢㐸㌹㡡戲ㅢ㔱摥㘰昲㌴㉤㙦㠴㄰㈶捣㜸㔸挱㜲昱㐷摥㡣戲扣㠵攲㥢㄰㌸㌸㈸摣㌸㌶摣㘶ㄷ挵〸晣攵昱㐱摥㑥㜱〷㠴㌸〴㠲㝢愷晣ㄶ㠴晥㠸㐵昰捦㡤慥㌶摣挱愸㉥摦㜰㕢㔰ㅢ㤰晤攸挴愱戰攰挶㤳㠴㈵〹㐷ㄲ㡣㤸〱挷㥥〰愶㍢㡡戲㍢攴挳搱㑣〱㜸㠰敤愷挲捣ㅢ挰㠳㡣昱㄰挵挳㄰㉥〰㡦摡㐵㜱〴晥㉡〰㡦搱攸㜱〸挱㝢㘶〵攰〹㉣攸㡦㘸㐵㡣㍥〰愳㔰㕤づ攰㘹搴〶㘴㍦㍡挱㍢㜱㉦〰昱㑡〰㥡ㅤ㐵搹㑤晢ㄸ㜸㔲〰㝥㠲〵搱㔸ㄱ挰㡢㔰换㥦㔱扣〴攱〲昰㜳扢㈸ㅡ昰㔷〱㜸㤹㐶慦㐰㠸㄰㠴〲昰㉡ㄶ昴㐷ㅣ敤〶㜰っ慡换〱扣㠶摡㠰散㐷㈷挲戰昰〲㜰㐸㈵〰〷㍢㡡戲扣㐱っ㥥ㄴ㠰㌷戰㈰づ㠲㤹昷〸昸㈳搴昲㑤㡡户㈰㕣〰戶搹㐵搱㠸扦ち挰㜶ㅡ敤㠰㄰捤㄰ち挰摢㔸搰ㅦ戱㈷㘲昴㡤㠰㈶㔴㤷〳㜸て戵〱搹㡦㑥挴㘱攱〵愰捥㔹捦戲㘳挰㘰㐷㔱㤶挳㌸づ㥥ㄴ㠰㡦戱㈰㘴㐵〰㥦㐰㉤㍦愵昸㍢㠴ぢ挰㘷㜶㔱ㅣ㡦扦ち挰攷㌴晡〲㐲㥣〰愱〰戸㡦㈹㠲挷改㍥〰㘳㘹㕣㜶昰慥挶昱㈱㈰晢搱㠹㜱㘸攷〵攰攳㉦㉡ㅣ〳晥敡㈸捡㜲㈹慤昰愴〰搴㈱愸昸〸㘶摥㈳㘰㈸搴戲㥥㈲挸摥ㄵづ㠲扢摢㐵搱〶㐷ち挰㌰ㅡつ㠷㄰ㄳ㔱愵〰散㠱㤲晥㠸㜷㄰愳て挰〴㔴㤷〳搸㠷㍥㘵㍦㍡㌱〹敤扣〰扣㔱〹挰敢㡥愲㉣慢挳㘴㡤〲㜰〸扢晣扢㡡〰㐶㐲㉤て愳㌸㥣扤㉢〰ㄸ㘵ㄷ〵ㄳ㍥ち挰㤱㌴㍡ち㐲㑣㐳㤵〲㌰ㅡ㈵晤ㄱ扦㜰〳㤸㡡敡㜲〰挷搰愷散㐷㈷愶愳㥤ㄷ㠰㥦㔴〲昰㠲愳㈸换㌹捤㠲㈷〵㈰捥㉥㍦㕦ㄱ挰戱㔰换攳㈸㡥㘷敦ち〰㑥戰㡢㘲㌶ㅣ㈹〰攳㘸㌴ㅥ㐲㌰昹愴〰戴愰愴㍦攲㐹㌷〰㘶慣捡〱㑣愴㑦搹㡦㑥捣㐳㍢㉦〰て㔴〲㜰扦愳㈸换㝥㉤㠴㈷〵㘰〶扢晣摤㡡〰㘶㐱㉤㘷㔳捣㘱敦ち〰收搹㐵戱〸㡥ㄴ㠰昹㌴㕡〰㈱㑥㐶㤵〲戰㄰㈵晤ㄱ摦㜶〳㔸㡣敡㜲〰㑢攸㔳昶愳ㄳ㑢搰捥ぢ挰㡤㤵〰摣攰㈸捡搲㜲愷挱㤳〲㤰㘶㤷慦慢〸㈰〳戵㕣㑡搱挱摥ㄵ〰㥣㘱ㄷ㐵㍢ㅣ㈹〰㘷搲愸ぢ㐲㤸愸㔲〰扡㔱搲ㅦ㜱㠵ㅢ挰改愸㉥〷㜰ㄶ散〳戲ㅦ㥤㐸愲㥤ㄷ㠰つ㤵〰慣㜷ㄴ㘵㐹㐳ぢ㥥ㄴ㠰㌵散昲㠵ㄵ〱㥣〳戵㍣㤷攲㍣昶慥〰㘰慤㕤ㄴㄹ㌸㔲〰搶搱攸㝣〸搱㠱㉡〵攰〲㤴昴㐷㥣攳〶戰ㄴ搵攵〰搶搳愷散㐷㈷㤸㤲昴〲搰㕢〹挰㔹㡥愲㉣㝢搹〵㑦ち挰㐶㜶㌹㕢ㄱ挰ㄵ㔰换㉢㈹㌶戱㜷〵〰㥢敤愲攸㠶㈳〵攰㙡ㅡ㝤〳㐲㘴㔱愵〰㕣㠳㤲晥㠸㡣ㅢ〰㜳㥦攵〰㙥愰㑦搹㡦㑥㉣㐳㍢㉦〰愷㔴〲戰挴㔱扣㕣㥡㑤㘵㔶㔴〱戸㠳㕤㕥㕣ㄱ挰户愱㤶㜷㔲摣挵摥ㄵ〰㝣挷㉥ち㈶ㅡㄴ㠰扢㘹㜴て㠴㔸㠱㉡〵攰㕥㤴昴㐷捣㜲〳㔸㡥敡㜲〰昷搳愷散㐷㈷㔶愲㥤ㄷ㠰㐹㤵〰㑣搴〰㑡昳扢㙢攰㐹〱㜸㥣㕤㙥慢〸攰㐹愸攵㔳ㄴ㍦㘰敦ち〰㥥戱㡢攲㙣㌸㔲〰㥥愵搱㜳㄰攲㕣㔴㈹〰㍦㐴㐹㝦挴戱㙥〰攷愰扡ㅣ挰ぢ昴㈹晢搱㠹昳搰捥ぢ㐰愸ㄲ㠰㘳ㅣ㐵㔹晡㜹ㅤ㍣㈹〰慦戰换㘳㉡〲昸〵搴昲㤷ㄴ扦㠲㜰〱昸戵㕤ㄴ攷挳㤱〲昰ㅢㅡ晤ㄷ㠴昸㉡慡ㄴ㠰摦愲愴㍦㘲愴ㅢ〰㤳搷攵〰㕥愷㑦搹㡦㑥㕣㠸㜶㕥〰昶慤〴㘰ㅦ㐷㔱㥡〸昷㙦㠰愷㕤㐸㘰づ㘶㠷㌳ぢ㍡慤㤵捣戸っ捤㘰㜶扤㙤㜹㉥㥦㔵改愱㈱㤹〹搹ㄹ搹晣㠴捥摣戲㉥㜳昵戰㡣戳戰戰挳敡㐱昲戶ㄷ㌹摣㤲扡散戲㘵㔶㕡㘶收㘶㤷昷愶慣㈹ㄳ晥ㅤ㤲扢㔸㍦㙣㍡㤵搷慤ㄲ昸晣㜳昹㑡㑣㍤〸㥦戱〳摢㌱戸昵愶㐷户㕤晦㥤㔱慤㐷㌶㙣扢晢搶㙤㙢搷〵昰昱昹扦㠶㈸愵戹㈸㌵昱敦捡ㅢ慢挵㈰っ敢ぢ㤸攷㜵收扢慣挱ㄹ㤵戳㔵换戵ㄹ愰㐵㥡㍣㍤㈸㌳慦〳㌹㥡〹㐳㌲㤳㝢㍢搳㕤㥤㍤ㄶ户搰㜰摢㜴㥡戵ㄴ㈹昱㔹搹㕣㈷㥦戱ㄸ㤲㤹搷㙢昶攴㤶㌱扢㤷㕡扤㝢㔱㐹愵〱晤㤹搶捥㥥ㅣ挲愸㑤换攵晡捣摣㡥散㑡㍣挱戳扣扢㘷戲戹㉣昷㙦戱愹ち扢㤵摡㕥愲㑡㔴㔵㠹摡慡摡㝦㜶愳ㄹ㙦㜳㠳搹㥢㘹搴㡣㈳㐷㙣摤㜰搱搶㠷戹ㅢ晡㝣ㄱ晣搶㔰㘰摦攷昶扢〴㑢愵㐹㍣搷昶㉢挹挰戳愳㐵捦戰㜸㈶㠳晢㥥㠹ㅡづ㜳昹づㅡ搵扤ぢ㜱搲攴昹㔳ち㜳㔳晦愷愷㤱晣㤷挲昳㠰愷〲昶㠰昱㔰㝢晣㜰㝡㠰挳〹晢㉡㠶〱㑢愵㘳㌲㤰㔱㌶ㅣ㥥㐳ぢ㡢㤳㤰㑤慥换㑣㌳㤳㔶ㄷ㤲攰摤㘶㝥愸㕤攰㙣〴㥥㔶挹㌹扡戶㙣㜷户挹昱挶㘷㙥收愶捣㉥慢㌶搳戲㍣㥦㥤摥搹㈳㌳㄰㙡㔰㍡㔵收㉡㔴㤹慢散㜴㜵㘶づ㈷挷搴㌲㝤㘵㤷㥡扤㥤昹㡥敥捥㔴㉤ぢ㥣挰晡户ㄸ愸㌸愲搴〰愶晥攸愳㑢㘹晥摢捥㐲㘳㜳㌷㘰捡㠸攸戸昹㌱㥣慢㠴㠱㝦攲㥦㥣㍢挱戱㐸㥤㘲攴㝢昰收慦㐲㈷㜸㜰㔲㥦て㔴㑥ㄲ㡢ㅦ㝣〵㌵㙡㘴㡢换㘸㠰㕦昹㍦㤰㕣攰㙦捤攵㄰晤㈶搶〷挱㈰㌰㉤㙢愶㈷㤹㈹㍣㍦㌷挸㜹㝡慥ㄶ㥢㤶挷㤹摥㈰愷㍡摡㤰戸挵慣摣㡡捥戴搵㕢换㡡戹㜸攰慦㠶㤳㈴㠶扤つ㤱昲慤昶昹晤㠳㙢扤㘲㑤搱扥㐶㍡〹㘴昷〳㠵㔳捡晣晦㘹㜶㝣㕣㌵㝢ㄵ愰㤴敦㘳㍤攴〷㕣愷㡤㈸㜲㝤㑡っ晥㑣㠳て㈱晣㑣搷㤷㙥㥢攲㔹〷捣㑤㐸ㄸ搵愸攷捥㌸ㅦ㔲㡢戹〳㌵㤱攲㔷㉢㌲搸㌵〱㘲搸㜳ㅦ戵晡㘱㌶㘳㉥㐶戹㤵づ搸〷㔷㑥戴㜰㜳㔴㔵搵㘰㔳ㅢ愵㤳挷㘵㘱攱慣㝢慥愵㘶㐶〴㜷㔰攳㈳㌴慥攳捥〲晦敤㘳㕢㈶㐶捡慥㈷〲〱昹㔷ㄸ昹〲攲㉡㐸扤收扣㌲〹〴戸搹攴挷搰捡扦㐱㠸ㅢ㔱攴ㄵ㠱ㅡ㈲㤲攷㉦㝢㔰摣㡣㉡㥥戲㝣挶愷愸ㅢ搰㈱㔲摣〲㜳ㅥ㈶攵摦改昹㥢㔸攲搱愷㙦㌴㝥㠶摡㥤㡦挶摢搸〲扦昲㜳㍡㜱ち㠲ㄹ㜷扤ㅥ慥㑤晣〵っ㈴㠷戴戸挳摢挰㠷搱㉦〵㠴昸ㄶっ戸㤹㡤㉡㤴㕣昸㈶㝢攲慢㠱ㄱ昰㙤㜱㜹㜵攱攳㕡㐸㠳㕥ㅦ㠰㠱ㄷ扥〷㔱㙦攳慢㠵搹挰昰㍤㠴㌶ちㅦㅦ㠱ㄵて愳㔴㠴㙦㌰㙡㜷㡥㡦愹㝡㔲㤳㜵㜴攲ㄴ挴㘳㔸搰昸搴㝥㙢て㠳㈱戰㤱㐳㘹昸戸户㐱㍤つ㠲㌴㜸〲〶ち摦㙥㈸つ敥ㅢ㝤ぢ㍣改つ㠳つ攸㍤敤㜲敡愲㌷㥣㑥昷愰搳㥦挰挰㡢摥㡢愸户改敤〵戳㠱搱晢ㄹ摡㈸㝡㝢搳昳㑢㈸ㄵ搱摢ㄷ戵㍢愷昷㜳㌴㔳昴昶愳ㄳ愷㈰㕥挶㠲愶攷ㅡ㝣晢挳㐶ㅥ㐰挳㔷扣つづ愴挱㐱㌴攰摣㠰愲㌷〲㈵搷攰㥢攴㠹敦㄰ㄸ〱摦㙢㉥慦〷戰挶摥㘸㠷搲敢㐸㝡㝤〳㤵㕥昸晥㠸㝡ㅢ摦攱㌰ㅢㄸ扥㌷搱㐶攱㍢㠲㥥摦㐲愹〸摦㤱愸摤㌹扥㙤㘸愶昰ㅤ㐵㈷㑥㐱㙣挷㠲〷扥搱戰㤱㐷搳㜰㠷户挱ㄸㅡ㌴搰㠰㌳ぢち摦㌱㈸戹昰戵㜹攲ぢ挳〸昸摥㜳㜹㜵㡤扥〸扤㐶改㤵㔳〱㕥昸㍥㐱扤㡤慦ㄱ㘶〳挳昷㈹摡㈸㝣㑤昴捣戹㠳㈲㝣㜱搴敥ㅣ摦㘷㘸愶昰㈵攸挴㈹㠸捦戱攰㠱敦㔸搸挸攳㘸昸㠵户挱昱㌴ㄸ㑢〳捥㑢㈸㝣㈷愰攴挲㌷挵ㄳ摦㜸ㄸ〱ㅦ㈷㈷㜴㔸摥㜸㍡愳慦㠵㕥㕢改㤵ㄳ〹㕥昸㌸㠳㘰攳㥢〰戳㠱攱攳㠴㠳挲㌷㤱㥥㌹昳㔰㠴㙦㌲㙡㜷㡥㙦㜷㌴挳㡦㑦㥥㐸㈷㔸㔰扦㥣愶搰敢攱摡㜹愷挰㐶㥥㐴㐳㑥㘱㜸ㄸ㑣愵挱㌴ㅡ㜰㔶㐳攱㥢㡥㤲ぢ㕦㡢㈷扥㤹㌰〲㍥㑥㙤㘸慦慥搱㌷㡢㕥㘷搳㉢愷㈱扣昰㜱晥挱挶㌷ㄷ㘶〳挳挷改ち㠵㙦ㅥ㍤㜳摥愲〸摦〲搴敥ㅣ摦㈸㌴挳㡦㑦㉥愴ㄳ㡤㡦㤳ㅣ㝡㍤㕣昸ㄶ挱㐶㉥愶㈱㈷㐰㍣っ㑥愶挱ㄲㅡ㜰㑥㐴攱㍢〵愵挲㤹㘳㤱㈷扤搳㘰〳㝡㥣ㄷ搱㑥㕤昴摡改昴㜴㍡攵ㅣ㠶ㄷ㍤㑥㕥搸昴㤲㌰ㅢㄸ㍤捥㜵㈸㝡㈹㝡收愴㐷ㄱ㍤ぢ戵㍢愷挷挹ㄱ晣㈰㔵㐲㈷㥡摥㌸㉣改昵㜰搱㕢ちㅢ搹㐱挳昱摥〶㥤㌴㌸㠳〶㉤㌰㔰昴捥㐴挹㌵昸㕡㍤昱㜵挳〸昸㌸慢愲挳扡昶摤ㅥ㝡捤搲㉢㘷㐰扣昰㜱敡挳挶㜷ㄶ捣〶㠶㡦㌳㈵ち㕦㉦㍤捦㐱愹〸㕦ㅥ戵㍢挷挷愹ㄵ晣昸攴㜲㍡搱昸㌸扦愲搷挳㠵㙦〵㙣攴㑡ㅡ㜲敥挵挳㘰ㄵつ㔶搳㠰搳㌱ち摦ㅡ㤴㕣昸㑥昲挴㜷づ㡣㠰㡦㜳㌲摡慢ぢ摦戹昴㝡ㅥ扤㜲晥挴ぢㅦ㈷㑥㙣㝣㙢㘱㌶㌰㝣㥣㘷㔱昸搶搱㜳〷㑡㐵昸㉥㐰敤捥昱㜱㘲〶㍦㍥昹㔵㍡搱昸㌸㍢愳搷挳㠵敦㐲搸挸㡢㘸挸㤹ㅢて㠳昵㌴搸㐰〳㑥收㈸㝣ㄷ愳㔴搸㜷㑦昶愴㜷〹㙣㐰㡦ㄳ㍡摡愹㙢摦扤㤴㑥扦㑥愷㥣㝣昱愲挷㔹ㄷ㥢摥攵㌰ㅢㄸ㍤㑥搲㈸㝡ㅢ改㤹戳㌵㐵昴慥㐰敤捥改慤㐵㌳晣㘰挶㠳㑥㌴扤㜵㔸搲敢攱愲户〹㌶昲㉡ㅡ㜲摡挷挳㘰㌳つ慥愶〱㘷㠲ㄴ扤㙦愰攴ㅡ㝣ㄳ㍣昱㕤ぢ㈳攰攳㜴㤰昶敡ㅡ㝣搷搱敢昵昴捡愹ㅢ㉦㝣㔷愰摥挶㜷㈳捣〶㠶㡦㔳㍣ち摦㑤昴捣戹㥥㈲㝣户愰㜶攷昸㌸㈷㠴ㅦ㍣㌶㐵㈷ㅡㅦ㈷㠶昴㝡戸昰摤ちㅢ㜹ㅢつ㌹㘹攴㘱㜰㍢つ敥愰〱攷㤱ㄴ扥㙦愱㔴ㄸ㝣ぢ㍤改摤〹ㅢ搰攳㕣㤲㜶敡ㅡ㝣㜷搱改ㄶ㍡攵扣㡦ㄷ扤㙦愳摥愶㜷㌷捣〶㐶㡦昳㐳㡡摥㍤昴捣㠹愲㈲㝡昷愱㜶攷昴㌸愱㠴ㅦ㥦晣㉥㥤㘸㝡㥣㔵搲敢攱扡㘱晢ㅥ㙣攴晤㌴攴㡣㤳㠷挱〳㌴昸㍥つ㌸〹愵攸㍤㠸搲ㄱ晡㠶つ㕦㠶挱㜷㔴昰㉤戰户ㅥ晤搶㠸慤搷摤戸㙤搳㠳摢敦㝦㙣摢㔵昷㡤㜸收愱ㄱ㑤㘱慦㑣挲挳㘸て戲㥣愴搲〱攷戳㈶戰ㅢ㝢晤〸〳㍥捡㠰㥣㔰昲㈲换㤹㈴㥢散攳㌰ㅢㄸ搹愷搰㐶㤱㝤㠲㥥㝦㠰㔲ㄱ搹愷㔰扢㜳戲㥣愹挲て㘶戰攸〴ぢ敡㤷搳㔵㝡㍤㕣攳昲㘹搸挸㘷㘸挸愹㉣て㠳㘷㘹昰ㅣつ㌸扢愵挸晥㄰愵挲戸㕣散㌹㉥㥦㠷つ攸㜱㠶㑢㍢㜵㡤换ㅦ搳改ぢ㜴晡ちっ扣攸㜱ㅡ捡愶昷㔳㤸つ㡣ㅥ㘷慤ㄴ扤ㄷ改㤹搳㔷㐵昴㕥㐲敤捥改㜱㥡ぢ㍦㍥昹㥦㜴愲改㜱慥㑢慦㠷㡢摥捦㘱㈳㕦愶㈱攷挱㍣っ㕥愱挱慢㌴攰搴㤸愲昷ぢ㤴㕣〷挵ㄳ㍤昱晤ち㐶挰昷扡换慢敢愰昸ㅡ扤晥㥡㕥㤹㍢挷㡦㑦晥㠶㈵愷户㝥收㍦㑢搳㝡㘵㈹㔷收㘹〳ㄹ㈶㕦攷收㔷㜷㈱攱捤㐵愶昹散㈵㈶㉣㙤㌵㤲㡦搹摥ㅡ攱慢㈹㝤㈲扤慦敤㝡戸ㅡ㍣扣攴㘹㝦搵㡣ㅡ收㜶晤㠷㝦㕥晥㐴㝢㕦㝢㜶扣昰攸㉦摢昰㘳晣ㄶ敢㌴㝣㝡㘷慡㌷㥢换㘶昲㈳收㘲㈶㘷〴扦㍤㠱愷㄰㐲㉤晥㤱昰攸ㄹ㤳㉢㔶搳挳㉦挱慥攰搳挴㠱㌳㝢戲㉢㝢㔴㙦晣㌹㝥㠹㠴搱攴愰㐱っㄳ挰慦晡ㅣち㜸㐱收㠱搹㔸晥づ㠱㠷㔴〷㤹㐸愵戱昱㝢㤴て㙢㙢㙤㥢搳ㅥ㙢㙥㑥挴攳挹㤴㘹㌶㈵㘲㌱慢㈹ㄹ㌷ㄳ搱㐸㈲㙤㠵攲㘶㈸搱㤴ち慡扣㉢㝤扣㡥㌶㐱㘶㕡改㐱扥挱搲㠷扡㐴㥤㥦㤹捡㠱㈶㐱搹㉢㤱ㄴ㈹㕣㠱㔹㌵㠳〶㠹挳㑡扥攴㔰㤶㍣敤㝢㑡摣㌰㤸㍢昵ㅦ〸㔸〳㙢挴敥ㄶ戶〵ㅢ㜳扣换㌷搱㘵昹ㄶ㐴㈰挸㈴㉡㍢㘴㙣㐵㜱昷戶搶㜶㍣扢散㝥㐲摡搸㠶晡㍡搴慢〴昱ㅣ㝣㍢挴搸㡥㥡愱愸㜱捤ㄶㄹ㍢㔰户ㅢ敡㡡扦挶ㅣ㘴㜶㔶㙤㠴敢ㄸ㔶㑤㌴慢㘹敢㍦挱㕣愸〴㉢敢摦㘳〹ぢ敡㤷〹㔶づ㜹戱㍢搶㤲〳つち㥦攴攸攱㐰ㄱ㐱搴㜰戰ㄴ㙦㙣愶㔹㔵㥣㍦挳づㅢ㥢㈹㔵晣昸㡣て㔱戶㌷戶ㄹ㑥挴㐲愱㐴扡戹挹㑣挶㈲㤹ㄸ㌶戱ㄵ戱㐲㤱㐴慣㌹㤲挱㌸〸慡っ㉣㘳㝤㠴㌶㐱ㅦ〴㍤搸ㅢ㕢攸ㄲ㜵愲〶㠲ㅢ㕣〴搰ㄱ㙥っ〵昵㙦愸㤵㥦㐰〴㠲㍣㌰愹敥㄰慡㈴㐱㐹㘸㤲㤴㠲〶㐴㠱挹〸挶㌸㠸㠲㥢㐶㐸㈸㔵㔸挱ㄲ慡搵敦㘰搴㉡㈶㕦㝣收挵攴㌳搴㤶㌳愹搳㜱昸㝤㜶㌰ㄹ㠲㌲㝥㝣㠶㠱戲捤㈴摤ㅣ㑢㌴愷攲捤攱㑣㈴ㄶ㙢㌴㔳㘶㉣ㄳ㡤㠴㘲搱㘴戸㌱ㄳ㡤㠶㔲挶愰㍥㔳慢㌹㤵㡥㌴㌵㈵㑤㉢〹㘲㜸㐵㐰㜳搴っ挵㔳㠹㜸㌴ㄶ㑦㐷挳挹攰㔰挷扤慣㐵ㅢ挹㔷ㅤ〴敢㜵ㄵ㜷ㄸ㌹㤸㔵㐱㕤㐵〳㘵㉡㠶愱㑡搱晣㄰慢搱㐷戳㥥晡㈰㐴㈰㌸ㅣ〶ㄵ㘹敥愱㤵㙡㠴ㅤ㐱㤰㠷㔳散㡤愶㘲㙦㈸ㄵ捤㝤㔸搲㌴昷㐵慤愲戹捤㤳收㕢㥥㌴昷搳㜱づ㠰㉢搰摣摦㜱㙤ㅣ㠸戲㑤㌳摡㘴㐵捤㐸搲っ㈵捤收㤸㤵㐹㈵㈳㘶㍡ㄶ㡢挷搳㘶挶㡣㐴㑣㌳㜸㠰敥捥㐱㘸ㄳ㍣㔰㤷搴攱攴㈰㕤愲㑥ㅣ㠲㤲㘲昲㝢㌷㤳㐳愱㤲㈳㈱〲挱㐳㘱㔰㤱挹㐸慤㔴㑣ㅡ㠸㘳っ挵搱㜴㝤㠴づ㌴㠶㈵捤攴㐸搴㉡㈶慦㜸㌲昹戹㈷ㄳ㈶㐸㔵㈷挲㜰〵㈶愳ㅤ搷㐶〴㘵㥢㐹扣搱㡡挶捤㜸〸㘴㐲㘰搱㤴捣㤸㘶㈸ㄳ㡡愵愲愱㜰愴戹挹ちㅥ慤扢ㄳ㐵㥢攰ㄸ㕤㔲㑣ㅡ㜴㠹㍡ㄱ㐶㐹㌱昹㠹㥢㐹㌳㔴㌲づㄱ〸㐶㘰㔰㤱㐹㔴㉢ㄵ㤳㐶攲㠸㔱㡣愷敢㈶ㅤ愸㠵㈵捤㈴㡥㕡挵攴㐹㑦㈶㡦㝢㌲㐹攸㌸ㄳ攱ち㑣㡥㜵㕣ㅢ㤳㔰戶㤹㈴挳改㜰㈴㙣㌵挶攳㔶㔳㉣㤹挸㤸昱㜸㈸㤳捥㐴搳㌱㌳ㅣ㑢㐷攳挱攳㜴㜷㈶愳㑤昰㜸㕤㔲㑣挶敡ㄲ㜵㘲㍣㑡㡡挹㠳㙥㈶㔳愱㤲搳㈰〲挱ㄶㄸ㔴㘴搲慡㤵㡡挹昱挴㜱ㅣ挵㍣扡㥥愸〳捤㘷㐹㌳㤹㡣㕡挵攴㉥㑦㈶摦昶㘴㜲愲㡥戳ㄸ慥挰㘴㡡攳摡㌸ㄹ㘵㥢㠹㤵㡡挷ㅡ㔳㔶㜳摣挴㌱㈹ㄳ㑥挶ㄳㄱ㉢㥤㘸㑡㠶昰㥤攰㔴愴㌱ㄱ㔴㔹㑥㜶㙥〹摡〴愷敡捥㈹㈶搳㜴㠹㍡㌱ㄳ㈵挵攴㥢㙥㈶敤㔰挹搳㈱〲挱㔹㌰愸挸㘴戶㔶㉡㈶㙤㡣搸㑡搱㐱搷昳愰㈴ち搹挹ㄲㄶ搴敦〲搴㉡㈶㥢㍤㤹㙣昲㘴戲㔰挷改㠶㉢㌰㔹攴戸㌶㝡㔰戶㤹挴㥡㤳㠹㐴㉡ㄶ㡦㌶攲扤㉣㤱㘴㌴づㄱ〶㡣㜸ㄸ挷改㑣㈸ㅣ㕣慣扢㤳㐵㥢攰挹扡愴㤸㉣搱㈵敡挴㘹㈸㈹㈶㤷戹㤹攴愰㤲㝣㤵㑤㈰搸づ㠳㡡㑣㑥搷㑡挵攴㈴〲攰㠳攸昲ㅣ扡㑥改㐰攷戲愴㤹㔸愸㔵㑣捥昷㘴戲搶㤳㐹㐶挷㔹〷㔷㘰戲搴㜱㙤㥣㡦戲捤㈴搵ㅣ㙢㡣㌷㠶㜰㌶挲㠹挷㙣㙡㑣㤸戱㠴㤵㡡〰㑤㍡搶ㄴ㌵愳挱づ摤㥤ぢ搰㈶搸愹㑢㡡㠹捡㐵戲攳搴㠹㙥攸ㄴ㤳㌵㙥㈶敢愱㤲ㅢ㈰〲挱ㅥㄸ㔴㘴㤲搵㑡挵㘴㌶扤捥愲搸㐸搷扤㍡散㝦戰愴㤹攴㔱慢㤸昴㜸㌲改昲㘴挲㔴愲敡挴㔵㜰〵㈶㉢ㅣ搷挶㘶㤴㙤㈶愱挶㔰挴戴捣㘴㈶㠶昳㑥㌸ㄱ㡥㐷㔲搸㜳ㅡ㈳㑤㘶㈲ㅤ㑥㕢愹攰㑡摤㥤慢搱㈶戸㑡㤷ㄴ㤳搵扡㐴㥤㌸〷㈵挵㈴攳㘶㜲ㅤ㔴昲㝡㠸㐰昰㕣ㄸ㔴㘴㜲㥥㔶㉡㈶㡢㠸㠳㡦慢换摢攸㝡㥤づ㜴㍢㑢㥡挹〵愸㔵㑣㑥昶㘴戲挸㤳挹㔷㜵㥣㍢攱ち㑣㉥㜴㕣ㅢ㜷愱㙣㌳㐹㌴㐷愳㠹㘴戲戹㌹㠴㡢㥡㘴㔳㌴㥥㐹愵㘳ㄹ换ち㠷㉤㉢ㄴ㙢㑡〴㉦搲摤搹㠲㌶挱昵扡愴㤸㙣搰㈵敡挴㈵㈸㈹㈶㜳摣㑣敥㠵㑡摥〷ㄱ〸㕥ち㠳㡡㑣扥慥㤵㡡〹㥦㌹户摦ㄷ昱㌰㕤㙦搴㠱ㅥ㘱㐹㌳戹〲戵㡡挹㈴㑦㈶ㄳ㍣㤹㕣愹攳㍣〱㔷㘰戲挹㜱㙤㍣㠹戲捤㈴㤲㑥㥡ㄱㅣ㔸捤㐶㕣ち㈷ㅡ㥢捣㤰ㄹぢ㐷ㅢ㥢㈳捤㐹扣攸愴戹㈹愸ㄲ㠲散攱㔳㘸ㄳ摣慣㍢愷㤸㕣慤㑢搴㠹㙢㔱㔲㑣㑥㜰㌳㜹ㄶ㉡昹ㅣ㐴㈰㜸ㅤっ㉡㌲戹㕥㉢ㄵㄳ摣〰晡㈴ㅦ㙡㤷㉦搲昵㑤㍡搰捦㔸搲㑣㙥㐱慤㘲ㄲ昱㘴ㄲ昲㘴挲㔴㥥敡挴换㜰〵㈶户㍡慥㡤㔷㔰㜶挶㐹ㅣ㈷㥥㑣挶挲㉦㙥〱挳㈹㌳㘳愵慤收㑣㈴㤴㘸㙣㑥愴ㅡ㌳挱摢㜴㜷㕥㐵㥢攰敤扡愴㤸摣愱㑢搴㠹㍢㔱㔲㑣㡥㜲㌳㜹つ㉡昹㙢㠸㐰㤰昹扢㡡㑣戶㘸愵㘲挲㈷搳敤搷㙤扣㐱搷昷攸㐰㝦㘰〹㍡晣昱㠹晢㔰慢㤸ㅣ攸挹㘴㝦㑦㈶摦搵㜱戶挲〷㤸㝣て㘵晣攰㙤ㅥ㈸摢㑣愲戱ㄴ㙥㡤㈲戸㔸㙢づ挷㥡愳㜸㌷㤸ㄹ戱ㅡ搳㘶愴㌹ㅡ挶㘸㘹㌲戶昷㤹㈶搲愱㌴㑥㐶㑤㠹㔴㈴ㅣ㡢㌵㐵ㄲ㡤㘶㍡ㄲ㙡㑡㠴㥡㤲挹㜴扡搱ち摥敦戸㤷㍢搰㐶扥つㄱ㝣㐰㔷扤挳慡㜷㔹挵㕣ㅦ㍢㔱戰ㄲて愳慣㘸敥敥愶昹㍥㥢㝣〰ㄱ〸㍥〲〳搲㌴晥㡣愲搷㡤敢㠷愸㉦扦㈵㌵㍥㐲㜵昱晤散㕦㔰㔳㜲㍦ㅢ㝣搴昱慥扥慤㉡㍦㠶㠵㝡つ㠹㝡㈱㠹㜸〲㑡㙥〵昹㈹敡晢㠶攸㔳愸㔵㥢挳昰摣ㅣ㌵㥥㥢攳〷㍡捥攷㜰㠵捤昱戴攳摡昸〲㘵㘷户㑤愴愳愹㐸戳ㄵ㑡㐶㥡㘲戸ㄴ㌲愳㘹晣㡤㕡㤶㘹攲搲㍡㤶っ慡㠴ㅦ扢昳㈵摡〴㥦搵㥤㔳㐳昴㌹㕤愲㑥㍣㡦㤲㠲晡挵㍦㕣户㕡搵挰㈸昱㕥〸㐰晤㌱っ㉡づ搱ㄷ戴㔲つ搱戳ㄹ㤱て攲换㍡戴㄰㉦敡㐰㐳㔸㐲戵晡㝤〹戵㡡挹㠷〸㔸㝥㌳晦〱㙡换㙦㕣㤹慢㔳㥤搸つㄲ㑣㝥敥戸㌶㜶㐷搹㘶搲㤴挸愴㉤㌳ㄴ戵㥡㜱挹ㅣ㡦㌶㤹戸㤰㑥愵㥢攲改㜴㌸搵ㄴ㡡㥡挱㤷㜵㜷㠶愱㑤昰ㄵ㕤㔲㑣㕥搵㈵敡挴慦㔰㔲㑣摥㜱㌳搹ぢ㉡戹㌷㐴㈰昸ㅡっ戰攰㤳㕢戱㔰㝡㌳晦㙢慤㔴㑣捥愷搹㍡㡡ㄱ㘸ㄱ晣㡤㔶ㅥ㡣搲㤰㙡晦敦㔰㍥慥㈴搹攳晤昴敤攸搲㤷㠱㑣挴换㍤㜸慡昶㔵攳戱㐳扦捡挵搴㔴ㅤ晢捦昹㔲て㔸挳ㄵ㥦搷昵晦ㅥ㙢晤㝦昰挳慤㕣㐸㌰搱愳捡㘵ㅣ㡡ㄵ昶扦㡥晥㠶扣扡搸摦ぢ攸っ戸搸愳㝢㑡づ㤹㈶扣挸㜰㕥戶愵敦㉤㜸扢改っ搴㘸晤㡥㡡挳ち㌵㉤挹ㅣㅥ昲捥㕢扡搹捣摥扥㜶㜸攷〳ㄲ㠷㔰㡣收ㅢ㉤昶㈸㤴㕣て㍢敥㔷愸㥤搲㤳挳摢㔷慣戴昶㤸挳愳㝦㌵㔵搵挲昳昹㘳攷㝤㜷㝣扡㤱摥昰晥㤵㈹改㍤戱〶晢㜹㍣敡搹摡㤹㔷㡦㑡て㠳㕥㐸㘶㈱㡤挳㠰㘹搰搸㤱㉤ㄳ㐶㌶㠵晤晦㠵㉤㌱攰㈰挵摣ㄹㄲ晢㌷扥㝤㜱〴㍣ち㡥㜲㝡㘳㔵晤㥢㈸昸戱㐰戰慥捦〷攳㥣挲㜸晢㙦慤昳㌷㌸扥晥㉤摤攲㔴㜱昰ㄵ㉤晥㌷扥㜲搳㥦敦㍡敥戰ㅢ敥晤搲昹晢ㄵ愷愵敦摡㙢昸㜹㘱㥣昸ㄳ㕡㌰愳㕤晡㉤晦㕦愲ㄳ㥥摦昲晦㠵愳㈸㝤捤㐱昰㍤㜸挲㉡㈰㘱〱㌹愴㕡晣ㄹ㘵敥㌶攲ㄵ戴攰㔸㔵挳敢ㄸ慥攵㐷愸收㄰ㄳ昲㐳㐸㈳㡣㍡戲㥣〴㤶攲㈵㔸㙡〲〱ㄹ㠵慡晥㙦㌰摡㌵づ㥦攸ㄶ〳攳㜰㈷㥥㤳〰㜱㉦づ㉦㌸慢㕢昶㔵敦ㅦ㍢㡡搲户ㅤ〴㤹晥㐳慦㝤㌲〱〹づ捣攱㈹づ㍦㐲㡢㍥づ挷㐱㈹㤸㙦戳㌹㌰戱㘷㡣㐵㥤㝦散挸昹㈳愳晥㘷㘰敢昹㈵ㄹ㘷搸㈲搵慢挷晤挴㥥攵摤攵㘳㡡ㅢ㍡㈰挷㌱ち昳㜵㜶㤴㐱㡣搲㠲㍡㠳㔱〰晢㐹㠴㈹挰㙥愳昵㘰搸㌰㍡ㅤ搴搷愳戰㙢攴㤹昷㔳㉤㜶㐶㝥昶挳〷㕥昸敥散㕦㡦ㄳ㑣昷㜹㤱㝦〴㥤昰ㅣ㠱て㍢㡡搲搷㉣〴㤹㉡挴㉡攰ㄶㄷㄲ攴㤹敦㔳攴ㅦ㐴㡢㍥昲㔳戹㤶〷㐱㘵㌳㘱ㄲ搰㤸㡥㍡㡥挰㠹㠴昲㍤㔸ㄷ愰捣㠴慡㥥改扢㕤攳挰㕣摦㠰㌸㜴扣昵挷晢㙥扦攷摡㜱㠲㈹㍥㉦づ㜷㔷攲昰ㅤ㐷㔱晡戶㠵㈰搳㠳攸戵㑦捥㠷〴〷收昸ㄴ㠷扢摣ㅣㄶ㐲㈹愲㔰搹ㅣ㤸昸㌳ㄶ愳㡥ㅣ㕡挹攱㡥㈲づ㑢愰慡㘷捡㙥搷㌸㌰扦㌷㈰づ㌷慢㈳搲㌵攳挴㜸戴昰攲㜰㑢㈵づ㌷㍢㡡搲㤷㉥〴㤹ㄲ㐴慦㝤搲㠴〴〷收昵ㄴ㠷ㅢ摤ㅣ㔲㔰ち愶攴㙣づ㑣昶ㄹㄶ敡挸攱㐴㜲戸戶㠸挳㔲愸敡愷挲㘸搷㌸㌰愷㌷㈰づ㙢捦摡㙦挸ㅢ㘳搶㡥ㄳ㑣攵㜹㜱戸慡ㄲ㠷㑤㡥愲昴摤ぢ㐱愶〱搱㙢扣㈱ちㄲㅣ㤸换㔳ㅣ慥㜰㜳挸㐲㈹㤸㠶戳㌹㌰挱㘷㥣㠵㍡ㅣ㉢㑥㈶㠶换㡡㌰攴愰愹㙦㠷捤慥㘱㌸㕤户搸搹攱挱ㅥづ㌸㐱㌱㝢攷㠵攱攲㑡ㄸ㌶㌸㡡搲㌷㌰〴㤹昹㐳慦昱㘴ㄶ㈴㌰㌰㝤愷㌰㕣攴挶㜰㌶㤴㠲㤹㌷ㅢ〳㜳㝡挶戹愸〳㠶㠵挴㜰㝥ㄱ㠶慦㐰㔳㥦㠳捤慥㘱㘰收㙥㐰愳攱㥥挹㝦㔸㌳晣ㅥ摦㜸挱㠴㥤ㄷ㠶㜳㉢㘱㌸挷㔱㤴扥㠷㈱挸㘴ㅦ㝡㡤ㄷㄶ㐲〲〳㌳㜶ち挳ㅡ㌷㠶昵㔰ち㈶摢㙣っ㑣攳ㄹㄷ愳㡥㝢㐵ぢ㌹慣㈸攲㜰〹㔴昵㑣挰敤ㅡ〷㘶敢〶挴㘱搴㈹㤷㍦昳搷㔱㡦㡦ㄳ㑣搲㜹㜱㌸慢ㄲ㠷㘵㡥愲昴㜵っ㐱㈶昸搰㙢扣㉢ぢㄲㅣ㤸愵㔳ㅣ㝡摣ㅣ慥㠴㔲㌰挱㘶㜳㘰敡捥戸ち㜵攴㌰㠵ㅣ捥㈸攲㜰㌵㔴昵㑣扡敤ㅡ〷㘶攸〶挴㐱㥤㌴ㅦ㝥㘹㥣㘰㘲捥㡢㠳㔵㠹㐳摡㔱㤴扥㤵㈱挸愴ㅥ㝡敤㤳㌷㐰㠲〳㌳㜳㡡㐳搲捤攱㈶㈸〵㤳㙡㌶〷愶敢㡣㕢㔰㠷摤㘲㌱㌱㥣㔶㠴攱㔶㘸敡㤹㘷摢㌵っ㑣捡つ〸挳挷㙡㍣晣㜸㥣㘰㉥捥ぢ挳攲㑡ㄸㄶ㌹㡡搲㜷㌳〴㤹挷㐳慦昱慤㝢㐸㘰㘰㌲㑥㘱㔸攰挶戰〵㑡昱ㄴ㔴㌶〶㘶攸㡣扢㔱挷攱搰㐶づ㜳㡡㌸摣ぢ㔵㍤㜳㙢扢挶㠱㠹戸〱㜱攸㍢㘹㌲晦收挵㘱㝡㈵づ搳ㅣ㐵改㉢ㅡ㠲捣摤愱搷㜸㡡ぢㄲㅣ㤸㠰㔳ㅣ㑥㜲㜳㜸〸㑡挱摣㤹捤㠱㔹㌹攳ㄱ搴㘱㌸㉣㈰㠶㐹㐵ㄸㅥ㠳愶㥥改戴㕤挳挰摣摢㠰㌰晣ㄱ挷挸挹㝦㜸㜴㥣㜸〳㉤扣㌰戴㔴挲㌰摥㔱㤴扥愸㈱挸㜴ㅤ㝡敤㤳㑦㐳〲〳㜳㙥ち挳〹㙥っ捦㐲㈹㤸ㅦ戳㌱㌰ㄱ㘷晣㄰㜵挰㌰㡦ㄸ㡥㉤挲昰㍣慤㤹㐸戳慤㤹㡢㌳㕥㐰ㅤ慥昹攷㡤㡣㠸㈶ㄸ敢㉢敦㠰晣㈹㡤㤹㘷搳㤷愲㠲昹㌶慤慦㘷㍡㙤搷㘸㌲昷㌶㈰㥡戱㈸㍦昷㡦ㄳ捣㥤㜹搱っ㍢搰捡敥㠹㐲㡥攲攵㤲户㍥〴㤹㙤挳晡攰ㄹ㉤㐸搰㘴捡㑣搱㙣㐰㡢扥㉢昳㔷戹捡㕦㐲㘵昳㘱ㅥ捤昸㈵敡㐰㜳ㄱ㘹ㅥ〵㘳㑤㈳㈰㕦㠳愶扥ㅡ㘲搷㌰㌰㕢㌶㈰っ昶㉤㌲㙥つ㤹㈴昳挲㜰㔸㈵っ㈳ㅤ㐵改扢ㅦ㠲㐳攰〹㍦㜸戰〹ㄲㄸ㜶挳ㅦ㠵攱㄰㌷㠶搷㔱㉢㠶㐱搸ㄸ㤸㍡㌳晥〰挱㘳捣㘴㜲㌸戰㠸挳㥢㔰搵敦〵戱㙢ㅣ㤸㈱ㅢ㄰㠷㔹扣〲㤹晣㥢㜱㘲〴㕡㜸㜱搸愷ㄲ㠷扤ㅤ㐵搹㉢㈰づ㠶㈷捦扢㕢搷扢〸㕣慦つ慥〷㌲㝦㠶㡦挴つ捥搸搵捣㠳攱愱戸捥慥㉥昵㍣㔹ㅤ扥㥦摤㡢ㄷ昷㑥挳㍢〸昰慤㙣晣㠷〷捥挳㑣㜸㌷〱扦敥慡扦〱㉣㔵㠹㡤㡤捣捣㕥㝣㈵㜸㔰㘶㑡づ㉦㤴㐸搷攲挵愳昹㍣晥㤳㠴㝦㠷㉦㙦攳〹扦ㅡ攴㉦昰戱扦戶敤昹㜰ㅤ㥦㥡昳㑣㌹搹〸ぢ㍣昴晢㜸慢昸戵敥㝦敥摤ㄲ挶摢搸㕥㐳散户ㄴ㌸慦㈸愸ㄱ㝢㘲攳摡〹攰戵㍥㤵㉣攰㍣㠰㝣ㄷ㤶挶㥦㈰昸㈲㑤㤵㐸㠶〸挸昷㔰㘳㝦㈵晣敢㕣㉦晦愱㈸㤷慥ㄶㅦ㜴㥣挴昵㉥㜹㥦敥攰挱晡㐱㐴㌶慤㘱㥡慣扦ㅣㅤづㅡ扥㐱摤敤㈶晦扢㤷摡敥昶㉥慢㘷㘹扥愳敦扦㜸ㄹ愴摥捥㉢摦㠷ㄳ㠶攲慦ㄸ㠳〲㐷愴昱〱㐴改㙡搶㝢慥收㠷戰㤴㕣捤挲㉡晥㠵㔵㕣㍢㈵㝣攲ㄸ㤴戹㥡晡㈳愲㈸戰昳昲㘳㠸扥攰㑣ㄲ愹攰㝦挳㐲㘹昰㕡捦攰㥦挲搲昸㍢㐴㌱攳㝦愰挶摤㠱攳㔰㉥敡〰㤳㐱慡〳㥦㘳愱慦〳㙤扡昶ぢ㜷敤ㄴㄴ㔴户扥挴㐲㘹户㝣㥥摤攲㝦㠴㈱搹慤〲㤳㙡㔶戹㤸㑣㠵戶愸㑢㌳㔱愱扡攴㠷㘵㕦㤷㤸戶㔰挱つ搴㤶〶晦昴敦㕥攳慥㤶㤱㡡㌷㐸愰㈴昸挲搲攰㑢㜴昰㍡㜷㜰㔳〷ㅦ攲ㄱ晣㐳捦攰昵攵挱㜷㉢〹㥥㉡つ扥㔴〷ㅦ收づ摥慤㠳て昷〸晥慥㘷昰㍤换㠳敦㕤ㄲ㍣㕢ㅡ㍣愷㠳敦敢づ捥摢㘲㠵㝤㍦㡦攰㙦㜹〶㍦愰㍣昸㐱㈵挱捦㉥つ晥ㄵㅤ晣㘰㜷㜰摥㡣慡攰㠷㜸〴晦㥤㘷昰㤱攵挱て㉦〹扥扥㌴昸㈵㍡昸㈸㜷㜰摥〱慡攰㐷㝡〴晦㤵㘷昰搱攵挱挷㤴〴扦戲㌴昸搵㍡昸㌱敥攰扣敤㔲挱㐳ㅥ挱晦搳㌳㜸愴㍣㜸慣㈴昸㑤愵挱㙦搵挱㥢摣挱㜹戳愳㠲㌷㝢〴晦戱㘷昰㐴㜹昰攳㑡㠲㙦㈹つ㝥慦づ㍥搶ㅤ㥣㜷ㄸ㉡昸〹ㅥ挱㥦昶っ㍥㥥㤱㡡て㌲慤㈵挱ㅦ㉡つ晥㤸づ㍥挱ㅤ晣㘹ㅤ㝣愲㐷昰㐷㍤㠳㑦㉥て㍥愵㈴昸戳愵挱㥦搷挱愷扡㠳晦㔴搷㑥㜳搷昲攲㔸昱㤸㡥摡搲攳摥昷㍣扢㌴㤳昱㡢㡦㝢戳㔹攵㍡攸扥㕡摡愵搷㜴昰戹敥攰扣㈴㔵挱攷㜹〴摦攲ㄹ㝣㐱㜹昰㐵㈵挱㕦㉦つ晥愶づ㝥戲㉢戸晦㕤搴づ昸㙡㠶㤳ㅤ挳㜰摤攷晣搷㙥慤㜸攷捥攸㉥晥挷㙥㕥慦㜰㈹㝥挵搱ㄲ〴ㄵ扣ㄸ愱て㜹ち㑢捥昹慡晥㝤愷㤶㜳㌲㍥挱ㄳ㍣㍢㈵㑦愵つ捦敤慡挵㘹敥ㄶ㍣㡦戳搶㙥挱戳戲㙡搱㑥㥢㝦攸ㄶ愷扢㕢昰挴摢搷愲㥥㈷摣扥㤲攰改㔳戵㌷搹㠲㘷㑥ㄵ㌱改㙥捦戳㘴愱〵捦㜹慡㐵㡡搵㍣摤愹ㄶ㘹㘷㠱㠵㝡㥥摡ち㉤㜸愲㔲㉤㉣㔶昳ㅣ愵㕡㘴㥣〵搵㠲攷愳㐲ぢ㥥㕤㔴㡢愵慣收㠹㐵戵攸㜰ㄶ㔴ぢ㥥㐴ち㉤㜸㑡㔰㉤㍡㔹捤戳㠱㙡㜱㠶戳愰㕡昰挸㕦㘸挱攳戸㙡㜱㈶慢㜹〸㔷㉤扡㥣〵搵㠲㠷敢㐲ぢㅥ㝣㔵㡢㙥㔶昳戸慢㕡昰㍦昰攳㠲㙡挱㘳㙣愱〵㡦㤸慡㐵㤶搵㍣㔸慡ㄶ换㥣〵搵㠲〷挶㐲ぢㅥ收㔴㡢戳㔸捤㈳㥣㙡搱敢㉣愸ㄶ㍣㥡ㄵ㕡昰搸愴㕡攴㔸捤挳㤲㙡㤱㜷ㄶ㔴ぢㅥ㠲ち㉤㜸㐰㔱㉤㤶戳㥡挷ㄲ搵㘲㠵戳愰㕡昰戸搱搷愲㥥挷㡢扥㤲攰摥慦摡慦㘴㌵㜷㝣搵㝥㤵戳愰摡㜳㈷㉦戴攰㉥慢㕡慣㘶㌵昷㔶搵㘲㡤戳愰㕡㜰捦㉣戴㔰扢っ愰捡戳㔱慤㍦㐱敥㍡ㄸ扥㜸㤰ㄴぢ戸㤳㔵扢〹换㐵㔶摣㕤㤴搵㜹戶㤵摡㌵捡慣戸㡢㈸慢戵戶㤵摡〱捡慣戸㈳㈸慢昳㙤㉢㌵攸换慣㌸昸㤵搵㔷㙤㉢㌵搰换慣㌸攰㤵搵㐵戶㤵ㅡ摣㘵㔶ㅣ攴捡㙡㠳㙤愵〶㜴㤹ㄵ〷戶戲晡㥡㙤愵〶㜱㤹ㄵ〷戳戲扡搴戶㔲〳户捣㡡〳㔸㔹㕤㘶㕢愹挱㕡㘶挵㐱慢慣㌶摡㔶㙡㠰㤶㔹㜱愰㉡慢㉢㙣㉢㌵㈸㘹㜵㈵捡晡ㄳ攴攰㔴㔶㥢㙣㉢㌵㄰㘹㜵㤵摢㡡〳㔲㔹㙤戶慤搴㜰愳㔵搱搶收戰㔳㔶摦戰慤搴㄰㉢戳攲㔰㔳㔶搷㉡慢愰㜶㈱㌸㤲㔴㌲挴挲挹㠶㌹愱㔶戴慤ㄵ昸㔶戵㔶愴㑢ㄴㅣ㉦慡㐵慡㐴挱㈱愲ㄴ挹ㄲ〵㐷㠵㔲㤸㈵ちづ〴愵㌸扤㐴挱㙤慦ㄴ敤㈵ち㙥㙥愵㌸慤㐴挱㉤慣ㄴ愷㤶㈸戸㔱㤵攲㤴ㄲ〵户愳㔲㉣㈹㔱㜰搳㈹挵挹挵㡡愰摥㠶㠲㥢㑤㔹㉣㉥戱搰摢㑦㜰㤳㈹㡢㐵挵ㄶ㠲㕢㐹㈹ㄶ㤶㈸戸㘱㤴㘲㐱戱㘲昰晦〲慡散㌱捦 |  | 㜸〱敤㕣㕢㙣ㅣ㔷ㄹ摥戳摥㕤敦慣敤搸㡤搳㑢㑡㘹つ愵ㄴ敡戰㡤搳㠶㔲㈰〴㕦㥡㌴慤ㄳ扢戱㤳㠲㑡戵ㄹ敦㥥㠹㈷搹㤹㜱㘷㘶㥤戸㔴㙡〴㉤〵㤵㡢挴㑤ㄴ捡㐵ㄵ㐲㠲〷㉥て摣㉢〴ㄲㄲ〸ㄵ〹愱昲㠰挴㐳㈹㔰㠴㐰㈸ㄲ㉦ㄵ㐲㠲敦㍢㌳戳㍢戳敢ㅤ扢摢ㄶ㕣攴㤳敥敦㌳攷㌶攷㥣晦㝡晥晦㑣㌳㈲㤳挹晣ㅢ㠹㝦㤹㜲捣㕣戵戰收昹搲㉡㑦㍢昵扡慣晡愶㘳㝢攵㐹搷搵搷㘶㑤捦敦㐳㠳㐲挵㐴扤㤷慦㜸收晤戲㔸㔹㤵慥㠷㐶昹㑣愶㔸搴戲愸攷㈰晣㡤㐴てㅡ㝢つ收〰ㄶ愷愷收㤶捥㘰搴〵摦㜱攵㥥戱㤳㐱摦〳ㄳㄳ攵㠹昲捤户㑣扣戹扣㜷捦搸㜴愳敥㌷㕣㜹挰㤶つ摦搵敢㝢挶收ㅢ㑢㜵戳㝡愷㕣㕢㜴捥㑡晢㠰㕣摡㝢搳㤲㝥昳㕢㈶㙥摥扦摦戸昵搶户っ攲搵㤹㘳搳㔳昳慥㌴扣㤷㘸捣㍣愷㝣昳㡣慣㥡㕣㥢㤴慥㘹㥦㉥㑦㑦攱扦搸晣昱㜴㑢㜹㘱㔹㑡㥦慦㤶慥戴慢搲搳搰㜱挰㥡昴扣㠶戵挲捤搳慣㐳㔸㙡㔵昷晣扣㌵㉤敢㜵捤㡡㐶㉤㕡㜳搸扢扡扥㌶㘸㉤㐸摢㌳㝤㜳搵昴搷ち搶㈲〶慡つ㔹㈷㍣㜹㕣户㑦换㘳扡㈵昳搶攱㠶㔹换〵㈹搳㜷㝤㌴㐴㝣㘲㙡昹攵㐹捦㥡㕥搶㕤㌵㈳㡦ㅢ㤳搲昶㤰㕢㑤戶扤戶晢戸㥣扡㝡〳挷扣慥㝢㍢搴㥣搴摤㘶换昱敥㉤挳挵㈷㘷㜰㘳昷昶戱㍤㑡昶㜹㘳昷㍥㙡㉢㤳慤挵㐰㐸摦㙡㐷戱ㄸ慤㐰搰㑦㔰㈴㈰〲戵ㄲ挱〰挱㈰㠰挸晤〳㕣ㄲ敦挸慡㙣㐵捦㔶㤶戲㤵㙡戶㔲换㔶㘴戶㘲㘴㉢愷戳㤵攵㙣挵捣㔶捥㘴㉢㘷搱㈶㑡挵晥晥㙣㤸晥昰敤ㅦ摦昱敢愳晦扣昳敢㕦搳㝦戴晢捥㌳攵挱ㅤ㘸㜴㔷㌸愹ㄹ㔷㍦〷㔲㙢㔱昱扥昲㕥晥摢㤸㉢挰ㄴ挶㝥攳ㄶ㘳㘲愲戶㝦慦㝥㤳㥥攷戲㔲㤰㥦㈰㤴ㄱ戴ㅤ㌴敥㌶敤㥡㜳㑥攱敥慡㈹摤㤳慤㡤ㅢて敢愶㥣㠶㕤昳㕥戵㝥攵㠲慦晢昲捡昶扡搶㈰ㅤ摤ㄶ挰㔶搲㔳敦扢扡扤摢㐹扤摥㤰㤳攷捤愰晡搵㙤搵搶扣敢㉣㜵慦㍤攴捡晢㥡戵ㅤ㌳㥡㠴㔰㕢㔵㘳㜷慣㌲愸ち收㌵㌶扤散㜸搲㔶搳ㅢ户收捤敡㔹改㉥㐸㡡㐴㔹㔳㑢扤㤴㔵㈱搷㡦捦搹㔸㈸戸戵昶摡㜸愹㜱摢㜹ㅦ捣㉣㙢㤸敦㡡㜴晤戵㐵㝤愹㉥㉦㑢㌴〹摥㠹㡡摤㠹攲㐳㑥戵攱㑤㍢戶敦㍡昵㘴捤㘴㙤㔵㠷愴愹ㅤ㜵㙡㌲㤷换㈸愱〰㠱摢搷㈷㐴收㠶敥扣愰㄰ㄱ㐳㌱ㄹ昹㡡㈴搹㤵㡦㘳㜵㔸㐵㕤㤲㈶戳慦摢㘰㌰捥㔷挹㤸ㄴづ㡣慤㠹晡㠳㉦㝤挳〶挳㌶㌱昷昲㌶捥㘶㐷挳搵摦戶㉡㙤晦㜶摤慥搵愵㥢慡晤〴㘷愴つ〳攴㉦㐲㈰㜴摤㍤慡㍡㜱㕥慣攵捦㤹㌵㝦戹戰㉣捤搳换㍥捡愰㈱㡢㐵㙥㙤㐷搲㉥㐱㤱戶㤳㘰ㄴ愰㔴捡ㄴ㜶戱㔱愱㠴㤴挹㔳㍡愵昰㜲㐲㤰戳㕦㠲㤷〷㡤㐳㘶摤㤷㠱㔰ㅥ㌶㠰㤱㐰慢㈹昴つ㤱㐴㕤扤ㅡ㈸㡣㕤挶㌴愸㔴㌷㙤㝦慤挵户ㅤ㕣ㄲ㄰搱戶㉣搸㜲戲㠰愲㈰㈹て㔲㜸つ㐴搳㈶つ搲ㅢ挷㠸㠸㙣㤰愲搹㌱㜲㤲挸搸㍥㐵㐶愰㝤㥣〸搹㝡㙦㜷ㄹ㐱㘲敦㈴㔲㜶敡捡㡦摢搲㙣㍤㕢㍥㤰㘶㤷㘲攳戴换〸㉥㈷戸㠲㘰㌷㠰㜸づㄲ㡥㔲づ昹㘴搲㕥㠵㘷敤㉡㠲㔷〳㐰㍥㘹㤴㌹愱愸愲つ戵ㄹ㍢㤲敤㠶㘰㈷㉢愳㌸㄰㐵戴㡣㥢㜶收㤰愵㄰ㅤ㕡㥤㕢㐳搷收㤴㡥㝤㝤㜷摡㡣㉦㠷ㄴ㤹搲㌴扥搶つ㥡挶㌷㠲㑤㝢搴㕢搷愰慢㌶㐶昰ㅡ㠰㤲昶㕡㐲㈸ㄷㅡ扣㥢戳攸㘹㔲扥㈲捣愲挰ㄸ敡㔱挱㠷㠴捣㈳㐰㡡㤰敢㌸扥㙣摢搰㌴〷挷㡤㔷扣つ扤愷㍢㝦㠷㐸㙦搳㥢摢㝡㠷晥愲ㄷ㘸㐵㕦ぢ昶ㄲ扦敢慡㘳慥㐳戵昶㝡㠲敢〱摡㜴っ㑦摦㉦搴㔳愰捣㘲㉢㠶戹㥤昴扡㈸㉢㜷㜱㙤㐵㉡つ㌴㘸㉣敡敥㘹改挳㠳㜱㘴〶戶戰攳扡戲㡥㐳㙤㑤ㄵ昰晣㜲㜹戲搰㍢攴㍡ㄶ换户㙤㘴敦ㄵ愱ㄸ㜲戹㙣㕦愶捤㐶㑥戱㌵㘳㍥愷ㄸ攵㔰〷摦搴㕤㐸挴㍡㈵挹㡢晤搲捦㤷摢㤲愴〷㐹昲㐶㙣慢㜶〳〰愴㠴昸㑤㔷㠹戲㠷捤摥愴㥡㈵㉤㔶㝡昸㔲㑥㈷㙤㍥挴づ㌹㌲㄰㌸㙣愷攰㍦昰㠶慣〵搳㙡ち㡢〱㙢㕥扡㔵昸ㄶ捣扡㉣〵㙥㔹㡡㥡㙤㔹昱ち㤱ㄵ㝤㝤ㅤ攷改ㄴ晦㥡愲㤳㌶㈹㤱捡敤愹㤵㈹㘷昱ㄶ㔱搱つ㐹愱㤲攲ㅡ㙡㑡㈰㔲ㅥ摢㙥㡢㤸ㅥ㐴捣㡤搸㌸㙤㉦挱〴挱㍥㠰晣㉦㈱㘹㌶扢昱っ㠷昵慦搲愵㕤愹㘴㡡㐴㠳㜲ㄱ㍥搵㔵㔸敤攷㙢摥㑣㜰ぢ㐰㥢昹㐳〷㘴ち㈱㉡㤴挷〸㔱㠵㌱㡣㤳愶㍣㐷ㅡ搸㘱㈰戰㌴摤昰㝣挷㘲㘴㘹挸㤸㜱㡥㌹晥㡣改慤㈰ㄲ㌵㙡㠴㤹扢㤷愵つ敡㜲㘱晢戴㤵㌹㉢㉢戲愶ㄹぢ㑥〳愲敤挸捣㔶㌸㤸㘳㍢㘰㑢慡戳㜹㔶㈰昵㜶㍥挶㄰〲㍢慤晣慤昴挶㙥捡晢捤㐳摦㜰㙢㐷ㄷ㑤扦㉥〷㡣㠰改㤸㉦ㅡ搸㐵㐴づ㙡晤挶攲戲㉢攵捣㤰㜱搸㌵㙢㜵搳㤶㐴〶㙣㑣〶敢㘶攵㘹㐴〹收ㅤ挶〰ㅤ㝢挸㔸㜴㜵摢㕢搱ㄹ㔰㕣摢㤹㜸㔲㘱㤱扣㌱㘵摡ㅥ㕥愳戰挸晣戰戱戰散㥣㐳挴戶㘱搹㠷昵ㄵ㙦㑢㘰㠵㐴ㅦ㈴㠵ㅡ㤱ㄵ搹慣㈸㘶㡢扤攲㠷〷昲㑣㠶扣㤷㈳㔰戸捡攴改㌳㑦搱摥戴敢挳ㄸつ敤㜴捥㘹㄰搱愳㘶㘱㕦慡ㄴ㈶愷㙡户戲捦㕢〱敥㌸㝣攲㐸㉢㌲昷愲㘲搶㜹㝡昹㔳㘴扣㈲㡢㘶㈰㠴㍥扡ㅤ〱愹戰㡣㤴〳づ〴挶昹搴㑥㝥㈵㐳戵㈱昵敤㘸㘵て㈱㤲㌴㘸捣敡㑢戲㡥㜸戴愵晢㍢㠲〷㥡戱㤶㕥昷挲扡㘹挷戲㜴㤲ㄶ挹㜲愱慡㤳㠲㈷ㅢ扥㜳搴戴㌵〳㐰搱㕦㔸愴㥦㐷㤱㝥㕥ㄵつㅡ挷ㄹㅡ㔴㜹㡥攵㥣搶㕤搳㕦戶捣㙡㤱てっ摦㙤〹㥡〴㤳㔳昲㐶㈹㤲ㄹ㘳㙤搶晣〹㤸㙣㕥ㄹ攸㉥㐳㡥㜲敢㠸㝥㔰㙥㔶ㄴ昰㑦昴攸㔸㠲㠰㔱㥥㔲敤敤ㄸ㉤慦㙥㐷㐰攴愸㜴㌱扡㠳㜱昱㐱㤴〴㐲㠸㔸㑦㈱ㄱ㜸〵㘳㐲㥥㉥敥㠲㜱挲㌶㝤㘰㡦ㄸ㍢㘴晡㌳ㅥ㔰づ㠰慣㍡摥㕥愹戰ㅡ敢㌴摥搴ち搷㜴㔶㈵搴挴搵㥤昵㜱扤昱扡㜵慡〳㡤ㄲ㔳㈴ㅢ㌵㔲㥡㘵㥤㌹㙥㈵㔵㈳㤴攲㡥戴㡤㐸㜳㥢戶昶㥤㔲攴㐵㈸㈶㐵㌳ㄹ敤ㅤ㡡㔰㄰攸つ㜵ㄴ㝤昶改攴ㄱ㡢搸搰〶㈸㔱㑦〵㘵㐳㘱㐸昰〸慥㥤搴㘴㈹㝣〲㝦敦〸戳㜳つ㍦㔱愳㥦ㅦつ㙢㈶敢昵㌹ㅢ㔶㐲㔵㜷㙢㕢㠴愵戱戶㐰挳㈸敥散㔵晢〷摢ㅢ㘳挴㤰つㄹㄶ㐹昱〳㠳つ挱㕣戱㠸㉡慤戳㈱㙥㜵戳戸挸愷愳㔲户ㄵ〶ㄶ晣摡㡣㕣㔵㘶㔸换㤲ㅦ㔵ㅤ㥡愷㐵㈵㐷㌵㘳㜲挹㠳㑡昷㈹挷挳㥣㘲㜰捤㌸㑥户ㄴ㉥㌱㐰散㠶戹昹慡㡦搰㙥㜳〰㥥っ戶づ㜶戰㈳㐱攸㠴搶ㄹ㈵㘸㈱㠵㜰㤳㡢㈰敦昴㠸㔱〸㔲㐳愵扦ㅦㄴ㥦㝤㡣改慢〷㌳㔱㈶㘴㈲㠶扢㔲慣〷㈰㌷ㅥ㤹㈴ㄷ㡤㐶〱昳㐰戲㈹愱㌵ㄸ㤵搱挴ㄸ愲挹攷晡戸挵挳㔸搶㌰搹愶㡥㝢㙥扥〹㙤㕡㕦摢㘱ㅣ戱慢昵㐶㑤㉡㔵ㅣ挹㙡愵㤱户〴扥搴ㄵ挰㠰㥢㔲昶㈵摣㤴㈳㌸㑡㜱挹㐴㔲敦㜶户㜶㄰摤㤵㤰挳ㄸ㠱敡㘳〰㌲挵㉤愷〲㘲ㅤ昷ㄴ㘸ㅦ敥㙣㕤㘰㔰㤷攷㈰搲㍡㡡㈸换㘶㜱ㅦ慦ㄹ㐵㔶摣ㄶ㙢㌶敢捣㍡戴搹㘳㐵户㥢㐱搱㤶挰ㄱ搶ㄹ〸扣㐲〱挶㐸㡦摣挱㐱㌲ㄷ挳攸敥挵〷搵㘳收㈲㔰愱㌰㈰ㄸ攳攵㈹㈸㠳㕤〵㈳搱攰捥戶慣㙥挱攸㉦㉤㙦㙤ㄲ㐰㌰っ㑣㠳ㄶ㉤〳〳㘷ㅡ昹㡤つ㥣㙢搰㉡㈵㐲ㅡて愶㌲㐶㌹ち㠷㍤㤰〶㙥攲㐱㝡搱㠱ㄲ昲㜷愹㡢㘱搱摤挴㜱ぢ㐷㈰挷扤慣慤㜰㕥昷㜱晤挵摥摤㔶㍣㔹慢搱摣㠵㝦㙥㑢㘰ㄵ㔷㌷〲㜳㜴㔷摢愵㉣戵㈶摡㜷搷戶㔵㠴㤷〵昷捤㤴㙦搷晤敡昲㠲扦ㄶ㕣摣敡㤵㈴昲㑦挲ㅦ戱敥摢㘹㌳攷㙣㕥㐴㕤攵摥㤷捥摡捥㌹㕢捤㉢敦昱搶ㅦ㈸〴㔷㈸晢㌹挹㔲收摦昸愷㔲㌶㤳晦㈱㐶摣捣戴㌹㐰换㐱挲㜱㔴ち愴挱ㄸ昲㈹㜴〲摢扤㜹㙢㠰㜴戲慢㡤㑥㤴㈰搸㈶ㄴ晢昴㑢㐶㈸攲〷㐰㉢㠹㈵㌸㤲㘳捦扦〲搶ㄷ摦㐷〹ㄱ㡥攷㔰㡣攴㕦㠳㕣ち敡㤴㈰て慦㜸昰㐲挸晦て㤶㈲㙥㕥㤷㥤晥ぢ捣㉣扥搷㡥愲慢㠹愲敦㜶愰㐸昰ㅡ㠸攲摦㍢㤰㠹㔲㥥攱搹ㄷㄴ〸攷㥡戶て愰㉦晢㠵摦晦攱〱㜴㌶㈴づ㘵愳㈱搴㜶ㅤ㥥㥢㈶㐲㕦㠷㠹挰攰扤㌲ㄱ㡥㈲㈳ㄸ挵て㑣㠴搰〷㌲㠷㠲㡤㑤〴挶昶㔲っ挱㔸愸㌵收搶攰〹散㌲㡢晥戱摢㜱昱㔶㝡㠸攷㐳㘹㜹搳昰㐸㕤摥㔹㍣慦扢扡戵㕢㤵ㅦ㜶㈵㤴㤹扢㠸㥢摣慡ぢ㝢㕣戹㙥㡤敡戴㡥慦㈲昲戲㙦晢㔳㌶㜷㝦ㅤ㤸ち㔲攰扥ㄷ㐵㔱㜸ㄱ㥥ㄲ挱㜳㐳收扤扢扥㝥昸昷昷㍦㜴㤰户搵㐲㕡捤摦㠰㝣㉦㈱㝢摡ㄳ〸敡挶㉥㡡㕣捡て㜳㡥攲ㄳ㈵㜳愵㉥愷㜴㔷㔹㐱㥥㘶㐵搹㠰昰㘲㠴ㄹ㄰摦㔶㌰㌱㜱敦㈱㌰㌱换㙤敥㑥昵㘱㤳㜲ㄱ㤶㘳ㄳ㔷㍥扤㈸㙣㈸扡㉡戲ㅥ慤捤晣㌷愱㡡㕥攰㐴㤲㔶㈲㑦㥤㑣㐲㝣愳㕤搷敤愷慥ぢづ㌲っ晢㐷㔲ち昱〷㔲㐸晣㈰挳ぢ〱㑡㑡ㅤ㐷㈶㝦㈳㐰㑡㘴慤㍤挴㑢㝦挰戶㄰㤰捤㑢㝦㍤㝥挴㠲㕤〴ㄶ㈳㕦㝣慦㈷㕡摡愲㤱㙡㘲愸㔶搹㌴ぢ挸愸挳ぢぢ㈶愲搲㠴愵戳て愵㥢㜶㐷昱㈵㐳㔶㄰㜸ぢㄸ㍢㙦搱搷㔶戲㙥戳ㅢ戸昹〱㍤㔳㔰ち挳摥挹㘲ㅣ㐸㔵㡣㉥㘸㕡ち㡡〸㠷㠳㙣戳搳㐰㔸〵㥤㘵敦挶愹ㄴ挱㍦㝥㈹挴晡昱搶搰㤷戶搷㔰挷搹晤㔸㈰㝦戰扦慥㑥㘱㙣扣㤵ㅣ〳〹扢愹㔶挵攰㝡昸〹㜴攱愲㌳㐲㙢㘵搵戳搸㡦㍦ㄱ㘷昵㘵㍢昴㍦愳搷㡡戳㑥戲㌷挳搸〹晤晦㉥ㄴ㙣愸晦〵㘳㙦ち㤱敦づ㌳㝣挸㌳㝥戲㘱挸㠶㍢〲捦㌶㠲㌷敡㘰慣愹㉣㐳摥㐱㙥〱ㅦ慦〶搵㑡㠲挳敦㤵㙢扦ㅡ搱散㑢摢㜶愰慢〰㘴㙣㈸晦ㄵ㠸愰慥晤㤳㜲㉢㍡摤ㄶ敥㐱挷㕤㐷捤慡敢㜸㡥攱㡦㉤㈰攸㍢挶㙦捦っ搸㍣㤳攲换敤㐲敤㕡散挴攰扤攸㜳㙣づ〲晢㤸昴㕦慡㔸㈴㈳ぢ㥢㡢㘴昰㍢愴㤱㔸㜸㠹摡挱扢挴戸慢愱搷昱改敡ㅣ㝣㥤㍥㡢戶㠴戲ぢ㍣捥敤㌷㌴戸㜵戸愳㜵㈷晣㐱戲㕥㐶㜰㑣㉤攱㥥㝢戹慦敤㝢㤰㙣ㅢ慥捤㘳换摥㝣㙥愵晣ㄳ挰改收摥㤲㈴ㄹ扥㤳㕦㈴㤷戴ち㈱㉥敤ㅦ挴摦捤㍢㘸㌹摡㈸攸㍣晣愰㥢㡥戰昱㍡摣㘷㥢㠸㝥㥦㐲㔷㌱㐹㠰㥦愶㠷ㄹ㍥〸㝡昹挸㡡攲ぢ㔸ㄶㄹ〰昹㑣愱ち搰㥤慡ㅦ㕦㡦慡㐷㈲㠱㉣㜸挶㈰㌹㤶挴攷搰㤰摢ㄵ㉣ㅢ㉣挱㘵ぢ㜵㤶㐰㕥㡢㝡㈰㥦ㄱ㍣㑢愸㠹㝣〶ㅤ㥡ㄳ㌱㔱摡㝤㈲㥦㕥㙦㈲㠲㔶㠰㕡㘸㝣晣㤱㐸㡢㘸㜵㔴㙢ㄶ㠱㑤攰〰っ㔳㉣㔲搶ㄴ㠲搰挲昷㠹ㄹ愴㕦㠵㝦㥦㌹昸换愷㤸晥㜶㔰㈸㐱㠸慡攴攴㈹〸搵攴㍦ㄶ㥦扣㡢搲敥㤳晦挸㝡㤳ㅦ愱㡣攴㑣㌴ㅦ㘰愸㑦㔴昰㐷㉤愶㠱っ昷㤱㍦㜱㡡〰扦挴㉣㐶㜴㤴愸扥攷㤰㐱㕦㙥戸㙡㜵ㅥ㤹愸㙦㥥敢㑦昹戸㐷搹㐷扣〸㐹㕦㑥㈱㜰挶ㄶ〲慤㔸戴㐲㉦散㤶㤰つ㔸ㄲ扦㤶敤㉡搲ぢ㍤㐶昸挵㈳ㄱ㘲扥昵㥤㤶ㄷ戴㐹ㄸ㠱㐵㑡晡攱㐶㡡て慣搷ㄸㄵ㐸愰㥥愰㌱改㑣㌵㝥㌸㙡扣て㕦㘵愹㌶ㄹ摥㈰㘰㝡㈶㙡㑣㝡㔴㡤ㅦ㡡ㅡ晦㜵摦敥㘶攳㠸づ㠳㤱昳㈴㤲ㄴ㕢㔷㔹晦戱㉦戴㠷搱㍣㙦㔰㝦づㄸ㐱㌱㈵愷ちㅤ搷㤵〶ㅤ挴㘵㄰ㄷ摦㐸捦攲㙥ㄳ慥㠰㐰挸〶晦慢㠴㈳戸昳㌴愳晢㍡㍥㠱㕥㐵戰搹搵搴ㄳ㍢ㄷ㡣㌹ㄷ〵晤挶ㄱて㘷慡摡㤶㈲ㄱ㤸〳戹㘰㝦㌷㜰捡愷㤸㡥慤晤㠸㠲㘴㔹摥㈱改㑤㜹愸挰㑡㑥扣㉦挲㙣收㐲㡢挰戴〷㠱ㅣ㐸㐷㐰㘶戴ぢ㠰㐱㈰㠶户㤵㌳㈳攴㝦挵摣敦㘳挵晢〹ㅥ〲㈸〹㌲㍢改愰昰㌰换晥昲挴㐳捦㝤晢搱㍦㕤㜸㌲㉢敥㡦㕥ㄳ㈷㈰敤ㄱ㌶晤㈰㐰ㅦㅣ户㈲㈴扦㤲昶㈱㜶收㥢ㄴ挸㡣㔰㘴愸搷㍤捡戲てㄳ㝣〴愰㤴攷㌴㌷扤㕦㕣㑤㡦㍡敢愳攸㉡㉥㄰攰愷㝤㉣捣昰㈱捦ㅤ㜸㕢㜷㉢㤹㠷攰攸㤳㝥〴㌹ㄳ摦敥摦㠶㙦昱搷戸攸㍥晣慦㐸昲捡愴捦㘵摦摡摢㔸㈴㝦㕡攳敡户㠲捤㝥ㄱ攳㜰㕤慤搸〹㐷愴㍡㈹㘶ぢ㠲㤸收㠲㠵㠳㌷昰㉤〷㔴㠵㄰挴扥慡戰挳㡡㠳㈸搰㍥挱愶挴㌱昱愴㝤㤲㑦㐴慤摡挴㑦㠵ㄹ㍥〸攲㔵㜵㍦ㄳ㜶㡦㕥㐸㕣慢ち戳敤㠵挴扦慡㔸㡥扦昰㌱づ愶㤰㠵㑣㔲ㅦㄱ㘹㡡㠶㍥㠷捣㔰摦㌰攷㜶㌷㝥搹昳愲㝡慡㜶敡搴昳挳戹戱㉢㜳敦㝡攷攰㘳捦晣攲搹㡦㍦晤㥥〳㝦晥搷攳㡦㍦晤挷㡦㍦昵慦㈷㤷づ晣散㠹㈷㝥㝡挷ㄷ㥦㝡㜶愷昱愵散㜷㥥㥦晤搲〳ㄳ㘷ㅦ戸捦㌸㜱挳攱〷摥㝤收慥㠹昹㑢挶晢晡晡晢慦ㅦ晤昹ㄵ㙦ㄸ戹㜰摦昷挴㑦㝥㝢戹㉤搴㜲昱㠲攴㌴戸㙣㌵㡤捦㈳㠳㘹㜰挶㉦敢㌴戸㕣戵㔱㑢攱㐶㑤愱愰〸㙦〶㈷愰㉡昴㘴挵挰㝦〰攳戵戴〵
Decisioneering:7.0.0.0 | Decisioneering:7.0.0.0 |  | Decisioneering:7.0.0.0
CB_Block_7.3.0.0:2 | CB_Block_0 |  | CB_Block_11.1.1000.0:1
㜸〱捤㔸换㙦㈴㐷ㄹ㥦敥㤹敥改㥥ㄹ㝢㑤昶〱散㉢ㄳ戲㤰〴㍢㠳㥤慣戳ㅢ愲ㄵ㜸㘶搶㕥㠳搷㜶㜶扣扢ㅣ㔶㙡搵㑣㔷㝢㍡敥㠷愹敥戱㍤㕣㠲戸㐰㑥㥣㌸㈰㜲㐱㈱㠸〳㐸摣ㄲづ㠰㠴㄰㥣㄰晦㐱㑥㘴㜷㔱㌸㐴㐲㕡㜱㐱换敦慢敥ㄹ㡦挷攳㝤挵㐸㕢昶㝣㕤㔵摦㔷㕦㍤扥㘷㔵㐶挹㘴㌲昷㔱攸㑢㈵㐷㤵搳㡤㙥ㄴ㜳扦㔲ぢ㍤㡦户㘲㌷っ愲捡㥣㄰慣扢攴㐶㜱ㄶ〴扡攵〲ㅦ㘹㔶攴㝥㡦ㅢ搶ㄶㄷㄱ㠸戴㑣挶㌰㑣ㄵ㜸㘲㐲扦㠹㕥挳愴㔱愵ㅣ挰㕡慤扡搲㝣ぢ㕣ㅢ㜱㈸昸㔴昹㐶㌲昶搲捣㑣㘵愶㜲晥挲捣㙢㤵改愹㜲慤攳挵ㅤ挱㉦〵扣ㄳぢ收㑤㤵㔷㍢㑤捦㙤㝤㥢㜷搷挲つㅥ㕣攲捤改㔷㥢散晣挵㤹昳戳戳捥敢慦㕦㉣㘱敡捣㙡慤㝡㠵㝢㥢攰㜷㔸㕣㜵㜰㕤慥㔵㔷〵㜷づ㡢愷㐶〷昱㜲㥤户㕣㍡㌱捥㠵ㅢ慣㔷㙡㔵晣て㥣ち㕡ㄷ㉡㉢㡤㐶㡢挵㌱ㄷ戴㌷搳㕦㘹㌵㙦㌰慦挳㜵㕦㉥挷昰㙦㌰戱捣㝣㍥收㕦㡦昸㌵ㄶ慣㜳㙡㘹晥㐲挷戵㜳㤰㘲昶愵㔱㤳愴〷㔴㔹愹㔵㙢㙤㈶㘲挹㤲㈶㤸ㅣ㐵㉤㘷慡愴换㤰昴戲㠷㡥㐵㈹愶㍡㈲攷愳ㄵ收〹ㄸ〰扡〹㔰扣晤㤳昷敥晣攰㜷ㅦ晦散て攵ㄹ㈵㜷てㅡ㌶㌸愰〸ち搵㘲慡搵㔴慤㤶㙡搹慡挵㔵换㔱慤㜵搵㙡慢㤶慢㕡㙦愹搶〶㘸㝡挵挸攷搵戴㝣戴戰㘹摦晢㜰㘹攱ㄷ昶㤹户㕦㍣㜹昶㜸㠹㜸㉤㘳㍦㤵㘵ㅥㅦ㤲攰㌵摡换愳㥦㕦〹搴㥡㥦ㅣ㝦㥤㐷㉤㤳㘴戳ㄸ搸㝣㐷㐷つ㌲㉢昹戵㌰㠸昹㑥㕣㘷㌱换晢慢㑣昰㈰㌶㐱㌴㈹㐷㈵㌵ㅡ㌹㈶晢㝡愳ぢ㘹ぢㅣ㈶㘴㜵㠰㑢㔱㜶㈴㥣ㄴ㤸㕡㌶㤷㐰㐳ㅦ㘵扣㔷㔸搴㡥㔹搳攳攷㠶挴㑣攷〶捤扡ㅥ扢㕥㔴〱换〵ㄱ㜶㌶改㐴て㡢㡦㔴㕥㔲〸㝤っ㐰扡ㅡ晡愲㝣搳ㅣ〷㉣㤸㠴㌴〹㐹㙥〸ㅦ㉡㈹慥昴っ敡㙦愶㡡㔶ㄷ㙣ㅢ挶戲㉢攲㔷㉡搳昴昷㜰㙦〱㘷攱捣㍡ㄷ㥣㤹ㄹ㝢㜶㥡扤捡㌴搲搲挷㔱昸㘷㐱㕦昲㙦扡㠱ㅤ㙥㑢ぢㄸ昳ㅢ慥ㄴ㜲㥤㍣㘲挹㕦㘳㘲㥤挳㤸挴㘲扤攰㑢㐳㔹敢㙥昲愲㑦㙢㕥つ摤㈰㡥㑡扥晣㌶扡㝥㌳昴㡡㐹〳敥㌵ㄴ㠵ㄴ〱㐷㙡㑡晡㈵㌷㐰㡤㘰〳㝤〵㔹㤳㤴㐹㈷㌱挶昴敤㜰㝢摥昵攰ㅤ戸㝤㑡づ慢㠵㐲㜰㡦㤱戳慥㠵摣㜱摣㤶ぢ㈵ㅢ昷攷㐵攸㌷㜸㄰挹㔵㥤㤰愴搷昸扡攰ㄱ昹㥦㍡㡦ㄹ㈴㝦扡捡㈲扥㙢摦㤳㑥戲搵㙡搸〹散攸搴㘸㘴㈳㘶㌱㍦㌹㡣摢㘵戲㙦㔸〳扥㡥㐷昲昸捥づて㤳㔶㌲户攳㈶攸㌳㐳㘸㜸扣戰㜹㌰㜶㕥昰敦昶戱晢㔶㌴㠷昸戵挵〹扦㙦㤷〹㉡㔹㔷戹搶づ㈳ㅥ挸攵㑤晡慢㙥㙢㠳㡢〶愷攸挷㙤戹搵攳㠴挲㜱〷㉤ㅥ㑤慥〴搸㈸㕣慥晤愵挱㕥攷昲㑥捣㘱昶㌶搶㡢㌰ㄴ㜷搷挸攴㑥散㈱㐹收〴攲㡢㝢扡攷挳㔶㈷㈲昳ㄶ愱户ㄷ㌳㘷㙦㌱捣㘹㕦つ㙤㥥换慡戹㡣㐲㔱㌴㐷㈰㤳挳ㄷ〵愱㌶㥢㠵昹㑦つㄹ户っ㉢㌴㑤搴昳攱〳㉡㑣㑥㝣㤴慢攸挷昹ㄷづ收㈶愵㑣㡡㐸㍦ㄹつ㡥敤㌵㔲捡ㅣ㐲㐱搶㥢㔷昲〷攲㐶㝡搸㍤敢㈵㉢攸捦愱㈸捡ㄷ㠶愶戹〶昹㐰づㅥ愷愹搴㘱攷㌶戰晦㕤扤愴攵㍥㘰攲〱愹㤰㘹ㄳ昵㡢て㌹㠸扥敥晤㝦㠹㔵昵㘸扡晢换㕢戰散㉢㉣戰㍤㉥ㅥ㈸㐲㠵㔶㘴ㅥ㈵㜰っ愰愰㝤〲ㄷ晢愸㜲愵晣㉤扦㐵攱换戲㄰づ搰㈲㥤㔳昴ㄳ㠰晡㔵㈶愰摡摡㍦挱㙦愴㜸愵㡥〶㤴㤰㐸づ㠵㡤㈰摣㠶㕦㠲㔲㘸ㄱ㌹づ㘲㙥收昳㈴戶〲㝥㘹㔱㌳㙡㐶挱晦㕤戰㈵搶㠵㕢户㙥愵㈱㐱捤㘸㜷搰昳〰挹愵㘹㑡㑦㘵昶㉦㥦㈶愱㈰愹摤〶愳〳㌵㐹㙥㜲㐷改㙡摢慥ㅤ户昵㌶㜷搷摢㌱つ㌵㔰㘸扤扦晣捦晤晢扦㐶㕥换㐰㜹㤶戲㌹昳ㄴ㠱搳〴捥〰ㄴち㐹㌸搳ぢ㈶挵つ㌴㜳ㄴ攸㐶〹慡ㅦ㤶㈹摦㈸㉣㠵捣㥥㘷㉤愴挵昹㌴㈹㌶㙡愱扦㠹㘴㐱㑣㄰㘵つㅥ〰㥥㘵换戵戹㌰愸㠳攲㐳づ㌹㜱愴㑢晦ㄹ㈱ぢ挸㘶㌴慤㘸㡣㥡㙢戱挷敢㕣慡㐵㤰㐶㍦戹㕦摣挷晦㕦㙦㕥晣〶㈵敦㠵㠲摣㘲ㄹ㔵昳㌹〰㡤戴改戱ㅣ捤ㄱㅡ敡慦㝡㘱㑣敢ㅤ昷㙢〲㜷〷攱戲㈵搷㜷攳攳晤收㜲挷㙦㜲戱〶㠴ㄷㅤ敤昷慥㜲搱㠲戲戳㜵㝥㔲㥡昰㠰〳㥢㜴㙥戸㝣㥢扣挳戳晢㔱挸㠹㙢㥤㈸づ㘵㝥㜵㜶㍦扥ㅥ㉥㠷㜱摤㡤㌶㍤搶㍤㌷〲㥤㘰㙥戶㜹〰攷㉦㄰〳ㅥ㐶ㄴ㙥㙥㜲㝢挴ㅡㅢ㘱〷㍢㔸慣㍦つ攱㐳ㅡ㌰愴㤱㔱㘴戸㌰㉡〷㍢戶㕥捥㍦㈸㉢㜲〱㠶愱挲つ㉢㑦收㠹挸㈴戵㡦㘰㝣㡦㌹昱㘸㔳扥ぢ挵㈴摦㌱㐱ㅢ㉡ㄴ捣攷昱㠵戱㈹攴改㘸㠴㜹づ愰㔷㌴戲搱㐷㡡て挴敥㠸搳搷㥦㌵㌷昶㜸搱㤱㉡㈲敢㠶〳㡤㐰㜶㘰攷㥤戵戶攰扣㍥收㉣〸搷昶搲㐸㜵㉣㈱㕤攲敢挸〴㔶挳挸愵㠴㙣捣㔹ㄳ㉣㠸挸㤴㠳㔶昷㤹㍤㉤㘹扡㥡㔳㜵㠳〸搳㐸㥤愵晡ㄱ㠷㔲㍣搸㘸挷てㄶ搸㘶昴㔴攸てㅤ㙢㔲愴〲㈹慡愲慡㡡愱ㅡ㑦愸てㄹ晤换攰㤶㉦攳㤲㜸昷攷扦㐲㔵捤扣㐲㤰〰㐴〹㘱㙡攴㔵ㅦ攰昳㠷愲㌵慤て㠹昶㙥愲㤶ㅤ攵〹晢ㄹ㡥㡣㡥㕦愱㌱㉦〰㝣㙢攱晡攲敥攵攲㌳㍤㐷㘸ㄴ〷ㅥ㌹㙤㌸づ攲昱㐴㙤㈸㤵㈰㡦㘶㑡改㔳㙢㔸ㄵぢ㡥愴㈱慤ㅣ摦慤捥㈳㜳㉣㌹㑢慣挹扤昹㔰昸㉣ㅥ㑦ㅡ㘴攰㍥ㅣ㙡㡡㐳〸昰ㄹ愹ㄹ㕤晤㘱攲ㅥ㌷㥣戹㑥ㅣ㕥㜵〳搳〱㤰扡㤸㜶戱ㅤ㜴戱ㅤ搹㔵㜲慥搱㔵㈰㠹㌲攰ㄵ慥㌳㌸㠶戶敦戶っ㙡㔰扡晥㔴攸㈷っ㥦挲㜷慦㐸㈵㠵扦㉡て昹戹攴戶ぢ㜱㔷㄰㑥攸攸㐸晣搰㘲㔵搱昱愷㍣㘱㥥㠵摣㐲㕥㘳捤㤷挰㑤㤳て㕦㤴㙤㔰昹戴昷扣昶改摢攸㤱㥡慤㔰㙥㐰㘸昳慢㘹㠵ㅡㄳ㘵〰ㅡ慡㑦〲㝣慥㔶戵㤲㔷愱㐵ㅢ㐱搰㡤扢晡ㄴ扡挷搱㍤愰攳ㄳ捦愵㘳捣㤷㔱㤱㉦㌰ち昹㐲挹晣㙢㘹㐵㌲敦㌹㐴㠵㜴㕥愲愷㔱改ㄵ㡤搶晤搰愳愲昳㉤㌸㜴㘸㡤戸敢㐱㔱愹㑡㑦ㅦ㐹㑤㕥㔹㘵㥦㑣昶昰づ㤵ㅢ捥戴晡㘳㈹㤹㉡㡥捣ㅥ〹㐳㌲搱晥㍥㈲㔳敢㡦愷ㅤ散㈶愸㌴㠶㡡㑥摥攳搸㔵户㈵挲㈸㜴攲㜲〳㡥户㑣㜷㍣㈷㤳㤹㥥㔳晥〶㡥㌲戵㤴挴〰捦攳㈴㈶㐸〶戴㌳昳㍣挰㔸戶㌴㡢て㥥㐶敡愱捦摣攰戰㥣〲㠹㘷攴慢㐳㌲㑤晦〹戰㈷㙣㝡㍡㈹搱扢摦ㅡ挲っㅤ戱㈱ㅢ㜰て㘳晥捤㔰㙣㌴挳㜰㠳扡挷㘵㉢㙡㜳ㅥ搳㘳㕣搱㑦㜴㠶敡〸搵搹散㥥㠷户㌴昹㈳㈴㙤㔲㝦つ攰挸敤㜷扥㝦晢摤㜷㍥晥攰晤㝦晣晥摤㍢扦晤愳㝥〱㥤㘳㝢㥥〸昵㡢攸晡㝣戵攳㝡㌶摥㘰慣㐶㝤摥昲㤱㡥㝡㤵ㅤ㉦摡㔱晥㡡㐳愵㈷扥ㅦ㝦昲挳ㅦ昹昵㝣昵㌷搶攲扤晦ㅡ㍦慤㉢㝦㐹ㄱ挳㡦㜶ㄳ愴㤷昲挰摦愰愹戲ㄳ㍤㐵搴㐸〰㙦っ搹敢挰㍤㙥㐰敦㈷㠷㙦摢㤷㜱㝢敥㤲昱㘴㤱ㄳ㙢搲㔹攵搴慦㍦ㄹ慦摥愵㤳㐲㠴昶㘷散攲㌳昰搹慢愷挴㤱㙣摦扣〴愰搰昶㘹换捡㥦㌰〷捤昳ㅤ㌴㤰㘳㘹㠴ㅤ戶つ㌲慥㜹摡攰搰摤愴㔸㤴捡晦敦攲㕣收捥晢㜳挵晦〱㈰搳㘱㤳 | 㜸〱敤㕣㕢㙣ㅣ㔷ㄹ摥戳摥㕤敦慣敤搸㡤搳㑢㑡㘹摤㤶戶戴づ㙥㥣㌶㉤〵㐲昰愵㐹㔳㥣搸㠹㥤戴ㄵ愰捤㜸昷㑣㍣捤捥㡣㍢㌳敢挴愵㔲㈳㐸㈹愸㤴愲㜲ㄱ愵〵慡ち㔵㠲〷㉥て摣晢㠲㐰〲愱㔶昰〰て㐸㈰ㄵ挴㐵〸㠴㈲昱挲〳ㄲ㝣摦㤹㤹摤㤹㕤敦搸摤戶攰㈲㥦㜴㝦㥦㌹户㌹攷晣搷昳晦㘷㥡ㄱ㤹㑣收摦㐸晣换㤴㘳收㡡昹㔵捦㤷搶搸㤴㔳慢挹㡡㙦㍡戶㌷㌶攱扡晡敡㡣改昹㍤㘸㔰㈸㥢愸昷昲㘵捦㝣㔰ㄶ换㉢搲昵搰㈸㥦挹ㄴ㡢㕡ㄶ昵ㅣ㠴扦愱攸㐱㘳慦晥ㅣ挰挲搴攴散攲晤ㄸ㜵摥㜷㕣戹㙢攴㐴搰㜷摦昸昸搸昸搸慤户㡦摦㌶戶㝢搷挸㔴扤收搷㕤戹捦㤶㜵摦搵㙢扢㐶收敡㡢㌵戳昲㕥戹扡攰㥣㤶昶㍥戹戸晢㤶㐵晤搶户㡦摦扡㜷慦㜱挷ㅤ㙦敦挷慢㌳㐷愶㈶攷㕣㘹㜸慦搱㤸㜹㑥昹搶㘹㔹㌱戹㌶㈹㕤搳㍥㌵㌶㌵㠹晦㘲昳挷搳敤㘳昳㑢㔲晡㝣戵㜴愵㕤㤱㥥㠶㡥㝤搶㠴攷搵慤㘵㙥㥥㘶ㅤ挰㔲㉢扡攷攷慤㈹㔹慢㘹㔶㌴㙡搱㥡挵摥搵昴搵㝥㙢㕥摡㥥改㥢㉢愶扦㕡戰ㄶ㌰㔰㜵挰㍡敥挹㘳扡㝤㑡ㅥ搱㉤㤹户づ搶捤㙡㉥㐸㤹㥥ㅢ愲㈱攲ㄳ㔳换ㅦ㥢昰慣愹㈵摤㔵㌳昲戸㌱㈹㙤て戸㤵㘴摢㙢㍢㡦换愹慢㌷㜰捣敢㍡户㐳捤〹摤㙤戴ㅣ敤摣㌲㕣㝣㜲〶㌷㜷㙥ㅦ摢愳㘴㥦ㅢ㍢昷㔱㕢㤹㙣㉤晡㐲晡㔶㍢㡡挵㘸〵㠲㕥㠲㈲〱ㄱ愸㤵〸晡〸晡〱㐴敥ㅦ攰㤲㜸㐷㔶㘵换㝡戶扣㤸㉤㔷戲攵㙡戶㉣戳㘵㈳㕢㍥㤵㉤㉦㘵换㘶戶㝣㝦戶㝣ㅡ㙤愲㔴散敤捤㠶改攷㥦㍣晡愳挵ㄹ㘷晡慢扦晤挳ㄳ户㑤㍤㝢戴㝦ㅢㅡㅤつ㈷㌵敤敡㘷㐰㙡㑤㉡摥㌳戶㥢晦搶攷ち㌰㠵戱搷戸摤ㄸㅦ慦敥摤慤摦愲攷戹慣ㄴ攴㈷〸㘵〸㙤晢㡤㝢㑣扢敡㥣㔱戸扢㘲㔲昷㘴㜳攳㐶挳扡㐹愷㙥㔷扤㌷慤㕤㌹敦敢扥扣扣戵慥㌹㐸㕢户㜹戰㤵昴搴晢慥㙣敤㜶㐲慦搵攵挴㔹㌳愸㝥㜳㑢戵㌵攷㍡㡢㥤㙢て戸昲㠱㐶㙤摢㡣㈶㈰搴㔶搴搸㙤慢っ慡㠲㜹㡤㑣㉤㌹㥥戴搵昴㐶慤㌹戳㜲㕡扡昳㤲㈲㔱㔶搵㔲㉦㘶㔵挸昵愳戳㌶ㄶち㙥慤㕥ㄳ㉦㌵敥㍣敢㠳㤹㘵ㄵ昳㕤㤶慥扦扡愰㉦搶攴㈵㠹㈶挱㍢㔱戱㌳㔱㝣挰愹搴扤㈹挷昶㕤愷㤶慣㤹愸慥攸㤰㌴搵挳㑥㔵收㜲ㄹ㈵ㄴ㈰㜰㝢㝡㠴挸摣搴㤹ㄷㄴ㈲㘲㈸㈶㈳㕦㤶㈴扢戱㘳㔸ㅤ㔶㔱㤳愴挹散㕢搶ㄹ㡣昳㔵㌲㈶㠵〳㘳㙢愲晥攰㑢摦扡捥戰つ捣扤扥㡤戳搹攱㜰昵㜷慥㐸摢扦㑢户慢㌵改愶㙡㍦挱ㄹ㘹㠳〰昹ぢ㄰〸ㅤ㜷㡦慡㑥㥣ㄵ慢昹㌳㘶搵㕦㉡㉣㐹昳搴㤲㡦㌲㘸挸㘲㤱㕢摢㤶戴㡢㔰愴㙤㈷ㄸ〶㈸㤵㌲㠵ㅤ㙣㔴㈸㈱㘵昲㤴㑥㈹扣㥣㄰攴散㤷攰攵㝥攳㠰㔹昳㘵㈰㤴〷つ㘰㈴搰㙡ち㝤〳㈴㔱㔷慦〴ち㘳㠷㌱〵㉡搵㑤摢㕦㙤昲㙤ㅢ㤷〴㐴戴㈵ぢ㌶㥤㉣愰㈸㐸捡㠳ㄴ㕥〳搱戴㐸㠳昴挶㌱㈲㈲ㅢ愴㘸㜶㡣㥣㈴㌲戶㑦㤱ㄱ㘸ㅦ㈷㐲戶摥摤㔹㐶㤰搸摢㠹㤴㥤㍡昲攳㤶㌴㕢换㤶て愴搹挵搸㌸敤ㄲ㠲㑢〹㉥㈳搸〹㈰晥〴〹㐷㈹㠷㝣㌲㘹㙦挲戳㜶〵挱㥢〱㈰㥦㌴捡㥣㔰㔴搱㠶摡㠸ㅤ挹㜶〳戰㤳㤵㔱ㅣ㠸㈲㕡挶つ㍢㜳挰㔲㠸づ慤捥捤愱㙢㜳㑡挷㕥摦㤹㌶攳换㈱㐵愶㌴㡤慦㜵㥤愶昱㡤㘰搳㉥昵搶㔵攸慡㡤㄰㕣つ㔰搲慥㈱㠴㜲愱挱扢㌱㡢㥥㈶攵ㅢ挲㉣ち㡣愱㉥ㄵ㝣㐸挸㍣〲愴〸戹戶攳换㤶つ㑤㜳㜰搴㜸挳摢搰扢㍡昳㜷㠸昴ㄶ扤戹愵㜷攸㉦㝡㠵㔶昴戵㘰㉦昱㥢㡥㍡收㍡㔴㙢搷ㄳ摣〰搰愲㘳㜸晡㝥愵㥥〲㘵ㄶ㕢㌱捣㙤愷搷㐵㔹戹ぢ慢换㔲㘹愰㝥㘳㐱㜷㑦㐹ㅦㅥ㡣㐳搳戰㠵ㅤ搷㤵㌵ㅣ㙡慢慡㠰攷㤷㑢㤳㠵摥〱搷戱㔸扥㘵㈳㝢㙦〸挵㤰换㘵㝢㌲㉤㌶㜲㡡慤ㄹ昳㌹挵㈸㠷㍡昸㤶捥㐲㈲搶㈹㐹㕥散㤷㝥扥摣㤲㈴㕤㐸㤲ㅢ戱慤摡㑤〰㤰ㄲ攲㔷ㅤ㈵捡㉥㌶㝢㥢㙡㤶戴㔸改攱㑢㌹㥤戴昸㄰摢攴㐸㕦攰戰㥤㠴晦挰ㅢ戰收㑤慢㈱㉣晡慣㌹改㔶攰㕢㌰㙢戲ㄴ戸㘵㈹㙡戶㘴挵ㅢ㐴㔶昴昴戴㥤愷㔳晣㙢㡡㑥㕡愴㐴㉡户愷㔶愶㥣挵㥢㐴㐵㌷㈴㠵㑡㡡㙢愸㈱㠱㐸㜹㙣扢㈵㘲扡㄰㌱㌷㘳攳戴摤〴攳〴㝢〰昲㉦㐱搲㙣㜴攳ㄹづ敢㕤愱㑢扢㕣捥ㄴ㠹〶攵㈲㝣戱愳戰摡换搷摣㐶㜰㍢㐰㡢昹㐳〷㘴ち㈱㉡㤴挷〸㔱㠵㌱㡣ㄳ愶㍣㐳ㅡ搸㘶㈰戰㌴㔵昷㝣挷㘲㘴㘹挰㤸㜶㡥㌸晥戴改㉤㈳ㄲ㌵㙣㠴㤹㝢㤶愴つ敡㜲㘱晢戴㤴㌹换换戲慡ㄹ昳㑥ㅤ愲敤搰昴㘶㌸㤸㘳㍢㘰㑢慡戳㜹㔶㈰㜵㜷㍥挶㄰〲㍢慤晣慤昴挶㙥挸晢捤㐳摦㘰㜳㐷ㄷ㑣扦㈶晢㡣㠰改㤸㉦ㅡ搸㐵㐴づ慡扤挶挲㤲㉢攵昴㠰㜱搰㌵慢㌵搳㤶㐴〶㙣㑣〶敢㘶攴㈹㐴〹收ㅣ挶〰ㅤ㝢挰㔸㜰㜵摢㕢搶ㄹ㔰㕣摤㥥㜸㔲㘱㤱扣㌱㘹摡ㅥ㕥愳戰挸晣愰㌱扦攴㥣㐱挴戶㙥搹〷昵㘵㙦㔳㘰㠵㐴ㅦ㈴㠵ㅡ㤱ㄵ搹慣㈸㘶㡢摤攲㠷〷昲㑣㠶扣㤷㈳㔰戸捡攴改㌳㑦搱摥戴敢挳ㄸつ敤㜴捥愹ㅦ搱愳㐶㘱㑦慡ㄴ㈶愷㙡㜷戰捦㍢〰敥㍥㜸晣㔰㌳㌲昷慡㘲搶㜹㝡昹㔳㘴扣㈲㡢㐶㈰㠴㍥扡㙤〱愹戰㡣㤴〳づ〴挶昹搴㑡㝥㈵㐳戵㈱昵㙤㙢㘶て㈰㤲搴㙦捣攸㡢戲㠶㜸戴愵晢摢㠲〷㥡戱㤶㕥昳挲扡㈹挷戲㜴㤲ㄶ挹㜲扥愲㤳㠲㈷敡扥㜳搸戴㌵〳㐰搱㕦㔸愴㥦㐵㤱㝥㔶ㄵ昵ㅢ挷ㄸㅡ㔴㜹㡥攵㥣搲㕤搳㕦戲捣㑡㤱てっ摦㙤ち㥡〴㤳㔳昲㐶㈹㤲ㄹ㈳㉤搶晣㜱㤸㙣摥ㄸ搰㍤〶㌹捡慤㈳晡㐱戹㔹㔱挰㍦搱愵㘳〹〲㐶㜹㑡戵㜷㘱戴扣扡ㅤ〱㤱愳搲㠵攸づ挶㠵㠷㔱ㄲ〸㈱㘲㍤㠵㐴攰ㄵ㡣〹㜹扡戸ぢ挶㜱摢昴㠱㍤㘲散㠰改㑦㝢㐰㌹〰戲敡㜸㝢戹挲㙡慣搳㘸㐳㉢㕣搵㕥㤵㔰ㄳ㔷戶搷挷昵挶㕢搶愸づ㌴㑡㑣㤱慣搷㐸㘹㤶㌵收戸㤹㔴㡤㔰㡡㍢搲㌶㈲捤㙤摡摣㜷㑡㤱㔷愱㤸ㄴ捤㘴戴㜷㉢㐲㐱愰㌷搴㔱昴搹愷㤳㐷㉣㘲㐳ㅢ愰㐴㍤ㄵ㤴つ㠴㈱挱㐳戸㜶㔲㤵愵昰〹晣扤㉤捣捥搶晤㐴㡤㝥㜶㌸慣㤹愸搵㘶㙤㔸〹ㄵ摤慤㙥ㄲ㤶挶摡〲つ愳戸戳㕢敤ㅦ㙣㙦㡣ㄱ㐳㌶㘴㔸㈴挵てっ㌶〴㜳挵㈲慡戴捥〶戸搵㡤攲㈲㥦づ㑢摤㔶ㄸ㤸昷慢搳㜲㐵㤹㘱㑤㑢㝥㔸㜵㘸㥣ㄶ㤵ㅣ搵㡣㠹㐵て㉡摤愷ㅣて㜳㡡挱㌵攳ㄸ摤㔲戸挴〰戱ㅢ收收㉡㍥㐲扢㡤〱㜸㌲搸㍣搸挱㡥〴愱ㄳ㕡㘷㤴愰㠵ㄴ挲㑤㉥㠲扣搳㈵㐶㈱㐸つ㤵晥扥㕦㝣晥㈹愶慦散捦㐴㤹㤰㠹ㄸ敥㑡戱ㅥ㠰摣㜸㘴㤲㕣㌴ㅣ〵捣〳挹愶㠴㔶㝦㔴㐶ㄳ㘳㠰㈶㥦敢攳ㄶて㘳㔹㠳㘴㥢ㅡ敥戹昹㈶戴㘹㙤㜵㥢㜱挸慥搴敡㔵愹㔴㜱㈴慢㤵㐶摥ㄴ昸㔲㔷〰〳㙥㑡搹㤷㜰㔳づ攱㈸挵㈵ㄳ㐹摤摢摤摡㝥㜴㔷㐲づ㘳〴慡㡦〱挸ㄴ户㥣ち㠸戵摤㔳愰㝤戸扤㜹㠱㐱㕤㥥㠳㐸㙢㉢愲㉣㥢挱㝤扣㐶ㄴ㔹㜱㕢慣搹㡣㌳攳搰㘶㡦ㄵ摤㘵〶㐵㥢〲㐷㔸㘷㈰昰ち〵ㄸ㈳㕤㜲〷〷挹㕣〸愳扢ㄷㅥ㔶㡦㤹ぢ㐰㠵挲㠰㘰㡣㤷愷愰っ㜶ㄵ㡣㐴㠳㍢摢戴扡〵愳扦戴扣戵〹〰挱㌰㌰つ㕡戴っっ㥣㈹攴搷㌷㜰慥㐲慢㤴〸㘹㍣㤸捡ㄸ攵㌰ㅣ昶㐰ㅡ戸㠹〷改〵〷㑡挸摦愱㉥㠶㐵㜷ㄳ㐷㉤ㅣ㠱ㅣ昷㤲㤶挲㌹摤挷昵ㄷ㝢㘷㑢昱㐴戵㑡㜳ㄷ晥戹㑤㠱㔵㕣摤〸捣搱ㅤ㉤㤷戲搴㥡㘸摦㕤摢㔲ㄱ㕥ㄶ摣㌳㍤㜶㤷敥㔷㤶收晤搵攰攲㔶户㈴㤱㝦〱晥㠸㌵摦㑥㥢㌹㘷昳㈲敡ち昷扥㜴摡㜶捥搸㙡㕥㜹㡦户晥㐰㈱戸㐲搹换㐹㤶㌲晦挶㍦㤵戲㤹晣て㌰攲㐶愶捤〱㥡づㄲ㡥愳㔲㈰つ㐶㤰㑦愱ㄳ搸敥㡤㕢〳愴㤳ㅤ㉤㜴愲〴挱ㄶ愱搸愷㕥㌳㐲ㄱ摦〷㕡㐹㉣挱㤱ㅣ㝢晥㍣㔸㕦㝣て㈵㐴㌸㥥㐳㌱㤲扦ㅡ戹ㄴ搴㈹㐱ㅥ㕥昱攰㠵㤰晦ㅦ㉣㐵摣扣㈶㍢晤ㄷ㤸㔹㝣户ㄵ㐵㔷ㄲ㐵摦㘹㐳㤱攰㌵㄰挵扦㜷㈳ㄳ愵㍣挳戳慦㈸㄰捥㌵㙤ㅤ㐰㕦昷ぢ扦晦挳〳攸㑣㐸ㅣ捡㐶㐳愸敤㍡㍣㌷㑣㠴㥥㌶ㄳ㠱挱㝢㘵㈲ㅣ㐶㐶㌰㡡ㅦ㤸〸愱て㘴ㄶ〵敢㥢〸㡣敤愵ㄸ㠲戱㔰㙢捣慤挱ㄳ搸㈵ㄶ晤㘳㜷攱攲慤昴㄰捦㠷搲昲愶攰㤱扡戴扤㜸㑥㜷㜵㙢愷㉡㍦攸㑡㈸㌳㜷〱㌷戹㔵ㄷ昶戸㝣捤ㅡ搵㘹つ㕦㐵攴㘵摦昲愷㙣散晥㍡㌰ㄵ愴挰㝤㉦㡡愲昰㉡㍣㈵㠲攷㠶捣〷㜷㝣敤攰敦ㅥ㍣扦㥦户搵㐲㕡捤摦㠴㝣㌷㈱㝢摡ㄳ〸敡挶㉥㡡㕣捣て㜳づ攳ㄳ㈵㜳戹㈶㈷㜵㔷㔹㐱㥥㘶㐵搹㠰昰㘲㠴ㄹ㄰摦㘶㌰㌱㜱敦㈱㌰㌱挷㕡摣㥤敡挳㈶攵㈲ㅣ㡢㑤㕣昹昴愲戰愱攸愸挸扡戴㌶昳摦㠰㉡㝡㠵ㄳ㐹㕡㠹㍣㜵㌲〹昱昵㔶㕤户㤷扡㉥㌸挸㌰散ㅦ㐹㈹挴ㅦ㐸㈱昱㠳っ㉦〴㈸㈹㜵っ㤹晣捤〰㈹㤱戵搶㄰㉦晤〱㕢㐲㐰㌶㉥晤㜵昹ㄱぢ㜶ㄱ㔸㡣㝣昱摤㥥㘸㘹㡢㐶慡㠹愱㕡㘵搳捣㈳愳づ㉦㉣ㄸ㡦㑡ㄳ㤶捥ㅥ㤴㙥搸ㅤ挵㤷っ㔸㐱攰㉤㘰散扣㐵㕦㕢挹扡搳慥攳收〷昴㑣㐱㈹っ㝢㍢㡢㜱㈰㔵㌱扡愰㘹㈹㈸㈲ㅣっ戲㡤㑥㝤㘱ㄵ㜴㤶扤ㄳ愷㔲〴晦昸愵㄰敢㐷㥢㐳㕦摣㕡㐳ㅤ㘷昷㘲㠱晣挱晥扡㌲㠵戱昱㔶㜲っ㈴散㠶㕡ㄵ㠳敢攱挷搱㠵㡢捥〸慤㤹㔵捦㘲㉦晥㐴㥣搵㤳㙤搳晦㡣㕥㉢捥㍡挱摥っ㘳㈷昴晦扤㈸㔸㔷晦ぢ挶摥ㄴ㈲敦ぢ㌳㝣挸㌳㝥戲㙥挸㠶㍢〲捦㌶㠲㌷敡㘰慣愹㉣㐳摥㐱㙥ㅥㅦ慦〶搵㑡㠲挳敦㤵㙢扤ㅡ搱攸㑢摢戶慦愳〰㘴㙣㈸晦㍣㐴㔰挷晥㐹戹ㄵ㥤㙥ぢ敦㐳挷ㅤ㠷捤㡡敢㜸㡥攱㡦捣㈳攸㍢挲㙦捦っ搸㍣ㄳ攲换慤㐲敤㕡散㐴晦〷搰攷挸㉣〴昶ㄱ改扦㔶戱㐸㐶ㄶ㌶ㄶ挹攰㜷㐸㐳戱昰ㄲ戵㠳㜷㤱㜱戴慥搷昰改敡㉣㝣㥤㍥㡢㌶㠵戲ぢ㍣捥慤㌷㌴戸㜵戸愳昵㕥昸㠳㘴㙤っ挱㌱戵㠴昷㝤㠰晢摡扡〷挹戶攱摡㍣戶散捥攷㔶捡㍦〷㥣㙥散㉤㐹㤲攱㍢昹㐵㜲㐹㉢ㄳ攲搲晥㝥晣摤戸㠳㤶愳つ㠳捥挳て扡改〸ㅢ慤挱㝤戶㠱攸昷㐹㜴ㄵㄳ〴昸㘹㝡㤸攱㠳愰㤷㡦慣㈸扥㠸㘵㤱〱㤰捦ㄴ㉡〰㥤愹晡㤹戵愸㝡㈸ㄲ挸㠲㘷っ㤲㘳㐹㍣㡤㠶摣慥㘰搹㘰〹㉥㕢愸戳〴昲㕡搴〳昹㡣攰㔹㐲㑤攴㜳攸搰㤸㠸㠹搲捥ㄳ昹散㕡ㄳㄱ戴〲搴㐲攳攳て㐵㕡㐴慢愱㕡戳〸㙣〲〷㘰㤰㘲㤱戲愶㄰㠴ㄶ扥㐷捣㈰晤㈲晣晢昲晥㤷㕥㘴晡摢㝥愱〴㈱慡㤲㤳愷㈰㔴㤳㝦㈲㍥㜹ㄷ愵㥤㈷晦昸㕡㤳ㅦ愲㡣攴㑣㌴ㅦ㘰愰㐷㤴昱㐷㉤愶㡥っ昷㤱㍦㜱㤲〰扦挴㉣㠶㜴㤴愸扥㘷㤰㐱㕦㙥戸㙡㜵ㄶ㤹愸㙦㥥敢㑦昹戸㐷搹㐷扣〸㐹㕦㑥㈱㜰挶ㄶ〲慤㔸戴㐲㉦散愶㤰つ㔸ㄲ扦㤶敤㈸搲ぢ㕤㐶昸挵愳ㄱ㘲扥昹敤愶ㄷ戴㐱ㄸ㠱㐵㑡晡攱㐶㡡㡦慣搵ㄸㄵ㐸愰㥥愰㌱改㑣㌵㝥㈴㙡扣〷㕦㘵愹㌶ㄹ摥㈰㘰㝡㌹㙡㑣㝡㔴㡤捦㐷㡤晦扡㘷㘷愳㜱㐴㠷挱挸㜹ㄲ㐹㡡慤慢慣晦搸ㄷ摡㠳㘸㥥㌷愸㍦晢㡣愰㤸㤲㔳㠵㡥㙢㑡㠳昶攳㌲㠸㡢㙦愴㘷㜰户〹㔷㐰㈰㘴㠳晦㔵挲㈱摣㜹㥡搶㝤ㅤ㥦㐰慦㈰搸散㙡敡㠹㥤ぢ挶慣㡢㠲㕥攳㤰㠷㌳㔵㜵㔳㤱〸捣㠱㕣戰扦敢㌸攵㔳㑣挷收㝥㐴㐱戲㉣敦㤰㜴愷㍣㔴㘰㈵㈷㍥ㄴ㘱㌶㜳慥㐹㘰摡挳㐰づ愴㈳㈰㌳摡㌹挰㈰㄰挳摢捡㤹㈱昲扦㘲敥て戱攲挳〴攷〱㑡㠲捣㑥㍡㈸㍣挲戲扦㍣㜷晥㑦摦㝡散㡦攷㕥挸㡡〷愳搷挴〹㐸㝢㤴㑤㍦ち搰〳挷慤〸挹慦愴㝤㡣㥤昹㈶〵㌲㐳ㄴㄹ敡㜵㡦戱散攳〴㡦〳㤴昲㥣收㠶昷㡢慢改㔲㘷㝤〲㕤挵㌹〲晣戴㈷挲っㅦ昲摣㠱㜷㜶戶㤲㜹〸㡥㍥改㐷㤰㌳昱敤晥㥤昸ㄶ㝦㤵㡢敥挱晦㡡㈴慦㑣晡㕣昶ㅤ摤㡤㐵昲愷㌵慥㝥换搸散㔷㌱づ搷搵㡣㥤㜰㐴慡㤳㘲戶㈰㠸㘹㉥㔸㌸㜸〳摦戲㑦㔵〸㐱散慢ち㍢慣搸㡦〲敤㔳㙣㑡ㅣㄳ㑦摡愷昹㐴搴慡㑤晣㑣㤸攱㠳㈰㕥㔵昷晢挳敥搱ぢ㠹㙢㔵㘱戶扣㤰昸㔷ㄵ㑢昱ㄷ㍥挵挱ㄴ戲㤰㐹敡㈳㈲㑤搱搰搳挸っ昴っ㜲㙥昷攰㤷㍤㉢㉡㈷慢㈷㑦晥㜳㌰㌷㜲㜹敥摥昷昴㍦昵昲捦㝥晦攴㉦摦扦敦捦晦㝡收㤹㕦晥攱挹ㄷ晦昵挲攲扥㥦㍣昷摣㡦敦晥搲㡢扦摦㙥㍣㥢晤昶㍦㘷㥥㝤㘸晣昴㐳てㄸ挷㙦㍡昸搰㝤昷ㅦㅤ㥦扢㘸戴愷愷户昷㠶攱㥦㕥昶搶愱㜳て㝣㔷晣昰搷㤷摡㐲㉤ㄷ㉦㐸㑥㠳换㔶搳昸〲㌲㤸〶㘷晣扡㑥㠳换㔵ㅢ戵ㄸ㙥搴㈴ち㡡昰㘶㜰〲慡㐲㑦㔶昴晤〷㠴㝤戳挴 |  | 㜸〱戵㔹㙢㙣ㅣ搵ㄵ摥㕤㝢挷戳戶ㄳ㍢〹〹㠴愴㘵愱づ㤰㤷㌵敦㤹㠵愶㘱扤㜶ㅣ㈷㔹摢昱㍡愰㔶㉡㤳㍢㜷敥挴敢散㈳散挳搸㍣㐴㑡㘹㐱愵㙤㘸㑢㑡㜹㈸搰㐲㔵愸愰㍣攲㔲㐰〵㐴㕢㔱㈸㠹㠰㤶㕦㤵㉡昵〷〹愵慤㔴愴㍥愸搴ㅦ昴㥣ㄹ捦摡ㅢ㡦㜷攵㐲挷摥戳昷㜱敥戹摦㌹昷摥㜳捥摣つ㠵㐳愱搰㐷昰攰㌷㍥慤㔸搸㤸㤹㈹㔷㔸扥㌷㔵捣攵ㄸ慤㘴㡢㠵㜲㙦戲㔴㈲㌳晢戲攵㑡ぢ㌰㜰㘶ㄶ晡换㔱戳㥣扤㠱昱收ㄴ㉢㤵㠱㈹ㅡち昱㝣㉣〲晤㈸〴㍦摤㝥㈵㠶愳㍡㕢㠱㡣愷晡㐶慣㐹㤰㥡愹ㄴ㑢㙣㕢晣㙡㙦散づ㔱散ㄵ㝢ㄵ㕤搴㝡㠵㙤昱㔴㌵㔷愹㤶搸㡥〲慢㔶㑡㈴户㉤㍥㕡戵㜲㔹扡㤷捤㡣ㄷて戳挲づ㘶〹戲㐵ㄴ㐳㔴㔴搵㐹㈴㡣㑥㤸㍡㌴㥣敡ㅢ㉤㌱愷晣〹挹㡣㈲㘴戵㥦搱㉣敡挶㔸㈹㕢㌸搴㥢敡㠳晦〵昸㝢㘱㐶㍢㑢㐱㤵摥㤱っ㤶㌳ㄳ㡣㔵㍡㘰㘴㠷改ㄶ㕤㐴㉢捤㠱㘹捡㜲㈹㤶换㡤〱挰搵㈶ㄸ戶㥡㉦㡣㤴戲慣㔰㈱㘸摦㤸㌹㐱捡晤愴挲捡ㅤ㔸摡捤㠸つ㜶㔹㘳扡㐶戲㍤昶っ㐰㘰攵敥戹戶戱攲昵㕥㐳㍤搳挰ㄴ㠸㕣挸攴㌵慣挸ㅦ㈸戳㌱㔲㌸挴㠶㐹㥥㐵昳㠳搵慣摤㡡换搱ㄲ㠹㐴㐲㉤摢㠳搴㜴愱捦㉢㌸慦づㅡ㕢っㅡ戱搰㌰愹㍥扤户㑥㙢㥣㉤ㅣづ〷敤慤摤愴㍣㔱㈱㔶㡥㠵㍢收㜶㥥㡢て〶挴㌸㈴㙤㌸㌴ㄴ㡥昱昰摤摥摥ㅥ㙡晤㄰㜶散㐲㔶㌴㜸挴㈴ㄱ搳㡡㤸㌴㘲摡ㄱ㤳㐵㑣㈷㘲ㅥ㡡㤸ㄳㄱ㌳ㅢ㌱㈷㈳收㘱攰昱ㅦ扥慤つ昴㜶㥦ㅢ摥㜸昶散搱て戳㈳㍦晡攸㤲㠷晢㕥㤹扤戹戳ㅤ㤸㐶㔳㝤扢㔹敥〸㉣挱㈷戵㤹㔰㡦攵㔹戹ㄷ㐶慣㌶挷搸愱ㄲ㉢攳づ㑣戳捡㐴搱㠶晤㌱ち晢愰㘸㡦捦ㅣ㘱㥤㘶㠶㤱㜲戱㐰㜲搹捡捣㑡搳攳挸愴㤳挹㙡愵戸㙡扥敡つ㈸晢っ晤昵っ㔰㍤㠷㈱㌳㤰㐱〹㕤扥〴愸收㡥㑣㤰摡昸晡敥晥挵摤㝤慣㐲扡攷㐶昷㡦て㘷捣㠵㠰扣〶ㄴ㔸挷㠲㘳晣ㄹ㕤㤶搱㠹散ちㅦ㠱慢㤱㍦㝦㈶㔹〷㈷㤳ㅣ㈴昹㝣つ摤敥㙢㕣㘶㕦ㄴ㔶ㄷ㠲㠷晡挲㤹愰敡㡥慥捤㤴㐶愸戵㤹搲㜵㘳㌳改㜳㘶㜲㤹攷㘷慡攷摥㝤㑤扡㝥㈶㙦戴捦摥㍦㥥㜴捤㌲㙦〴愸㈳搲㠵っ昵㠶㑣㥡㜵昳愳〴㌰搲㍣㝦晡ㅣ㠱㔰慦ㄷ㤸㌶敢〵愶捦ㄵ㤸昶〴愲つ昲攰㤷㘸㜲㙣㈸㥤㕣㡢㡥㠰㤵㔸㠱戲昲搶㤱㐲㙡〲摤㠸㝤挹挲㔶㘷㘰扡挲ち㌶戳㐷㑢㐵㌸㌵㤵㤹㜱㍣捤敢敡㔸㤲㄰㐸愶ㄸ㜴慣慦㙢摥㔵愴搵㜲慡㔸愸㤴㡡戹晡㥥愴㍤㐵㘰㑥㍢㕤戴㔹挸㜵㔶晥昱㙤昰摤搲ㄲ〶㑦戱㈵挸㍢捤㥤攸摥昹昳㌳㔰愸收昱戸㙦㙤挴扥攰㠸攱㤹㐳晥㌰て㝦㕣㤸挳晦挵㕦㕥㌳ㄷ㕥㌳攷换㕣て扣㥢ㄴ散ㅣ㉢〵㜹扦㕡㘴つ愳㘳つ㐵晦〹捥㙤ㄹち㘰㥣㙤㥢㈲戹㉡㌳捤㄰㡦昰昰㠹晥〳愴㉣㐷慦㘰㌱㘰㑣㔰搷㡤攲昷摤㡢捦昳㍢挳㝥挱晦㕥搴戰㘴挷晦㠳搳㥦捣晦㕥㜲㡥ㅡ㐳㝢㙣〵㈸〵㘱㈴㡡㜱㘵昹㠱っ慤ㄱ㜳㈳㈸攴㈳攵㘸㝥㔷戱㔴㙥㘹〹㕡搹㕡㕣㙢搸㠹㠱㌱戶ㄲ㐹ㄷ㤰㔶っ㜲つ昹ㄱ㜵晢扥㈲戱㜷ㄱ㑣㍣摡收㌲㈸㍥㔵捣ㅦ㈱㈵㔶敡挶㘹㔳㜰㘸攰㌰㑥㘵㈱㡦攰戱㈱〳㤹㕡㉢〲收慥挶扤㔲㠶搰摦ㄲ㡡㐶㍢昸愰戹㠶㝣㔹㍤〱㤹攰搰㈲昹㝦摤㙦散散㐶㔴敤攷〳㡤㘱㌱戶ち㐸ㄸつ㡤㍢㈸戶㝡慥攰㙥㈷搴ㄵ戵挴㘱搸搰摥㡥愹㔶㙣つ㤲昳㠰㠴搱づ〱っ㙢㤱㘱ㅤ㤰㙥㥣〱㍦㍣敦戲昲慥㐴ㅥ㘷攳昹㑥㤷㘲㐶挰扢愷〱㔲㔲户㡣〲㜹ㅥ㡤挷昳ㄸ㡤㜹ㅥ㡦ㅢ捦愳昹㜹ㅥㄱ昰㍣㉥㉤捦㈳㈶ㅥ搹㐳摤愸㠵慢㡥慢搸〵㔰㡢慤㐷㜲㈱㤲つ㐸㌶㈲昹ㄴ㤲㑦㈳戹〸㐹ㅣ挹挵㐸㉥㐱昲ㄹ㈴㍤㐸㌶㈱戹ㄴ㐸㌷ㅡ挴㕤昸换愰戰愲愵ㅢ㤵挷㜹戹换㠱㙣㑡昵愵挶㑣㐳搵〵㕤户㠸㈳摢扡㐲愹㐰愸愲㡡㍡㤵㐵㠷改慡慣捡摤慥慤㠰㍤戶ㄹ㐸㌷㕡〷㈵挴戶㘰つ捤攴搶戰㉦㡡攸㉦㙤散攴㌰户ㅣ㠲愴ㅥ挵㜴㤹㠳〷㠶晡㈱昷愰㐵㐸敤㤹ㅤ㜵敢㤰昴㠳㡢㥦㡥㥡〵㐸㈱摢捣㐲ㄱ昲㔵搲改㌶ㅥ㐱攷㕦愸昰㈶㥢愶戹慡捤㕡捤ㅣ㌹戴搲戴㡢挳挵ちㅣて㐶㐹戹㔲㤷慣㜴㤸㐳㘵摦戱㜶搵戲ㄸ捦㌳慦㌴昷〱晢㈸㈳㠷㠷㜰扥昳㙢摤㘹㔲愸㤲摣〸㐰㉡挱戶㕥㘵㈶敤挹㉡㌲㤶㈸捣㥤捤戱㌵昵㉤敥㍥㍦㙦慥捤㐷攱㌶㜶捥㌵㡥ㄵ慢〵摢㤷攳㔶摣敥搵㝥㌷㉢㔷㑡㤰摣愷戳㠵㐵㑤㘴ㅡ捣㡢〶昶㤶ㄱ搷ㄲ㤷ㄳ攲㐲ㄸ㍥换㜱扣㕥㐰攱挳㐲愳昵㌹㔷㔵㍦ㄲ㜱㕣挳愹扣㘱慥㘶晥〸㥥攳摣ㄸ挱㙤〳戸㜱慡㔹戲㈴㔸㤲挴㌴㐵㌱㜴捤㔲〸㌱〴愲㔳㤶㌰㌴捤㌱㔰㈷㙥㍢㤰捥㜷㕦㝣昹扤扢ㅦ㍤晢昸昷捦ㅥ㝦㙡㑥昱㔰昸户㄰㘴㌰搰〰㠳昷㐰昹愳㔰昴㙤愰换㔶〷㡤戹㌸㡥㜹㘲晦戸㜳㑥㝥㈸晡ㄶ挸㕥㡥捥㡤挴愲搰て收挰㝦㜰㑢ㄸ㡦㌷㥥㤴㄰㈷〲㠹摢㤴攸㌲戳搴㠴㙥〸㡡㉤㡢㠴捡㔴ㄱㄲ㍡㥣㐷㐷㑦㈴㐴㜴ㅦ㥣〴攴挲㌳摦㌸づ㠶㜹敦换㑦㥣㝤㙡搶戳搳晢户ㅦ㡢㕦扥㜷㜰㜳捤㔲愷〱昶㘲㑢㠵㑦㐱㌳㕡ぢ愴捣㍤昳慡㠶摦㠰づ㔴搷敦昲扥ㄷ〰㐶㔷攴〱搶愰ㄴㄷㄴ㑤㤲愸㉤㐸㡡㉤㈸㤶〸㡢〹搹㤳愲㔸㤶愵〰㜸愶愰搷攳㜴㈰㕤㘷㥦㍣㜶收㤱挷㍣挰〰戵㠶昲㌵㤸㉤〰攵慦愱㜹㐹㤴慦㌶㐳㠹扥搲㐳㜹㈵愲㜴㙣㤹㐹愲㑤㘵㐵㑦㈸㐴㤴つ攲㈴ㄴ〵㕥收㔵搱ㄱ㌵㐹㐳て捤㝤ㄶ㐸昰㤶晢㘵㌰挴㕦㌴㠲昸㑡㌳㠸攸挹㍤㠸㔷㐱㈹㑥㐵㠵改扡㥡㄰ㄲ慡愳㠰ㄵㄳ〹㈶㔲㐶㌵㤵㑡㤲攵㔰ㄹ㘳〳㤷〴戲㌶㜰攵㙢收㝣㈹ㄸ敢㡢㡤戰晥扣ㄹ㔶っ㌸ㅥ搶〱挴㙡㘹㤲㉤㔱挳㔱㠸㈰㈸㠲づ㌷㈳㡡㈳搸㈲㔳㘵㐷㤵攱㘰㘳昰攳㜶〱㠹㥤㜹攱搸㤹㍢敥㠹㡢㐲つ摦昳挱昸㥥㙢㠴敦㘷捤昰㘱㉣昴昰敤㐱㝣慡㐲㉣㕤㑦㘸戰扥戰㉦挱㥣ㅡ愱ㅡ㤵つ㤹㕡㑣ㄴ㌵〷㥤ㄱ户ㄷ㐸昰㜲捦〶㐳㍣搹〸攲㌳捤㈰㘲愴昶㈰㡥㈰㐴㐳㤷つ〱捣愵攱㥤ㄲ戱㉤㜰㝦〹㔱ㄵ慣㠴㙣㔳㙡攸ㄴ㜳〹㙥㜴㐹㠸㑦〶㐳晣㐹㈳㠸㑦㌴㠳㜸㔱つ攲㌸㐲ㄴつ〶㐰㜴㉡㔱㐱㔵㘴㕤㈷㠶㤲㤰㜴㈲㈵㙣㔹㔵ㄵ㕢挷愴㠷㍢戰㈴挴ㅦ〷㐳㝣慣ㄱ挴㐷㥢㐱㡣挳㜴㥥ㄵ㍦て愵㌸㑢㄰挶㈴㐱愳攰㈲ㄵ㐹愴㤶愲㙡㌴㘱㄰挹搶㈵㐲㜵ぢ戳㌳敥ぢ㐰㠲ㄷ晡㠷挱㄰ㅦ㘹〴昱攱㘶㄰㉦慥㐱扣ㄶ㈱ㅡㅡㄳㄳ㌴㈱㔰ㄵ㝣㈴㔵㡤〴㤳つ㑢㑦㔰摢㈶㤲㈰ㄲ〹搳㐸捥㕣ㄲ攲㐳挱㄰ㅦ㙣〴昱㐴㌳㠸㤸㈱㝡㔶愴〸㔱戴〵㑡〸㜸㐶搵搱ㄴ㥢敡〹㐱㘶㠲愲慢扡㈳ㅡ戰捥づ收扢㥣扤㈴挴晢㠳㈱摥搷〸攲扤捤㈰㘲晥敡㐱㥣㐰㠸〶㌵㘴㑤戰㔵㡢㕡㥡挲挰㡣ㄲ㘱㐴㈴㥡㈲㕡㤶㐴ㄳ㉡昰㠴戸㉣㤰攰㠵晥㙥㌰挴攳㡤㈰摥摤っ㘲て㑣攷㐱捣㐳㈹慥㈹㥡ち〱㕢㜴㈸㈵㡡㉣搸㠶慤㡡㠶㐱〵挳㜲ㄴ㙡改づ㈶〵㕣㘱㐹㠸摦ち㠶㜸㔷㈳㠸挷㥡㐱挴摣摦㠳㔸㜲㈱㐲ㅣ㔴㈴㐷搱㠸挶ㄴ㑢㔷㉤㈲㈶㉣㔹〷㍢ち慡愳㍢〶扥㡡㜰昰㤶㔶戳攲㍤捦扥㝦晣攵㄰㈲㠷㈷晣昵㘰㠸㜷㌶㠲昸戵㘶㄰昱捤挴㠳㜸㍤㤴攲〶㈳㠶㈵㠳〳愷㡡〳㠷ㄹ㔲ㅥ㑢㘳㥡㘶㌰㤵㐹㄰㈰㈹扥㌳㜱搳㐰晣㠵慥㠷㜸㝢㌰挴慦㌶㠲昸㤵㈶㄰愳昸扡㜴㘵㔰愶㡣㤷㑡㘵扣慤慥㕤㔵㥤㝢㈷㌵〰㜷㑣㌳㘸搶ㄶ㜸つ㡥扡㤹㝥㙢攴㡡晦㑤ㄶ㘶搳㤸晦戹㥦摢〰昴挷㤰㠳㑢㍡㥦昸愲挴㈱昸挴㙥㐶昱昸昶ㄶ㤸㐹㌷扡㙡挷㍣㙦㙤㝥愸っ扦㌵挰つ昶㜸㌱㔹扢昸㕦攵㙡つ敤㕢晤晢㡢㑤昳㉤㐹慢っ㍦㑢㔴㤸㍦㙣愴㔴ㅢ户㘲㥥ぢ㕥愴搶捥搷昰攲㡥㑤㔷昰㑤㜰挳㝣敢㔰愱っ㤷㠰捣昶㈵㤶攱攲扦㌵搲ㄲ晥㕣㤰戱ㄷ㙡〲换户昸搷㤴慤晥敦㈶昸㌲戲㈱攰㐲愲㉦㕢㜱敦搰戰㍦ㅣ挳ㄷ㘸敥ㄶ㈰㉢㜷昴昴愷㝡攴㉢㝡晡挷㝡㈴㐱㠹ㅥ㠵㘵晡㤸〸敡㤷ち攷挳愷㍤昶㈵愰攱㉤㐰㜰づ㙣敡挲搵晢㌳㝣㈲搳㘱㝡搰㍥㜸昰摦㕤慤昱ぢ㕢愷扦㜷戴晦攸挹敦っ㑥づ㈷㈷昷㍦晤捤扥ぢ敥㍡㜵敡捤㤳慡昲㡥晣㡥㉣敡捡敦攴户昶ㅦ改㍤扤㜹昳昶㍤㍦㍤扤㜷晢昶捤㝢㑥扤扤㥦扦㍣晤㥢搷昷晤㙢昸㠹捥搷摦ㅣ㍥㝤㌲㥤㤶㠴攱㍤捡搳㠲㈲慡改㤳戳戳〷挳敢㕦㍥㉡㍥昷捣㜳㍤敡㌵㙦㈶㜶㕥㜶㤹晡㝣敢挴攴搳㈷㙥㥣扣㜶㜲扦昳捣㠹ㄱ攷扡愱㕢㐹㘵㜶敦㘴改搲搷㕥ㅡ㝦㘸攲摡ㄷ㑥㥣㕣搳㥤晣挳て摥扢㘸攳摦㉥㜸昷晤扦晣改晥〷扦摤㍥扢愶㌷戹㘹昰搵㔷愵㤶㉦扥扥敥挱㔸㠵㡡㠷㙦扡捥㌹戰㘵昰愶昵扦晡捦戶捥捥摦昷㕦戹晤㡡㜵攷摤戱㜱攳〳昱扦㕦ㄵ㝡昷挶㈹愱㙤摤愹㙤昷昵摦捦㐹㜷㙥〸㍤昰昸㡤戱㔶戴㐲愳昵㐱㝦搱㤶㌷〹晥㤲挸攷捤ㅣ㉢ㅣ慡㑣搴㝥㍤㠴扣㥦㠷扢㥡㕢㠱挹㌷㙣ㄷ㔶搰收㤸㜰㠷㍡晥ぢ㥦㍦挵㐵
Decisioneering:7.3.0.0 | Decisioneering:7.0.0.0 |  | Decisioneering:11.1.1000.0
CB_Block_7.0.0.0:1
㜸〱敤㕢㜹㝣ㄴ㔵戶敥摢㕢扡㍡〹㠴戰〹㑦㌰㐰㥣㐱㠳㌱㘱ㄵ㤴㈵改捥㠶㠴〴ㄲ㕣〶戵愷㤲慥㈶㈵扤挴敡捥愶愳㉣㈲㉡㌸㠲㙣㉥㠰㠰ぢ挸㈲㠲ぢ㈰っ㘶搰㜹挸捦㠷晡㔰㥦㈸晡㄰搴㠰㑦ㅣ攵㠹㍡攳㡣捡㥣敦㔶㜵愷搳愹ち㡡扥昷攳てぢ敡昴慤㝢㑥㝤昷搶扤攷㥥㝢捥愹㡡㠹㤹㑣愶搳㜴攰ㄷ㠷ㄵ㠵昳㉢㥡挲ㄱ㈹㤰敤ち昹晤㔲㜵㐴づ〵挳搹㜹㡡㈲㌶㑤㤰挳ㄱぢ〹搸㍤㌲昱挳㌶㑦㔸扥㔹㜲㜸敡㈵㈵㑣㐲㌶㤳挹攱㄰捣㐰搱捥戴攸㠵㠰扢〴㔴ぢ㈴㘵ㄲ散㐴㔲㤲㠸㔴扡昲换慡㙥愴㐶㉡㈲㈱㐵ㅡ㤴㜱㤵ち㌵㍡㌷㌷㍢㌷㝢攸㠸摣攱搹㌹㠳㌲㕣㜵晥㐸㥤㈲㡤づ㑡㜵ㄱ㐵昴て捡㈸慦慢昲换搵㔷㑡㑤㤵愱改㔲㜰戴㔴㤵㌳愴㑡ㅣ㝡㔹敥搰㘱挳㝣㈳㐷㕥㤶攲㈰攴㜲㔷㝥戱攴慦㈵扣㕦ち㔵㈰搴㠹慥晣㜲㐵昲晤㔲㤸㌶㡣㑢㤶㕢慡㤶㌱㠰㤲愴挸挱㘹搹慥㝣晡ㅦ㌷㉡㜴㌵㈲扢慣愲㔲㤱㠲㕥㍥㝡㠱戲敡慡慢㐴㝦㥤㘴て昰捥㌸〲㔷㠹捡㐴㌱㈰愵〶愶㠴愵挹㘲㜰㥡㠴㉢㕢愰愸㑥昶㕡㘹㑡㉤ㄷ改㌵愱つ㑦㜶㤹㉢摦㔵㈳㉡ㄱづ㠹愱搳㤵收㉤㘵昳㑥㜰㘹㝥㡤㈱㘱挹㥡扡愰㌵捣愹攰〴㐹㈶㘲㑦㈱㤲晣挹戶昹㉤昳㥡㕢㤶扦㤰㌱㠴㔹㑦㤱戲挵摦〰㌱戳㐷㌴㝢慡捣㥥㙡戳挷㙢昶㐸㘶㡦捦散㤹㘶昶搴㤸㍤戲搹㜳愳搹㌳㥤㘴愲㠷㈳㈹挹慣ㅤ㘵愷㤷㝣扦改摥摤㘵㡦㑥㜳昴摤扥㑥㝥摥〶晤捡搵㝢搲昶㠳㔹㈱〵挳㜲㐴慥㤷㈳㑤晦㉦㐳㝡愹㕥户搴㈱㡤敢捡㤹〶戶ㄳ㍤愰搰㤹㠸㍤㡤㐸愷㘳㑢ㄷㅣ㥢戳慡㘵攷㕡㡣敤㘰挶扥愰戱挵昸ㄶ扥昰攵㕢㔳㕥摡㌵戱戹晡扢㍥摦㡤昹攷〹㠶㐷攴㡢㉦ㅤ〰㕤〱搰慤ㅤ㐰㉥㘳㈷㌴〰换㈵摢㔲㕡㕥㙣㈹㕢昰摥㥡摣摡慤挹慢ㄸ搶㉢㕦挲㍤〰搰ㄳ〰攷ㄱ㠹㥢㕡扡晢戸㜶㜷晦㙥换搷㙤捡散㕦戲敤昵戴㔹愱昵㍢慡㔲㝡㤳攸㐴搲戲散㠹㔲攴ㄷ㕡㡣㌶攸㤸慥㥥敡㙡㌵昴搰ㄶ㔰ㄷ㠵㕢ち㔷ぢ㔸㌱㈵㐱慦搴㘸愷ㄲ慤愴㤴㠰㉢ㄴ㡣㐸㡤ㄱ户ㄸㄱ㤳〲攵㈲㉤戶㠸㐰㐲㔹晣㉥戵㠴㍢㔳㜹㕤昴㙥愷㜶㐵〸㘹扣ㄸ㠷㤲捣㉢㔴㈴㐶㘶搵㘲㔵愹挳慥㘷㕦㡢挵㜰㑤㐴慣昲㑢㤹〹㥡㠲㜱愳昵㍥㈵㈲晢挳搹〴㔹愴㠴敡㙡㌱愲扦ㄸづ㘱〹ㄸ㈰晢昹㐴昸㙥㠰㕦㤳㈹㙤㥣搰㠷㝥㥣㥣㈹㠰㐹ㄳ㝣ㅡ㥣㔶㕥㑡㍦扡㤸愴ㄹ〰户㈲㌶㤰〱㙢㥤攲挱搹㌹昸㜷㘶ぢ㑥〶摣㌷捣㌷挲㤷㥢敢ㅤ㤶㈳づㄱ㙤㌰ぢ扡搳慢㙢㠶愰捣㈹㠱慢攵愰㌷搴挰〵㤲〳摣㔰攵㡢㐱㙦㌸㌵㔰㈱昳改㜶㘳晢㑡づ㤴㑢㑡㌵㑤慥散㤷㥣〱扥攰㉡㥢㙡愵昳昳挵戰搴扡晣戲㝣㉡㔸㝥愸㡥㄰晥㑤㥦㔹ㄱㄱ㈳㔲敦㐴㕥㉢㐸扢摢㉡挸扥㑢㘱摥挱扥㠹户㜱㉤捣㙢㤴㔵㜶㥦〴㌶搹昹㔰㤵㌱户㔰㤱㙥㡡㜱摢昵㈸㡦戶昰㝡〹晣㜶㑦愹戲搴㝥㘵戸㙡㐲㘱㈹挸扢㤷ㄵ㈸㤷慢愷㑢㑡㠵〴〷㐰昲昲㐷敤づ㤶㐴ぢ愳㕡ち㘷㤵〵改㐱㘹愳昱昶㡦慦昵ㄵ㌴㐶㘸㤷㤲扣搴㕦摡㝡㈳㑤㤵㔰改ㅥ㙤㐴搴㌶㠹搱慢㑤㜵㘱愸扡㉥㡣攵愳㠴晣㙤㌹㜹摥㝡㤱摡昴㤶㠶扣㤲搵㘲戱㕡慤㈶㍡㠹搲挶㘶愱㌵㜵㜱挲㡡攱晢㈷戰挳敡㜶ㄵ愷ㄷ搸慦昴㔶㕦捣扢改㤰㌹搰戸愱㔶愵挲㔰愱㤹摦ㅡぢ挷戴づ㥡〷搹昳摡㉥愰散挹㌴攸㌴戸㝥〹慢换㥣㘸ㄱ攲㥥慦㔵搹〰搳挱㠲㠹ㅢ㙡慣〲㐸㜷昰㌴ㅣ㌶愶㔰晦户挲㘶㜳㔷敤改ぢ敡㘹㔹ㄶ搳㤲昵㑢㑡㠷昳挰搰㈳愱㍦挸〰㤰㑣㤰ぢ㠹搸づ㤱㠱晡戱〳て㑦㌷愹ㅥ挶摦攳㌱㌹〰㠹㉤搲昶㉥㐱ㄸ捥〷㈴㔸㈳㙢戲㌵挸摥㐸㡤扤㐶㤲愷搵㐴愸㡥ㅣ㕦㠷〳㤳昵戱㜶慥㈱挹ㄶ㜸扦挲㐰㤰㡢㐰㉥㈶攲㜴㥡戸㈵戵㍢㠵㐱㜴㘹扦㠴㐸ち㙤摦㥦慣㜹攲昸搶㕤㉤て捦㜷㌲㠶㕤㥥扢㔰搸攴ㄳ散慥㘳㥣㤰〳戶搰〱㉦㘵㈸㐹搰戶攱づ〵㐴㌹搸㙡㡤㝦㤶㑦㙤㠳摢昱㔳扤㤸㜶㜶㌹㍤㐰摥㑥㑣晤昹ㅡ㑤昱㔵㡡捡㌴㠹扣㑦愵挴摤捤攷ち㈹㡡攴㈷挳敡攵ㄵ㔰搶㥥㙤㉢挳㠵㑡㈸㠰晡㜶搶散㔷㥢㝤㙥摡㙣慢搹㐲㙢慢㡤捤捥㌱戶㡥㜱晥㜰㠲攵ㅥ昲愳㙥㙡慢㕥㔸搷ㅤㅢㄳ挳挵晥慢昱搵㡢晦㔵攳㍢㡣㠶㔵ㄸづ㌲㠲㠸搳挴昶㤱搹㠴改㔴攸ㄲ攷昷㘴晣晥捡つ攰㐸㐸㡤㠲㔴搴昸㤹㥤挲ㄵ晣摡挴㄰㤰㜰㕢〷㔳搱摥搶㡤〵㕢攸㠰挷㄰捣挰㌴〹㉥㄰㌷㐸〱ㄱ敡搱㑥慤㐷扦愱㑢㥣慤㍤㉡㠲㔴㌱愴攲㝡㌴㥥㕦㥢ㄸ㈲ㅣ摥㈳〴㌸〹㍤㈲㡦戸ㄴ㙣愱〳ㅥ㐳㜴〴昷㔵㤸〴㌲ㄹ愴〲愴㤲〸摢㐸㥤挲㈶挵㌷㤲つ㕡て㕦㈰づ捥搶㑤攳㙡摣㜰つ挸戵㐴愲扤愴㑤㘳慡㝡㘹㠵㘳慥愷搶戱㌰〲㠱戸㜳㐲㐸昴ㄶ㡡搵㤴㕡㐹搲ㄲ㉢づ㔷㈸㔰㑢挱㡤㤲〶㐹ㄷ㜹㔴攴愹搵换㕥㐹㜱愰愲㠲昲㌹㔶捡慢㠴敤摣ㅦつ㔳搴㘲㌱搹㙣挹づ扤戶㑡愲㔸㤹摡〶ㅥ㥦㉦㉡㘹㠷晦搹愴换挶㐲㈱㥣㑥ㅥ㐹㕥㐷㐵攱㝡㈲戶晥㐴㝥㠲て㠷戱敤捤ㄷ㜹㥣㜹挸昲㕤㈵㑢つ昰愷㉥㘸捦愲愴㠸慢㉥ㅣ〹昱㔰慥㙦㝢扥㍢㌴㌱ㄴ㜱换攱㕡扦搸㤴愹挳㔶㌹㔷搷㐸㐱㜲敥ㄴ摡㥡捥㈴ㄴ慡慤㤵扣㍡㝤慣〸搵㔱散㔱攲㍥ㄷ㍣㘹ㅡ㐵搲㐷敥㐰㥢ㄹㅤ㘷攷㠵㘱愵㌰愷㔳戸㠱㝥㐹㑤ㄹ晣㌱㌸㔶㠲㠷〸㤴ㅣ㠱㈵换〴愱㔳昸㍤ㄱ昸㐲㌸㙤昰搸㍡㜰㐲摢扡搴㘸㈸㌵愰㑥愳慡㥢戶〰㕣㙤㘷愰㈰㔸愷挶昰昶㐰㐵㑤愸㈱㤸㡥敡慣㌶愲㑥戵ち戴戳㕡㡣摤㤴慣戱㜰㘷㉦㔵愱ㄱ戲㠰㥦搵ち摤㍤㤱挳㕢㑡愲〷挴㐹㝥㕣摦づ戶㈶㉤㈰㜰戰ㅦ㈷攵㔰㉤慣㐸戰㜸㘸ㄳㄳ㕡㡢晣摡〶㤷昲㐷〵〵㜰ㄲ㍢晢㘲敡㕦㈹㐷晣㔲戲㡦㙢㌸㉦㍢㝣昴昴攴㌳㜸㤳㝣㤵㌵㡡㈴戹㔳㝤㐵㡡散昵换㐱〹㑢㠹扣㌱攴〵㈷㐸搳㈸愶㉢て㈱㘱ㄶち愶晡㉡ㄵ㌱ㄸ㠶ㄱ〹㔶㌷愵户戹攲ㄳ㘳昳攵换挱㌰㌵挳㤷ㅣ捡㥤㝤ㄸ㉥戲づ㜵㠱㘰㤱㔸ㅢ㍥㈷搴ㅦ晡愸ㅥ㝣つ㌰㌳㌳㥢㤹挳散㌸换㠵愰愶㔰挸㕥㥡㑤㠳〹搶っ㠲晤挵㘹戲㜱㠵㌷搶㡦㠴搰っ晤㑡攱㜹㕤㉤搴戶攸搹摥㔸挰ち晦㐶愸挶㍤㕥㈲攳㡢愶㤴晣㔲づ晦挵㠴搷挱昲攴慡ㄱ㡢ㄱ扢㤳㜰㈷㔵㕤㔰挷〳㕢㍥敢戸㑡㔴㐱愷㡦换㐰ㅢ㍢戵ㄶぢ㈹昶㑦昱㑤㄰慢㈴㝦㘱㐸〹㠸㤱㑥敡〵㐶㉥㈰晡挳ㅡ㡦㔶㘲㐰㠴㝡㐱㌵㉢慡㐵扦攴昰攵搵㐵㐲愵㜲㔰昰ㄱ攱㍡愸㔵㠹㡤㔴㈵㌶昲慡ㄴ摦㘴㈴㜳㔴摢㐱㔸愱㘹愲㈲㐷㙡〲㜲戵〳ㄷ㐸戸㥣ㄳ㝡㐹ぢ㥥㥢ㄴㅡ㔰ㅣ㔱〳㥤㤱愰㐰㙡㍥㤰愶㍢㥢㜶㐱っㅤ愶㥦戴搷捣散昴㡦㥤㘵㔰㙤㘲㡣扢㍣㠲㡦搰㙣搸慤㘹㘷㈰㑡挷挹攸㍢愲㤳㌳愸㠶㙢㌶㐳〸ぢ戶㌰㑤㉢攰㠲㈱㐰㠵㝦㤲戰攱搷㔰㤵㈰ㄳ戱挱㜹晣挹〱〰㥣扣ㅥ摣挲ㄷ㔳搰㉤㠵搵搷ㄵ㘱ㄷ㑤㘲捦昶搵㤴㜶ㄵ〳扤㜸㝤㤱㈲㔱㌸愹㔴㔲扡㡡㑦㍥敥攸慤换攱㌷改㙣摢扦扡ㄶ㕡搲捦昷攳㤲㜴㌴㔳敡愱扡ㄷ㡣㜶扥㥦攱㘲戰㕥〰扢愵摢收愲愳㌷捦ㄹ㡢㌷ㄱ㜰㌸㙥愴㕦ㄸ㔷挴㈰㘷ㅢㄷ㔲㘶㌸㉥ㅢ搱ㅤ㉦捦㑡改㔵愳㕣敢㤷昲㐵㠵昶慢㤰ㄲㄶ〲搱愲慡㝣㜱搱愹㙡㑡捥〵愳㐱挱戵㙡㈸戲ㄳ慣㐴㕣慡㌰慥攳慡〳愰攵ㅥ㔹户㠴攴㈳㝦敥㝥ㄸ收戳㜳〹㙤㑢㈹慣昹㠹ㅤ㠱摤㘸㥢㡢愳ちㄳ戳㉤㈱㈸摤晥挱㐴㕡㠳㜸挹㔹㡦っ㥥㜳㝡㤰晣㌷摥㜳㕢㤸晣㉤㠹㕢愵愴㈴㍣〶㜷愲〰㌷㡣㙣ㄵ愹づ戴〶㐱慢敥㙢㔷㌵㘷ㄶ㝢晦㕡攲挵㥢〲昵ㅤ㘱ち㕥扢搲㙢〵晥㙥搵挱㉦㘸〸㔳〳㔷㠷㤴改㔵愱搰㜴扣㕤敡挴慦挲㌵㤲ㄴ挱摢搰攴㠰晡收ㄱ㘵㌲愴ㄶ㑢㥢㌷㥦摡戸㠳㌹㤴晡挳つ慦㍤㐸㈵㑢愱㔲捤慦搸㐲㝡㝥扣搱㌳㍤㤸攴敢㝦㔱ㄷ昷搶㤲搷扥㥥㜱昸晢户搸〲㡤㔱㘳ㄹ㜳捦㠷㠷㉡捡㥥〹散扡㜰晥㔳ㅦ扦捦㄰㙤挳㍦㌴搹ㄵ㈲摤㘳慦〸㐷㘵戴散摡㜹㙣攵挲挱㌹挳挹㍥㤳慢㠳㔵ㄵ攷愵㌰㐴攸昰㔴〴ち晡㑣っ昱㌹ㅦ挳㠸㔶挰〵㐳㌸慥㘳搹敢愸㕡愸㠷〰㠲㜰㔸㜷晤㌵摢㐰ㅣㅡ㝤收愶㕦慣㕢㜶ㄷ㍤〵戴㠵捡戴搱摣㐹㈵㑣戸捥㠴㌱挴昴㤸㌴㜵㜷挲㈰愹〳㜴㍢挹敢づ搰㙣㡤昱㔶搶捡愹扥戱㠷摤戳㑥敤捤戹㡣攵っ㘳〸晥搵〱㥡㐱愵昸〱ㅡ㥣㌳㌸㈷㘳㘰昱搰愱㌴っ㍡〳㔴㑣攲㝣㠰㘶㔲㠱㡤〷愱㔳㤸愵ㄵ昸〰㈱㍢愰㌳㐰戳㈱㜸㍢〴㤱ㄳ㐰扣㡢㘷㠴ㄹ㥢㠳㌲つ〹搲〴ㅣ敥づ㉡㜰攵㐶〵昲〶扣㜶㉥ㄵ愲〷㐳㈲〱戱㤳㜰㈷ㄱ㍥㔸㉣慥〸㌱挶㤰㐰攰㑦挹㔳ㄵ㝡㙥㈹㐳㝡㠱㍦捦摤戸〳㜹㠶㡢改㡣㜹〰昳愹㝣㘶て〰昹〸摥挳㝢戴〲㉥搲㄰摢挳㜹戰晦㤱㐸ㄷ㔷扥㐷㕤〶搱搵㘴扦㤷慡㍢㔱㜵㥣敢㥢㠶㔴〰敥ㄱㄶ㠰㈰挸㘷〸㉡㌹昸㝤㕡㠱㠳㐷㈳㑢㘱ㄱ〴ㄷ㠳㉣〱㔹㑡㈴敤昷㐴挶搱㈹㉣〳戹ㅦ攴〱㤰〷㐱ㅥ〲㔹づ戲〲㘴㈵挸挳㈰慢㐰㔶㠳慣〱㜹〴攴㔱㤰挷㐰ㅥ〷㔹ぢ戲づ攴〹㤰昵㈰ㅢ㐰㌶㠲㙣〲㜹ㄲ㘴㌳挸㔳㈰㕢㐰戶㠲㍣つ昲っ挸戳㈰捦㠱㙣〳搹づ戲〳攴㜹㤰㥤㈰扢㐰晥〴戲ㅢ〴㜹愱搴㥥㥤㐵晡㠱㕡搸ㅦ㝡㄰挷昳㘳愹㑣挷㝦㙡扦㐷挶扥扡ㅦ挷㘷㘳ㄹ㘲〱㍥㘸捤㕣㐲㈵㌶昸㜳㘷㜴㈱搱㠰㤳昶昸㈰㝤㡤搳攴㤷〴㕥㠴㔹㔳㑢㐸づ愹㙣㙥㘸改扢ㄲ㙢㘲敥㌴㜶㙦㍦㠲㑡搶戵摣攰㜸改戴㡤愳ㄵ㙡㜸㍦㥥愰㜵㐳挰㍤㌸散㝢㠸㜴㉢㤵慢㤵㔰㌸攴㡢㘴㔴㔰㈰㥡㠱户㤷昴㜸㌹㜹㙣っ㈱戶㌱㈰〳㘸㈴搲攰㥢攲挹㠴㤷㠸愴㕡搲㙡攸㠷㉢ㅡ㤴㔳㠰㉡愶挹搱慡扤愸㠲愷挹㙥〴挱搵㍥慤㠰ぢㄶ㡥搶挶て㙥ㅡ㙣㈴㙦攱ㄵ㉡㔰ぢ戰㠷〹㉤挰㍡昲慡㔷愹挰扦挰㘰つ㔴攲㉤扣慥ㄵ㜸ぢ㌳愳戵㙤㕡㤸㐵戵扣㠵〳㔴愰ㄶ㘶搳㑦㐲ぢ㌰㉦扣敡㉤㉡昰㑦㌴搸ㅣ㉡昱ㄶ收㔲㈱㝡愴㐵㉤㡣㜰㤰慡㠴㜷㐰摥〵㌹㐴㈴㉤㉡搹ㄹ戶〵㉤㥥㔹攱戸昹〰㐰昴㕥㉡㥢ㄸ捣㠷て㠵㑣㥡ㄴ㑣㌵㙡敤晦㑤挴㜸晥晡敢捥ㅦ㉣ぢ㝦昶て愸㤰㙡㘱戰て㈳攸戴ㅦ㈱搲昹搸摤㌳㡦慤戸扢㘵晢攳ㅦ敦㕥㜱㝣㑢戳晤㈸㔵愶戶昹愲挹晥㈱㔵昵捣慦㤳晤㕥晡㌸挱㔳攱㉥昴〴㈸敦改捦㙥昴㠷ㅢ㔹ㅦ㙡ㄳㅢ挸㠲ㄳ㜷摥ㄵ㜰㈷攵㍦改㈹昹收㝢挷㠳㙥㜶扥挶㐸晣捡㈸つ挶㠸昷愷〵㑤㔹㙣㌰㐳〳㡣晤慥搸㠷〸づ㤲戳搳㘷㈶攴㔵㙡ㅦ㥤㌸攸㍢㤳〸㠵㈶挱㜳挳㠷㔴㕤㐸挳㐵㙢㍦换㤸㤲昵㡥㑥敢搶㙤㈶慥〶㔰搴㤸ㅤ㔳㈳㐹㤸㜱っ㈴敢愵㈷㑣っ㍡挸搸愹挲㌰昷㕣昸扣愸昰攰搳㈷㘳挸㕣搶㜴㈴㉡㡣㙤㠱ぢ昷㡣ち㥦ㄸ摣㉢㈶ㅣ㌵㥢ㅡ㌲㜶つ慥㕢㥦㔲愱换戱㘵㕢㡥敦㕡㝣散攱ㄵ昹㜹ㄵ〵搹搵㔵㡡晤〴㔵户㝡㘷㕤〹㔱搷昹㐸搷ㄸ捡搱㘱搷㕣晢㐵㡦昱换㝦昸㝢昲㐷㘵㑢㤶戲晢㌵㝣〱昸〲搰㔴㌷愶㤳ㄱ㔲慡挶昸㜶攳攸搹㥦晢㑥ㄵ㙦㌷て晢捤戶昰㐳㤳ㄸ㜶㌵昴㌴ㄱ㐹㌰㐲㜲㘸㡣愳㉢ちㄷ㡦昸慦㑦挶㍦㔲晦改㤴㙦㤵〱昷㌱㙣㡤㝡㐸㔶㈳㈴㡢挶㌸戶敡挱昴㌲挷愱昱㜷晣搰晢㥡ㅥ㈳㥥摡挶戰扦敡㈱㥤晥挱㘰㥣㝥搰ㄸ昷摥㍡愷㜷㔸㜸㙥挲㡡摤㈷㥡〷㉣摤晡㈶挳㈶慤㠷昴て㈳愴㙦㌵〶㝤慦戲㙤捣挹㐹昹て㡤ㅢ敡散户愷戸〷挳㑥慦㠷昴戵ㄱ搲㔷ㅡ攳挲收挷搸㡣㤷㑢摤敢㕣㌷慤戹愲㌹㘳㈶㠳扢愰㠷㜴搲〸改ぢ㡤昱攲㡣摢敥扡㙤攰扣愲㠵㈹攳㕥捤㍤昵扢㔷ㄸ㝣づ㍤愴ㄳ㐶㐸㥦㙡㡣㤵㥦㕡㈷摣昲搶挹愲戵㤳㐷㝥搷㜰昵㠲愵㙣㤵〱搲㌱㈳愴ㄶ㡤昱攱〳㥦敦ち㡤扡愹攰搱㈷晢㙥㝤户㜶搳㐱戶摡〰改愸ㄱ搲ㄱ㡤昱㜷昳愱㙢㔶㑣摣㌱晥扥戵つ挳昶㤵て㜹㠷慤㌱㐰㝡摦〸改㍤㡤㌱捥摣㜷攸㠱慥㤹㘵㙢昷晤捤扡搴㜶㝣て㝢挴〰改愰ㄱ搲摢ㅡ攳㠱扦㌴扣㕥戰昹㡢㉢户㥦摥晤捤㐷挳㙢敥㘶㜰收昴㐶晣つ㈳愴〳ㅡ㘳㙥㜰昴扦㡦挹㝢慦㜴敥搴㡦㕣捦ㅥ戰晦㠱㍤㘶㠰昴慡ㄱ搲㝥㡤㜱扤戵摢挶敢换扢㡦摢搸晤晡㜱晥攱㈷㠷㌳戸㤵㝡㝤摡㘷㠴昴戲挶挸㝦捤㜹摡晡搷㐰摥敥㌱て㜴ㄹ昹㔲搷㝣戶搶〰改㈵㈳愴ㄷ㌵㠶㜳搹捣ㄴ换㤱昷ぢ㌶㜴ㅢ㜴摥㤷ㅢ换㍥㘷㜰㜰昵晡昴㠲ㄱ搲㙥㡤戱敥㙦摦㉣㕦㝦昸㡤戲㜹ㄹ㈹㜳挴㑤㥤ちㄹ扣㘴㍤愴攷㡤㤰㜶㘸㡣挶㕡挷㝤改慦慤捡摢㌲㘲捥扢〳搷㕦㝡㠴挱搵搶㐳㝡搶〸改ㄹ㡤㜱攵ㄵ搶愵昷㤷晢㈷㍣扤搷摣攷挸晢㜵㐷搹〶〳愴愷㡣㤰㌶㙢㡣慦慦晦㜲㡢㙤㑦愷晣挵㜳昷捣㕥㌶㙡㝦㍤㠳搳慦搷愷つ㐶㐸敢㌵挶㠶ㄳ愷〶晣昳摥挹敥攵挹ㄵ㐷ㄶ㕥昵晡㘱㠶挸㐱て改㜱㈳愴挷㌴㠶㘸搹㝥㜰昳〵㌹〵扢昶㕥㌷昰摤慡晦捤㘵〸㍦昴㤰㔶ㅢ㈱慤搲ㄸ挷扥扢戶㡦攳㠲昵㠵㡢捦㙢敥㤷攴つ㡤㘶㠸㘱昴㤰㤶ㅢ㈱㍤愴㌱捡㍥ㅣ昵收㥦㑥㡥捥㝢晥慢攲㕥戳搹つ㜵っ㠱㤰ㅥ搲㌲㈳愴愵搱㍥敤摤扤㙥㔱㔱愶㙢昶搴慤ㅦ摦㜴㔷㥦㌴㠶㘸㑡て改㍥㈳愴㠵ㅡ攳扡㍦㜶晦慡㘶㡤戳愴㔹挸㥥戹扦㘰昵㝣㠶㤰㑣て改ㅥ㈳愴昹ㅡ攳捥㐵㔷づ攸晦ㅦ㥢ぢ㥥㉥晡昰搹㈹㘳㙥挹㘰㑦ㅢ㈰摤㘹㠴㌴㔷㘳搴ㅤ㕥昶慡㝣攸捤攲摢て㕣㔲昷慤戵昹〴㐳㜰愸搷愷搹㐶㐸戳㌴挶攵昵愳㝤㝤扢㑣㥡戰㈲㝣愴㘵㔰㝡晥㐲㠶〸㔳て改㔶㈳愴㍦㘸㡣〷收扣㔷晥㕥㐳㡦挲搵㘲㘰㝡愹敦敢㜹っ㘱慡ㅥ㔲愳ㄱ㔲㠳挶㔸㝥㕢挱㡣㝥㠳㉥㉦㕥戳愹㐷挶挷愷晦搲㤵㈱搶搵㐳ちㅢ㈱㈹ㅡ㘳戶搹昹㐴收㥥㜴昷晣㤹戳收愵㉦㍥挰搸㜶〳愴愰ㄱ㔲㐰㘳ㅣ㕥扣昹㙤捦晦㠸敥㐵昶㐵〷户㌶㜶㕢捡㄰㜵敢昵㐹㌶㐲慡搱ㄸ户摢昷㜷摤搹搸㔲扡攵捤攳㥢攷扣扣㝢㈷㐳攸慥㠷攴㌵㐲慡搶ㄸ扤攵捦㙡攴摥㡤愵㙢敥㔹㤱戹㘰㙢㘴ㅥ㐳晣慦㠷攴㌱㐲扡㐱㘳晣㐳散㥥晥摣㡤㜷㡣㥦扢扢搴㕣摥攵搶捤っ㐹〴㍤愴摦ㄹ㈱㕤慢㌱敥戸昹㤵㥣㕢摦づ㤷㍣戹扦捦戲挹㕦㝤㔰挰㤰㠹搰㐳㥡㘲㠴㔴愹㌱挲㤷扦㔳㝡晦摡攷㈶㉥戹㝤戴戴戳晥㡤㤵っ改っ㍤愴㜲㈳愴㌲㡤昱挹搷愷扦慣㥦㌱㜵摣摣挱慦㡣慦搹搶㙦㌹㐳㑥㐴て改㑡㈳愴昱ㅡ㈳㌱ㄹ㤸搶㑣㐸㌸㙣挸つ㕣㙥ㅣ挴挵㈵慡戲ㄲ㍦㜱㉥愰㑦㤶㥢㄰㜹㕢攸挳ㄹㅢ㝦㈹㘰㌵㡦㍡㍢㉣晥摥㤴愰〴昴愹㠴㝡晤㌳㜰㄰昹户愶㔰㠰㜸〱㤰㜷㔰㍤摢㑢㈵㍥㠲㐷㔰㠵㤸㔹㐰㤴捣摣摡㐰戵㡢㠶㕤ㅡ㈳昱㑦㑢搲㤰ㅥ攱搱昰ぢ㠴㑢搱㌹㔲㈰ㄸ㑣㤶㐷㜷攰〹㜸愳㝦㐶愳㐸㝤攸㌵㝡㠵㔱愳㤷㙢㡣挴㍦㐷㐹㐳挶㠴㌷扡㔷㙤ㄴ㔹ㄱ摥攸挸昸㐶昷愱㔱㘴㐳昴ㅡㅤ㙡搴攸㄰㡤㤱昸㔷㉣散㈰㈱昱㐰㜲㌰㐹昰㌴㔳〷昱㉣搲㉡㕣㌸㔷㑦㤸㤸㜴挴攲㔹愴㕦戸㜰㑥㔴戸㠳㜸ㄶ㘹ㅡ㉥㝣㘹㔴戸㠳㜸昶〳ㄲ收〳㤳㑤挲戱搹㜸ㄳ〳㠳散〵㘷つ搲㔸搷㔰㠵挳㙣戱㐱㐱ㄲ㤳〰㐸晤ㄵ㐲挷ㄳ㍥㝣㑥㑥敥㐷㤵愶㔳挹㜹愶攳㡦攷㌱攸〰挷捣㙡㠳挹ㄸ收ㅦ戸㌱㐹㑣ㅣ㤷扣㌸㐱ㄲ㤳搶㐶ㄲ㥤㡤慦㐸晥ㄷ㕤㜶愳て
Decisioneering:7.0.0.0