## Description
This is the changelog for the 2014 dataset for PowerGAMA
https://bitbucket.org/harald_g_svendsen/powergama/wiki/Home
The dataset is merged from two sources, 1) and 2)
1) | http://ieeexplore.ieee.org/xpls/icp.jsp?arnumber=6652178&tag=1
2) | https://www.researchgate.net/publication/274076938_Modelling_and_analysis_of_large_scale_solar_energy_integration_in_the_Moroccan_power_system
This excel document describes all changes performed to update the dataset to 2014 values
As described in the paper "Validation study of an approximate 2014 European power-flow model using PowerGAMA", submitted to IET

## Nodes
Morocco, Tunisia, Algeria, Portugal, Spain, France, Switzerland, Italy added from HGS 2014 Validation Study
Nodes from Bialek 2013 added (except Portugal, Spain, France, Switzerland, Italy)
20 nodes with country code GB changed to GR (Greece)
FromGB removed
Slovenia country code changed to SI, from SV
one node, DK_E changed country code to DK
one node, UA, changed country code to UA_W
1511 renamed to DK-Zealand
Node 1509 removed, replaced with HVDC branch to NO
Node FromNorway removed
Node FromSweden removed
Node 1510 removed, replaced with HVDC to SE
Node 1514 removed, replaced with HVDC to GR
Nodes relocated (approximately using Entsoe Grid Map 2014) in Belgium, Netherlands, Luxembourg, Slovenia, Slovakia, Hungary, Croatia, Bosnia, Serbia, Montenegro, Romania, Bulgaria, Macedonia, Albania, Greece
Dubrovnik moved to Croatia (HR)
1512 | TX | 45.553 | 28.8197 | Added to represent system boundaries
FromUkrainaWest1 | TX | 48.3009 | 22.5216
FromUkraniaMukachevo | TX | 48.4495 | 22.7122
FromUkrainaWest2 | TX | 48.5787 | 22.4807
GB-Sellindge | TX | 51.1033 | 1.0101
GB-Isle of Grain | TX | 51.4549 | 0.71506
TR-Babaeski | TX | 41.4239 | 27.0929
TR-Hamitabat | TX | 41.4997 | 27.2889
NO-Kristiansand | TX | 58.1663 | 8.0537
NO-Feda | TX | 58.2648 | 6.815
SE-Lindome | TX | 57.572 | 12.0747
SE-Soderasen | TX | 56.0466 | 13.2246
SE-Kruseberg | TX | 55.5045 | 13.1013
SE-Starno | TX | 56.1492 | 14.8502

## Branches
Branches from Bialek 2009 added (except Portugal, Spain, France, Switzerland, Italy)
Morocco, Tunisia, Algeria, Portugal, Spain, France, Switzerland, Italy added from HGS 2014 Validation Study
The transfer capacity on all interarea lines above 220kV AC lines have been updated in accordance with ENTSOE
NL-1,1509,0.00001,inf |  |  |  |  | Removed | https://en.wikipedia.org/wiki/List_of_HVDC_projects#Europe
NO-Feda | NL-1 |  | 700 | HVDC | Added
FromNorway,DK-1,0.05,15000 |  |  |  | AC | Removed
NO-Kristiansand | DK-1 |  | 1700 | HVDC | Added
FromGB,F-3,0.05001,5000 |  |  |  | AC | Removed
GB-Sellindge | F-3 |  | 2000 | HVDC | Added
GB-Isle of Grain | NL-15 |  | 1000 | HVDC | Added
FromSweden,DK-2,0.05,5000 |  |  |  | AC | Removed
Sweden | DK-2 |  | 550 | HVDC | Added
D-4,1510,0.00001,inf |  |  |  | AC | Removed
D-4 | SE-Kruseberg |  | 600 | HVDC | Added
PL-3 | SE-Starno |  | 600 | HVDC | Added
galatina,1514,1.00E-05,inf |  |  |  | AC | Removed
galatina | 1513 |  | 500 | HVDC | Added
D-5,DK-Zealand,0.00001,inf |  |  |  | AC | Removed
D-5,DK-Zealand,400 |  |  |  | HVDC | Added | http://www.energy.siemens.com/ru/pool/hq/power-transmission/HVDC/HVDC-Classic/HVDC-Classic_Transmission_References_en.pdf
DK-7,DK-Zealand,600 |  |  |  | HVDC | Added
DK-Zealand,Sweden,0.02023,1660 |  |  |  | AC | Added | Added same reactance as DK-8,D-6
Stip | Dubrovo | 0.01333 |  | AC | Added | Half reactance of Dubrovo Skpje 4, since half length. This line was lacking from Bialek data-set
F-211 | Chivasso | 0.01801 | 2488 | AC | Modified | Reactance halved
CH-32 | Cislago | 0.0156 | 2660 | AC | Modified | Reactance reduced proportionally to capacity increase
Maritsa 3 | TR-Hamitabat | 0.04242 | 3023 | AC | Added
Nea Santa | TR-Babaeski | 0.04242 | 2000 | AC | Added
Stip | Dubrovo | 0.01333 | inf | AC | Added
D-12 | D-20 | 0.01274 | 1360.4 | AC | Modified | Capacities modified to represent grid congestions in Germany. Values from TradeWind
D-13 | D-19 | 0.03211 | 342.9
D-41 | D-13 | 0.0658 | 407.7
D-16 | D-18 | 0.02043 | 312.5
D-20 | D-49 | 0.02829 | 1369
D_Connef | D_Diele | 0.01313 | 1382.2
D-55 | D-30 | 0.01776 | 1698.1
D_Diele | D-44 | 0.0045 | 1382.2
D-49 | D-54 | 0.01225 | 1698.1
D-51 | D-55 | 0.00808 | 1790.2
D-52 | D-58 | 0.01156 | 1343
D-54 | D-71 | 0.01987 | 1790.2
D-64 | D-55 | 0.0095 | 1790.2
D-56 | D-76 | 0.00867 | 1698.1
D-90 | D-74 | 0.00993 | 1698.1
D-88 | D-76 | 0.03684 | 1698.1
D-77 | D-83 | 0.00745 | 1658.6
D-92 | D-82 | 0.02018 | 1658.6
D-82 | D-113 | 0.01507 | 1658.6
D-104 | D-88 | 0.0118 | 1698.1
D-114 | D-92 | 0.01501 | 1658.6
D-108 | D-101 | 0.00611 | 1698.1
D-112 | D-119 | 0.00573 | 1658.6
D-129 | D-113 | 0.02262 | 1698.1
D_Rommer | D-136 | 0.00614 | 1580
D-129 | D-142 | 0.01223 | 1658.6
D-152 | D-158 | 0.00442 | 1790.2
D-229 | D-160 | 0.01111 | 1150
D-193 | D-231 | 0.04776 | 301
D-214 | D_oberbr | 0.03698 | 762
E-217 | E-215 | 0.00685 | 1580
E-217 | D_engstl | 0.01288 | 1580
E-218 | E_obermo | 0.01232 | 2000

## Consumers
Consumers from Bialek 2009 added (except Portugal, Spain, France, Switzerland, Italy)
Morocco, Tunisia, Algeria, Portugal, Spain, France, Switzerland, Italy added from HGS 2014 Validation Study
I_138,966.37,const,1000 |  |  | Removed from Bialek (Node does not exist in HGS 2014)
FromUkrainaWest2 | 271 | const | Added to represent system boundaries
GB-Sellindge | 1718 | const
GB-Isle of Grain | 896 | const
TR-Hamitabat | 605 | const
NO-Kristiansand | 1603 | tx_dk_no
SE-Lindome | 737 | tx_dk1_se3
SE-Soderasen | 1619 | tx_dk2_se4
SE-Kruseberg | 595 | tx_de_se

## Generators
Morocco, Tunisia, Algeria, Portugal, Spain, France, Switzerland, Italy added from HGS 2014 Validation Study
Generators from Bialek 2013 added (except Portugal, Spain, France, Switzerland, Italy)
Changed generator type uncompatible with PowerGAMA scenario scaling: Hydro pumped storage = hydro, biomass = other_res, gas-oil-mix = gas
desc | type | node | pmax | country | action | comment | source
other | other | FromGB | 2000 MW | GB | removed
other | other | FromNorway | 1000 MW | NO | removed
other | other | 1509 | 1000 MW | NO | removed
other | other | 1510 | 1000 MW | SE | removed
AT Solar 1 | solar_pv | A-21 | 1 | AT | added | No large solar parks, solar distributed close to larger cities
AT Solar 2 | solar_pv | A-31 | 1 | AT | added
AT Solar 3 | solar_pv | A-12 | 1 | AT | added
AT Solar 4 | solar_pv | A-5 | 1 | AT | added
AT Solar 5 | solar_pv | A-22 | 1 | AT | added
AT Solar 6 | solar_pv | A-1 | 1 | AT | added
BA Hydro 1 | hydro | Jajce | 190 | BA | Added
Rodenhuize | other_res | B-2 | 200 | BE | Added | Biomass | http://www.power-technology.com/projects/rodenhuize-power-station/
Ruien | other_res | B-12Avel | 790 | BE | Added |  | http://enipedia.tudelft.nl/wiki/Belgium/Biomass
Genk-langerlo | other_res | B_meerho | 556 | BE | Added |  | https://en.wikipedia.org/wiki/List_of_power_stations_in_Belgium
WV Wind | wind | B-9 | 140 | BE | Added | Approximated | https://www.repowermap.org/
OV Wind | wind | B-6 | 160 | BE | Added
VB Wind | wind | B-10 | 18 | BE | Added
LI Wind | wind | B_new1 | 130 | BE | Added
AN Wind | wind | B-4 | 140 | BE | Added
Wallonia Wind | wind | B-17 | 600 | BE | Added
WV Solar | solar_pv | B-9 | 480 | BE | Added | s. 2 | http://www.vreg.be/sites/default/files/statistieken/20151002_-_gsc_-_vermogen_en_aantal_installaties_per_provincie_31-12-2014.pdf
OV Solar | solar_pv | B-6 | 480 | BE | Added
VB Solar | solar_pv | B-10 | 250 | BE | Added
LI Solar | solar_pv | B_new1 | 460 | BE | Added
AN Solar | solar_pv | B-4 | 500 | BE | Added
Wallonia Solar | solar_pv | B-17 | 800 | BE | Added
Bligh Bank | wind_offshore | B-3 | 171 | BE | Added |  | https://de.wikipedia.org/wiki/Liste_der_Offshore-Windparks
Thornton Bank | wind_offshore | B-3 | 325 | BE | Added
Northwind | wind_offshore | B-3 | 108 | BE | Added | Finished June 2014, capacity halved
Wind Belgium | wind | B-17 | 350 | BE | Removed
| wind | Blagoevgrad | 700 | BG | Removed
Republika | coal | Bobovdol | 1000 | BG | Added |  | http://enipedia.tudelft.nl/wiki/Bulgaria
Varna | coal | Varna1335 | 2000 | BG | Added
Ruse East | coal | Obraztsow Chiflik | 1000 | BG | Added
Belmeken | hydro | Belmeken | 375 | BG | Added |  | https://en.wikipedia.org/wiki/Belmeken_Hydro_Power_Plant
Chaira | hydro | Chaira | 864 | BG | Added |  | https://en.wikipedia.org/wiki/Chaira_Hydro_Power_Plant
Dospat-Vacha Cascade | hydro | Peshtera | 464 | BG | Added |  | https://en.wikipedia.org/wiki/Hydroelectricity_in_Bulgaria
Batak cascade | hydro | Chaira | 300 | BG | Added
NE_wind | wind | Varna1335 | 180 | BG | Added |  | https://www.repowermap.org/
Central_wind | wind | Cnudomir | 70 | BG | Added
other_res | other_res | Belmeken | 1 | BG | Added | Approx.
NE_cluster_solar | solar_pv | Varna1335 | 1 | BG | Added
SE_cluster_solar | solar_pv | Burgas | 1 | BG | Added
C_cluster_solar | solar_pv | Plovdiv | 1 | BG | Added
W_cluster_solar | solar_pv | Sofia | 1 | BG | Added
Vresova | gas | CZ-11 | 370 | CZ | Added |  | http://enipedia.tudelft.nl/wiki/Vresova_Powerplant
Pocerady | gas | CZ-5 | 845 | CZ | Added |  | http://www.cez.cz/en/power-plants-and-environment/ccgt-power-plants.html
Chynov | solar_pv | CZ-19 | 2 | CZ | Added | Approximated | http://www.cez.cz/en/power-plants-and-environment/maps-of-power-plants.html#!&category%5B%5D=obnovitelneslunecnielektrarny&zoom=7
Bezerovice | solar_pv | CZ-21 | 1 | CZ | Added
Tabor | solar_pv | CZ-30 | 1 | CZ | Added
Zabcice | solar_pv | CZ-31 | 1 | CZ | Added
Dukovany | solar_pv | CZ-32 | 1 | CZ | Added
Prelouc | solar_pv | CZ-4 | 1 | CZ | Added
Bustehrad | solar_pv | CZ-9 | 1 | CZ | Added
Ralsko | solar_pv | CZ-1 | 2 | CZ | Added
Photovoltaic I | solar_pv | D-53 | 1000 | DE | Removed |  | 0 | 1 | const
Wind Sachsen Anhalt | wind | D-55 | 2620 | DE | Removed |  | 0 | 1 | const
Wind Niedersachsen | wind | D-22 | 5438 | DE | Removed |  | 0 | 1 | const
Photovoltaic II | solar_pv | D-75 | 500 | DE | Removed |  | 0 | 1 | const
Photovoltaic III | solar_pv | D-31 | 500 | DE | Removed |  | 0 | 1 | const
Photovoltaic IV | solar_pv | D-154 | 400 | DE | Removed |  | 0 | 1 | const
Photovoltaic V | solar_pv | D-122 | 500 | DE | Removed |  | 0 | 1 | const
Wind Nordrhein Westfalen | wind | D-119 | 2450 | DE | Removed |  | 0 | 1 | const
Wind Baden Wuttemberg | wind | D-192 | 364 | DE | Removed |  | 0 | 1 | const
Wind Thuringen | wind | D-92 | 700 | DE | Removed |  | 0 | 1 | const
Wind Sachsen | wind | D-77 | 1000 | DE | Removed |  | 0 | 1 | const
| wind | D-47 | 3213 | DE | Removed |  | 0 | 1 | const
Wins Schleswig Holstein | wind | D-1 | 2500 | DE | Removed |  | 0 | 1 | const
Verpommern Wind | wind | D-5 | 1294 | DE | Removed |  | 0 | 1 | const
Wind Bayern | wind | D-202 | 343 | DE | Removed |  | 0 | 1 | const
Goldisthal | hydro | D-135 | 1060 | DE | Added |  | http://powerplants.vattenfall.com/goldisthal
Markersbach | hydro | D-122 | 1046 | DE | Added |  | http://powerplants.vattenfall.com/markersbach
Erzhausen | hydro | D-158 | 220 | DE | Added |  | http://www.statkraft.com/energy-sources/Power-plants/Germany/Erzhausen/
Hohenwarte II | hydro | D-129 | 318 | DE | Added |  | http://powerplants.vattenfall.com/hohenwarte-ii
Geesthacht | hydro | D-21 | 119 | DE | Added |  | http://powerplants.vattenfall.com/geesthacht
Niederwartha | hydro | D-94 | 119 | DE | Added |  | http://powerplants.vattenfall.com/niederwartha
Edersee | hydro | D-119 | 900 | DE | Added |  | http://www.eon.com/en/business-areas/renewable-energy-source/water/hydroelectric-power-plants/locations.html
Walchen | hydro | D-214 | 240 | DE | Added |  | http://www.eon.com/en/business-areas/renewable-energy-source/water/hydroelectric-power-plants/locations.html
other_cluster | other_res | D-88 | 2000 | DE | Added | Approximated | https://www.repowermap.org/
other_cluster | other_res | D-53 | 2000 | DE | Added
BW Solar 1 | solar_pv | E-220 | 1849.391 | DE | Added | Capacity by state distributed among a few nodes in the respective states | http://www.bundesnetzagentur.de/cln_1431/DE/Sachgebiete/ElektrizitaetundGas/Unternehmen_Institutionen/ErneuerbareEnergien/ZahlenDatenInformationen/zahlenunddaten-node.html;jsessionid=0C846ADA635A31944E86F833B6C81F33#doc404532bodyText2
BW Solar 2 | solar_pv | D-195 | 1849.391 | DE | Added
BW Solar 3 | solar_pv | D-182 | 1849.391 | DE | Added
BY Solar 1 | solar_pv | D-210 | 1793.7111 | DE | Added
BY Solar 2 | solar_pv | D-209 | 1793.7111 | DE | Added
BY Solar 3 | solar_pv | D-154 | 1793.7111 | DE | Added
BY Solar 4 | solar_pv | D-190 | 1793.7111 | DE | Added
BY Solar 5 | solar_pv | D-161 | 1793.7111 | DE | Added
BY Solar 6 | solar_pv | D-162 | 1793.7111 | DE | Added
BE Solar | solar_pv | D-38 | 74.5452 | DE | Added
BB Solar 1 | solar_pv | D-62 | 701.5194 | DE | Added
BB Solar 2 | solar_pv | D-19 | 701.5194 | DE | Added
BB Solar 3 | solar_pv | D-25 | 701.5194 | DE | Added
BB Solar 4 | solar_pv | D-45 | 701.5194 | DE | Added
HB Solar | solar_pv | D-31 | 37.619 | DE | Added
HH Solar | solar_pv | D-23 | 36.1514 | DE | Added
HE Solar 1 | solar_pv | D-153 | 857.5568 | DE | Added
HE Solar 2 | solar_pv | D-106 | 857.5568 | DE | Added
MV Solar 1 | solar_pv | D-3 | 609.1115 | DE | Added
MV Solar 2 | solar_pv | D-5 | 609.1115 | DE | Added
NI Solar 1 | solar_pv | D-29 | 674.8034 | DE | Added
NI Solar 2 | solar_pv | D-65 | 674.8034 | DE | Added
NI Solar 3 | solar_pv | D-30 | 674.8034 | DE | Added
NI Solar 4 | solar_pv | D-53 | 674.8034 | DE | Added
NI Solar 5 | solar_pv | D-75 | 674.8034 | DE | Added
NW Solar 1 | solar_pv | D-141 | 1014.1739 | DE | Added
NW Solar 2 | solar_pv | D-123 | 1014.1739 | DE | Added
NW Solar 3 | solar_pv | D-110 | 1014.1739 | DE | Added
NW Solar 4 | solar_pv | D-78 | 1014.1739 | DE | Added
RP Solar 1 | solar_pv | D-145 | 883.2538 | DE | Added
RP Solar 2 | solar_pv | D-178 | 883.2538 | DE | Added
SL Solar | solar_pv | D-185 | 386.3318 | DE | Added
SA Solar 1 | solar_pv | D-89 | 746.8513 | DE | Added
SA Solar 2 | solar_pv | D-98 | 746.8513 | DE | Added
ST Solar 1 | solar_pv | D-52 | 564.1474 | DE | Added
ST Solar 2 | solar_pv | D-70 | 564.1474 | DE | Added
ST Solar 3 | solar_pv | D-79 | 564.1474 | DE | Added
SH Solar 1 | solar_pv | D-1 | 479.4091 | DE | Added
SH Solar 2 | solar_pv | D-6 | 479.4091 | DE | Added
SH Solar 3 | solar_pv | D-11 | 479.4091 | DE | Added
TH Solar | solar_pv | D-118 | 1066.9329 | DE | Added
BW Wind 1 | wind | E-220 | 191.3635 | DE | Added
BW Wind 2 | wind | D-195 | 191.3635 | DE | Added
BW Wind 3 | wind | D-182 | 191.3635 | DE | Added
BY Wind 1 | wind | D-210 | 208.9691 | DE | Added
BY Wind 2 | wind | D-209 | 208.9691 | DE | Added
BY Wind 3 | wind | D-154 | 208.9691 | DE | Added
BY Wind 4 | wind | D-190 | 208.9691 | DE | Added
BY Wind 5 | wind | D-161 | 208.9691 | DE | Added
BY Wind 6 | wind | D-162 | 208.9691 | DE | Added
BE Wind | wind | D-38 | 3.15 | DE | Added
BB Wind 1 | wind | D-62 | 1307.6291 | DE | Added
BB Wind 2 | wind | D-19 | 1307.6291 | DE | Added
BB Wind 3 | wind | D-25 | 1307.6291 | DE | Added
BB Wind 4 | wind | D-45 | 1307.6291 | DE | Added
HB Wind | wind | D-31 | 148.619 | DE | Added
HH Wind | wind | D-23 | 56.823 | DE | Added
HE Wind 1 | wind | D-153 | 493.1835 | DE | Added
HE Wind 2 | wind | D-106 | 493.1835 | DE | Added
MV Wind 1 | wind | D-3 | 1218.64 | DE | Added
MV Wind 2 | wind | D-5 | 1218.64 | DE | Added
NI Wind 1 | wind | D-29 | 1552.6314 | DE | Added
NI Wind 2 | wind | D-65 | 1552.6314 | DE | Added
NI Wind 3 | wind | D-30 | 1552.6314 | DE | Added
NI Wind 4 | wind | D-53 | 1552.6314 | DE | Added
NI Wind 5 | wind | D-75 | 1552.6314 | DE | Added
NW Wind 1 | wind | D-141 | 883.1855 | DE | Added
NW Wind 2 | wind | D-123 | 883.1855 | DE | Added
NW Wind 3 | wind | D-110 | 883.1855 | DE | Added
NW Wind 4 | wind | D-78 | 883.1855 | DE | Added
RP Wind 1 | wind | D-145 | 1239.9089 | DE | Added
RP Wind 2 | wind | D-178 | 1239.9089 | DE | Added
SL Wind | wind | D-185 | 220.6042 | DE | Added
SA Wind 1 | wind | D-89 | 538.3274 | DE | Added
SA Wind 2 | wind | D-98 | 538.3274 | DE | Added
ST Wind 1 | wind | D-52 | 1389.8567 | DE | Added
ST Wind 2 | wind | D-70 | 1389.8567 | DE | Added
ST Wind 3 | wind | D-79 | 1389.8567 | DE | Added
SH Wind 1 | wind | D-1 | 1438.8151 | DE | Added
SH Wind 2 | wind | D-6 | 1438.8151 | DE | Added
SH Wind 3 | wind | D-11 | 1438.8151 | DE | Added
TH Wind | wind | D-118 | 1149.2117 | DE | Added
BARD Offshore 1 | wind_offshore | D-22 | 400 | DE | Added |  | https://en.wikipedia.org/wiki/List_of_offshore_wind_farms_in_Germany
Alpha Ventus | wind_offshore | D-22 | 60 | DE | Added
EnBW Baltic 1 | wind_offshore | D-2 | 48.3 | DE | Added
Meerwind Süd/Ost | wind_offshore | D-12 | 175 | DE | Added | Finished 2014, downscaled to meet average capacity of 2013/2014 (751MW)
Riffgat | wind_offshore | D-27 | 68 | DE | Added | Finished 2014, downscaled to meet average capacity of 2013/2014 (751MW)
All generators removed |  |  |  | DK | Removed
Fyn | coal | DK-7 | 632 | DK | Added |  | Entsoe Grid Map 2014, https://en.wikipedia.org/wiki/List_of_power_stations_in_Denmark, https://da.wikipedia.org/wiki/Kategori:Kraftvarmev%C3%A6rker_i_Danmark
Asnæs | coal | DK-Zealand | 1057 | DK | Added
Studsrup I | coal | DK-2 | 500 | DK | Added
Studsrup II | oil | DK-2 | 200 | DK | Added
Ensted | coal | DK-8 | 700 | DK | Added
Nordjylland | coal | DK-1 | 741 | DK | Added
Avedøre I | coal | DK-Zealand | 250 | DK | Added
Avedøre II | other_res | DK-Zealand | 543 | DK | Added
Esbjerg | coal | DK-6 | 378 | DK | Added
Viborg | gas | DK-3 | 57 | DK | Added
Amager | coal | DK-Zealand | 494 | DK | Added
HC Ørsted | gas | DK-Zealand | 185 | DK | Added
Helsingør | gas | DK-Zealand | 60 | DK | Added
Herning | other_res | DK-4 | 89 | DK | Added
Hillerød | gas | DK-Zealand | 77 | DK | Added
DTU | gas | DK-Zealand | 38 | DK | Added
Horsens | gas | DK-6 | 35 | DK | Added
Kyndby | oil | DK-Zealand | 664 | DK | Added
Skærbæk | gas | DK-8 | 392 | DK | Added
DK Hydro | hydro | DK-3 | 9 | DK | Added
Horns Rev | wind_offshore | DK-6 | 369 | DK | Added |  | https://de.wikipedia.org/wiki/Liste_der_Offshore-Windparks
Anholt | wind_offshore | DK-2 | 400 | DK | Added
Baltic Sea | wind_offshore | DK-Zealand | 494 | DK | Added
Zealand Wind | wind | DK-Zealand | 588 | DK | Added |  | http://www.ens.dk/info/tal-kort/statistik-noegletal/oversigt-energisektoren/stamdataregister-vindmoller
Fyn Wind | wind | DK-7 | 225 | DK | Added
Jylland Wind 1 | wind | DK-1 | 394.5714 | DK | Added
Jylland Wind 2 | wind | DK-2 | 394.5714 | DK | Added
Jylland Wind 3 | wind | DK-3 | 394.5714 | DK | Added
Jylland Wind 4 | wind | DK-4 | 394.5714 | DK | Added
Jylland Wind 5 | wind | DK-5 | 394.5714 | DK | Added
Jylland Wind 6 | wind | DK-6 | 394.5714 | DK | Added
Jylland Wind 7 | wind | DK-8 | 394.5714 | DK | Added
Zealand Solar | solar_pv | DK-Zealand | 191.55 | DK | Added |  | http://www.energinet.dk/SiteCollectionDocuments/Danske%20dokumenter/El/Solceller%20Pr.%20Kommune.xlsx
Fyn Solar | solar_pv | DK-7 | 54.56 | DK | Added
Jylland Solar 1 | solar_pv | DK-1 | 54.6884 | DK | Added
Jylland Solar 2 | solar_pv | DK-2 | 54.6884 | DK | Added
Jylland Solar 3 | solar_pv | DK-3 | 54.6884 | DK | Added
Jylland Solar 4 | solar_pv | DK-4 | 54.6884 | DK | Added
Jylland Solar 5 | solar_pv | DK-5 | 54.6884 | DK | Added
Jylland Solar 6 | solar_pv | DK-6 | 54.6884 | DK | Added
Jylland Solar 7 | solar_pv | DK-8 | 54.6884 | DK | Added
All generators removed |  |  |  | GR | Removed
Agios Georgios | gas | Koumoundourou | 360 | GR | Added | All generators >20MW | Entsoe Grid Map 2014
Agios Dimitrios | coal | Agios Dimitrios | 1595 | GR | Added |  | https://www.dei.gr/en/i-dei/i-etairia/tomeis-drastiriotitas/paragwgi/analutikos-xartis-stathmwn
Agras | hydro | Amyndeo | 50 | GR | Added |  | http://www.admie.gr/en/operations-data/registers/generation-unit-register/
Aliveri | oil | Acharnes | 380 | GR | Added |  | http://www.elpedison.gr/en/the-group/business-activities/energy-production/the-power-plants/
Aminteo | coal | Amyndeo | 600 | GR | Added |  | http://www.protergia.gr/en/production_intro/thermal-plants-1
Asomata | hydro | Agios Dimitrios | 108 | GR | Added |  | ""
Piges Aooy | hydro | Trikala | 210 | GR | Added |  | ""
Edesseos | hydro | Amyndeo | 20 | GR | Added |  | ""
Thesavros | hydro | Fillipi | 384 | GR | Added |  | ""
Lavrio I | oil | Palini | 300 | GR | Added |  | ""
Lavrio II | gas | Palini | 1272 | GR | Added |  | ""
Liptol | coal | Kardia | 43 | GR | Added |  | ""
Megalopoli | coal | Koumoundourou | 850 | GR | Added |  | ""
Kardia | coal | Kardia | 1250 | GR | Added |  | ""
Kastraki | hydro | Acheloos | 320 | GR | Added |  | ""
Komotini | gas | Nea Santa | 485 | GR | Added |  | ""
Kremasta | hydro | Acheloos | 437 | GR | Added |  | ""
Ladonas | hydro | Koumoundourou | 70 | GR | Added |  | ""
Plastiras | hydro | Trikala | 130 | GR | Added |  | ""
Platanovrisi | hydro | Fillipi | 116 | GR | Added |  | ""
Polifito | hydro | Agios Dimitrios | 375 | GR | Added |  | ""
Pournari | hydro | Arachthos | 334 | GR | Added |  | ""
Ptolemaida | coal | Kardia | 620 | GR | Added |  | ""
Stratos | hydro | Acheloos | 156 | GR | Added |  | ""
Sfikia | hydro | Agios Dimitrios | 315 | GR | Added |  | ""
Florina | coal | Florina | 330 | GR | Added |  | ""
Thessaloniki | gas | Thessaloniki | 400 | GR | Added |  | ""
Thisvi | gas | Koumoundourou | 420 | GR | Added |  | ""
Agios Nikolaos | gas | Distomo | 778 | GR | Added |  | ""
Agios Theodoroi | gas | Koumoundourou | 437 | GR | Added |  | ""
Anemos Makedonia | wind | Lagadas | 29 | GR | Added | Wind parks > 20 MW | http://www.thewindpower.net/country_windfarms_en_15_greece.php
Antia | wind | Agios Stefanos | 37 | GR | Added
Arachnaio II | wind | Koumoundourou | 38 | GR | Added
Aspri Petra | wind | Amyndeo | 46 | GR | Added
Derveni | wind | Koumoundourou | 30 | GR | Added
Didima | wind | Koumoundourou | 36 | GR | Added
Didimos Loftos | wind | Nea Santa | 26 | GR | Added
Eressou Ipsoma Fourka | wind | Kardia | 36 | GR | Added
Fokida | wind | Distomo | 46 | GR | Added
Kalyva | wind | Distomo | 36 | GR | Added
Karavi - Alogovouni | wind | Lamia | 23 | GR | Added
Karditsa | wind | Trikala | 30 | GR | Added
Karistias | wind | Agios Stefanos | 22 | GR | Added
Kerveros | wind | Nea Santa | 31 | GR | Added
Kitaironas | wind | Distomo | 26 | GR | Added
Krekeza Mougolios | wind | Distomo | 30 | GR | Added
Louzes Agathaki Rigani | wind | Acheloos | 24 | GR | Added
Machrirachi | wind | Agios Stefanos | 39 | GR | Added
Magnisia | wind | Larisa | 35 | GR | Added
Mavrouvouni | wind | Distomo | 20 | GR | Added
Melissi | wind | Koumoundourou | 24 | GR | Added
Mytoula | wind | Nea Santa | 38 | GR | Added
Panachaiko | wind | Acheloos | 48 | GR | Added
Patriarchis | wind | Nea Santa | 40 | GR | Added
Perdikovouni | wind | Distomo | 24 | GR | Added
Profitis Ilias | wind | Agios Stefanos | 53 | GR | Added
Rachoula - Pashalies | wind | Distomo | 40 | GR | Added
Rodopi | wind | Nea Santa | 63 | GR | Added
Scopia | wind | Acheloos | 20 | GR | Added
Skopies | wind | Agios Stefanos | 41 | GR | Added
St. George Island | wind | Palini | 69 | GR | Added
Sterea Ellada W | wind | Agios Stefanos | 30 | GR | Added
Trikorfo | wind | Koumoundourou | 24 | GR | Added
Tripolis | wind | Koumoundourou | 40 | GR | Added
Tsilikoka | wind | Agios Stefanos | 21 | GR | Added
Viotia | wind | Distomo | 63 | GR | Added
Zoodochos Pigi | wind | Arachthos | 24 | GR | Added
GR Solar 1 | solar_pv | Acharnes | 1 | GR | Added | Approx. | Assumed uniformly distributed
GR Solar 2 | solar_pv | Acheloos | 1 | GR | Added
GR Solar 3 | solar_pv | Thessaloniki | 1 | GR | Added
GR Other RES | other_res | Larisa | 1 | GR | Added
All old generators removed |  |  |  | HR | Removed
Sisak | gas | CRT-6 | 420 | HR | Added |  | http://hep.hr/proizvodnja/osnovni/termoelektrane/default.aspx
Rijeka | oil | CRT-7 | 320 | HR | Added
Plomin | coal | CRT-8 | 330 | HR | Added
Jertovec | gas | CRT-17 | 88 | HR | Added
TE-TO Zagreb I | gas | CRT-2 | 220 | HR | Added
TE-TO Zagreb II | oil | CRT-2 | 220 | HR | Added
Osijek | gas | CRT-1 | 89 | HR | Added
EL-TO Zagreb | gas | CRT-2 | 89 | HR | Added
HR Hydro 1 | hydro | CRT-8 | 500 | HR | Added |  | From Bialek
HR Hydro 2 | hydro | CRT-16 | 650 | HR | Added
HR Hydro 3 | hydro | CRT-11 | 450 | HR | Added
HR Hydro 4 | hydro | CRT-6 | 700 | HR | Added
HR Other RES | other_res | CRT-2 | 1 | HR | Added | Approx.
Ajka | gas | H-18 | 116 | HU | Added |  | https://en.wikipedia.org/wiki/List_of_power_stations_in_Hungary
Gönyü | gas | H-14 | 433 | HU | Added
HU Wind | wind | H-13 | 329 | HU | Added |  | https://en.wikipedia.org/wiki/Wind_power_in_Hungary
HU Hydro | hydro | H-7 | 1 | HU | Added | Approx.
HU Solar | solar_pv | H-10 | 1 | HU | Added
HU Other RES | other_res | H-10 | 1 | HU | Added
All old generators removed |  |  |  | LU | Removed
Vianden | hydro | Lx-1 | 1300 | LU | Added |  | http://www.seo.lu/de/Hauptaktivitaeten/PSW-Vianden/Vorstellung
LU Wind 1 | wind | Lx-1 | 45 | LU | Added |  | http://www.seo.lu/de/Hauptaktivitaeten/Windkraft/Vorstellung-und-Landkarte
LU Wind 2 | wind | Lx-2 | 10 | LU | Added
LU Solar | solar_pv | Lx-3 | 1 | LU | Added | Approx. | Assuming residential
Redange | other_res | Lx-2 | 11 | LU | Added |  | http://enipedia.tudelft.nl/wiki/Luxembourg/Biogas
Esch-sur-alzette | gas | Lx-3 | 350 | LU | Added |  | http://enipedia.tudelft.nl/wiki/Luxembourg/Natural_Gas
,other,1514,0,1000,50,0,0,0,1,const,,,,, |  |  |  |  | Removed |  | IT-GR link generator
All old generators removed |  |  |  | ME | Removed
Piva | hydro | Piva | 360 | ME | Added |  | http://www.epcg.com/en/about-us/hydro-power-plant-piva |  | 1 | const
Pljevja | coal | Pljevja | 219 | ME | Added |  | http://www.epcg.com/en/about-us/thermal-power-plant-pljevlja |  | 1 | const
Perucica | hydro | Perucica | 307 | ME | Added |  | http://www.epcg.com/en/about-us/hydro-power-plant-perucica |  | 1 | const
All old generators removed |  |  |  | MK | Removed
Bitola | coal | Bitola | 675 | MK | Added |  | https://en.wikipedia.org/wiki/List_of_power_stations_in_the_Republic_of_Macedonia
Oslomej | coal | Vrotok | 125 | MK | Added |  | Entsoe 2014 Grid Map
Vrutok | hydro | Vrotok | 245 | MK | Added |  | ""
Spilje | hydro | Vrotok | 84 | MK | Added |  | ""
Kozjak | hydro | Skopje 1 | 80 | MK | Added |  | ""
TE-TO Skopje | gas | Skpje 4 | 220 | MK | Added |  | http://te-to.com.mk/?page_id=297&lang=en
Negotino | oil | Dubrovo | 210 | MK | Added |  | http://globalenergyobservatory.org/geoid/42702
Bogdanci | wind | Dubrovo | 37 | MK | Added |  | http://cdm.unfccc.int/Projects/DB/RINA1352822424.84/view
All old generators removed |  |  |  | NL | Removed
Borssele | nuclear | NL_Borss | 450 | NL | Added |  | Entsoe Grid Map 2014
Sloe | gas | NL_Borss | 870 | NL | Added |  | https://en.wikipedia.org/wiki/List_of_power_stations_in_the_Netherlands
Borssele (BS12) | coal | NL_Borss | 426 | NL | Added |  | http://globalenergyobservatory.org/
ELSTA | gas | NL_Borss | 460 | NL | Added |  | ""
Moerdijk | gas | NL_Geert | 769 | NL | Added |  | ""
Amer Coal | coal | NL_Geert | 1145 | NL | Added |  | ""
Amer Bio | other_res | NL_Geert | 100 | NL | Added | Approx. | ""
Claus A | gas | NL_Maasb | 640 | NL | Added |  | ""
Claus C | gas | NL_Maasb | 1280 | NL | Added |  | ""
Buggenum | gas | NL_Maasb | 253 | NL | Added |  | ""
Swentibold | gas | NL-22 | 231 | NL | Added |  | ""
Gelderland Coal | coal | NL-16 | 490 | NL | Added |  | ""
Gelderland Bio | other_res | NL-16 | 100 | NL | Added | Approx. | ""
Hemweg | coal | NL-13 | 630 | NL | Added |  | ""
Almere | gas | NL-13 | 128 | NL | Added |  | ""
Diemen | gas | NL-13 | 701 | NL | Added |  | ""
Merwedekanaal | gas | NL-13 | 425 | NL | Added |  | ""
Langeweide | gas | NL-13 | 266 | NL | Added |  | ""
Ijmond | gas | NL-11 | 144 | NL | Added |  | ""
Velsen | gas | NL-11 | 820 | NL | Added |  | ""
Flevo | gas | NL-8 | 860 | NL | Added |  | ""
Harculo | gas | NL-10 | 350 | NL | Added |  | ""
Delesto | gas | NL-2 | 425 | NL | Added |  | ""
Den Haag | gas | NL-15 | 120 | NL | Added |  | ""
Eems | gas | NL-1 | 2400 | NL | Added |  | ""
Enecogen | gas | NL-15 | 870 | NL | Added |  | ""
Gallileistraat | gas | NL-17 | 230 | NL | Added |  | ""
Maasstroom | gas | NL-17 | 428 | NL | Added |  | ""
Magnum | gas | NL-1 | 1290 | NL | Added |  | ""
Rijnmond | gas | NL-17 | 790 | NL | Added |  | ""
RoCA3 | gas | NL-17 | 218 | NL | Added |  | ""
Maasvlakte Gas | gas | NL-15 | 940 | NL | Added |  | ""
Maasvlakte Bio | other_res | NL-15 | 100 | NL | Added | Approx. | ""
Maxima | gas | NL-8 | 880 | NL | Added |  | ""
OWEZ | wind_offshore | NL-11 | 108 | NL | Added |  | https://en.wikipedia.org/wiki/List_of_offshore_wind_farms_in_the_Netherlands
Princess Amalia | wind_offshore | NL-11 | 120 | NL | Added
DR Wind | wind | NL-6 | 17 | NL | Added |  | http://www.thewindpower.net/country_zones_en_10_netherlands.php
FL Wind | wind | NL-8 | 963 | NL | Added
FR Wind | wind | NL-7 | 160 | NL | Added
GE Wind | wind | NL-14 | 64 | NL | Added
GR Wind 1 | wind | NL-1 | 268 | NL | Added
GR Wind 2 | wind | NL-2 | 268 | NL | Added
LI Wind | wind | NL_Maasb | 6 | NL | Added
NB Wind | wind | NL-20 | 177 | NL | Added
NH Wind 1 | wind | NL-11 | 190 | NL | Added
NH Wind 2 | wind | NL-13 | 190 | NL | Added
OV Wind | wind | NL-9 | 23 | NL | Added
UT Wind | wind | NL-16 | 9 | NL | Added
ZE Wind | wind | NL_Borss | 381 | NL | Added
ZH Wind 1 | wind | NL-13 | 192 | NL | Added
ZH Wind 2 | wind | NL-11 | 192 | NL | Added
NL Solar 1 | solar_pv | NL-13 | 1 | NL | Added | Approx. | Assumed residential
NL Solar 2 | solar_pv | NL-17 | 1 | NL | Added
NL Solar 3 | solar_pv | NL-7 | 1 | NL | Added
NL Hydro 1 | hydro | NL-16 | 1 | NL | Added | Approx.
NL Hydro 2 | hydro | NL_Maasb | 1 | NL | Added
Hydro, wind removed |  |  |  | PL | Removed
PL Solar | solar_pv | PL-25 | 1 | PL | Added | Approx.
Polaniec | other_res | PL-66 | 205 | PL | Added |  | http://www.power-technology.com/projects/polaniec-biomass-power-plant-poland/
PL Bio 1 | other_res | PL-23 | 220 | PL | Added |  | https://en.wikipedia.org/wiki/List_of_power_stations_in_Poland
PL Bio 2 | other_res | PL-32 | 220 | PL | Added |  | http://www.industcards.com/ps-poland.htm
Solina | hydro | PL-90 | 200 | PL | Added |  | http://globalenergyobservatory.org/
Porabka Zar | hydro | PL-94 | 500 | PL | Added |  | Entsoe 2014 Grid Map
Niedzica | hydro | PL-94 | 93 | PL | Added |  | ""
Roznow | hydro | PL-85 | 50 | PL | Added |  | ""
Dychow | hydro | PL-52 | 90 | PL | Added |  | ""
Wloclawek | hydro | PL-17 | 160 | PL | Added |  | ""
Zarnowiec | hydro | PL-1 | 716 | PL | Added |  | ""
Zydowo | hydro | PL-30 | 151 | PL | Added |  | ""
PL Wind 1 | wind | PL-3 | 3 | PL | Added | Approx. Based on Entsoe map
PL Wind 2 | wind | PL-10 | 5 | PL | Added
PL Wind 3 | wind | PL-21 | 2 | PL | Added
PL Wind 4 | wind | PL-48 | 1 | PL | Added
PL Wind 5 | wind | PL-2 | 1 | PL | Added
PL Wind 6 | wind | PL-41 | 1 | PL | Added
Gas and coal removed |  |  |  | RO | Removed
Oradea | coal | Oradea | 205 | RO | Added |  | https://en.wikipedia.org/wiki/Turceni_Power_Station |  | 1 | const
Mintia | coal | Mintia | 1285 | RO | Added |  | > High Capacity Power stations in Romania
Paroseni | coal | Paroseni | 300 | RO | Added |  | Entsoe 2014 Grid Map
Rovinari | coal | Rovinari | 1320 | RO | Added |  | ""
Turceni | coal | Turceni | 1650 | RO | Added |  | ""
Halanga Drobeta | coal | Portile de Fier 1 | 290 | RO | Added |  | ""
Isalnita | coal | Isalnita | 630 | RO | Added |  | ""
Craiova Nord | coal | Craiova Nord | 300 | RO | Added |  | ""
Govora | coal | Stuparei | 200 | RO | Added |  | ""
Braila Coal | coal | Braila | 323 | RO | Added |  | ""
Borzesti Coal | coal | Borzesti | 452.5 | RO | Added |  | ""
Iasi | coal | Iasi | 150 | RO | Added |  | ""
Iernut | gas | Lernut | 800 | RO | Added |  | ""
Brazi | gas | Brazi Vest | 1100 | RO | Added |  | ""
Petrom Brazi | gas | Brazi Vest | 860 | RO | Added |  | ""
Bucuresti Sud | gas | Bucuresti Sud | 550 | RO | Added |  | ""
Bucuresti Vest | gas | Domnesti | 310 | RO | Added |  | ""
Progresu | gas | Progresu | 200 | RO | Added |  | ""
Galati | gas | Smardan | 535 | RO | Added |  | ""
Braila Gas | gas | Braila | 535 | RO | Added |  | ""
Borzesti Gas | gas | Borzesti | 452.5 | RO | Added |  | ""
Iasi | gas | Iasi | 100 | RO | Added |  | ""
Fântânele-Cogealac | wind | Isaccea | 600 | RO | Added |  | ""
Verbund Casimcea | wind | Tulcea | 225 | RO | Added |  | ""
EDP Cernavodă | wind | Cernadova | 138 | RO | Added |  | ""
RO Solar | solar_pv | Bucuresti Sud | 1 | RO | Added | Approx. | http://www.repowermap.org/index.php?ln=en
RO Bio | other_res | Lernut | 1 | RO | Added
All old generators removed |  |  |  | RS | Removed
Kolubara | coal | Kolubara | 225 | RS | Added |  | Entsoe 2014 Grid Map
Kostolac A | coal | Drmno | 280 | RS | Added |  | https://en.wikipedia.org/wiki/List_of_power_stations_in_Serbia
Kostolac B | coal | Drmno | 615 | RS | Added |  | http://www.panonske.rs/ogranci/
Morava | coal | Kragujevac | 100 | RS | Added |  | ""
Nikola Tesla A (TENT A) | coal | TENT A (Tesla) | 1560 | RS | Added |  | ""
Nikola Tesla B (TENT B) | coal | TENT B (Tesla) | 1200 | RS | Added |  | ""
Kosovo A | coal | Kosovo A | 617 | RS | Added |  | ""
Kosovo B | coal | Kosovo B | 618 | RS | Added |  | ""
TE-TO Novi Sad Gas | gas | Novisad | 122.5 | RS | Added |  | ""
TE-TO Novi Sad Oil | oil | Novisad | 122.5 | RS | Added |  | ""
TE-TO Zrenjanin Gas | gas | Zrenjanin | 55 | RS | Added |  | ""
TE-TO Zrenjanin Oil | oil | Zrenjanin | 55 | RS | Added |  | ""
TE-TO Sremska Mitrovica | gas | Mitrovica | 32 | RS | Added |  | ""
Djerdap | hydro | Djerdap | 1350 | RS | Added |  | ""
Pirot | hydro | Nis | 80 | RS | Added |  | ""
Vlasina | hydro | Nis | 129 | RS | Added |  | ""
Bajina Bašta 5 Plants | hydro | B. Basta | 627 | RS | Added |  | ""
Bajina Bašta Pump | hydro | B. Basta | 600 | RS | Added |  | ""
Zvornik | hydro | Zvornik | 100 | RS | Added |  | ""
All old generators removed |  |  |  | AL | Removed
Vlore | coal | Vlore | 97 | AL | Added |  | http://globalenergyobservatory.org/form.php?pid=42697
Koman | hydro | Koman | 600 | AL | Added |  | http://globalenergyobservatory.org/form.php?pid=42689
Fierza | hydro | Fierze | 500 | AL | Added |  | http://globalenergyobservatory.org/form.php?pid=42688
Shkopet | hydro | Burrel | 24 | AL | Added |  | http://globalenergyobservatory.org/form.php?pid=42694
Ulez | hydro | Burrel | 25 | AL | Added |  | http://globalenergyobservatory.org/form.php?pid=42695
Ashta | hydro | Vaui Dejes | 53 | AL | Added |  | http://globalenergyobservatory.org/form.php?pid=45871
Vau i Dejes | hydro | Vaui Dejes | 250 | AL | Added |  | http://globalenergyobservatory.org/form.php?pid=42690
,other,1512,0,1000,50,0,0,0,1,const,,,,, |  |  |  | UA_W | Kept as in Bialek | Also 1 consumer in UkrainaWest2
,other,FromUkrainaWest1,0,1000,50,0,0,0,1,const,,,,, |  |  |  | UA_W | Kept as in Bialek
,other,FromUkraniaMukachevo,0,1108,50,0,0,0,1,const,,,,, |  |  |  | UA_W | Kept as in Bialek
All old generators removed |  |  |  | SI | Removed
Krško | nuclear | SV-6 | 696 | SI | Added |  | https://en.wikipedia.org/wiki/List_of_power_stations_in_Slovenia
Šoštanj 345 | coal | SV-3 | 600 | SI | Added |  | http://www.te-sostanj.si/en/presentation/tes-today
Šoštanj Gas | gas | SV-3 | 84 | SI | Added |  | Entsoe 2014 Grid Map
Trbovlje | coal | SV-3 | 125 | SI | Added | Decommissioned 2015 | https://en.wikipedia.org/wiki/Trbovlje_Power_Station
Ljubljana | coal | SV-5 | 124 | SI | Added |  | http://globalenergyobservatory.org/
Brestanica | gas | SV-6 | 355 | SI | Added |  | ""
Soča/Sava Rivers | hydro | SV-4 | 181 | SI | Added |  | ""
Avce | hydro | SV-4 | 185 | SI | Added | Pump | ""
Drava River | hydro | SV-1 | 637 | SI | Added |  | ""
Sava River | hydro | SV-6 | 143 | SI | Added |  | ""
SI Solar | solar_pv | SV-5 | 1 | SI | Added | Approx.
SI Other RES | other_res | SV-5 | 1 | SI | Added
SI Wind | wind | SV-8 | 1 | SI | Added
All old generators removed |  |  |  | SK | Removed
Vojany | coal | SK-2 | 220 | SK | Added |  | http://www.seas.sk/
Kosice | coal | SK-10 | 501 | SK | Added |  | > Power plants
Cierny Vah | hydro | SK-5 | 735 | SK | Added | Pump | Entsoe 2014 Grid Map
Novaky | coal | SK-15 | 266 | SK | Added |  | http://globalenergyobservatory.org/
Mochovce | nuclear | SK-19 | 940 | SK | Added |  | ""
Malzenice | gas | SK-21 | 430 | SK | Added |  | ""
Bohunice | nuclear | SK-21 | 1000 | SK | Added |  | ""
Bratislava | gas | SK-23 | 218 | SK | Added |  | ""
Gabcikovo | hydro | SK-24 | 720 | SK | Added |  | ""
Liptovska Mara | hydro | SK-8 | 200 | SK | Added | Pump | ""
Vah River | hydro | SK-12 | 350 | SK | Added |  | ""
Ruzin | hydro | SK-2 | 60 | SK | Added | Pump | ""
Levice | gas | SK-20 | 80 | SK | Added |  | ""
SK Oil | oil | SK-23 | 1 | SK | Added | Approx.
SK Wind | wind | SK-23 | 1 | SK | Added
SK Solar | solar_pv | SK-23 | 1 | SK | Added
SK Other RES | other_res | SK-23 | 1 | SK | Added
Test_gen_csp | csp | MA-25 | 100 | MA | Removed
Milan_waste | other_res | Cislago | 1 | IT | Added | Approx. | http://enipedia.tudelft.nl/maps/PowerPlants.html
Geothermal | other_res | Piomigo | 1 | IT | Added
Naples_waste | other_res | Levante | 1 | IT | Added
Turin_waste | other_res | Leyni | 1 | IT | Added
Cremona_waste | other_res | Cremona | 1 | IT | Added
Madrid_waste | other_res | E-127 | 1 | ES | Added | Approx | http://enipedia.tudelft.nl/maps/PowerPlants.html
Malaga_waste | other_res | E-189 | 1 | ES | Added
Tarragona_waste | other_res | E-117 | 1 | ES | Added
Paris_waste | other_res | F-40 | 1 | FR | Added | Approx. | http://enipedia.tudelft.nl/maps/PowerPlants.html
Rouen_bio | other_res | F-22 | 1 | FR | Added
Bordeaux_waste | other_res | F-247 | 1 | FR | Added
Lisbon_waste | other_res | P-23 | 1 | PT | Added
Prague_waste | other_res | CZ-5 | 1 | CZ | Added
winterthur_waste | other_res | CH-4 | 1 | CH | Added
pistor_pv | solar_pv | CH-14 | 1 | CH | Added
chur_pv | solar_pv | CH-21 | 1 | CH | Added
Flerden_pv | solar_pv | CH-23 | 1 | CH | Added
Sig Solar | solar_pv | CH_verbo | 1 | CH | Added
Moutier | wind | CH_Basse | 1 | CH | Added
Gaiss | wind | CH-1 | 1 | CH | Added
Benkovac | solar_pv | CRT-11 | 1 | HR | Added
Prutna | wind | CRT-8 | 1 | HR | Added
Rudine | wind | CRT-13 | 1 | HR | Added
Komorovac | wind | CRT-9 | 1 | HR | Added
Tetouan | wind | MA-43 | 1 | MA | Added
Tanger Wind | wind | MA-41 | 1 | MA | Added

## GenCap
North Africa
2014
| Country | DZ | MA | TN |  | Sources
| Generator Capacity [MW] |  |  |  |  | http://ec.europa.eu/eurostat/web/energy/data/database?p_p_id=NavTreeportletprod_WAR_NavTreeportletprod_INSTANCE_QAMy7Pe6HwI1&p_p_lifecycle=0&p_p_state=normal&p_p_mode=view&p_p_col_id=column-2&p_p_col_count=1
| Coal |  | 1785 |  |  | https://www.entsoe.eu/Documents/Publications/Statistics/Factsheet/entsoe_sfs2014_web.pdf
| Gas | 15596.1 | 3763.1 | 4255 |  | https://www.entsoe.eu/Documents/Publications/Statistics/YSAR/141515_YSAR_2013_report.pdf
| Oil | 123.5 | 600 | 408
Nuclear
| Hydro | 248.54 | 1300 | 62
Other
| Solar CSP |  | 20 | 20 | http://www.nrel.gov/csp/solarpaces/by_country.cfm
| Solar PV | 86
| Wind | 24 | 787 | 54
| Total | 16078.14 | 8255.1 | 4799
Note the comments.
The following table is average of 2013/2014
This is because generators built during 2014 has not produced for the whole year
| Country | AL | AT | BA | BE | BG | CH | CZ | DE | DK | ES | FR | GR | HR | HU | IT | LU | MA | ME | MK | NL | PL | PT | RO | RS | SI | SK
| NGC Nuclear |  | 0 | 0 | 5926 | 2000 | 3320.5 | 4040 | 12068 | 0 | 7573 | 63130 | 0 | 0 | 1891 | 0 | 0 |  | 0 | 0 | 491 | 0 | 0 | 1300 | 0 | 696 | 1940
| NGC fossil fuels |  | 7545 | 1574 | 7069.5 | 6644.5 | 463.75 | 11645.5 | 84345.5 | 8899.5 | 46014.5 | 24721 | 10056 | 1779 | 6122.5 | 69610.5 | 494 |  | 220 | 1157 | 27244 | 29134 | 7133 | 9407 | 5571.5 | 1226.65 | 2746.5
| of which lignite |  | 0 | 1574 | 0 | 4198 | 0 | 0 | 21246 | 0 | 1056 | 0 | 4456 | 0 | 741.5 | 0 | 0 |  | 110 | 718 | 0 | 8628 | 0 | 3991 | 5260.5 | 565.5 | 567.5
| of which hard coal | 98 | 1171 | 0 | 410 | 1629 | 0 | 0 | 26472 | 4911 | 9843 | 5433 | 0 | 320 | 223.5 | 7546.5 | 0 |  | 0 | 0 | 6496 | 18414 | 1756 | 1131 | 0 | 222 | 440
| of which gas |  | 5003.5 | 0 | 6449.5 | 817.5 | 0 | 1653 | 27901 | 2990.5 | 32033.5 | 10370.5 | 4902 | 248 | 4747.5 | 42386.5 | 494 |  | 0 | 250 | 19826.5 | 928.5 | 4730 | 1999 | 155.5 | 84 | 1090
| of which oil |  | 347 | 0 | 210 | 0 | 0 | 0 | 4112.5 | 954 | 3019 | 8917.5 | 698 | 320 | 410 | 11208.5 | 0 |  | 0 | 189 | 0 | 0 | 215.5 | 0 | 155.5 | 0 | 237.5
| of which mixed fuels |  | 466.5 | 0 | 0 | 0 | 250.75 | 9992.5 | 4614.5 | 44 | 63.5 | 0 | 0 | 891 | 0 | 8469 | 0 |  | 0 | 0 | 921.5 | 0 | 207 | 2286 | 0 | 355.15 | 411.5
| Not classified |  | 557 | 0 | 0 | 0 | 213 | 0 | -0.5 | 0 | -0.5 | 0 | 0 | 0 | 0 | 0 | 0 |  | 110 | 0 | 0 | 1163.5 | 224.5 | 0 | 0 | 0 | 0
| NGC hydraulic power | 1802 | 13498 | 2045.5 | 1427.5 | 3187.5 | 13816.5 | 2245.5 | 10744 | 9 | 19385 | 25425 | 3237 | 2111 | 56.5 | 22053.5 | 1234 |  | 660 | 539 | 38 | 2351.5 | 5672 | 6268 | 2974.5 | 1186.95 | 2533.5
| of which renewable hydro |  | 13498 | 1605.5 | 118.5 | 2323.5 | 12433.5 | 1086 | 4394 | 9 | 16826 | 23705 | 220 | 2111 | 56.5 | 0 | 38 |  | 10 | 0 | 38 | 938.5 | 5672 | 6268 | 2357.5 | 1006.95 | 1616.5
| NGC renewables (other than Hydro) |  | 2859 | 0 | 5927.5 | 1772 | 933 | 2370.5 | 79423.5 | 6035.5 | 30968.5 | 15078 | 4064.5 | 356 | 504 | 31591.5 | 175.5 |  | 0 | 36 | 4073.5 | 4330 | 5005 | 3623 | 0 | 150.75 | 855
| of which wind |  | 1832.5 | 0 | 1829.5 | 692 | 54.5 | 274 | 35300.5 | 4855 | 22845.5 | 8709.5 | 1591 | 298 | 329 | 8612.5 | 57 |  | 0 | 36 | 2793.5 | 3570 | 4454 | 2697.5 | 0 | 1.05 | 3
| of which solar |  | 456.5 | 0 | 2833 | 1037.5 | 596.5 | 2096.5 | 37447 | 579 | 6940.5 | 4834.5 | 2427.5 | 27 | 4 | 18514.5 | 107.5 |  | 0 | 0 | 880 | 11.5 | 339 | 854 | 0 | 129.75 | 534
| of which biomass |  | 469 | 0 | 1265 | 42.5 | 282 | 0 | 6107.5 | 601.5 | 1174.5 | 1385 | 46.5 | 16.5 | 171 | 3716 | 11 |  | 0 | 0 | 400 | 673.5 | 208.5 | 71.5 | 0 | 19.95 | 215
| Not classified |  | 101 | 0 | 0 | 0 | 0 | 0 | 568.5 | 0 | 8 | 149 | -0.5 | 14.5 | 0 | 748.5 | 0 |  | 0 | 0 | 0 | 75 | 3.5 | 0 | 0 | 0 | 103
| NGC other sources |  | 122 | 0 | 0 | 0 | 243.75 | 0 | 0 | 0 | 410.5 | 0 | 94.5 | 0 | 0 | 0 | 21 |  | 0 | 0 | 682 | 0 | 0 | 0.025 | 0 | 0 | 0
| NGC Total Sum |  | 24024 | 3619.5 | 20350.5 | 13604 | 18777.5 | 20301.5 | 186581 | 14944 | 104351.5 | 128354 | 17452 | 4246 | 8574 | 123255.5 | 1924.5 |  | 880 | 1732 | 32528.5 | 35815.5 | 17810 | 20598.025 | 8546 | 3260.35 | 8075
| nuclear | 0 | 0 | 0 | 5926 | 2000 | 3320.5 | 4040 | 12068 | 0 | 7573 | 63130 | 0 | 0 | 1891 | 0 | 0 |  | 0 | 0 | 491 | 0 | 0 | 1300 | 0 | 696 | 1940
| coal | 98 | 1171 | 1574 | 410 | 5827 | 0 | 9512.5 | 50025.25 | 4955 | 10899 | 5433 | 4550.5 | 320 | 965 | 9503.5 | 0 |  | 220 | 718 | 6496 | 28205.5 | 1756 | 6265 | 5260.5 | 787.5 | 1419
| gas | 0 | 5003.5 | 0 | 6449.5 | 817.5 | 463.75 | 1653 | 30208.25 | 2990.5 | 32097 | 10370.5 | 4902 | 919 | 4747.5 | 48235.5 | 494 |  | 0 | 250 | 20748 | 928.5 | 4730 | 3142 | 155.5 | 439.15 | 1090
| oil | 0 | 1370.5 | 0 | 210 | 0 | 0 | 0 | 4112.5 | 954 | 3019 | 8917.5 | 698 | 540 | 410 | 11870.5 | 0 |  | 0 | 189 | 0 | 0 | 647 | 0 | 155.5 | 0 | 237.5
| hydro | 1802 | 13498 | 2045.5 | 1427.5 | 3187.5 | 13816.5 | 2245.5 | 10744 | 9 | 19385 | 25425 | 3237 | 2111 | 56.5 | 22053.5 | 1234 |  | 660 | 539 | 38 | 2351.5 | 5672 | 6268 | 2974.5 | 1186.95 | 2533.5
| wind | 0 | 1832.5 | 0 | 1225.5 | 692 | 54.5 | 274 | 34549.5 | 3592 | 22845.5 | 8709.5 | 1591 | 298 | 329 | 8612.5 | 57 |  | 0 | 36 | 2565.5 | 3570 | 4454 | 2697.5 | 0 | 1.05 | 3
| wind_offshore | BE: 604; DE: 751; DK: 1263; NL: 228
| solar_pv | 0 | 456.5 | 0 | 2833 | 1037.5 | 596.5 | 2096.5 | 37447 | 579 | 4640.5 | 4834.5 | 2427.5 | 27 | 4 | 18514.5 | 107.5 |  | 0 | 0 | 880 | 11.5 | 339 | 854 | 0 | 129.75 | 534
| solar_csp | ES: 2300
| other_res | 0 | 692 | 0 | 1265 | 42.5 | 525.75 | 480 | 6676 | 601.5 | 1593 | 1534 | 46 | 31 | 171 | 4464.5 | 11 |  | 0 | 0 | 1082 | 748.5 | 212 | 71.5 | 0 | 19.95 | 318
| other | 0 |  | 0 | 0 | 0 |  | 0 | 0 | 0 |  | 0 |  | 0 | 0 | 0 |  |  | 0 | 0 |  | 0 | 0 | 0.025 | 0 | 0 | 0
| total | 1900 | 24024 | 3619.5 | 20350.5 | 13604 | 18777.5 | 20301.5 | 186581.5 | 14944 | 104352 | 128354 | 17452 | 4246 | 8574 | 123254.5 | 1903.5 |  | 880 | 1732 | 32528.5 | 35815.5 | 17810 | 20598.025 | 8546 | 3260.35 | 8075
To scenario input |  | AL | AT | BA | BE | BG | CH | CZ | DE | DK | ES | FR | GR | HR | HU | IT | LU | MA | ME | MK | NL | PL | PT | RO | RS | SI | SK
| gencap_coal | 98 | 1171 | 1574 | 410 | 5827 | 0 | 9512.5 | 50025.25 | 4955 | 10899 | 5433 | 4550.5 | 320 | 965 | 9503.5 | 0 |  | 220 | 718 | 6496 | 28205.5 | 1756 | 6265 | 5260.5 | 787.5 | 1419
| gencap_gas | 0 | 5003.5 | 0 | 6449.5 | 817.5 | 463.75 | 1653 | 30208.25 | 2990.5 | 32097 | 10370.5 | 4902 | 919 | 4747.5 | 48235.5 | 494 |  | 0 | 250 | 20748 | 928.5 | 4730 | 3142 | 155.5 | 439.15 | 1090
| gencap_oil | 0 | 1370.5 | 0 | 210 | 0 | 0 | 0 | 4112.5 | 954 | 3019 | 8917.5 | 698 | 540 | 410 | 11870.5 | 0 |  | 0 | 189 | 0 | 0 | 647 | 0 | 155.5 | 0 | 237.5
| gencap_nuclear | 0 | 0 | 0 | 5926 | 2000 | 3320.5 | 4040 | 12068 | 0 | 7573 | 63130 | 0 | 0 | 1891 | 0 | 0 |  | 0 | 0 | 491 | 0 | 0 | 1300 | 0 | 696 | 1940
| gencap_hydro | 1802 | 13498 | 2045.5 | 1427.5 | 3187.5 | 13816.5 | 2245.5 | 10744 | 9 | 19385 | 25425 | 3237 | 2111 | 56.5 | 22053.5 | 1234 |  | 660 | 539 | 38 | 2351.5 | 5672 | 6268 | 2974.5 | 1186.95 | 2533.5
| gencap_solar_csp | ES: 2300
| gencap_solar_pv | 0 | 456.5 | 0 | 2833 | 1037.5 | 596.5 | 2096.5 | 37447 | 579 | 4640.5 | 4834.5 | 2427.5 | 27 | 4 | 18514.5 | 107.5 |  | 0 | 0 | 880 | 11.5 | 339 | 854 | 0 | 129.75 | 534
| gencap_wind | 0 | 1832.5 | 0 | 1225.5 | 692 | 54.5 | 274 | 34549.5 | 3592 | 22845.5 | 8709.5 | 1591 | 298 | 329 | 8612.5 | 57 |  | 0 | 36 | 2565.5 | 3570 | 4454 | 2697.5 | 0 | 1.05 | 3
| gencap_wind_offshore | 0 | 0 | 0 | 604 | 0 | 0 | 0 | 751 | 1263 | 0 | 0 | 0 | 0 | 0 | 0 | 0 |  | 0 | 0 | 228 | 0 | 0 | 0 | 0 | 0 | 0
| gencap_other_res | 0 | 692 | 0 | 1265 | 42.5 | 525.75 | 480 | 6676 | 601.5 | 1593 | 1534 | 46 | 31 | 171 | 4464.5 | 11 |  | 0 | 0 | 1082 | 748.5 | 212 | 71.5 | 0 | 19.95 | 318
|  | Check | 24024 | 3619.5 | 20350.5 | 13604 | 18777.5 | 20301.5 | 186581.5 | 14944 | 104352 | 128354 | 17452 | 4246 | 8574 | 123254.5 | 1903.5 |  | 880 | 1732 | 32528.5 | 35815.5 | 17810 | 20598 | 8546 | 3260.35 | 8075
|  | Diff | 0 | 0 | 0 | 0 | 0 | 0 | -0.5 | 0 | -0.5 | 0 | 0 | 0 | 0 | 1 | 21 |  | 0 | 0 | 0 | 0 | 0 | 0.025 | 0 | 0 | 0
Note on D5: Author: s. 5 http://cdn02.abakushost.com/pam/downloads/4_METSO_PAM_NAPOLI_17_11_11.pdf
Note on D6: Author: 1931 included diesel http://cdn02.abakushost.com/pam/downloads/4_METSO_PAM_NAPOLI_17_11_11.pdf
Note on E6: Author: Oppskalert for å nå 4799 MW
Note on D7: Author: s. 5 http://cdn02.abakushost.com/pam/downloads/4_METSO_PAM_NAPOLI_17_11_11.pdf
Note on E7: Author: https://books.google.no/books?id=wWzQH47lxmYC&pg=PA8&lpg=PA8&dq=installed+capacity+tunisia&source=bl&ots=NFT5yQsvoM&sig=oHh301Osv8UHzP8dEO8kX-dgum4&hl=en&sa=X&ved=0ahUKEwiynankvYvLAhUKGCwKHXsQATA4ChDoAQgmMAI#v=onepage&q=installed%20capacity%20tunisia&f=false 3'400 MW (2009) - Fordeling Oil 12% = 408 MW, Antar kun utbygging av gass for å nå 2014 nivå.
Note on C9: Author: http://knoema.com/EIAIES2014/international-energy-statistics-2014?tsId=1260060
Note on D9: Author: 1266? http://cdn02.abakushost.com/pam/downloads/4_METSO_PAM_NAPOLI_17_11_11.pdf 1300 according to http://tunisia.opendataforafrica.org/zzjwcyg/electricity-installed-capacity-1980-2013?location=Morocco 1386 according to https://en.wikipedia.org/wiki/List_of_power_stations_in_Morocco 1310 http://knoema.com/EIAIES2014/international-energy-statistics-2014?tsId=1260060
Note on D11: Author: 20/472 MW CSP https://en.wikipedia.org/wiki/Ain_Beni_Mathar_Integrated_Thermo_Solar_Combined_Cycle_Power_Plant
Note on C12: Author: 110 - 24 http://www.vei.fi/files/pdf/694/REGIONAL_ENERGY4_Menani.pdf
Note on D13: Author: 140 MW Tangier Wind Power Station 301 MW Tarfaya 200 MW Akhfenir http://www.thewindpower.net/country_windfarms_en_28_morocco.php
Note on C14: Author: 11'1500 MW thermal http://knoema.com/EIAIES2014/international-energy-statistics-2014?tsId=1260060 15'200 MW total (2013) https://www.eia.gov/beta/international/analysis.cfm?iso=DZA
Note on E14: Author: 4'799 MW, 3% res (2014) http://www.ecomena.org/solar-tunisia/
Note on C18: Stats from Eurostat: http://appsso.eurostat.ec.europa.eu/nui/show.do
Note on U18: Numbers from 2013
Note on H21: Added to gas based on Bialek input
Note on D26: Added to oil based on Bialek input
Note on I26: 480 moved to other_res based on ENTSO-E, the rest moved coal based on Bialek input
Note on J26: Divided equally among coal and gas
Note on K26: moved to coal
Note on L26: moved to gas
Note on O26: istributed to oil, gas and coal: http://hep.hr/proizvodnja/osnovni/termoelektrane/default.aspx
Note on Q26: Added to coal, gas and oil in accordance with HGS 2014
Note on V26: Moved to gas based on new generators
Note on X26: Moved to oil based on HGS2014
Note on Y26: Divided between gas and coal
Note on AA26: Moved to gas (Brestanica Power Plant - gas & oil)
Note on AB26: Moved to coal
Note on D27: Added to oil based on Bialek input
Note on T27: Moved to coal, Pljevlja plant 210 MW: https://en.wikipedia.org/wiki/Pljevlja_Power_Station
Note on W27: Moved to coal based on Bialek
Note on X27: Moved to oil based on HGS 2014
Note on L32: 2300 MW CSP http://appsso.eurostat.ec.europa.eu/nui/show.do
Note on D35: Added to other_res
Note on H35: Added to other_res
Note on L35: Added to other_res
Note on N35: moved to coal
Note on R35: Neglected
Note on V35: Moved to other_res
Note on F44: https://en.wikipedia.org/wiki/Wind_power_in_Belgium
Note on J44: Avg 2013/2014: http://www.bundesnetzagentur.de/cln_1431/DE/Sachgebiete/ElektrizitaetundGas/Unternehmen_Institutionen/ErneuerbareEnergien/ZahlenDatenInformationen/zahlenunddaten
Note on K44: https://de.wikipedia.org/wiki/Liste_der_Offshore-Windparks
Note on V44: https://en.wikipedia.org/wiki/List_of_offshore_wind_farms_in_the_Netherlands
Note on L46: Eurostat nrg_113a
Note on C50: Stats from Eurostat: http://appsso.eurostat.ec.europa.eu/nui/show.do

## Demand
Profiles
Load profiles from offshore grid
Renamed and formatted to fit powergama input style
The following profiles deleted from offshore grid input because they are not utlizied: load_DK_W, load_FI, load_NO_1, load_NO_2, load_IE, load_RU, load_LT, load_EE, load_LV, load_NI
UK and Slovenia (SV) without profiles: UK set to GB, Slovenia set to Sl which is assumed to be correct
Load profile AL was a copy of MK, changed to ME as it correlates better | [5 empty] | http://www.ost.al/wp-content/uploads/2016/04/RAPORT_VJETOR_2014_ENG.pdf
Marocco, Tunisia and Algeria added from 2030 scenario
Information below used to scale all countries, except Ukrain west
Annual demand
https://www.entsoe.eu/db-query/consumption/monthly-consumption-of-all-countries-for-a-specific-year
Country | yearly | 1 | 2 | 3 | 4 | 5 | 6 | 7 | 8 | 9 | 10 | 11 | 12
AT | 69294 | 6408 | 5771 | 5979 | 5649 | 5605 | 5362 | 5609 | 5385 | 5598 | 5843 | 5853 | 6232
BA | 11635 | 1075 | 958 | 1007 | 942 | 906 | 880 | 940 | 932 | 901 | 985 | 1003 | 1106
BE | 83728 | 7797 | 7058 | 7305 | 6738 | 6751 | 6484 | 6501 | 6512 | 6633 | 7152 | 7037 | 7760
BG | 31221 | 3297 | 2896 | 2820 | 2518 | 2082 | 2222 | 2472 | 2488 | 2356 | 2673 | 2789 | 2608
CH | 63032 | 6116 | 5536 | 5665 | 4924 | 4989 | 4677 | 4787 | 4706 | 4889 | 5281 | 5516 | 5946
CY | 4201 | 342 | 284 | 293 | 278 | 320 | 369 | 472 | 473 | 400 | 338 | 301 | 331
CZ | 62000 | 5957 | 5446 | 5472 | 5062 | 4964 | 4687 | 4763 | 4515 | 4815 | 5258 | 5411 | 5650
DE | 518154 | 47350 | 43223 | 44795 | 41186 | 41379 | 39558 | 43123 | 41977 | 42326 | 44081 | 44313 | 44843
DK | 33349 | 3272 | 2844 | 2971 | 2648 | 2621 | 2565 | 2539 | 2638 | 2599 | 2637 | 2895 | 3120
EE | 8193 | 857 | 725 | 726 | 651 | 621 | 561 | 652 | 588 | 606 | 695 | 727 | 784
ES | 258117 | 23239 | 21448 | 22077 | 19863 | 20648 | 20833 | 22490 | 21584 | 21616 | 20941 | 20883 | 22495
FI | 83346 | 8908 | 7364 | 7619 | 6767 | 6389 | 5721 | 5843 | 6032 | 6151 | 7195 | 7403 | 7954
FR | 465051 | 49350 | 44540 | 43138 | 36304 | 34670 | 32584 | 33911 | 30979 | 33242 | 36336 | 40618 | 49379
GB | 330636 | 32545 | 29155 | 30010 | 26303 | 25667 | 23960 | 24942 | 25086 | 25065 | 28008 | 29057 | 30838
GR | 49258 | 4415 | 4045 | 4006 | 3581 | 3658 | 3950 | 4781 | 4604 | 3838 | 3868 | 4047 | 4465
HR | 16407 | 1489 | 1354 | 1390 | 1283 | 1298 | 1281 | 1429 | 1395 | 1314 | 1337 | 1338 | 1499
HU | 39521 | 3499 | 3213 | 3325 | 3140 | 3197 | 3167 | 3348 | 3090 | 3230 | 3418 | 3446 | 3448
IE | 26188 | 2436 | 2213 | 2335 | 2086 | 2104 | 1974 | 2039 | 2037 | 2056 | 2209 | 2276 | 2423
IS | 17682 | 1549 | 1388 | 1443 | 1356 | 1485 | 1405 | 1483 | 1477 | 1455 | 1541 | 1503 | 1597
IT | 308428 | 26886 | 24890 | 26227 | 23951 | 24924 | 25933 | 28569 | 23669 | 26176 | 26378 | 25177 | 25648
LT | 10715 | 1018 | 891 | 897 | 848 | 845 | 800 | 844 | 841 | 835 | 939 | 943 | 1014
LU | 6254 | 552 | 518 | 552 | 502 | 519 | 468 | 533 | 473 | 518 | 552 | 542 | 525
LV | 7372 | 724 | 629 | 633 | 570 | 640 | 526 | 558 | 565 | 563 | 637 | 638 | 689
ME | 3253 | 313 | 275 | 282 | 251 | 245 | 242 | 272 | 288 | 243 | 252 | 272 | 318
MK | 7850 | 849 | 722 | 726 | 656 | 599 | 540 | 581 | 584 | 540 | 623 | 658 | 772
NI | 9343 | 1374 | 743 | 784 | 697 | 708 | 659 | 651 | 662 | 690 | 757 | 780 | 838
NL | 110941 | 10198 | 9096 | 9393 | 8867 | 8995 | 8585 | 9137 | 8763 | 8972 | 9481 | 9206 | 10248
NO | 125188 | 13996 | 11635 | 11913 | 10154 | 9340 | 8145 | 7732 | 8229 | 8729 | 10448 | 11532 | 13335
PL | 146909 | 13418 | 11949 | 12601 | 11668 | 11655 | 11248 | 12104 | 11699 | 11827 | 12802 | 12646 | 13292
PT | 48797 | 4576 | 4185 | 4150 | 3821 | 3892 | 3811 | 4121 | 3841 | 3936 | 4015 | 4029 | 4420
RO | 53290 | 4885 | 4632 | 4581 | 4247 | 4142 | 3992 | 4310 | 4164 | 4152 | 4639 | 4635 | 4911
RS | 38211 | 3895 | 3436 | 3490 | 3085 | 2830 | 2627 | 2755 | 2731 | 2702 | 3206 | 3469 | 3985
SE | 135533 | 14817 | 12352 | 12548 | 10960 | 10285 | 9328 | 8727 | 9448 | 9850 | 11239 | 12133 | 13846
SI | 13181 | 1185 | 1064 | 1127 | 1059 | 1069 | 1059 | 1090 | 1027 | 1082 | 1130 | 1131 | 1158
SK | 26145 | 2400 | 2191 | 2285 | 2116 | 2087 | 2050 | 2086 | 1994 | 2079 | 2261 | 2263 | 2333
Albania | 7473 | 1: 2014; 2: http://www.ost.al/wp-content/uploads/2016/04/RAPORT_VJETOR_2014_ENG.pdf
Ukraine | 159800 | 1: 2012
Morocco | 26700 | 1: 2012
Tunisia | 13310 | 1: 2012
Algeria | 42870 | 1: 2012

## Inflow_profiles
See TradeWind report D3.2
Document hydro_inflow_tradewind
hydro_1 | DE, BE, UK
hydro_2 | ES, PT, PL
hydro_3 | FR, CH, IT, AT, CZ, SI
hydro_4 | NO, SE
Based on | http://sdwebx.worldbank.org/climateportal/index.cfm?page=country_historical_climate&ThisRegion=Europe&ThisCCode=ALB
hydro_1 | AL, GR, MK, LU,NL,HR,BA
hydro_2
hydro_3 | BG,HU,ME,RO,RS,SK
hydro_4
Wind and solar timesseries from tradewind
wind_offshore inflow set to wind_eu
Inflow profiles from tradewind scaled to average value = 1, to enable usage of inflow factors

## Inflow_factors
| AL | AT | BA | BE | BG | CH | CZ | DE | DK | ES | FR | GR | HR | HU | IT | LU | MA | ME | MK | NL | PL | PT | RO | RS | SI | SK
hydro | 0.25403 | 0.34181 | 0.31847 | 0.020868 | 0.14628 | 0.30992 | 0.099539 | 0.19291 | 0.20294 | 0.22606 | 0.27883 | 0.15752 | 0.44322 | 0.5888 | 0.29105 | 0.003102 | 0.14375 | 0.29161 | 0.24059 | 0.24634 | 0.10122 | 0.30807 | 0.33398 | 0.41216 | 0.55448 | 0.19192
wind_onshore |  | 0.22675 |  | 0.21616 | 0.2166 | 0.18851 | 0.19581 | 0.17463 | 0.27444 | 0.25497 | 0.22393 | 0.2159 | 0.27964 | 0.21929 | 0.19972 | 0.15822 |  |  | 0.13318 | 0.22289 | 0.23266 | 0.30274 | 0.25975 |  | 0.43488 | 0.22831
wind_offshore | BE: 0.4; DE: 0.4; DK: 0.4; NL: 0.4
solar_pv |  | 0.087773 |  | 0.1142 | 0.13523 | 0.10411 | 0.11402 | 0.10658 | 0.11751 | 0.19602 | 0.14028 | 0.16727 | 0.14798 | 0.19977 | 0.1437 | 0.064776 |  |  |  | 0.011156 | 0.039706 | 0.19228 | 0.21601 |  | 0.19972 | 0.10176
solar_csp | ES: 0.27075
The availability factor for conventional power is assumed constant over the year, and implemented through the inflow factor for the generators given here.
https://www.iaea.org/PRIS/WorldStatistics/ThreeYrsEnergyAvailabilityFactor.aspx
http://www.nrel.gov/docs/fy11osti/48595.pdf
MERGE Availability factors used.
inflow_factor_coal | 0.8 | 0.8 | 0.8 | 0.8 | 0.8 | 0.8 | 0.8 | 0.8 | 0.8 | 0.8 | 0.8 | 0.8 | 0.8 | 0.8 | 0.8 | 0.8 | 0.8 | 0.8 | 0.8 | 0.8 | 0.8 | 0.8 | 0.8 | 0.8 | 0.8 | 0.8 | 0.8 | 0.8 | 0.8
inflow_factor_gas | 0.8 | 0.8 | 0.8 | 0.8 | 0.8 | 0.8 | 0.8 | 0.8 | 0.8 | 0.8 | 0.8 | 0.8 | 0.8 | 0.8 | 0.8 | 0.8 | 0.8 | 0.8 | 0.8 | 0.8 | 0.8 | 0.8 | 0.8 | 0.8 | 0.8 | 0.8 | 0.8 | 0.8 | 0.8
inflow_factor_other_res | 0.8 | 0.8 | 0.8 | 0.8 | 0.8 | 0.8 | 0.8 | 0.8 | 0.8 | 0.8 | 0.8 | 0.8 | 0.8 | 0.8 | 0.8 | 0.8 | 0.8 | 0.8 | 0.8 | 0.8 | 0.8 | 0.8 | 0.8 | 0.8 | 0.8 | 0.8 | 0.8 | 0.8 | 0.8
inflow_factor_nuclear | BE: 0.616; BG: 0.888; CH: 0.908; CZ: 0.838; DE: 0.89; ES: 0.879; FR: 0.796; IT: 0.881; NL: 0.912; RS: 0.941; SK: 0.747 | 1 | 0.907
Note on A3: inflow factor = (generation 2014 - 0.75*pump 2014)/capacity*8760 Calculated from ENTSO-E values
Note on K6: Eurostat database for 2014, nrg_113a
Note on K7: Eurostat database for 2014, nrg_113a

## Reservoir
| Cap | R [TWh] | R [Mm^3] | Inflow | R [MWh]
ES |  | 18.538 |  |  | 18538000 | http://ree.es/en/balance-diario/peninsula/2014/12/31/d
PT |  | 3.093 |  |  | 3093000 | http://www.centrodeinformacao.ren.pt/PT/InformacaoExploracao/Paginas/EstatisticaMensal.aspx
CH |  | 8.796 |  |  | 8796000 | http://www.bfe.admin.ch/php/modules/publikationen/stream.php?extlang=de&name=de_377141038.pdf
IT |  | 7.736 |  |  | 7736000 | http://download.terna.it/terna/0000/0642/33.PDF
AT |  | 3.206 |  |  | 3206000 | http://www.e-control.at/de/statistik/strom/marktstatistik/kennzahlen_wasser_waerme
DE |  | 0.736 |  |  | 736000 | https://www.eex-transparency.com/homepage/power/germany/storage/capacity/working-capacity-
ME |  | 0.5 |  |  | 500000 | https://transparency.entsoe.eu/generation/r2/waterReservoirsAndHydroStoragePlants/show?name=&defaultValue=false&viewType=GRAPH&areaType=CTY&atch=false&dateTime.dateTime=01.01.2014+00:00¦UTC¦YEAR&dateTime.endDateTime=01.01.2016+00:00¦UTC¦YEAR&area.values=CTY¦10YCS-CG-TSO---S!CTY¦10YCS-CG-TSO---S
BG |  | 2.4 |  |  | 2400000 | https://transparency.entsoe.eu/generation/r2/waterReservoirsAndHydroStoragePlants/show?name=&defaultValue=false&viewType=GRAPH&areaType=CTY&atch=false&dateTime.dateTime=01.01.2013+00:00¦UTC¦YEAR&dateTime.endDateTime=01.01.2016+00:00¦UTC¦YEAR&area.values=CTY¦10YCA-BULGARIA-R!CTY¦10YCA-BULGARIA-R
MK |  | 0.25 |  |  | 250000 | Assumption
Germany DE 8 | 8.7 | 0.3 |  | 16.8 | 300000 | TradeWind
Belgium BE 1 | 1.4 | 0.03 |  | 0 | 30000
Luxemburg LU 1 | 1.1 | 0.03 |  | 0 | 30000
France FR 25 | 25.5 | 9.8 |  | 55 | 9800000
Switzerland CH 13 | 13.3 | 8.6 |  | 30.4 | 8600000
Italy IT 21 7 | 21 | 7.9 |  | 35.5 | 7900000
Austria AT 12 3 | 12 | 3.2 |  | 31.5 | 3200000
Spain ES 18 18 | 18 | 18.4 |  | 24.8 | 18400000
Norway NO 28 82 | 28 | 82 |  | 136 | 82000000
Sweden SE 16 28 | 16 | 28 |  | 72.6 | 28000000
Czech CZ 2 | 2.1 | 0.54 |  | 2.5 | 540000
Slovenia SI 0 | 0.9 | 0.0026 |  | 3.1 | 2600
Greece GR 3 2 | 3 | 2.4 |  | 6 | 2400000
Great Britain GB 4 | 4.3 | 1.2 |  | 5 | 1200000
Portugal PT 5 2 | 5 | 2.6 |  | 10.6 | 2600000
Croatia HR 2 1 | 2 | 1.44 |  | 6 | 1440000
Serbia CS 3 | 3.5 | 2 |  | 11.8 | 2000000
Romania RO 6 4 | 6 | 4.3 |  | 17.9 | 4300000
Bosnia BA 2 1 | 2 | 1.44 |  | 6 | 1440000
Slovakia SK 2 | 2.4 | 0.63 |  | 4.2 | 630000
Poland PL 2 | 2.23 | 0.41 |  | 1.7 | 410000
Finland SF 3 5 | 3 | 5 |  | 13.6 | 5000000
Ireland IR 0 | 0.5 | 0.24 |  | 1 | 240000
Morocco |  |  | 5382.76 |  | 0 | https://en.wikipedia.org/wiki/List_of_power_stations_in_Morocco
Albania |  | 0.791 | from 1350 MW |  | 791000 | http://www.diva-portal.org/smash/get/diva2:348888/FULLTEXT01.pdf | Appendix C
|  | 1.0558 | Upscaled |  | 1055838.5185

## Pumped Hydro
Country | Albania | Austria | Bosnia | Belgium | Bulgaria | Switzerland | Czech Republic | Germany | Denmark | Denmark_east | Spain | France | Great Britain | Greece | Croatia | Hungary | Italy | Luxembourg | Montenegro | Macedonia | Netherlands | Norway | Poland | Portugal | Romania | Serbia | Sweden | Slovakia | Slovenia | Ukraine | Ukraine_west | Algeria | Tunisia | Morocco
References | AL | AT | BA | BE | BG | CH | CZ | DE | DK | DK_E | ES | FR | GB | GR | HR | HU | IT | LU | ME | MK | NL | NO | PL | PT | RO | RS | SE | SK | SV | UA | UA_W | DZ | TN | MA
eurelectric 2011 | N/A | 3365 | N/A | 1307 | 864 | 1817 | 1147 | 6777 |  |  | 5260 | 6985 | 2744 | 699 | 293 | 0 | 7544 |  | N/A | N/A |  | 1326 | 1406 | 1029 | 92 | N/A | 99 | 916 | 180
DOE 2016(?) | N/A | 4808 | 420 | 1307 | 1052 | 2687 | 1145 | 6228 | 0 |  | 6889 | 5812 | 2828 | 699 | 282 | N/A | 7071 | 1096 | N/A | N/A | N/A | 967 | 1745 | 1592 | 53 | 614 | N/A | 1017 | 185 | 905
ENTSOE | 0 | 3094 | 0 | 1308 | 1399 | 3940 | N/A | 8644 | N/E |  | 4825 | 4965 | N/A | 693 | N/A | N/E | N/A | N/A | N/A | N/A | 0 | N/A | 1770 | 1245 | N/A | 614 | N/A | N/A | 180 | N/E
year ENTSOE |  | 2015 |  | 2014 | 2015 | 2015 |  | 2016 |  |  | ES: 2015; FR: 2015; GR: 2015; PL: 2015; PT: 2015; RS: 2015; SV: 2015
Turbine/Pump read from graph below |  | 0.7 |  | 0.9 | 0.72 | 0.63 | 0.95 | 0.96 |  |  | ES: 0.85; FR: 0.8; GB: 0.95; GR: 1; LU: 0.8; PL: 0.95; PT: 0.85; SK: 0.1
Added to powerGAMA, based on location from DOE extraction | 0 | 3516 | 420 | 1177.2 | 1052 | 2632 | 1087.75 | 6216 | 0 | 0 | 6399 | 5812 | 1177 | 699 | 276 | 0 | 7029 | 876.8 | 0 | 0 | 0 | 967 | 1744 | 1353 | 92 | 614 | 99 | 101.7 | 185 | 0 | 0 | 0 | 0 | 465
http://globalenergyobservatory.org/form.php?pid=41620
Explanation
PowerGAMA takes pump capacity as input, only pump capacity for 2014 should be added. (Not turbine capacity)
Most Pumped Hydro Storages (PHS) are listed in sources with rated turbine capacity, not pump capacity
Eurelectric is from 2011
ENTSOE does rarely have information from 2014, usually 2015 or 2016
DOE is frequently updated and contains entries from after 2014
One would expect that PHS capacity is highest for the newest source, this is not always the case, meaning data is lacking in some sources
This is especially true for ENTSOE, with data from 2015 having lower capacity than data from 2011 (eurelectric)
In the chart to the right, it is evident that rated capacity (turbine) and pump capacity is not equal
DOE 2016 map used for location of pumped hydro, and is used as reference
If data is available, pumped capacity scaled based on the chart to the left
Pump efficiency set to 90% | http://brage.bibsys.no/xmlui/bitstream/handle/11250/2350526/13093_FULLTEXT.pdf?sequence=1&isAllowed=y
Deadban set to 10% of reference price
2011 graph
Note on A3: Author: https://ec.europa.eu/jrc/sites/default/files/jrc_20130503_assessment_european_phs_potential.pdf
Note on A4: Author: http://www.energystorageexchange.org/projects?utf8=%E2%9C%93&technology_type_sort_eqs=Pumped+Hydro+Storage&technology_type_sort_eqs_category=Pumped+Hydro+Storage&technology_type_sort_eqs_subcategory=&country_sort_eq=&state_sort_eq=&kW=&kWh=&service_use_case_inf=&ownership_model_eq=&status_eq=Operational&siting_eq=&order_by=&sort_order=&search_page=1&size_kw_ll=&size_kw_ul=&size_kwh_ll=&size_kwh_ul=&show_unapproved=%7B%7D
Note on A5: Author: https://transparency.entsoe.eu/generation/r2/installedGenerationCapacityAggregation/show
Note on A8: Author: s 13/66 http://www.eurelectric.org/media/26690/hydro_report_final-2011-160-0011-01-e.pdf

## ImportExport
The border countries of the model is represented by a generator, consumer, or both.
The imports from border countries are represented by a generator, with max import = capacity, and GenNorm as inflow profile
The exports to border countries are represented by a consumer, with max export = load, and ConsNorm as demand profile
Note, that if the import or export is close to constant in one direction, no profiles are used, and they are not listed here
http://www.nordpoolspot.com/historical-market-data/
DK->NO | GenMax | ConsMax |  |  | DK1->SE3 | GenMax | ConsMax |  |  | DK2->SE4 | GenMax | ConsMax |  |  | DE -> SE | GenMax | ConsMax
| 1235 | 1603 |  |  |  | 760 | 737 |  |  |  | 1379 | 1619 |  |  |  | 612 | 595
DK->NO | Gen | Cons | GenNorm | ConsNorm | DK1->SE3 | Gen | Cons | GenNorm | ConsNorm | DK2->SE4 | Gen | Cons | GenNorm | ConsNorm | DE -> SE | Gen | Cons | GenNorm | ConsNorm
958 | 0 | 958 | 0 | 0.59763 | -137 | 137 | 0 | 0.18026 | 0 | 697 | 0 | 697 | 0 | 0.43051 | 256 | 0 | 256 | 0 | 0.43025
958 | 0 | 958 | 0 | 0.59763 | -57 | 57 | 0 | 0.075 | 0 | 797 | 0 | 797 | 0 | 0.49228 | 283 | 0 | 283 | 0 | 0.47563
959 | 0 | 959 | 0 | 0.59825 | -106 | 106 | 0 | 0.13947 | 0 | 967 | 0 | 967 | 0 | 0.59728 | 283 | 0 | 283 | 0 | 0.47563
959 | 0 | 959 | 0 | 0.59825 | 98 | 0 | 98 | 0 | 0.13297 | 971 | 0 | 971 | 0 | 0.59975 | 283 | 0 | 283 | 0 | 0.47563
958 | 0 | 958 | 0 | 0.59763 | 46 | 0 | 46 | 0 | 0.062415 | 999 | 0 | 999 | 0 | 0.61705 | 296 | 0 | 296 | 0 | 0.49748
959 | 0 | 959 | 0 | 0.59825 | 206 | 0 | 206 | 0 | 0.27951 | 1020 | 0 | 1020 | 0 | 0.63002 | 306 | 0 | 306 | 0 | 0.51429
959 | 0 | 959 | 0 | 0.59825 | 479 | 0 | 479 | 0 | 0.64993 | 1054 | 0 | 1054 | 0 | 0.65102 | 339 | 0 | 339 | 0 | 0.56975
958 | 0 | 958 | 0 | 0.59763 | 644 | 0 | 644 | 0 | 0.87381 | 1135 | 0 | 1135 | 0 | 0.70105 | 375 | 0 | 375 | 0 | 0.63025
958 | 0 | 958 | 0 | 0.59763 | 629 | 0 | 629 | 0 | 0.85346 | 1145 | 0 | 1145 | 0 | 0.70723 | 386 | 0 | 386 | 0 | 0.64874
958 | 0 | 958 | 0 | 0.59763 | 538 | 0 | 538 | 0 | 0.72999 | 1087 | 0 | 1087 | 0 | 0.6714 | 410 | 0 | 410 | 0 | 0.68908
958 | 0 | 958 | 0 | 0.59763 | 509 | 0 | 509 | 0 | 0.69064 | 932 | 0 | 932 | 0 | 0.57566 | 410 | 0 | 410 | 0 | 0.68908
959 | 0 | 959 | 0 | 0.59825 | 505 | 0 | 505 | 0 | 0.68521 | 834 | 0 | 834 | 0 | 0.51513 | 410 | 0 | 410 | 0 | 0.68908
958 | 0 | 958 | 0 | 0.59763 | 455 | 0 | 455 | 0 | 0.61737 | 680 | 0 | 680 | 0 | 0.42001 | 421 | 0 | 421 | 0 | 0.70756
958 | 0 | 958 | 0 | 0.59763 | 452 | 0 | 452 | 0 | 0.6133 | 728 | 0 | 728 | 0 | 0.44966 | 421 | 0 | 421 | 0 | 0.70756
945 | 0 | 945 | 0 | 0.58952 | 419 | 0 | 419 | 0 | 0.56852 | 641 | 0 | 641 | 0 | 0.39592 | 445 | 0 | 445 | 0 | 0.7479
728 | 0 | 728 | 0 | 0.45415 | 555 | 0 | 555 | 0 | 0.75305 | 493 | 0 | 493 | 0 | 0.30451 | 495 | 0 | 495 | 0 | 0.83193
170 | 0 | 170 | 0 | 0.10605 | 696 | 0 | 696 | 0 | 0.94437 | -369 | 369 | 0 | 0.26759 | 0 | 65 | 0 | 65 | 0 | 0.10924
31 | 0 | 31 | 0 | 0.019339 | 139 | 0 | 139 | 0 | 0.1886 | -971 | 971 | 0 | 0.70413 | 0 | -395 | 395 | 0 | 0.64542 | 0
10 | 0 | 10 | 0 | 0.0062383 | 479 | 0 | 479 | 0 | 0.64993 | -323 | 323 | 0 | 0.23423 | 0 | -48 | 48 | 0 | 0.078431 | 0
377 | 0 | 377 | 0 | 0.23518 | 711 | 0 | 711 | 0 | 0.96472 | 579 | 0 | 579 | 0 | 0.35763 | 2 | 0 | 2 | 0 | 0.0033613
928 | 0 | 928 | 0 | 0.57891 | 713 | 0 | 713 | 0 | 0.96744 | 794 | 0 | 794 | 0 | 0.49043 | 408 | 0 | 408 | 0 | 0.68571
958 | 0 | 958 | 0 | 0.59763 | 706 | 0 | 706 | 0 | 0.95794 | 900 | 0 | 900 | 0 | 0.5559 | 446 | 0 | 446 | 0 | 0.74958
958 | 0 | 958 | 0 | 0.59763 | 500 | 0 | 500 | 0 | 0.67843 | 1052 | 0 | 1052 | 0 | 0.64978 | 381 | 0 | 381 | 0 | 0.64034
958 | 0 | 958 | 0 | 0.59763 | 447 | 0 | 447 | 0 | 0.60651 | 1055 | 0 | 1055 | 0 | 0.65164 | 346 | 0 | 346 | 0 | 0.58151
958 | 0 | 958 | 0 | 0.59763 | 317 | 0 | 317 | 0 | 0.43012 | 944 | 0 | 944 | 0 | 0.58308 | 345 | 0 | 345 | 0 | 0.57983
957 | 0 | 957 | 0 | 0.59701 | 342 | 0 | 342 | 0 | 0.46404 | 855 | 0 | 855 | 0 | 0.5281 | 346 | 0 | 346 | 0 | 0.58151
958 | 0 | 958 | 0 | 0.59763 | 371 | 0 | 371 | 0 | 0.50339 | 827 | 0 | 827 | 0 | 0.51081 | 296 | 0 | 296 | 0 | 0.49748
957 | 0 | 957 | 0 | 0.59701 | 353 | 0 | 353 | 0 | 0.47897 | 842 | 0 | 842 | 0 | 0.52007 | 272 | 0 | 272 | 0 | 0.45714
957 | 0 | 957 | 0 | 0.59701 | 381 | 0 | 381 | 0 | 0.51696 | 952 | 0 | 952 | 0 | 0.58802 | 248 | 0 | 248 | 0 | 0.41681
959 | 0 | 959 | 0 | 0.59825 | 404 | 0 | 404 | 0 | 0.54817 | 932 | 0 | 932 | 0 | 0.57566 | 248 | 0 | 248 | 0 | 0.41681
959 | 0 | 959 | 0 | 0.59825 | 529 | 0 | 529 | 0 | 0.71777 | 1164 | 0 | 1164 | 0 | 0.71896 | 248 | 0 | 248 | 0 | 0.41681
931 | 0 | 931 | 0 | 0.58079 | 473 | 0 | 473 | 0 | 0.64179 | 915 | 0 | 915 | 0 | 0.56516 | 272 | 0 | 272 | 0 | 0.45714
426 | 0 | 426 | 0 | 0.26575 | 410 | 0 | 410 | 0 | 0.55631 | 804 | 0 | 804 | 0 | 0.4966 | 20 | 0 | 20 | 0 | 0.033613
213 | 0 | 213 | 0 | 0.13288 | 463 | 0 | 463 | 0 | 0.62822 | 363 | 0 | 363 | 0 | 0.22421 | 2 | 0 | 2 | 0 | 0.0033613
-5 | 5 | 0 | 0.0040486 | 0 | 103 | 0 | 103 | 0 | 0.13976 | -177 | 177 | 0 | 0.12835 | 0 | 2 | 0 | 2 | 0 | 0.0033613
-1 | 1 | 0 | 0.00080972 | 0 | 71 | 0 | 71 | 0 | 0.096336 | -395 | 395 | 0 | 0.28644 | 0 | -471 | 471 | 0 | 0.76961 | 0
-2 | 2 | 0 | 0.0016194 | 0 | -57 | 57 | 0 | 0.075 | 0 | -453 | 453 | 0 | 0.3285 | 0 | -598 | 598 | 0 | 0.97712 | 0
-38 | 38 | 0 | 0.030769 | 0 | -146 | 146 | 0 | 0.19211 | 0 | -144 | 144 | 0 | 0.10442 | 0 | -610 | 610 | 0 | 0.99673 | 0
-121 | 121 | 0 | 0.097976 | 0 | -148 | 148 | 0 | 0.19474 | 0 | -272 | 272 | 0 | 0.19724 | 0 | -610 | 610 | 0 | 0.99673 | 0
-250 | 250 | 0 | 0.20243 | 0 | -165 | 165 | 0 | 0.21711 | 0 | -397 | 397 | 0 | 0.28789 | 0 | -496 | 496 | 0 | 0.81046 | 0
-469 | 469 | 0 | 0.37976 | 0 | 64 | 0 | 64 | 0 | 0.086839 | -1010 | 1010 | 0 | 0.73241 | 0 | -607 | 607 | 0 | 0.99183 | 0
-921 | 921 | 0 | 0.74575 | 0 | 37 | 0 | 37 | 0 | 0.050204 | -1178 | 1178 | 0 | 0.85424 | 0 | -609 | 609 | 0 | 0.9951 | 0
-898 | 898 | 0 | 0.72713 | 0 | -265 | 265 | 0 | 0.34868 | 0 | -842 | 842 | 0 | 0.61059 | 0 | -609 | 609 | 0 | 0.9951 | 0
-816 | 816 | 0 | 0.66073 | 0 | -55 | 55 | 0 | 0.072368 | 0 | -796 | 796 | 0 | 0.57723 | 0 | -610 | 610 | 0 | 0.99673 | 0
-704 | 704 | 0 | 0.57004 | 0 | -149 | 149 | 0 | 0.19605 | 0 | -573 | 573 | 0 | 0.41552 | 0 | -610 | 610 | 0 | 0.99673 | 0
-516 | 516 | 0 | 0.41781 | 0 | -314 | 314 | 0 | 0.41316 | 0 | -279 | 279 | 0 | 0.20232 | 0 | -610 | 610 | 0 | 0.99673 | 0
-332 | 332 | 0 | 0.26883 | 0 | -169 | 169 | 0 | 0.22237 | 0 | -164 | 164 | 0 | 0.11893 | 0 | -610 | 610 | 0 | 0.99673 | 0
-36 | 36 | 0 | 0.02915 | 0 | -2 | 2 | 0 | 0.0026316 | 0 | -433 | 433 | 0 | 0.314 | 0 | -375 | 375 | 0 | 0.61275 | 0
533 | 0 | 533 | 0 | 0.3325 | 4 | 0 | 4 | 0 | 0.0054274 | 585 | 0 | 585 | 0 | 0.36133 | 115 | 0 | 115 | 0 | 0.19328
943 | 0 | 943 | 0 | 0.58827 | 142 | 0 | 142 | 0 | 0.19267 | 624 | 0 | 624 | 0 | 0.38542 | 146 | 0 | 146 | 0 | 0.24538
957 | 0 | 957 | 0 | 0.59701 | 295 | 0 | 295 | 0 | 0.40027 | 491 | 0 | 491 | 0 | 0.30327 | 275 | 0 | 275 | 0 | 0.46218
957 | 0 | 957 | 0 | 0.59701 | 329 | 0 | 329 | 0 | 0.4464 | 621 | 0 | 621 | 0 | 0.38357 | 305 | 0 | 305 | 0 | 0.51261
958 | 0 | 958 | 0 | 0.59763 | 369 | 0 | 369 | 0 | 0.50068 | 729 | 0 | 729 | 0 | 0.45028 | 341 | 0 | 341 | 0 | 0.57311
944 | 0 | 944 | 0 | 0.5889 | 440 | 0 | 440 | 0 | 0.59701 | 765 | 0 | 765 | 0 | 0.47251 | 376 | 0 | 376 | 0 | 0.63193
587 | 0 | 587 | 0 | 0.36619 | 542 | 0 | 542 | 0 | 0.73541 | 766 | 0 | 766 | 0 | 0.47313 | 520 | 0 | 520 | 0 | 0.87395
27 | 0 | 27 | 0 | 0.016843 | 555 | 0 | 555 | 0 | 0.75305 | -150 | 150 | 0 | 0.10877 | 0 | 74 | 0 | 74 | 0 | 0.12437
-32 | 32 | 0 | 0.025911 | 0 | 414 | 0 | 414 | 0 | 0.56174 | -290 | 290 | 0 | 0.2103 | 0 | -56 | 56 | 0 | 0.091503 | 0
-2 | 2 | 0 | 0.0016194 | 0 | 130 | 0 | 130 | 0 | 0.17639 | -453 | 453 | 0 | 0.3285 | 0 | -309 | 309 | 0 | 0.5049 | 0
-1 | 1 | 0 | 0.00080972 | 0 | 547 | 0 | 547 | 0 | 0.7422 | -14 | 14 | 0 | 0.010152 | 0 | -25 | 25 | 0 | 0.04085 | 0
20 | 0 | 20 | 0 | 0.012477 | 585 | 0 | 585 | 0 | 0.79376 | 370 | 0 | 370 | 0 | 0.22854 | 2 | 0 | 2 | 0 | 0.0033613
146 | 0 | 146 | 0 | 0.091079 | 584 | 0 | 584 | 0 | 0.7924 | -121 | 121 | 0 | 0.087745 | 0 | 2 | 0 | 2 | 0 | 0.0033613
261 | 0 | 261 | 0 | 0.16282 | 409 | 0 | 409 | 0 | 0.55495 | -449 | 449 | 0 | 0.3256 | 0 | 2 | 0 | 2 | 0 | 0.0033613
263 | 0 | 263 | 0 | 0.16407 | 531 | 0 | 531 | 0 | 0.72049 | -324 | 324 | 0 | 0.23495 | 0 | -230 | 230 | 0 | 0.37582 | 0
307 | 0 | 307 | 0 | 0.19152 | 628 | 0 | 628 | 0 | 0.8521 | 146 | 0 | 146 | 0 | 0.090179 | 87 | 0 | 87 | 0 | 0.14622
227 | 0 | 227 | 0 | 0.14161 | 539 | 0 | 539 | 0 | 0.73134 | -151 | 151 | 0 | 0.1095 | 0 | 5 | 0 | 5 | 0 | 0.0084034
86 | 0 | 86 | 0 | 0.053649 | 540 | 0 | 540 | 0 | 0.7327 | -767 | 767 | 0 | 0.5562 | 0 | -467 | 467 | 0 | 0.76307 | 0
243 | 0 | 243 | 0 | 0.15159 | 570 | 0 | 570 | 0 | 0.77341 | -885 | 885 | 0 | 0.64177 | 0 | -595 | 595 | 0 | 0.97222 | 0
395 | 0 | 395 | 0 | 0.24641 | 452 | 0 | 452 | 0 | 0.6133 | -795 | 795 | 0 | 0.5765 | 0 | -610 | 610 | 0 | 0.99673 | 0
845 | 0 | 845 | 0 | 0.52714 | 100 | 0 | 100 | 0 | 0.13569 | -245 | 245 | 0 | 0.17766 | 0 | -323 | 323 | 0 | 0.52778 | 0
955 | 0 | 955 | 0 | 0.59576 | 478 | 0 | 478 | 0 | 0.64858 | 477 | 0 | 477 | 0 | 0.29463 | 171 | 0 | 171 | 0 | 0.28739
958 | 0 | 958 | 0 | 0.59763 | 412 | 0 | 412 | 0 | 0.55902 | 371 | 0 | 371 | 0 | 0.22915 | 222 | 0 | 222 | 0 | 0.37311
958 | 0 | 958 | 0 | 0.59763 | 373 | 0 | 373 | 0 | 0.50611 | 462 | 0 | 462 | 0 | 0.28536 | 199 | 0 | 199 | 0 | 0.33445
959 | 0 | 959 | 0 | 0.59825 | 323 | 0 | 323 | 0 | 0.43826 | 741 | 0 | 741 | 0 | 0.45769 | 174 | 0 | 174 | 0 | 0.29244
959 | 0 | 959 | 0 | 0.59825 | 360 | 0 | 360 | 0 | 0.48847 | 950 | 0 | 950 | 0 | 0.58678 | 75 | 0 | 75 | 0 | 0.12605
958 | 0 | 958 | 0 | 0.59763 | 336 | 0 | 336 | 0 | 0.4559 | 860 | 0 | 860 | 0 | 0.53119 | 61 | 0 | 61 | 0 | 0.10252
958 | 0 | 958 | 0 | 0.59763 | 320 | 0 | 320 | 0 | 0.43419 | 723 | 0 | 723 | 0 | 0.44657 | 61 | 0 | 61 | 0 | 0.10252
958 | 0 | 958 | 0 | 0.59763 | 98 | 0 | 98 | 0 | 0.13297 | 907 | 0 | 907 | 0 | 0.56022 | 61 | 0 | 61 | 0 | 0.10252
959 | 0 | 959 | 0 | 0.59825 | 229 | 0 | 229 | 0 | 0.31072 | 911 | 0 | 911 | 0 | 0.56269 | 61 | 0 | 61 | 0 | 0.10252
959 | 0 | 959 | 0 | 0.59825 | 292 | 0 | 292 | 0 | 0.3962 | 872 | 0 | 872 | 0 | 0.5386 | 61 | 0 | 61 | 0 | 0.10252
958 | 0 | 958 | 0 | 0.59763 | 385 | 0 | 385 | 0 | 0.52239 | 963 | 0 | 963 | 0 | 0.59481 | 261 | 0 | 261 | 0 | 0.43866
926 | 0 | 926 | 0 | 0.57767 | 215 | 0 | 215 | 0 | 0.29172 | 486 | 0 | 486 | 0 | 0.30019 | 21 | 0 | 21 | 0 | 0.035294
375 | 0 | 375 | 0 | 0.23394 | 234 | 0 | 234 | 0 | 0.3175 | -190 | 190 | 0 | 0.13778 | 0 | -470 | 470 | 0 | 0.76797 | 0
203 | 0 | 203 | 0 | 0.12664 | 174 | 0 | 174 | 0 | 0.23609 | -8 | 8 | 0 | 0.0058013 | 0 | -601 | 601 | 0 | 0.98203 | 0
56 | 0 | 56 | 0 | 0.034934 | 178 | 0 | 178 | 0 | 0.24152 | -270 | 270 | 0 | 0.19579 | 0 | -610 | 610 | 0 | 0.99673 | 0
30 | 0 | 30 | 0 | 0.018715 | 182 | 0 | 182 | 0 | 0.24695 | -408 | 408 | 0 | 0.29587 | 0 | -610 | 610 | 0 | 0.99673 | 0
0 | 0 | 0 | 0 | 0 | 88 | 0 | 88 | 0 | 0.1194 | -470 | 470 | 0 | 0.34083 | 0 | -610 | 610 | 0 | 0.99673 | 0
-13 | 13 | 0 | 0.010526 | 0 | -177 | 177 | 0 | 0.23289 | 0 | -540 | 540 | 0 | 0.39159 | 0 | -610 | 610 | 0 | 0.99673 | 0
-28 | 28 | 0 | 0.022672 | 0 | -343 | 343 | 0 | 0.45132 | 0 | -593 | 593 | 0 | 0.43002 | 0 | -610 | 610 | 0 | 0.99673 | 0
-166 | 166 | 0 | 0.13441 | 0 | -315 | 315 | 0 | 0.41447 | 0 | -736 | 736 | 0 | 0.53372 | 0 | -610 | 610 | 0 | 0.99673 | 0
-300 | 300 | 0 | 0.24291 | 0 | -283 | 283 | 0 | 0.37237 | 0 | -896 | 896 | 0 | 0.64975 | 0 | -610 | 610 | 0 | 0.99673 | 0
-188 | 188 | 0 | 0.15223 | 0 | -370 | 370 | 0 | 0.48684 | 0 | -884 | 884 | 0 | 0.64104 | 0 | -610 | 610 | 0 | 0.99673 | 0
10 | 0 | 10 | 0 | 0.0062383 | -137 | 137 | 0 | 0.18026 | 0 | -745 | 745 | 0 | 0.54025 | 0 | -595 | 595 | 0 | 0.97222 | 0
247 | 0 | 247 | 0 | 0.15409 | 124 | 0 | 124 | 0 | 0.16825 | -203 | 203 | 0 | 0.14721 | 0 | -91 | 91 | 0 | 0.14869 | 0
464 | 0 | 464 | 0 | 0.28946 | -325 | 325 | 0 | 0.42763 | 0 | 193 | 0 | 193 | 0 | 0.11921 | 2 | 0 | 2 | 0 | 0.0033613
789 | 0 | 789 | 0 | 0.4922 | -372 | 372 | 0 | 0.48947 | 0 | 3 | 0 | 3 | 0 | 0.001853 | 2 | 0 | 2 | 0 | 0.0033613
947 | 0 | 947 | 0 | 0.59077 | -197 | 197 | 0 | 0.25921 | 0 | 154 | 0 | 154 | 0 | 0.09512 | 221 | 0 | 221 | 0 | 0.37143
958 | 0 | 958 | 0 | 0.59763 | 204 | 0 | 204 | 0 | 0.2768 | 625 | 0 | 625 | 0 | 0.38604 | 206 | 0 | 206 | 0 | 0.34622
958 | 0 | 958 | 0 | 0.59763 | 271 | 0 | 271 | 0 | 0.36771 | 685 | 0 | 685 | 0 | 0.4231 | 227 | 0 | 227 | 0 | 0.38151
958 | 0 | 958 | 0 | 0.59763 | 301 | 0 | 301 | 0 | 0.40841 | 700 | 0 | 700 | 0 | 0.43237 | 226 | 0 | 226 | 0 | 0.37983
958 | 0 | 958 | 0 | 0.59763 | 418 | 0 | 418 | 0 | 0.56716 | 663 | 0 | 663 | 0 | 0.40951 | 237 | 0 | 237 | 0 | 0.39832
958 | 0 | 958 | 0 | 0.59763 | 316 | 0 | 316 | 0 | 0.42877 | 730 | 0 | 730 | 0 | 0.4509 | 238 | 0 | 238 | 0 | 0.4
949 | 0 | 949 | 0 | 0.59201 | 415 | 0 | 415 | 0 | 0.56309 | 669 | 0 | 669 | 0 | 0.41322 | 238 | 0 | 238 | 0 | 0.4
813 | 0 | 813 | 0 | 0.50717 | 426 | 0 | 426 | 0 | 0.57802 | 659 | 0 | 659 | 0 | 0.40704 | 272 | 0 | 272 | 0 | 0.45714
579 | 0 | 579 | 0 | 0.3612 | 587 | 0 | 587 | 0 | 0.79647 | 590 | 0 | 590 | 0 | 0.36442 | 313 | 0 | 313 | 0 | 0.52605
490 | 0 | 490 | 0 | 0.30568 | 415 | 0 | 415 | 0 | 0.56309 | 532 | 0 | 532 | 0 | 0.3286 | 345 | 0 | 345 | 0 | 0.57983
-7 | 7 | 0 | 0.005668 | 0 | 9 | 0 | 9 | 0 | 0.012212 | 372 | 0 | 372 | 0 | 0.22977 | 386 | 0 | 386 | 0 | 0.64874
-547 | 547 | 0 | 0.44291 | 0 | -61 | 61 | 0 | 0.080263 | 0 | -761 | 761 | 0 | 0.55185 | 0 | -85 | 85 | 0 | 0.13889 | 0
-988 | 988 | 0 | 0.8 | 0 | -215 | 215 | 0 | 0.28289 | 0 | -1166 | 1166 | 0 | 0.84554 | 0 | -529 | 529 | 0 | 0.86438 | 0
-987 | 987 | 0 | 0.79919 | 0 | -277 | 277 | 0 | 0.36447 | 0 | -1177 | 1177 | 0 | 0.85352 | 0 | -595 | 595 | 0 | 0.97222 | 0
-581 | 581 | 0 | 0.47045 | 0 | -279 | 279 | 0 | 0.36711 | 0 | -467 | 467 | 0 | 0.33865 | 0 | -91 | 91 | 0 | 0.14869 | 0
-52 | 52 | 0 | 0.042105 | 0 | 329 | 0 | 329 | 0 | 0.4464 | 361 | 0 | 361 | 0 | 0.22298 | 2 | 0 | 2 | 0 | 0.0033613
-488 | 488 | 0 | 0.39514 | 0 | 150 | 0 | 150 | 0 | 0.20353 | 283 | 0 | 283 | 0 | 0.1748 | 413 | 0 | 413 | 0 | 0.69412
-979 | 979 | 0 | 0.79271 | 0 | -29 | 29 | 0 | 0.038158 | 0 | -793 | 793 | 0 | 0.57505 | 0 | 60 | 0 | 60 | 0 | 0.10084
-1003 | 1003 | 0 | 0.81215 | 0 | -573 | 573 | 0 | 0.75395 | 0 | -1118 | 1118 | 0 | 0.81073 | 0 | -469 | 469 | 0 | 0.76634 | 0
-1003 | 1003 | 0 | 0.81215 | 0 | -437 | 437 | 0 | 0.575 | 0 | -1165 | 1165 | 0 | 0.84482 | 0 | -609 | 609 | 0 | 0.9951 | 0
-995 | 995 | 0 | 0.80567 | 0 | -83 | 83 | 0 | 0.10921 | 0 | -1258 | 1258 | 0 | 0.91226 | 0 | -610 | 610 | 0 | 0.99673 | 0
-728 | 728 | 0 | 0.58947 | 0 | -1 | 1 | 0 | 0.0013158 | 0 | -1015 | 1015 | 0 | 0.73604 | 0 | -610 | 610 | 0 | 0.99673 | 0
-150 | 150 | 0 | 0.12146 | 0 | 162 | 0 | 162 | 0 | 0.21981 | -447 | 447 | 0 | 0.32415 | 0 | -95 | 95 | 0 | 0.15523 | 0
362 | 0 | 362 | 0 | 0.22583 | -7 | 7 | 0 | 0.0092105 | 0 | 22 | 0 | 22 | 0 | 0.013589 | 2 | 0 | 2 | 0 | 0.0033613
919 | 0 | 919 | 0 | 0.5733 | 288 | 0 | 288 | 0 | 0.39077 | 711 | 0 | 711 | 0 | 0.43916 | 239 | 0 | 239 | 0 | 0.40168
920 | 0 | 920 | 0 | 0.57392 | 430 | 0 | 430 | 0 | 0.58345 | 885 | 0 | 885 | 0 | 0.54663 | 341 | 0 | 341 | 0 | 0.57311
917 | 0 | 917 | 0 | 0.57205 | 235 | 0 | 235 | 0 | 0.31886 | 800 | 0 | 800 | 0 | 0.49413 | 331 | 0 | 331 | 0 | 0.5563
918 | 0 | 918 | 0 | 0.57268 | 184 | 0 | 184 | 0 | 0.24966 | 830 | 0 | 830 | 0 | 0.51266 | 343 | 0 | 343 | 0 | 0.57647
918 | 0 | 918 | 0 | 0.57268 | 349 | 0 | 349 | 0 | 0.47354 | 884 | 0 | 884 | 0 | 0.54602 | 343 | 0 | 343 | 0 | 0.57647
918 | 0 | 918 | 0 | 0.57268 | 413 | 0 | 413 | 0 | 0.56038 | 945 | 0 | 945 | 0 | 0.58369 | 374 | 0 | 374 | 0 | 0.62857
966 | 0 | 966 | 0 | 0.60262 | 565 | 0 | 565 | 0 | 0.76662 | 1027 | 0 | 1027 | 0 | 0.63434 | 424 | 0 | 424 | 0 | 0.71261
962 | 0 | 962 | 0 | 0.60012 | 712 | 0 | 712 | 0 | 0.96608 | 898 | 0 | 898 | 0 | 0.55466 | 395 | 0 | 395 | 0 | 0.66387
947 | 0 | 947 | 0 | 0.59077 | 592 | 0 | 592 | 0 | 0.80326 | 647 | 0 | 647 | 0 | 0.39963 | 275 | 0 | 275 | 0 | 0.46218
918 | 0 | 918 | 0 | 0.57268 | 490 | 0 | 490 | 0 | 0.66486 | 546 | 0 | 546 | 0 | 0.33725 | 248 | 0 | 248 | 0 | 0.41681
918 | 0 | 918 | 0 | 0.57268 | 550 | 0 | 550 | 0 | 0.74627 | 475 | 0 | 475 | 0 | 0.29339 | 199 | 0 | 199 | 0 | 0.33445
917 | 0 | 917 | 0 | 0.57205 | 580 | 0 | 580 | 0 | 0.78697 | 549 | 0 | 549 | 0 | 0.3391 | 223 | 0 | 223 | 0 | 0.37479
917 | 0 | 917 | 0 | 0.57205 | 570 | 0 | 570 | 0 | 0.77341 | 459 | 0 | 459 | 0 | 0.28351 | 223 | 0 | 223 | 0 | 0.37479
917 | 0 | 917 | 0 | 0.57205 | 541 | 0 | 541 | 0 | 0.73406 | 110 | 0 | 110 | 0 | 0.067943 | 187 | 0 | 187 | 0 | 0.31429
917 | 0 | 917 | 0 | 0.57205 | 511 | 0 | 511 | 0 | 0.69335 | 91 | 0 | 91 | 0 | 0.056208 | 10 | 0 | 10 | 0 | 0.016807
913 | 0 | 913 | 0 | 0.56956 | 509 | 0 | 509 | 0 | 0.69064 | 129 | 0 | 129 | 0 | 0.079679 | 160 | 0 | 160 | 0 | 0.26891
784 | 0 | 784 | 0 | 0.48908 | 456 | 0 | 456 | 0 | 0.61872 | 28 | 0 | 28 | 0 | 0.017295 | 8 | 0 | 8 | 0 | 0.013445
242 | 0 | 242 | 0 | 0.15097 | 425 | 0 | 425 | 0 | 0.57666 | -882 | 882 | 0 | 0.63959 | 0 | 3 | 0 | 3 | 0 | 0.005042
4 | 0 | 4 | 0 | 0.0024953 | 102 | 0 | 102 | 0 | 0.1384 | -924 | 924 | 0 | 0.67005 | 0 | -367 | 367 | 0 | 0.59967 | 0
-1 | 1 | 0 | 0.00080972 | 0 | 70 | 0 | 70 | 0 | 0.09498 | -689 | 689 | 0 | 0.49964 | 0 | -151 | 151 | 0 | 0.24673 | 0
19 | 0 | 19 | 0 | 0.011853 | 272 | 0 | 272 | 0 | 0.36906 | -562 | 562 | 0 | 0.40754 | 0 | -302 | 302 | 0 | 0.49346 | 0
355 | 0 | 355 | 0 | 0.22146 | 396 | 0 | 396 | 0 | 0.53731 | -389 | 389 | 0 | 0.28209 | 0 | -21 | 21 | 0 | 0.034314 | 0
891 | 0 | 891 | 0 | 0.55583 | 389 | 0 | 389 | 0 | 0.52782 | 584 | 0 | 584 | 0 | 0.36072 | 2 | 0 | 2 | 0 | 0.0033613
917 | 0 | 917 | 0 | 0.57205 | 328 | 0 | 328 | 0 | 0.44505 | 695 | 0 | 695 | 0 | 0.42928 | 196 | 0 | 196 | 0 | 0.32941
919 | 0 | 919 | 0 | 0.5733 | 281 | 0 | 281 | 0 | 0.38128 | 855 | 0 | 855 | 0 | 0.5281 | 201 | 0 | 201 | 0 | 0.33782
958 | 0 | 958 | 0 | 0.59763 | 33 | 0 | 33 | 0 | 0.044776 | 740 | 0 | 740 | 0 | 0.45707 | 234 | 0 | 234 | 0 | 0.39328
960 | 0 | 960 | 0 | 0.59888 | -87 | 87 | 0 | 0.11447 | 0 | 603 | 0 | 603 | 0 | 0.37245 | 217 | 0 | 217 | 0 | 0.36471
960 | 0 | 960 | 0 | 0.59888 | 112 | 0 | 112 | 0 | 0.15197 | 608 | 0 | 608 | 0 | 0.37554 | 217 | 0 | 217 | 0 | 0.36471
960 | 0 | 960 | 0 | 0.59888 | 245 | 0 | 245 | 0 | 0.33243 | 524 | 0 | 524 | 0 | 0.32366 | 217 | 0 | 217 | 0 | 0.36471
960 | 0 | 960 | 0 | 0.59888 | 258 | 0 | 258 | 0 | 0.35007 | 762 | 0 | 762 | 0 | 0.47066 | 236 | 0 | 236 | 0 | 0.39664
959 | 0 | 959 | 0 | 0.59825 | 345 | 0 | 345 | 0 | 0.46811 | 1054 | 0 | 1054 | 0 | 0.65102 | 223 | 0 | 223 | 0 | 0.37479
930 | 0 | 930 | 0 | 0.58016 | 225 | 0 | 225 | 0 | 0.30529 | 790 | 0 | 790 | 0 | 0.48796 | 106 | 0 | 106 | 0 | 0.17815
386 | 0 | 386 | 0 | 0.2408 | 263 | 0 | 263 | 0 | 0.35685 | -395 | 395 | 0 | 0.28644 | 0 | -373 | 373 | 0 | 0.60948 | 0
-162 | 162 | 0 | 0.13117 | 0 | 429 | 0 | 429 | 0 | 0.58209 | -481 | 481 | 0 | 0.3488 | 0 | -582 | 582 | 0 | 0.95098 | 0
-12 | 12 | 0 | 0.0097166 | 0 | 383 | 0 | 383 | 0 | 0.51967 | -382 | 382 | 0 | 0.27701 | 0 | -610 | 610 | 0 | 0.99673 | 0
-1 | 1 | 0 | 0.00080972 | 0 | 348 | 0 | 348 | 0 | 0.47218 | -375 | 375 | 0 | 0.27194 | 0 | -278 | 278 | 0 | 0.45425 | 0
0 | 0 | 0 | 0 | 0 | 536 | 0 | 536 | 0 | 0.72727 | -572 | 572 | 0 | 0.41479 | 0 | -577 | 577 | 0 | 0.94281 | 0
28 | 0 | 28 | 0 | 0.017467 | 500 | 0 | 500 | 0 | 0.67843 | -414 | 414 | 0 | 0.30022 | 0 | -95 | 95 | 0 | 0.15523 | 0
0 | 0 | 0 | 0 | 0 | 514 | 0 | 514 | 0 | 0.69742 | -308 | 308 | 0 | 0.22335 | 0 | -497 | 497 | 0 | 0.81209 | 0
-1 | 1 | 0 | 0.00080972 | 0 | 502 | 0 | 502 | 0 | 0.68114 | -368 | 368 | 0 | 0.26686 | 0 | -610 | 610 | 0 | 0.99673 | 0
10 | 0 | 10 | 0 | 0.0062383 | 517 | 0 | 517 | 0 | 0.70149 | -628 | 628 | 0 | 0.4554 | 0 | -610 | 610 | 0 | 0.99673 | 0
-136 | 136 | 0 | 0.11012 | 0 | 570 | 0 | 570 | 0 | 0.77341 | -820 | 820 | 0 | 0.59463 | 0 | -609 | 609 | 0 | 0.9951 | 0
-424 | 424 | 0 | 0.34332 | 0 | 561 | 0 | 561 | 0 | 0.76119 | -839 | 839 | 0 | 0.60841 | 0 | -609 | 609 | 0 | 0.9951 | 0
-309 | 309 | 0 | 0.2502 | 0 | 526 | 0 | 526 | 0 | 0.7137 | -697 | 697 | 0 | 0.50544 | 0 | -610 | 610 | 0 | 0.99673 | 0
-10 | 10 | 0 | 0.0080972 | 0 | 354 | 0 | 354 | 0 | 0.48033 | -470 | 470 | 0 | 0.34083 | 0 | -610 | 610 | 0 | 0.99673 | 0
159 | 0 | 159 | 0 | 0.099189 | 370 | 0 | 370 | 0 | 0.50204 | -378 | 378 | 0 | 0.27411 | 0 | -610 | 610 | 0 | 0.99673 | 0
356 | 0 | 356 | 0 | 0.22208 | 367 | 0 | 367 | 0 | 0.49796 | -92 | 92 | 0 | 0.066715 | 0 | -96 | 96 | 0 | 0.15686 | 0
679 | 0 | 679 | 0 | 0.42358 | 303 | 0 | 303 | 0 | 0.41113 | 156 | 0 | 156 | 0 | 0.096356 | 2 | 0 | 2 | 0 | 0.0033613
942 | 0 | 942 | 0 | 0.58765 | 290 | 0 | 290 | 0 | 0.39349 | 318 | 0 | 318 | 0 | 0.19642 | 198 | 0 | 198 | 0 | 0.33277
960 | 0 | 960 | 0 | 0.59888 | 2 | 0 | 2 | 0 | 0.0027137 | 398 | 0 | 398 | 0 | 0.24583 | 65 | 0 | 65 | 0 | 0.10924
960 | 0 | 960 | 0 | 0.59888 | 112 | 0 | 112 | 0 | 0.15197 | 565 | 0 | 565 | 0 | 0.34898 | 79 | 0 | 79 | 0 | 0.13277
960 | 0 | 960 | 0 | 0.59888 | 46 | 0 | 46 | 0 | 0.062415 | 564 | 0 | 564 | 0 | 0.34836 | 132 | 0 | 132 | 0 | 0.22185
960 | 0 | 960 | 0 | 0.59888 | 197 | 0 | 197 | 0 | 0.2673 | 561 | 0 | 561 | 0 | 0.34651 | 172 | 0 | 172 | 0 | 0.28908
960 | 0 | 960 | 0 | 0.59888 | 9 | 0 | 9 | 0 | 0.012212 | 610 | 0 | 610 | 0 | 0.37678 | 188 | 0 | 188 | 0 | 0.31597
931 | 0 | 931 | 0 | 0.58079 | 170 | 0 | 170 | 0 | 0.23066 | 726 | 0 | 726 | 0 | 0.44842 | 9 | 0 | 9 | 0 | 0.015126
401 | 0 | 401 | 0 | 0.25016 | 80 | 0 | 80 | 0 | 0.10855 | 134 | 0 | 134 | 0 | 0.082767 | -467 | 467 | 0 | 0.76307 | 0
22 | 0 | 22 | 0 | 0.013724 | -138 | 138 | 0 | 0.18158 | 0 | -432 | 432 | 0 | 0.31327 | 0 | -597 | 597 | 0 | 0.97549 | 0
-48 | 48 | 0 | 0.038866 | 0 | -198 | 198 | 0 | 0.26053 | 0 | -469 | 469 | 0 | 0.3401 | 0 | -609 | 609 | 0 | 0.9951 | 0
15 | 0 | 15 | 0 | 0.0093575 | -270 | 270 | 0 | 0.35526 | 0 | -500 | 500 | 0 | 0.36258 | 0 | -610 | 610 | 0 | 0.99673 | 0
16 | 0 | 16 | 0 | 0.0099813 | -239 | 239 | 0 | 0.31447 | 0 | -561 | 561 | 0 | 0.40682 | 0 | -95 | 95 | 0 | 0.15523 | 0
69 | 0 | 69 | 0 | 0.043044 | -84 | 84 | 0 | 0.11053 | 0 | -430 | 430 | 0 | 0.31182 | 0 | 2 | 0 | 2 | 0 | 0.0033613
112 | 0 | 112 | 0 | 0.069869 | 297 | 0 | 297 | 0 | 0.40299 | 13 | 0 | 13 | 0 | 0.0080296 | 2 | 0 | 2 | 0 | 0.0033613
120 | 0 | 120 | 0 | 0.07486 | 240 | 0 | 240 | 0 | 0.32564 | 19 | 0 | 19 | 0 | 0.011736 | 2 | 0 | 2 | 0 | 0.0033613
101 | 0 | 101 | 0 | 0.063007 | 338 | 0 | 338 | 0 | 0.45862 | -292 | 292 | 0 | 0.21175 | 0 | -97 | 97 | 0 | 0.1585 | 0
64 | 0 | 64 | 0 | 0.039925 | 394 | 0 | 394 | 0 | 0.5346 | -583 | 583 | 0 | 0.42277 | 0 | -513 | 513 | 0 | 0.83824 | 0
-84 | 84 | 0 | 0.068016 | 0 | 341 | 0 | 341 | 0 | 0.46269 | -938 | 938 | 0 | 0.6802 | 0 | -602 | 602 | 0 | 0.98366 | 0
-505 | 505 | 0 | 0.40891 | 0 | 308 | 0 | 308 | 0 | 0.41791 | -737 | 737 | 0 | 0.53445 | 0 | -610 | 610 | 0 | 0.99673 | 0
-108 | 108 | 0 | 0.087449 | 0 | 99 | 0 | 99 | 0 | 0.13433 | -636 | 636 | 0 | 0.4612 | 0 | -609 | 609 | 0 | 0.9951 | 0
-1 | 1 | 0 | 0.00080972 | 0 | 134 | 0 | 134 | 0 | 0.18182 | -536 | 536 | 0 | 0.38869 | 0 | -610 | 610 | 0 | 0.99673 | 0
-1 | 1 | 0 | 0.00080972 | 0 | 288 | 0 | 288 | 0 | 0.39077 | -531 | 531 | 0 | 0.38506 | 0 | -610 | 610 | 0 | 0.99673 | 0
2 | 0 | 2 | 0 | 0.0012477 | 197 | 0 | 197 | 0 | 0.2673 | -322 | 322 | 0 | 0.2335 | 0 | -610 | 610 | 0 | 0.99673 | 0
81 | 0 | 81 | 0 | 0.05053 | 190 | 0 | 190 | 0 | 0.2578 | -70 | 70 | 0 | 0.050761 | 0 | -610 | 610 | 0 | 0.99673 | 0
397 | 0 | 397 | 0 | 0.24766 | 176 | 0 | 176 | 0 | 0.23881 | 217 | 0 | 217 | 0 | 0.13403 | -610 | 610 | 0 | 0.99673 | 0
624 | 0 | 624 | 0 | 0.38927 | -223 | 223 | 0 | 0.29342 | 0 | 463 | 0 | 463 | 0 | 0.28598 | -95 | 95 | 0 | 0.15523 | 0
842 | 0 | 842 | 0 | 0.52527 | -292 | 292 | 0 | 0.38421 | 0 | 520 | 0 | 520 | 0 | 0.32119 | 2 | 0 | 2 | 0 | 0.0033613
943 | 0 | 943 | 0 | 0.58827 | -181 | 181 | 0 | 0.23816 | 0 | 887 | 0 | 887 | 0 | 0.54787 | 2 | 0 | 2 | 0 | 0.0033613
585 | 0 | 585 | 0 | 0.36494 | -431 | 431 | 0 | 0.56711 | 0 | 976 | 0 | 976 | 0 | 0.60284 | 2 | 0 | 2 | 0 | 0.0033613
584 | 0 | 584 | 0 | 0.36432 | -204 | 204 | 0 | 0.26842 | 0 | 999 | 0 | 999 | 0 | 0.61705 | 2 | 0 | 2 | 0 | 0.0033613
57 | 0 | 57 | 0 | 0.035558 | 121 | 0 | 121 | 0 | 0.16418 | 477 | 0 | 477 | 0 | 0.29463 | 2 | 0 | 2 | 0 | 0.0033613
-264 | 264 | 0 | 0.21377 | 0 | -229 | 229 | 0 | 0.30132 | 0 | -724 | 724 | 0 | 0.52502 | 0 | -481 | 481 | 0 | 0.78595 | 0
-817 | 817 | 0 | 0.66154 | 0 | 70 | 0 | 70 | 0 | 0.09498 | -957 | 957 | 0 | 0.69398 | 0 | -596 | 596 | 0 | 0.97386 | 0
-977 | 977 | 0 | 0.79109 | 0 | 171 | 0 | 171 | 0 | 0.23202 | -897 | 897 | 0 | 0.65047 | 0 | -609 | 609 | 0 | 0.9951 | 0
-971 | 971 | 0 | 0.78623 | 0 | 358 | 0 | 358 | 0 | 0.48575 | -240 | 240 | 0 | 0.17404 | 0 | -609 | 609 | 0 | 0.9951 | 0
-872 | 872 | 0 | 0.70607 | 0 | 471 | 0 | 471 | 0 | 0.63908 | 92 | 0 | 92 | 0 | 0.056825 | -610 | 610 | 0 | 0.99673 | 0
-761 | 761 | 0 | 0.61619 | 0 | 432 | 0 | 432 | 0 | 0.58616 | 27 | 0 | 27 | 0 | 0.016677 | -499 | 499 | 0 | 0.81536 | 0
-193 | 193 | 0 | 0.15628 | 0 | 660 | 0 | 660 | 0 | 0.89552 | 597 | 0 | 597 | 0 | 0.36875 | -16 | 16 | 0 | 0.026144 | 0
55 | 0 | 55 | 0 | 0.034311 | 669 | 0 | 669 | 0 | 0.90773 | 697 | 0 | 697 | 0 | 0.43051 | 100 | 0 | 100 | 0 | 0.16807
494 | 0 | 494 | 0 | 0.30817 | 719 | 0 | 719 | 0 | 0.97558 | 792 | 0 | 792 | 0 | 0.48919 | 128 | 0 | 128 | 0 | 0.21513
314 | 0 | 314 | 0 | 0.19588 | 704 | 0 | 704 | 0 | 0.95522 | 303 | 0 | 303 | 0 | 0.18715 | 61 | 0 | 61 | 0 | 0.10252
32 | 0 | 32 | 0 | 0.019963 | 706 | 0 | 706 | 0 | 0.95794 | 0 | 0 | 0 | 0 | 0 | 3 | 0 | 3 | 0 | 0.005042
-239 | 239 | 0 | 0.19352 | 0 | 409 | 0 | 409 | 0 | 0.55495 | -340 | 340 | 0 | 0.24656 | 0 | 3 | 0 | 3 | 0 | 0.005042
11 | 0 | 11 | 0 | 0.0068621 | 148 | 0 | 148 | 0 | 0.20081 | 124 | 0 | 124 | 0 | 0.07659 | 2 | 0 | 2 | 0 | 0.0033613
57 | 0 | 57 | 0 | 0.035558 | 442 | 0 | 442 | 0 | 0.59973 | 555 | 0 | 555 | 0 | 0.3428 | 2 | 0 | 2 | 0 | 0.0033613
572 | 0 | 572 | 0 | 0.35683 | 710 | 0 | 710 | 0 | 0.96336 | 1020 | 0 | 1020 | 0 | 0.63002 | 1 | 0 | 1 | 0 | 0.0016807
937 | 0 | 937 | 0 | 0.58453 | 713 | 0 | 713 | 0 | 0.96744 | 794 | 0 | 794 | 0 | 0.49043 | 65 | 0 | 65 | 0 | 0.10924
960 | 0 | 960 | 0 | 0.59888 | 691 | 0 | 691 | 0 | 0.93758 | 1066 | 0 | 1066 | 0 | 0.65843 | 60 | 0 | 60 | 0 | 0.10084
960 | 0 | 960 | 0 | 0.59888 | 501 | 0 | 501 | 0 | 0.67978 | 1367 | 0 | 1367 | 0 | 0.84435 | 60 | 0 | 60 | 0 | 0.10084
960 | 0 | 960 | 0 | 0.59888 | 417 | 0 | 417 | 0 | 0.56581 | 1005 | 0 | 1005 | 0 | 0.62075 | 60 | 0 | 60 | 0 | 0.10084
960 | 0 | 960 | 0 | 0.59888 | 326 | 0 | 326 | 0 | 0.44233 | 907 | 0 | 907 | 0 | 0.56022 | 60 | 0 | 60 | 0 | 0.10084
960 | 0 | 960 | 0 | 0.59888 | 286 | 0 | 286 | 0 | 0.38806 | 989 | 0 | 989 | 0 | 0.61087 | 60 | 0 | 60 | 0 | 0.10084
960 | 0 | 960 | 0 | 0.59888 | 246 | 0 | 246 | 0 | 0.33379 | 1123 | 0 | 1123 | 0 | 0.69364 | 60 | 0 | 60 | 0 | 0.10084
960 | 0 | 960 | 0 | 0.59888 | 243 | 0 | 243 | 0 | 0.32972 | 880 | 0 | 880 | 0 | 0.54355 | 61 | 0 | 61 | 0 | 0.10252
927 | 0 | 927 | 0 | 0.57829 | 321 | 0 | 321 | 0 | 0.43555 | 995 | 0 | 995 | 0 | 0.61458 | 64 | 0 | 64 | 0 | 0.10756
426 | 0 | 426 | 0 | 0.26575 | 317 | 0 | 317 | 0 | 0.43012 | 413 | 0 | 413 | 0 | 0.2551 | 2 | 0 | 2 | 0 | 0.0033613
-10 | 10 | 0 | 0.0080972 | 0 | 194 | 0 | 194 | 0 | 0.26323 | -805 | 805 | 0 | 0.58376 | 0 | -467 | 467 | 0 | 0.76307 | 0
-343 | 343 | 0 | 0.27773 | 0 | 30 | 0 | 30 | 0 | 0.040706 | -476 | 476 | 0 | 0.34518 | 0 | -500 | 500 | 0 | 0.81699 | 0
-260 | 260 | 0 | 0.21053 | 0 | 253 | 0 | 253 | 0 | 0.34328 | -93 | 93 | 0 | 0.06744 | 0 | -62 | 62 | 0 | 0.10131 | 0
-1 | 1 | 0 | 0.00080972 | 0 | 469 | 0 | 469 | 0 | 0.63636 | 396 | 0 | 396 | 0 | 0.2446 | 2 | 0 | 2 | 0 | 0.0033613
207 | 0 | 207 | 0 | 0.12913 | 694 | 0 | 694 | 0 | 0.94166 | 708 | 0 | 708 | 0 | 0.43731 | 2 | 0 | 2 | 0 | 0.0033613
834 | 0 | 834 | 0 | 0.52027 | 713 | 0 | 713 | 0 | 0.96744 | 1195 | 0 | 1195 | 0 | 0.73811 | 2 | 0 | 2 | 0 | 0.0033613
586 | 0 | 586 | 0 | 0.36556 | 714 | 0 | 714 | 0 | 0.96879 | 1231 | 0 | 1231 | 0 | 0.76035 | 2 | 0 | 2 | 0 | 0.0033613
24 | 0 | 24 | 0 | 0.014972 | 681 | 0 | 681 | 0 | 0.92402 | 500 | 0 | 500 | 0 | 0.30883 | 2 | 0 | 2 | 0 | 0.0033613
-478 | 478 | 0 | 0.38704 | 0 | 707 | 0 | 707 | 0 | 0.95929 | -75 | 75 | 0 | 0.054387 | 0 | -463 | 463 | 0 | 0.75654 | 0
-740 | 740 | 0 | 0.59919 | 0 | 699 | 0 | 699 | 0 | 0.94844 | -315 | 315 | 0 | 0.22843 | 0 | -595 | 595 | 0 | 0.97222 | 0
-891 | 891 | 0 | 0.72146 | 0 | 578 | 0 | 578 | 0 | 0.78426 | -435 | 435 | 0 | 0.31545 | 0 | -609 | 609 | 0 | 0.9951 | 0
-938 | 938 | 0 | 0.75951 | 0 | 583 | 0 | 583 | 0 | 0.79104 | -170 | 170 | 0 | 0.12328 | 0 | -610 | 610 | 0 | 0.99673 | 0
-702 | 702 | 0 | 0.56842 | 0 | 399 | 0 | 399 | 0 | 0.54138 | -95 | 95 | 0 | 0.068891 | 0 | -610 | 610 | 0 | 0.99673 | 0
-173 | 173 | 0 | 0.14008 | 0 | 14 | 0 | 14 | 0 | 0.018996 | 1 | 0 | 1 | 0 | 0.00061767 | -610 | 610 | 0 | 0.99673 | 0
-33 | 33 | 0 | 0.026721 | 0 | 12 | 0 | 12 | 0 | 0.016282 | -51 | 51 | 0 | 0.036983 | 0 | -95 | 95 | 0 | 0.15523 | 0
7 | 0 | 7 | 0 | 0.0043668 | 137 | 0 | 137 | 0 | 0.18589 | 64 | 0 | 64 | 0 | 0.039531 | 2 | 0 | 2 | 0 | 0.0033613
188 | 0 | 188 | 0 | 0.11728 | 185 | 0 | 185 | 0 | 0.25102 | 304 | 0 | 304 | 0 | 0.18777 | 107 | 0 | 107 | 0 | 0.17983
610 | 0 | 610 | 0 | 0.38054 | 323 | 0 | 323 | 0 | 0.43826 | 37 | 0 | 37 | 0 | 0.022854 | 3 | 0 | 3 | 0 | 0.005042
940 | 0 | 940 | 0 | 0.5864 | 295 | 0 | 295 | 0 | 0.40027 | 237 | 0 | 237 | 0 | 0.14639 | 2 | 0 | 2 | 0 | 0.0033613
960 | 0 | 960 | 0 | 0.59888 | 309 | 0 | 309 | 0 | 0.41927 | 354 | 0 | 354 | 0 | 0.21865 | 2 | 0 | 2 | 0 | 0.0033613
960 | 0 | 960 | 0 | 0.59888 | 317 | 0 | 317 | 0 | 0.43012 | 428 | 0 | 428 | 0 | 0.26436 | 2 | 0 | 2 | 0 | 0.0033613
947 | 0 | 947 | 0 | 0.59077 | 279 | 0 | 279 | 0 | 0.37856 | 33 | 0 | 33 | 0 | 0.020383 | 2 | 0 | 2 | 0 | 0.0033613
958 | 0 | 958 | 0 | 0.59763 | 301 | 0 | 301 | 0 | 0.40841 | 221 | 0 | 221 | 0 | 0.1365 | 2 | 0 | 2 | 0 | 0.0033613
925 | 0 | 925 | 0 | 0.57704 | 306 | 0 | 306 | 0 | 0.4152 | 313 | 0 | 313 | 0 | 0.19333 | 226 | 0 | 226 | 0 | 0.37983
405 | 0 | 405 | 0 | 0.25265 | 295 | 0 | 295 | 0 | 0.40027 | -418 | 418 | 0 | 0.30312 | 0 | -93 | 93 | 0 | 0.15196 | 0
-10 | 10 | 0 | 0.0080972 | 0 | 174 | 0 | 174 | 0 | 0.23609 | -466 | 466 | 0 | 0.33793 | 0 | -290 | 290 | 0 | 0.47386 | 0
-488 | 488 | 0 | 0.39514 | 0 | 295 | 0 | 295 | 0 | 0.40027 | -503 | 503 | 0 | 0.36476 | 0 | -296 | 296 | 0 | 0.48366 | 0
-788 | 788 | 0 | 0.63806 | 0 | 306 | 0 | 306 | 0 | 0.4152 | -391 | 391 | 0 | 0.28354 | 0 | -296 | 296 | 0 | 0.48366 | 0
-823 | 823 | 0 | 0.6664 | 0 | 171 | 0 | 171 | 0 | 0.23202 | -301 | 301 | 0 | 0.21827 | 0 | -296 | 296 | 0 | 0.48366 | 0
-594 | 594 | 0 | 0.48097 | 0 | 0 | 0 | 0 | 0 | 0 | -138 | 138 | 0 | 0.10007 | 0 | -297 | 297 | 0 | 0.48529 | 0
-405 | 405 | 0 | 0.32794 | 0 | 68 | 0 | 68 | 0 | 0.092266 | -272 | 272 | 0 | 0.19724 | 0 | -562 | 562 | 0 | 0.9183 | 0
-212 | 212 | 0 | 0.17166 | 0 | 130 | 0 | 130 | 0 | 0.17639 | -124 | 124 | 0 | 0.08992 | 0 | -136 | 136 | 0 | 0.22222 | 0
-26 | 26 | 0 | 0.021053 | 0 | 129 | 0 | 129 | 0 | 0.17503 | 112 | 0 | 112 | 0 | 0.069179 | 2 | 0 | 2 | 0 | 0.0033613
-205 | 205 | 0 | 0.16599 | 0 | 394 | 0 | 394 | 0 | 0.5346 | 276 | 0 | 276 | 0 | 0.17048 | 60 | 0 | 60 | 0 | 0.10084
-608 | 608 | 0 | 0.49231 | 0 | 637 | 0 | 637 | 0 | 0.86431 | -390 | 390 | 0 | 0.28281 | 0 | -413 | 413 | 0 | 0.67484 | 0
-213 | 213 | 0 | 0.17247 | 0 | 713 | 0 | 713 | 0 | 0.96744 | -571 | 571 | 0 | 0.41407 | 0 | -60 | 60 | 0 | 0.098039 | 0
127 | 0 | 127 | 0 | 0.079226 | 713 | 0 | 713 | 0 | 0.96744 | -89 | 89 | 0 | 0.06454 | 0 | -380 | 380 | 0 | 0.62092 | 0
686 | 0 | 686 | 0 | 0.42795 | 712 | 0 | 712 | 0 | 0.96608 | 729 | 0 | 729 | 0 | 0.45028 | -44 | 44 | 0 | 0.071895 | 0
945 | 0 | 945 | 0 | 0.58952 | 686 | 0 | 686 | 0 | 0.9308 | 1161 | 0 | 1161 | 0 | 0.71711 | 211 | 0 | 211 | 0 | 0.35462
960 | 0 | 960 | 0 | 0.59888 | 542 | 0 | 542 | 0 | 0.73541 | 1297 | 0 | 1297 | 0 | 0.80111 | 222 | 0 | 222 | 0 | 0.37311
960 | 0 | 960 | 0 | 0.59888 | 512 | 0 | 512 | 0 | 0.69471 | 1307 | 0 | 1307 | 0 | 0.80729 | 247 | 0 | 247 | 0 | 0.41513
960 | 0 | 960 | 0 | 0.59888 | 406 | 0 | 406 | 0 | 0.55088 | 877 | 0 | 877 | 0 | 0.54169 | 151 | 0 | 151 | 0 | 0.25378
960 | 0 | 960 | 0 | 0.59888 | 455 | 0 | 455 | 0 | 0.61737 | 828 | 0 | 828 | 0 | 0.51143 | 89 | 0 | 89 | 0 | 0.14958
960 | 0 | 960 | 0 | 0.59888 | 452 | 0 | 452 | 0 | 0.6133 | 1006 | 0 | 1006 | 0 | 0.62137 | 61 | 0 | 61 | 0 | 0.10252
960 | 0 | 960 | 0 | 0.59888 | 388 | 0 | 388 | 0 | 0.52646 | 1118 | 0 | 1118 | 0 | 0.69055 | 61 | 0 | 61 | 0 | 0.10252
960 | 0 | 960 | 0 | 0.59888 | 338 | 0 | 338 | 0 | 0.45862 | 1073 | 0 | 1073 | 0 | 0.66275 | 61 | 0 | 61 | 0 | 0.10252
960 | 0 | 960 | 0 | 0.59888 | 420 | 0 | 420 | 0 | 0.56988 | 1082 | 0 | 1082 | 0 | 0.66831 | 61 | 0 | 61 | 0 | 0.10252
960 | 0 | 960 | 0 | 0.59888 | 485 | 0 | 485 | 0 | 0.65807 | 1149 | 0 | 1149 | 0 | 0.7097 | 61 | 0 | 61 | 0 | 0.10252
960 | 0 | 960 | 0 | 0.59888 | 575 | 0 | 575 | 0 | 0.78019 | 837 | 0 | 837 | 0 | 0.51699 | 240 | 0 | 240 | 0 | 0.40336
960 | 0 | 960 | 0 | 0.59888 | 588 | 0 | 588 | 0 | 0.79783 | 894 | 0 | 894 | 0 | 0.55219 | 248 | 0 | 248 | 0 | 0.41681
960 | 0 | 960 | 0 | 0.59888 | 625 | 0 | 625 | 0 | 0.84803 | 962 | 0 | 962 | 0 | 0.59419 | 272 | 0 | 272 | 0 | 0.45714
960 | 0 | 960 | 0 | 0.59888 | 618 | 0 | 618 | 0 | 0.83853 | 1076 | 0 | 1076 | 0 | 0.66461 | 272 | 0 | 272 | 0 | 0.45714
960 | 0 | 960 | 0 | 0.59888 | 542 | 0 | 542 | 0 | 0.73541 | 1025 | 0 | 1025 | 0 | 0.63311 | 195 | 0 | 195 | 0 | 0.32773
960 | 0 | 960 | 0 | 0.59888 | 549 | 0 | 549 | 0 | 0.74491 | 1123 | 0 | 1123 | 0 | 0.69364 | 133 | 0 | 133 | 0 | 0.22353
950 | 0 | 950 | 0 | 0.59264 | 713 | 0 | 713 | 0 | 0.96744 | 1064 | 0 | 1064 | 0 | 0.6572 | 133 | 0 | 133 | 0 | 0.22353
783 | 0 | 783 | 0 | 0.48846 | 712 | 0 | 712 | 0 | 0.96608 | 1011 | 0 | 1011 | 0 | 0.62446 | 133 | 0 | 133 | 0 | 0.22353
444 | 0 | 444 | 0 | 0.27698 | 713 | 0 | 713 | 0 | 0.96744 | 747 | 0 | 747 | 0 | 0.4614 | 133 | 0 | 133 | 0 | 0.22353
-197 | 197 | 0 | 0.15951 | 0 | 679 | 0 | 679 | 0 | 0.9213 | -97 | 97 | 0 | 0.070341 | 0 | 5 | 0 | 5 | 0 | 0.0084034
-921 | 921 | 0 | 0.74575 | 0 | 121 | 0 | 121 | 0 | 0.16418 | -993 | 993 | 0 | 0.72009 | 0 | -472 | 472 | 0 | 0.77124 | 0
-988 | 988 | 0 | 0.8 | 0 | -279 | 279 | 0 | 0.36711 | 0 | -938 | 938 | 0 | 0.6802 | 0 | -585 | 585 | 0 | 0.95588 | 0
-984 | 984 | 0 | 0.79676 | 0 | -306 | 306 | 0 | 0.40263 | 0 | -548 | 548 | 0 | 0.39739 | 0 | -594 | 594 | 0 | 0.97059 | 0
-927 | 927 | 0 | 0.75061 | 0 | -239 | 239 | 0 | 0.31447 | 0 | -17 | 17 | 0 | 0.012328 | 0 | -594 | 594 | 0 | 0.97059 | 0
-934 | 934 | 0 | 0.75628 | 0 | 234 | 0 | 234 | 0 | 0.3175 | -454 | 454 | 0 | 0.32922 | 0 | -91 | 91 | 0 | 0.14869 | 0
-982 | 982 | 0 | 0.79514 | 0 | 92 | 0 | 92 | 0 | 0.12483 | -1003 | 1003 | 0 | 0.72734 | 0 | -441 | 441 | 0 | 0.72059 | 0
-928 | 928 | 0 | 0.75142 | 0 | 100 | 0 | 100 | 0 | 0.13569 | -403 | 403 | 0 | 0.29224 | 0 | -370 | 370 | 0 | 0.60458 | 0
-115 | 115 | 0 | 0.093117 | 0 | 80 | 0 | 80 | 0 | 0.10855 | 84 | 0 | 84 | 0 | 0.051884 | 108 | 0 | 108 | 0 | 0.18151
561 | 0 | 561 | 0 | 0.34997 | 66 | 0 | 66 | 0 | 0.089552 | 528 | 0 | 528 | 0 | 0.32613 | 502 | 0 | 502 | 0 | 0.8437
525 | 0 | 525 | 0 | 0.32751 | 591 | 0 | 591 | 0 | 0.8019 | 675 | 0 | 675 | 0 | 0.41692 | 561 | 0 | 561 | 0 | 0.94286
938 | 0 | 938 | 0 | 0.58515 | 631 | 0 | 631 | 0 | 0.85617 | 733 | 0 | 733 | 0 | 0.45275 | 561 | 0 | 561 | 0 | 0.94286
941 | 0 | 941 | 0 | 0.58702 | 715 | 0 | 715 | 0 | 0.97015 | 721 | 0 | 721 | 0 | 0.44534 | 575 | 0 | 575 | 0 | 0.96639
478 | 0 | 478 | 0 | 0.29819 | 715 | 0 | 715 | 0 | 0.97015 | 682 | 0 | 682 | 0 | 0.42125 | 564 | 0 | 564 | 0 | 0.9479
-161 | 161 | 0 | 0.13036 | 0 | 714 | 0 | 714 | 0 | 0.96879 | -245 | 245 | 0 | 0.17766 | 0 | 84 | 0 | 84 | 0 | 0.14118
-235 | 235 | 0 | 0.19028 | 0 | 712 | 0 | 712 | 0 | 0.96608 | -517 | 517 | 0 | 0.37491 | 0 | -473 | 473 | 0 | 0.77288 | 0
-59 | 59 | 0 | 0.047773 | 0 | 714 | 0 | 714 | 0 | 0.96879 | -172 | 172 | 0 | 0.12473 | 0 | -464 | 464 | 0 | 0.75817 | 0
-216 | 216 | 0 | 0.1749 | 0 | 714 | 0 | 714 | 0 | 0.96879 | -206 | 206 | 0 | 0.14938 | 0 | -53 | 53 | 0 | 0.086601 | 0
-213 | 213 | 0 | 0.17247 | 0 | 714 | 0 | 714 | 0 | 0.96879 | -301 | 301 | 0 | 0.21827 | 0 | -93 | 93 | 0 | 0.15196 | 0
-335 | 335 | 0 | 0.27126 | 0 | 714 | 0 | 714 | 0 | 0.96879 | -151 | 151 | 0 | 0.1095 | 0 | -390 | 390 | 0 | 0.63725 | 0
-507 | 507 | 0 | 0.41053 | 0 | 714 | 0 | 714 | 0 | 0.96879 | -129 | 129 | 0 | 0.093546 | 0 | -543 | 543 | 0 | 0.88725 | 0
-580 | 580 | 0 | 0.46964 | 0 | 714 | 0 | 714 | 0 | 0.96879 | 63 | 0 | 63 | 0 | 0.038913 | -610 | 610 | 0 | 0.99673 | 0
-693 | 693 | 0 | 0.56113 | 0 | 588 | 0 | 588 | 0 | 0.79783 | 29 | 0 | 29 | 0 | 0.017912 | -610 | 610 | 0 | 0.99673 | 0
-647 | 647 | 0 | 0.52389 | 0 | 565 | 0 | 565 | 0 | 0.76662 | -230 | 230 | 0 | 0.16679 | 0 | -610 | 610 | 0 | 0.99673 | 0
-579 | 579 | 0 | 0.46883 | 0 | 412 | 0 | 412 | 0 | 0.55902 | -374 | 374 | 0 | 0.27121 | 0 | -199 | 199 | 0 | 0.32516 | 0
-655 | 655 | 0 | 0.53036 | 0 | 117 | 0 | 117 | 0 | 0.15875 | -468 | 468 | 0 | 0.33938 | 0 | -59 | 59 | 0 | 0.096405 | 0
-764 | 764 | 0 | 0.61862 | 0 | 213 | 0 | 213 | 0 | 0.28901 | -609 | 609 | 0 | 0.44162 | 0 | -524 | 524 | 0 | 0.85621 | 0
-977 | 977 | 0 | 0.79109 | 0 | 246 | 0 | 246 | 0 | 0.33379 | -601 | 601 | 0 | 0.43582 | 0 | -610 | 610 | 0 | 0.99673 | 0
-897 | 897 | 0 | 0.72632 | 0 | 107 | 0 | 107 | 0 | 0.14518 | -515 | 515 | 0 | 0.37346 | 0 | -610 | 610 | 0 | 0.99673 | 0
-942 | 942 | 0 | 0.76275 | 0 | 6 | 0 | 6 | 0 | 0.0081411 | -730 | 730 | 0 | 0.52937 | 0 | -610 | 610 | 0 | 0.99673 | 0
-984 | 984 | 0 | 0.79676 | 0 | 0 | 0 | 0 | 0 | 0 | -553 | 553 | 0 | 0.40102 | 0 | -610 | 610 | 0 | 0.99673 | 0
-988 | 988 | 0 | 0.8 | 0 | 0 | 0 | 0 | 0 | 0 | -448 | 448 | 0 | 0.32487 | 0 | -212 | 212 | 0 | 0.34641 | 0
-937 | 937 | 0 | 0.7587 | 0 | 0 | 0 | 0 | 0 | 0 | -340 | 340 | 0 | 0.24656 | 0 | -84 | 84 | 0 | 0.13725 | 0
-373 | 373 | 0 | 0.30202 | 0 | 75 | 0 | 75 | 0 | 0.10176 | 356 | 0 | 356 | 0 | 0.21989 | 0 | 0 | 0 | 0 | 0
-120 | 120 | 0 | 0.097166 | 0 | 5 | 0 | 5 | 0 | 0.0067843 | 230 | 0 | 230 | 0 | 0.14206 | 2 | 0 | 2 | 0 | 0.0033613
-7 | 7 | 0 | 0.005668 | 0 | 192 | 0 | 192 | 0 | 0.26052 | 683 | 0 | 683 | 0 | 0.42187 | 2 | 0 | 2 | 0 | 0.0033613
-126 | 126 | 0 | 0.10202 | 0 | 2 | 0 | 2 | 0 | 0.0027137 | 965 | 0 | 965 | 0 | 0.59605 | 2 | 0 | 2 | 0 | 0.0033613
-824 | 824 | 0 | 0.66721 | 0 | 205 | 0 | 205 | 0 | 0.27815 | 97 | 0 | 97 | 0 | 0.059914 | 2 | 0 | 2 | 0 | 0.0033613
-987 | 987 | 0 | 0.79919 | 0 | -318 | 318 | 0 | 0.41842 | 0 | -942 | 942 | 0 | 0.6831 | 0 | -484 | 484 | 0 | 0.79085 | 0
-989 | 989 | 0 | 0.80081 | 0 | -310 | 310 | 0 | 0.40789 | 0 | -336 | 336 | 0 | 0.24365 | 0 | -90 | 90 | 0 | 0.14706 | 0
-988 | 988 | 0 | 0.8 | 0 | -81 | 81 | 0 | 0.10658 | 0 | -216 | 216 | 0 | 0.15664 | 0 | 2 | 0 | 2 | 0 | 0.0033613
-978 | 978 | 0 | 0.7919 | 0 | -41 | 41 | 0 | 0.053947 | 0 | -562 | 562 | 0 | 0.40754 | 0 | 2 | 0 | 2 | 0 | 0.0033613
-960 | 960 | 0 | 0.77733 | 0 | -168 | 168 | 0 | 0.22105 | 0 | -977 | 977 | 0 | 0.70848 | 0 | 2 | 0 | 2 | 0 | 0.0033613
-901 | 901 | 0 | 0.72955 | 0 | -174 | 174 | 0 | 0.22895 | 0 | -919 | 919 | 0 | 0.66642 | 0 | -206 | 206 | 0 | 0.3366 | 0
-980 | 980 | 0 | 0.79352 | 0 | -168 | 168 | 0 | 0.22105 | 0 | -1141 | 1141 | 0 | 0.82741 | 0 | -223 | 223 | 0 | 0.36438 | 0
-988 | 988 | 0 | 0.8 | 0 | -214 | 214 | 0 | 0.28158 | 0 | -1194 | 1194 | 0 | 0.86584 | 0 | -10 | 10 | 0 | 0.01634 | 0
-988 | 988 | 0 | 0.8 | 0 | -202 | 202 | 0 | 0.26579 | 0 | -1194 | 1194 | 0 | 0.86584 | 0 | 2 | 0 | 2 | 0 | 0.0033613
-989 | 989 | 0 | 0.80081 | 0 | -91 | 91 | 0 | 0.11974 | 0 | -741 | 741 | 0 | 0.53735 | 0 | 2 | 0 | 2 | 0 | 0.0033613
-987 | 987 | 0 | 0.79919 | 0 | 105 | 0 | 105 | 0 | 0.14247 | -37 | 37 | 0 | 0.026831 | 0 | 2 | 0 | 2 | 0 | 0.0033613
-975 | 975 | 0 | 0.78947 | 0 | 97 | 0 | 97 | 0 | 0.13161 | -84 | 84 | 0 | 0.060914 | 0 | 2 | 0 | 2 | 0 | 0.0033613
-950 | 950 | 0 | 0.76923 | 0 | 52 | 0 | 52 | 0 | 0.070556 | -631 | 631 | 0 | 0.45758 | 0 | 2 | 0 | 2 | 0 | 0.0033613
-983 | 983 | 0 | 0.79595 | 0 | 0 | 0 | 0 | 0 | 0 | -831 | 831 | 0 | 0.60261 | 0 | -471 | 471 | 0 | 0.76961 | 0
-989 | 989 | 0 | 0.80081 | 0 | -47 | 47 | 0 | 0.061842 | 0 | -855 | 855 | 0 | 0.62001 | 0 | -595 | 595 | 0 | 0.97222 | 0
-989 | 989 | 0 | 0.80081 | 0 | 89 | 0 | 89 | 0 | 0.12076 | -791 | 791 | 0 | 0.5736 | 0 | -610 | 610 | 0 | 0.99673 | 0
-985 | 985 | 0 | 0.79757 | 0 | 168 | 0 | 168 | 0 | 0.22795 | -722 | 722 | 0 | 0.52357 | 0 | -610 | 610 | 0 | 0.99673 | 0
-988 | 988 | 0 | 0.8 | 0 | 362 | 0 | 362 | 0 | 0.49118 | -605 | 605 | 0 | 0.43872 | 0 | -95 | 95 | 0 | 0.15523 | 0
-983 | 983 | 0 | 0.79595 | 0 | 5 | 0 | 5 | 0 | 0.0067843 | -188 | 188 | 0 | 0.13633 | 0 | -198 | 198 | 0 | 0.32353 | 0
-896 | 896 | 0 | 0.72551 | 0 | 0 | 0 | 0 | 0 | 0 | 215 | 0 | 215 | 0 | 0.1328 | -9 | 9 | 0 | 0.014706 | 0
-310 | 310 | 0 | 0.25101 | 0 | 0 | 0 | 0 | 0 | 0 | 50 | 0 | 50 | 0 | 0.030883 | 2 | 0 | 2 | 0 | 0.0033613
-126 | 126 | 0 | 0.10202 | 0 | 119 | 0 | 119 | 0 | 0.16147 | 166 | 0 | 166 | 0 | 0.10253 | 2 | 0 | 2 | 0 | 0.0033613
-216 | 216 | 0 | 0.1749 | 0 | 396 | 0 | 396 | 0 | 0.53731 | 883 | 0 | 883 | 0 | 0.5454 | 2 | 0 | 2 | 0 | 0.0033613
-482 | 482 | 0 | 0.39028 | 0 | 330 | 0 | 330 | 0 | 0.44776 | 298 | 0 | 298 | 0 | 0.18406 | 2 | 0 | 2 | 0 | 0.0033613
-960 | 960 | 0 | 0.77733 | 0 | 193 | 0 | 193 | 0 | 0.26187 | -456 | 456 | 0 | 0.33067 | 0 | -485 | 485 | 0 | 0.79248 | 0
-920 | 920 | 0 | 0.74494 | 0 | 238 | 0 | 238 | 0 | 0.32293 | -645 | 645 | 0 | 0.46773 | 0 | -172 | 172 | 0 | 0.28105 | 0
-933 | 933 | 0 | 0.75547 | 0 | 248 | 0 | 248 | 0 | 0.3365 | -202 | 202 | 0 | 0.14648 | 0 | -7 | 7 | 0 | 0.011438 | 0
-542 | 542 | 0 | 0.43887 | 0 | 224 | 0 | 224 | 0 | 0.30393 | -590 | 590 | 0 | 0.42785 | 0 | -365 | 365 | 0 | 0.59641 | 0
-691 | 691 | 0 | 0.55951 | 0 | 385 | 0 | 385 | 0 | 0.52239 | -734 | 734 | 0 | 0.53227 | 0 | -577 | 577 | 0 | 0.94281 | 0
-582 | 582 | 0 | 0.47126 | 0 | 330 | 0 | 330 | 0 | 0.44776 | -676 | 676 | 0 | 0.49021 | 0 | -610 | 610 | 0 | 0.99673 | 0
-728 | 728 | 0 | 0.58947 | 0 | 477 | 0 | 477 | 0 | 0.64722 | -665 | 665 | 0 | 0.48223 | 0 | -610 | 610 | 0 | 0.99673 | 0
-928 | 928 | 0 | 0.75142 | 0 | 570 | 0 | 570 | 0 | 0.77341 | -700 | 700 | 0 | 0.50761 | 0 | -610 | 610 | 0 | 0.99673 | 0
-816 | 816 | 0 | 0.66073 | 0 | 448 | 0 | 448 | 0 | 0.60787 | -708 | 708 | 0 | 0.51342 | 0 | -610 | 610 | 0 | 0.99673 | 0
-803 | 803 | 0 | 0.6502 | 0 | 697 | 0 | 697 | 0 | 0.94573 | -674 | 674 | 0 | 0.48876 | 0 | -610 | 610 | 0 | 0.99673 | 0
-624 | 624 | 0 | 0.50526 | 0 | 617 | 0 | 617 | 0 | 0.83718 | -734 | 734 | 0 | 0.53227 | 0 | -354 | 354 | 0 | 0.57843 | 0
-562 | 562 | 0 | 0.45506 | 0 | 498 | 0 | 498 | 0 | 0.67571 | -729 | 729 | 0 | 0.52864 | 0 | -477 | 477 | 0 | 0.77941 | 0
-619 | 619 | 0 | 0.50121 | 0 | 704 | 0 | 704 | 0 | 0.95522 | -576 | 576 | 0 | 0.41769 | 0 | -607 | 607 | 0 | 0.99183 | 0
-553 | 553 | 0 | 0.44777 | 0 | 714 | 0 | 714 | 0 | 0.96879 | -480 | 480 | 0 | 0.34808 | 0 | -610 | 610 | 0 | 0.99673 | 0
-516 | 516 | 0 | 0.41781 | 0 | 707 | 0 | 707 | 0 | 0.95929 | -338 | 338 | 0 | 0.24511 | 0 | -610 | 610 | 0 | 0.99673 | 0
-450 | 450 | 0 | 0.36437 | 0 | 596 | 0 | 596 | 0 | 0.80868 | -219 | 219 | 0 | 0.15881 | 0 | -611 | 611 | 0 | 0.99837 | 0
-252 | 252 | 0 | 0.20405 | 0 | 595 | 0 | 595 | 0 | 0.80733 | -57 | 57 | 0 | 0.041334 | 0 | -611 | 611 | 0 | 0.99837 | 0
195 | 0 | 195 | 0 | 0.12165 | 526 | 0 | 526 | 0 | 0.7137 | 107 | 0 | 107 | 0 | 0.06609 | -95 | 95 | 0 | 0.15523 | 0
654 | 0 | 654 | 0 | 0.40799 | 478 | 0 | 478 | 0 | 0.64858 | 471 | 0 | 471 | 0 | 0.29092 | 1 | 0 | 1 | 0 | 0.0016807
954 | 0 | 954 | 0 | 0.59513 | 478 | 0 | 478 | 0 | 0.64858 | 1063 | 0 | 1063 | 0 | 0.65658 | 1 | 0 | 1 | 0 | 0.0016807
960 | 0 | 960 | 0 | 0.59888 | 467 | 0 | 467 | 0 | 0.63365 | 1089 | 0 | 1089 | 0 | 0.67264 | 385 | 0 | 385 | 0 | 0.64706
960 | 0 | 960 | 0 | 0.59888 | 493 | 0 | 493 | 0 | 0.66893 | 1399 | 0 | 1399 | 0 | 0.86411 | 462 | 0 | 462 | 0 | 0.77647
955 | 0 | 955 | 0 | 0.59576 | 486 | 0 | 486 | 0 | 0.65943 | 1146 | 0 | 1146 | 0 | 0.70784 | 462 | 0 | 462 | 0 | 0.77647
717 | 0 | 717 | 0 | 0.44729 | 500 | 0 | 500 | 0 | 0.67843 | 772 | 0 | 772 | 0 | 0.47684 | 193 | 0 | 193 | 0 | 0.32437
169 | 0 | 169 | 0 | 0.10543 | 626 | 0 | 626 | 0 | 0.84939 | -212 | 212 | 0 | 0.15373 | 0 | -301 | 301 | 0 | 0.49183 | 0
-269 | 269 | 0 | 0.21781 | 0 | 707 | 0 | 707 | 0 | 0.95929 | -376 | 376 | 0 | 0.27266 | 0 | -587 | 587 | 0 | 0.95915 | 0
-346 | 346 | 0 | 0.28016 | 0 | 712 | 0 | 712 | 0 | 0.96608 | -321 | 321 | 0 | 0.23278 | 0 | -610 | 610 | 0 | 0.99673 | 0
-187 | 187 | 0 | 0.15142 | 0 | 712 | 0 | 712 | 0 | 0.96608 | -292 | 292 | 0 | 0.21175 | 0 | -610 | 610 | 0 | 0.99673 | 0
-183 | 183 | 0 | 0.14818 | 0 | 713 | 0 | 713 | 0 | 0.96744 | -356 | 356 | 0 | 0.25816 | 0 | -610 | 610 | 0 | 0.99673 | 0
-97 | 97 | 0 | 0.078543 | 0 | 713 | 0 | 713 | 0 | 0.96744 | -415 | 415 | 0 | 0.30094 | 0 | -610 | 610 | 0 | 0.99673 | 0
-29 | 29 | 0 | 0.023482 | 0 | 714 | 0 | 714 | 0 | 0.96879 | -365 | 365 | 0 | 0.26468 | 0 | -610 | 610 | 0 | 0.99673 | 0
16 | 0 | 16 | 0 | 0.0099813 | 714 | 0 | 714 | 0 | 0.96879 | -435 | 435 | 0 | 0.31545 | 0 | -610 | 610 | 0 | 0.99673 | 0
57 | 0 | 57 | 0 | 0.035558 | 714 | 0 | 714 | 0 | 0.96879 | -380 | 380 | 0 | 0.27556 | 0 | -610 | 610 | 0 | 0.99673 | 0
90 | 0 | 90 | 0 | 0.056145 | 714 | 0 | 714 | 0 | 0.96879 | -245 | 245 | 0 | 0.17766 | 0 | -610 | 610 | 0 | 0.99673 | 0
69 | 0 | 69 | 0 | 0.043044 | 712 | 0 | 712 | 0 | 0.96608 | -288 | 288 | 0 | 0.20885 | 0 | -610 | 610 | 0 | 0.99673 | 0
-53 | 53 | 0 | 0.042915 | 0 | 709 | 0 | 709 | 0 | 0.96201 | -410 | 410 | 0 | 0.29732 | 0 | -610 | 610 | 0 | 0.99673 | 0
-115 | 115 | 0 | 0.093117 | 0 | 694 | 0 | 694 | 0 | 0.94166 | -274 | 274 | 0 | 0.19869 | 0 | -610 | 610 | 0 | 0.99673 | 0
75 | 0 | 75 | 0 | 0.046787 | 711 | 0 | 711 | 0 | 0.96472 | -143 | 143 | 0 | 0.1037 | 0 | -610 | 610 | 0 | 0.99673 | 0
295 | 0 | 295 | 0 | 0.18403 | 712 | 0 | 712 | 0 | 0.96608 | 42 | 0 | 42 | 0 | 0.025942 | -610 | 610 | 0 | 0.99673 | 0
478 | 0 | 478 | 0 | 0.29819 | 695 | 0 | 695 | 0 | 0.94301 | 290 | 0 | 290 | 0 | 0.17912 | -456 | 456 | 0 | 0.7451 | 0
790 | 0 | 790 | 0 | 0.49283 | 561 | 0 | 561 | 0 | 0.76119 | 516 | 0 | 516 | 0 | 0.31872 | -605 | 605 | 0 | 0.98856 | 0
879 | 0 | 879 | 0 | 0.54835 | 382 | 0 | 382 | 0 | 0.51832 | 987 | 0 | 987 | 0 | 0.60964 | -95 | 95 | 0 | 0.15523 | 0
740 | 0 | 740 | 0 | 0.46163 | 309 | 0 | 309 | 0 | 0.41927 | 920 | 0 | 920 | 0 | 0.56825 | 2 | 0 | 2 | 0 | 0.0033613
953 | 0 | 953 | 0 | 0.59451 | 259 | 0 | 259 | 0 | 0.35142 | 684 | 0 | 684 | 0 | 0.42248 | 58 | 0 | 58 | 0 | 0.097479
960 | 0 | 960 | 0 | 0.59888 | 259 | 0 | 259 | 0 | 0.35142 | 972 | 0 | 972 | 0 | 0.60037 | 179 | 0 | 179 | 0 | 0.30084
960 | 0 | 960 | 0 | 0.59888 | 549 | 0 | 549 | 0 | 0.74491 | 692 | 0 | 692 | 0 | 0.42742 | 129 | 0 | 129 | 0 | 0.21681
930 | 0 | 930 | 0 | 0.58016 | 384 | 0 | 384 | 0 | 0.52103 | 654 | 0 | 654 | 0 | 0.40395 | 239 | 0 | 239 | 0 | 0.40168
492 | 0 | 492 | 0 | 0.30692 | 574 | 0 | 574 | 0 | 0.77883 | 415 | 0 | 415 | 0 | 0.25633 | 16 | 0 | 16 | 0 | 0.026891
-95 | 95 | 0 | 0.076923 | 0 | 440 | 0 | 440 | 0 | 0.59701 | -596 | 596 | 0 | 0.4322 | 0 | -467 | 467 | 0 | 0.76307 | 0
-437 | 437 | 0 | 0.35385 | 0 | 337 | 0 | 337 | 0 | 0.45726 | -813 | 813 | 0 | 0.58956 | 0 | -600 | 600 | 0 | 0.98039 | 0
-649 | 649 | 0 | 0.52551 | 0 | 238 | 0 | 238 | 0 | 0.32293 | -595 | 595 | 0 | 0.43147 | 0 | -610 | 610 | 0 | 0.99673 | 0
-641 | 641 | 0 | 0.51903 | 0 | 274 | 0 | 274 | 0 | 0.37178 | -614 | 614 | 0 | 0.44525 | 0 | -610 | 610 | 0 | 0.99673 | 0
-585 | 585 | 0 | 0.47368 | 0 | 235 | 0 | 235 | 0 | 0.31886 | -663 | 663 | 0 | 0.48078 | 0 | -610 | 610 | 0 | 0.99673 | 0
-698 | 698 | 0 | 0.56518 | 0 | 214 | 0 | 214 | 0 | 0.29037 | -696 | 696 | 0 | 0.50471 | 0 | -610 | 610 | 0 | 0.99673 | 0
-738 | 738 | 0 | 0.59757 | 0 | 327 | 0 | 327 | 0 | 0.44369 | -652 | 652 | 0 | 0.47281 | 0 | -610 | 610 | 0 | 0.99673 | 0
-688 | 688 | 0 | 0.55709 | 0 | 396 | 0 | 396 | 0 | 0.53731 | -698 | 698 | 0 | 0.50616 | 0 | -610 | 610 | 0 | 0.99673 | 0
-605 | 605 | 0 | 0.48988 | 0 | 395 | 0 | 395 | 0 | 0.53596 | -551 | 551 | 0 | 0.39956 | 0 | -610 | 610 | 0 | 0.99673 | 0
-539 | 539 | 0 | 0.43644 | 0 | 444 | 0 | 444 | 0 | 0.60244 | -597 | 597 | 0 | 0.43292 | 0 | -610 | 610 | 0 | 0.99673 | 0
-685 | 685 | 0 | 0.55466 | 0 | 390 | 0 | 390 | 0 | 0.52917 | -596 | 596 | 0 | 0.4322 | 0 | -610 | 610 | 0 | 0.99673 | 0
-791 | 791 | 0 | 0.64049 | 0 | 322 | 0 | 322 | 0 | 0.43691 | -682 | 682 | 0 | 0.49456 | 0 | -610 | 610 | 0 | 0.99673 | 0
-709 | 709 | 0 | 0.57409 | 0 | 370 | 0 | 370 | 0 | 0.50204 | -621 | 621 | 0 | 0.45033 | 0 | -610 | 610 | 0 | 0.99673 | 0
-477 | 477 | 0 | 0.38623 | 0 | 404 | 0 | 404 | 0 | 0.54817 | -472 | 472 | 0 | 0.34228 | 0 | -610 | 610 | 0 | 0.99673 | 0
-460 | 460 | 0 | 0.37247 | 0 | 410 | 0 | 410 | 0 | 0.55631 | -238 | 238 | 0 | 0.17259 | 0 | -610 | 610 | 0 | 0.99673 | 0
-243 | 243 | 0 | 0.19676 | 0 | 481 | 0 | 481 | 0 | 0.65265 | -97 | 97 | 0 | 0.070341 | 0 | -610 | 610 | 0 | 0.99673 | 0
-100 | 100 | 0 | 0.080972 | 0 | 494 | 0 | 494 | 0 | 0.67028 | -71 | 71 | 0 | 0.051487 | 0 | -611 | 611 | 0 | 0.99837 | 0
11 | 0 | 11 | 0 | 0.0068621 | 652 | 0 | 652 | 0 | 0.88467 | 101 | 0 | 101 | 0 | 0.062384 | -96 | 96 | 0 | 0.15686 | 0
322 | 0 | 322 | 0 | 0.20087 | 568 | 0 | 568 | 0 | 0.77069 | 177 | 0 | 177 | 0 | 0.10933 | 1 | 0 | 1 | 0 | 0.0016807
816 | 0 | 816 | 0 | 0.50905 | 714 | 0 | 714 | 0 | 0.96879 | 312 | 0 | 312 | 0 | 0.19271 | 1 | 0 | 1 | 0 | 0.0016807
956 | 0 | 956 | 0 | 0.59638 | 713 | 0 | 713 | 0 | 0.96744 | 880 | 0 | 880 | 0 | 0.54355 | 1 | 0 | 1 | 0 | 0.0016807
960 | 0 | 960 | 0 | 0.59888 | 712 | 0 | 712 | 0 | 0.96608 | 890 | 0 | 890 | 0 | 0.54972 | 304 | 0 | 304 | 0 | 0.51092
960 | 0 | 960 | 0 | 0.59888 | 712 | 0 | 712 | 0 | 0.96608 | 967 | 0 | 967 | 0 | 0.59728 | -19 | 19 | 0 | 0.031046 | 0
960 | 0 | 960 | 0 | 0.59888 | 711 | 0 | 711 | 0 | 0.96472 | 1020 | 0 | 1020 | 0 | 0.63002 | 313 | 0 | 313 | 0 | 0.52605
953 | 0 | 953 | 0 | 0.59451 | 711 | 0 | 711 | 0 | 0.96472 | 904 | 0 | 904 | 0 | 0.55837 | 360 | 0 | 360 | 0 | 0.60504
745 | 0 | 745 | 0 | 0.46475 | 694 | 0 | 694 | 0 | 0.94166 | 537 | 0 | 537 | 0 | 0.33169 | -29 | 29 | 0 | 0.047386 | 0
163 | 0 | 163 | 0 | 0.10168 | 687 | 0 | 687 | 0 | 0.93216 | -109 | 109 | 0 | 0.079043 | 0 | -506 | 506 | 0 | 0.8268 | 0
16 | 0 | 16 | 0 | 0.0099813 | 710 | 0 | 710 | 0 | 0.96336 | -137 | 137 | 0 | 0.099347 | 0 | -611 | 611 | 0 | 0.99837 | 0
93 | 0 | 93 | 0 | 0.058016 | 713 | 0 | 713 | 0 | 0.96744 | -205 | 205 | 0 | 0.14866 | 0 | -611 | 611 | 0 | 0.99837 | 0
105 | 0 | 105 | 0 | 0.065502 | 713 | 0 | 713 | 0 | 0.96744 | -209 | 209 | 0 | 0.15156 | 0 | -489 | 489 | 0 | 0.79902 | 0
106 | 0 | 106 | 0 | 0.066126 | 713 | 0 | 713 | 0 | 0.96744 | -217 | 217 | 0 | 0.15736 | 0 | -112 | 112 | 0 | 0.18301 | 0
281 | 0 | 281 | 0 | 0.1753 | 713 | 0 | 713 | 0 | 0.96744 | 112 | 0 | 112 | 0 | 0.069179 | 2 | 0 | 2 | 0 | 0.0033613
799 | 0 | 799 | 0 | 0.49844 | 674 | 0 | 674 | 0 | 0.91452 | -133 | 133 | 0 | 0.096447 | 0 | 2 | 0 | 2 | 0 | 0.0033613
600 | 0 | 600 | 0 | 0.3743 | 526 | 0 | 526 | 0 | 0.7137 | -150 | 150 | 0 | 0.10877 | 0 | 2 | 0 | 2 | 0 | 0.0033613
367 | 0 | 367 | 0 | 0.22895 | 705 | 0 | 705 | 0 | 0.95658 | -199 | 199 | 0 | 0.14431 | 0 | -486 | 486 | 0 | 0.79412 | 0
369 | 0 | 369 | 0 | 0.23019 | 714 | 0 | 714 | 0 | 0.96879 | -428 | 428 | 0 | 0.31037 | 0 | -604 | 604 | 0 | 0.98693 | 0
502 | 0 | 502 | 0 | 0.31316 | 714 | 0 | 714 | 0 | 0.96879 | -172 | 172 | 0 | 0.12473 | 0 | -611 | 611 | 0 | 0.99837 | 0
776 | 0 | 776 | 0 | 0.48409 | 714 | 0 | 714 | 0 | 0.96879 | 6 | 0 | 6 | 0 | 0.003706 | -611 | 611 | 0 | 0.99837 | 0
946 | 0 | 946 | 0 | 0.59014 | 714 | 0 | 714 | 0 | 0.96879 | 188 | 0 | 188 | 0 | 0.11612 | -95 | 95 | 0 | 0.15523 | 0
960 | 0 | 960 | 0 | 0.59888 | 708 | 0 | 708 | 0 | 0.96065 | 650 | 0 | 650 | 0 | 0.40148 | 253 | 0 | 253 | 0 | 0.42521
960 | 0 | 960 | 0 | 0.59888 | 605 | 0 | 605 | 0 | 0.8209 | 915 | 0 | 915 | 0 | 0.56516 | 19 | 0 | 19 | 0 | 0.031933
960 | 0 | 960 | 0 | 0.59888 | 593 | 0 | 593 | 0 | 0.80461 | 1230 | 0 | 1230 | 0 | 0.75973 | 232 | 0 | 232 | 0 | 0.38992
960 | 0 | 960 | 0 | 0.59888 | 667 | 0 | 667 | 0 | 0.90502 | 1138 | 0 | 1138 | 0 | 0.7029 | 198 | 0 | 198 | 0 | 0.33277
960 | 0 | 960 | 0 | 0.59888 | 409 | 0 | 409 | 0 | 0.55495 | 966 | 0 | 966 | 0 | 0.59666 | 174 | 0 | 174 | 0 | 0.29244
960 | 0 | 960 | 0 | 0.59888 | 405 | 0 | 405 | 0 | 0.54953 | 930 | 0 | 930 | 0 | 0.57443 | 101 | 0 | 101 | 0 | 0.16975
960 | 0 | 960 | 0 | 0.59888 | 397 | 0 | 397 | 0 | 0.53867 | 998 | 0 | 998 | 0 | 0.61643 | 66 | 0 | 66 | 0 | 0.11092
960 | 0 | 960 | 0 | 0.59888 | 481 | 0 | 481 | 0 | 0.65265 | 1057 | 0 | 1057 | 0 | 0.65287 | 65 | 0 | 65 | 0 | 0.10924
960 | 0 | 960 | 0 | 0.59888 | 489 | 0 | 489 | 0 | 0.6635 | 1069 | 0 | 1069 | 0 | 0.66028 | 65 | 0 | 65 | 0 | 0.10924
960 | 0 | 960 | 0 | 0.59888 | 517 | 0 | 517 | 0 | 0.70149 | 1168 | 0 | 1168 | 0 | 0.72143 | 65 | 0 | 65 | 0 | 0.10924
960 | 0 | 960 | 0 | 0.59888 | 697 | 0 | 697 | 0 | 0.94573 | 1619 | 0 | 1619 | 0 | 1 | 65 | 0 | 65 | 0 | 0.10924
960 | 0 | 960 | 0 | 0.59888 | 715 | 0 | 715 | 0 | 0.97015 | 1582 | 0 | 1582 | 0 | 0.97715 | 65 | 0 | 65 | 0 | 0.10924
961 | 0 | 961 | 0 | 0.5995 | 715 | 0 | 715 | 0 | 0.97015 | 1498 | 0 | 1498 | 0 | 0.92526 | 65 | 0 | 65 | 0 | 0.10924
961 | 0 | 961 | 0 | 0.5995 | 715 | 0 | 715 | 0 | 0.97015 | 1422 | 0 | 1422 | 0 | 0.87832 | 65 | 0 | 65 | 0 | 0.10924
961 | 0 | 961 | 0 | 0.5995 | 715 | 0 | 715 | 0 | 0.97015 | 1378 | 0 | 1378 | 0 | 0.85114 | 65 | 0 | 65 | 0 | 0.10924
961 | 0 | 961 | 0 | 0.5995 | 715 | 0 | 715 | 0 | 0.97015 | 1367 | 0 | 1367 | 0 | 0.84435 | 65 | 0 | 65 | 0 | 0.10924
960 | 0 | 960 | 0 | 0.59888 | 715 | 0 | 715 | 0 | 0.97015 | 1163 | 0 | 1163 | 0 | 0.71834 | 65 | 0 | 65 | 0 | 0.10924
961 | 0 | 961 | 0 | 0.5995 | 715 | 0 | 715 | 0 | 0.97015 | 1369 | 0 | 1369 | 0 | 0.84558 | 65 | 0 | 65 | 0 | 0.10924
960 | 0 | 960 | 0 | 0.59888 | 715 | 0 | 715 | 0 | 0.97015 | 1213 | 0 | 1213 | 0 | 0.74923 | 65 | 0 | 65 | 0 | 0.10924
949 | 0 | 949 | 0 | 0.59201 | 715 | 0 | 715 | 0 | 0.97015 | 542 | 0 | 542 | 0 | 0.33477 | 2 | 0 | 2 | 0 | 0.0033613
766 | 0 | 766 | 0 | 0.47785 | 708 | 0 | 708 | 0 | 0.96065 | -151 | 151 | 0 | 0.1095 | 0 | -474 | 474 | 0 | 0.77451 | 0
921 | 0 | 921 | 0 | 0.57455 | 660 | 0 | 660 | 0 | 0.89552 | -113 | 113 | 0 | 0.081943 | 0 | -597 | 597 | 0 | 0.97549 | 0
957 | 0 | 957 | 0 | 0.59701 | 714 | 0 | 714 | 0 | 0.96879 | 35 | 0 | 35 | 0 | 0.021618 | -610 | 610 | 0 | 0.99673 | 0
959 | 0 | 959 | 0 | 0.59825 | 642 | 0 | 642 | 0 | 0.8711 | 96 | 0 | 96 | 0 | 0.059296 | -611 | 611 | 0 | 0.99837 | 0
960 | 0 | 960 | 0 | 0.59888 | 570 | 0 | 570 | 0 | 0.77341 | 280 | 0 | 280 | 0 | 0.17295 | -611 | 611 | 0 | 0.99837 | 0
960 | 0 | 960 | 0 | 0.59888 | 423 | 0 | 423 | 0 | 0.57395 | 387 | 0 | 387 | 0 | 0.23904 | -611 | 611 | 0 | 0.99837 | 0
960 | 0 | 960 | 0 | 0.59888 | 456 | 0 | 456 | 0 | 0.61872 | 518 | 0 | 518 | 0 | 0.31995 | -95 | 95 | 0 | 0.15523 | 0
960 | 0 | 960 | 0 | 0.59888 | 635 | 0 | 635 | 0 | 0.8616 | 1077 | 0 | 1077 | 0 | 0.66523 | 190 | 0 | 190 | 0 | 0.31933
961 | 0 | 961 | 0 | 0.5995 | 559 | 0 | 559 | 0 | 0.75848 | 1407 | 0 | 1407 | 0 | 0.86905 | 223 | 0 | 223 | 0 | 0.37479
961 | 0 | 961 | 0 | 0.5995 | 702 | 0 | 702 | 0 | 0.95251 | 1352 | 0 | 1352 | 0 | 0.83508 | 223 | 0 | 223 | 0 | 0.37479
961 | 0 | 961 | 0 | 0.5995 | 592 | 0 | 592 | 0 | 0.80326 | 1465 | 0 | 1465 | 0 | 0.90488 | 223 | 0 | 223 | 0 | 0.37479
960 | 0 | 960 | 0 | 0.59888 | 559 | 0 | 559 | 0 | 0.75848 | 1432 | 0 | 1432 | 0 | 0.8845 | 247 | 0 | 247 | 0 | 0.41513
932 | 0 | 932 | 0 | 0.58141 | 685 | 0 | 685 | 0 | 0.92944 | 957 | 0 | 957 | 0 | 0.59111 | -22 | 22 | 0 | 0.035948 | 0
400 | 0 | 400 | 0 | 0.24953 | 658 | 0 | 658 | 0 | 0.89281 | 8 | 0 | 8 | 0 | 0.0049413 | -452 | 452 | 0 | 0.73856 | 0
21 | 0 | 21 | 0 | 0.0131 | 581 | 0 | 581 | 0 | 0.78833 | -218 | 218 | 0 | 0.15809 | 0 | -445 | 445 | 0 | 0.72712 | 0
-1 | 1 | 0 | 0.00080972 | 0 | 296 | 0 | 296 | 0 | 0.40163 | -149 | 149 | 0 | 0.10805 | 0 | -445 | 445 | 0 | 0.72712 | 0
-1 | 1 | 0 | 0.00080972 | 0 | 261 | 0 | 261 | 0 | 0.35414 | -139 | 139 | 0 | 0.1008 | 0 | -605 | 605 | 0 | 0.98856 | 0
-1 | 1 | 0 | 0.00080972 | 0 | 185 | 0 | 185 | 0 | 0.25102 | -193 | 193 | 0 | 0.13996 | 0 | -610 | 610 | 0 | 0.99673 | 0
-1 | 1 | 0 | 0.00080972 | 0 | 302 | 0 | 302 | 0 | 0.40977 | -189 | 189 | 0 | 0.13706 | 0 | -611 | 611 | 0 | 0.99837 | 0
-1 | 1 | 0 | 0.00080972 | 0 | 288 | 0 | 288 | 0 | 0.39077 | -192 | 192 | 0 | 0.13923 | 0 | -611 | 611 | 0 | 0.99837 | 0
-1 | 1 | 0 | 0.00080972 | 0 | 173 | 0 | 173 | 0 | 0.23474 | -182 | 182 | 0 | 0.13198 | 0 | -610 | 610 | 0 | 0.99673 | 0
-2 | 2 | 0 | 0.0016194 | 0 | 144 | 0 | 144 | 0 | 0.19539 | -194 | 194 | 0 | 0.14068 | 0 | -610 | 610 | 0 | 0.99673 | 0
-45 | 45 | 0 | 0.036437 | 0 | 142 | 0 | 142 | 0 | 0.19267 | -157 | 157 | 0 | 0.11385 | 0 | -610 | 610 | 0 | 0.99673 | 0
-192 | 192 | 0 | 0.15547 | 0 | 218 | 0 | 218 | 0 | 0.29579 | -249 | 249 | 0 | 0.18057 | 0 | -610 | 610 | 0 | 0.99673 | 0
-307 | 307 | 0 | 0.24858 | 0 | 195 | 0 | 195 | 0 | 0.26459 | -500 | 500 | 0 | 0.36258 | 0 | -610 | 610 | 0 | 0.99673 | 0
-253 | 253 | 0 | 0.20486 | 0 | 250 | 0 | 250 | 0 | 0.33921 | -335 | 335 | 0 | 0.24293 | 0 | -610 | 610 | 0 | 0.99673 | 0
-259 | 259 | 0 | 0.20972 | 0 | 221 | 0 | 221 | 0 | 0.29986 | -209 | 209 | 0 | 0.15156 | 0 | -610 | 610 | 0 | 0.99673 | 0
-378 | 378 | 0 | 0.30607 | 0 | 223 | 0 | 223 | 0 | 0.30258 | -109 | 109 | 0 | 0.079043 | 0 | -610 | 610 | 0 | 0.99673 | 0
-234 | 234 | 0 | 0.18947 | 0 | 273 | 0 | 273 | 0 | 0.37042 | -19 | 19 | 0 | 0.013778 | 0 | -611 | 611 | 0 | 0.99837 | 0
-16 | 16 | 0 | 0.012955 | 0 | 235 | 0 | 235 | 0 | 0.31886 | 80 | 0 | 80 | 0 | 0.049413 | -611 | 611 | 0 | 0.99837 | 0
-1 | 1 | 0 | 0.00080972 | 0 | 196 | 0 | 196 | 0 | 0.26594 | 209 | 0 | 209 | 0 | 0.12909 | -96 | 96 | 0 | 0.15686 | 0
-1 | 1 | 0 | 0.00080972 | 0 | 195 | 0 | 195 | 0 | 0.26459 | 247 | 0 | 247 | 0 | 0.15256 | -243 | 243 | 0 | 0.39706 | 0
-1 | 1 | 0 | 0.00080972 | 0 | 143 | 0 | 143 | 0 | 0.19403 | 303 | 0 | 303 | 0 | 0.18715 | -163 | 163 | 0 | 0.26634 | 0
14 | 0 | 14 | 0 | 0.0087336 | 364 | 0 | 364 | 0 | 0.49389 | 684 | 0 | 684 | 0 | 0.42248 | -60 | 60 | 0 | 0.098039 | 0
256 | 0 | 256 | 0 | 0.1597 | 565 | 0 | 565 | 0 | 0.76662 | 894 | 0 | 894 | 0 | 0.55219 | 2 | 0 | 2 | 0 | 0.0033613
333 | 0 | 333 | 0 | 0.20774 | 530 | 0 | 530 | 0 | 0.71913 | 509 | 0 | 509 | 0 | 0.31439 | 1 | 0 | 1 | 0 | 0.0016807
-36 | 36 | 0 | 0.02915 | 0 | 268 | 0 | 268 | 0 | 0.36364 | -426 | 426 | 0 | 0.30892 | 0 | -487 | 487 | 0 | 0.79575 | 0
-486 | 486 | 0 | 0.39352 | 0 | 111 | 0 | 111 | 0 | 0.15061 | -653 | 653 | 0 | 0.47353 | 0 | -602 | 602 | 0 | 0.98366 | 0
-502 | 502 | 0 | 0.40648 | 0 | -348 | 348 | 0 | 0.45789 | 0 | -475 | 475 | 0 | 0.34445 | 0 | -610 | 610 | 0 | 0.99673 | 0
-370 | 370 | 0 | 0.2996 | 0 | -506 | 506 | 0 | 0.66579 | 0 | -358 | 358 | 0 | 0.25961 | 0 | -413 | 413 | 0 | 0.67484 | 0
-393 | 393 | 0 | 0.31822 | 0 | -632 | 632 | 0 | 0.83158 | 0 | -325 | 325 | 0 | 0.23568 | 0 | -600 | 600 | 0 | 0.98039 | 0
-479 | 479 | 0 | 0.38785 | 0 | -613 | 613 | 0 | 0.80658 | 0 | -378 | 378 | 0 | 0.27411 | 0 | -610 | 610 | 0 | 0.99673 | 0
-463 | 463 | 0 | 0.3749 | 0 | -492 | 492 | 0 | 0.64737 | 0 | -460 | 460 | 0 | 0.33358 | 0 | -610 | 610 | 0 | 0.99673 | 0
-550 | 550 | 0 | 0.44534 | 0 | -365 | 365 | 0 | 0.48026 | 0 | -548 | 548 | 0 | 0.39739 | 0 | -610 | 610 | 0 | 0.99673 | 0
-570 | 570 | 0 | 0.46154 | 0 | -464 | 464 | 0 | 0.61053 | 0 | -505 | 505 | 0 | 0.36621 | 0 | -610 | 610 | 0 | 0.99673 | 0
-724 | 724 | 0 | 0.58623 | 0 | -363 | 363 | 0 | 0.47763 | 0 | -513 | 513 | 0 | 0.37201 | 0 | -610 | 610 | 0 | 0.99673 | 0
-785 | 785 | 0 | 0.63563 | 0 | -226 | 226 | 0 | 0.29737 | 0 | -449 | 449 | 0 | 0.3256 | 0 | -537 | 537 | 0 | 0.87745 | 0
-777 | 777 | 0 | 0.62915 | 0 | -277 | 277 | 0 | 0.36447 | 0 | -505 | 505 | 0 | 0.36621 | 0 | -194 | 194 | 0 | 0.31699 | 0
-924 | 924 | 0 | 0.74818 | 0 | -279 | 279 | 0 | 0.36711 | 0 | -603 | 603 | 0 | 0.43727 | 0 | -3 | 3 | 0 | 0.004902 | 0
-821 | 821 | 0 | 0.66478 | 0 | -83 | 83 | 0 | 0.10921 | 0 | -527 | 527 | 0 | 0.38216 | 0 | -497 | 497 | 0 | 0.81209 | 0
-717 | 717 | 0 | 0.58057 | 0 | 168 | 0 | 168 | 0 | 0.22795 | -398 | 398 | 0 | 0.28861 | 0 | -610 | 610 | 0 | 0.99673 | 0
-592 | 592 | 0 | 0.47935 | 0 | -35 | 35 | 0 | 0.046053 | 0 | -392 | 392 | 0 | 0.28426 | 0 | -610 | 610 | 0 | 0.99673 | 0
-644 | 644 | 0 | 0.52146 | 0 | 0 | 0 | 0 | 0 | 0 | -279 | 279 | 0 | 0.20232 | 0 | -611 | 611 | 0 | 0.99837 | 0
-404 | 404 | 0 | 0.32713 | 0 | 6 | 0 | 6 | 0 | 0.0081411 | -119 | 119 | 0 | 0.086294 | 0 | -611 | 611 | 0 | 0.99837 | 0
-34 | 34 | 0 | 0.02753 | 0 | 36 | 0 | 36 | 0 | 0.048847 | -47 | 47 | 0 | 0.034083 | 0 | -95 | 95 | 0 | 0.15523 | 0
-1 | 1 | 0 | 0.00080972 | 0 | 102 | 0 | 102 | 0 | 0.1384 | 78 | 0 | 78 | 0 | 0.048178 | -506 | 506 | 0 | 0.8268 | 0
-1 | 1 | 0 | 0.00080972 | 0 | 110 | 0 | 110 | 0 | 0.14925 | 158 | 0 | 158 | 0 | 0.097591 | -96 | 96 | 0 | 0.15686 | 0
-1 | 1 | 0 | 0.00080972 | 0 | 273 | 0 | 273 | 0 | 0.37042 | 390 | 0 | 390 | 0 | 0.24089 | 1 | 0 | 1 | 0 | 0.0016807
-1 | 1 | 0 | 0.00080972 | 0 | 420 | 0 | 420 | 0 | 0.56988 | 590 | 0 | 590 | 0 | 0.36442 | 1 | 0 | 1 | 0 | 0.0016807
-13 | 13 | 0 | 0.010526 | 0 | 577 | 0 | 577 | 0 | 0.7829 | 632 | 0 | 632 | 0 | 0.39036 | 1 | 0 | 1 | 0 | 0.0016807
-418 | 418 | 0 | 0.33846 | 0 | 541 | 0 | 541 | 0 | 0.73406 | 276 | 0 | 276 | 0 | 0.17048 | -486 | 486 | 0 | 0.79412 | 0
-414 | 414 | 0 | 0.33522 | 0 | 435 | 0 | 435 | 0 | 0.59023 | -9 | 9 | 0 | 0.0065265 | 0 | -604 | 604 | 0 | 0.98693 | 0
-747 | 747 | 0 | 0.60486 | 0 | 697 | 0 | 697 | 0 | 0.94573 | -64 | 64 | 0 | 0.04641 | 0 | -610 | 610 | 0 | 0.99673 | 0
-536 | 536 | 0 | 0.43401 | 0 | 647 | 0 | 647 | 0 | 0.87788 | -127 | 127 | 0 | 0.092096 | 0 | -517 | 517 | 0 | 0.84477 | 0
-609 | 609 | 0 | 0.49312 | 0 | 694 | 0 | 694 | 0 | 0.94166 | -161 | 161 | 0 | 0.11675 | 0 | -609 | 609 | 0 | 0.9951 | 0
-687 | 687 | 0 | 0.55628 | 0 | 712 | 0 | 712 | 0 | 0.96608 | -204 | 204 | 0 | 0.14793 | 0 | -610 | 610 | 0 | 0.99673 | 0
-716 | 716 | 0 | 0.57976 | 0 | 639 | 0 | 639 | 0 | 0.86703 | -260 | 260 | 0 | 0.18854 | 0 | -610 | 610 | 0 | 0.99673 | 0
-710 | 710 | 0 | 0.5749 | 0 | 631 | 0 | 631 | 0 | 0.85617 | -262 | 262 | 0 | 0.18999 | 0 | -610 | 610 | 0 | 0.99673 | 0
-762 | 762 | 0 | 0.617 | 0 | 649 | 0 | 649 | 0 | 0.8806 | -282 | 282 | 0 | 0.2045 | 0 | -610 | 610 | 0 | 0.99673 | 0
-818 | 818 | 0 | 0.66235 | 0 | 714 | 0 | 714 | 0 | 0.96879 | -238 | 238 | 0 | 0.17259 | 0 | -610 | 610 | 0 | 0.99673 | 0
-674 | 674 | 0 | 0.54575 | 0 | 714 | 0 | 714 | 0 | 0.96879 | -185 | 185 | 0 | 0.13416 | 0 | -610 | 610 | 0 | 0.99673 | 0
-539 | 539 | 0 | 0.43644 | 0 | 714 | 0 | 714 | 0 | 0.96879 | -261 | 261 | 0 | 0.18927 | 0 | -467 | 467 | 0 | 0.76307 | 0
-521 | 521 | 0 | 0.42186 | 0 | 715 | 0 | 715 | 0 | 0.97015 | -551 | 551 | 0 | 0.39956 | 0 | -345 | 345 | 0 | 0.56373 | 0
-383 | 383 | 0 | 0.31012 | 0 | 714 | 0 | 714 | 0 | 0.96879 | -427 | 427 | 0 | 0.30964 | 0 | -593 | 593 | 0 | 0.96895 | 0
-405 | 405 | 0 | 0.32794 | 0 | 714 | 0 | 714 | 0 | 0.96879 | -332 | 332 | 0 | 0.24075 | 0 | -610 | 610 | 0 | 0.99673 | 0
-305 | 305 | 0 | 0.24696 | 0 | 709 | 0 | 709 | 0 | 0.96201 | -249 | 249 | 0 | 0.18057 | 0 | -610 | 610 | 0 | 0.99673 | 0
-75 | 75 | 0 | 0.060729 | 0 | 633 | 0 | 633 | 0 | 0.85889 | -79 | 79 | 0 | 0.057288 | 0 | -610 | 610 | 0 | 0.99673 | 0
170 | 0 | 170 | 0 | 0.10605 | 598 | 0 | 598 | 0 | 0.8114 | 60 | 0 | 60 | 0 | 0.03706 | -611 | 611 | 0 | 0.99837 | 0
420 | 0 | 420 | 0 | 0.26201 | 622 | 0 | 622 | 0 | 0.84396 | 179 | 0 | 179 | 0 | 0.11056 | -95 | 95 | 0 | 0.15523 | 0
478 | 0 | 478 | 0 | 0.29819 | 425 | 0 | 425 | 0 | 0.57666 | 629 | 0 | 629 | 0 | 0.38851 | 1 | 0 | 1 | 0 | 0.0016807
939 | 0 | 939 | 0 | 0.58578 | 373 | 0 | 373 | 0 | 0.50611 | 969 | 0 | 969 | 0 | 0.59852 | 1 | 0 | 1 | 0 | 0.0016807
960 | 0 | 960 | 0 | 0.59888 | 249 | 0 | 249 | 0 | 0.33786 | 1090 | 0 | 1090 | 0 | 0.67326 | 1 | 0 | 1 | 0 | 0.0016807
960 | 0 | 960 | 0 | 0.59888 | 289 | 0 | 289 | 0 | 0.39213 | 1207 | 0 | 1207 | 0 | 0.74552 | 1 | 0 | 1 | 0 | 0.0016807
934 | 0 | 934 | 0 | 0.58266 | 302 | 0 | 302 | 0 | 0.40977 | 879 | 0 | 879 | 0 | 0.54293 | 1 | 0 | 1 | 0 | 0.0016807
426 | 0 | 426 | 0 | 0.26575 | 349 | 0 | 349 | 0 | 0.47354 | 242 | 0 | 242 | 0 | 0.14947 | 2 | 0 | 2 | 0 | 0.0033613
-106 | 106 | 0 | 0.08583 | 0 | 685 | 0 | 685 | 0 | 0.92944 | -76 | 76 | 0 | 0.055112 | 0 | -487 | 487 | 0 | 0.79575 | 0
-401 | 401 | 0 | 0.3247 | 0 | 713 | 0 | 713 | 0 | 0.96744 | -214 | 214 | 0 | 0.15518 | 0 | -598 | 598 | 0 | 0.97712 | 0
-465 | 465 | 0 | 0.37652 | 0 | 702 | 0 | 702 | 0 | 0.95251 | -211 | 211 | 0 | 0.15301 | 0 | -610 | 610 | 0 | 0.99673 | 0
-485 | 485 | 0 | 0.39271 | 0 | 709 | 0 | 709 | 0 | 0.96201 | -196 | 196 | 0 | 0.14213 | 0 | -610 | 610 | 0 | 0.99673 | 0
-450 | 450 | 0 | 0.36437 | 0 | 616 | 0 | 616 | 0 | 0.83582 | -218 | 218 | 0 | 0.15809 | 0 | -610 | 610 | 0 | 0.99673 | 0
-431 | 431 | 0 | 0.34899 | 0 | 600 | 0 | 600 | 0 | 0.81411 | -211 | 211 | 0 | 0.15301 | 0 | -610 | 610 | 0 | 0.99673 | 0
-380 | 380 | 0 | 0.30769 | 0 | 611 | 0 | 611 | 0 | 0.82904 | -215 | 215 | 0 | 0.15591 | 0 | -610 | 610 | 0 | 0.99673 | 0
-325 | 325 | 0 | 0.26316 | 0 | 714 | 0 | 714 | 0 | 0.96879 | -218 | 218 | 0 | 0.15809 | 0 | -610 | 610 | 0 | 0.99673 | 0
-42 | 42 | 0 | 0.034008 | 0 | 714 | 0 | 714 | 0 | 0.96879 | -232 | 232 | 0 | 0.16824 | 0 | -610 | 610 | 0 | 0.99673 | 0
47 | 0 | 47 | 0 | 0.02932 | 714 | 0 | 714 | 0 | 0.96879 | -213 | 213 | 0 | 0.15446 | 0 | -610 | 610 | 0 | 0.99673 | 0
-54 | 54 | 0 | 0.043725 | 0 | 714 | 0 | 714 | 0 | 0.96879 | -257 | 257 | 0 | 0.18637 | 0 | -610 | 610 | 0 | 0.99673 | 0
-295 | 295 | 0 | 0.23887 | 0 | 714 | 0 | 714 | 0 | 0.96879 | -381 | 381 | 0 | 0.27629 | 0 | -610 | 610 | 0 | 0.99673 | 0
-118 | 118 | 0 | 0.095547 | 0 | 713 | 0 | 713 | 0 | 0.96744 | -330 | 330 | 0 | 0.2393 | 0 | -610 | 610 | 0 | 0.99673 | 0
68 | 0 | 68 | 0 | 0.04242 | 714 | 0 | 714 | 0 | 0.96879 | -244 | 244 | 0 | 0.17694 | 0 | -610 | 610 | 0 | 0.99673 | 0
214 | 0 | 214 | 0 | 0.1335 | 711 | 0 | 711 | 0 | 0.96472 | -64 | 64 | 0 | 0.04641 | 0 | -610 | 610 | 0 | 0.99673 | 0
69 | 0 | 69 | 0 | 0.043044 | 658 | 0 | 658 | 0 | 0.89281 | 43 | 0 | 43 | 0 | 0.02656 | -595 | 595 | 0 | 0.97222 | 0
353 | 0 | 353 | 0 | 0.22021 | 547 | 0 | 547 | 0 | 0.7422 | 199 | 0 | 199 | 0 | 0.12292 | -278 | 278 | 0 | 0.45425 | 0
919 | 0 | 919 | 0 | 0.5733 | 537 | 0 | 537 | 0 | 0.72863 | 540 | 0 | 540 | 0 | 0.33354 | 139 | 0 | 139 | 0 | 0.23361
810 | 0 | 810 | 0 | 0.5053 | 567 | 0 | 567 | 0 | 0.76934 | 774 | 0 | 774 | 0 | 0.47807 | 12 | 0 | 12 | 0 | 0.020168
959 | 0 | 959 | 0 | 0.59825 | 607 | 0 | 607 | 0 | 0.82361 | 1282 | 0 | 1282 | 0 | 0.79185 | 1 | 0 | 1 | 0 | 0.0016807
960 | 0 | 960 | 0 | 0.59888 | 609 | 0 | 609 | 0 | 0.82632 | 1276 | 0 | 1276 | 0 | 0.78814 | 1 | 0 | 1 | 0 | 0.0016807
955 | 0 | 955 | 0 | 0.59576 | 672 | 0 | 672 | 0 | 0.9118 | 1280 | 0 | 1280 | 0 | 0.79061 | 253 | 0 | 253 | 0 | 0.42521
868 | 0 | 868 | 0 | 0.54148 | 712 | 0 | 712 | 0 | 0.96608 | 1282 | 0 | 1282 | 0 | 0.79185 | 20 | 0 | 20 | 0 | 0.033613
317 | 0 | 317 | 0 | 0.19775 | 714 | 0 | 714 | 0 | 0.96879 | 521 | 0 | 521 | 0 | 0.3218 | 2 | 0 | 2 | 0 | 0.0033613
-272 | 272 | 0 | 0.22024 | 0 | 714 | 0 | 714 | 0 | 0.96879 | -114 | 114 | 0 | 0.082669 | 0 | -472 | 472 | 0 | 0.77124 | 0
-529 | 529 | 0 | 0.42834 | 0 | 707 | 0 | 707 | 0 | 0.95929 | -272 | 272 | 0 | 0.19724 | 0 | -598 | 598 | 0 | 0.97712 | 0
-393 | 393 | 0 | 0.31822 | 0 | 614 | 0 | 614 | 0 | 0.83311 | -323 | 323 | 0 | 0.23423 | 0 | -501 | 501 | 0 | 0.81863 | 0
-389 | 389 | 0 | 0.31498 | 0 | 666 | 0 | 666 | 0 | 0.90366 | -336 | 336 | 0 | 0.24365 | 0 | -608 | 608 | 0 | 0.99346 | 0
-472 | 472 | 0 | 0.38219 | 0 | 712 | 0 | 712 | 0 | 0.96608 | -230 | 230 | 0 | 0.16679 | 0 | -610 | 610 | 0 | 0.99673 | 0
-487 | 487 | 0 | 0.39433 | 0 | 714 | 0 | 714 | 0 | 0.96879 | -215 | 215 | 0 | 0.15591 | 0 | -497 | 497 | 0 | 0.81209 | 0
-500 | 500 | 0 | 0.40486 | 0 | 714 | 0 | 714 | 0 | 0.96879 | -176 | 176 | 0 | 0.12763 | 0 | -495 | 495 | 0 | 0.80882 | 0
-492 | 492 | 0 | 0.39838 | 0 | 714 | 0 | 714 | 0 | 0.96879 | -143 | 143 | 0 | 0.1037 | 0 | -495 | 495 | 0 | 0.80882 | 0
-346 | 346 | 0 | 0.28016 | 0 | 714 | 0 | 714 | 0 | 0.96879 | -195 | 195 | 0 | 0.14141 | 0 | -495 | 495 | 0 | 0.80882 | 0
-328 | 328 | 0 | 0.26559 | 0 | 714 | 0 | 714 | 0 | 0.96879 | -220 | 220 | 0 | 0.15954 | 0 | -496 | 496 | 0 | 0.81046 | 0
-695 | 695 | 0 | 0.56275 | 0 | 714 | 0 | 714 | 0 | 0.96879 | -325 | 325 | 0 | 0.23568 | 0 | -495 | 495 | 0 | 0.80882 | 0
-959 | 959 | 0 | 0.77652 | 0 | 714 | 0 | 714 | 0 | 0.96879 | -615 | 615 | 0 | 0.44598 | 0 | -494 | 494 | 0 | 0.80719 | 0
-826 | 826 | 0 | 0.66883 | 0 | 714 | 0 | 714 | 0 | 0.96879 | -557 | 557 | 0 | 0.40392 | 0 | -494 | 494 | 0 | 0.80719 | 0
-644 | 644 | 0 | 0.52146 | 0 | 707 | 0 | 707 | 0 | 0.95929 | -408 | 408 | 0 | 0.29587 | 0 | -494 | 494 | 0 | 0.80719 | 0
-267 | 267 | 0 | 0.21619 | 0 | 615 | 0 | 615 | 0 | 0.83446 | -213 | 213 | 0 | 0.15446 | 0 | -495 | 495 | 0 | 0.80882 | 0
-136 | 136 | 0 | 0.11012 | 0 | 708 | 0 | 708 | 0 | 0.96065 | -79 | 79 | 0 | 0.057288 | 0 | -495 | 495 | 0 | 0.80882 | 0
-13 | 13 | 0 | 0.010526 | 0 | 712 | 0 | 712 | 0 | 0.96608 | 47 | 0 | 47 | 0 | 0.02903 | -495 | 495 | 0 | 0.80882 | 0
0 | 0 | 0 | 0 | 0 | 645 | 0 | 645 | 0 | 0.87517 | 87 | 0 | 87 | 0 | 0.053737 | -495 | 495 | 0 | 0.80882 | 0
78 | 0 | 78 | 0 | 0.048659 | 525 | 0 | 525 | 0 | 0.71235 | -58 | 58 | 0 | 0.042059 | 0 | -495 | 495 | 0 | 0.80882 | 0
539 | 0 | 539 | 0 | 0.33624 | 307 | 0 | 307 | 0 | 0.41655 | 86 | 0 | 86 | 0 | 0.053119 | -62 | 62 | 0 | 0.10131 | 0
935 | 0 | 935 | 0 | 0.58328 | 463 | 0 | 463 | 0 | 0.62822 | 482 | 0 | 482 | 0 | 0.29771 | 1 | 0 | 1 | 0 | 0.0016807
960 | 0 | 960 | 0 | 0.59888 | 568 | 0 | 568 | 0 | 0.77069 | 821 | 0 | 821 | 0 | 0.5071 | 1 | 0 | 1 | 0 | 0.0016807
961 | 0 | 961 | 0 | 0.5995 | 585 | 0 | 585 | 0 | 0.79376 | 1183 | 0 | 1183 | 0 | 0.7307 | 277 | 0 | 277 | 0 | 0.46555
961 | 0 | 961 | 0 | 0.5995 | 622 | 0 | 622 | 0 | 0.84396 | 1159 | 0 | 1159 | 0 | 0.71587 | 485 | 0 | 485 | 0 | 0.81513
960 | 0 | 960 | 0 | 0.59888 | 687 | 0 | 687 | 0 | 0.93216 | 981 | 0 | 981 | 0 | 0.60593 | 64 | 0 | 64 | 0 | 0.10756
947 | 0 | 947 | 0 | 0.59077 | 669 | 0 | 669 | 0 | 0.90773 | 442 | 0 | 442 | 0 | 0.27301 | 2 | 0 | 2 | 0 | 0.0033613
619 | 0 | 619 | 0 | 0.38615 | 673 | 0 | 673 | 0 | 0.91316 | -208 | 208 | 0 | 0.15083 | 0 | -162 | 162 | 0 | 0.26471 | 0
411 | 0 | 411 | 0 | 0.25639 | 712 | 0 | 712 | 0 | 0.96608 | -244 | 244 | 0 | 0.17694 | 0 | -469 | 469 | 0 | 0.76634 | 0
363 | 0 | 363 | 0 | 0.22645 | 714 | 0 | 714 | 0 | 0.96879 | -193 | 193 | 0 | 0.13996 | 0 | -495 | 495 | 0 | 0.80882 | 0
511 | 0 | 511 | 0 | 0.31878 | 714 | 0 | 714 | 0 | 0.96879 | -206 | 206 | 0 | 0.14938 | 0 | -495 | 495 | 0 | 0.80882 | 0
668 | 0 | 668 | 0 | 0.41672 | 714 | 0 | 714 | 0 | 0.96879 | -240 | 240 | 0 | 0.17404 | 0 | -495 | 495 | 0 | 0.80882 | 0
769 | 0 | 769 | 0 | 0.47973 | 714 | 0 | 714 | 0 | 0.96879 | -247 | 247 | 0 | 0.17912 | 0 | -495 | 495 | 0 | 0.80882 | 0
901 | 0 | 901 | 0 | 0.56207 | 715 | 0 | 715 | 0 | 0.97015 | -264 | 264 | 0 | 0.19144 | 0 | -61 | 61 | 0 | 0.099673 | 0
820 | 0 | 820 | 0 | 0.51154 | 714 | 0 | 714 | 0 | 0.96879 | -270 | 270 | 0 | 0.19579 | 0 | 2 | 0 | 2 | 0 | 0.0033613
641 | 0 | 641 | 0 | 0.39988 | 714 | 0 | 714 | 0 | 0.96879 | -299 | 299 | 0 | 0.21682 | 0 | 2 | 0 | 2 | 0 | 0.0033613
541 | 0 | 541 | 0 | 0.33749 | 714 | 0 | 714 | 0 | 0.96879 | -407 | 407 | 0 | 0.29514 | 0 | -431 | 431 | 0 | 0.70425 | 0
731 | 0 | 731 | 0 | 0.45602 | 714 | 0 | 714 | 0 | 0.96879 | -370 | 370 | 0 | 0.26831 | 0 | -495 | 495 | 0 | 0.80882 | 0
903 | 0 | 903 | 0 | 0.56332 | 714 | 0 | 714 | 0 | 0.96879 | -176 | 176 | 0 | 0.12763 | 0 | -495 | 495 | 0 | 0.80882 | 0
957 | 0 | 957 | 0 | 0.59701 | 714 | 0 | 714 | 0 | 0.96879 | 438 | 0 | 438 | 0 | 0.27054 | -178 | 178 | 0 | 0.29085 | 0
960 | 0 | 960 | 0 | 0.59888 | 708 | 0 | 708 | 0 | 0.96065 | 1074 | 0 | 1074 | 0 | 0.66337 | 186 | 0 | 186 | 0 | 0.31261
961 | 0 | 961 | 0 | 0.5995 | 613 | 0 | 613 | 0 | 0.83175 | 982 | 0 | 982 | 0 | 0.60655 | 4 | 0 | 4 | 0 | 0.0067227
961 | 0 | 961 | 0 | 0.5995 | 598 | 0 | 598 | 0 | 0.8114 | 1299 | 0 | 1299 | 0 | 0.80235 | 60 | 0 | 60 | 0 | 0.10084
961 | 0 | 961 | 0 | 0.5995 | 702 | 0 | 702 | 0 | 0.95251 | 1260 | 0 | 1260 | 0 | 0.77826 | 60 | 0 | 60 | 0 | 0.10084
960 | 0 | 960 | 0 | 0.59888 | 622 | 0 | 622 | 0 | 0.84396 | 1287 | 0 | 1287 | 0 | 0.79494 | 60 | 0 | 60 | 0 | 0.10084
958 | 0 | 958 | 0 | 0.59763 | 610 | 0 | 610 | 0 | 0.82768 | 1210 | 0 | 1210 | 0 | 0.74737 | 283 | 0 | 283 | 0 | 0.47563
942 | 0 | 942 | 0 | 0.58765 | 610 | 0 | 610 | 0 | 0.82768 | 1283 | 0 | 1283 | 0 | 0.79246 | 296 | 0 | 296 | 0 | 0.49748
958 | 0 | 958 | 0 | 0.59763 | 605 | 0 | 605 | 0 | 0.8209 | 1331 | 0 | 1331 | 0 | 0.82211 | 332 | 0 | 332 | 0 | 0.55798
961 | 0 | 961 | 0 | 0.5995 | 611 | 0 | 611 | 0 | 0.82904 | 1332 | 0 | 1332 | 0 | 0.82273 | 296 | 0 | 296 | 0 | 0.49748
961 | 0 | 961 | 0 | 0.5995 | 659 | 0 | 659 | 0 | 0.89417 | 1384 | 0 | 1384 | 0 | 0.85485 | 296 | 0 | 296 | 0 | 0.49748
960 | 0 | 960 | 0 | 0.59888 | 713 | 0 | 713 | 0 | 0.96744 | 1158 | 0 | 1158 | 0 | 0.71526 | 296 | 0 | 296 | 0 | 0.49748
960 | 0 | 960 | 0 | 0.59888 | 701 | 0 | 701 | 0 | 0.95115 | 938 | 0 | 938 | 0 | 0.57937 | 296 | 0 | 296 | 0 | 0.49748
939 | 0 | 939 | 0 | 0.58578 | 502 | 0 | 502 | 0 | 0.68114 | 93 | 0 | 93 | 0 | 0.057443 | 192 | 0 | 192 | 0 | 0.32269
546 | 0 | 546 | 0 | 0.34061 | 700 | 0 | 700 | 0 | 0.9498 | -531 | 531 | 0 | 0.38506 | 0 | -53 | 53 | 0 | 0.086601 | 0
591 | 0 | 591 | 0 | 0.36868 | 714 | 0 | 714 | 0 | 0.96879 | -566 | 566 | 0 | 0.41044 | 0 | -449 | 449 | 0 | 0.73366 | 0
698 | 0 | 698 | 0 | 0.43543 | 714 | 0 | 714 | 0 | 0.96879 | -470 | 470 | 0 | 0.34083 | 0 | -495 | 495 | 0 | 0.80882 | 0
954 | 0 | 954 | 0 | 0.59513 | 714 | 0 | 714 | 0 | 0.96879 | -5 | 5 | 0 | 0.0036258 | 0 | -61 | 61 | 0 | 0.099673 | 0
960 | 0 | 960 | 0 | 0.59888 | 714 | 0 | 714 | 0 | 0.96879 | 730 | 0 | 730 | 0 | 0.4509 | 2 | 0 | 2 | 0 | 0.0033613
956 | 0 | 956 | 0 | 0.59638 | 714 | 0 | 714 | 0 | 0.96879 | 654 | 0 | 654 | 0 | 0.40395 | 82 | 0 | 82 | 0 | 0.13782
701 | 0 | 701 | 0 | 0.43731 | 714 | 0 | 714 | 0 | 0.96879 | -23 | 23 | 0 | 0.016679 | 0 | 3 | 0 | 3 | 0 | 0.005042
373 | 0 | 373 | 0 | 0.23269 | 714 | 0 | 714 | 0 | 0.96879 | -842 | 842 | 0 | 0.61059 | 0 | -430 | 430 | 0 | 0.70261 | 0
586 | 0 | 586 | 0 | 0.36556 | 711 | 0 | 711 | 0 | 0.96472 | -705 | 705 | 0 | 0.51124 | 0 | -495 | 495 | 0 | 0.80882 | 0
773 | 0 | 773 | 0 | 0.48222 | 712 | 0 | 712 | 0 | 0.96608 | -271 | 271 | 0 | 0.19652 | 0 | -61 | 61 | 0 | 0.099673 | 0
955 | 0 | 955 | 0 | 0.59576 | 715 | 0 | 715 | 0 | 0.97015 | 637 | 0 | 637 | 0 | 0.39345 | 2 | 0 | 2 | 0 | 0.0033613
960 | 0 | 960 | 0 | 0.59888 | 697 | 0 | 697 | 0 | 0.94573 | 937 | 0 | 937 | 0 | 0.57875 | 190 | 0 | 190 | 0 | 0.31933
960 | 0 | 960 | 0 | 0.59888 | 449 | 0 | 449 | 0 | 0.60923 | 1220 | 0 | 1220 | 0 | 0.75355 | 200 | 0 | 200 | 0 | 0.33613
960 | 0 | 960 | 0 | 0.59888 | 517 | 0 | 517 | 0 | 0.70149 | 1362 | 0 | 1362 | 0 | 0.84126 | 200 | 0 | 200 | 0 | 0.33613
960 | 0 | 960 | 0 | 0.59888 | 466 | 0 | 466 | 0 | 0.63229 | 1491 | 0 | 1491 | 0 | 0.92094 | 200 | 0 | 200 | 0 | 0.33613
960 | 0 | 960 | 0 | 0.59888 | 382 | 0 | 382 | 0 | 0.51832 | 1451 | 0 | 1451 | 0 | 0.89623 | 225 | 0 | 225 | 0 | 0.37815
960 | 0 | 960 | 0 | 0.59888 | 318 | 0 | 318 | 0 | 0.43148 | 1343 | 0 | 1343 | 0 | 0.82952 | 225 | 0 | 225 | 0 | 0.37815
960 | 0 | 960 | 0 | 0.59888 | 299 | 0 | 299 | 0 | 0.4057 | 1423 | 0 | 1423 | 0 | 0.87894 | 250 | 0 | 250 | 0 | 0.42017
960 | 0 | 960 | 0 | 0.59888 | 287 | 0 | 287 | 0 | 0.38942 | 1424 | 0 | 1424 | 0 | 0.87956 | 274 | 0 | 274 | 0 | 0.4605
960 | 0 | 960 | 0 | 0.59888 | 329 | 0 | 329 | 0 | 0.4464 | 1372 | 0 | 1372 | 0 | 0.84744 | 326 | 0 | 326 | 0 | 0.5479
934 | 0 | 934 | 0 | 0.58266 | 535 | 0 | 535 | 0 | 0.72592 | 614 | 0 | 614 | 0 | 0.37925 | 103 | 0 | 103 | 0 | 0.17311
402 | 0 | 402 | 0 | 0.25078 | 604 | 0 | 604 | 0 | 0.81954 | -475 | 475 | 0 | 0.34445 | 0 | -376 | 376 | 0 | 0.61438 | 0
119 | 0 | 119 | 0 | 0.074236 | 624 | 0 | 624 | 0 | 0.84668 | -341 | 341 | 0 | 0.24728 | 0 | -495 | 495 | 0 | 0.80882 | 0
5 | 0 | 5 | 0 | 0.0031192 | 542 | 0 | 542 | 0 | 0.73541 | -320 | 320 | 0 | 0.23205 | 0 | -495 | 495 | 0 | 0.80882 | 0
-12 | 12 | 0 | 0.0097166 | 0 | 465 | 0 | 465 | 0 | 0.63094 | -372 | 372 | 0 | 0.26976 | 0 | -495 | 495 | 0 | 0.80882 | 0
-1 | 1 | 0 | 0.00080972 | 0 | 427 | 0 | 427 | 0 | 0.57938 | -392 | 392 | 0 | 0.28426 | 0 | -495 | 495 | 0 | 0.80882 | 0
-2 | 2 | 0 | 0.0016194 | 0 | 345 | 0 | 345 | 0 | 0.46811 | -485 | 485 | 0 | 0.3517 | 0 | -495 | 495 | 0 | 0.80882 | 0
-1 | 1 | 0 | 0.00080972 | 0 | 243 | 0 | 243 | 0 | 0.32972 | -542 | 542 | 0 | 0.39304 | 0 | -495 | 495 | 0 | 0.80882 | 0
-1 | 1 | 0 | 0.00080972 | 0 | 207 | 0 | 207 | 0 | 0.28087 | -625 | 625 | 0 | 0.45323 | 0 | -495 | 495 | 0 | 0.80882 | 0
-1 | 1 | 0 | 0.00080972 | 0 | 242 | 0 | 242 | 0 | 0.32836 | -682 | 682 | 0 | 0.49456 | 0 | -495 | 495 | 0 | 0.80882 | 0
-36 | 36 | 0 | 0.02915 | 0 | 271 | 0 | 271 | 0 | 0.36771 | -809 | 809 | 0 | 0.58666 | 0 | -495 | 495 | 0 | 0.80882 | 0
-310 | 310 | 0 | 0.25101 | 0 | 157 | 0 | 157 | 0 | 0.21303 | -936 | 936 | 0 | 0.67875 | 0 | -494 | 494 | 0 | 0.80719 | 0
-408 | 408 | 0 | 0.33036 | 0 | 155 | 0 | 155 | 0 | 0.21031 | -860 | 860 | 0 | 0.62364 | 0 | -494 | 494 | 0 | 0.80719 | 0
-300 | 300 | 0 | 0.24291 | 0 | 276 | 0 | 276 | 0 | 0.37449 | -880 | 880 | 0 | 0.63814 | 0 | -495 | 495 | 0 | 0.80882 | 0
-359 | 359 | 0 | 0.29069 | 0 | 462 | 0 | 462 | 0 | 0.62687 | -742 | 742 | 0 | 0.53807 | 0 | -495 | 495 | 0 | 0.80882 | 0
-283 | 283 | 0 | 0.22915 | 0 | 561 | 0 | 561 | 0 | 0.76119 | -621 | 621 | 0 | 0.45033 | 0 | -495 | 495 | 0 | 0.80882 | 0
333 | 0 | 333 | 0 | 0.20774 | 220 | 0 | 220 | 0 | 0.29851 | -429 | 429 | 0 | 0.31109 | 0 | -60 | 60 | 0 | 0.098039 | 0
640 | 0 | 640 | 0 | 0.39925 | 275 | 0 | 275 | 0 | 0.37313 | 130 | 0 | 130 | 0 | 0.080296 | 2 | 0 | 2 | 0 | 0.0033613
664 | 0 | 664 | 0 | 0.41422 | 130 | 0 | 130 | 0 | 0.17639 | -416 | 416 | 0 | 0.30167 | 0 | -424 | 424 | 0 | 0.69281 | 0
575 | 0 | 575 | 0 | 0.3587 | 271 | 0 | 271 | 0 | 0.36771 | -77 | 77 | 0 | 0.055838 | 0 | -307 | 307 | 0 | 0.50163 | 0
844 | 0 | 844 | 0 | 0.52651 | 176 | 0 | 176 | 0 | 0.23881 | 96 | 0 | 96 | 0 | 0.059296 | -99 | 99 | 0 | 0.16176 | 0
953 | 0 | 953 | 0 | 0.59451 | 148 | 0 | 148 | 0 | 0.20081 | 686 | 0 | 686 | 0 | 0.42372 | 0 | 0 | 0 | 0 | 0
936 | 0 | 936 | 0 | 0.58391 | 501 | 0 | 501 | 0 | 0.67978 | 329 | 0 | 329 | 0 | 0.20321 | 2 | 0 | 2 | 0 | 0.0033613
570 | 0 | 570 | 0 | 0.35558 | 413 | 0 | 413 | 0 | 0.56038 | 15 | 0 | 15 | 0 | 0.009265 | 2 | 0 | 2 | 0 | 0.0033613
32 | 0 | 32 | 0 | 0.019963 | 676 | 0 | 676 | 0 | 0.91723 | -461 | 461 | 0 | 0.3343 | 0 | -431 | 431 | 0 | 0.70425 | 0
-1 | 1 | 0 | 0.00080972 | 0 | 570 | 0 | 570 | 0 | 0.77341 | -668 | 668 | 0 | 0.48441 | 0 | -495 | 495 | 0 | 0.80882 | 0
-1 | 1 | 0 | 0.00080972 | 0 | 512 | 0 | 512 | 0 | 0.69471 | -632 | 632 | 0 | 0.4583 | 0 | -495 | 495 | 0 | 0.80882 | 0
23 | 0 | 23 | 0 | 0.014348 | 514 | 0 | 514 | 0 | 0.69742 | -559 | 559 | 0 | 0.40537 | 0 | -495 | 495 | 0 | 0.80882 | 0
119 | 0 | 119 | 0 | 0.074236 | 452 | 0 | 452 | 0 | 0.6133 | -516 | 516 | 0 | 0.37418 | 0 | -495 | 495 | 0 | 0.80882 | 0
7 | 0 | 7 | 0 | 0.0043668 | 348 | 0 | 348 | 0 | 0.47218 | -503 | 503 | 0 | 0.36476 | 0 | -495 | 495 | 0 | 0.80882 | 0
-1 | 1 | 0 | 0.00080972 | 0 | 329 | 0 | 329 | 0 | 0.4464 | -423 | 423 | 0 | 0.30674 | 0 | -404 | 404 | 0 | 0.66013 | 0
3 | 0 | 3 | 0 | 0.0018715 | 290 | 0 | 290 | 0 | 0.39349 | -402 | 402 | 0 | 0.29152 | 0 | -493 | 493 | 0 | 0.80556 | 0
75 | 0 | 75 | 0 | 0.046787 | 228 | 0 | 228 | 0 | 0.30936 | -438 | 438 | 0 | 0.31762 | 0 | -495 | 495 | 0 | 0.80882 | 0
243 | 0 | 243 | 0 | 0.15159 | 395 | 0 | 395 | 0 | 0.53596 | -672 | 672 | 0 | 0.48731 | 0 | -495 | 495 | 0 | 0.80882 | 0
289 | 0 | 289 | 0 | 0.18029 | 516 | 0 | 516 | 0 | 0.70014 | -714 | 714 | 0 | 0.51777 | 0 | -495 | 495 | 0 | 0.80882 | 0
224 | 0 | 224 | 0 | 0.13974 | 523 | 0 | 523 | 0 | 0.70963 | -1000 | 1000 | 0 | 0.72516 | 0 | -495 | 495 | 0 | 0.80882 | 0
229 | 0 | 229 | 0 | 0.14286 | 631 | 0 | 631 | 0 | 0.85617 | -715 | 715 | 0 | 0.51849 | 0 | -494 | 494 | 0 | 0.80719 | 0
311 | 0 | 311 | 0 | 0.19401 | 555 | 0 | 555 | 0 | 0.75305 | -728 | 728 | 0 | 0.52792 | 0 | -495 | 495 | 0 | 0.80882 | 0
397 | 0 | 397 | 0 | 0.24766 | 450 | 0 | 450 | 0 | 0.61058 | -669 | 669 | 0 | 0.48513 | 0 | -495 | 495 | 0 | 0.80882 | 0
440 | 0 | 440 | 0 | 0.27449 | 460 | 0 | 460 | 0 | 0.62415 | -557 | 557 | 0 | 0.40392 | 0 | -495 | 495 | 0 | 0.80882 | 0
567 | 0 | 567 | 0 | 0.35371 | 427 | 0 | 427 | 0 | 0.57938 | -304 | 304 | 0 | 0.22045 | 0 | -495 | 495 | 0 | 0.80882 | 0
829 | 0 | 829 | 0 | 0.51716 | 113 | 0 | 113 | 0 | 0.15332 | -105 | 105 | 0 | 0.076142 | 0 | -477 | 477 | 0 | 0.77941 | 0
657 | 0 | 657 | 0 | 0.40986 | -14 | 14 | 0 | 0.018421 | 0 | 113 | 0 | 113 | 0 | 0.069796 | -103 | 103 | 0 | 0.1683 | 0
939 | 0 | 939 | 0 | 0.58578 | -223 | 223 | 0 | 0.29342 | 0 | 507 | 0 | 507 | 0 | 0.31316 | 2 | 0 | 2 | 0 | 0.0033613
960 | 0 | 960 | 0 | 0.59888 | 201 | 0 | 201 | 0 | 0.27273 | 975 | 0 | 975 | 0 | 0.60222 | 1 | 0 | 1 | 0 | 0.0016807
960 | 0 | 960 | 0 | 0.59888 | 261 | 0 | 261 | 0 | 0.35414 | 1366 | 0 | 1366 | 0 | 0.84373 | 1 | 0 | 1 | 0 | 0.0016807
951 | 0 | 951 | 0 | 0.59326 | 353 | 0 | 353 | 0 | 0.47897 | 1348 | 0 | 1348 | 0 | 0.83261 | 1 | 0 | 1 | 0 | 0.0016807
766 | 0 | 766 | 0 | 0.47785 | 566 | 0 | 566 | 0 | 0.76798 | 732 | 0 | 732 | 0 | 0.45213 | 1 | 0 | 1 | 0 | 0.0016807
213 | 0 | 213 | 0 | 0.13288 | 575 | 0 | 575 | 0 | 0.78019 | -125 | 125 | 0 | 0.090645 | 0 | 2 | 0 | 2 | 0 | 0.0033613
9 | 0 | 9 | 0 | 0.0056145 | 352 | 0 | 352 | 0 | 0.47761 | -294 | 294 | 0 | 0.2132 | 0 | -431 | 431 | 0 | 0.70425 | 0
-5 | 5 | 0 | 0.0040486 | 0 | 402 | 0 | 402 | 0 | 0.54545 | -301 | 301 | 0 | 0.21827 | 0 | -495 | 495 | 0 | 0.80882 | 0
-274 | 274 | 0 | 0.22186 | 0 | 700 | 0 | 700 | 0 | 0.9498 | -345 | 345 | 0 | 0.25018 | 0 | -495 | 495 | 0 | 0.80882 | 0
-325 | 325 | 0 | 0.26316 | 0 | 713 | 0 | 713 | 0 | 0.96744 | -384 | 384 | 0 | 0.27846 | 0 | -495 | 495 | 0 | 0.80882 | 0
-263 | 263 | 0 | 0.21296 | 0 | 715 | 0 | 715 | 0 | 0.97015 | -364 | 364 | 0 | 0.26396 | 0 | -495 | 495 | 0 | 0.80882 | 0
-168 | 168 | 0 | 0.13603 | 0 | 714 | 0 | 714 | 0 | 0.96879 | -335 | 335 | 0 | 0.24293 | 0 | -469 | 469 | 0 | 0.76634 | 0
-104 | 104 | 0 | 0.084211 | 0 | 714 | 0 | 714 | 0 | 0.96879 | -386 | 386 | 0 | 0.27991 | 0 | -469 | 469 | 0 | 0.76634 | 0
119 | 0 | 119 | 0 | 0.074236 | 706 | 0 | 706 | 0 | 0.95794 | -390 | 390 | 0 | 0.28281 | 0 | -401 | 401 | 0 | 0.65523 | 0
181 | 0 | 181 | 0 | 0.11291 | 705 | 0 | 705 | 0 | 0.95658 | -394 | 394 | 0 | 0.28571 | 0 | -493 | 493 | 0 | 0.80556 | 0
58 | 0 | 58 | 0 | 0.036182 | 713 | 0 | 713 | 0 | 0.96744 | -456 | 456 | 0 | 0.33067 | 0 | -495 | 495 | 0 | 0.80882 | 0
-276 | 276 | 0 | 0.22348 | 0 | 714 | 0 | 714 | 0 | 0.96879 | -657 | 657 | 0 | 0.47643 | 0 | -495 | 495 | 0 | 0.80882 | 0
-228 | 228 | 0 | 0.18462 | 0 | 713 | 0 | 713 | 0 | 0.96744 | -671 | 671 | 0 | 0.48658 | 0 | -495 | 495 | 0 | 0.80882 | 0
-197 | 197 | 0 | 0.15951 | 0 | 713 | 0 | 713 | 0 | 0.96744 | -540 | 540 | 0 | 0.39159 | 0 | -495 | 495 | 0 | 0.80882 | 0
-127 | 127 | 0 | 0.10283 | 0 | 700 | 0 | 700 | 0 | 0.9498 | -400 | 400 | 0 | 0.29007 | 0 | -495 | 495 | 0 | 0.80882 | 0
-167 | 167 | 0 | 0.13522 | 0 | 705 | 0 | 705 | 0 | 0.95658 | -331 | 331 | 0 | 0.24003 | 0 | -61 | 61 | 0 | 0.099673 | 0
-170 | 170 | 0 | 0.13765 | 0 | 587 | 0 | 587 | 0 | 0.79647 | 139 | 0 | 139 | 0 | 0.085855 | 2 | 0 | 2 | 0 | 0.0033613
247 | 0 | 247 | 0 | 0.15409 | 510 | 0 | 510 | 0 | 0.69199 | 890 | 0 | 890 | 0 | 0.54972 | 2 | 0 | 2 | 0 | 0.0033613
591 | 0 | 591 | 0 | 0.36868 | 207 | 0 | 207 | 0 | 0.28087 | 927 | 0 | 927 | 0 | 0.57258 | 2 | 0 | 2 | 0 | 0.0033613
687 | 0 | 687 | 0 | 0.42857 | 182 | 0 | 182 | 0 | 0.24695 | 1038 | 0 | 1038 | 0 | 0.64114 | 2 | 0 | 2 | 0 | 0.0033613
613 | 0 | 613 | 0 | 0.38241 | 467 | 0 | 467 | 0 | 0.63365 | 1141 | 0 | 1141 | 0 | 0.70476 | 111 | 0 | 111 | 0 | 0.18655
740 | 0 | 740 | 0 | 0.46163 | 486 | 0 | 486 | 0 | 0.65943 | 1179 | 0 | 1179 | 0 | 0.72823 | 280 | 0 | 280 | 0 | 0.47059
642 | 0 | 642 | 0 | 0.4005 | 516 | 0 | 516 | 0 | 0.70014 | 1201 | 0 | 1201 | 0 | 0.74182 | 21 | 0 | 21 | 0 | 0.035294
723 | 0 | 723 | 0 | 0.45103 | 582 | 0 | 582 | 0 | 0.78969 | 583 | 0 | 583 | 0 | 0.3601 | 2 | 0 | 2 | 0 | 0.0033613
149 | 0 | 149 | 0 | 0.092951 | 579 | 0 | 579 | 0 | 0.78562 | -558 | 558 | 0 | 0.40464 | 0 | -201 | 201 | 0 | 0.32843 | 0
-387 | 387 | 0 | 0.31336 | 0 | 476 | 0 | 476 | 0 | 0.64586 | -505 | 505 | 0 | 0.36621 | 0 | -476 | 476 | 0 | 0.77778 | 0
-451 | 451 | 0 | 0.36518 | 0 | 323 | 0 | 323 | 0 | 0.43826 | -410 | 410 | 0 | 0.29732 | 0 | -495 | 495 | 0 | 0.80882 | 0
-636 | 636 | 0 | 0.51498 | 0 | 523 | 0 | 523 | 0 | 0.70963 | -446 | 446 | 0 | 0.32342 | 0 | -495 | 495 | 0 | 0.80882 | 0
-607 | 607 | 0 | 0.4915 | 0 | 554 | 0 | 554 | 0 | 0.7517 | -527 | 527 | 0 | 0.38216 | 0 | -494 | 494 | 0 | 0.80719 | 0
-581 | 581 | 0 | 0.47045 | 0 | 590 | 0 | 590 | 0 | 0.80054 | -527 | 527 | 0 | 0.38216 | 0 | -495 | 495 | 0 | 0.80882 | 0
-553 | 553 | 0 | 0.44777 | 0 | 583 | 0 | 583 | 0 | 0.79104 | -527 | 527 | 0 | 0.38216 | 0 | -495 | 495 | 0 | 0.80882 | 0
-517 | 517 | 0 | 0.41862 | 0 | 537 | 0 | 537 | 0 | 0.72863 | -570 | 570 | 0 | 0.41334 | 0 | -495 | 495 | 0 | 0.80882 | 0
-419 | 419 | 0 | 0.33927 | 0 | 410 | 0 | 410 | 0 | 0.55631 | -601 | 601 | 0 | 0.43582 | 0 | -494 | 494 | 0 | 0.80719 | 0
-589 | 589 | 0 | 0.47692 | 0 | 578 | 0 | 578 | 0 | 0.78426 | -564 | 564 | 0 | 0.40899 | 0 | -495 | 495 | 0 | 0.80882 | 0
-695 | 695 | 0 | 0.56275 | 0 | 644 | 0 | 644 | 0 | 0.87381 | -605 | 605 | 0 | 0.43872 | 0 | -495 | 495 | 0 | 0.80882 | 0
-987 | 987 | 0 | 0.79919 | 0 | 615 | 0 | 615 | 0 | 0.83446 | -662 | 662 | 0 | 0.48006 | 0 | -495 | 495 | 0 | 0.80882 | 0
-952 | 952 | 0 | 0.77085 | 0 | 541 | 0 | 541 | 0 | 0.73406 | -622 | 622 | 0 | 0.45105 | 0 | -494 | 494 | 0 | 0.80719 | 0
-701 | 701 | 0 | 0.56761 | 0 | 341 | 0 | 341 | 0 | 0.46269 | -489 | 489 | 0 | 0.3546 | 0 | -495 | 495 | 0 | 0.80882 | 0
-553 | 553 | 0 | 0.44777 | 0 | -21 | 21 | 0 | 0.027632 | 0 | -404 | 404 | 0 | 0.29297 | 0 | -495 | 495 | 0 | 0.80882 | 0
-618 | 618 | 0 | 0.5004 | 0 | -13 | 13 | 0 | 0.017105 | 0 | -342 | 342 | 0 | 0.24801 | 0 | -495 | 495 | 0 | 0.80882 | 0
-511 | 511 | 0 | 0.41377 | 0 | 5 | 0 | 5 | 0 | 0.0067843 | 93 | 0 | 93 | 0 | 0.057443 | -412 | 412 | 0 | 0.6732 | 0
-566 | 566 | 0 | 0.4583 | 0 | 73 | 0 | 73 | 0 | 0.09905 | 481 | 0 | 481 | 0 | 0.2971 | -41 | 41 | 0 | 0.066993 | 0
-417 | 417 | 0 | 0.33765 | 0 | 76 | 0 | 76 | 0 | 0.10312 | 431 | 0 | 431 | 0 | 0.26621 | 2 | 0 | 2 | 0 | 0.0033613
-305 | 305 | 0 | 0.24696 | 0 | 411 | 0 | 411 | 0 | 0.55767 | 808 | 0 | 808 | 0 | 0.49907 | 2 | 0 | 2 | 0 | 0.0033613
36 | 0 | 36 | 0 | 0.022458 | 430 | 0 | 430 | 0 | 0.58345 | 965 | 0 | 965 | 0 | 0.59605 | 2 | 0 | 2 | 0 | 0.0033613
-1 | 1 | 0 | 0.00080972 | 0 | 455 | 0 | 455 | 0 | 0.61737 | 1095 | 0 | 1095 | 0 | 0.67634 | 2 | 0 | 2 | 0 | 0.0033613
-136 | 136 | 0 | 0.11012 | 0 | 468 | 0 | 468 | 0 | 0.63501 | 905 | 0 | 905 | 0 | 0.55899 | 2 | 0 | 2 | 0 | 0.0033613
235 | 0 | 235 | 0 | 0.1466 | 478 | 0 | 478 | 0 | 0.64858 | 615 | 0 | 615 | 0 | 0.37986 | 2 | 0 | 2 | 0 | 0.0033613
-313 | 313 | 0 | 0.25344 | 0 | 468 | 0 | 468 | 0 | 0.63501 | -201 | 201 | 0 | 0.14576 | 0 | -431 | 431 | 0 | 0.70425 | 0
-913 | 913 | 0 | 0.73927 | 0 | 699 | 0 | 699 | 0 | 0.94844 | -267 | 267 | 0 | 0.19362 | 0 | -495 | 495 | 0 | 0.80882 | 0
-943 | 943 | 0 | 0.76356 | 0 | 708 | 0 | 708 | 0 | 0.96065 | -92 | 92 | 0 | 0.066715 | 0 | -495 | 495 | 0 | 0.80882 | 0
-989 | 989 | 0 | 0.80081 | 0 | 577 | 0 | 577 | 0 | 0.7829 | -117 | 117 | 0 | 0.084844 | 0 | -495 | 495 | 0 | 0.80882 | 0
-987 | 987 | 0 | 0.79919 | 0 | 688 | 0 | 688 | 0 | 0.93351 | -164 | 164 | 0 | 0.11893 | 0 | -495 | 495 | 0 | 0.80882 | 0
-988 | 988 | 0 | 0.8 | 0 | 702 | 0 | 702 | 0 | 0.95251 | -152 | 152 | 0 | 0.11022 | 0 | -495 | 495 | 0 | 0.80882 | 0
-990 | 990 | 0 | 0.80162 | 0 | 695 | 0 | 695 | 0 | 0.94301 | 235 | 0 | 235 | 0 | 0.14515 | -495 | 495 | 0 | 0.80882 | 0
-987 | 987 | 0 | 0.79919 | 0 | 681 | 0 | 681 | 0 | 0.92402 | 12 | 0 | 12 | 0 | 0.007412 | -495 | 495 | 0 | 0.80882 | 0
-986 | 986 | 0 | 0.79838 | 0 | 637 | 0 | 637 | 0 | 0.86431 | -236 | 236 | 0 | 0.17114 | 0 | -495 | 495 | 0 | 0.80882 | 0
-987 | 987 | 0 | 0.79919 | 0 | 639 | 0 | 639 | 0 | 0.86703 | -262 | 262 | 0 | 0.18999 | 0 | -495 | 495 | 0 | 0.80882 | 0
-957 | 957 | 0 | 0.7749 | 0 | 485 | 0 | 485 | 0 | 0.65807 | -144 | 144 | 0 | 0.10442 | 0 | -495 | 495 | 0 | 0.80882 | 0
-986 | 986 | 0 | 0.79838 | 0 | 126 | 0 | 126 | 0 | 0.17096 | -209 | 209 | 0 | 0.15156 | 0 | -495 | 495 | 0 | 0.80882 | 0
-991 | 991 | 0 | 0.80243 | 0 | -122 | 122 | 0 | 0.16053 | 0 | -70 | 70 | 0 | 0.050761 | 0 | -494 | 494 | 0 | 0.80719 | 0
-974 | 974 | 0 | 0.78866 | 0 | 469 | 0 | 469 | 0 | 0.63636 | -330 | 330 | 0 | 0.2393 | 0 | -494 | 494 | 0 | 0.80719 | 0
-850 | 850 | 0 | 0.68826 | 0 | 236 | 0 | 236 | 0 | 0.32022 | -311 | 311 | 0 | 0.22553 | 0 | -495 | 495 | 0 | 0.80882 | 0
-686 | 686 | 0 | 0.55547 | 0 | 564 | 0 | 564 | 0 | 0.76526 | -244 | 244 | 0 | 0.17694 | 0 | -495 | 495 | 0 | 0.80882 | 0
-69 | 69 | 0 | 0.05587 | 0 | 467 | 0 | 467 | 0 | 0.63365 | -394 | 394 | 0 | 0.28571 | 0 | -61 | 61 | 0 | 0.099673 | 0
569 | 0 | 569 | 0 | 0.35496 | 380 | 0 | 380 | 0 | 0.5156 | 618 | 0 | 618 | 0 | 0.38172 | 2 | 0 | 2 | 0 | 0.0033613
60 | 0 | 60 | 0 | 0.03743 | 670 | 0 | 670 | 0 | 0.90909 | 882 | 0 | 882 | 0 | 0.54478 | 2 | 0 | 2 | 0 | 0.0033613
691 | 0 | 691 | 0 | 0.43107 | 566 | 0 | 566 | 0 | 0.76798 | 848 | 0 | 848 | 0 | 0.52378 | 292 | 0 | 292 | 0 | 0.49076
757 | 0 | 757 | 0 | 0.47224 | 566 | 0 | 566 | 0 | 0.76798 | 978 | 0 | 978 | 0 | 0.60408 | 320 | 0 | 320 | 0 | 0.53782
947 | 0 | 947 | 0 | 0.59077 | 628 | 0 | 628 | 0 | 0.8521 | 1078 | 0 | 1078 | 0 | 0.66584 | 341 | 0 | 341 | 0 | 0.57311
951 | 0 | 951 | 0 | 0.59326 | 666 | 0 | 666 | 0 | 0.90366 | 1137 | 0 | 1137 | 0 | 0.70229 | 365 | 0 | 365 | 0 | 0.61345
951 | 0 | 951 | 0 | 0.59326 | 711 | 0 | 711 | 0 | 0.96472 | 1193 | 0 | 1193 | 0 | 0.73687 | 299 | 0 | 299 | 0 | 0.50252
958 | 0 | 958 | 0 | 0.59763 | 714 | 0 | 714 | 0 | 0.96879 | 1232 | 0 | 1232 | 0 | 0.76096 | 273 | 0 | 273 | 0 | 0.45882
961 | 0 | 961 | 0 | 0.5995 | 700 | 0 | 700 | 0 | 0.9498 | 1247 | 0 | 1247 | 0 | 0.77023 | 274 | 0 | 274 | 0 | 0.4605
951 | 0 | 951 | 0 | 0.59326 | 534 | 0 | 534 | 0 | 0.72456 | 1177 | 0 | 1177 | 0 | 0.72699 | 273 | 0 | 273 | 0 | 0.45882
649 | 0 | 649 | 0 | 0.40487 | 623 | 0 | 623 | 0 | 0.84532 | 1045 | 0 | 1045 | 0 | 0.64546 | 215 | 0 | 215 | 0 | 0.36134
722 | 0 | 722 | 0 | 0.45041 | 638 | 0 | 638 | 0 | 0.86567 | 979 | 0 | 979 | 0 | 0.60469 | 297 | 0 | 297 | 0 | 0.49916
431 | 0 | 431 | 0 | 0.26887 | 683 | 0 | 683 | 0 | 0.92673 | 1038 | 0 | 1038 | 0 | 0.64114 | 227 | 0 | 227 | 0 | 0.38151
631 | 0 | 631 | 0 | 0.39364 | 711 | 0 | 711 | 0 | 0.96472 | 1077 | 0 | 1077 | 0 | 0.66523 | 163 | 0 | 163 | 0 | 0.27395
668 | 0 | 668 | 0 | 0.41672 | 713 | 0 | 713 | 0 | 0.96744 | 1053 | 0 | 1053 | 0 | 0.6504 | 261 | 0 | 261 | 0 | 0.43866
690 | 0 | 690 | 0 | 0.43044 | 707 | 0 | 707 | 0 | 0.95929 | 689 | 0 | 689 | 0 | 0.42557 | 85 | 0 | 85 | 0 | 0.14286
323 | 0 | 323 | 0 | 0.2015 | 574 | 0 | 574 | 0 | 0.77883 | 225 | 0 | 225 | 0 | 0.13897 | -400 | 400 | 0 | 0.65359 | 0
-67 | 67 | 0 | 0.054251 | 0 | 706 | 0 | 706 | 0 | 0.95794 | -170 | 170 | 0 | 0.12328 | 0 | -324 | 324 | 0 | 0.52941 | 0
-457 | 457 | 0 | 0.37004 | 0 | 713 | 0 | 713 | 0 | 0.96744 | -468 | 468 | 0 | 0.33938 | 0 | -488 | 488 | 0 | 0.79739 | 0
-435 | 435 | 0 | 0.35223 | 0 | 709 | 0 | 709 | 0 | 0.96201 | -468 | 468 | 0 | 0.33938 | 0 | -495 | 495 | 0 | 0.80882 | 0
-298 | 298 | 0 | 0.2413 | 0 | 706 | 0 | 706 | 0 | 0.95794 | -306 | 306 | 0 | 0.2219 | 0 | -495 | 495 | 0 | 0.80882 | 0
-209 | 209 | 0 | 0.16923 | 0 | 700 | 0 | 700 | 0 | 0.9498 | -143 | 143 | 0 | 0.1037 | 0 | -496 | 496 | 0 | 0.81046 | 0
-149 | 149 | 0 | 0.12065 | 0 | 692 | 0 | 692 | 0 | 0.93894 | -228 | 228 | 0 | 0.16534 | 0 | -495 | 495 | 0 | 0.80882 | 0
-15 | 15 | 0 | 0.012146 | 0 | 665 | 0 | 665 | 0 | 0.90231 | -25 | 25 | 0 | 0.018129 | 0 | -496 | 496 | 0 | 0.81046 | 0
502 | 0 | 502 | 0 | 0.31316 | 502 | 0 | 502 | 0 | 0.68114 | 543 | 0 | 543 | 0 | 0.33539 | -61 | 61 | 0 | 0.099673 | 0
942 | 0 | 942 | 0 | 0.58765 | 420 | 0 | 420 | 0 | 0.56988 | 954 | 0 | 954 | 0 | 0.58925 | 250 | 0 | 250 | 0 | 0.42017
959 | 0 | 959 | 0 | 0.59825 | 355 | 0 | 355 | 0 | 0.48168 | 995 | 0 | 995 | 0 | 0.61458 | 254 | 0 | 254 | 0 | 0.42689
960 | 0 | 960 | 0 | 0.59888 | 276 | 0 | 276 | 0 | 0.37449 | 1034 | 0 | 1034 | 0 | 0.63867 | 254 | 0 | 254 | 0 | 0.42689
959 | 0 | 959 | 0 | 0.59825 | 270 | 0 | 270 | 0 | 0.36635 | 995 | 0 | 995 | 0 | 0.61458 | 254 | 0 | 254 | 0 | 0.42689
959 | 0 | 959 | 0 | 0.59825 | 274 | 0 | 274 | 0 | 0.37178 | 989 | 0 | 989 | 0 | 0.61087 | 254 | 0 | 254 | 0 | 0.42689
959 | 0 | 959 | 0 | 0.59825 | 303 | 0 | 303 | 0 | 0.41113 | 909 | 0 | 909 | 0 | 0.56146 | 278 | 0 | 278 | 0 | 0.46723
959 | 0 | 959 | 0 | 0.59825 | 340 | 0 | 340 | 0 | 0.46133 | 1056 | 0 | 1056 | 0 | 0.65225 | 319 | 0 | 319 | 0 | 0.53613
959 | 0 | 959 | 0 | 0.59825 | 418 | 0 | 418 | 0 | 0.56716 | 1005 | 0 | 1005 | 0 | 0.62075 | 262 | 0 | 262 | 0 | 0.44034
944 | 0 | 944 | 0 | 0.5889 | 626 | 0 | 626 | 0 | 0.84939 | 891 | 0 | 891 | 0 | 0.55034 | 262 | 0 | 262 | 0 | 0.44034
587 | 0 | 587 | 0 | 0.36619 | 408 | 0 | 408 | 0 | 0.5536 | 687 | 0 | 687 | 0 | 0.42434 | 18 | 0 | 18 | 0 | 0.030252
139 | 0 | 139 | 0 | 0.086712 | 494 | 0 | 494 | 0 | 0.67028 | 204 | 0 | 204 | 0 | 0.126 | 3 | 0 | 3 | 0 | 0.005042
20 | 0 | 20 | 0 | 0.012477 | 644 | 0 | 644 | 0 | 0.87381 | -276 | 276 | 0 | 0.20015 | 0 | -189 | 189 | 0 | 0.30882 | 0
28 | 0 | 28 | 0 | 0.017467 | 544 | 0 | 544 | 0 | 0.73813 | -316 | 316 | 0 | 0.22915 | 0 | -474 | 474 | 0 | 0.77451 | 0
8 | 0 | 8 | 0 | 0.0049906 | 436 | 0 | 436 | 0 | 0.59159 | -268 | 268 | 0 | 0.19434 | 0 | -61 | 61 | 0 | 0.099673 | 0
351 | 0 | 351 | 0 | 0.21896 | 515 | 0 | 515 | 0 | 0.69878 | 243 | 0 | 243 | 0 | 0.15009 | 2 | 0 | 2 | 0 | 0.0033613
-118 | 118 | 0 | 0.095547 | 0 | 512 | 0 | 512 | 0 | 0.69471 | 186 | 0 | 186 | 0 | 0.11489 | 2 | 0 | 2 | 0 | 0.0033613
-708 | 708 | 0 | 0.57328 | 0 | 535 | 0 | 535 | 0 | 0.72592 | -334 | 334 | 0 | 0.2422 | 0 | 2 | 0 | 2 | 0 | 0.0033613
-904 | 904 | 0 | 0.73198 | 0 | 456 | 0 | 456 | 0 | 0.61872 | -695 | 695 | 0 | 0.50399 | 0 | -431 | 431 | 0 | 0.70425 | 0
-924 | 924 | 0 | 0.74818 | 0 | 381 | 0 | 381 | 0 | 0.51696 | -755 | 755 | 0 | 0.5475 | 0 | -494 | 494 | 0 | 0.80719 | 0
-948 | 948 | 0 | 0.76761 | 0 | 353 | 0 | 353 | 0 | 0.47897 | -634 | 634 | 0 | 0.45975 | 0 | -494 | 494 | 0 | 0.80719 | 0
-822 | 822 | 0 | 0.66559 | 0 | 368 | 0 | 368 | 0 | 0.49932 | -447 | 447 | 0 | 0.32415 | 0 | -495 | 495 | 0 | 0.80882 | 0
-652 | 652 | 0 | 0.52794 | 0 | 319 | 0 | 319 | 0 | 0.43284 | -350 | 350 | 0 | 0.25381 | 0 | -496 | 496 | 0 | 0.81046 | 0
-539 | 539 | 0 | 0.43644 | 0 | -57 | 57 | 0 | 0.075 | 0 | -300 | 300 | 0 | 0.21755 | 0 | -495 | 495 | 0 | 0.80882 | 0
-61 | 61 | 0 | 0.049393 | 0 | -185 | 185 | 0 | 0.24342 | 0 | -159 | 159 | 0 | 0.1153 | 0 | -60 | 60 | 0 | 0.098039 | 0
-382 | 382 | 0 | 0.30931 | 0 | -30 | 30 | 0 | 0.039474 | 0 | -130 | 130 | 0 | 0.094271 | 0 | -431 | 431 | 0 | 0.70425 | 0
-423 | 423 | 0 | 0.34251 | 0 | 0 | 0 | 0 | 0 | 0 | -113 | 113 | 0 | 0.081943 | 0 | -496 | 496 | 0 | 0.81046 | 0
-446 | 446 | 0 | 0.36113 | 0 | 0 | 0 | 0 | 0 | 0 | -117 | 117 | 0 | 0.084844 | 0 | -496 | 496 | 0 | 0.81046 | 0
-607 | 607 | 0 | 0.4915 | 0 | 0 | 0 | 0 | 0 | 0 | -160 | 160 | 0 | 0.11603 | 0 | -496 | 496 | 0 | 0.81046 | 0
-745 | 745 | 0 | 0.60324 | 0 | 0 | 0 | 0 | 0 | 0 | -197 | 197 | 0 | 0.14286 | 0 | -61 | 61 | 0 | 0.099673 | 0
-981 | 981 | 0 | 0.79433 | 0 | -1 | 1 | 0 | 0.0013158 | 0 | -397 | 397 | 0 | 0.28789 | 0 | -432 | 432 | 0 | 0.70588 | 0
-1004 | 1004 | 0 | 0.81296 | 0 | -366 | 366 | 0 | 0.48158 | 0 | -578 | 578 | 0 | 0.41914 | 0 | -494 | 494 | 0 | 0.80719 | 0
-1004 | 1004 | 0 | 0.81296 | 0 | -671 | 671 | 0 | 0.88289 | 0 | -816 | 816 | 0 | 0.59173 | 0 | -494 | 494 | 0 | 0.80719 | 0
-1003 | 1003 | 0 | 0.81215 | 0 | -701 | 701 | 0 | 0.92237 | 0 | -809 | 809 | 0 | 0.58666 | 0 | -494 | 494 | 0 | 0.80719 | 0
-1003 | 1003 | 0 | 0.81215 | 0 | -701 | 701 | 0 | 0.92237 | 0 | -855 | 855 | 0 | 0.62001 | 0 | -343 | 343 | 0 | 0.56046 | 0
-1003 | 1003 | 0 | 0.81215 | 0 | -701 | 701 | 0 | 0.92237 | 0 | -869 | 869 | 0 | 0.63017 | 0 | -376 | 376 | 0 | 0.61438 | 0
-1004 | 1004 | 0 | 0.81296 | 0 | -682 | 682 | 0 | 0.89737 | 0 | -791 | 791 | 0 | 0.5736 | 0 | -432 | 432 | 0 | 0.70588 | 0
-1004 | 1004 | 0 | 0.81296 | 0 | -563 | 563 | 0 | 0.74079 | 0 | -786 | 786 | 0 | 0.56998 | 0 | -494 | 494 | 0 | 0.80719 | 0
-1004 | 1004 | 0 | 0.81296 | 0 | -613 | 613 | 0 | 0.80658 | 0 | -794 | 794 | 0 | 0.57578 | 0 | -494 | 494 | 0 | 0.80719 | 0
-1004 | 1004 | 0 | 0.81296 | 0 | -577 | 577 | 0 | 0.75921 | 0 | -774 | 774 | 0 | 0.56128 | 0 | -494 | 494 | 0 | 0.80719 | 0
-1003 | 1003 | 0 | 0.81215 | 0 | -491 | 491 | 0 | 0.64605 | 0 | -767 | 767 | 0 | 0.5562 | 0 | -494 | 494 | 0 | 0.80719 | 0
-1003 | 1003 | 0 | 0.81215 | 0 | -248 | 248 | 0 | 0.32632 | 0 | -776 | 776 | 0 | 0.56273 | 0 | -494 | 494 | 0 | 0.80719 | 0
-1004 | 1004 | 0 | 0.81296 | 0 | -246 | 246 | 0 | 0.32368 | 0 | -830 | 830 | 0 | 0.60189 | 0 | -494 | 494 | 0 | 0.80719 | 0
-985 | 985 | 0 | 0.79757 | 0 | 95 | 0 | 95 | 0 | 0.1289 | -643 | 643 | 0 | 0.46628 | 0 | -494 | 494 | 0 | 0.80719 | 0
-708 | 708 | 0 | 0.57328 | 0 | 98 | 0 | 98 | 0 | 0.13297 | -565 | 565 | 0 | 0.40972 | 0 | -494 | 494 | 0 | 0.80719 | 0
-157 | 157 | 0 | 0.12713 | 0 | -123 | 123 | 0 | 0.16184 | 0 | -440 | 440 | 0 | 0.31907 | 0 | -495 | 495 | 0 | 0.80882 | 0
-105 | 105 | 0 | 0.08502 | 0 | -37 | 37 | 0 | 0.048684 | 0 | -362 | 362 | 0 | 0.26251 | 0 | -495 | 495 | 0 | 0.80882 | 0
3 | 0 | 3 | 0 | 0.0018715 | 85 | 0 | 85 | 0 | 0.11533 | -281 | 281 | 0 | 0.20377 | 0 | -495 | 495 | 0 | 0.80882 | 0
155 | 0 | 155 | 0 | 0.096694 | 304 | 0 | 304 | 0 | 0.41248 | 18 | 0 | 18 | 0 | 0.011118 | -61 | 61 | 0 | 0.099673 | 0
2 | 0 | 2 | 0 | 0.0012477 | 17 | 0 | 17 | 0 | 0.023066 | -257 | 257 | 0 | 0.18637 | 0 | -183 | 183 | 0 | 0.29902 | 0
23 | 0 | 23 | 0 | 0.014348 | 0 | 0 | 0 | 0 | 0 | -153 | 153 | 0 | 0.11095 | 0 | -472 | 472 | 0 | 0.77124 | 0
388 | 0 | 388 | 0 | 0.24205 | 0 | 0 | 0 | 0 | 0 | -50 | 50 | 0 | 0.036258 | 0 | -60 | 60 | 0 | 0.098039 | 0
305 | 0 | 305 | 0 | 0.19027 | 0 | 0 | 0 | 0 | 0 | 289 | 0 | 289 | 0 | 0.17851 | 2 | 0 | 2 | 0 | 0.0033613
0 | 0 | 0 | 0 | 0 | 6 | 0 | 6 | 0 | 0.0081411 | 309 | 0 | 309 | 0 | 0.19086 | 2 | 0 | 2 | 0 | 0.0033613
-291 | 291 | 0 | 0.23563 | 0 | 84 | 0 | 84 | 0 | 0.11398 | -73 | 73 | 0 | 0.052937 | 0 | 2 | 0 | 2 | 0 | 0.0033613
-764 | 764 | 0 | 0.61862 | 0 | 75 | 0 | 75 | 0 | 0.10176 | -435 | 435 | 0 | 0.31545 | 0 | -431 | 431 | 0 | 0.70425 | 0
-989 | 989 | 0 | 0.80081 | 0 | 26 | 0 | 26 | 0 | 0.035278 | -935 | 935 | 0 | 0.67803 | 0 | -261 | 261 | 0 | 0.42647 | 0
-1006 | 1006 | 0 | 0.81457 | 0 | -194 | 194 | 0 | 0.25526 | 0 | -1107 | 1107 | 0 | 0.80276 | 0 | -247 | 247 | 0 | 0.40359 | 0
-1005 | 1005 | 0 | 0.81377 | 0 | -177 | 177 | 0 | 0.23289 | 0 | -1191 | 1191 | 0 | 0.86367 | 0 | -247 | 247 | 0 | 0.40359 | 0
-1005 | 1005 | 0 | 0.81377 | 0 | -147 | 147 | 0 | 0.19342 | 0 | -1264 | 1264 | 0 | 0.91661 | 0 | -247 | 247 | 0 | 0.40359 | 0
-1004 | 1004 | 0 | 0.81296 | 0 | -318 | 318 | 0 | 0.41842 | 0 | -1079 | 1079 | 0 | 0.78245 | 0 | -247 | 247 | 0 | 0.40359 | 0
-1004 | 1004 | 0 | 0.81296 | 0 | -251 | 251 | 0 | 0.33026 | 0 | -1103 | 1103 | 0 | 0.79985 | 0 | -247 | 247 | 0 | 0.40359 | 0
-1004 | 1004 | 0 | 0.81296 | 0 | -296 | 296 | 0 | 0.38947 | 0 | -1086 | 1086 | 0 | 0.78753 | 0 | -247 | 247 | 0 | 0.40359 | 0
-1005 | 1005 | 0 | 0.81377 | 0 | -235 | 235 | 0 | 0.30921 | 0 | -1134 | 1134 | 0 | 0.82234 | 0 | -247 | 247 | 0 | 0.40359 | 0
-1004 | 1004 | 0 | 0.81296 | 0 | -166 | 166 | 0 | 0.21842 | 0 | -1079 | 1079 | 0 | 0.78245 | 0 | -247 | 247 | 0 | 0.40359 | 0
-1005 | 1005 | 0 | 0.81377 | 0 | -365 | 365 | 0 | 0.48026 | 0 | -969 | 969 | 0 | 0.70268 | 0 | -247 | 247 | 0 | 0.40359 | 0
-1000 | 1000 | 0 | 0.80972 | 0 | -579 | 579 | 0 | 0.76184 | 0 | -921 | 921 | 0 | 0.66788 | 0 | -474 | 474 | 0 | 0.77451 | 0
-1002 | 1002 | 0 | 0.81134 | 0 | -665 | 665 | 0 | 0.875 | 0 | -819 | 819 | 0 | 0.59391 | 0 | -493 | 493 | 0 | 0.80556 | 0
-1004 | 1004 | 0 | 0.81296 | 0 | -213 | 213 | 0 | 0.28026 | 0 | -931 | 931 | 0 | 0.67513 | 0 | -494 | 494 | 0 | 0.80719 | 0
-1004 | 1004 | 0 | 0.81296 | 0 | -6 | 6 | 0 | 0.0078947 | 0 | -897 | 897 | 0 | 0.65047 | 0 | -494 | 494 | 0 | 0.80719 | 0
-1004 | 1004 | 0 | 0.81296 | 0 | -9 | 9 | 0 | 0.011842 | 0 | -640 | 640 | 0 | 0.4641 | 0 | -495 | 495 | 0 | 0.80882 | 0
-1006 | 1006 | 0 | 0.81457 | 0 | -15 | 15 | 0 | 0.019737 | 0 | -550 | 550 | 0 | 0.39884 | 0 | -495 | 495 | 0 | 0.80882 | 0
-977 | 977 | 0 | 0.79109 | 0 | 41 | 0 | 41 | 0 | 0.055631 | -429 | 429 | 0 | 0.31109 | 0 | -376 | 376 | 0 | 0.61438 | 0
-578 | 578 | 0 | 0.46802 | 0 | 0 | 0 | 0 | 0 | 0 | -176 | 176 | 0 | 0.12763 | 0 | -33 | 33 | 0 | 0.053922 | 0
-36 | 36 | 0 | 0.02915 | 0 | 40 | 0 | 40 | 0 | 0.054274 | -334 | 334 | 0 | 0.2422 | 0 | 2 | 0 | 2 | 0 | 0.0033613
42 | 0 | 42 | 0 | 0.026201 | 489 | 0 | 489 | 0 | 0.6635 | 57 | 0 | 57 | 0 | 0.035207 | 2 | 0 | 2 | 0 | 0.0033613
607 | 0 | 607 | 0 | 0.37867 | 512 | 0 | 512 | 0 | 0.69471 | 787 | 0 | 787 | 0 | 0.4861 | 133 | 0 | 133 | 0 | 0.22353
636 | 0 | 636 | 0 | 0.39676 | 528 | 0 | 528 | 0 | 0.71642 | 755 | 0 | 755 | 0 | 0.46634 | 382 | 0 | 382 | 0 | 0.64202
74 | 0 | 74 | 0 | 0.046163 | 555 | 0 | 555 | 0 | 0.75305 | 202 | 0 | 202 | 0 | 0.12477 | 521 | 0 | 521 | 0 | 0.87563
-509 | 509 | 0 | 0.41215 | 0 | 537 | 0 | 537 | 0 | 0.72863 | -1077 | 1077 | 0 | 0.781 | 0 | 73 | 0 | 73 | 0 | 0.12269
-967 | 967 | 0 | 0.783 | 0 | 329 | 0 | 329 | 0 | 0.4464 | -636 | 636 | 0 | 0.4612 | 0 | -431 | 431 | 0 | 0.70425 | 0
-877 | 877 | 0 | 0.71012 | 0 | 140 | 0 | 140 | 0 | 0.18996 | -600 | 600 | 0 | 0.4351 | 0 | -495 | 495 | 0 | 0.80882 | 0
-675 | 675 | 0 | 0.54656 | 0 | 40 | 0 | 40 | 0 | 0.054274 | -526 | 526 | 0 | 0.38144 | 0 | -495 | 495 | 0 | 0.80882 | 0
-272 | 272 | 0 | 0.22024 | 0 | -182 | 182 | 0 | 0.23947 | 0 | -613 | 613 | 0 | 0.44453 | 0 | -450 | 450 | 0 | 0.73529 | 0
-306 | 306 | 0 | 0.24777 | 0 | -47 | 47 | 0 | 0.061842 | 0 | -624 | 624 | 0 | 0.4525 | 0 | -495 | 495 | 0 | 0.80882 | 0
-203 | 203 | 0 | 0.16437 | 0 | 24 | 0 | 24 | 0 | 0.032564 | -598 | 598 | 0 | 0.43365 | 0 | -495 | 495 | 0 | 0.80882 | 0
-302 | 302 | 0 | 0.24453 | 0 | 99 | 0 | 99 | 0 | 0.13433 | -595 | 595 | 0 | 0.43147 | 0 | -495 | 495 | 0 | 0.80882 | 0
-386 | 386 | 0 | 0.31255 | 0 | 49 | 0 | 49 | 0 | 0.066486 | -635 | 635 | 0 | 0.46048 | 0 | -495 | 495 | 0 | 0.80882 | 0
-584 | 584 | 0 | 0.47287 | 0 | 84 | 0 | 84 | 0 | 0.11398 | -705 | 705 | 0 | 0.51124 | 0 | -495 | 495 | 0 | 0.80882 | 0
-665 | 665 | 0 | 0.53846 | 0 | 424 | 0 | 424 | 0 | 0.57531 | -687 | 687 | 0 | 0.49819 | 0 | -494 | 494 | 0 | 0.80719 | 0
-975 | 975 | 0 | 0.78947 | 0 | 395 | 0 | 395 | 0 | 0.53596 | -715 | 715 | 0 | 0.51849 | 0 | -494 | 494 | 0 | 0.80719 | 0
-988 | 988 | 0 | 0.8 | 0 | 492 | 0 | 492 | 0 | 0.66757 | -1049 | 1049 | 0 | 0.7607 | 0 | -494 | 494 | 0 | 0.80719 | 0
-876 | 876 | 0 | 0.70931 | 0 | 663 | 0 | 663 | 0 | 0.89959 | -1006 | 1006 | 0 | 0.72951 | 0 | -494 | 494 | 0 | 0.80719 | 0
-257 | 257 | 0 | 0.2081 | 0 | 275 | 0 | 275 | 0 | 0.37313 | -876 | 876 | 0 | 0.63524 | 0 | -495 | 495 | 0 | 0.80882 | 0
0 | 0 | 0 | 0 | 0 | 232 | 0 | 232 | 0 | 0.31479 | -598 | 598 | 0 | 0.43365 | 0 | -60 | 60 | 0 | 0.098039 | 0
99 | 0 | 99 | 0 | 0.061759 | 321 | 0 | 321 | 0 | 0.43555 | -386 | 386 | 0 | 0.27991 | 0 | 2 | 0 | 2 | 0 | 0.0033613
652 | 0 | 652 | 0 | 0.40674 | 478 | 0 | 478 | 0 | 0.64858 | 522 | 0 | 522 | 0 | 0.32242 | 2 | 0 | 2 | 0 | 0.0033613
945 | 0 | 945 | 0 | 0.58952 | 324 | 0 | 324 | 0 | 0.43962 | 344 | 0 | 344 | 0 | 0.21248 | 315 | 0 | 315 | 0 | 0.52941
955 | 0 | 955 | 0 | 0.59576 | 372 | 0 | 372 | 0 | 0.50475 | 745 | 0 | 745 | 0 | 0.46016 | 343 | 0 | 343 | 0 | 0.57647
955 | 0 | 955 | 0 | 0.59576 | 373 | 0 | 373 | 0 | 0.50611 | 1010 | 0 | 1010 | 0 | 0.62384 | 342 | 0 | 342 | 0 | 0.57479
955 | 0 | 955 | 0 | 0.59576 | 392 | 0 | 392 | 0 | 0.53189 | 1046 | 0 | 1046 | 0 | 0.64608 | 355 | 0 | 355 | 0 | 0.59664
950 | 0 | 950 | 0 | 0.59264 | 385 | 0 | 385 | 0 | 0.52239 | 1138 | 0 | 1138 | 0 | 0.7029 | 384 | 0 | 384 | 0 | 0.64538
840 | 0 | 840 | 0 | 0.52402 | 544 | 0 | 544 | 0 | 0.73813 | 980 | 0 | 980 | 0 | 0.60531 | 38 | 0 | 38 | 0 | 0.063866
255 | 0 | 255 | 0 | 0.15908 | 454 | 0 | 454 | 0 | 0.61601 | -207 | 207 | 0 | 0.15011 | 0 | 3 | 0 | 3 | 0 | 0.005042
-398 | 398 | 0 | 0.32227 | 0 | 511 | 0 | 511 | 0 | 0.69335 | -598 | 598 | 0 | 0.43365 | 0 | -431 | 431 | 0 | 0.70425 | 0
-556 | 556 | 0 | 0.4502 | 0 | 698 | 0 | 698 | 0 | 0.94708 | -443 | 443 | 0 | 0.32125 | 0 | -494 | 494 | 0 | 0.80719 | 0
-539 | 539 | 0 | 0.43644 | 0 | 708 | 0 | 708 | 0 | 0.96065 | -315 | 315 | 0 | 0.22843 | 0 | -494 | 494 | 0 | 0.80719 | 0
-512 | 512 | 0 | 0.41457 | 0 | 711 | 0 | 711 | 0 | 0.96472 | -520 | 520 | 0 | 0.37708 | 0 | -60 | 60 | 0 | 0.098039 | 0
-22 | 22 | 0 | 0.017814 | 0 | 713 | 0 | 713 | 0 | 0.96744 | 58 | 0 | 58 | 0 | 0.035825 | 2 | 0 | 2 | 0 | 0.0033613
683 | 0 | 683 | 0 | 0.42608 | 718 | 0 | 718 | 0 | 0.97422 | 591 | 0 | 591 | 0 | 0.36504 | 137 | 0 | 137 | 0 | 0.23025
696 | 0 | 696 | 0 | 0.43419 | 721 | 0 | 721 | 0 | 0.97829 | 590 | 0 | 590 | 0 | 0.36442 | 376 | 0 | 376 | 0 | 0.63193
445 | 0 | 445 | 0 | 0.2776 | 705 | 0 | 705 | 0 | 0.95658 | 91 | 0 | 91 | 0 | 0.056208 | 110 | 0 | 110 | 0 | 0.18487
-218 | 218 | 0 | 0.17652 | 0 | 711 | 0 | 711 | 0 | 0.96472 | -325 | 325 | 0 | 0.23568 | 0 | -415 | 415 | 0 | 0.6781 | 0
-577 | 577 | 0 | 0.46721 | 0 | 712 | 0 | 712 | 0 | 0.96608 | -584 | 584 | 0 | 0.4235 | 0 | -495 | 495 | 0 | 0.80882 | 0
-968 | 968 | 0 | 0.78381 | 0 | 669 | 0 | 669 | 0 | 0.90773 | -756 | 756 | 0 | 0.54822 | 0 | -494 | 494 | 0 | 0.80719 | 0
-995 | 995 | 0 | 0.80567 | 0 | 711 | 0 | 711 | 0 | 0.96472 | -921 | 921 | 0 | 0.66788 | 0 | -494 | 494 | 0 | 0.80719 | 0
-565 | 565 | 0 | 0.45749 | 0 | 496 | 0 | 496 | 0 | 0.673 | -750 | 750 | 0 | 0.54387 | 0 | -494 | 494 | 0 | 0.80719 | 0
-15 | 15 | 0 | 0.012146 | 0 | 212 | 0 | 212 | 0 | 0.28765 | -521 | 521 | 0 | 0.37781 | 0 | -494 | 494 | 0 | 0.80719 | 0
15 | 0 | 15 | 0 | 0.0093575 | 253 | 0 | 253 | 0 | 0.34328 | -207 | 207 | 0 | 0.15011 | 0 | -61 | 61 | 0 | 0.099673 | 0
376 | 0 | 376 | 0 | 0.23456 | 151 | 0 | 151 | 0 | 0.20488 | 47 | 0 | 47 | 0 | 0.02903 | -178 | 178 | 0 | 0.29085 | 0
922 | 0 | 922 | 0 | 0.57517 | 98 | 0 | 98 | 0 | 0.13297 | 1001 | 0 | 1001 | 0 | 0.61828 | 288 | 0 | 288 | 0 | 0.48403
957 | 0 | 957 | 0 | 0.59701 | 429 | 0 | 429 | 0 | 0.58209 | 957 | 0 | 957 | 0 | 0.59111 | 333 | 0 | 333 | 0 | 0.55966
959 | 0 | 959 | 0 | 0.59825 | 352 | 0 | 352 | 0 | 0.47761 | 932 | 0 | 932 | 0 | 0.57566 | 251 | 0 | 251 | 0 | 0.42185
958 | 0 | 958 | 0 | 0.59763 | 462 | 0 | 462 | 0 | 0.62687 | 981 | 0 | 981 | 0 | 0.60593 | 225 | 0 | 225 | 0 | 0.37815
959 | 0 | 959 | 0 | 0.59825 | 553 | 0 | 553 | 0 | 0.75034 | 1050 | 0 | 1050 | 0 | 0.64855 | 250 | 0 | 250 | 0 | 0.42017
959 | 0 | 959 | 0 | 0.59825 | 619 | 0 | 619 | 0 | 0.83989 | 1060 | 0 | 1060 | 0 | 0.65473 | 250 | 0 | 250 | 0 | 0.42017
946 | 0 | 946 | 0 | 0.59014 | 548 | 0 | 548 | 0 | 0.74355 | 1023 | 0 | 1023 | 0 | 0.63187 | 250 | 0 | 250 | 0 | 0.42017
570 | 0 | 570 | 0 | 0.35558 | 224 | 0 | 224 | 0 | 0.30393 | 417 | 0 | 417 | 0 | 0.25757 | 16 | 0 | 16 | 0 | 0.026891
35 | 0 | 35 | 0 | 0.021834 | 527 | 0 | 527 | 0 | 0.71506 | -386 | 386 | 0 | 0.27991 | 0 | -471 | 471 | 0 | 0.76961 | 0
-1 | 1 | 0 | 0.00080972 | 0 | 544 | 0 | 544 | 0 | 0.73813 | -499 | 499 | 0 | 0.36186 | 0 | -604 | 604 | 0 | 0.98693 | 0
10 | 0 | 10 | 0 | 0.0062383 | 262 | 0 | 262 | 0 | 0.3555 | -501 | 501 | 0 | 0.36331 | 0 | -610 | 610 | 0 | 0.99673 | 0
4 | 0 | 4 | 0 | 0.0024953 | 183 | 0 | 183 | 0 | 0.2483 | -591 | 591 | 0 | 0.42857 | 0 | -610 | 610 | 0 | 0.99673 | 0
37 | 0 | 37 | 0 | 0.023082 | 378 | 0 | 378 | 0 | 0.51289 | -588 | 588 | 0 | 0.4264 | 0 | -299 | 299 | 0 | 0.48856 | 0
21 | 0 | 21 | 0 | 0.0131 | 325 | 0 | 325 | 0 | 0.44098 | -133 | 133 | 0 | 0.096447 | 0 | -16 | 16 | 0 | 0.026144 | 0
314 | 0 | 314 | 0 | 0.19588 | 593 | 0 | 593 | 0 | 0.80461 | 437 | 0 | 437 | 0 | 0.26992 | 212 | 0 | 212 | 0 | 0.3563
583 | 0 | 583 | 0 | 0.36369 | 660 | 0 | 660 | 0 | 0.89552 | 150 | 0 | 150 | 0 | 0.09265 | 200 | 0 | 200 | 0 | 0.33613
241 | 0 | 241 | 0 | 0.15034 | 647 | 0 | 647 | 0 | 0.87788 | -196 | 196 | 0 | 0.14213 | 0 | 10 | 0 | 10 | 0 | 0.016807
33 | 0 | 33 | 0 | 0.020586 | 687 | 0 | 687 | 0 | 0.93216 | -672 | 672 | 0 | 0.48731 | 0 | 2 | 0 | 2 | 0 | 0.0033613
-3 | 3 | 0 | 0.0024291 | 0 | 231 | 0 | 231 | 0 | 0.31343 | -788 | 788 | 0 | 0.57143 | 0 | -462 | 462 | 0 | 0.7549 | 0
-29 | 29 | 0 | 0.023482 | 0 | 406 | 0 | 406 | 0 | 0.55088 | -557 | 557 | 0 | 0.40392 | 0 | -597 | 597 | 0 | 0.97549 | 0
65 | 0 | 65 | 0 | 0.040549 | 603 | 0 | 603 | 0 | 0.81818 | -362 | 362 | 0 | 0.26251 | 0 | -610 | 610 | 0 | 0.99673 | 0
401 | 0 | 401 | 0 | 0.25016 | 714 | 0 | 714 | 0 | 0.96879 | -184 | 184 | 0 | 0.13343 | 0 | -96 | 96 | 0 | 0.15686 | 0
737 | 0 | 737 | 0 | 0.45976 | 711 | 0 | 711 | 0 | 0.96472 | 47 | 0 | 47 | 0 | 0.02903 | 1 | 0 | 1 | 0 | 0.0016807
944 | 0 | 944 | 0 | 0.5889 | 566 | 0 | 566 | 0 | 0.76798 | 54 | 0 | 54 | 0 | 0.033354 | 1 | 0 | 1 | 0 | 0.0016807
956 | 0 | 956 | 0 | 0.59638 | 357 | 0 | 357 | 0 | 0.4844 | 375 | 0 | 375 | 0 | 0.23162 | 191 | 0 | 191 | 0 | 0.32101
927 | 0 | 927 | 0 | 0.57829 | 333 | 0 | 333 | 0 | 0.45183 | 366 | 0 | 366 | 0 | 0.22607 | 175 | 0 | 175 | 0 | 0.29412
955 | 0 | 955 | 0 | 0.59576 | 316 | 0 | 316 | 0 | 0.42877 | 780 | 0 | 780 | 0 | 0.48178 | 195 | 0 | 195 | 0 | 0.32773
959 | 0 | 959 | 0 | 0.59825 | 51 | 0 | 51 | 0 | 0.069199 | 765 | 0 | 765 | 0 | 0.47251 | 195 | 0 | 195 | 0 | 0.32773
959 | 0 | 959 | 0 | 0.59825 | 107 | 0 | 107 | 0 | 0.14518 | 694 | 0 | 694 | 0 | 0.42866 | 195 | 0 | 195 | 0 | 0.32773
958 | 0 | 958 | 0 | 0.59763 | 131 | 0 | 131 | 0 | 0.17775 | 732 | 0 | 732 | 0 | 0.45213 | 278 | 0 | 278 | 0 | 0.46723
958 | 0 | 958 | 0 | 0.59763 | 143 | 0 | 143 | 0 | 0.19403 | 1191 | 0 | 1191 | 0 | 0.73564 | 300 | 0 | 300 | 0 | 0.5042
958 | 0 | 958 | 0 | 0.59763 | 187 | 0 | 187 | 0 | 0.25373 | 953 | 0 | 953 | 0 | 0.58863 | 300 | 0 | 300 | 0 | 0.5042
953 | 0 | 953 | 0 | 0.59451 | 39 | 0 | 39 | 0 | 0.052917 | 1002 | 0 | 1002 | 0 | 0.6189 | 218 | 0 | 218 | 0 | 0.36639
787 | 0 | 787 | 0 | 0.49095 | 285 | 0 | 285 | 0 | 0.3867 | 219 | 0 | 219 | 0 | 0.13527 | 14 | 0 | 14 | 0 | 0.023529
757 | 0 | 757 | 0 | 0.47224 | 642 | 0 | 642 | 0 | 0.8711 | 349 | 0 | 349 | 0 | 0.21557 | 2 | 0 | 2 | 0 | 0.0033613
953 | 0 | 953 | 0 | 0.59451 | 590 | 0 | 590 | 0 | 0.80054 | 773 | 0 | 773 | 0 | 0.47746 | 256 | 0 | 256 | 0 | 0.43025
958 | 0 | 958 | 0 | 0.59763 | 538 | 0 | 538 | 0 | 0.72999 | 818 | 0 | 818 | 0 | 0.50525 | 250 | 0 | 250 | 0 | 0.42017
958 | 0 | 958 | 0 | 0.59763 | 408 | 0 | 408 | 0 | 0.5536 | 553 | 0 | 553 | 0 | 0.34157 | 250 | 0 | 250 | 0 | 0.42017
959 | 0 | 959 | 0 | 0.59825 | 628 | 0 | 628 | 0 | 0.8521 | 944 | 0 | 944 | 0 | 0.58308 | 250 | 0 | 250 | 0 | 0.42017
959 | 0 | 959 | 0 | 0.59825 | 424 | 0 | 424 | 0 | 0.57531 | 911 | 0 | 911 | 0 | 0.56269 | 274 | 0 | 274 | 0 | 0.4605
959 | 0 | 959 | 0 | 0.59825 | 376 | 0 | 376 | 0 | 0.51018 | 811 | 0 | 811 | 0 | 0.50093 | 20 | 0 | 20 | 0 | 0.033613
925 | 0 | 925 | 0 | 0.57704 | 658 | 0 | 658 | 0 | 0.89281 | 203 | 0 | 203 | 0 | 0.12539 | 203 | 0 | 203 | 0 | 0.34118
362 | 0 | 362 | 0 | 0.22583 | 548 | 0 | 548 | 0 | 0.74355 | -780 | 780 | 0 | 0.56563 | 0 | -262 | 262 | 0 | 0.4281 | 0
83 | 0 | 83 | 0 | 0.051778 | 651 | 0 | 651 | 0 | 0.88331 | -521 | 521 | 0 | 0.37781 | 0 | -560 | 560 | 0 | 0.91503 | 0
367 | 0 | 367 | 0 | 0.22895 | 513 | 0 | 513 | 0 | 0.69607 | -346 | 346 | 0 | 0.25091 | 0 | -595 | 595 | 0 | 0.97222 | 0
928 | 0 | 928 | 0 | 0.57891 | 378 | 0 | 378 | 0 | 0.51289 | 220 | 0 | 220 | 0 | 0.13589 | -91 | 91 | 0 | 0.14869 | 0
958 | 0 | 958 | 0 | 0.59763 | 364 | 0 | 364 | 0 | 0.49389 | 869 | 0 | 869 | 0 | 0.53675 | 234 | 0 | 234 | 0 | 0.39328
959 | 0 | 959 | 0 | 0.59825 | 23 | 0 | 23 | 0 | 0.031208 | 795 | 0 | 795 | 0 | 0.49104 | 224 | 0 | 224 | 0 | 0.37647
958 | 0 | 958 | 0 | 0.59763 | 191 | 0 | 191 | 0 | 0.25916 | 649 | 0 | 649 | 0 | 0.40086 | 156 | 0 | 156 | 0 | 0.26218
958 | 0 | 958 | 0 | 0.59763 | 316 | 0 | 316 | 0 | 0.42877 | 792 | 0 | 792 | 0 | 0.48919 | 252 | 0 | 252 | 0 | 0.42353
958 | 0 | 958 | 0 | 0.59763 | 183 | 0 | 183 | 0 | 0.2483 | 742 | 0 | 742 | 0 | 0.45831 | 255 | 0 | 255 | 0 | 0.42857
958 | 0 | 958 | 0 | 0.59763 | 260 | 0 | 260 | 0 | 0.35278 | 692 | 0 | 692 | 0 | 0.42742 | 255 | 0 | 255 | 0 | 0.42857
958 | 0 | 958 | 0 | 0.59763 | 277 | 0 | 277 | 0 | 0.37585 | 742 | 0 | 742 | 0 | 0.45831 | 237 | 0 | 237 | 0 | 0.39832
958 | 0 | 958 | 0 | 0.59763 | 252 | 0 | 252 | 0 | 0.34193 | 843 | 0 | 843 | 0 | 0.52069 | 249 | 0 | 249 | 0 | 0.41849
958 | 0 | 958 | 0 | 0.59763 | 216 | 0 | 216 | 0 | 0.29308 | 925 | 0 | 925 | 0 | 0.57134 | 274 | 0 | 274 | 0 | 0.4605
958 | 0 | 958 | 0 | 0.59763 | 155 | 0 | 155 | 0 | 0.21031 | 1148 | 0 | 1148 | 0 | 0.70908 | 274 | 0 | 274 | 0 | 0.4605
959 | 0 | 959 | 0 | 0.59825 | 463 | 0 | 463 | 0 | 0.62822 | 1022 | 0 | 1022 | 0 | 0.63125 | 275 | 0 | 275 | 0 | 0.46218
959 | 0 | 959 | 0 | 0.59825 | 470 | 0 | 470 | 0 | 0.63772 | 727 | 0 | 727 | 0 | 0.44904 | 274 | 0 | 274 | 0 | 0.4605
959 | 0 | 959 | 0 | 0.59825 | 488 | 0 | 488 | 0 | 0.66214 | 591 | 0 | 591 | 0 | 0.36504 | 274 | 0 | 274 | 0 | 0.4605
959 | 0 | 959 | 0 | 0.59825 | 508 | 0 | 508 | 0 | 0.68928 | 616 | 0 | 616 | 0 | 0.38048 | 250 | 0 | 250 | 0 | 0.42017
959 | 0 | 959 | 0 | 0.59825 | 506 | 0 | 506 | 0 | 0.68657 | 286 | 0 | 286 | 0 | 0.17665 | 250 | 0 | 250 | 0 | 0.42017
959 | 0 | 959 | 0 | 0.59825 | 498 | 0 | 498 | 0 | 0.67571 | 884 | 0 | 884 | 0 | 0.54602 | 250 | 0 | 250 | 0 | 0.42017
959 | 0 | 959 | 0 | 0.59825 | 490 | 0 | 490 | 0 | 0.66486 | 945 | 0 | 945 | 0 | 0.58369 | 250 | 0 | 250 | 0 | 0.42017
959 | 0 | 959 | 0 | 0.59825 | 520 | 0 | 520 | 0 | 0.70556 | 993 | 0 | 993 | 0 | 0.61334 | 274 | 0 | 274 | 0 | 0.4605
959 | 0 | 959 | 0 | 0.59825 | 513 | 0 | 513 | 0 | 0.69607 | 1015 | 0 | 1015 | 0 | 0.62693 | 273 | 0 | 273 | 0 | 0.45882
959 | 0 | 959 | 0 | 0.59825 | 320 | 0 | 320 | 0 | 0.43419 | 943 | 0 | 943 | 0 | 0.58246 | 268 | 0 | 268 | 0 | 0.45042
896 | 0 | 896 | 0 | 0.55895 | 571 | 0 | 571 | 0 | 0.77476 | 210 | 0 | 210 | 0 | 0.12971 | -183 | 183 | 0 | 0.29902 | 0
618 | 0 | 618 | 0 | 0.38553 | 553 | 0 | 553 | 0 | 0.75034 | -356 | 356 | 0 | 0.25816 | 0 | -546 | 546 | 0 | 0.89216 | 0
887 | 0 | 887 | 0 | 0.55334 | 487 | 0 | 487 | 0 | 0.66079 | -253 | 253 | 0 | 0.18347 | 0 | -610 | 610 | 0 | 0.99673 | 0
954 | 0 | 954 | 0 | 0.59513 | 425 | 0 | 425 | 0 | 0.57666 | -87 | 87 | 0 | 0.063089 | 0 | -507 | 507 | 0 | 0.82843 | 0
958 | 0 | 958 | 0 | 0.59763 | 202 | 0 | 202 | 0 | 0.27408 | 50 | 0 | 50 | 0 | 0.030883 | -114 | 114 | 0 | 0.18627 | 0
958 | 0 | 958 | 0 | 0.59763 | 8 | 0 | 8 | 0 | 0.010855 | 61 | 0 | 61 | 0 | 0.037678 | -411 | 411 | 0 | 0.67157 | 0
958 | 0 | 958 | 0 | 0.59763 | 26 | 0 | 26 | 0 | 0.035278 | 442 | 0 | 442 | 0 | 0.27301 | 26 | 0 | 26 | 0 | 0.043697
958 | 0 | 958 | 0 | 0.59763 | 249 | 0 | 249 | 0 | 0.33786 | 814 | 0 | 814 | 0 | 0.50278 | 245 | 0 | 245 | 0 | 0.41176
958 | 0 | 958 | 0 | 0.59763 | 150 | 0 | 150 | 0 | 0.20353 | 1120 | 0 | 1120 | 0 | 0.69179 | 273 | 0 | 273 | 0 | 0.45882
957 | 0 | 957 | 0 | 0.59701 | 110 | 0 | 110 | 0 | 0.14925 | 1098 | 0 | 1098 | 0 | 0.6782 | 298 | 0 | 298 | 0 | 0.50084
932 | 0 | 932 | 0 | 0.58141 | 58 | 0 | 58 | 0 | 0.078697 | 798 | 0 | 798 | 0 | 0.4929 | 320 | 0 | 320 | 0 | 0.53782
924 | 0 | 924 | 0 | 0.57642 | 209 | 0 | 209 | 0 | 0.28358 | 561 | 0 | 561 | 0 | 0.34651 | 337 | 0 | 337 | 0 | 0.56639
378 | 0 | 378 | 0 | 0.23581 | 189 | 0 | 189 | 0 | 0.25645 | 156 | 0 | 156 | 0 | 0.096356 | 31 | 0 | 31 | 0 | 0.052101
-14 | 14 | 0 | 0.011336 | 0 | 195 | 0 | 195 | 0 | 0.26459 | -868 | 868 | 0 | 0.62944 | 0 | -471 | 471 | 0 | 0.76961 | 0
-357 | 357 | 0 | 0.28907 | 0 | 13 | 0 | 13 | 0 | 0.017639 | -1187 | 1187 | 0 | 0.86077 | 0 | -609 | 609 | 0 | 0.9951 | 0
-529 | 529 | 0 | 0.42834 | 0 | 1 | 0 | 1 | 0 | 0.0013569 | -1134 | 1134 | 0 | 0.82234 | 0 | -609 | 609 | 0 | 0.9951 | 0
-37 | 37 | 0 | 0.02996 | 0 | 78 | 0 | 78 | 0 | 0.10583 | -1086 | 1086 | 0 | 0.78753 | 0 | -610 | 610 | 0 | 0.99673 | 0
-155 | 155 | 0 | 0.12551 | 0 | 181 | 0 | 181 | 0 | 0.24559 | -1100 | 1100 | 0 | 0.79768 | 0 | -610 | 610 | 0 | 0.99673 | 0
-150 | 150 | 0 | 0.12146 | 0 | 196 | 0 | 196 | 0 | 0.26594 | -1088 | 1088 | 0 | 0.78898 | 0 | -595 | 595 | 0 | 0.97222 | 0
-207 | 207 | 0 | 0.16761 | 0 | 285 | 0 | 285 | 0 | 0.3867 | -1127 | 1127 | 0 | 0.81726 | 0 | -610 | 610 | 0 | 0.99673 | 0
-480 | 480 | 0 | 0.38866 | 0 | -71 | 71 | 0 | 0.093421 | 0 | -1198 | 1198 | 0 | 0.86875 | 0 | -610 | 610 | 0 | 0.99673 | 0
-927 | 927 | 0 | 0.75061 | 0 | -399 | 399 | 0 | 0.525 | 0 | -1059 | 1059 | 0 | 0.76795 | 0 | -610 | 610 | 0 | 0.99673 | 0
-953 | 953 | 0 | 0.77166 | 0 | -680 | 680 | 0 | 0.89474 | 0 | -1121 | 1121 | 0 | 0.81291 | 0 | -610 | 610 | 0 | 0.99673 | 0
-953 | 953 | 0 | 0.77166 | 0 | -699 | 699 | 0 | 0.91974 | 0 | -1217 | 1217 | 0 | 0.88252 | 0 | -610 | 610 | 0 | 0.99673 | 0
-953 | 953 | 0 | 0.77166 | 0 | -700 | 700 | 0 | 0.92105 | 0 | -1182 | 1182 | 0 | 0.85714 | 0 | -548 | 548 | 0 | 0.89542 | 0
-953 | 953 | 0 | 0.77166 | 0 | -701 | 701 | 0 | 0.92237 | 0 | -1023 | 1023 | 0 | 0.74184 | 0 | -609 | 609 | 0 | 0.9951 | 0
-954 | 954 | 0 | 0.77247 | 0 | -701 | 701 | 0 | 0.92237 | 0 | -1137 | 1137 | 0 | 0.82451 | 0 | -610 | 610 | 0 | 0.99673 | 0
-953 | 953 | 0 | 0.77166 | 0 | -690 | 690 | 0 | 0.90789 | 0 | -1104 | 1104 | 0 | 0.80058 | 0 | -610 | 610 | 0 | 0.99673 | 0
-953 | 953 | 0 | 0.77166 | 0 | -474 | 474 | 0 | 0.62368 | 0 | -1040 | 1040 | 0 | 0.75417 | 0 | -610 | 610 | 0 | 0.99673 | 0
-941 | 941 | 0 | 0.76194 | 0 | -315 | 315 | 0 | 0.41447 | 0 | -1059 | 1059 | 0 | 0.76795 | 0 | -595 | 595 | 0 | 0.97222 | 0
-756 | 756 | 0 | 0.61215 | 0 | -309 | 309 | 0 | 0.40658 | 0 | -950 | 950 | 0 | 0.68891 | 0 | -282 | 282 | 0 | 0.46078 | 0
-503 | 503 | 0 | 0.40729 | 0 | -157 | 157 | 0 | 0.20658 | 0 | -898 | 898 | 0 | 0.6512 | 0 | -67 | 67 | 0 | 0.10948 | 0
-457 | 457 | 0 | 0.37004 | 0 | -146 | 146 | 0 | 0.19211 | 0 | -882 | 882 | 0 | 0.63959 | 0 | 2 | 0 | 2 | 0 | 0.0033613
-399 | 399 | 0 | 0.32308 | 0 | -209 | 209 | 0 | 0.275 | 0 | -509 | 509 | 0 | 0.36911 | 0 | 2 | 0 | 2 | 0 | 0.0033613
-37 | 37 | 0 | 0.02996 | 0 | 42 | 0 | 42 | 0 | 0.056988 | 265 | 0 | 265 | 0 | 0.16368 | 2 | 0 | 2 | 0 | 0.0033613
96 | 0 | 96 | 0 | 0.059888 | 0 | 0 | 0 | 0 | 0 | 495 | 0 | 495 | 0 | 0.30574 | 2 | 0 | 2 | 0 | 0.0033613
-482 | 482 | 0 | 0.39028 | 0 | -8 | 8 | 0 | 0.010526 | 0 | 96 | 0 | 96 | 0 | 0.059296 | 2 | 0 | 2 | 0 | 0.0033613
-979 | 979 | 0 | 0.79271 | 0 | -283 | 283 | 0 | 0.37237 | 0 | -945 | 945 | 0 | 0.68528 | 0 | -473 | 473 | 0 | 0.77288 | 0
-1004 | 1004 | 0 | 0.81296 | 0 | -674 | 674 | 0 | 0.88684 | 0 | -968 | 968 | 0 | 0.70196 | 0 | -590 | 590 | 0 | 0.96405 | 0
-1004 | 1004 | 0 | 0.81296 | 0 | -701 | 701 | 0 | 0.92237 | 0 | -974 | 974 | 0 | 0.70631 | 0 | -609 | 609 | 0 | 0.9951 | 0
-1004 | 1004 | 0 | 0.81296 | 0 | -701 | 701 | 0 | 0.92237 | 0 | -951 | 951 | 0 | 0.68963 | 0 | -610 | 610 | 0 | 0.99673 | 0
-1004 | 1004 | 0 | 0.81296 | 0 | -701 | 701 | 0 | 0.92237 | 0 | -948 | 948 | 0 | 0.68745 | 0 | -610 | 610 | 0 | 0.99673 | 0
-1004 | 1004 | 0 | 0.81296 | 0 | -682 | 682 | 0 | 0.89737 | 0 | -911 | 911 | 0 | 0.66062 | 0 | -610 | 610 | 0 | 0.99673 | 0
-1000 | 1000 | 0 | 0.80972 | 0 | -262 | 262 | 0 | 0.34474 | 0 | -776 | 776 | 0 | 0.56273 | 0 | -95 | 95 | 0 | 0.15523 | 0
-826 | 826 | 0 | 0.66883 | 0 | -134 | 134 | 0 | 0.17632 | 0 | -713 | 713 | 0 | 0.51704 | 0 | 2 | 0 | 2 | 0 | 0.0033613
-1002 | 1002 | 0 | 0.81134 | 0 | -112 | 112 | 0 | 0.14737 | 0 | -903 | 903 | 0 | 0.65482 | 0 | 2 | 0 | 2 | 0 | 0.0033613
-1004 | 1004 | 0 | 0.81296 | 0 | -451 | 451 | 0 | 0.59342 | 0 | -873 | 873 | 0 | 0.63307 | 0 | -303 | 303 | 0 | 0.4951 | 0
-1003 | 1003 | 0 | 0.81215 | 0 | -658 | 658 | 0 | 0.86579 | 0 | -876 | 876 | 0 | 0.63524 | 0 | -559 | 559 | 0 | 0.9134 | 0
-1004 | 1004 | 0 | 0.81296 | 0 | -698 | 698 | 0 | 0.91842 | 0 | -1005 | 1005 | 0 | 0.72879 | 0 | -609 | 609 | 0 | 0.9951 | 0
-1003 | 1003 | 0 | 0.81215 | 0 | -671 | 671 | 0 | 0.88289 | 0 | -850 | 850 | 0 | 0.61639 | 0 | -610 | 610 | 0 | 0.99673 | 0
-926 | 926 | 0 | 0.7498 | 0 | -382 | 382 | 0 | 0.50263 | 0 | -866 | 866 | 0 | 0.62799 | 0 | -610 | 610 | 0 | 0.99673 | 0
-404 | 404 | 0 | 0.32713 | 0 | -357 | 357 | 0 | 0.46974 | 0 | -902 | 902 | 0 | 0.6541 | 0 | -610 | 610 | 0 | 0.99673 | 0
13 | 0 | 13 | 0 | 0.0081098 | -27 | 27 | 0 | 0.035526 | 0 | -352 | 352 | 0 | 0.25526 | 0 | -95 | 95 | 0 | 0.15523 | 0
438 | 0 | 438 | 0 | 0.27324 | 397 | 0 | 397 | 0 | 0.53867 | -18 | 18 | 0 | 0.013053 | 0 | 2 | 0 | 2 | 0 | 0.0033613
924 | 0 | 924 | 0 | 0.57642 | 488 | 0 | 488 | 0 | 0.66214 | 552 | 0 | 552 | 0 | 0.34095 | 79 | 0 | 79 | 0 | 0.13277
944 | 0 | 944 | 0 | 0.5889 | 377 | 0 | 377 | 0 | 0.51153 | 829 | 0 | 829 | 0 | 0.51204 | 287 | 0 | 287 | 0 | 0.48235
956 | 0 | 956 | 0 | 0.59638 | 400 | 0 | 400 | 0 | 0.54274 | 753 | 0 | 753 | 0 | 0.4651 | 337 | 0 | 337 | 0 | 0.56639
954 | 0 | 954 | 0 | 0.59513 | 342 | 0 | 342 | 0 | 0.46404 | 220 | 0 | 220 | 0 | 0.13589 | 323 | 0 | 323 | 0 | 0.54286
950 | 0 | 950 | 0 | 0.59264 | 326 | 0 | 326 | 0 | 0.44233 | 206 | 0 | 206 | 0 | 0.12724 | 323 | 0 | 323 | 0 | 0.54286
830 | 0 | 830 | 0 | 0.51778 | 300 | 0 | 300 | 0 | 0.40706 | 76 | 0 | 76 | 0 | 0.046943 | 26 | 0 | 26 | 0 | 0.043697
271 | 0 | 271 | 0 | 0.16906 | 345 | 0 | 345 | 0 | 0.46811 | -270 | 270 | 0 | 0.19579 | 0 | 2 | 0 | 2 | 0 | 0.0033613
-272 | 272 | 0 | 0.22024 | 0 | 199 | 0 | 199 | 0 | 0.27001 | -1003 | 1003 | 0 | 0.72734 | 0 | -471 | 471 | 0 | 0.76961 | 0
-835 | 835 | 0 | 0.67611 | 0 | 93 | 0 | 93 | 0 | 0.12619 | -747 | 747 | 0 | 0.5417 | 0 | -603 | 603 | 0 | 0.98529 | 0
-965 | 965 | 0 | 0.78138 | 0 | 128 | 0 | 128 | 0 | 0.17368 | -712 | 712 | 0 | 0.51632 | 0 | -610 | 610 | 0 | 0.99673 | 0
-601 | 601 | 0 | 0.48664 | 0 | -94 | 94 | 0 | 0.12368 | 0 | -736 | 736 | 0 | 0.53372 | 0 | -610 | 610 | 0 | 0.99673 | 0
-426 | 426 | 0 | 0.34494 | 0 | -123 | 123 | 0 | 0.16184 | 0 | -561 | 561 | 0 | 0.40682 | 0 | -595 | 595 | 0 | 0.97222 | 0
-322 | 322 | 0 | 0.26073 | 0 | -125 | 125 | 0 | 0.16447 | 0 | -146 | 146 | 0 | 0.10587 | 0 | -91 | 91 | 0 | 0.14869 | 0
-21 | 21 | 0 | 0.017004 | 0 | 2 | 0 | 2 | 0 | 0.0027137 | -65 | 65 | 0 | 0.047136 | 0 | 2 | 0 | 2 | 0 | 0.0033613
45 | 0 | 45 | 0 | 0.028072 | 579 | 0 | 579 | 0 | 0.78562 | 32 | 0 | 32 | 0 | 0.019765 | 129 | 0 | 129 | 0 | 0.21681
-24 | 24 | 0 | 0.019433 | 0 | 186 | 0 | 186 | 0 | 0.25237 | -195 | 195 | 0 | 0.14141 | 0 | 112 | 0 | 112 | 0 | 0.18824
-339 | 339 | 0 | 0.27449 | 0 | 127 | 0 | 127 | 0 | 0.17232 | -723 | 723 | 0 | 0.52429 | 0 | 5 | 0 | 5 | 0 | 0.0084034
-438 | 438 | 0 | 0.35466 | 0 | 243 | 0 | 243 | 0 | 0.32972 | -633 | 633 | 0 | 0.45903 | 0 | -464 | 464 | 0 | 0.75817 | 0
-951 | 951 | 0 | 0.77004 | 0 | 418 | 0 | 418 | 0 | 0.56716 | -700 | 700 | 0 | 0.50761 | 0 | -598 | 598 | 0 | 0.97712 | 0
-751 | 751 | 0 | 0.6081 | 0 | 540 | 0 | 540 | 0 | 0.7327 | -750 | 750 | 0 | 0.54387 | 0 | -610 | 610 | 0 | 0.99673 | 0
-192 | 192 | 0 | 0.15547 | 0 | 714 | 0 | 714 | 0 | 0.96879 | -850 | 850 | 0 | 0.61639 | 0 | -610 | 610 | 0 | 0.99673 | 0
179 | 0 | 179 | 0 | 0.11167 | 714 | 0 | 714 | 0 | 0.96879 | -21 | 21 | 0 | 0.015228 | 0 | -205 | 205 | 0 | 0.33497 | 0
908 | 0 | 908 | 0 | 0.56644 | 714 | 0 | 714 | 0 | 0.96879 | 771 | 0 | 771 | 0 | 0.47622 | -3 | 3 | 0 | 0.004902 | 0
957 | 0 | 957 | 0 | 0.59701 | 694 | 0 | 694 | 0 | 0.94166 | 939 | 0 | 939 | 0 | 0.57999 | 255 | 0 | 255 | 0 | 0.42857
958 | 0 | 958 | 0 | 0.59763 | 463 | 0 | 463 | 0 | 0.62822 | 1133 | 0 | 1133 | 0 | 0.69981 | 203 | 0 | 203 | 0 | 0.34118
958 | 0 | 958 | 0 | 0.59763 | 398 | 0 | 398 | 0 | 0.54003 | 1063 | 0 | 1063 | 0 | 0.65658 | 150 | 0 | 150 | 0 | 0.2521
958 | 0 | 958 | 0 | 0.59763 | 338 | 0 | 338 | 0 | 0.45862 | 982 | 0 | 982 | 0 | 0.60655 | 131 | 0 | 131 | 0 | 0.22017
958 | 0 | 958 | 0 | 0.59763 | 317 | 0 | 317 | 0 | 0.43012 | 834 | 0 | 834 | 0 | 0.51513 | 62 | 0 | 62 | 0 | 0.1042
958 | 0 | 958 | 0 | 0.59763 | 309 | 0 | 309 | 0 | 0.41927 | 758 | 0 | 758 | 0 | 0.46819 | 62 | 0 | 62 | 0 | 0.1042
958 | 0 | 958 | 0 | 0.59763 | 298 | 0 | 298 | 0 | 0.40434 | 768 | 0 | 768 | 0 | 0.47437 | 62 | 0 | 62 | 0 | 0.1042
958 | 0 | 958 | 0 | 0.59763 | 322 | 0 | 322 | 0 | 0.43691 | 719 | 0 | 719 | 0 | 0.4441 | 62 | 0 | 62 | 0 | 0.1042
920 | 0 | 920 | 0 | 0.57392 | 453 | 0 | 453 | 0 | 0.61465 | 326 | 0 | 326 | 0 | 0.20136 | 62 | 0 | 62 | 0 | 0.1042
370 | 0 | 370 | 0 | 0.23082 | 550 | 0 | 550 | 0 | 0.74627 | -385 | 385 | 0 | 0.27919 | 0 | -111 | 111 | 0 | 0.18137 | 0
19 | 0 | 19 | 0 | 0.011853 | 611 | 0 | 611 | 0 | 0.82904 | -578 | 578 | 0 | 0.41914 | 0 | -88 | 88 | 0 | 0.14379 | 0
0 | 0 | 0 | 0 | 0 | 606 | 0 | 606 | 0 | 0.82225 | -378 | 378 | 0 | 0.27411 | 0 | -277 | 277 | 0 | 0.45261 | 0
35 | 0 | 35 | 0 | 0.021834 | 654 | 0 | 654 | 0 | 0.88738 | 221 | 0 | 221 | 0 | 0.1365 | -18 | 18 | 0 | 0.029412 | 0
263 | 0 | 263 | 0 | 0.16407 | 710 | 0 | 710 | 0 | 0.96336 | 110 | 0 | 110 | 0 | 0.067943 | 2 | 0 | 2 | 0 | 0.0033613
49 | 0 | 49 | 0 | 0.030568 | 710 | 0 | 710 | 0 | 0.96336 | -430 | 430 | 0 | 0.31182 | 0 | 2 | 0 | 2 | 0 | 0.0033613
168 | 0 | 168 | 0 | 0.1048 | 712 | 0 | 712 | 0 | 0.96608 | -695 | 695 | 0 | 0.50399 | 0 | -463 | 463 | 0 | 0.75654 | 0
6 | 0 | 6 | 0 | 0.003743 | 607 | 0 | 607 | 0 | 0.82361 | -612 | 612 | 0 | 0.4438 | 0 | -591 | 591 | 0 | 0.96569 | 0
-2 | 2 | 0 | 0.0016194 | 0 | 374 | 0 | 374 | 0 | 0.50746 | -716 | 716 | 0 | 0.51922 | 0 | -610 | 610 | 0 | 0.99673 | 0
-50 | 50 | 0 | 0.040486 | 0 | 236 | 0 | 236 | 0 | 0.32022 | -705 | 705 | 0 | 0.51124 | 0 | -610 | 610 | 0 | 0.99673 | 0
-543 | 543 | 0 | 0.43968 | 0 | 391 | 0 | 391 | 0 | 0.53053 | -915 | 915 | 0 | 0.66352 | 0 | -609 | 609 | 0 | 0.9951 | 0
-530 | 530 | 0 | 0.42915 | 0 | 208 | 0 | 208 | 0 | 0.28223 | -1015 | 1015 | 0 | 0.73604 | 0 | -609 | 609 | 0 | 0.9951 | 0
-470 | 470 | 0 | 0.38057 | 0 | 385 | 0 | 385 | 0 | 0.52239 | -960 | 960 | 0 | 0.69616 | 0 | -609 | 609 | 0 | 0.9951 | 0
-536 | 536 | 0 | 0.43401 | 0 | 284 | 0 | 284 | 0 | 0.38535 | -903 | 903 | 0 | 0.65482 | 0 | -609 | 609 | 0 | 0.9951 | 0
-264 | 264 | 0 | 0.21377 | 0 | 74 | 0 | 74 | 0 | 0.10041 | -960 | 960 | 0 | 0.69616 | 0 | -610 | 610 | 0 | 0.99673 | 0
-98 | 98 | 0 | 0.079352 | 0 | 1 | 0 | 1 | 0 | 0.0013569 | -500 | 500 | 0 | 0.36258 | 0 | -610 | 610 | 0 | 0.99673 | 0
105 | 0 | 105 | 0 | 0.065502 | -96 | 96 | 0 | 0.12632 | 0 | -56 | 56 | 0 | 0.040609 | 0 | -95 | 95 | 0 | 0.15523 | 0
485 | 0 | 485 | 0 | 0.30256 | 241 | 0 | 241 | 0 | 0.327 | 132 | 0 | 132 | 0 | 0.081532 | 285 | 0 | 285 | 0 | 0.47899
913 | 0 | 913 | 0 | 0.56956 | 294 | 0 | 294 | 0 | 0.39891 | 526 | 0 | 526 | 0 | 0.32489 | 338 | 0 | 338 | 0 | 0.56807
955 | 0 | 955 | 0 | 0.59576 | 390 | 0 | 390 | 0 | 0.52917 | 669 | 0 | 669 | 0 | 0.41322 | 351 | 0 | 351 | 0 | 0.58992
912 | 0 | 912 | 0 | 0.56893 | 513 | 0 | 513 | 0 | 0.69607 | 730 | 0 | 730 | 0 | 0.4509 | 373 | 0 | 373 | 0 | 0.62689
668 | 0 | 668 | 0 | 0.41672 | 505 | 0 | 505 | 0 | 0.68521 | 671 | 0 | 671 | 0 | 0.41445 | 404 | 0 | 404 | 0 | 0.67899
102 | 0 | 102 | 0 | 0.063631 | 464 | 0 | 464 | 0 | 0.62958 | 36 | 0 | 36 | 0 | 0.022236 | 44 | 0 | 44 | 0 | 0.07395
-197 | 197 | 0 | 0.15951 | 0 | 101 | 0 | 101 | 0 | 0.13704 | -755 | 755 | 0 | 0.5475 | 0 | -471 | 471 | 0 | 0.76961 | 0
-740 | 740 | 0 | 0.59919 | 0 | 232 | 0 | 232 | 0 | 0.31479 | -818 | 818 | 0 | 0.59318 | 0 | -609 | 609 | 0 | 0.9951 | 0
-978 | 978 | 0 | 0.7919 | 0 | 357 | 0 | 357 | 0 | 0.4844 | -770 | 770 | 0 | 0.55838 | 0 | -609 | 609 | 0 | 0.9951 | 0
-829 | 829 | 0 | 0.67126 | 0 | 203 | 0 | 203 | 0 | 0.27544 | -744 | 744 | 0 | 0.53952 | 0 | -610 | 610 | 0 | 0.99673 | 0
-287 | 287 | 0 | 0.23239 | 0 | 381 | 0 | 381 | 0 | 0.51696 | -155 | 155 | 0 | 0.1124 | 0 | -95 | 95 | 0 | 0.15523 | 0
-303 | 303 | 0 | 0.24534 | 0 | 242 | 0 | 242 | 0 | 0.32836 | 4 | 0 | 4 | 0 | 0.0024707 | 2 | 0 | 2 | 0 | 0.0033613
-7 | 7 | 0 | 0.005668 | 0 | 246 | 0 | 246 | 0 | 0.33379 | 419 | 0 | 419 | 0 | 0.2588 | 2 | 0 | 2 | 0 | 0.0033613
-3 | 3 | 0 | 0.0024291 | 0 | 178 | 0 | 178 | 0 | 0.24152 | -74 | 74 | 0 | 0.053662 | 0 | 2 | 0 | 2 | 0 | 0.0033613
-143 | 143 | 0 | 0.11579 | 0 | 34 | 0 | 34 | 0 | 0.046133 | -716 | 716 | 0 | 0.51922 | 0 | 2 | 0 | 2 | 0 | 0.0033613
-676 | 676 | 0 | 0.54737 | 0 | 298 | 0 | 298 | 0 | 0.40434 | -644 | 644 | 0 | 0.46701 | 0 | -480 | 480 | 0 | 0.78431 | 0
-983 | 983 | 0 | 0.79595 | 0 | 337 | 0 | 337 | 0 | 0.45726 | -668 | 668 | 0 | 0.48441 | 0 | -598 | 598 | 0 | 0.97712 | 0
-1003 | 1003 | 0 | 0.81215 | 0 | 8 | 0 | 8 | 0 | 0.010855 | -871 | 871 | 0 | 0.63162 | 0 | -610 | 610 | 0 | 0.99673 | 0
-1002 | 1002 | 0 | 0.81134 | 0 | -100 | 100 | 0 | 0.13158 | 0 | -926 | 926 | 0 | 0.6715 | 0 | -609 | 609 | 0 | 0.9951 | 0
-950 | 950 | 0 | 0.76923 | 0 | 264 | 0 | 264 | 0 | 0.35821 | -964 | 964 | 0 | 0.69906 | 0 | -609 | 609 | 0 | 0.9951 | 0
-410 | 410 | 0 | 0.33198 | 0 | 322 | 0 | 322 | 0 | 0.43691 | -695 | 695 | 0 | 0.50399 | 0 | -609 | 609 | 0 | 0.9951 | 0
8 | 0 | 8 | 0 | 0.0049906 | 533 | 0 | 533 | 0 | 0.7232 | 213 | 0 | 213 | 0 | 0.13156 | -96 | 96 | 0 | 0.15686 | 0
371 | 0 | 371 | 0 | 0.23144 | 457 | 0 | 457 | 0 | 0.62008 | 923 | 0 | 923 | 0 | 0.57011 | -96 | 96 | 0 | 0.15686 | 0
922 | 0 | 922 | 0 | 0.57517 | 683 | 0 | 683 | 0 | 0.92673 | 1287 | 0 | 1287 | 0 | 0.79494 | 158 | 0 | 158 | 0 | 0.26555
958 | 0 | 958 | 0 | 0.59763 | 413 | 0 | 413 | 0 | 0.56038 | 1423 | 0 | 1423 | 0 | 0.87894 | 117 | 0 | 117 | 0 | 0.19664
958 | 0 | 958 | 0 | 0.59763 | 411 | 0 | 411 | 0 | 0.55767 | 1394 | 0 | 1394 | 0 | 0.86103 | 67 | 0 | 67 | 0 | 0.11261
958 | 0 | 958 | 0 | 0.59763 | 357 | 0 | 357 | 0 | 0.4844 | 1153 | 0 | 1153 | 0 | 0.71217 | 67 | 0 | 67 | 0 | 0.11261
958 | 0 | 958 | 0 | 0.59763 | 319 | 0 | 319 | 0 | 0.43284 | 1118 | 0 | 1118 | 0 | 0.69055 | 67 | 0 | 67 | 0 | 0.11261
958 | 0 | 958 | 0 | 0.59763 | 317 | 0 | 317 | 0 | 0.43012 | 987 | 0 | 987 | 0 | 0.60964 | 67 | 0 | 67 | 0 | 0.11261
958 | 0 | 958 | 0 | 0.59763 | 312 | 0 | 312 | 0 | 0.42334 | 967 | 0 | 967 | 0 | 0.59728 | 67 | 0 | 67 | 0 | 0.11261
958 | 0 | 958 | 0 | 0.59763 | 100 | 0 | 100 | 0 | 0.13569 | 1164 | 0 | 1164 | 0 | 0.71896 | 67 | 0 | 67 | 0 | 0.11261
958 | 0 | 958 | 0 | 0.59763 | 94 | 0 | 94 | 0 | 0.12754 | 953 | 0 | 953 | 0 | 0.58863 | 67 | 0 | 67 | 0 | 0.11261
959 | 0 | 959 | 0 | 0.59825 | 481 | 0 | 481 | 0 | 0.65265 | 863 | 0 | 863 | 0 | 0.53305 | 67 | 0 | 67 | 0 | 0.11261
959 | 0 | 959 | 0 | 0.59825 | 460 | 0 | 460 | 0 | 0.62415 | 1015 | 0 | 1015 | 0 | 0.62693 | 67 | 0 | 67 | 0 | 0.11261
958 | 0 | 958 | 0 | 0.59763 | 670 | 0 | 670 | 0 | 0.90909 | 1063 | 0 | 1063 | 0 | 0.65658 | 67 | 0 | 67 | 0 | 0.11261
958 | 0 | 958 | 0 | 0.59763 | 708 | 0 | 708 | 0 | 0.96065 | 1080 | 0 | 1080 | 0 | 0.66708 | 67 | 0 | 67 | 0 | 0.11261
958 | 0 | 958 | 0 | 0.59763 | 707 | 0 | 707 | 0 | 0.95929 | 1059 | 0 | 1059 | 0 | 0.65411 | 67 | 0 | 67 | 0 | 0.11261
958 | 0 | 958 | 0 | 0.59763 | 712 | 0 | 712 | 0 | 0.96608 | 1054 | 0 | 1054 | 0 | 0.65102 | 67 | 0 | 67 | 0 | 0.11261
958 | 0 | 958 | 0 | 0.59763 | 713 | 0 | 713 | 0 | 0.96744 | 1053 | 0 | 1053 | 0 | 0.6504 | 67 | 0 | 67 | 0 | 0.11261
958 | 0 | 958 | 0 | 0.59763 | 569 | 0 | 569 | 0 | 0.77205 | 1018 | 0 | 1018 | 0 | 0.62878 | 67 | 0 | 67 | 0 | 0.11261
958 | 0 | 958 | 0 | 0.59763 | 492 | 0 | 492 | 0 | 0.66757 | 913 | 0 | 913 | 0 | 0.56393 | 67 | 0 | 67 | 0 | 0.11261
958 | 0 | 958 | 0 | 0.59763 | 453 | 0 | 453 | 0 | 0.61465 | 241 | 0 | 241 | 0 | 0.14886 | 3 | 0 | 3 | 0 | 0.005042
958 | 0 | 958 | 0 | 0.59763 | 337 | 0 | 337 | 0 | 0.45726 | -397 | 397 | 0 | 0.28789 | 0 | -366 | 366 | 0 | 0.59804 | 0
958 | 0 | 958 | 0 | 0.59763 | 446 | 0 | 446 | 0 | 0.60516 | -191 | 191 | 0 | 0.13851 | 0 | -579 | 579 | 0 | 0.94608 | 0
958 | 0 | 958 | 0 | 0.59763 | 467 | 0 | 467 | 0 | 0.63365 | 551 | 0 | 551 | 0 | 0.34033 | -95 | 95 | 0 | 0.15523 | 0
957 | 0 | 957 | 0 | 0.59701 | 412 | 0 | 412 | 0 | 0.55902 | 939 | 0 | 939 | 0 | 0.57999 | 103 | 0 | 103 | 0 | 0.17311
957 | 0 | 957 | 0 | 0.59701 | 279 | 0 | 279 | 0 | 0.37856 | 898 | 0 | 898 | 0 | 0.55466 | 67 | 0 | 67 | 0 | 0.11261
957 | 0 | 957 | 0 | 0.59701 | 152 | 0 | 152 | 0 | 0.20624 | 799 | 0 | 799 | 0 | 0.49351 | 67 | 0 | 67 | 0 | 0.11261
958 | 0 | 958 | 0 | 0.59763 | 145 | 0 | 145 | 0 | 0.19674 | 846 | 0 | 846 | 0 | 0.52254 | 67 | 0 | 67 | 0 | 0.11261
959 | 0 | 959 | 0 | 0.59825 | 239 | 0 | 239 | 0 | 0.32429 | 850 | 0 | 850 | 0 | 0.52502 | 67 | 0 | 67 | 0 | 0.11261
959 | 0 | 959 | 0 | 0.59825 | -6 | 6 | 0 | 0.0078947 | 0 | 1139 | 0 | 1139 | 0 | 0.70352 | 67 | 0 | 67 | 0 | 0.11261
959 | 0 | 959 | 0 | 0.59825 | -25 | 25 | 0 | 0.032895 | 0 | 1030 | 0 | 1030 | 0 | 0.6362 | 67 | 0 | 67 | 0 | 0.11261
959 | 0 | 959 | 0 | 0.59825 | 127 | 0 | 127 | 0 | 0.17232 | 838 | 0 | 838 | 0 | 0.5176 | 67 | 0 | 67 | 0 | 0.11261
959 | 0 | 959 | 0 | 0.59825 | 171 | 0 | 171 | 0 | 0.23202 | 1048 | 0 | 1048 | 0 | 0.64731 | 67 | 0 | 67 | 0 | 0.11261
959 | 0 | 959 | 0 | 0.59825 | 134 | 0 | 134 | 0 | 0.18182 | 1055 | 0 | 1055 | 0 | 0.65164 | 67 | 0 | 67 | 0 | 0.11261
959 | 0 | 959 | 0 | 0.59825 | 123 | 0 | 123 | 0 | 0.16689 | 1133 | 0 | 1133 | 0 | 0.69981 | 67 | 0 | 67 | 0 | 0.11261
959 | 0 | 959 | 0 | 0.59825 | 325 | 0 | 325 | 0 | 0.44098 | 1065 | 0 | 1065 | 0 | 0.65781 | 67 | 0 | 67 | 0 | 0.11261
959 | 0 | 959 | 0 | 0.59825 | 206 | 0 | 206 | 0 | 0.27951 | 1086 | 0 | 1086 | 0 | 0.67078 | 67 | 0 | 67 | 0 | 0.11261
958 | 0 | 958 | 0 | 0.59763 | 426 | 0 | 426 | 0 | 0.57802 | 1115 | 0 | 1115 | 0 | 0.6887 | 67 | 0 | 67 | 0 | 0.11261
958 | 0 | 958 | 0 | 0.59763 | 452 | 0 | 452 | 0 | 0.6133 | 1103 | 0 | 1103 | 0 | 0.68128 | 67 | 0 | 67 | 0 | 0.11261
958 | 0 | 958 | 0 | 0.59763 | 458 | 0 | 458 | 0 | 0.62144 | 1118 | 0 | 1118 | 0 | 0.69055 | 67 | 0 | 67 | 0 | 0.11261
958 | 0 | 958 | 0 | 0.59763 | 438 | 0 | 438 | 0 | 0.5943 | 1122 | 0 | 1122 | 0 | 0.69302 | 67 | 0 | 67 | 0 | 0.11261
958 | 0 | 958 | 0 | 0.59763 | 444 | 0 | 444 | 0 | 0.60244 | 1131 | 0 | 1131 | 0 | 0.69858 | 67 | 0 | 67 | 0 | 0.11261
958 | 0 | 958 | 0 | 0.59763 | 441 | 0 | 441 | 0 | 0.59837 | 1124 | 0 | 1124 | 0 | 0.69426 | 67 | 0 | 67 | 0 | 0.11261
958 | 0 | 958 | 0 | 0.59763 | 489 | 0 | 489 | 0 | 0.6635 | 1060 | 0 | 1060 | 0 | 0.65473 | 67 | 0 | 67 | 0 | 0.11261
925 | 0 | 925 | 0 | 0.57704 | 641 | 0 | 641 | 0 | 0.86974 | 425 | 0 | 425 | 0 | 0.26251 | 2 | 0 | 2 | 0 | 0.0033613
366 | 0 | 366 | 0 | 0.22832 | 479 | 0 | 479 | 0 | 0.64993 | -636 | 636 | 0 | 0.4612 | 0 | -350 | 350 | 0 | 0.5719 | 0
34 | 0 | 34 | 0 | 0.02121 | 662 | 0 | 662 | 0 | 0.89824 | -311 | 311 | 0 | 0.22553 | 0 | -572 | 572 | 0 | 0.93464 | 0
275 | 0 | 275 | 0 | 0.17155 | 594 | 0 | 594 | 0 | 0.80597 | -174 | 174 | 0 | 0.12618 | 0 | -610 | 610 | 0 | 0.99673 | 0
758 | 0 | 758 | 0 | 0.47286 | 372 | 0 | 372 | 0 | 0.50475 | 87 | 0 | 87 | 0 | 0.053737 | -384 | 384 | 0 | 0.62745 | 0
813 | 0 | 813 | 0 | 0.50717 | 285 | 0 | 285 | 0 | 0.3867 | -57 | 57 | 0 | 0.041334 | 0 | -583 | 583 | 0 | 0.95261 | 0
922 | 0 | 922 | 0 | 0.57517 | 44 | 0 | 44 | 0 | 0.059701 | 304 | 0 | 304 | 0 | 0.18777 | -90 | 90 | 0 | 0.14706 | 0
955 | 0 | 955 | 0 | 0.59576 | 20 | 0 | 20 | 0 | 0.027137 | 387 | 0 | 387 | 0 | 0.23904 | 2 | 0 | 2 | 0 | 0.0033613
957 | 0 | 957 | 0 | 0.59701 | -137 | 137 | 0 | 0.18026 | 0 | 635 | 0 | 635 | 0 | 0.39222 | 178 | 0 | 178 | 0 | 0.29916
958 | 0 | 958 | 0 | 0.59763 | 1 | 0 | 1 | 0 | 0.0013569 | 661 | 0 | 661 | 0 | 0.40828 | 213 | 0 | 213 | 0 | 0.35798
958 | 0 | 958 | 0 | 0.59763 | 134 | 0 | 134 | 0 | 0.18182 | 673 | 0 | 673 | 0 | 0.41569 | 213 | 0 | 213 | 0 | 0.35798
950 | 0 | 950 | 0 | 0.59264 | 245 | 0 | 245 | 0 | 0.33243 | 715 | 0 | 715 | 0 | 0.44163 | 229 | 0 | 229 | 0 | 0.38487
801 | 0 | 801 | 0 | 0.49969 | 281 | 0 | 281 | 0 | 0.38128 | 547 | 0 | 547 | 0 | 0.33786 | 14 | 0 | 14 | 0 | 0.023529
212 | 0 | 212 | 0 | 0.13225 | 265 | 0 | 265 | 0 | 0.35957 | -788 | 788 | 0 | 0.57143 | 0 | -472 | 472 | 0 | 0.77124 | 0
-381 | 381 | 0 | 0.3085 | 0 | 274 | 0 | 274 | 0 | 0.37178 | -1061 | 1061 | 0 | 0.7694 | 0 | -604 | 604 | 0 | 0.98693 | 0
-958 | 958 | 0 | 0.77571 | 0 | 442 | 0 | 442 | 0 | 0.59973 | -1000 | 1000 | 0 | 0.72516 | 0 | -610 | 610 | 0 | 0.99673 | 0
-1001 | 1001 | 0 | 0.81053 | 0 | 344 | 0 | 344 | 0 | 0.46676 | -765 | 765 | 0 | 0.55475 | 0 | -610 | 610 | 0 | 0.99673 | 0
-994 | 994 | 0 | 0.80486 | 0 | 278 | 0 | 278 | 0 | 0.3772 | -695 | 695 | 0 | 0.50399 | 0 | -610 | 610 | 0 | 0.99673 | 0
-889 | 889 | 0 | 0.71984 | 0 | 277 | 0 | 277 | 0 | 0.37585 | -639 | 639 | 0 | 0.46338 | 0 | -95 | 95 | 0 | 0.15523 | 0
-963 | 963 | 0 | 0.77976 | 0 | 552 | 0 | 552 | 0 | 0.74898 | -529 | 529 | 0 | 0.38361 | 0 | -422 | 422 | 0 | 0.68954 | 0
-996 | 996 | 0 | 0.80648 | 0 | 533 | 0 | 533 | 0 | 0.7232 | -590 | 590 | 0 | 0.42785 | 0 | -288 | 288 | 0 | 0.47059 | 0
-957 | 957 | 0 | 0.7749 | 0 | 449 | 0 | 449 | 0 | 0.60923 | -710 | 710 | 0 | 0.51487 | 0 | -583 | 583 | 0 | 0.95261 | 0
-999 | 999 | 0 | 0.80891 | 0 | 222 | 0 | 222 | 0 | 0.30122 | -876 | 876 | 0 | 0.63524 | 0 | -610 | 610 | 0 | 0.99673 | 0
-1003 | 1003 | 0 | 0.81215 | 0 | -157 | 157 | 0 | 0.20658 | 0 | -871 | 871 | 0 | 0.63162 | 0 | -610 | 610 | 0 | 0.99673 | 0
-1003 | 1003 | 0 | 0.81215 | 0 | -624 | 624 | 0 | 0.82105 | 0 | -1005 | 1005 | 0 | 0.72879 | 0 | -610 | 610 | 0 | 0.99673 | 0
-1005 | 1005 | 0 | 0.81377 | 0 | -699 | 699 | 0 | 0.91974 | 0 | -1169 | 1169 | 0 | 0.84772 | 0 | -609 | 609 | 0 | 0.9951 | 0
-1005 | 1005 | 0 | 0.81377 | 0 | -698 | 698 | 0 | 0.91842 | 0 | -998 | 998 | 0 | 0.72371 | 0 | -610 | 610 | 0 | 0.99673 | 0
-1003 | 1003 | 0 | 0.81215 | 0 | -644 | 644 | 0 | 0.84737 | 0 | -930 | 930 | 0 | 0.6744 | 0 | -610 | 610 | 0 | 0.99673 | 0
-1003 | 1003 | 0 | 0.81215 | 0 | -396 | 396 | 0 | 0.52105 | 0 | -920 | 920 | 0 | 0.66715 | 0 | -610 | 610 | 0 | 0.99673 | 0
-974 | 974 | 0 | 0.78866 | 0 | -44 | 44 | 0 | 0.057895 | 0 | -897 | 897 | 0 | 0.65047 | 0 | -610 | 610 | 0 | 0.99673 | 0
-635 | 635 | 0 | 0.51417 | 0 | -27 | 27 | 0 | 0.035526 | 0 | -913 | 913 | 0 | 0.66207 | 0 | -298 | 298 | 0 | 0.48693 | 0
-569 | 569 | 0 | 0.46073 | 0 | 0 | 0 | 0 | 0 | 0 | -947 | 947 | 0 | 0.68673 | 0 | -573 | 573 | 0 | 0.93627 | 0
-473 | 473 | 0 | 0.383 | 0 | 0 | 0 | 0 | 0 | 0 | -915 | 915 | 0 | 0.66352 | 0 | -611 | 611 | 0 | 0.99837 | 0
-166 | 166 | 0 | 0.13441 | 0 | 0 | 0 | 0 | 0 | 0 | -941 | 941 | 0 | 0.68238 | 0 | -428 | 428 | 0 | 0.69935 | 0
-1 | 1 | 0 | 0.00080972 | 0 | 7 | 0 | 7 | 0 | 0.009498 | -235 | 235 | 0 | 0.17041 | 0 | -43 | 43 | 0 | 0.070261 | 0
-24 | 24 | 0 | 0.019433 | 0 | 166 | 0 | 166 | 0 | 0.22524 | 150 | 0 | 150 | 0 | 0.09265 | 2 | 0 | 2 | 0 | 0.0033613
-511 | 511 | 0 | 0.41377 | 0 | 15 | 0 | 15 | 0 | 0.020353 | -578 | 578 | 0 | 0.41914 | 0 | -117 | 117 | 0 | 0.19118 | 0
-971 | 971 | 0 | 0.78623 | 0 | 83 | 0 | 83 | 0 | 0.11262 | -807 | 807 | 0 | 0.58521 | 0 | -529 | 529 | 0 | 0.86438 | 0
-1002 | 1002 | 0 | 0.81134 | 0 | 197 | 0 | 197 | 0 | 0.2673 | -1097 | 1097 | 0 | 0.7955 | 0 | -362 | 362 | 0 | 0.5915 | 0
-1004 | 1004 | 0 | 0.81296 | 0 | -67 | 67 | 0 | 0.088158 | 0 | -1086 | 1086 | 0 | 0.78753 | 0 | -345 | 345 | 0 | 0.56373 | 0
-1004 | 1004 | 0 | 0.81296 | 0 | 58 | 0 | 58 | 0 | 0.078697 | -1018 | 1018 | 0 | 0.73822 | 0 | -345 | 345 | 0 | 0.56373 | 0
-1003 | 1003 | 0 | 0.81215 | 0 | 2 | 0 | 2 | 0 | 0.0027137 | -917 | 917 | 0 | 0.66497 | 0 | -345 | 345 | 0 | 0.56373 | 0
-1004 | 1004 | 0 | 0.81296 | 0 | -59 | 59 | 0 | 0.077632 | 0 | -870 | 870 | 0 | 0.63089 | 0 | -346 | 346 | 0 | 0.56536 | 0
-1003 | 1003 | 0 | 0.81215 | 0 | 8 | 0 | 8 | 0 | 0.010855 | -699 | 699 | 0 | 0.50689 | 0 | -345 | 345 | 0 | 0.56373 | 0
-1003 | 1003 | 0 | 0.81215 | 0 | -136 | 136 | 0 | 0.17895 | 0 | -843 | 843 | 0 | 0.61131 | 0 | -592 | 592 | 0 | 0.96732 | 0
-1004 | 1004 | 0 | 0.81296 | 0 | -24 | 24 | 0 | 0.031579 | 0 | -981 | 981 | 0 | 0.71139 | 0 | -610 | 610 | 0 | 0.99673 | 0
-1003 | 1003 | 0 | 0.81215 | 0 | 69 | 0 | 69 | 0 | 0.093623 | -937 | 937 | 0 | 0.67948 | 0 | -609 | 609 | 0 | 0.9951 | 0
-1003 | 1003 | 0 | 0.81215 | 0 | -141 | 141 | 0 | 0.18553 | 0 | -963 | 963 | 0 | 0.69833 | 0 | -609 | 609 | 0 | 0.9951 | 0
-1004 | 1004 | 0 | 0.81296 | 0 | -620 | 620 | 0 | 0.81579 | 0 | -910 | 910 | 0 | 0.6599 | 0 | -609 | 609 | 0 | 0.9951 | 0
-1004 | 1004 | 0 | 0.81296 | 0 | -700 | 700 | 0 | 0.92105 | 0 | -934 | 934 | 0 | 0.6773 | 0 | -610 | 610 | 0 | 0.99673 | 0
-1002 | 1002 | 0 | 0.81134 | 0 | -683 | 683 | 0 | 0.89868 | 0 | -785 | 785 | 0 | 0.56925 | 0 | -610 | 610 | 0 | 0.99673 | 0
-1001 | 1001 | 0 | 0.81053 | 0 | -489 | 489 | 0 | 0.64342 | 0 | -733 | 733 | 0 | 0.53154 | 0 | -610 | 610 | 0 | 0.99673 | 0
-1004 | 1004 | 0 | 0.81296 | 0 | 21 | 0 | 21 | 0 | 0.028494 | -861 | 861 | 0 | 0.62437 | 0 | -610 | 610 | 0 | 0.99673 | 0
-978 | 978 | 0 | 0.7919 | 0 | -29 | 29 | 0 | 0.038158 | 0 | -777 | 777 | 0 | 0.56345 | 0 | -610 | 610 | 0 | 0.99673 | 0
-664 | 664 | 0 | 0.53765 | 0 | -28 | 28 | 0 | 0.036842 | 0 | -939 | 939 | 0 | 0.68093 | 0 | -95 | 95 | 0 | 0.15523 | 0
-956 | 956 | 0 | 0.77409 | 0 | 0 | 0 | 0 | 0 | 0 | -873 | 873 | 0 | 0.63307 | 0 | -263 | 263 | 0 | 0.42974 | 0
-868 | 868 | 0 | 0.70283 | 0 | 0 | 0 | 0 | 0 | 0 | -985 | 985 | 0 | 0.71429 | 0 | -17 | 17 | 0 | 0.027778 | 0
-318 | 318 | 0 | 0.25749 | 0 | 0 | 0 | 0 | 0 | 0 | 125 | 0 | 125 | 0 | 0.077208 | 2 | 0 | 2 | 0 | 0.0033613
-24 | 24 | 0 | 0.019433 | 0 | 0 | 0 | 0 | 0 | 0 | 791 | 0 | 791 | 0 | 0.48857 | 2 | 0 | 2 | 0 | 0.0033613
-383 | 383 | 0 | 0.31012 | 0 | 0 | 0 | 0 | 0 | 0 | 763 | 0 | 763 | 0 | 0.47128 | 2 | 0 | 2 | 0 | 0.0033613
-867 | 867 | 0 | 0.70202 | 0 | -53 | 53 | 0 | 0.069737 | 0 | -99 | 99 | 0 | 0.071791 | 0 | 2 | 0 | 2 | 0 | 0.0033613
-1000 | 1000 | 0 | 0.80972 | 0 | -667 | 667 | 0 | 0.87763 | 0 | -1104 | 1104 | 0 | 0.80058 | 0 | -483 | 483 | 0 | 0.78922 | 0
-1003 | 1003 | 0 | 0.81215 | 0 | -701 | 701 | 0 | 0.92237 | 0 | -1083 | 1083 | 0 | 0.78535 | 0 | -595 | 595 | 0 | 0.97222 | 0
-1003 | 1003 | 0 | 0.81215 | 0 | -701 | 701 | 0 | 0.92237 | 0 | -1269 | 1269 | 0 | 0.92023 | 0 | -360 | 360 | 0 | 0.58824 | 0
-1003 | 1003 | 0 | 0.81215 | 0 | -701 | 701 | 0 | 0.92237 | 0 | -1117 | 1117 | 0 | 0.81001 | 0 | -588 | 588 | 0 | 0.96078 | 0
-1005 | 1005 | 0 | 0.81377 | 0 | -700 | 700 | 0 | 0.92105 | 0 | -1025 | 1025 | 0 | 0.74329 | 0 | -604 | 604 | 0 | 0.98693 | 0
-1004 | 1004 | 0 | 0.81296 | 0 | -700 | 700 | 0 | 0.92105 | 0 | -1051 | 1051 | 0 | 0.76215 | 0 | -604 | 604 | 0 | 0.98693 | 0
-1004 | 1004 | 0 | 0.81296 | 0 | -700 | 700 | 0 | 0.92105 | 0 | -1068 | 1068 | 0 | 0.77447 | 0 | -604 | 604 | 0 | 0.98693 | 0
-1003 | 1003 | 0 | 0.81215 | 0 | -697 | 697 | 0 | 0.91711 | 0 | -902 | 902 | 0 | 0.6541 | 0 | -604 | 604 | 0 | 0.98693 | 0
-996 | 996 | 0 | 0.80648 | 0 | -651 | 651 | 0 | 0.85658 | 0 | -587 | 587 | 0 | 0.42567 | 0 | -604 | 604 | 0 | 0.98693 | 0
-1002 | 1002 | 0 | 0.81134 | 0 | -697 | 697 | 0 | 0.91711 | 0 | -629 | 629 | 0 | 0.45613 | 0 | -604 | 604 | 0 | 0.98693 | 0
-1003 | 1003 | 0 | 0.81215 | 0 | -700 | 700 | 0 | 0.92105 | 0 | -910 | 910 | 0 | 0.6599 | 0 | -604 | 604 | 0 | 0.98693 | 0
-1003 | 1003 | 0 | 0.81215 | 0 | -700 | 700 | 0 | 0.92105 | 0 | -1097 | 1097 | 0 | 0.7955 | 0 | -239 | 239 | 0 | 0.39052 | 0
-1002 | 1002 | 0 | 0.81134 | 0 | -700 | 700 | 0 | 0.92105 | 0 | -1232 | 1232 | 0 | 0.8934 | 0 | -557 | 557 | 0 | 0.91013 | 0
-1003 | 1003 | 0 | 0.81215 | 0 | -700 | 700 | 0 | 0.92105 | 0 | -823 | 823 | 0 | 0.59681 | 0 | -609 | 609 | 0 | 0.9951 | 0
-1003 | 1003 | 0 | 0.81215 | 0 | -594 | 594 | 0 | 0.78158 | 0 | -889 | 889 | 0 | 0.64467 | 0 | -610 | 610 | 0 | 0.99673 | 0
-1001 | 1001 | 0 | 0.81053 | 0 | -452 | 452 | 0 | 0.59474 | 0 | -887 | 887 | 0 | 0.64322 | 0 | -610 | 610 | 0 | 0.99673 | 0
-984 | 984 | 0 | 0.79676 | 0 | -153 | 153 | 0 | 0.20132 | 0 | -840 | 840 | 0 | 0.60914 | 0 | -610 | 610 | 0 | 0.99673 | 0
-978 | 978 | 0 | 0.7919 | 0 | -15 | 15 | 0 | 0.019737 | 0 | 38 | 0 | 38 | 0 | 0.023471 | -610 | 610 | 0 | 0.99673 | 0
-864 | 864 | 0 | 0.6996 | 0 | 0 | 0 | 0 | 0 | 0 | 69 | 0 | 69 | 0 | 0.042619 | -96 | 96 | 0 | 0.15686 | 0
-330 | 330 | 0 | 0.26721 | 0 | 0 | 0 | 0 | 0 | 0 | 143 | 0 | 143 | 0 | 0.088326 | 2 | 0 | 2 | 0 | 0.0033613
0 | 0 | 0 | 0 | 0 | 18 | 0 | 18 | 0 | 0.024423 | 452 | 0 | 452 | 0 | 0.27918 | 2 | 0 | 2 | 0 | 0.0033613
283 | 0 | 283 | 0 | 0.17654 | 363 | 0 | 363 | 0 | 0.49254 | 867 | 0 | 867 | 0 | 0.53552 | 2 | 0 | 2 | 0 | 0.0033613
94 | 0 | 94 | 0 | 0.05864 | 387 | 0 | 387 | 0 | 0.5251 | 915 | 0 | 915 | 0 | 0.56516 | 199 | 0 | 199 | 0 | 0.33445
-481 | 481 | 0 | 0.38947 | 0 | 389 | 0 | 389 | 0 | 0.52782 | 119 | 0 | 119 | 0 | 0.073502 | 12 | 0 | 12 | 0 | 0.020168
-958 | 958 | 0 | 0.77571 | 0 | 364 | 0 | 364 | 0 | 0.49389 | -1127 | 1127 | 0 | 0.81726 | 0 | -467 | 467 | 0 | 0.76307 | 0
-1003 | 1003 | 0 | 0.81215 | 0 | -303 | 303 | 0 | 0.39868 | 0 | -1018 | 1018 | 0 | 0.73822 | 0 | -595 | 595 | 0 | 0.97222 | 0
-1004 | 1004 | 0 | 0.81296 | 0 | -170 | 170 | 0 | 0.22368 | 0 | -860 | 860 | 0 | 0.62364 | 0 | -468 | 468 | 0 | 0.76471 | 0
-983 | 983 | 0 | 0.79595 | 0 | 2 | 0 | 2 | 0 | 0.0027137 | -976 | 976 | 0 | 0.70776 | 0 | -601 | 601 | 0 | 0.98203 | 0
-719 | 719 | 0 | 0.58219 | 0 | 389 | 0 | 389 | 0 | 0.52782 | -1100 | 1100 | 0 | 0.79768 | 0 | -506 | 506 | 0 | 0.8268 | 0
-696 | 696 | 0 | 0.56356 | 0 | 370 | 0 | 370 | 0 | 0.50204 | -545 | 545 | 0 | 0.39521 | 0 | -603 | 603 | 0 | 0.98529 | 0
-969 | 969 | 0 | 0.78462 | 0 | 47 | 0 | 47 | 0 | 0.063772 | 99 | 0 | 99 | 0 | 0.061149 | -175 | 175 | 0 | 0.28595 | 0
-979 | 979 | 0 | 0.79271 | 0 | 20 | 0 | 20 | 0 | 0.027137 | 212 | 0 | 212 | 0 | 0.13095 | 0 | 0 | 0 | 0 | 0
-976 | 976 | 0 | 0.79028 | 0 | 324 | 0 | 324 | 0 | 0.43962 | 32 | 0 | 32 | 0 | 0.019765 | 2 | 0 | 2 | 0 | 0.0033613
-813 | 813 | 0 | 0.6583 | 0 | 628 | 0 | 628 | 0 | 0.8521 | -391 | 391 | 0 | 0.28354 | 0 | -264 | 264 | 0 | 0.43137 | 0
-685 | 685 | 0 | 0.55466 | 0 | 709 | 0 | 709 | 0 | 0.96201 | -440 | 440 | 0 | 0.31907 | 0 | -539 | 539 | 0 | 0.88072 | 0
-882 | 882 | 0 | 0.71417 | 0 | 712 | 0 | 712 | 0 | 0.96608 | -663 | 663 | 0 | 0.48078 | 0 | -605 | 605 | 0 | 0.98856 | 0
-653 | 653 | 0 | 0.52874 | 0 | 711 | 0 | 711 | 0 | 0.96472 | -667 | 667 | 0 | 0.48368 | 0 | -605 | 605 | 0 | 0.98856 | 0
-305 | 305 | 0 | 0.24696 | 0 | 688 | 0 | 688 | 0 | 0.93351 | -501 | 501 | 0 | 0.36331 | 0 | -605 | 605 | 0 | 0.98856 | 0
112 | 0 | 112 | 0 | 0.069869 | 559 | 0 | 559 | 0 | 0.75848 | -414 | 414 | 0 | 0.30022 | 0 | -94 | 94 | 0 | 0.15359 | 0
655 | 0 | 655 | 0 | 0.40861 | 540 | 0 | 540 | 0 | 0.7327 | 143 | 0 | 143 | 0 | 0.088326 | 2 | 0 | 2 | 0 | 0.0033613
949 | 0 | 949 | 0 | 0.59201 | 530 | 0 | 530 | 0 | 0.71913 | 994 | 0 | 994 | 0 | 0.61396 | 1 | 0 | 1 | 0 | 0.0016807
959 | 0 | 959 | 0 | 0.59825 | 423 | 0 | 423 | 0 | 0.57395 | 1109 | 0 | 1109 | 0 | 0.68499 | 347 | 0 | 347 | 0 | 0.58319
958 | 0 | 958 | 0 | 0.59763 | 412 | 0 | 412 | 0 | 0.55902 | 946 | 0 | 946 | 0 | 0.58431 | 268 | 0 | 268 | 0 | 0.45042
958 | 0 | 958 | 0 | 0.59763 | 272 | 0 | 272 | 0 | 0.36906 | 905 | 0 | 905 | 0 | 0.55899 | 241 | 0 | 241 | 0 | 0.40504
958 | 0 | 958 | 0 | 0.59763 | 266 | 0 | 266 | 0 | 0.36092 | 920 | 0 | 920 | 0 | 0.56825 | 240 | 0 | 240 | 0 | 0.40336
958 | 0 | 958 | 0 | 0.59763 | 275 | 0 | 275 | 0 | 0.37313 | 1002 | 0 | 1002 | 0 | 0.6189 | 241 | 0 | 241 | 0 | 0.40504
928 | 0 | 928 | 0 | 0.57891 | 285 | 0 | 285 | 0 | 0.3867 | 1052 | 0 | 1052 | 0 | 0.64978 | 267 | 0 | 267 | 0 | 0.44874
373 | 0 | 373 | 0 | 0.23269 | 277 | 0 | 277 | 0 | 0.37585 | 604 | 0 | 604 | 0 | 0.37307 | 17 | 0 | 17 | 0 | 0.028571
-27 | 27 | 0 | 0.021862 | 0 | 41 | 0 | 41 | 0 | 0.055631 | -636 | 636 | 0 | 0.4612 | 0 | -464 | 464 | 0 | 0.75817 | 0
-553 | 553 | 0 | 0.44777 | 0 | -6 | 6 | 0 | 0.0078947 | 0 | -912 | 912 | 0 | 0.66135 | 0 | -600 | 600 | 0 | 0.98039 | 0
-942 | 942 | 0 | 0.76275 | 0 | -108 | 108 | 0 | 0.14211 | 0 | -980 | 980 | 0 | 0.71066 | 0 | -609 | 609 | 0 | 0.9951 | 0
-968 | 968 | 0 | 0.78381 | 0 | -28 | 28 | 0 | 0.036842 | 0 | -1014 | 1014 | 0 | 0.73532 | 0 | -610 | 610 | 0 | 0.99673 | 0
-877 | 877 | 0 | 0.71012 | 0 | -250 | 250 | 0 | 0.32895 | 0 | -976 | 976 | 0 | 0.70776 | 0 | -609 | 609 | 0 | 0.9951 | 0
-648 | 648 | 0 | 0.5247 | 0 | -362 | 362 | 0 | 0.47632 | 0 | -647 | 647 | 0 | 0.46918 | 0 | -610 | 610 | 0 | 0.99673 | 0
-696 | 696 | 0 | 0.56356 | 0 | -304 | 304 | 0 | 0.4 | 0 | -873 | 873 | 0 | 0.63307 | 0 | -610 | 610 | 0 | 0.99673 | 0
-828 | 828 | 0 | 0.67045 | 0 | -116 | 116 | 0 | 0.15263 | 0 | -433 | 433 | 0 | 0.314 | 0 | -610 | 610 | 0 | 0.99673 | 0
-947 | 947 | 0 | 0.7668 | 0 | 8 | 0 | 8 | 0 | 0.010855 | 5 | 0 | 5 | 0 | 0.0030883 | -610 | 610 | 0 | 0.99673 | 0
-977 | 977 | 0 | 0.79109 | 0 | -3 | 3 | 0 | 0.0039474 | 0 | 19 | 0 | 19 | 0 | 0.011736 | -610 | 610 | 0 | 0.99673 | 0
-948 | 948 | 0 | 0.76761 | 0 | -66 | 66 | 0 | 0.086842 | 0 | -420 | 420 | 0 | 0.30457 | 0 | -610 | 610 | 0 | 0.99673 | 0
-998 | 998 | 0 | 0.8081 | 0 | -543 | 543 | 0 | 0.71447 | 0 | -816 | 816 | 0 | 0.59173 | 0 | -610 | 610 | 0 | 0.99673 | 0
-1004 | 1004 | 0 | 0.81296 | 0 | -417 | 417 | 0 | 0.54868 | 0 | -1011 | 1011 | 0 | 0.73314 | 0 | -610 | 610 | 0 | 0.99673 | 0
-998 | 998 | 0 | 0.8081 | 0 | 12 | 0 | 12 | 0 | 0.016282 | -1053 | 1053 | 0 | 0.7636 | 0 | -610 | 610 | 0 | 0.99673 | 0
-906 | 906 | 0 | 0.7336 | 0 | 103 | 0 | 103 | 0 | 0.13976 | -539 | 539 | 0 | 0.39086 | 0 | -610 | 610 | 0 | 0.99673 | 0
-592 | 592 | 0 | 0.47935 | 0 | 123 | 0 | 123 | 0 | 0.16689 | -308 | 308 | 0 | 0.22335 | 0 | -610 | 610 | 0 | 0.99673 | 0
-330 | 330 | 0 | 0.26721 | 0 | 35 | 0 | 35 | 0 | 0.04749 | -226 | 226 | 0 | 0.16389 | 0 | -610 | 610 | 0 | 0.99673 | 0
-4 | 4 | 0 | 0.0032389 | 0 | 57 | 0 | 57 | 0 | 0.077341 | 30 | 0 | 30 | 0 | 0.01853 | -95 | 95 | 0 | 0.15523 | 0
291 | 0 | 291 | 0 | 0.18153 | 295 | 0 | 295 | 0 | 0.40027 | 650 | 0 | 650 | 0 | 0.40148 | 308 | 0 | 308 | 0 | 0.51765
859 | 0 | 859 | 0 | 0.53587 | 357 | 0 | 357 | 0 | 0.4844 | 1004 | 0 | 1004 | 0 | 0.62014 | 336 | 0 | 336 | 0 | 0.56471
956 | 0 | 956 | 0 | 0.59638 | 354 | 0 | 354 | 0 | 0.48033 | 1027 | 0 | 1027 | 0 | 0.63434 | 323 | 0 | 323 | 0 | 0.54286
956 | 0 | 956 | 0 | 0.59638 | 351 | 0 | 351 | 0 | 0.47626 | 1013 | 0 | 1013 | 0 | 0.62569 | 323 | 0 | 323 | 0 | 0.54286
958 | 0 | 958 | 0 | 0.59763 | 351 | 0 | 351 | 0 | 0.47626 | 989 | 0 | 989 | 0 | 0.61087 | 323 | 0 | 323 | 0 | 0.54286
958 | 0 | 958 | 0 | 0.59763 | 352 | 0 | 352 | 0 | 0.47761 | 1068 | 0 | 1068 | 0 | 0.65967 | 323 | 0 | 323 | 0 | 0.54286
958 | 0 | 958 | 0 | 0.59763 | 372 | 0 | 372 | 0 | 0.50475 | 1199 | 0 | 1199 | 0 | 0.74058 | 298 | 0 | 298 | 0 | 0.50084
949 | 0 | 949 | 0 | 0.59201 | 414 | 0 | 414 | 0 | 0.56174 | 1264 | 0 | 1264 | 0 | 0.78073 | 224 | 0 | 224 | 0 | 0.37647
826 | 0 | 826 | 0 | 0.51528 | 460 | 0 | 460 | 0 | 0.62415 | 417 | 0 | 417 | 0 | 0.25757 | 14 | 0 | 14 | 0 | 0.023529
645 | 0 | 645 | 0 | 0.40237 | 521 | 0 | 521 | 0 | 0.70692 | 287 | 0 | 287 | 0 | 0.17727 | 2 | 0 | 2 | 0 | 0.0033613
949 | 0 | 949 | 0 | 0.59201 | 572 | 0 | 572 | 0 | 0.77612 | 930 | 0 | 930 | 0 | 0.57443 | 2 | 0 | 2 | 0 | 0.0033613
958 | 0 | 958 | 0 | 0.59763 | 712 | 0 | 712 | 0 | 0.96608 | 1052 | 0 | 1052 | 0 | 0.64978 | 234 | 0 | 234 | 0 | 0.39328
958 | 0 | 958 | 0 | 0.59763 | 714 | 0 | 714 | 0 | 0.96879 | 1061 | 0 | 1061 | 0 | 0.65534 | 250 | 0 | 250 | 0 | 0.42017
958 | 0 | 958 | 0 | 0.59763 | 710 | 0 | 710 | 0 | 0.96336 | 1031 | 0 | 1031 | 0 | 0.63681 | 250 | 0 | 250 | 0 | 0.42017
943 | 0 | 943 | 0 | 0.58827 | 469 | 0 | 469 | 0 | 0.63636 | 662 | 0 | 662 | 0 | 0.40889 | 215 | 0 | 215 | 0 | 0.36134
732 | 0 | 732 | 0 | 0.45664 | 227 | 0 | 227 | 0 | 0.30801 | -19 | 19 | 0 | 0.013778 | 0 | -39 | 39 | 0 | 0.063725 | 0
502 | 0 | 502 | 0 | 0.31316 | 4 | 0 | 4 | 0 | 0.0054274 | -170 | 170 | 0 | 0.12328 | 0 | -491 | 491 | 0 | 0.80229 | 0
192 | 0 | 192 | 0 | 0.11978 | -352 | 352 | 0 | 0.46316 | 0 | -410 | 410 | 0 | 0.29732 | 0 | -601 | 601 | 0 | 0.98203 | 0
-321 | 321 | 0 | 0.25992 | 0 | -2 | 2 | 0 | 0.0026316 | 0 | -402 | 402 | 0 | 0.29152 | 0 | -605 | 605 | 0 | 0.98856 | 0
-180 | 180 | 0 | 0.14575 | 0 | 0 | 0 | 0 | 0 | 0 | -257 | 257 | 0 | 0.18637 | 0 | -605 | 605 | 0 | 0.98856 | 0
-12 | 12 | 0 | 0.0097166 | 0 | 0 | 0 | 0 | 0 | 0 | -259 | 259 | 0 | 0.18782 | 0 | -605 | 605 | 0 | 0.98856 | 0
49 | 0 | 49 | 0 | 0.030568 | 9 | 0 | 9 | 0 | 0.012212 | -38 | 38 | 0 | 0.027556 | 0 | -93 | 93 | 0 | 0.15196 | 0
37 | 0 | 37 | 0 | 0.023082 | 92 | 0 | 92 | 0 | 0.12483 | 125 | 0 | 125 | 0 | 0.077208 | -324 | 324 | 0 | 0.52941 | 0
538 | 0 | 538 | 0 | 0.33562 | 24 | 0 | 24 | 0 | 0.032564 | 630 | 0 | 630 | 0 | 0.38913 | -30 | 30 | 0 | 0.04902 | 0
883 | 0 | 883 | 0 | 0.55084 | 287 | 0 | 287 | 0 | 0.38942 | 830 | 0 | 830 | 0 | 0.51266 | 2 | 0 | 2 | 0 | 0.0033613
943 | 0 | 943 | 0 | 0.58827 | 339 | 0 | 339 | 0 | 0.45997 | 1010 | 0 | 1010 | 0 | 0.62384 | 290 | 0 | 290 | 0 | 0.48739
941 | 0 | 941 | 0 | 0.58702 | 364 | 0 | 364 | 0 | 0.49389 | 947 | 0 | 947 | 0 | 0.58493 | 345 | 0 | 345 | 0 | 0.57983
957 | 0 | 957 | 0 | 0.59701 | 375 | 0 | 375 | 0 | 0.50882 | 1113 | 0 | 1113 | 0 | 0.68746 | 355 | 0 | 355 | 0 | 0.59664
957 | 0 | 957 | 0 | 0.59701 | 380 | 0 | 380 | 0 | 0.5156 | 1115 | 0 | 1115 | 0 | 0.6887 | 355 | 0 | 355 | 0 | 0.59664
957 | 0 | 957 | 0 | 0.59701 | 398 | 0 | 398 | 0 | 0.54003 | 1148 | 0 | 1148 | 0 | 0.70908 | 374 | 0 | 374 | 0 | 0.62857
957 | 0 | 957 | 0 | 0.59701 | 400 | 0 | 400 | 0 | 0.54274 | 1239 | 0 | 1239 | 0 | 0.76529 | 374 | 0 | 374 | 0 | 0.62857
955 | 0 | 955 | 0 | 0.59576 | 451 | 0 | 451 | 0 | 0.61194 | 1293 | 0 | 1293 | 0 | 0.79864 | 422 | 0 | 422 | 0 | 0.70924
958 | 0 | 958 | 0 | 0.59763 | 476 | 0 | 476 | 0 | 0.64586 | 1233 | 0 | 1233 | 0 | 0.76158 | 447 | 0 | 447 | 0 | 0.75126
958 | 0 | 958 | 0 | 0.59763 | 497 | 0 | 497 | 0 | 0.67436 | 1219 | 0 | 1219 | 0 | 0.75293 | 466 | 0 | 466 | 0 | 0.78319
958 | 0 | 958 | 0 | 0.59763 | 529 | 0 | 529 | 0 | 0.71777 | 1198 | 0 | 1198 | 0 | 0.73996 | 496 | 0 | 496 | 0 | 0.83361
958 | 0 | 958 | 0 | 0.59763 | 545 | 0 | 545 | 0 | 0.73948 | 1175 | 0 | 1175 | 0 | 0.72576 | 398 | 0 | 398 | 0 | 0.66891
958 | 0 | 958 | 0 | 0.59763 | 560 | 0 | 560 | 0 | 0.75984 | 1226 | 0 | 1226 | 0 | 0.75726 | 300 | 0 | 300 | 0 | 0.5042
958 | 0 | 958 | 0 | 0.59763 | 474 | 0 | 474 | 0 | 0.64315 | 1219 | 0 | 1219 | 0 | 0.75293 | 298 | 0 | 298 | 0 | 0.50084
959 | 0 | 959 | 0 | 0.59825 | 421 | 0 | 421 | 0 | 0.57123 | 1201 | 0 | 1201 | 0 | 0.74182 | 273 | 0 | 273 | 0 | 0.45882
958 | 0 | 958 | 0 | 0.59763 | 415 | 0 | 415 | 0 | 0.56309 | 1119 | 0 | 1119 | 0 | 0.69117 | 298 | 0 | 298 | 0 | 0.50084
952 | 0 | 952 | 0 | 0.59389 | 408 | 0 | 408 | 0 | 0.5536 | 954 | 0 | 954 | 0 | 0.58925 | 395 | 0 | 395 | 0 | 0.66387
532 | 0 | 532 | 0 | 0.33188 | 603 | 0 | 603 | 0 | 0.81818 | -34 | 34 | 0 | 0.024656 | 0 | -76 | 76 | 0 | 0.12418 | 0
49 | 0 | 49 | 0 | 0.030568 | 324 | 0 | 324 | 0 | 0.43962 | -292 | 292 | 0 | 0.21175 | 0 | -528 | 528 | 0 | 0.86275 | 0
120 | 0 | 120 | 0 | 0.07486 | 550 | 0 | 550 | 0 | 0.74627 | -266 | 266 | 0 | 0.19289 | 0 | -610 | 610 | 0 | 0.99673 | 0
566 | 0 | 566 | 0 | 0.35309 | 482 | 0 | 482 | 0 | 0.654 | 368 | 0 | 368 | 0 | 0.2273 | -95 | 95 | 0 | 0.15523 | 0
946 | 0 | 946 | 0 | 0.59014 | 460 | 0 | 460 | 0 | 0.62415 | 767 | 0 | 767 | 0 | 0.47375 | 2 | 0 | 2 | 0 | 0.0033613
958 | 0 | 958 | 0 | 0.59763 | 365 | 0 | 365 | 0 | 0.49525 | 230 | 0 | 230 | 0 | 0.14206 | 2 | 0 | 2 | 0 | 0.0033613
957 | 0 | 957 | 0 | 0.59701 | 327 | 0 | 327 | 0 | 0.44369 | 807 | 0 | 807 | 0 | 0.49846 | 2 | 0 | 2 | 0 | 0.0033613
960 | 0 | 960 | 0 | 0.59888 | 163 | 0 | 163 | 0 | 0.22117 | 536 | 0 | 536 | 0 | 0.33107 | 112 | 0 | 112 | 0 | 0.18824
960 | 0 | 960 | 0 | 0.59888 | 152 | 0 | 152 | 0 | 0.20624 | 384 | 0 | 384 | 0 | 0.23718 | 143 | 0 | 143 | 0 | 0.24034
960 | 0 | 960 | 0 | 0.59888 | 164 | 0 | 164 | 0 | 0.22252 | 308 | 0 | 308 | 0 | 0.19024 | 63 | 0 | 63 | 0 | 0.10588
959 | 0 | 959 | 0 | 0.59825 | 172 | 0 | 172 | 0 | 0.23338 | 326 | 0 | 326 | 0 | 0.20136 | 182 | 0 | 182 | 0 | 0.30588
959 | 0 | 959 | 0 | 0.59825 | 163 | 0 | 163 | 0 | 0.22117 | 569 | 0 | 569 | 0 | 0.35145 | 256 | 0 | 256 | 0 | 0.43025
929 | 0 | 929 | 0 | 0.57954 | 95 | 0 | 95 | 0 | 0.1289 | 664 | 0 | 664 | 0 | 0.41013 | 299 | 0 | 299 | 0 | 0.50252
399 | 0 | 399 | 0 | 0.24891 | -316 | 316 | 0 | 0.41579 | 0 | -651 | 651 | 0 | 0.47208 | 0 | -176 | 176 | 0 | 0.28758 | 0
-8 | 8 | 0 | 0.0064777 | 0 | -151 | 151 | 0 | 0.19868 | 0 | -1097 | 1097 | 0 | 0.7955 | 0 | -544 | 544 | 0 | 0.88889 | 0
-428 | 428 | 0 | 0.34656 | 0 | -6 | 6 | 0 | 0.0078947 | 0 | -807 | 807 | 0 | 0.58521 | 0 | -594 | 594 | 0 | 0.97059 | 0
-28 | 28 | 0 | 0.022672 | 0 | 116 | 0 | 116 | 0 | 0.15739 | -1001 | 1001 | 0 | 0.72589 | 0 | -90 | 90 | 0 | 0.14706 | 0
41 | 0 | 41 | 0 | 0.025577 | 635 | 0 | 635 | 0 | 0.8616 | 317 | 0 | 317 | 0 | 0.1958 | 2 | 0 | 2 | 0 | 0.0033613
535 | 0 | 535 | 0 | 0.33375 | 711 | 0 | 711 | 0 | 0.96472 | 353 | 0 | 353 | 0 | 0.21804 | 2 | 0 | 2 | 0 | 0.0033613
945 | 0 | 945 | 0 | 0.58952 | 712 | 0 | 712 | 0 | 0.96608 | 396 | 0 | 396 | 0 | 0.2446 | 120 | 0 | 120 | 0 | 0.20168
945 | 0 | 945 | 0 | 0.58952 | 715 | 0 | 715 | 0 | 0.97015 | 843 | 0 | 843 | 0 | 0.52069 | 29 | 0 | 29 | 0 | 0.048739
543 | 0 | 543 | 0 | 0.33874 | 670 | 0 | 670 | 0 | 0.90909 | 406 | 0 | 406 | 0 | 0.25077 | 2 | 0 | 2 | 0 | 0.0033613
262 | 0 | 262 | 0 | 0.16344 | 444 | 0 | 444 | 0 | 0.60244 | -417 | 417 | 0 | 0.30239 | 0 | 2 | 0 | 2 | 0 | 0.0033613
-10 | 10 | 0 | 0.0080972 | 0 | 69 | 0 | 69 | 0 | 0.093623 | -42 | 42 | 0 | 0.030457 | 0 | -465 | 465 | 0 | 0.7598 | 0
-368 | 368 | 0 | 0.29798 | 0 | 3 | 0 | 3 | 0 | 0.0040706 | -199 | 199 | 0 | 0.14431 | 0 | -583 | 583 | 0 | 0.95261 | 0
-432 | 432 | 0 | 0.3498 | 0 | 10 | 0 | 10 | 0 | 0.013569 | -360 | 360 | 0 | 0.26106 | 0 | -594 | 594 | 0 | 0.97059 | 0
-299 | 299 | 0 | 0.24211 | 0 | 0 | 0 | 0 | 0 | 0 | -424 | 424 | 0 | 0.30747 | 0 | -595 | 595 | 0 | 0.97222 | 0
-58 | 58 | 0 | 0.046964 | 0 | 1 | 0 | 1 | 0 | 0.0013569 | -606 | 606 | 0 | 0.43945 | 0 | -594 | 594 | 0 | 0.97059 | 0
20 | 0 | 20 | 0 | 0.012477 | 7 | 0 | 7 | 0 | 0.009498 | -583 | 583 | 0 | 0.42277 | 0 | -595 | 595 | 0 | 0.97222 | 0
408 | 0 | 408 | 0 | 0.25452 | 0 | 0 | 0 | 0 | 0 | -772 | 772 | 0 | 0.55983 | 0 | -144 | 144 | 0 | 0.23529 | 0
901 | 0 | 901 | 0 | 0.56207 | -16 | 16 | 0 | 0.021053 | 0 | -616 | 616 | 0 | 0.4467 | 0 | 2 | 0 | 2 | 0 | 0.0033613
578 | 0 | 578 | 0 | 0.36057 | -279 | 279 | 0 | 0.36711 | 0 | -712 | 712 | 0 | 0.51632 | 0 | 2 | 0 | 2 | 0 | 0.0033613
935 | 0 | 935 | 0 | 0.58328 | -543 | 543 | 0 | 0.71447 | 0 | 203 | 0 | 203 | 0 | 0.12539 | 2 | 0 | 2 | 0 | 0.0033613
958 | 0 | 958 | 0 | 0.59763 | -63 | 63 | 0 | 0.082895 | 0 | 92 | 0 | 92 | 0 | 0.056825 | 2 | 0 | 2 | 0 | 0.0033613
959 | 0 | 959 | 0 | 0.59825 | 224 | 0 | 224 | 0 | 0.30393 | 455 | 0 | 455 | 0 | 0.28104 | 236 | 0 | 236 | 0 | 0.39664
931 | 0 | 931 | 0 | 0.58079 | 341 | 0 | 341 | 0 | 0.46269 | 499 | 0 | 499 | 0 | 0.30821 | 320 | 0 | 320 | 0 | 0.53782
394 | 0 | 394 | 0 | 0.24579 | 336 | 0 | 336 | 0 | 0.4559 | -133 | 133 | 0 | 0.096447 | 0 | 27 | 0 | 27 | 0 | 0.045378
-187 | 187 | 0 | 0.15142 | 0 | 255 | 0 | 255 | 0 | 0.346 | -1224 | 1224 | 0 | 0.8876 | 0 | -469 | 469 | 0 | 0.76634 | 0
-786 | 786 | 0 | 0.63644 | 0 | 309 | 0 | 309 | 0 | 0.41927 | -1228 | 1228 | 0 | 0.8905 | 0 | -603 | 603 | 0 | 0.98529 | 0
-977 | 977 | 0 | 0.79109 | 0 | 73 | 0 | 73 | 0 | 0.09905 | -820 | 820 | 0 | 0.59463 | 0 | -609 | 609 | 0 | 0.9951 | 0
-982 | 982 | 0 | 0.79514 | 0 | 15 | 0 | 15 | 0 | 0.020353 | -908 | 908 | 0 | 0.65845 | 0 | -95 | 95 | 0 | 0.15523 | 0
-638 | 638 | 0 | 0.5166 | 0 | 24 | 0 | 24 | 0 | 0.032564 | -589 | 589 | 0 | 0.42712 | 0 | 2 | 0 | 2 | 0 | 0.0033613
-83 | 83 | 0 | 0.067206 | 0 | 43 | 0 | 43 | 0 | 0.058345 | -1013 | 1013 | 0 | 0.73459 | 0 | 2 | 0 | 2 | 0 | 0.0033613
-28 | 28 | 0 | 0.022672 | 0 | 123 | 0 | 123 | 0 | 0.16689 | -1090 | 1090 | 0 | 0.79043 | 0 | 2 | 0 | 2 | 0 | 0.0033613
-478 | 478 | 0 | 0.38704 | 0 | 39 | 0 | 39 | 0 | 0.052917 | -1006 | 1006 | 0 | 0.72951 | 0 | 2 | 0 | 2 | 0 | 0.0033613
-897 | 897 | 0 | 0.72632 | 0 | 46 | 0 | 46 | 0 | 0.062415 | -585 | 585 | 0 | 0.42422 | 0 | 2 | 0 | 2 | 0 | 0.0033613
-851 | 851 | 0 | 0.68907 | 0 | 24 | 0 | 24 | 0 | 0.032564 | -467 | 467 | 0 | 0.33865 | 0 | -479 | 479 | 0 | 0.78268 | 0
-863 | 863 | 0 | 0.69879 | 0 | 11 | 0 | 11 | 0 | 0.014925 | -642 | 642 | 0 | 0.46555 | 0 | -591 | 591 | 0 | 0.96569 | 0
-980 | 980 | 0 | 0.79352 | 0 | 0 | 0 | 0 | 0 | 0 | -802 | 802 | 0 | 0.58158 | 0 | -610 | 610 | 0 | 0.99673 | 0
-990 | 990 | 0 | 0.80162 | 0 | -5 | 5 | 0 | 0.0065789 | 0 | -956 | 956 | 0 | 0.69326 | 0 | -610 | 610 | 0 | 0.99673 | 0
-991 | 991 | 0 | 0.80243 | 0 | -151 | 151 | 0 | 0.19868 | 0 | -651 | 651 | 0 | 0.47208 | 0 | -610 | 610 | 0 | 0.99673 | 0
-983 | 983 | 0 | 0.79595 | 0 | -243 | 243 | 0 | 0.31974 | 0 | -437 | 437 | 0 | 0.3169 | 0 | -610 | 610 | 0 | 0.99673 | 0
-950 | 950 | 0 | 0.76923 | 0 | -436 | 436 | 0 | 0.57368 | 0 | -357 | 357 | 0 | 0.25888 | 0 | -610 | 610 | 0 | 0.99673 | 0
-971 | 971 | 0 | 0.78623 | 0 | -517 | 517 | 0 | 0.68026 | 0 | -356 | 356 | 0 | 0.25816 | 0 | -610 | 610 | 0 | 0.99673 | 0
-743 | 743 | 0 | 0.60162 | 0 | -535 | 535 | 0 | 0.70395 | 0 | -433 | 433 | 0 | 0.314 | 0 | -590 | 590 | 0 | 0.96405 | 0
-428 | 428 | 0 | 0.34656 | 0 | -439 | 439 | 0 | 0.57763 | 0 | -715 | 715 | 0 | 0.51849 | 0 | -214 | 214 | 0 | 0.34967 | 0
-361 | 361 | 0 | 0.29231 | 0 | -478 | 478 | 0 | 0.62895 | 0 | -755 | 755 | 0 | 0.5475 | 0 | -4 | 4 | 0 | 0.0065359 | 0
-186 | 186 | 0 | 0.15061 | 0 | -674 | 674 | 0 | 0.88684 | 0 | -763 | 763 | 0 | 0.5533 | 0 | -60 | 60 | 0 | 0.098039 | 0
-194 | 194 | 0 | 0.15709 | 0 | -652 | 652 | 0 | 0.85789 | 0 | -290 | 290 | 0 | 0.2103 | 0 | 3 | 0 | 3 | 0 | 0.005042
-721 | 721 | 0 | 0.58381 | 0 | -404 | 404 | 0 | 0.53158 | 0 | -504 | 504 | 0 | 0.36548 | 0 | 2 | 0 | 2 | 0 | 0.0033613
-974 | 974 | 0 | 0.78866 | 0 | -347 | 347 | 0 | 0.45658 | 0 | -404 | 404 | 0 | 0.29297 | 0 | 2 | 0 | 2 | 0 | 0.0033613
-989 | 989 | 0 | 0.80081 | 0 | -383 | 383 | 0 | 0.50395 | 0 | -1075 | 1075 | 0 | 0.77955 | 0 | -482 | 482 | 0 | 0.78758 | 0
-990 | 990 | 0 | 0.80162 | 0 | -687 | 687 | 0 | 0.90395 | 0 | -1106 | 1106 | 0 | 0.80203 | 0 | -597 | 597 | 0 | 0.97549 | 0
-990 | 990 | 0 | 0.80162 | 0 | -700 | 700 | 0 | 0.92105 | 0 | -1038 | 1038 | 0 | 0.75272 | 0 | -609 | 609 | 0 | 0.9951 | 0
-989 | 989 | 0 | 0.80081 | 0 | -700 | 700 | 0 | 0.92105 | 0 | -1223 | 1223 | 0 | 0.88687 | 0 | -609 | 609 | 0 | 0.9951 | 0
-989 | 989 | 0 | 0.80081 | 0 | -614 | 614 | 0 | 0.80789 | 0 | -1343 | 1343 | 0 | 0.97389 | 0 | -391 | 391 | 0 | 0.63889 | 0
-989 | 989 | 0 | 0.80081 | 0 | -305 | 305 | 0 | 0.40132 | 0 | -1205 | 1205 | 0 | 0.87382 | 0 | -247 | 247 | 0 | 0.40359 | 0
-844 | 844 | 0 | 0.6834 | 0 | -306 | 306 | 0 | 0.40263 | 0 | -1379 | 1379 | 0 | 1 | 0 | -333 | 333 | 0 | 0.54412 | 0
-991 | 991 | 0 | 0.80243 | 0 | -306 | 306 | 0 | 0.40263 | 0 | -1296 | 1296 | 0 | 0.93981 | 0 | -361 | 361 | 0 | 0.58987 | 0
-990 | 990 | 0 | 0.80162 | 0 | -306 | 306 | 0 | 0.40263 | 0 | -1228 | 1228 | 0 | 0.8905 | 0 | -495 | 495 | 0 | 0.80882 | 0
-990 | 990 | 0 | 0.80162 | 0 | -306 | 306 | 0 | 0.40263 | 0 | -1279 | 1279 | 0 | 0.92748 | 0 | -607 | 607 | 0 | 0.99183 | 0
-989 | 989 | 0 | 0.80081 | 0 | -306 | 306 | 0 | 0.40263 | 0 | -1275 | 1275 | 0 | 0.92458 | 0 | -443 | 443 | 0 | 0.72386 | 0
-989 | 989 | 0 | 0.80081 | 0 | -305 | 305 | 0 | 0.40132 | 0 | -1366 | 1366 | 0 | 0.99057 | 0 | -337 | 337 | 0 | 0.55065 | 0
-989 | 989 | 0 | 0.80081 | 0 | -306 | 306 | 0 | 0.40263 | 0 | -1312 | 1312 | 0 | 0.95141 | 0 | -591 | 591 | 0 | 0.96569 | 0
-989 | 989 | 0 | 0.80081 | 0 | -264 | 264 | 0 | 0.34737 | 0 | -1202 | 1202 | 0 | 0.87165 | 0 | -609 | 609 | 0 | 0.9951 | 0
-991 | 991 | 0 | 0.80243 | 0 | 0 | 0 | 0 | 0 | 0 | -1095 | 1095 | 0 | 0.79405 | 0 | -610 | 610 | 0 | 0.99673 | 0
-990 | 990 | 0 | 0.80162 | 0 | 0 | 0 | 0 | 0 | 0 | -1153 | 1153 | 0 | 0.83611 | 0 | -610 | 610 | 0 | 0.99673 | 0
-991 | 991 | 0 | 0.80243 | 0 | 0 | 0 | 0 | 0 | 0 | -1314 | 1314 | 0 | 0.95286 | 0 | -610 | 610 | 0 | 0.99673 | 0
-991 | 991 | 0 | 0.80243 | 0 | 0 | 0 | 0 | 0 | 0 | -1314 | 1314 | 0 | 0.95286 | 0 | -610 | 610 | 0 | 0.99673 | 0
-990 | 990 | 0 | 0.80162 | 0 | 0 | 0 | 0 | 0 | 0 | -1202 | 1202 | 0 | 0.87165 | 0 | -610 | 610 | 0 | 0.99673 | 0
-985 | 985 | 0 | 0.79757 | 0 | -2 | 2 | 0 | 0.0026316 | 0 | -1135 | 1135 | 0 | 0.82306 | 0 | -610 | 610 | 0 | 0.99673 | 0
-989 | 989 | 0 | 0.80081 | 0 | -272 | 272 | 0 | 0.35789 | 0 | -1043 | 1043 | 0 | 0.75635 | 0 | -610 | 610 | 0 | 0.99673 | 0
-986 | 986 | 0 | 0.79838 | 0 | -213 | 213 | 0 | 0.28026 | 0 | -979 | 979 | 0 | 0.70993 | 0 | -610 | 610 | 0 | 0.99673 | 0
-988 | 988 | 0 | 0.8 | 0 | -79 | 79 | 0 | 0.10395 | 0 | -838 | 838 | 0 | 0.60769 | 0 | -610 | 610 | 0 | 0.99673 | 0
-989 | 989 | 0 | 0.80081 | 0 | -118 | 118 | 0 | 0.15526 | 0 | -1126 | 1126 | 0 | 0.81653 | 0 | -610 | 610 | 0 | 0.99673 | 0
-989 | 989 | 0 | 0.80081 | 0 | -571 | 571 | 0 | 0.75132 | 0 | -1222 | 1222 | 0 | 0.88615 | 0 | -609 | 609 | 0 | 0.9951 | 0
-990 | 990 | 0 | 0.80162 | 0 | -700 | 700 | 0 | 0.92105 | 0 | -822 | 822 | 0 | 0.59608 | 0 | -609 | 609 | 0 | 0.9951 | 0
-990 | 990 | 0 | 0.80162 | 0 | -698 | 698 | 0 | 0.91842 | 0 | -926 | 926 | 0 | 0.6715 | 0 | -524 | 524 | 0 | 0.85621 | 0
-989 | 989 | 0 | 0.80081 | 0 | -624 | 624 | 0 | 0.82105 | 0 | -855 | 855 | 0 | 0.62001 | 0 | -609 | 609 | 0 | 0.9951 | 0
-989 | 989 | 0 | 0.80081 | 0 | -616 | 616 | 0 | 0.81053 | 0 | -826 | 826 | 0 | 0.59898 | 0 | -610 | 610 | 0 | 0.99673 | 0
-989 | 989 | 0 | 0.80081 | 0 | -683 | 683 | 0 | 0.89868 | 0 | -839 | 839 | 0 | 0.60841 | 0 | -610 | 610 | 0 | 0.99673 | 0
-990 | 990 | 0 | 0.80162 | 0 | -101 | 101 | 0 | 0.13289 | 0 | -842 | 842 | 0 | 0.61059 | 0 | -610 | 610 | 0 | 0.99673 | 0
-990 | 990 | 0 | 0.80162 | 0 | 288 | 0 | 288 | 0 | 0.39077 | -764 | 764 | 0 | 0.55402 | 0 | -610 | 610 | 0 | 0.99673 | 0
-989 | 989 | 0 | 0.80081 | 0 | 226 | 0 | 226 | 0 | 0.30665 | -792 | 792 | 0 | 0.57433 | 0 | -610 | 610 | 0 | 0.99673 | 0
-917 | 917 | 0 | 0.74251 | 0 | -10 | 10 | 0 | 0.013158 | 0 | -807 | 807 | 0 | 0.58521 | 0 | -610 | 610 | 0 | 0.99673 | 0
-980 | 980 | 0 | 0.79352 | 0 | 15 | 0 | 15 | 0 | 0.020353 | -836 | 836 | 0 | 0.60624 | 0 | -609 | 609 | 0 | 0.9951 | 0
-989 | 989 | 0 | 0.80081 | 0 | -281 | 281 | 0 | 0.36974 | 0 | -973 | 973 | 0 | 0.70558 | 0 | -609 | 609 | 0 | 0.9951 | 0
-989 | 989 | 0 | 0.80081 | 0 | -344 | 344 | 0 | 0.45263 | 0 | -1026 | 1026 | 0 | 0.74402 | 0 | -609 | 609 | 0 | 0.9951 | 0
-991 | 991 | 0 | 0.80243 | 0 | -99 | 99 | 0 | 0.13026 | 0 | -914 | 914 | 0 | 0.6628 | 0 | -610 | 610 | 0 | 0.99673 | 0
-988 | 988 | 0 | 0.8 | 0 | -162 | 162 | 0 | 0.21316 | 0 | -730 | 730 | 0 | 0.52937 | 0 | -610 | 610 | 0 | 0.99673 | 0
-770 | 770 | 0 | 0.62348 | 0 | -230 | 230 | 0 | 0.30263 | 0 | -629 | 629 | 0 | 0.45613 | 0 | -610 | 610 | 0 | 0.99673 | 0
-650 | 650 | 0 | 0.52632 | 0 | -303 | 303 | 0 | 0.39868 | 0 | -442 | 442 | 0 | 0.32052 | 0 | -610 | 610 | 0 | 0.99673 | 0
-704 | 704 | 0 | 0.57004 | 0 | -155 | 155 | 0 | 0.20395 | 0 | -395 | 395 | 0 | 0.28644 | 0 | -610 | 610 | 0 | 0.99673 | 0
-788 | 788 | 0 | 0.63806 | 0 | -168 | 168 | 0 | 0.22105 | 0 | -338 | 338 | 0 | 0.24511 | 0 | -610 | 610 | 0 | 0.99673 | 0
-602 | 602 | 0 | 0.48745 | 0 | -237 | 237 | 0 | 0.31184 | 0 | -401 | 401 | 0 | 0.29079 | 0 | -610 | 610 | 0 | 0.99673 | 0
-499 | 499 | 0 | 0.40405 | 0 | -341 | 341 | 0 | 0.44868 | 0 | -500 | 500 | 0 | 0.36258 | 0 | -610 | 610 | 0 | 0.99673 | 0
-931 | 931 | 0 | 0.75385 | 0 | -437 | 437 | 0 | 0.575 | 0 | -212 | 212 | 0 | 0.15373 | 0 | -486 | 486 | 0 | 0.79412 | 0
-990 | 990 | 0 | 0.80162 | 0 | -436 | 436 | 0 | 0.57368 | 0 | -326 | 326 | 0 | 0.2364 | 0 | -421 | 421 | 0 | 0.68791 | 0
-990 | 990 | 0 | 0.80162 | 0 | -362 | 362 | 0 | 0.47632 | 0 | -824 | 824 | 0 | 0.59753 | 0 | -602 | 602 | 0 | 0.98366 | 0
-990 | 990 | 0 | 0.80162 | 0 | -586 | 586 | 0 | 0.77105 | 0 | -1251 | 1251 | 0 | 0.90718 | 0 | -609 | 609 | 0 | 0.9951 | 0
-990 | 990 | 0 | 0.80162 | 0 | -700 | 700 | 0 | 0.92105 | 0 | -1177 | 1177 | 0 | 0.85352 | 0 | -609 | 609 | 0 | 0.9951 | 0
-987 | 987 | 0 | 0.79919 | 0 | -521 | 521 | 0 | 0.68553 | 0 | -1145 | 1145 | 0 | 0.83031 | 0 | -609 | 609 | 0 | 0.9951 | 0
-989 | 989 | 0 | 0.80081 | 0 | -683 | 683 | 0 | 0.89868 | 0 | -1278 | 1278 | 0 | 0.92676 | 0 | -609 | 609 | 0 | 0.9951 | 0
-980 | 980 | 0 | 0.79352 | 0 | -699 | 699 | 0 | 0.91974 | 0 | -1271 | 1271 | 0 | 0.92168 | 0 | -609 | 609 | 0 | 0.9951 | 0
-989 | 989 | 0 | 0.80081 | 0 | -699 | 699 | 0 | 0.91974 | 0 | -1270 | 1270 | 0 | 0.92096 | 0 | -609 | 609 | 0 | 0.9951 | 0
-989 | 989 | 0 | 0.80081 | 0 | -700 | 700 | 0 | 0.92105 | 0 | -1227 | 1227 | 0 | 0.88978 | 0 | -560 | 560 | 0 | 0.91503 | 0
-990 | 990 | 0 | 0.80162 | 0 | -699 | 699 | 0 | 0.91974 | 0 | -1187 | 1187 | 0 | 0.86077 | 0 | -560 | 560 | 0 | 0.91503 | 0
-990 | 990 | 0 | 0.80162 | 0 | -699 | 699 | 0 | 0.91974 | 0 | -1103 | 1103 | 0 | 0.79985 | 0 | -610 | 610 | 0 | 0.99673 | 0
-990 | 990 | 0 | 0.80162 | 0 | -699 | 699 | 0 | 0.91974 | 0 | -1186 | 1186 | 0 | 0.86004 | 0 | -609 | 609 | 0 | 0.9951 | 0
-989 | 989 | 0 | 0.80081 | 0 | -699 | 699 | 0 | 0.91974 | 0 | -1228 | 1228 | 0 | 0.8905 | 0 | -609 | 609 | 0 | 0.9951 | 0
-990 | 990 | 0 | 0.80162 | 0 | -700 | 700 | 0 | 0.92105 | 0 | -1143 | 1143 | 0 | 0.82886 | 0 | -609 | 609 | 0 | 0.9951 | 0
-989 | 989 | 0 | 0.80081 | 0 | -699 | 699 | 0 | 0.91974 | 0 | -1226 | 1226 | 0 | 0.88905 | 0 | -609 | 609 | 0 | 0.9951 | 0
-991 | 991 | 0 | 0.80243 | 0 | -699 | 699 | 0 | 0.91974 | 0 | -1150 | 1150 | 0 | 0.83394 | 0 | -609 | 609 | 0 | 0.9951 | 0
-989 | 989 | 0 | 0.80081 | 0 | -699 | 699 | 0 | 0.91974 | 0 | -1206 | 1206 | 0 | 0.87455 | 0 | -609 | 609 | 0 | 0.9951 | 0
-989 | 989 | 0 | 0.80081 | 0 | -699 | 699 | 0 | 0.91974 | 0 | -1237 | 1237 | 0 | 0.89703 | 0 | -610 | 610 | 0 | 0.99673 | 0
-989 | 989 | 0 | 0.80081 | 0 | -699 | 699 | 0 | 0.91974 | 0 | -1229 | 1229 | 0 | 0.89123 | 0 | -610 | 610 | 0 | 0.99673 | 0
-989 | 989 | 0 | 0.80081 | 0 | -698 | 698 | 0 | 0.91842 | 0 | -1058 | 1058 | 0 | 0.76722 | 0 | -610 | 610 | 0 | 0.99673 | 0
-989 | 989 | 0 | 0.80081 | 0 | -698 | 698 | 0 | 0.91842 | 0 | -1168 | 1168 | 0 | 0.84699 | 0 | -610 | 610 | 0 | 0.99673 | 0
-989 | 989 | 0 | 0.80081 | 0 | -698 | 698 | 0 | 0.91842 | 0 | -1083 | 1083 | 0 | 0.78535 | 0 | -610 | 610 | 0 | 0.99673 | 0
-989 | 989 | 0 | 0.80081 | 0 | -698 | 698 | 0 | 0.91842 | 0 | -1006 | 1006 | 0 | 0.72951 | 0 | -610 | 610 | 0 | 0.99673 | 0
-989 | 989 | 0 | 0.80081 | 0 | -699 | 699 | 0 | 0.91974 | 0 | -1015 | 1015 | 0 | 0.73604 | 0 | -610 | 610 | 0 | 0.99673 | 0
-990 | 990 | 0 | 0.80162 | 0 | -699 | 699 | 0 | 0.91974 | 0 | -1067 | 1067 | 0 | 0.77375 | 0 | -610 | 610 | 0 | 0.99673 | 0
-991 | 991 | 0 | 0.80243 | 0 | -699 | 699 | 0 | 0.91974 | 0 | -1133 | 1133 | 0 | 0.82161 | 0 | -610 | 610 | 0 | 0.99673 | 0
-989 | 989 | 0 | 0.80081 | 0 | -700 | 700 | 0 | 0.92105 | 0 | -1273 | 1273 | 0 | 0.92313 | 0 | -343 | 343 | 0 | 0.56046 | 0
-990 | 990 | 0 | 0.80162 | 0 | -699 | 699 | 0 | 0.91974 | 0 | -1219 | 1219 | 0 | 0.88397 | 0 | -582 | 582 | 0 | 0.95098 | 0
-990 | 990 | 0 | 0.80162 | 0 | -699 | 699 | 0 | 0.91974 | 0 | -1300 | 1300 | 0 | 0.94271 | 0 | -610 | 610 | 0 | 0.99673 | 0
-989 | 989 | 0 | 0.80081 | 0 | -699 | 699 | 0 | 0.91974 | 0 | -1328 | 1328 | 0 | 0.96302 | 0 | -610 | 610 | 0 | 0.99673 | 0
-989 | 989 | 0 | 0.80081 | 0 | -690 | 690 | 0 | 0.90789 | 0 | -930 | 930 | 0 | 0.6744 | 0 | -610 | 610 | 0 | 0.99673 | 0
-989 | 989 | 0 | 0.80081 | 0 | -692 | 692 | 0 | 0.91053 | 0 | -1195 | 1195 | 0 | 0.86657 | 0 | -610 | 610 | 0 | 0.99673 | 0
-989 | 989 | 0 | 0.80081 | 0 | -698 | 698 | 0 | 0.91842 | 0 | -1276 | 1276 | 0 | 0.92531 | 0 | -136 | 136 | 0 | 0.22222 | 0
-989 | 989 | 0 | 0.80081 | 0 | -699 | 699 | 0 | 0.91974 | 0 | -1271 | 1271 | 0 | 0.92168 | 0 | 2 | 0 | 2 | 0 | 0.0033613
-989 | 989 | 0 | 0.80081 | 0 | -699 | 699 | 0 | 0.91974 | 0 | -1316 | 1316 | 0 | 0.95431 | 0 | 2 | 0 | 2 | 0 | 0.0033613
-989 | 989 | 0 | 0.80081 | 0 | -699 | 699 | 0 | 0.91974 | 0 | -1203 | 1203 | 0 | 0.87237 | 0 | -484 | 484 | 0 | 0.79085 | 0
-989 | 989 | 0 | 0.80081 | 0 | -699 | 699 | 0 | 0.91974 | 0 | -1240 | 1240 | 0 | 0.8992 | 0 | -610 | 610 | 0 | 0.99673 | 0
-989 | 989 | 0 | 0.80081 | 0 | -699 | 699 | 0 | 0.91974 | 0 | -1042 | 1042 | 0 | 0.75562 | 0 | -590 | 590 | 0 | 0.96405 | 0
-990 | 990 | 0 | 0.80162 | 0 | -699 | 699 | 0 | 0.91974 | 0 | -1084 | 1084 | 0 | 0.78608 | 0 | -610 | 610 | 0 | 0.99673 | 0
-989 | 989 | 0 | 0.80081 | 0 | -699 | 699 | 0 | 0.91974 | 0 | -975 | 975 | 0 | 0.70703 | 0 | -609 | 609 | 0 | 0.9951 | 0
-989 | 989 | 0 | 0.80081 | 0 | -660 | 660 | 0 | 0.86842 | 0 | -1124 | 1124 | 0 | 0.81508 | 0 | -610 | 610 | 0 | 0.99673 | 0
-990 | 990 | 0 | 0.80162 | 0 | -442 | 442 | 0 | 0.58158 | 0 | -1111 | 1111 | 0 | 0.80566 | 0 | -610 | 610 | 0 | 0.99673 | 0
-989 | 989 | 0 | 0.80081 | 0 | -306 | 306 | 0 | 0.40263 | 0 | -999 | 999 | 0 | 0.72444 | 0 | -610 | 610 | 0 | 0.99673 | 0
-987 | 987 | 0 | 0.79919 | 0 | -110 | 110 | 0 | 0.14474 | 0 | -822 | 822 | 0 | 0.59608 | 0 | -610 | 610 | 0 | 0.99673 | 0
-926 | 926 | 0 | 0.7498 | 0 | -27 | 27 | 0 | 0.035526 | 0 | -788 | 788 | 0 | 0.57143 | 0 | -610 | 610 | 0 | 0.99673 | 0
-564 | 564 | 0 | 0.45668 | 0 | -562 | 562 | 0 | 0.73947 | 0 | -388 | 388 | 0 | 0.28136 | 0 | -95 | 95 | 0 | 0.15523 | 0
-347 | 347 | 0 | 0.28097 | 0 | -590 | 590 | 0 | 0.77632 | 0 | -120 | 120 | 0 | 0.08702 | 0 | 2 | 0 | 2 | 0 | 0.0033613
-789 | 789 | 0 | 0.63887 | 0 | -23 | 23 | 0 | 0.030263 | 0 | -640 | 640 | 0 | 0.4641 | 0 | -492 | 492 | 0 | 0.80392 | 0
-572 | 572 | 0 | 0.46316 | 0 | 0 | 0 | 0 | 0 | 0 | -195 | 195 | 0 | 0.14141 | 0 | -90 | 90 | 0 | 0.14706 | 0
-539 | 539 | 0 | 0.43644 | 0 | -2 | 2 | 0 | 0.0026316 | 0 | 41 | 0 | 41 | 0 | 0.025324 | 2 | 0 | 2 | 0 | 0.0033613
-66 | 66 | 0 | 0.053441 | 0 | 0 | 0 | 0 | 0 | 0 | 345 | 0 | 345 | 0 | 0.21309 | 2 | 0 | 2 | 0 | 0.0033613
-25 | 25 | 0 | 0.020243 | 0 | -3 | 3 | 0 | 0.0039474 | 0 | 155 | 0 | 155 | 0 | 0.095738 | 2 | 0 | 2 | 0 | 0.0033613
-461 | 461 | 0 | 0.37328 | 0 | -121 | 121 | 0 | 0.15921 | 0 | -501 | 501 | 0 | 0.36331 | 0 | 2 | 0 | 2 | 0 | 0.0033613
-961 | 961 | 0 | 0.77814 | 0 | -8 | 8 | 0 | 0.010526 | 0 | -912 | 912 | 0 | 0.66135 | 0 | -451 | 451 | 0 | 0.73693 | 0
-984 | 984 | 0 | 0.79676 | 0 | 4 | 0 | 4 | 0 | 0.0054274 | -807 | 807 | 0 | 0.58521 | 0 | -591 | 591 | 0 | 0.96569 | 0
-879 | 879 | 0 | 0.71174 | 0 | 63 | 0 | 63 | 0 | 0.085482 | -1025 | 1025 | 0 | 0.74329 | 0 | -610 | 610 | 0 | 0.99673 | 0
-302 | 302 | 0 | 0.24453 | 0 | 36 | 0 | 36 | 0 | 0.048847 | -790 | 790 | 0 | 0.57288 | 0 | -96 | 96 | 0 | 0.15686 | 0
10 | 0 | 10 | 0 | 0.0062383 | 612 | 0 | 612 | 0 | 0.83039 | 128 | 0 | 128 | 0 | 0.079061 | 2 | 0 | 2 | 0 | 0.0033613
410 | 0 | 410 | 0 | 0.25577 | 574 | 0 | 574 | 0 | 0.77883 | 475 | 0 | 475 | 0 | 0.29339 | 404 | 0 | 404 | 0 | 0.67899
319 | 0 | 319 | 0 | 0.199 | 525 | 0 | 525 | 0 | 0.71235 | 516 | 0 | 516 | 0 | 0.31872 | 465 | 0 | 465 | 0 | 0.78151
-23 | 23 | 0 | 0.018623 | 0 | 516 | 0 | 516 | 0 | 0.70014 | 418 | 0 | 418 | 0 | 0.25818 | 476 | 0 | 476 | 0 | 0.8
-554 | 554 | 0 | 0.44858 | 0 | 252 | 0 | 252 | 0 | 0.34193 | -355 | 355 | 0 | 0.25743 | 0 | 60 | 0 | 60 | 0 | 0.10084
-972 | 972 | 0 | 0.78704 | 0 | 135 | 0 | 135 | 0 | 0.18318 | -986 | 986 | 0 | 0.71501 | 0 | -473 | 473 | 0 | 0.77288 | 0
-964 | 964 | 0 | 0.78057 | 0 | 429 | 0 | 429 | 0 | 0.58209 | -931 | 931 | 0 | 0.67513 | 0 | -609 | 609 | 0 | 0.9951 | 0
-846 | 846 | 0 | 0.68502 | 0 | 574 | 0 | 574 | 0 | 0.77883 | -733 | 733 | 0 | 0.53154 | 0 | -610 | 610 | 0 | 0.99673 | 0
-660 | 660 | 0 | 0.53441 | 0 | 360 | 0 | 360 | 0 | 0.48847 | -446 | 446 | 0 | 0.32342 | 0 | -610 | 610 | 0 | 0.99673 | 0
-242 | 242 | 0 | 0.19595 | 0 | 430 | 0 | 430 | 0 | 0.58345 | -533 | 533 | 0 | 0.38651 | 0 | -610 | 610 | 0 | 0.99673 | 0
-3 | 3 | 0 | 0.0024291 | 0 | 214 | 0 | 214 | 0 | 0.29037 | 104 | 0 | 104 | 0 | 0.064237 | -95 | 95 | 0 | 0.15523 | 0
223 | 0 | 223 | 0 | 0.13911 | 397 | 0 | 397 | 0 | 0.53867 | 195 | 0 | 195 | 0 | 0.12044 | 2 | 0 | 2 | 0 | 0.0033613
753 | 0 | 753 | 0 | 0.46974 | 404 | 0 | 404 | 0 | 0.54817 | 777 | 0 | 777 | 0 | 0.47993 | 2 | 0 | 2 | 0 | 0.0033613
952 | 0 | 952 | 0 | 0.59389 | 504 | 0 | 504 | 0 | 0.68385 | 1013 | 0 | 1013 | 0 | 0.62569 | 2 | 0 | 2 | 0 | 0.0033613
957 | 0 | 957 | 0 | 0.59701 | 524 | 0 | 524 | 0 | 0.71099 | 1003 | 0 | 1003 | 0 | 0.61952 | 333 | 0 | 333 | 0 | 0.55966
939 | 0 | 939 | 0 | 0.58578 | 548 | 0 | 548 | 0 | 0.74355 | 995 | 0 | 995 | 0 | 0.61458 | 391 | 0 | 391 | 0 | 0.65714
513 | 0 | 513 | 0 | 0.32002 | 442 | 0 | 442 | 0 | 0.59973 | 360 | 0 | 360 | 0 | 0.22236 | 42 | 0 | 42 | 0 | 0.070588
0 | 0 | 0 | 0 | 0 | 373 | 0 | 373 | 0 | 0.50611 | -437 | 437 | 0 | 0.3169 | 0 | -473 | 473 | 0 | 0.77288 | 0
-331 | 331 | 0 | 0.26802 | 0 | 473 | 0 | 473 | 0 | 0.64179 | 64 | 0 | 64 | 0 | 0.039531 | -595 | 595 | 0 | 0.97222 | 0
-435 | 435 | 0 | 0.35223 | 0 | 525 | 0 | 525 | 0 | 0.71235 | 283 | 0 | 283 | 0 | 0.1748 | -595 | 595 | 0 | 0.97222 | 0
-320 | 320 | 0 | 0.25911 | 0 | 642 | 0 | 642 | 0 | 0.8711 | 423 | 0 | 423 | 0 | 0.26127 | -595 | 595 | 0 | 0.97222 | 0
-209 | 209 | 0 | 0.16923 | 0 | 498 | 0 | 498 | 0 | 0.67571 | 566 | 0 | 566 | 0 | 0.3496 | -391 | 391 | 0 | 0.63889 | 0
-12 | 12 | 0 | 0.0097166 | 0 | 384 | 0 | 384 | 0 | 0.52103 | 695 | 0 | 695 | 0 | 0.42928 | -34 | 34 | 0 | 0.055556 | 0
47 | 0 | 47 | 0 | 0.02932 | 602 | 0 | 602 | 0 | 0.81682 | 787 | 0 | 787 | 0 | 0.4861 | 2 | 0 | 2 | 0 | 0.0033613
257 | 0 | 257 | 0 | 0.16032 | 551 | 0 | 551 | 0 | 0.74763 | 796 | 0 | 796 | 0 | 0.49166 | -277 | 277 | 0 | 0.45261 | 0
372 | 0 | 372 | 0 | 0.23206 | 627 | 0 | 627 | 0 | 0.85075 | 985 | 0 | 985 | 0 | 0.6084 | -456 | 456 | 0 | 0.7451 | 0
196 | 0 | 196 | 0 | 0.12227 | 600 | 0 | 600 | 0 | 0.81411 | 1003 | 0 | 1003 | 0 | 0.61952 | -280 | 280 | 0 | 0.45752 | 0
1 | 0 | 1 | 0 | 0.00062383 | 570 | 0 | 570 | 0 | 0.77341 | 203 | 0 | 203 | 0 | 0.12539 | -578 | 578 | 0 | 0.94444 | 0
-143 | 143 | 0 | 0.11579 | 0 | 507 | 0 | 507 | 0 | 0.68792 | -489 | 489 | 0 | 0.3546 | 0 | -610 | 610 | 0 | 0.99673 | 0
-577 | 577 | 0 | 0.46721 | 0 | 400 | 0 | 400 | 0 | 0.54274 | -864 | 864 | 0 | 0.62654 | 0 | -610 | 610 | 0 | 0.99673 | 0
-918 | 918 | 0 | 0.74332 | 0 | 496 | 0 | 496 | 0 | 0.673 | -647 | 647 | 0 | 0.46918 | 0 | -610 | 610 | 0 | 0.99673 | 0
-982 | 982 | 0 | 0.79514 | 0 | 268 | 0 | 268 | 0 | 0.36364 | -695 | 695 | 0 | 0.50399 | 0 | -610 | 610 | 0 | 0.99673 | 0
-976 | 976 | 0 | 0.79028 | 0 | 189 | 0 | 189 | 0 | 0.25645 | -691 | 691 | 0 | 0.50109 | 0 | -610 | 610 | 0 | 0.99673 | 0
-792 | 792 | 0 | 0.6413 | 0 | 47 | 0 | 47 | 0 | 0.063772 | -680 | 680 | 0 | 0.49311 | 0 | -610 | 610 | 0 | 0.99673 | 0
-616 | 616 | 0 | 0.49879 | 0 | 1 | 0 | 1 | 0 | 0.0013569 | -839 | 839 | 0 | 0.60841 | 0 | -610 | 610 | 0 | 0.99673 | 0
-742 | 742 | 0 | 0.60081 | 0 | -49 | 49 | 0 | 0.064474 | 0 | -825 | 825 | 0 | 0.59826 | 0 | -610 | 610 | 0 | 0.99673 | 0
-753 | 753 | 0 | 0.60972 | 0 | -141 | 141 | 0 | 0.18553 | 0 | -830 | 830 | 0 | 0.60189 | 0 | -610 | 610 | 0 | 0.99673 | 0
-723 | 723 | 0 | 0.58543 | 0 | -249 | 249 | 0 | 0.32763 | 0 | -873 | 873 | 0 | 0.63307 | 0 | -610 | 610 | 0 | 0.99673 | 0
-902 | 902 | 0 | 0.73036 | 0 | -157 | 157 | 0 | 0.20658 | 0 | -887 | 887 | 0 | 0.64322 | 0 | -610 | 610 | 0 | 0.99673 | 0
-982 | 982 | 0 | 0.79514 | 0 | -148 | 148 | 0 | 0.19474 | 0 | -948 | 948 | 0 | 0.68745 | 0 | -610 | 610 | 0 | 0.99673 | 0
-988 | 988 | 0 | 0.8 | 0 | -455 | 455 | 0 | 0.59868 | 0 | -1058 | 1058 | 0 | 0.76722 | 0 | -610 | 610 | 0 | 0.99673 | 0
-989 | 989 | 0 | 0.80081 | 0 | -648 | 648 | 0 | 0.85263 | 0 | -1240 | 1240 | 0 | 0.8992 | 0 | -610 | 610 | 0 | 0.99673 | 0
-988 | 988 | 0 | 0.8 | 0 | -315 | 315 | 0 | 0.41447 | 0 | -1268 | 1268 | 0 | 0.91951 | 0 | -609 | 609 | 0 | 0.9951 | 0
-990 | 990 | 0 | 0.80162 | 0 | -299 | 299 | 0 | 0.39342 | 0 | -1094 | 1094 | 0 | 0.79333 | 0 | -610 | 610 | 0 | 0.99673 | 0
-990 | 990 | 0 | 0.80162 | 0 | -290 | 290 | 0 | 0.38158 | 0 | -1035 | 1035 | 0 | 0.75054 | 0 | -610 | 610 | 0 | 0.99673 | 0
-990 | 990 | 0 | 0.80162 | 0 | -290 | 290 | 0 | 0.38158 | 0 | -982 | 982 | 0 | 0.71211 | 0 | -609 | 609 | 0 | 0.9951 | 0
-989 | 989 | 0 | 0.80081 | 0 | -296 | 296 | 0 | 0.38947 | 0 | -826 | 826 | 0 | 0.59898 | 0 | -610 | 610 | 0 | 0.99673 | 0
-989 | 989 | 0 | 0.80081 | 0 | -297 | 297 | 0 | 0.39079 | 0 | -1121 | 1121 | 0 | 0.81291 | 0 | -610 | 610 | 0 | 0.99673 | 0
-989 | 989 | 0 | 0.80081 | 0 | -299 | 299 | 0 | 0.39342 | 0 | -1246 | 1246 | 0 | 0.90355 | 0 | -610 | 610 | 0 | 0.99673 | 0
-989 | 989 | 0 | 0.80081 | 0 | -490 | 490 | 0 | 0.64474 | 0 | -1205 | 1205 | 0 | 0.87382 | 0 | -610 | 610 | 0 | 0.99673 | 0
-989 | 989 | 0 | 0.80081 | 0 | -488 | 488 | 0 | 0.64211 | 0 | -1216 | 1216 | 0 | 0.8818 | 0 | -610 | 610 | 0 | 0.99673 | 0
-989 | 989 | 0 | 0.80081 | 0 | -507 | 507 | 0 | 0.66711 | 0 | -1141 | 1141 | 0 | 0.82741 | 0 | -609 | 609 | 0 | 0.9951 | 0
-989 | 989 | 0 | 0.80081 | 0 | -688 | 688 | 0 | 0.90526 | 0 | -1011 | 1011 | 0 | 0.73314 | 0 | -610 | 610 | 0 | 0.99673 | 0
-989 | 989 | 0 | 0.80081 | 0 | -700 | 700 | 0 | 0.92105 | 0 | -1121 | 1121 | 0 | 0.81291 | 0 | -609 | 609 | 0 | 0.9951 | 0
-989 | 989 | 0 | 0.80081 | 0 | -700 | 700 | 0 | 0.92105 | 0 | -1214 | 1214 | 0 | 0.88035 | 0 | -609 | 609 | 0 | 0.9951 | 0
-988 | 988 | 0 | 0.8 | 0 | -694 | 694 | 0 | 0.91316 | 0 | -1018 | 1018 | 0 | 0.73822 | 0 | -609 | 609 | 0 | 0.9951 | 0
-988 | 988 | 0 | 0.8 | 0 | -621 | 621 | 0 | 0.81711 | 0 | -1225 | 1225 | 0 | 0.88832 | 0 | -610 | 610 | 0 | 0.99673 | 0
-988 | 988 | 0 | 0.8 | 0 | -705 | 705 | 0 | 0.92763 | 0 | -1107 | 1107 | 0 | 0.80276 | 0 | -610 | 610 | 0 | 0.99673 | 0
-989 | 989 | 0 | 0.80081 | 0 | -556 | 556 | 0 | 0.73158 | 0 | -1060 | 1060 | 0 | 0.76867 | 0 | -610 | 610 | 0 | 0.99673 | 0
-989 | 989 | 0 | 0.80081 | 0 | -456 | 456 | 0 | 0.6 | 0 | -1002 | 1002 | 0 | 0.72661 | 0 | -610 | 610 | 0 | 0.99673 | 0
-988 | 988 | 0 | 0.8 | 0 | -453 | 453 | 0 | 0.59605 | 0 | -827 | 827 | 0 | 0.59971 | 0 | -610 | 610 | 0 | 0.99673 | 0
-989 | 989 | 0 | 0.80081 | 0 | -452 | 452 | 0 | 0.59474 | 0 | -828 | 828 | 0 | 0.60044 | 0 | -610 | 610 | 0 | 0.99673 | 0
-988 | 988 | 0 | 0.8 | 0 | -452 | 452 | 0 | 0.59474 | 0 | -970 | 970 | 0 | 0.70341 | 0 | -610 | 610 | 0 | 0.99673 | 0
-988 | 988 | 0 | 0.8 | 0 | -512 | 512 | 0 | 0.67368 | 0 | -1020 | 1020 | 0 | 0.73967 | 0 | -610 | 610 | 0 | 0.99673 | 0
-989 | 989 | 0 | 0.80081 | 0 | -681 | 681 | 0 | 0.89605 | 0 | -1118 | 1118 | 0 | 0.81073 | 0 | -610 | 610 | 0 | 0.99673 | 0
-989 | 989 | 0 | 0.80081 | 0 | -699 | 699 | 0 | 0.91974 | 0 | -1119 | 1119 | 0 | 0.81146 | 0 | -326 | 326 | 0 | 0.53268 | 0
-988 | 988 | 0 | 0.8 | 0 | -699 | 699 | 0 | 0.91974 | 0 | -1143 | 1143 | 0 | 0.82886 | 0 | -494 | 494 | 0 | 0.80719 | 0
-988 | 988 | 0 | 0.8 | 0 | -700 | 700 | 0 | 0.92105 | 0 | -1233 | 1233 | 0 | 0.89413 | 0 | -494 | 494 | 0 | 0.80719 | 0
-989 | 989 | 0 | 0.80081 | 0 | -699 | 699 | 0 | 0.91974 | 0 | -1158 | 1158 | 0 | 0.83974 | 0 | -494 | 494 | 0 | 0.80719 | 0
-988 | 988 | 0 | 0.8 | 0 | -699 | 699 | 0 | 0.91974 | 0 | -1115 | 1115 | 0 | 0.80856 | 0 | -370 | 370 | 0 | 0.60458 | 0
-989 | 989 | 0 | 0.80081 | 0 | -700 | 700 | 0 | 0.92105 | 0 | -1185 | 1185 | 0 | 0.85932 | 0 | -247 | 247 | 0 | 0.40359 | 0
-990 | 990 | 0 | 0.80162 | 0 | -699 | 699 | 0 | 0.91974 | 0 | -1159 | 1159 | 0 | 0.84046 | 0 | -336 | 336 | 0 | 0.54902 | 0
-988 | 988 | 0 | 0.8 | 0 | -699 | 699 | 0 | 0.91974 | 0 | -998 | 998 | 0 | 0.72371 | 0 | -370 | 370 | 0 | 0.60458 | 0
-989 | 989 | 0 | 0.80081 | 0 | -699 | 699 | 0 | 0.91974 | 0 | -1210 | 1210 | 0 | 0.87745 | 0 | -413 | 413 | 0 | 0.67484 | 0
-988 | 988 | 0 | 0.8 | 0 | -700 | 700 | 0 | 0.92105 | 0 | -1190 | 1190 | 0 | 0.86294 | 0 | -493 | 493 | 0 | 0.80556 | 0
-989 | 989 | 0 | 0.80081 | 0 | -699 | 699 | 0 | 0.91974 | 0 | -1040 | 1040 | 0 | 0.75417 | 0 | -607 | 607 | 0 | 0.99183 | 0
-989 | 989 | 0 | 0.80081 | 0 | -699 | 699 | 0 | 0.91974 | 0 | -1001 | 1001 | 0 | 0.72589 | 0 | -392 | 392 | 0 | 0.64052 | 0
-988 | 988 | 0 | 0.8 | 0 | -699 | 699 | 0 | 0.91974 | 0 | -1023 | 1023 | 0 | 0.74184 | 0 | -507 | 507 | 0 | 0.82843 | 0
-988 | 988 | 0 | 0.8 | 0 | -700 | 700 | 0 | 0.92105 | 0 | -1075 | 1075 | 0 | 0.77955 | 0 | -608 | 608 | 0 | 0.99346 | 0
-989 | 989 | 0 | 0.80081 | 0 | -700 | 700 | 0 | 0.92105 | 0 | -1053 | 1053 | 0 | 0.7636 | 0 | -610 | 610 | 0 | 0.99673 | 0
-990 | 990 | 0 | 0.80162 | 0 | -700 | 700 | 0 | 0.92105 | 0 | -1059 | 1059 | 0 | 0.76795 | 0 | -610 | 610 | 0 | 0.99673 | 0
-988 | 988 | 0 | 0.8 | 0 | -680 | 680 | 0 | 0.89474 | 0 | -1206 | 1206 | 0 | 0.87455 | 0 | -610 | 610 | 0 | 0.99673 | 0
-987 | 987 | 0 | 0.79919 | 0 | -447 | 447 | 0 | 0.58816 | 0 | -1177 | 1177 | 0 | 0.85352 | 0 | -610 | 610 | 0 | 0.99673 | 0
-955 | 955 | 0 | 0.77328 | 0 | -487 | 487 | 0 | 0.64079 | 0 | -1082 | 1082 | 0 | 0.78463 | 0 | -610 | 610 | 0 | 0.99673 | 0
-769 | 769 | 0 | 0.62267 | 0 | -547 | 547 | 0 | 0.71974 | 0 | -1025 | 1025 | 0 | 0.74329 | 0 | -610 | 610 | 0 | 0.99673 | 0
-494 | 494 | 0 | 0.4 | 0 | -558 | 558 | 0 | 0.73421 | 0 | -926 | 926 | 0 | 0.6715 | 0 | -274 | 274 | 0 | 0.44771 | 0
-652 | 652 | 0 | 0.52794 | 0 | -364 | 364 | 0 | 0.47895 | 0 | -892 | 892 | 0 | 0.64685 | 0 | -567 | 567 | 0 | 0.92647 | 0
-966 | 966 | 0 | 0.78219 | 0 | -19 | 19 | 0 | 0.025 | 0 | -991 | 991 | 0 | 0.71864 | 0 | -610 | 610 | 0 | 0.99673 | 0
-987 | 987 | 0 | 0.79919 | 0 | -4 | 4 | 0 | 0.0052632 | 0 | -965 | 965 | 0 | 0.69978 | 0 | -610 | 610 | 0 | 0.99673 | 0
-989 | 989 | 0 | 0.80081 | 0 | -248 | 248 | 0 | 0.32632 | 0 | -1179 | 1179 | 0 | 0.85497 | 0 | -609 | 609 | 0 | 0.9951 | 0
-988 | 988 | 0 | 0.8 | 0 | -356 | 356 | 0 | 0.46842 | 0 | -813 | 813 | 0 | 0.58956 | 0 | -610 | 610 | 0 | 0.99673 | 0
-981 | 981 | 0 | 0.79433 | 0 | -318 | 318 | 0 | 0.41842 | 0 | -455 | 455 | 0 | 0.32995 | 0 | -610 | 610 | 0 | 0.99673 | 0
-979 | 979 | 0 | 0.79271 | 0 | -169 | 169 | 0 | 0.22237 | 0 | 55 | 0 | 55 | 0 | 0.033972 | -610 | 610 | 0 | 0.99673 | 0
-978 | 978 | 0 | 0.7919 | 0 | -38 | 38 | 0 | 0.05 | 0 | 97 | 0 | 97 | 0 | 0.059914 | -610 | 610 | 0 | 0.99673 | 0
-968 | 968 | 0 | 0.78381 | 0 | 50 | 0 | 50 | 0 | 0.067843 | 67 | 0 | 67 | 0 | 0.041384 | -610 | 610 | 0 | 0.99673 | 0
-821 | 821 | 0 | 0.66478 | 0 | 185 | 0 | 185 | 0 | 0.25102 | 23 | 0 | 23 | 0 | 0.014206 | -610 | 610 | 0 | 0.99673 | 0
-716 | 716 | 0 | 0.57976 | 0 | 124 | 0 | 124 | 0 | 0.16825 | -12 | 12 | 0 | 0.008702 | 0 | -610 | 610 | 0 | 0.99673 | 0
-555 | 555 | 0 | 0.44939 | 0 | 78 | 0 | 78 | 0 | 0.10583 | -479 | 479 | 0 | 0.34735 | 0 | -610 | 610 | 0 | 0.99673 | 0
-520 | 520 | 0 | 0.42105 | 0 | 203 | 0 | 203 | 0 | 0.27544 | -665 | 665 | 0 | 0.48223 | 0 | -610 | 610 | 0 | 0.99673 | 0
-359 | 359 | 0 | 0.29069 | 0 | 470 | 0 | 470 | 0 | 0.63772 | -714 | 714 | 0 | 0.51777 | 0 | -609 | 609 | 0 | 0.9951 | 0
-750 | 750 | 0 | 0.60729 | 0 | 593 | 0 | 593 | 0 | 0.80461 | -891 | 891 | 0 | 0.64612 | 0 | -609 | 609 | 0 | 0.9951 | 0
-985 | 985 | 0 | 0.79757 | 0 | 157 | 0 | 157 | 0 | 0.21303 | -837 | 837 | 0 | 0.60696 | 0 | -609 | 609 | 0 | 0.9951 | 0
-979 | 979 | 0 | 0.79271 | 0 | 30 | 0 | 30 | 0 | 0.040706 | -777 | 777 | 0 | 0.56345 | 0 | -610 | 610 | 0 | 0.99673 | 0
-852 | 852 | 0 | 0.68988 | 0 | 191 | 0 | 191 | 0 | 0.25916 | -586 | 586 | 0 | 0.42495 | 0 | -609 | 609 | 0 | 0.9951 | 0
-597 | 597 | 0 | 0.4834 | 0 | 201 | 0 | 201 | 0 | 0.27273 | -435 | 435 | 0 | 0.31545 | 0 | -610 | 610 | 0 | 0.99673 | 0
-325 | 325 | 0 | 0.26316 | 0 | 219 | 0 | 219 | 0 | 0.29715 | -328 | 328 | 0 | 0.23785 | 0 | -610 | 610 | 0 | 0.99673 | 0
-16 | 16 | 0 | 0.012955 | 0 | 132 | 0 | 132 | 0 | 0.1791 | -166 | 166 | 0 | 0.12038 | 0 | -610 | 610 | 0 | 0.99673 | 0
221 | 0 | 221 | 0 | 0.13787 | 61 | 0 | 61 | 0 | 0.082768 | -111 | 111 | 0 | 0.080493 | 0 | -610 | 610 | 0 | 0.99673 | 0
284 | 0 | 284 | 0 | 0.17717 | 17 | 0 | 17 | 0 | 0.023066 | -148 | 148 | 0 | 0.10732 | 0 | -610 | 610 | 0 | 0.99673 | 0
369 | 0 | 369 | 0 | 0.23019 | 128 | 0 | 128 | 0 | 0.17368 | -144 | 144 | 0 | 0.10442 | 0 | -610 | 610 | 0 | 0.99673 | 0
316 | 0 | 316 | 0 | 0.19713 | 108 | 0 | 108 | 0 | 0.14654 | -162 | 162 | 0 | 0.11748 | 0 | -610 | 610 | 0 | 0.99673 | 0
237 | 0 | 237 | 0 | 0.14785 | 158 | 0 | 158 | 0 | 0.21438 | -140 | 140 | 0 | 0.10152 | 0 | -610 | 610 | 0 | 0.99673 | 0
129 | 0 | 129 | 0 | 0.080474 | 139 | 0 | 139 | 0 | 0.1886 | -171 | 171 | 0 | 0.124 | 0 | -610 | 610 | 0 | 0.99673 | 0
7 | 0 | 7 | 0 | 0.0043668 | 30 | 0 | 30 | 0 | 0.040706 | -384 | 384 | 0 | 0.27846 | 0 | -610 | 610 | 0 | 0.99673 | 0
43 | 0 | 43 | 0 | 0.026825 | 339 | 0 | 339 | 0 | 0.45997 | -599 | 599 | 0 | 0.43437 | 0 | -610 | 610 | 0 | 0.99673 | 0
47 | 0 | 47 | 0 | 0.02932 | 370 | 0 | 370 | 0 | 0.50204 | -684 | 684 | 0 | 0.49601 | 0 | -610 | 610 | 0 | 0.99673 | 0
52 | 0 | 52 | 0 | 0.032439 | 498 | 0 | 498 | 0 | 0.67571 | -692 | 692 | 0 | 0.50181 | 0 | -610 | 610 | 0 | 0.99673 | 0
54 | 0 | 54 | 0 | 0.033687 | 443 | 0 | 443 | 0 | 0.60109 | -623 | 623 | 0 | 0.45178 | 0 | -610 | 610 | 0 | 0.99673 | 0
169 | 0 | 169 | 0 | 0.10543 | 502 | 0 | 502 | 0 | 0.68114 | -535 | 535 | 0 | 0.38796 | 0 | -610 | 610 | 0 | 0.99673 | 0
461 | 0 | 461 | 0 | 0.28759 | 483 | 0 | 483 | 0 | 0.65536 | -500 | 500 | 0 | 0.36258 | 0 | -259 | 259 | 0 | 0.4232 | 0
802 | 0 | 802 | 0 | 0.50031 | 621 | 0 | 621 | 0 | 0.84261 | -245 | 245 | 0 | 0.17766 | 0 | -180 | 180 | 0 | 0.29412 | 0
937 | 0 | 937 | 0 | 0.58453 | 689 | 0 | 689 | 0 | 0.93487 | 46 | 0 | 46 | 0 | 0.028413 | -329 | 329 | 0 | 0.53758 | 0
846 | 0 | 846 | 0 | 0.52776 | 667 | 0 | 667 | 0 | 0.90502 | -319 | 319 | 0 | 0.23133 | 0 | -592 | 592 | 0 | 0.96732 | 0
761 | 0 | 761 | 0 | 0.47473 | 594 | 0 | 594 | 0 | 0.80597 | -371 | 371 | 0 | 0.26904 | 0 | -610 | 610 | 0 | 0.99673 | 0
541 | 0 | 541 | 0 | 0.33749 | 582 | 0 | 582 | 0 | 0.78969 | -509 | 509 | 0 | 0.36911 | 0 | -610 | 610 | 0 | 0.99673 | 0
17 | 0 | 17 | 0 | 0.010605 | 640 | 0 | 640 | 0 | 0.86839 | -582 | 582 | 0 | 0.42204 | 0 | -610 | 610 | 0 | 0.99673 | 0
17 | 0 | 17 | 0 | 0.010605 | 653 | 0 | 653 | 0 | 0.88602 | -567 | 567 | 0 | 0.41117 | 0 | -610 | 610 | 0 | 0.99673 | 0
352 | 0 | 352 | 0 | 0.21959 | 356 | 0 | 356 | 0 | 0.48304 | -586 | 586 | 0 | 0.42495 | 0 | -610 | 610 | 0 | 0.99673 | 0
412 | 0 | 412 | 0 | 0.25702 | 210 | 0 | 210 | 0 | 0.28494 | -259 | 259 | 0 | 0.18782 | 0 | -610 | 610 | 0 | 0.99673 | 0
490 | 0 | 490 | 0 | 0.30568 | 13 | 0 | 13 | 0 | 0.017639 | -145 | 145 | 0 | 0.10515 | 0 | -611 | 611 | 0 | 0.99837 | 0
922 | 0 | 922 | 0 | 0.57517 | -55 | 55 | 0 | 0.072368 | 0 | -523 | 523 | 0 | 0.37926 | 0 | -610 | 610 | 0 | 0.99673 | 0
817 | 0 | 817 | 0 | 0.50967 | -268 | 268 | 0 | 0.35263 | 0 | -489 | 489 | 0 | 0.3546 | 0 | -610 | 610 | 0 | 0.99673 | 0
684 | 0 | 684 | 0 | 0.4267 | -129 | 129 | 0 | 0.16974 | 0 | -583 | 583 | 0 | 0.42277 | 0 | -610 | 610 | 0 | 0.99673 | 0
460 | 0 | 460 | 0 | 0.28696 | -123 | 123 | 0 | 0.16184 | 0 | -640 | 640 | 0 | 0.4641 | 0 | -610 | 610 | 0 | 0.99673 | 0
202 | 0 | 202 | 0 | 0.12601 | -143 | 143 | 0 | 0.18816 | 0 | -683 | 683 | 0 | 0.49529 | 0 | -595 | 595 | 0 | 0.97222 | 0
-41 | 41 | 0 | 0.033198 | 0 | -465 | 465 | 0 | 0.61184 | 0 | -744 | 744 | 0 | 0.53952 | 0 | -91 | 91 | 0 | 0.14869 | 0
-203 | 203 | 0 | 0.16437 | 0 | -464 | 464 | 0 | 0.61053 | 0 | -797 | 797 | 0 | 0.57796 | 0 | 2 | 0 | 2 | 0 | 0.0033613
-509 | 509 | 0 | 0.41215 | 0 | -437 | 437 | 0 | 0.575 | 0 | -784 | 784 | 0 | 0.56853 | 0 | -493 | 493 | 0 | 0.80556 | 0
-943 | 943 | 0 | 0.76356 | 0 | -334 | 334 | 0 | 0.43947 | 0 | -1004 | 1004 | 0 | 0.72806 | 0 | -610 | 610 | 0 | 0.99673 | 0
-989 | 989 | 0 | 0.80081 | 0 | -479 | 479 | 0 | 0.63026 | 0 | -1195 | 1195 | 0 | 0.86657 | 0 | -610 | 610 | 0 | 0.99673 | 0
-985 | 985 | 0 | 0.79757 | 0 | -581 | 581 | 0 | 0.76447 | 0 | -1245 | 1245 | 0 | 0.90283 | 0 | -609 | 609 | 0 | 0.9951 | 0
-917 | 917 | 0 | 0.74251 | 0 | -424 | 424 | 0 | 0.55789 | 0 | -1053 | 1053 | 0 | 0.7636 | 0 | -137 | 137 | 0 | 0.22386 | 0
-372 | 372 | 0 | 0.30121 | 0 | -166 | 166 | 0 | 0.21842 | 0 | -53 | 53 | 0 | 0.038434 | 0 | 3 | 0 | 3 | 0 | 0.005042
-6 | 6 | 0 | 0.0048583 | 0 | 330 | 0 | 330 | 0 | 0.44776 | 498 | 0 | 498 | 0 | 0.3076 | 369 | 0 | 369 | 0 | 0.62017
219 | 0 | 219 | 0 | 0.13662 | 603 | 0 | 603 | 0 | 0.81818 | 441 | 0 | 441 | 0 | 0.27239 | 398 | 0 | 398 | 0 | 0.66891
497 | 0 | 497 | 0 | 0.31004 | 523 | 0 | 523 | 0 | 0.70963 | 194 | 0 | 194 | 0 | 0.11983 | 398 | 0 | 398 | 0 | 0.66891
369 | 0 | 369 | 0 | 0.23019 | 211 | 0 | 211 | 0 | 0.2863 | 230 | 0 | 230 | 0 | 0.14206 | 410 | 0 | 410 | 0 | 0.68908
-215 | 215 | 0 | 0.17409 | 0 | -253 | 253 | 0 | 0.33289 | 0 | -646 | 646 | 0 | 0.46846 | 0 | 46 | 0 | 46 | 0 | 0.077311
-807 | 807 | 0 | 0.65344 | 0 | -201 | 201 | 0 | 0.26447 | 0 | -1105 | 1105 | 0 | 0.80131 | 0 | -469 | 469 | 0 | 0.76634 | 0
-952 | 952 | 0 | 0.77085 | 0 | -11 | 11 | 0 | 0.014474 | 0 | -1117 | 1117 | 0 | 0.81001 | 0 | -610 | 610 | 0 | 0.99673 | 0
-468 | 468 | 0 | 0.37895 | 0 | 177 | 0 | 177 | 0 | 0.24016 | -859 | 859 | 0 | 0.62292 | 0 | -609 | 609 | 0 | 0.9951 | 0
-19 | 19 | 0 | 0.015385 | 0 | 167 | 0 | 167 | 0 | 0.22659 | -687 | 687 | 0 | 0.49819 | 0 | -610 | 610 | 0 | 0.99673 | 0
382 | 0 | 382 | 0 | 0.2383 | 382 | 0 | 382 | 0 | 0.51832 | 36 | 0 | 36 | 0 | 0.022236 | -95 | 95 | 0 | 0.15523 | 0
852 | 0 | 852 | 0 | 0.5315 | 149 | 0 | 149 | 0 | 0.20217 | 174 | 0 | 174 | 0 | 0.10747 | 2 | 0 | 2 | 0 | 0.0033613
950 | 0 | 950 | 0 | 0.59264 | 218 | 0 | 218 | 0 | 0.29579 | 750 | 0 | 750 | 0 | 0.46325 | 237 | 0 | 237 | 0 | 0.39832
958 | 0 | 958 | 0 | 0.59763 | 184 | 0 | 184 | 0 | 0.24966 | 518 | 0 | 518 | 0 | 0.31995 | 162 | 0 | 162 | 0 | 0.27227
959 | 0 | 959 | 0 | 0.59825 | 62 | 0 | 62 | 0 | 0.084125 | 476 | 0 | 476 | 0 | 0.29401 | 151 | 0 | 151 | 0 | 0.25378
959 | 0 | 959 | 0 | 0.59825 | 75 | 0 | 75 | 0 | 0.10176 | 307 | 0 | 307 | 0 | 0.18962 | 151 | 0 | 151 | 0 | 0.25378
959 | 0 | 959 | 0 | 0.59825 | 34 | 0 | 34 | 0 | 0.046133 | 360 | 0 | 360 | 0 | 0.22236 | 172 | 0 | 172 | 0 | 0.28908
959 | 0 | 959 | 0 | 0.59825 | 123 | 0 | 123 | 0 | 0.16689 | 560 | 0 | 560 | 0 | 0.34589 | 210 | 0 | 210 | 0 | 0.35294
959 | 0 | 959 | 0 | 0.59825 | 274 | 0 | 274 | 0 | 0.37178 | 585 | 0 | 585 | 0 | 0.36133 | 245 | 0 | 245 | 0 | 0.41176
959 | 0 | 959 | 0 | 0.59825 | 363 | 0 | 363 | 0 | 0.49254 | 722 | 0 | 722 | 0 | 0.44595 | 272 | 0 | 272 | 0 | 0.45714
957 | 0 | 957 | 0 | 0.59701 | 349 | 0 | 349 | 0 | 0.47354 | 738 | 0 | 738 | 0 | 0.45584 | 294 | 0 | 294 | 0 | 0.49412
959 | 0 | 959 | 0 | 0.59825 | 541 | 0 | 541 | 0 | 0.73406 | 840 | 0 | 840 | 0 | 0.51884 | 346 | 0 | 346 | 0 | 0.58151
960 | 0 | 960 | 0 | 0.59888 | 544 | 0 | 544 | 0 | 0.73813 | 848 | 0 | 848 | 0 | 0.52378 | 390 | 0 | 390 | 0 | 0.65546
959 | 0 | 959 | 0 | 0.59825 | 625 | 0 | 625 | 0 | 0.84803 | 858 | 0 | 858 | 0 | 0.52996 | 408 | 0 | 408 | 0 | 0.68571
959 | 0 | 959 | 0 | 0.59825 | 714 | 0 | 714 | 0 | 0.96879 | 902 | 0 | 902 | 0 | 0.55713 | 408 | 0 | 408 | 0 | 0.68571
959 | 0 | 959 | 0 | 0.59825 | 715 | 0 | 715 | 0 | 0.97015 | 944 | 0 | 944 | 0 | 0.58308 | 408 | 0 | 408 | 0 | 0.68571
959 | 0 | 959 | 0 | 0.59825 | 714 | 0 | 714 | 0 | 0.96879 | 996 | 0 | 996 | 0 | 0.61519 | 425 | 0 | 425 | 0 | 0.71429
959 | 0 | 959 | 0 | 0.59825 | 712 | 0 | 712 | 0 | 0.96608 | 1043 | 0 | 1043 | 0 | 0.64422 | 425 | 0 | 425 | 0 | 0.71429
957 | 0 | 957 | 0 | 0.59701 | 705 | 0 | 705 | 0 | 0.95658 | 1041 | 0 | 1041 | 0 | 0.64299 | 425 | 0 | 425 | 0 | 0.71429
869 | 0 | 869 | 0 | 0.54211 | 279 | 0 | 279 | 0 | 0.37856 | 805 | 0 | 805 | 0 | 0.49722 | 410 | 0 | 410 | 0 | 0.68908
327 | 0 | 327 | 0 | 0.20399 | -16 | 16 | 0 | 0.021053 | 0 | -339 | 339 | 0 | 0.24583 | 0 | -63 | 63 | 0 | 0.10294 | 0
-100 | 100 | 0 | 0.080972 | 0 | -42 | 42 | 0 | 0.055263 | 0 | -947 | 947 | 0 | 0.68673 | 0 | -554 | 554 | 0 | 0.90523 | 0
-381 | 381 | 0 | 0.3085 | 0 | -143 | 143 | 0 | 0.18816 | 0 | -587 | 587 | 0 | 0.42567 | 0 | -610 | 610 | 0 | 0.99673 | 0
-27 | 27 | 0 | 0.021862 | 0 | -347 | 347 | 0 | 0.45658 | 0 | -735 | 735 | 0 | 0.53299 | 0 | -610 | 610 | 0 | 0.99673 | 0
-1 | 1 | 0 | 0.00080972 | 0 | -417 | 417 | 0 | 0.54868 | 0 | -627 | 627 | 0 | 0.45468 | 0 | -610 | 610 | 0 | 0.99673 | 0
-1 | 1 | 0 | 0.00080972 | 0 | -490 | 490 | 0 | 0.64474 | 0 | -596 | 596 | 0 | 0.4322 | 0 | -610 | 610 | 0 | 0.99673 | 0
16 | 0 | 16 | 0 | 0.0099813 | -580 | 580 | 0 | 0.76316 | 0 | -494 | 494 | 0 | 0.35823 | 0 | -610 | 610 | 0 | 0.99673 | 0
428 | 0 | 428 | 0 | 0.267 | -665 | 665 | 0 | 0.875 | 0 | -139 | 139 | 0 | 0.1008 | 0 | -95 | 95 | 0 | 0.15523 | 0
564 | 0 | 564 | 0 | 0.35184 | -552 | 552 | 0 | 0.72632 | 0 | 377 | 0 | 377 | 0 | 0.23286 | 1 | 0 | 1 | 0 | 0.0016807
954 | 0 | 954 | 0 | 0.59513 | -588 | 588 | 0 | 0.77368 | 0 | 120 | 0 | 120 | 0 | 0.07412 | 1 | 0 | 1 | 0 | 0.0016807
898 | 0 | 898 | 0 | 0.5602 | -333 | 333 | 0 | 0.43816 | 0 | 539 | 0 | 539 | 0 | 0.33292 | 1 | 0 | 1 | 0 | 0.0016807
441 | 0 | 441 | 0 | 0.27511 | -46 | 46 | 0 | 0.060526 | 0 | 634 | 0 | 634 | 0 | 0.3916 | 256 | 0 | 256 | 0 | 0.43025
-83 | 83 | 0 | 0.067206 | 0 | -11 | 11 | 0 | 0.014474 | 0 | -195 | 195 | 0 | 0.14141 | 0 | 20 | 0 | 20 | 0 | 0.033613
-745 | 745 | 0 | 0.60324 | 0 | -228 | 228 | 0 | 0.3 | 0 | -846 | 846 | 0 | 0.61349 | 0 | -469 | 469 | 0 | 0.76634 | 0
-963 | 963 | 0 | 0.77976 | 0 | -559 | 559 | 0 | 0.73553 | 0 | -912 | 912 | 0 | 0.66135 | 0 | -603 | 603 | 0 | 0.98529 | 0
-798 | 798 | 0 | 0.64615 | 0 | -693 | 693 | 0 | 0.91184 | 0 | -1083 | 1083 | 0 | 0.78535 | 0 | -609 | 609 | 0 | 0.9951 | 0
-786 | 786 | 0 | 0.63644 | 0 | -699 | 699 | 0 | 0.91974 | 0 | -1122 | 1122 | 0 | 0.81363 | 0 | -609 | 609 | 0 | 0.9951 | 0
-786 | 786 | 0 | 0.63644 | 0 | -700 | 700 | 0 | 0.92105 | 0 | -1025 | 1025 | 0 | 0.74329 | 0 | -609 | 609 | 0 | 0.9951 | 0
-786 | 786 | 0 | 0.63644 | 0 | -699 | 699 | 0 | 0.91974 | 0 | -1200 | 1200 | 0 | 0.8702 | 0 | -609 | 609 | 0 | 0.9951 | 0
-787 | 787 | 0 | 0.63725 | 0 | -699 | 699 | 0 | 0.91974 | 0 | -1263 | 1263 | 0 | 0.91588 | 0 | -94 | 94 | 0 | 0.15359 | 0
-786 | 786 | 0 | 0.63644 | 0 | -700 | 700 | 0 | 0.92105 | 0 | -1050 | 1050 | 0 | 0.76142 | 0 | -265 | 265 | 0 | 0.43301 | 0
-789 | 789 | 0 | 0.63887 | 0 | -699 | 699 | 0 | 0.91974 | 0 | -1043 | 1043 | 0 | 0.75635 | 0 | -573 | 573 | 0 | 0.93627 | 0
-786 | 786 | 0 | 0.63644 | 0 | -699 | 699 | 0 | 0.91974 | 0 | -993 | 993 | 0 | 0.72009 | 0 | -609 | 609 | 0 | 0.9951 | 0
-786 | 786 | 0 | 0.63644 | 0 | -645 | 645 | 0 | 0.84868 | 0 | -1138 | 1138 | 0 | 0.82524 | 0 | -609 | 609 | 0 | 0.9951 | 0
-786 | 786 | 0 | 0.63644 | 0 | -696 | 696 | 0 | 0.91579 | 0 | -1046 | 1046 | 0 | 0.75852 | 0 | -609 | 609 | 0 | 0.9951 | 0
-786 | 786 | 0 | 0.63644 | 0 | -699 | 699 | 0 | 0.91974 | 0 | -1048 | 1048 | 0 | 0.75997 | 0 | -609 | 609 | 0 | 0.9951 | 0
-786 | 786 | 0 | 0.63644 | 0 | -697 | 697 | 0 | 0.91711 | 0 | -1054 | 1054 | 0 | 0.76432 | 0 | -610 | 610 | 0 | 0.99673 | 0
-786 | 786 | 0 | 0.63644 | 0 | -660 | 660 | 0 | 0.86842 | 0 | -1025 | 1025 | 0 | 0.74329 | 0 | -610 | 610 | 0 | 0.99673 | 0
-786 | 786 | 0 | 0.63644 | 0 | -545 | 545 | 0 | 0.71711 | 0 | -944 | 944 | 0 | 0.68455 | 0 | -610 | 610 | 0 | 0.99673 | 0
-786 | 786 | 0 | 0.63644 | 0 | -408 | 408 | 0 | 0.53684 | 0 | -809 | 809 | 0 | 0.58666 | 0 | -610 | 610 | 0 | 0.99673 | 0
-750 | 750 | 0 | 0.60729 | 0 | -244 | 244 | 0 | 0.32105 | 0 | -984 | 984 | 0 | 0.71356 | 0 | -610 | 610 | 0 | 0.99673 | 0
-287 | 287 | 0 | 0.23239 | 0 | -577 | 577 | 0 | 0.75921 | 0 | -843 | 843 | 0 | 0.61131 | 0 | -234 | 234 | 0 | 0.38235 | 0
-436 | 436 | 0 | 0.35304 | 0 | -565 | 565 | 0 | 0.74342 | 0 | -518 | 518 | 0 | 0.37563 | 0 | -538 | 538 | 0 | 0.87908 | 0
-267 | 267 | 0 | 0.21619 | 0 | -681 | 681 | 0 | 0.89605 | 0 | 158 | 0 | 158 | 0 | 0.097591 | -87 | 87 | 0 | 0.14216 | 0
-256 | 256 | 0 | 0.20729 | 0 | -370 | 370 | 0 | 0.48684 | 0 | 295 | 0 | 295 | 0 | 0.18221 | 2 | 0 | 2 | 0 | 0.0033613
-540 | 540 | 0 | 0.43725 | 0 | -297 | 297 | 0 | 0.39079 | 0 | 285 | 0 | 285 | 0 | 0.17603 | 2 | 0 | 2 | 0 | 0.0033613
-791 | 791 | 0 | 0.64049 | 0 | -649 | 649 | 0 | 0.85395 | 0 | -448 | 448 | 0 | 0.32487 | 0 | 2 | 0 | 2 | 0 | 0.0033613
-796 | 796 | 0 | 0.64453 | 0 | -697 | 697 | 0 | 0.91711 | 0 | -1074 | 1074 | 0 | 0.77883 | 0 | -485 | 485 | 0 | 0.79248 | 0
-796 | 796 | 0 | 0.64453 | 0 | -699 | 699 | 0 | 0.91974 | 0 | -929 | 929 | 0 | 0.67368 | 0 | -279 | 279 | 0 | 0.45588 | 0
-798 | 798 | 0 | 0.64615 | 0 | -588 | 588 | 0 | 0.77368 | 0 | -821 | 821 | 0 | 0.59536 | 0 | -170 | 170 | 0 | 0.27778 | 0
-797 | 797 | 0 | 0.64534 | 0 | -595 | 595 | 0 | 0.78289 | 0 | -1078 | 1078 | 0 | 0.78173 | 0 | -209 | 209 | 0 | 0.3415 | 0
-796 | 796 | 0 | 0.64453 | 0 | -592 | 592 | 0 | 0.77895 | 0 | -1046 | 1046 | 0 | 0.75852 | 0 | -260 | 260 | 0 | 0.42484 | 0
-796 | 796 | 0 | 0.64453 | 0 | -513 | 513 | 0 | 0.675 | 0 | -1143 | 1143 | 0 | 0.82886 | 0 | -262 | 262 | 0 | 0.4281 | 0
-796 | 796 | 0 | 0.64453 | 0 | -491 | 491 | 0 | 0.64605 | 0 | -1109 | 1109 | 0 | 0.80421 | 0 | -15 | 15 | 0 | 0.02451 | 0
-796 | 796 | 0 | 0.64453 | 0 | -699 | 699 | 0 | 0.91974 | 0 | -951 | 951 | 0 | 0.68963 | 0 | 2 | 0 | 2 | 0 | 0.0033613
-797 | 797 | 0 | 0.64534 | 0 | -699 | 699 | 0 | 0.91974 | 0 | -927 | 927 | 0 | 0.67223 | 0 | 2 | 0 | 2 | 0 | 0.0033613
-797 | 797 | 0 | 0.64534 | 0 | -700 | 700 | 0 | 0.92105 | 0 | -943 | 943 | 0 | 0.68383 | 0 | -330 | 330 | 0 | 0.53922 | 0
-797 | 797 | 0 | 0.64534 | 0 | -699 | 699 | 0 | 0.91974 | 0 | -1174 | 1174 | 0 | 0.85134 | 0 | -444 | 444 | 0 | 0.72549 | 0
-797 | 797 | 0 | 0.64534 | 0 | -699 | 699 | 0 | 0.91974 | 0 | -1060 | 1060 | 0 | 0.76867 | 0 | -548 | 548 | 0 | 0.89542 | 0
-797 | 797 | 0 | 0.64534 | 0 | -699 | 699 | 0 | 0.91974 | 0 | -1291 | 1291 | 0 | 0.93619 | 0 | -401 | 401 | 0 | 0.65523 | 0
-797 | 797 | 0 | 0.64534 | 0 | -699 | 699 | 0 | 0.91974 | 0 | -1277 | 1277 | 0 | 0.92603 | 0 | -438 | 438 | 0 | 0.71569 | 0
-797 | 797 | 0 | 0.64534 | 0 | -699 | 699 | 0 | 0.91974 | 0 | -1167 | 1167 | 0 | 0.84627 | 0 | -456 | 456 | 0 | 0.7451 | 0
-797 | 797 | 0 | 0.64534 | 0 | -699 | 699 | 0 | 0.91974 | 0 | -1189 | 1189 | 0 | 0.86222 | 0 | -605 | 605 | 0 | 0.98856 | 0
-796 | 796 | 0 | 0.64453 | 0 | -699 | 699 | 0 | 0.91974 | 0 | -1188 | 1188 | 0 | 0.86149 | 0 | -610 | 610 | 0 | 0.99673 | 0
-797 | 797 | 0 | 0.64534 | 0 | -699 | 699 | 0 | 0.91974 | 0 | -1215 | 1215 | 0 | 0.88107 | 0 | -610 | 610 | 0 | 0.99673 | 0
-797 | 797 | 0 | 0.64534 | 0 | -699 | 699 | 0 | 0.91974 | 0 | -1146 | 1146 | 0 | 0.83104 | 0 | -609 | 609 | 0 | 0.9951 | 0
-797 | 797 | 0 | 0.64534 | 0 | -699 | 699 | 0 | 0.91974 | 0 | -1003 | 1003 | 0 | 0.72734 | 0 | -609 | 609 | 0 | 0.9951 | 0
-797 | 797 | 0 | 0.64534 | 0 | -699 | 699 | 0 | 0.91974 | 0 | -825 | 825 | 0 | 0.59826 | 0 | -610 | 610 | 0 | 0.99673 | 0
-798 | 798 | 0 | 0.64615 | 0 | -699 | 699 | 0 | 0.91974 | 0 | -1004 | 1004 | 0 | 0.72806 | 0 | -94 | 94 | 0 | 0.15359 | 0
-797 | 797 | 0 | 0.64534 | 0 | -699 | 699 | 0 | 0.91974 | 0 | -1164 | 1164 | 0 | 0.84409 | 0 | 3 | 0 | 3 | 0 | 0.005042
-797 | 797 | 0 | 0.64534 | 0 | -699 | 699 | 0 | 0.91974 | 0 | -1239 | 1239 | 0 | 0.89848 | 0 | -496 | 496 | 0 | 0.81046 | 0
-798 | 798 | 0 | 0.64615 | 0 | -699 | 699 | 0 | 0.91974 | 0 | -1248 | 1248 | 0 | 0.905 | 0 | -608 | 608 | 0 | 0.99346 | 0
-796 | 796 | 0 | 0.64453 | 0 | -699 | 699 | 0 | 0.91974 | 0 | -1171 | 1171 | 0 | 0.84917 | 0 | -484 | 484 | 0 | 0.79085 | 0
-796 | 796 | 0 | 0.64453 | 0 | -699 | 699 | 0 | 0.91974 | 0 | -954 | 954 | 0 | 0.69181 | 0 | -386 | 386 | 0 | 0.63072 | 0
-797 | 797 | 0 | 0.64534 | 0 | -699 | 699 | 0 | 0.91974 | 0 | -1221 | 1221 | 0 | 0.88542 | 0 | -384 | 384 | 0 | 0.62745 | 0
-797 | 797 | 0 | 0.64534 | 0 | -699 | 699 | 0 | 0.91974 | 0 | -978 | 978 | 0 | 0.70921 | 0 | -442 | 442 | 0 | 0.72222 | 0
-797 | 797 | 0 | 0.64534 | 0 | -700 | 700 | 0 | 0.92105 | 0 | -957 | 957 | 0 | 0.69398 | 0 | -442 | 442 | 0 | 0.72222 | 0
-797 | 797 | 0 | 0.64534 | 0 | -699 | 699 | 0 | 0.91974 | 0 | -1048 | 1048 | 0 | 0.75997 | 0 | -443 | 443 | 0 | 0.72386 | 0
-797 | 797 | 0 | 0.64534 | 0 | -699 | 699 | 0 | 0.91974 | 0 | -1002 | 1002 | 0 | 0.72661 | 0 | -443 | 443 | 0 | 0.72386 | 0
-797 | 797 | 0 | 0.64534 | 0 | -699 | 699 | 0 | 0.91974 | 0 | -1028 | 1028 | 0 | 0.74547 | 0 | -443 | 443 | 0 | 0.72386 | 0
-796 | 796 | 0 | 0.64453 | 0 | -699 | 699 | 0 | 0.91974 | 0 | -1107 | 1107 | 0 | 0.80276 | 0 | -442 | 442 | 0 | 0.72222 | 0
-796 | 796 | 0 | 0.64453 | 0 | -699 | 699 | 0 | 0.91974 | 0 | -1117 | 1117 | 0 | 0.81001 | 0 | -443 | 443 | 0 | 0.72386 | 0
-796 | 796 | 0 | 0.64453 | 0 | -699 | 699 | 0 | 0.91974 | 0 | -1197 | 1197 | 0 | 0.86802 | 0 | -604 | 604 | 0 | 0.98693 | 0
-796 | 796 | 0 | 0.64453 | 0 | -699 | 699 | 0 | 0.91974 | 0 | -1149 | 1149 | 0 | 0.83321 | 0 | -609 | 609 | 0 | 0.9951 | 0
-796 | 796 | 0 | 0.64453 | 0 | -699 | 699 | 0 | 0.91974 | 0 | -1172 | 1172 | 0 | 0.84989 | 0 | -609 | 609 | 0 | 0.9951 | 0
-797 | 797 | 0 | 0.64534 | 0 | -699 | 699 | 0 | 0.91974 | 0 | -1200 | 1200 | 0 | 0.8702 | 0 | -609 | 609 | 0 | 0.9951 | 0
-798 | 798 | 0 | 0.64615 | 0 | -699 | 699 | 0 | 0.91974 | 0 | -1114 | 1114 | 0 | 0.80783 | 0 | -610 | 610 | 0 | 0.99673 | 0
-797 | 797 | 0 | 0.64534 | 0 | -691 | 691 | 0 | 0.90921 | 0 | -1063 | 1063 | 0 | 0.77085 | 0 | -610 | 610 | 0 | 0.99673 | 0
-801 | 801 | 0 | 0.64858 | 0 | -545 | 545 | 0 | 0.71711 | 0 | -1089 | 1089 | 0 | 0.7897 | 0 | -609 | 609 | 0 | 0.9951 | 0
-869 | 869 | 0 | 0.70364 | 0 | -689 | 689 | 0 | 0.90658 | 0 | -1030 | 1030 | 0 | 0.74692 | 0 | -610 | 610 | 0 | 0.99673 | 0
-874 | 874 | 0 | 0.70769 | 0 | -699 | 699 | 0 | 0.91974 | 0 | -949 | 949 | 0 | 0.68818 | 0 | -609 | 609 | 0 | 0.9951 | 0
-791 | 791 | 0 | 0.64049 | 0 | -676 | 676 | 0 | 0.88947 | 0 | -941 | 941 | 0 | 0.68238 | 0 | -609 | 609 | 0 | 0.9951 | 0
-881 | 881 | 0 | 0.71336 | 0 | -580 | 580 | 0 | 0.76316 | 0 | -964 | 964 | 0 | 0.69906 | 0 | -610 | 610 | 0 | 0.99673 | 0
-889 | 889 | 0 | 0.71984 | 0 | -540 | 540 | 0 | 0.71053 | 0 | -1026 | 1026 | 0 | 0.74402 | 0 | -609 | 609 | 0 | 0.9951 | 0
-891 | 891 | 0 | 0.72146 | 0 | -558 | 558 | 0 | 0.73421 | 0 | -1128 | 1128 | 0 | 0.81798 | 0 | -609 | 609 | 0 | 0.9951 | 0
-892 | 892 | 0 | 0.72227 | 0 | -688 | 688 | 0 | 0.90526 | 0 | -1245 | 1245 | 0 | 0.90283 | 0 | -609 | 609 | 0 | 0.9951 | 0
-891 | 891 | 0 | 0.72146 | 0 | -699 | 699 | 0 | 0.91974 | 0 | -1310 | 1310 | 0 | 0.94996 | 0 | -609 | 609 | 0 | 0.9951 | 0
-891 | 891 | 0 | 0.72146 | 0 | -699 | 699 | 0 | 0.91974 | 0 | -1235 | 1235 | 0 | 0.89558 | 0 | -450 | 450 | 0 | 0.73529 | 0
-892 | 892 | 0 | 0.72227 | 0 | -700 | 700 | 0 | 0.92105 | 0 | -1224 | 1224 | 0 | 0.8876 | 0 | -445 | 445 | 0 | 0.72712 | 0
-892 | 892 | 0 | 0.72227 | 0 | -699 | 699 | 0 | 0.91974 | 0 | -1182 | 1182 | 0 | 0.85714 | 0 | -445 | 445 | 0 | 0.72712 | 0
-892 | 892 | 0 | 0.72227 | 0 | -699 | 699 | 0 | 0.91974 | 0 | -1175 | 1175 | 0 | 0.85207 | 0 | -445 | 445 | 0 | 0.72712 | 0
-892 | 892 | 0 | 0.72227 | 0 | -699 | 699 | 0 | 0.91974 | 0 | -1078 | 1078 | 0 | 0.78173 | 0 | -445 | 445 | 0 | 0.72712 | 0
-891 | 891 | 0 | 0.72146 | 0 | -699 | 699 | 0 | 0.91974 | 0 | -1131 | 1131 | 0 | 0.82016 | 0 | -445 | 445 | 0 | 0.72712 | 0
-892 | 892 | 0 | 0.72227 | 0 | -699 | 699 | 0 | 0.91974 | 0 | -1142 | 1142 | 0 | 0.82814 | 0 | -445 | 445 | 0 | 0.72712 | 0
-892 | 892 | 0 | 0.72227 | 0 | -700 | 700 | 0 | 0.92105 | 0 | -1058 | 1058 | 0 | 0.76722 | 0 | -445 | 445 | 0 | 0.72712 | 0
-892 | 892 | 0 | 0.72227 | 0 | -699 | 699 | 0 | 0.91974 | 0 | -1072 | 1072 | 0 | 0.77737 | 0 | -445 | 445 | 0 | 0.72712 | 0
-891 | 891 | 0 | 0.72146 | 0 | -699 | 699 | 0 | 0.91974 | 0 | -1152 | 1152 | 0 | 0.83539 | 0 | -604 | 604 | 0 | 0.98693 | 0
-891 | 891 | 0 | 0.72146 | 0 | -699 | 699 | 0 | 0.91974 | 0 | -1158 | 1158 | 0 | 0.83974 | 0 | -610 | 610 | 0 | 0.99673 | 0
-891 | 891 | 0 | 0.72146 | 0 | -699 | 699 | 0 | 0.91974 | 0 | -1120 | 1120 | 0 | 0.81218 | 0 | -609 | 609 | 0 | 0.9951 | 0
-891 | 891 | 0 | 0.72146 | 0 | -679 | 679 | 0 | 0.89342 | 0 | -936 | 936 | 0 | 0.67875 | 0 | -609 | 609 | 0 | 0.9951 | 0
-882 | 882 | 0 | 0.71417 | 0 | -420 | 420 | 0 | 0.55263 | 0 | -843 | 843 | 0 | 0.61131 | 0 | -610 | 610 | 0 | 0.99673 | 0
-716 | 716 | 0 | 0.57976 | 0 | -494 | 494 | 0 | 0.65 | 0 | -755 | 755 | 0 | 0.5475 | 0 | -609 | 609 | 0 | 0.9951 | 0
-337 | 337 | 0 | 0.27287 | 0 | -679 | 679 | 0 | 0.89342 | 0 | -795 | 795 | 0 | 0.5765 | 0 | -610 | 610 | 0 | 0.99673 | 0
57 | 0 | 57 | 0 | 0.035558 | -697 | 697 | 0 | 0.91711 | 0 | -1002 | 1002 | 0 | 0.72661 | 0 | -610 | 610 | 0 | 0.99673 | 0
59 | 0 | 59 | 0 | 0.036806 | -685 | 685 | 0 | 0.90132 | 0 | -1074 | 1074 | 0 | 0.77883 | 0 | -610 | 610 | 0 | 0.99673 | 0
-132 | 132 | 0 | 0.10688 | 0 | -688 | 688 | 0 | 0.90526 | 0 | -948 | 948 | 0 | 0.68745 | 0 | -610 | 610 | 0 | 0.99673 | 0
-417 | 417 | 0 | 0.33765 | 0 | -686 | 686 | 0 | 0.90263 | 0 | -730 | 730 | 0 | 0.52937 | 0 | -610 | 610 | 0 | 0.99673 | 0
-549 | 549 | 0 | 0.44453 | 0 | -607 | 607 | 0 | 0.79868 | 0 | -836 | 836 | 0 | 0.60624 | 0 | -609 | 609 | 0 | 0.9951 | 0
-807 | 807 | 0 | 0.65344 | 0 | -514 | 514 | 0 | 0.67632 | 0 | -976 | 976 | 0 | 0.70776 | 0 | -609 | 609 | 0 | 0.9951 | 0
-909 | 909 | 0 | 0.73603 | 0 | -699 | 699 | 0 | 0.91974 | 0 | -1173 | 1173 | 0 | 0.85062 | 0 | -609 | 609 | 0 | 0.9951 | 0
-985 | 985 | 0 | 0.79757 | 0 | -700 | 700 | 0 | 0.92105 | 0 | -1137 | 1137 | 0 | 0.82451 | 0 | -609 | 609 | 0 | 0.9951 | 0
-892 | 892 | 0 | 0.72227 | 0 | -699 | 699 | 0 | 0.91974 | 0 | -1109 | 1109 | 0 | 0.80421 | 0 | -450 | 450 | 0 | 0.73529 | 0
-958 | 958 | 0 | 0.77571 | 0 | -700 | 700 | 0 | 0.92105 | 0 | -1231 | 1231 | 0 | 0.89268 | 0 | -445 | 445 | 0 | 0.72712 | 0
-981 | 981 | 0 | 0.79433 | 0 | -700 | 700 | 0 | 0.92105 | 0 | -1081 | 1081 | 0 | 0.7839 | 0 | -445 | 445 | 0 | 0.72712 | 0
-870 | 870 | 0 | 0.70445 | 0 | -670 | 670 | 0 | 0.88158 | 0 | -884 | 884 | 0 | 0.64104 | 0 | -445 | 445 | 0 | 0.72712 | 0
-776 | 776 | 0 | 0.62834 | 0 | -170 | 170 | 0 | 0.22368 | 0 | -1003 | 1003 | 0 | 0.72734 | 0 | -445 | 445 | 0 | 0.72712 | 0
-325 | 325 | 0 | 0.26316 | 0 | -235 | 235 | 0 | 0.30921 | 0 | -995 | 995 | 0 | 0.72154 | 0 | -48 | 48 | 0 | 0.078431 | 0
-199 | 199 | 0 | 0.16113 | 0 | -4 | 4 | 0 | 0.0052632 | 0 | -904 | 904 | 0 | 0.65555 | 0 | -393 | 393 | 0 | 0.64216 | 0
4 | 0 | 4 | 0 | 0.0024953 | 57 | 0 | 57 | 0 | 0.077341 | -774 | 774 | 0 | 0.56128 | 0 | -445 | 445 | 0 | 0.72712 | 0
44 | 0 | 44 | 0 | 0.027449 | 173 | 0 | 173 | 0 | 0.23474 | -637 | 637 | 0 | 0.46193 | 0 | -445 | 445 | 0 | 0.72712 | 0
47 | 0 | 47 | 0 | 0.02932 | 381 | 0 | 381 | 0 | 0.51696 | -677 | 677 | 0 | 0.49094 | 0 | -603 | 603 | 0 | 0.98529 | 0
47 | 0 | 47 | 0 | 0.02932 | 598 | 0 | 598 | 0 | 0.8114 | -574 | 574 | 0 | 0.41624 | 0 | -610 | 610 | 0 | 0.99673 | 0
197 | 0 | 197 | 0 | 0.12289 | 682 | 0 | 682 | 0 | 0.92537 | -335 | 335 | 0 | 0.24293 | 0 | -610 | 610 | 0 | 0.99673 | 0
794 | 0 | 794 | 0 | 0.49532 | 302 | 0 | 302 | 0 | 0.40977 | -68 | 68 | 0 | 0.049311 | 0 | -610 | 610 | 0 | 0.99673 | 0
890 | 0 | 890 | 0 | 0.55521 | 275 | 0 | 275 | 0 | 0.37313 | 229 | 0 | 229 | 0 | 0.14145 | -610 | 610 | 0 | 0.99673 | 0
960 | 0 | 960 | 0 | 0.59888 | 258 | 0 | 258 | 0 | 0.35007 | 299 | 0 | 299 | 0 | 0.18468 | -610 | 610 | 0 | 0.99673 | 0
960 | 0 | 960 | 0 | 0.59888 | 149 | 0 | 149 | 0 | 0.20217 | 249 | 0 | 249 | 0 | 0.1538 | -95 | 95 | 0 | 0.15523 | 0
960 | 0 | 960 | 0 | 0.59888 | 61 | 0 | 61 | 0 | 0.082768 | 357 | 0 | 357 | 0 | 0.22051 | 69 | 0 | 69 | 0 | 0.11597
961 | 0 | 961 | 0 | 0.5995 | 91 | 0 | 91 | 0 | 0.12347 | 264 | 0 | 264 | 0 | 0.16306 | 69 | 0 | 69 | 0 | 0.11597
959 | 0 | 959 | 0 | 0.59825 | -208 | 208 | 0 | 0.27368 | 0 | 301 | 0 | 301 | 0 | 0.18592 | 60 | 0 | 60 | 0 | 0.10084
958 | 0 | 958 | 0 | 0.59763 | -347 | 347 | 0 | 0.45658 | 0 | 266 | 0 | 266 | 0 | 0.1643 | 60 | 0 | 60 | 0 | 0.10084
959 | 0 | 959 | 0 | 0.59825 | -280 | 280 | 0 | 0.36842 | 0 | 318 | 0 | 318 | 0 | 0.19642 | 61 | 0 | 61 | 0 | 0.10252
959 | 0 | 959 | 0 | 0.59825 | 100 | 0 | 100 | 0 | 0.13569 | 475 | 0 | 475 | 0 | 0.29339 | 61 | 0 | 61 | 0 | 0.10252
959 | 0 | 959 | 0 | 0.59825 | 109 | 0 | 109 | 0 | 0.1479 | 232 | 0 | 232 | 0 | 0.1433 | 61 | 0 | 61 | 0 | 0.10252
959 | 0 | 959 | 0 | 0.59825 | 189 | 0 | 189 | 0 | 0.25645 | 335 | 0 | 335 | 0 | 0.20692 | 61 | 0 | 61 | 0 | 0.10252
959 | 0 | 959 | 0 | 0.59825 | 138 | 0 | 138 | 0 | 0.18725 | 384 | 0 | 384 | 0 | 0.23718 | 60 | 0 | 60 | 0 | 0.10084
959 | 0 | 959 | 0 | 0.59825 | 55 | 0 | 55 | 0 | 0.074627 | -151 | 151 | 0 | 0.1095 | 0 | 61 | 0 | 61 | 0 | 0.10252
959 | 0 | 959 | 0 | 0.59825 | 177 | 0 | 177 | 0 | 0.24016 | -236 | 236 | 0 | 0.17114 | 0 | 60 | 0 | 60 | 0 | 0.10084
959 | 0 | 959 | 0 | 0.59825 | 227 | 0 | 227 | 0 | 0.30801 | 287 | 0 | 287 | 0 | 0.17727 | 61 | 0 | 61 | 0 | 0.10252
959 | 0 | 959 | 0 | 0.59825 | 194 | 0 | 194 | 0 | 0.26323 | 656 | 0 | 656 | 0 | 0.40519 | 60 | 0 | 60 | 0 | 0.10084
960 | 0 | 960 | 0 | 0.59888 | 183 | 0 | 183 | 0 | 0.2483 | 701 | 0 | 701 | 0 | 0.43298 | 60 | 0 | 60 | 0 | 0.10084
960 | 0 | 960 | 0 | 0.59888 | 189 | 0 | 189 | 0 | 0.25645 | 851 | 0 | 851 | 0 | 0.52563 | 60 | 0 | 60 | 0 | 0.10084
960 | 0 | 960 | 0 | 0.59888 | 190 | 0 | 190 | 0 | 0.2578 | 784 | 0 | 784 | 0 | 0.48425 | 60 | 0 | 60 | 0 | 0.10084
960 | 0 | 960 | 0 | 0.59888 | 162 | 0 | 162 | 0 | 0.21981 | 620 | 0 | 620 | 0 | 0.38295 | 61 | 0 | 61 | 0 | 0.10252
932 | 0 | 932 | 0 | 0.58141 | -134 | 134 | 0 | 0.17632 | 0 | 165 | 0 | 165 | 0 | 0.10191 | 61 | 0 | 61 | 0 | 0.10252
424 | 0 | 424 | 0 | 0.2645 | 403 | 0 | 403 | 0 | 0.54681 | -326 | 326 | 0 | 0.2364 | 0 | -404 | 404 | 0 | 0.66013 | 0
384 | 0 | 384 | 0 | 0.23955 | 538 | 0 | 538 | 0 | 0.72999 | -347 | 347 | 0 | 0.25163 | 0 | -582 | 582 | 0 | 0.95098 | 0
630 | 0 | 630 | 0 | 0.39301 | 389 | 0 | 389 | 0 | 0.52782 | -215 | 215 | 0 | 0.15591 | 0 | -95 | 95 | 0 | 0.15523 | 0
950 | 0 | 950 | 0 | 0.59264 | 252 | 0 | 252 | 0 | 0.34193 | 414 | 0 | 414 | 0 | 0.25571 | 58 | 0 | 58 | 0 | 0.097479
959 | 0 | 959 | 0 | 0.59825 | 299 | 0 | 299 | 0 | 0.4057 | 748 | 0 | 748 | 0 | 0.46201 | 100 | 0 | 100 | 0 | 0.16807
961 | 0 | 961 | 0 | 0.5995 | 355 | 0 | 355 | 0 | 0.48168 | 700 | 0 | 700 | 0 | 0.43237 | 100 | 0 | 100 | 0 | 0.16807
960 | 0 | 960 | 0 | 0.59888 | 443 | 0 | 443 | 0 | 0.60109 | 540 | 0 | 540 | 0 | 0.33354 | 63 | 0 | 63 | 0 | 0.10588
959 | 0 | 959 | 0 | 0.59825 | 172 | 0 | 172 | 0 | 0.23338 | 555 | 0 | 555 | 0 | 0.3428 | 60 | 0 | 60 | 0 | 0.10084
959 | 0 | 959 | 0 | 0.59825 | 1 | 0 | 1 | 0 | 0.0013569 | 658 | 0 | 658 | 0 | 0.40642 | 60 | 0 | 60 | 0 | 0.10084
959 | 0 | 959 | 0 | 0.59825 | 0 | 0 | 0 | 0 | 0 | 653 | 0 | 653 | 0 | 0.40334 | 60 | 0 | 60 | 0 | 0.10084
959 | 0 | 959 | 0 | 0.59825 | 88 | 0 | 88 | 0 | 0.1194 | 682 | 0 | 682 | 0 | 0.42125 | 60 | 0 | 60 | 0 | 0.10084
959 | 0 | 959 | 0 | 0.59825 | 233 | 0 | 233 | 0 | 0.31615 | 834 | 0 | 834 | 0 | 0.51513 | 61 | 0 | 61 | 0 | 0.10252
961 | 0 | 961 | 0 | 0.5995 | 403 | 0 | 403 | 0 | 0.54681 | 905 | 0 | 905 | 0 | 0.55899 | 61 | 0 | 61 | 0 | 0.10252
960 | 0 | 960 | 0 | 0.59888 | 404 | 0 | 404 | 0 | 0.54817 | 939 | 0 | 939 | 0 | 0.57999 | 61 | 0 | 61 | 0 | 0.10252
961 | 0 | 961 | 0 | 0.5995 | 500 | 0 | 500 | 0 | 0.67843 | 651 | 0 | 651 | 0 | 0.4021 | 61 | 0 | 61 | 0 | 0.10252
960 | 0 | 960 | 0 | 0.59888 | 518 | 0 | 518 | 0 | 0.70285 | 796 | 0 | 796 | 0 | 0.49166 | 60 | 0 | 60 | 0 | 0.10084
960 | 0 | 960 | 0 | 0.59888 | 513 | 0 | 513 | 0 | 0.69607 | 714 | 0 | 714 | 0 | 0.44101 | 60 | 0 | 60 | 0 | 0.10084
960 | 0 | 960 | 0 | 0.59888 | 580 | 0 | 580 | 0 | 0.78697 | 816 | 0 | 816 | 0 | 0.50401 | 60 | 0 | 60 | 0 | 0.10084
960 | 0 | 960 | 0 | 0.59888 | 523 | 0 | 523 | 0 | 0.70963 | 688 | 0 | 688 | 0 | 0.42495 | 60 | 0 | 60 | 0 | 0.10084
960 | 0 | 960 | 0 | 0.59888 | 499 | 0 | 499 | 0 | 0.67707 | 625 | 0 | 625 | 0 | 0.38604 | 60 | 0 | 60 | 0 | 0.10084
960 | 0 | 960 | 0 | 0.59888 | 481 | 0 | 481 | 0 | 0.65265 | 790 | 0 | 790 | 0 | 0.48796 | 61 | 0 | 61 | 0 | 0.10252
960 | 0 | 960 | 0 | 0.59888 | 485 | 0 | 485 | 0 | 0.65807 | 833 | 0 | 833 | 0 | 0.51452 | 61 | 0 | 61 | 0 | 0.10252
960 | 0 | 960 | 0 | 0.59888 | 466 | 0 | 466 | 0 | 0.63229 | 849 | 0 | 849 | 0 | 0.5244 | 61 | 0 | 61 | 0 | 0.10252
960 | 0 | 960 | 0 | 0.59888 | 479 | 0 | 479 | 0 | 0.64993 | 669 | 0 | 669 | 0 | 0.41322 | 61 | 0 | 61 | 0 | 0.10252
944 | 0 | 944 | 0 | 0.5889 | 501 | 0 | 501 | 0 | 0.67978 | 445 | 0 | 445 | 0 | 0.27486 | 61 | 0 | 61 | 0 | 0.10252
728 | 0 | 728 | 0 | 0.45415 | 377 | 0 | 377 | 0 | 0.51153 | 143 | 0 | 143 | 0 | 0.088326 | 3 | 0 | 3 | 0 | 0.005042
944 | 0 | 944 | 0 | 0.5889 | 400 | 0 | 400 | 0 | 0.54274 | 698 | 0 | 698 | 0 | 0.43113 | 61 | 0 | 61 | 0 | 0.10252
960 | 0 | 960 | 0 | 0.59888 | 482 | 0 | 482 | 0 | 0.654 | 922 | 0 | 922 | 0 | 0.56949 | 88 | 0 | 88 | 0 | 0.1479
960 | 0 | 960 | 0 | 0.59888 | 348 | 0 | 348 | 0 | 0.47218 | 708 | 0 | 708 | 0 | 0.43731 | 61 | 0 | 61 | 0 | 0.10252
960 | 0 | 960 | 0 | 0.59888 | 206 | 0 | 206 | 0 | 0.27951 | 441 | 0 | 441 | 0 | 0.27239 | 61 | 0 | 61 | 0 | 0.10252
960 | 0 | 960 | 0 | 0.59888 | 0 | 0 | 0 | 0 | 0 | 401 | 0 | 401 | 0 | 0.24768 | 61 | 0 | 61 | 0 | 0.10252
960 | 0 | 960 | 0 | 0.59888 | 0 | 0 | 0 | 0 | 0 | 258 | 0 | 258 | 0 | 0.15936 | 61 | 0 | 61 | 0 | 0.10252
960 | 0 | 960 | 0 | 0.59888 | 0 | 0 | 0 | 0 | 0 | 29 | 0 | 29 | 0 | 0.017912 | 61 | 0 | 61 | 0 | 0.10252
961 | 0 | 961 | 0 | 0.5995 | 0 | 0 | 0 | 0 | 0 | -15 | 15 | 0 | 0.010877 | 0 | 61 | 0 | 61 | 0 | 0.10252
961 | 0 | 961 | 0 | 0.5995 | 137 | 0 | 137 | 0 | 0.18589 | 101 | 0 | 101 | 0 | 0.062384 | 61 | 0 | 61 | 0 | 0.10252
931 | 0 | 931 | 0 | 0.58079 | 131 | 0 | 131 | 0 | 0.17775 | 418 | 0 | 418 | 0 | 0.25818 | 61 | 0 | 61 | 0 | 0.10252
512 | 0 | 512 | 0 | 0.3194 | 321 | 0 | 321 | 0 | 0.43555 | -181 | 181 | 0 | 0.13125 | 0 | -405 | 405 | 0 | 0.66176 | 0
400 | 0 | 400 | 0 | 0.24953 | 349 | 0 | 349 | 0 | 0.47354 | -372 | 372 | 0 | 0.26976 | 0 | -581 | 581 | 0 | 0.94935 | 0
397 | 0 | 397 | 0 | 0.24766 | 291 | 0 | 291 | 0 | 0.39484 | -472 | 472 | 0 | 0.34228 | 0 | -451 | 451 | 0 | 0.73693 | 0
389 | 0 | 389 | 0 | 0.24267 | 300 | 0 | 300 | 0 | 0.40706 | -371 | 371 | 0 | 0.26904 | 0 | -340 | 340 | 0 | 0.55556 | 0
447 | 0 | 447 | 0 | 0.27885 | 282 | 0 | 282 | 0 | 0.38263 | 203 | 0 | 203 | 0 | 0.12539 | -85 | 85 | 0 | 0.13889 | 0
426 | 0 | 426 | 0 | 0.26575 | 274 | 0 | 274 | 0 | 0.37178 | 406 | 0 | 406 | 0 | 0.25077 | -132 | 132 | 0 | 0.21569 | 0
441 | 0 | 441 | 0 | 0.27511 | 257 | 0 | 257 | 0 | 0.34871 | 638 | 0 | 638 | 0 | 0.39407 | -305 | 305 | 0 | 0.49837 | 0
297 | 0 | 297 | 0 | 0.18528 | 276 | 0 | 276 | 0 | 0.37449 | 620 | 0 | 620 | 0 | 0.38295 | -21 | 21 | 0 | 0.034314 | 0
290 | 0 | 290 | 0 | 0.18091 | 291 | 0 | 291 | 0 | 0.39484 | 114 | 0 | 114 | 0 | 0.070414 | 2 | 0 | 2 | 0 | 0.0033613
98 | 0 | 98 | 0 | 0.061135 | 251 | 0 | 251 | 0 | 0.34057 | -351 | 351 | 0 | 0.25453 | 0 | -395 | 395 | 0 | 0.64542 | 0
48 | 0 | 48 | 0 | 0.029944 | 163 | 0 | 163 | 0 | 0.22117 | -441 | 441 | 0 | 0.3198 | 0 | -445 | 445 | 0 | 0.72712 | 0
-506 | 506 | 0 | 0.40972 | 0 | 285 | 0 | 285 | 0 | 0.3867 | -586 | 586 | 0 | 0.42495 | 0 | -604 | 604 | 0 | 0.98693 | 0
-635 | 635 | 0 | 0.51417 | 0 | 256 | 0 | 256 | 0 | 0.34735 | -721 | 721 | 0 | 0.52284 | 0 | -610 | 610 | 0 | 0.99673 | 0
-610 | 610 | 0 | 0.49393 | 0 | 74 | 0 | 74 | 0 | 0.10041 | -754 | 754 | 0 | 0.54677 | 0 | -610 | 610 | 0 | 0.99673 | 0
-710 | 710 | 0 | 0.5749 | 0 | 195 | 0 | 195 | 0 | 0.26459 | -530 | 530 | 0 | 0.38434 | 0 | -610 | 610 | 0 | 0.99673 | 0
-476 | 476 | 0 | 0.38543 | 0 | 101 | 0 | 101 | 0 | 0.13704 | -405 | 405 | 0 | 0.29369 | 0 | -610 | 610 | 0 | 0.99673 | 0
-200 | 200 | 0 | 0.16194 | 0 | -79 | 79 | 0 | 0.10395 | 0 | -292 | 292 | 0 | 0.21175 | 0 | -610 | 610 | 0 | 0.99673 | 0
36 | 0 | 36 | 0 | 0.022458 | -57 | 57 | 0 | 0.075 | 0 | -138 | 138 | 0 | 0.10007 | 0 | -610 | 610 | 0 | 0.99673 | 0
39 | 0 | 39 | 0 | 0.024329 | 170 | 0 | 170 | 0 | 0.23066 | -56 | 56 | 0 | 0.040609 | 0 | -610 | 610 | 0 | 0.99673 | 0
145 | 0 | 145 | 0 | 0.090455 | 157 | 0 | 157 | 0 | 0.21303 | -279 | 279 | 0 | 0.20232 | 0 | -610 | 610 | 0 | 0.99673 | 0
169 | 0 | 169 | 0 | 0.10543 | 151 | 0 | 151 | 0 | 0.20488 | -168 | 168 | 0 | 0.12183 | 0 | -215 | 215 | 0 | 0.35131 | 0
417 | 0 | 417 | 0 | 0.26014 | 184 | 0 | 184 | 0 | 0.24966 | -1 | 1 | 0 | 0.00072516 | 0 | -4 | 4 | 0 | 0.0065359 | 0
24 | 0 | 24 | 0 | 0.014972 | 225 | 0 | 225 | 0 | 0.30529 | -208 | 208 | 0 | 0.15083 | 0 | 1 | 0 | 1 | 0 | 0.0016807
-50 | 50 | 0 | 0.040486 | 0 | 4 | 0 | 4 | 0 | 0.0054274 | -325 | 325 | 0 | 0.23568 | 0 | -482 | 482 | 0 | 0.78758 | 0
-386 | 386 | 0 | 0.31255 | 0 | 8 | 0 | 8 | 0 | 0.010855 | -478 | 478 | 0 | 0.34663 | 0 | -610 | 610 | 0 | 0.99673 | 0
-616 | 616 | 0 | 0.49879 | 0 | 122 | 0 | 122 | 0 | 0.16554 | -757 | 757 | 0 | 0.54895 | 0 | -610 | 610 | 0 | 0.99673 | 0
-660 | 660 | 0 | 0.53441 | 0 | 272 | 0 | 272 | 0 | 0.36906 | -805 | 805 | 0 | 0.58376 | 0 | -610 | 610 | 0 | 0.99673 | 0
-674 | 674 | 0 | 0.54575 | 0 | 276 | 0 | 276 | 0 | 0.37449 | -901 | 901 | 0 | 0.65337 | 0 | -610 | 610 | 0 | 0.99673 | 0
-719 | 719 | 0 | 0.58219 | 0 | 365 | 0 | 365 | 0 | 0.49525 | -851 | 851 | 0 | 0.61711 | 0 | -610 | 610 | 0 | 0.99673 | 0
-726 | 726 | 0 | 0.58785 | 0 | 450 | 0 | 450 | 0 | 0.61058 | -757 | 757 | 0 | 0.54895 | 0 | -610 | 610 | 0 | 0.99673 | 0
-725 | 725 | 0 | 0.58704 | 0 | 485 | 0 | 485 | 0 | 0.65807 | -695 | 695 | 0 | 0.50399 | 0 | -386 | 386 | 0 | 0.63072 | 0
-725 | 725 | 0 | 0.58704 | 0 | 487 | 0 | 487 | 0 | 0.66079 | -661 | 661 | 0 | 0.47933 | 0 | -597 | 597 | 0 | 0.97549 | 0
-725 | 725 | 0 | 0.58704 | 0 | 499 | 0 | 499 | 0 | 0.67707 | -696 | 696 | 0 | 0.50471 | 0 | -610 | 610 | 0 | 0.99673 | 0
-724 | 724 | 0 | 0.58623 | 0 | 385 | 0 | 385 | 0 | 0.52239 | -654 | 654 | 0 | 0.47426 | 0 | -610 | 610 | 0 | 0.99673 | 0
-725 | 725 | 0 | 0.58704 | 0 | 118 | 0 | 118 | 0 | 0.16011 | -571 | 571 | 0 | 0.41407 | 0 | -610 | 610 | 0 | 0.99673 | 0
-970 | 970 | 0 | 0.78543 | 0 | 102 | 0 | 102 | 0 | 0.1384 | -778 | 778 | 0 | 0.56418 | 0 | -610 | 610 | 0 | 0.99673 | 0
-991 | 991 | 0 | 0.80243 | 0 | 67 | 0 | 67 | 0 | 0.090909 | -878 | 878 | 0 | 0.63669 | 0 | -610 | 610 | 0 | 0.99673 | 0
-972 | 972 | 0 | 0.78704 | 0 | 82 | 0 | 82 | 0 | 0.11126 | -841 | 841 | 0 | 0.60986 | 0 | -610 | 610 | 0 | 0.99673 | 0
-636 | 636 | 0 | 0.51498 | 0 | -67 | 67 | 0 | 0.088158 | 0 | -958 | 958 | 0 | 0.69471 | 0 | -610 | 610 | 0 | 0.99673 | 0
-123 | 123 | 0 | 0.099595 | 0 | -139 | 139 | 0 | 0.18289 | 0 | -1260 | 1260 | 0 | 0.91371 | 0 | -444 | 444 | 0 | 0.72549 | 0
230 | 0 | 230 | 0 | 0.14348 | -235 | 235 | 0 | 0.30921 | 0 | -639 | 639 | 0 | 0.46338 | 0 | -47 | 47 | 0 | 0.076797 | 0
801 | 0 | 801 | 0 | 0.49969 | -176 | 176 | 0 | 0.23158 | 0 | -22 | 22 | 0 | 0.015954 | 0 | 140 | 0 | 140 | 0 | 0.23529
789 | 0 | 789 | 0 | 0.4922 | 299 | 0 | 299 | 0 | 0.4057 | 380 | 0 | 380 | 0 | 0.23471 | 287 | 0 | 287 | 0 | 0.48235
949 | 0 | 949 | 0 | 0.59201 | 288 | 0 | 288 | 0 | 0.39077 | 448 | 0 | 448 | 0 | 0.27671 | 265 | 0 | 265 | 0 | 0.44538
959 | 0 | 959 | 0 | 0.59825 | 302 | 0 | 302 | 0 | 0.40977 | 469 | 0 | 469 | 0 | 0.28968 | 265 | 0 | 265 | 0 | 0.44538
959 | 0 | 959 | 0 | 0.59825 | 302 | 0 | 302 | 0 | 0.40977 | 420 | 0 | 420 | 0 | 0.25942 | 247 | 0 | 247 | 0 | 0.41513
959 | 0 | 959 | 0 | 0.59825 | 305 | 0 | 305 | 0 | 0.41384 | 330 | 0 | 330 | 0 | 0.20383 | 247 | 0 | 247 | 0 | 0.41513
938 | 0 | 938 | 0 | 0.58515 | 333 | 0 | 333 | 0 | 0.45183 | 263 | 0 | 263 | 0 | 0.16245 | 199 | 0 | 199 | 0 | 0.33445
466 | 0 | 466 | 0 | 0.2907 | 3 | 0 | 3 | 0 | 0.0040706 | -698 | 698 | 0 | 0.50616 | 0 | -276 | 276 | 0 | 0.45098 | 0
-2 | 2 | 0 | 0.0016194 | 0 | 0 | 0 | 0 | 0 | 0 | -718 | 718 | 0 | 0.52067 | 0 | -572 | 572 | 0 | 0.93464 | 0
36 | 0 | 36 | 0 | 0.022458 | 244 | 0 | 244 | 0 | 0.33107 | -607 | 607 | 0 | 0.44017 | 0 | -610 | 610 | 0 | 0.99673 | 0
158 | 0 | 158 | 0 | 0.098565 | 271 | 0 | 271 | 0 | 0.36771 | -533 | 533 | 0 | 0.38651 | 0 | -610 | 610 | 0 | 0.99673 | 0
149 | 0 | 149 | 0 | 0.092951 | 271 | 0 | 271 | 0 | 0.36771 | -516 | 516 | 0 | 0.37418 | 0 | -610 | 610 | 0 | 0.99673 | 0
83 | 0 | 83 | 0 | 0.051778 | 271 | 0 | 271 | 0 | 0.36771 | -4 | 4 | 0 | 0.0029007 | 0 | -385 | 385 | 0 | 0.62908 | 0
501 | 0 | 501 | 0 | 0.31254 | 270 | 0 | 270 | 0 | 0.36635 | -228 | 228 | 0 | 0.16534 | 0 | 24 | 0 | 24 | 0 | 0.040336
734 | 0 | 734 | 0 | 0.45789 | 271 | 0 | 271 | 0 | 0.36771 | -46 | 46 | 0 | 0.033358 | 0 | 76 | 0 | 76 | 0 | 0.12773
773 | 0 | 773 | 0 | 0.48222 | 271 | 0 | 271 | 0 | 0.36771 | 118 | 0 | 118 | 0 | 0.072884 | 2 | 0 | 2 | 0 | 0.0033613
957 | 0 | 957 | 0 | 0.59701 | 271 | 0 | 271 | 0 | 0.36771 | 674 | 0 | 674 | 0 | 0.41631 | 2 | 0 | 2 | 0 | 0.0033613
932 | 0 | 932 | 0 | 0.58141 | 271 | 0 | 271 | 0 | 0.36771 | 646 | 0 | 646 | 0 | 0.39901 | 2 | 0 | 2 | 0 | 0.0033613
408 | 0 | 408 | 0 | 0.25452 | 271 | 0 | 271 | 0 | 0.36771 | -142 | 142 | 0 | 0.10297 | 0 | -449 | 449 | 0 | 0.73366 | 0
186 | 0 | 186 | 0 | 0.11603 | 275 | 0 | 275 | 0 | 0.37313 | -471 | 471 | 0 | 0.34155 | 0 | -591 | 591 | 0 | 0.96569 | 0
141 | 0 | 141 | 0 | 0.08796 | 280 | 0 | 280 | 0 | 0.37992 | -401 | 401 | 0 | 0.29079 | 0 | -610 | 610 | 0 | 0.99673 | 0
9 | 0 | 9 | 0 | 0.0056145 | 420 | 0 | 420 | 0 | 0.56988 | -252 | 252 | 0 | 0.18274 | 0 | -610 | 610 | 0 | 0.99673 | 0
66 | 0 | 66 | 0 | 0.041173 | 442 | 0 | 442 | 0 | 0.59973 | -256 | 256 | 0 | 0.18564 | 0 | -137 | 137 | 0 | 0.22386 | 0
550 | 0 | 550 | 0 | 0.34311 | 362 | 0 | 362 | 0 | 0.49118 | 433 | 0 | 433 | 0 | 0.26745 | 2 | 0 | 2 | 0 | 0.0033613
927 | 0 | 927 | 0 | 0.57829 | 308 | 0 | 308 | 0 | 0.41791 | 998 | 0 | 998 | 0 | 0.61643 | 170 | 0 | 170 | 0 | 0.28571
957 | 0 | 957 | 0 | 0.59701 | 256 | 0 | 256 | 0 | 0.34735 | 986 | 0 | 986 | 0 | 0.60902 | 111 | 0 | 111 | 0 | 0.18655
957 | 0 | 957 | 0 | 0.59701 | 288 | 0 | 288 | 0 | 0.39077 | 1027 | 0 | 1027 | 0 | 0.63434 | 110 | 0 | 110 | 0 | 0.18487
951 | 0 | 951 | 0 | 0.59326 | 337 | 0 | 337 | 0 | 0.45726 | 1123 | 0 | 1123 | 0 | 0.69364 | 110 | 0 | 110 | 0 | 0.18487
857 | 0 | 857 | 0 | 0.53462 | 347 | 0 | 347 | 0 | 0.47083 | 889 | 0 | 889 | 0 | 0.5491 | 110 | 0 | 110 | 0 | 0.18487
885 | 0 | 885 | 0 | 0.55209 | 373 | 0 | 373 | 0 | 0.50611 | 811 | 0 | 811 | 0 | 0.50093 | 110 | 0 | 110 | 0 | 0.18487
393 | 0 | 393 | 0 | 0.24517 | 329 | 0 | 329 | 0 | 0.4464 | -203 | 203 | 0 | 0.14721 | 0 | -81 | 81 | 0 | 0.13235 | 0
-138 | 138 | 0 | 0.11174 | 0 | 283 | 0 | 283 | 0 | 0.38399 | -516 | 516 | 0 | 0.37418 | 0 | -502 | 502 | 0 | 0.82026 | 0
-439 | 439 | 0 | 0.35547 | 0 | 279 | 0 | 279 | 0 | 0.37856 | -455 | 455 | 0 | 0.32995 | 0 | -604 | 604 | 0 | 0.98693 | 0
-236 | 236 | 0 | 0.19109 | 0 | 279 | 0 | 279 | 0 | 0.37856 | -504 | 504 | 0 | 0.36548 | 0 | -610 | 610 | 0 | 0.99673 | 0
-135 | 135 | 0 | 0.10931 | 0 | 279 | 0 | 279 | 0 | 0.37856 | -497 | 497 | 0 | 0.36041 | 0 | -610 | 610 | 0 | 0.99673 | 0
-24 | 24 | 0 | 0.019433 | 0 | 279 | 0 | 279 | 0 | 0.37856 | -481 | 481 | 0 | 0.3488 | 0 | -610 | 610 | 0 | 0.99673 | 0
-43 | 43 | 0 | 0.034818 | 0 | 279 | 0 | 279 | 0 | 0.37856 | 104 | 0 | 104 | 0 | 0.064237 | -610 | 610 | 0 | 0.99673 | 0
249 | 0 | 249 | 0 | 0.15533 | 279 | 0 | 279 | 0 | 0.37856 | 93 | 0 | 93 | 0 | 0.057443 | -239 | 239 | 0 | 0.39052 | 0
251 | 0 | 251 | 0 | 0.15658 | 279 | 0 | 279 | 0 | 0.37856 | 188 | 0 | 188 | 0 | 0.11612 | -110 | 110 | 0 | 0.17974 | 0
262 | 0 | 262 | 0 | 0.16344 | 279 | 0 | 279 | 0 | 0.37856 | 421 | 0 | 421 | 0 | 0.26004 | -361 | 361 | 0 | 0.58987 | 0
323 | 0 | 323 | 0 | 0.2015 | 278 | 0 | 278 | 0 | 0.3772 | 123 | 0 | 123 | 0 | 0.075973 | -590 | 590 | 0 | 0.96405 | 0
236 | 0 | 236 | 0 | 0.14722 | 253 | 0 | 253 | 0 | 0.34328 | 140 | 0 | 140 | 0 | 0.086473 | -611 | 611 | 0 | 0.99837 | 0
-8 | 8 | 0 | 0.0064777 | 0 | 329 | 0 | 329 | 0 | 0.4464 | -476 | 476 | 0 | 0.34518 | 0 | -610 | 610 | 0 | 0.99673 | 0
-132 | 132 | 0 | 0.10688 | 0 | 323 | 0 | 323 | 0 | 0.43826 | -599 | 599 | 0 | 0.43437 | 0 | -610 | 610 | 0 | 0.99673 | 0
-10 | 10 | 0 | 0.0080972 | 0 | 169 | 0 | 169 | 0 | 0.22931 | -525 | 525 | 0 | 0.38071 | 0 | -610 | 610 | 0 | 0.99673 | 0
21 | 0 | 21 | 0 | 0.0131 | 324 | 0 | 324 | 0 | 0.43962 | -368 | 368 | 0 | 0.26686 | 0 | -610 | 610 | 0 | 0.99673 | 0
398 | 0 | 398 | 0 | 0.24828 | 330 | 0 | 330 | 0 | 0.44776 | -442 | 442 | 0 | 0.32052 | 0 | -496 | 496 | 0 | 0.81046 | 0
927 | 0 | 927 | 0 | 0.57829 | 389 | 0 | 389 | 0 | 0.52782 | 271 | 0 | 271 | 0 | 0.16739 | -20 | 20 | 0 | 0.03268 | 0
957 | 0 | 957 | 0 | 0.59701 | 337 | 0 | 337 | 0 | 0.45726 | 616 | 0 | 616 | 0 | 0.38048 | 71 | 0 | 71 | 0 | 0.11933
957 | 0 | 957 | 0 | 0.59701 | 33 | 0 | 33 | 0 | 0.044776 | 239 | 0 | 239 | 0 | 0.14762 | 37 | 0 | 37 | 0 | 0.062185
958 | 0 | 958 | 0 | 0.59763 | 4 | 0 | 4 | 0 | 0.0054274 | -13 | 13 | 0 | 0.0094271 | 0 | 68 | 0 | 68 | 0 | 0.11429
958 | 0 | 958 | 0 | 0.59763 | 105 | 0 | 105 | 0 | 0.14247 | 161 | 0 | 161 | 0 | 0.099444 | 68 | 0 | 68 | 0 | 0.11429
960 | 0 | 960 | 0 | 0.59888 | 228 | 0 | 228 | 0 | 0.30936 | 294 | 0 | 294 | 0 | 0.18159 | 68 | 0 | 68 | 0 | 0.11429
956 | 0 | 956 | 0 | 0.59638 | 236 | 0 | 236 | 0 | 0.32022 | 368 | 0 | 368 | 0 | 0.2273 | 68 | 0 | 68 | 0 | 0.11429
854 | 0 | 854 | 0 | 0.53275 | 227 | 0 | 227 | 0 | 0.30801 | 176 | 0 | 176 | 0 | 0.10871 | 2 | 0 | 2 | 0 | 0.0033613
309 | 0 | 309 | 0 | 0.19276 | -125 | 125 | 0 | 0.16447 | 0 | -990 | 990 | 0 | 0.71791 | 0 | -464 | 464 | 0 | 0.75817 | 0
-286 | 286 | 0 | 0.23158 | 0 | -157 | 157 | 0 | 0.20658 | 0 | -1117 | 1117 | 0 | 0.81001 | 0 | -591 | 591 | 0 | 0.96569 | 0
-693 | 693 | 0 | 0.56113 | 0 | -26 | 26 | 0 | 0.034211 | 0 | -1070 | 1070 | 0 | 0.77592 | 0 | -610 | 610 | 0 | 0.99673 | 0
-958 | 958 | 0 | 0.77571 | 0 | 11 | 0 | 11 | 0 | 0.014925 | -861 | 861 | 0 | 0.62437 | 0 | -610 | 610 | 0 | 0.99673 | 0
-941 | 941 | 0 | 0.76194 | 0 | -88 | 88 | 0 | 0.11579 | 0 | -966 | 966 | 0 | 0.70051 | 0 | -455 | 455 | 0 | 0.74346 | 0
-388 | 388 | 0 | 0.31417 | 0 | -128 | 128 | 0 | 0.16842 | 0 | -1234 | 1234 | 0 | 0.89485 | 0 | -50 | 50 | 0 | 0.081699 | 0
-118 | 118 | 0 | 0.095547 | 0 | 79 | 0 | 79 | 0 | 0.10719 | -1057 | 1057 | 0 | 0.7665 | 0 | 2 | 0 | 2 | 0 | 0.0033613
-19 | 19 | 0 | 0.015385 | 0 | 191 | 0 | 191 | 0 | 0.25916 | -260 | 260 | 0 | 0.18854 | 0 | -282 | 282 | 0 | 0.46078 | 0
-225 | 225 | 0 | 0.18219 | 0 | -274 | 274 | 0 | 0.36053 | 0 | -360 | 360 | 0 | 0.26106 | 0 | -305 | 305 | 0 | 0.49837 | 0
-748 | 748 | 0 | 0.60567 | 0 | -318 | 318 | 0 | 0.41842 | 0 | -796 | 796 | 0 | 0.57723 | 0 | -385 | 385 | 0 | 0.62908 | 0
-973 | 973 | 0 | 0.78785 | 0 | -108 | 108 | 0 | 0.14211 | 0 | -864 | 864 | 0 | 0.62654 | 0 | -598 | 598 | 0 | 0.97712 | 0
-988 | 988 | 0 | 0.8 | 0 | -240 | 240 | 0 | 0.31579 | 0 | -837 | 837 | 0 | 0.60696 | 0 | -610 | 610 | 0 | 0.99673 | 0
-989 | 989 | 0 | 0.80081 | 0 | -602 | 602 | 0 | 0.79211 | 0 | -1164 | 1164 | 0 | 0.84409 | 0 | -610 | 610 | 0 | 0.99673 | 0
-989 | 989 | 0 | 0.80081 | 0 | -368 | 368 | 0 | 0.48421 | 0 | -1253 | 1253 | 0 | 0.90863 | 0 | -609 | 609 | 0 | 0.9951 | 0
-989 | 989 | 0 | 0.80081 | 0 | 73 | 0 | 73 | 0 | 0.09905 | -1132 | 1132 | 0 | 0.82088 | 0 | -609 | 609 | 0 | 0.9951 | 0
-989 | 989 | 0 | 0.80081 | 0 | 236 | 0 | 236 | 0 | 0.32022 | -1097 | 1097 | 0 | 0.7955 | 0 | -610 | 610 | 0 | 0.99673 | 0
-974 | 974 | 0 | 0.78866 | 0 | 196 | 0 | 196 | 0 | 0.26594 | -836 | 836 | 0 | 0.60624 | 0 | -610 | 610 | 0 | 0.99673 | 0
-775 | 775 | 0 | 0.62753 | 0 | 163 | 0 | 163 | 0 | 0.22117 | -596 | 596 | 0 | 0.4322 | 0 | -610 | 610 | 0 | 0.99673 | 0
-696 | 696 | 0 | 0.56356 | 0 | 10 | 0 | 10 | 0 | 0.013569 | -167 | 167 | 0 | 0.1211 | 0 | -610 | 610 | 0 | 0.99673 | 0
-595 | 595 | 0 | 0.48178 | 0 | 0 | 0 | 0 | 0 | 0 | -15 | 15 | 0 | 0.010877 | 0 | -610 | 610 | 0 | 0.99673 | 0
-540 | 540 | 0 | 0.43725 | 0 | 0 | 0 | 0 | 0 | 0 | -195 | 195 | 0 | 0.14141 | 0 | -414 | 414 | 0 | 0.67647 | 0
-415 | 415 | 0 | 0.33603 | 0 | 0 | 0 | 0 | 0 | 0 | -326 | 326 | 0 | 0.2364 | 0 | -183 | 183 | 0 | 0.29902 | 0
-9 | 9 | 0 | 0.0072874 | 0 | 0 | 0 | 0 | 0 | 0 | -111 | 111 | 0 | 0.080493 | 0 | -4 | 4 | 0 | 0.0065359 | 0
-1 | 1 | 0 | 0.00080972 | 0 | 0 | 0 | 0 | 0 | 0 | -1 | 1 | 0 | 0.00072516 | 0 | 2 | 0 | 2 | 0 | 0.0033613
4 | 0 | 4 | 0 | 0.0024953 | 0 | 0 | 0 | 0 | 0 | -262 | 262 | 0 | 0.18999 | 0 | 2 | 0 | 2 | 0 | 0.0033613
-43 | 43 | 0 | 0.034818 | 0 | 0 | 0 | 0 | 0 | 0 | -741 | 741 | 0 | 0.53735 | 0 | -484 | 484 | 0 | 0.79085 | 0
33 | 0 | 33 | 0 | 0.020586 | 5 | 0 | 5 | 0 | 0.0067843 | -1002 | 1002 | 0 | 0.72661 | 0 | -603 | 603 | 0 | 0.98529 | 0
0 | 0 | 0 | 0 | 0 | 95 | 0 | 95 | 0 | 0.1289 | -725 | 725 | 0 | 0.52574 | 0 | -610 | 610 | 0 | 0.99673 | 0
-2 | 2 | 0 | 0.0016194 | 0 | 197 | 0 | 197 | 0 | 0.2673 | -449 | 449 | 0 | 0.3256 | 0 | -610 | 610 | 0 | 0.99673 | 0
4 | 0 | 4 | 0 | 0.0024953 | 628 | 0 | 628 | 0 | 0.8521 | -464 | 464 | 0 | 0.33648 | 0 | -610 | 610 | 0 | 0.99673 | 0
108 | 0 | 108 | 0 | 0.067374 | 663 | 0 | 663 | 0 | 0.89959 | -558 | 558 | 0 | 0.40464 | 0 | -610 | 610 | 0 | 0.99673 | 0
268 | 0 | 268 | 0 | 0.16719 | 459 | 0 | 459 | 0 | 0.6228 | -397 | 397 | 0 | 0.28789 | 0 | -610 | 610 | 0 | 0.99673 | 0
355 | 0 | 355 | 0 | 0.22146 | 386 | 0 | 386 | 0 | 0.52374 | -692 | 692 | 0 | 0.50181 | 0 | -610 | 610 | 0 | 0.99673 | 0
252 | 0 | 252 | 0 | 0.15721 | 264 | 0 | 264 | 0 | 0.35821 | -999 | 999 | 0 | 0.72444 | 0 | -610 | 610 | 0 | 0.99673 | 0
39 | 0 | 39 | 0 | 0.024329 | -30 | 30 | 0 | 0.039474 | 0 | -1094 | 1094 | 0 | 0.79333 | 0 | -609 | 609 | 0 | 0.9951 | 0
-85 | 85 | 0 | 0.068826 | 0 | -321 | 321 | 0 | 0.42237 | 0 | -1273 | 1273 | 0 | 0.92313 | 0 | -609 | 609 | 0 | 0.9951 | 0
-341 | 341 | 0 | 0.27611 | 0 | -519 | 519 | 0 | 0.68289 | 0 | -1337 | 1337 | 0 | 0.96954 | 0 | -609 | 609 | 0 | 0.9951 | 0
-889 | 889 | 0 | 0.71984 | 0 | -347 | 347 | 0 | 0.45658 | 0 | -1240 | 1240 | 0 | 0.8992 | 0 | -609 | 609 | 0 | 0.9951 | 0
-833 | 833 | 0 | 0.67449 | 0 | -519 | 519 | 0 | 0.68289 | 0 | -1035 | 1035 | 0 | 0.75054 | 0 | -609 | 609 | 0 | 0.9951 | 0
-653 | 653 | 0 | 0.52874 | 0 | -539 | 539 | 0 | 0.70921 | 0 | -1113 | 1113 | 0 | 0.80711 | 0 | -610 | 610 | 0 | 0.99673 | 0
-554 | 554 | 0 | 0.44858 | 0 | -584 | 584 | 0 | 0.76842 | 0 | -675 | 675 | 0 | 0.48949 | 0 | -610 | 610 | 0 | 0.99673 | 0
-315 | 315 | 0 | 0.25506 | 0 | -459 | 459 | 0 | 0.60395 | 0 | -656 | 656 | 0 | 0.47571 | 0 | -610 | 610 | 0 | 0.99673 | 0
19 | 0 | 19 | 0 | 0.011853 | -5 | 5 | 0 | 0.0065789 | 0 | 106 | 0 | 106 | 0 | 0.065473 | -95 | 95 | 0 | 0.15523 | 0
688 | 0 | 688 | 0 | 0.4292 | 0 | 0 | 0 | 0 | 0 | 598 | 0 | 598 | 0 | 0.36936 | 81 | 0 | 81 | 0 | 0.13613
943 | 0 | 943 | 0 | 0.58827 | 0 | 0 | 0 | 0 | 0 | 696 | 0 | 696 | 0 | 0.42989 | 127 | 0 | 127 | 0 | 0.21345
961 | 0 | 961 | 0 | 0.5995 | 0 | 0 | 0 | 0 | 0 | 748 | 0 | 748 | 0 | 0.46201 | 162 | 0 | 162 | 0 | 0.27227
951 | 0 | 951 | 0 | 0.59326 | 0 | 0 | 0 | 0 | 0 | 744 | 0 | 744 | 0 | 0.45954 | 147 | 0 | 147 | 0 | 0.24706
812 | 0 | 812 | 0 | 0.50655 | 0 | 0 | 0 | 0 | 0 | 838 | 0 | 838 | 0 | 0.5176 | 348 | 0 | 348 | 0 | 0.58487
939 | 0 | 939 | 0 | 0.58578 | 6 | 0 | 6 | 0 | 0.0081411 | 778 | 0 | 778 | 0 | 0.48054 | 420 | 0 | 420 | 0 | 0.70588
882 | 0 | 882 | 0 | 0.55022 | 92 | 0 | 92 | 0 | 0.12483 | 643 | 0 | 643 | 0 | 0.39716 | 475 | 0 | 475 | 0 | 0.79832
360 | 0 | 360 | 0 | 0.22458 | 58 | 0 | 58 | 0 | 0.078697 | 687 | 0 | 687 | 0 | 0.42434 | 197 | 0 | 197 | 0 | 0.33109
6 | 0 | 6 | 0 | 0.003743 | -349 | 349 | 0 | 0.45921 | 0 | -406 | 406 | 0 | 0.29442 | 0 | 9 | 0 | 9 | 0 | 0.015126
-350 | 350 | 0 | 0.2834 | 0 | -412 | 412 | 0 | 0.54211 | 0 | -838 | 838 | 0 | 0.60769 | 0 | -464 | 464 | 0 | 0.75817 | 0
-672 | 672 | 0 | 0.54413 | 0 | -368 | 368 | 0 | 0.48421 | 0 | -530 | 530 | 0 | 0.38434 | 0 | -609 | 609 | 0 | 0.9951 | 0
-741 | 741 | 0 | 0.6 | 0 | -354 | 354 | 0 | 0.46579 | 0 | -465 | 465 | 0 | 0.3372 | 0 | -610 | 610 | 0 | 0.99673 | 0
-557 | 557 | 0 | 0.45101 | 0 | -333 | 333 | 0 | 0.43816 | 0 | -658 | 658 | 0 | 0.47716 | 0 | -269 | 269 | 0 | 0.43954 | 0
-39 | 39 | 0 | 0.031579 | 0 | -251 | 251 | 0 | 0.33026 | 0 | -826 | 826 | 0 | 0.59898 | 0 | -11 | 11 | 0 | 0.017974 | 0
-46 | 46 | 0 | 0.037247 | 0 | -191 | 191 | 0 | 0.25132 | 0 | -614 | 614 | 0 | 0.44525 | 0 | 2 | 0 | 2 | 0 | 0.0033613
-592 | 592 | 0 | 0.47935 | 0 | -314 | 314 | 0 | 0.41316 | 0 | -433 | 433 | 0 | 0.314 | 0 | 2 | 0 | 2 | 0 | 0.0033613
-754 | 754 | 0 | 0.61053 | 0 | -590 | 590 | 0 | 0.77632 | 0 | -1252 | 1252 | 0 | 0.9079 | 0 | 2 | 0 | 2 | 0 | 0.0033613
-878 | 878 | 0 | 0.71093 | 0 | -701 | 701 | 0 | 0.92237 | 0 | -1227 | 1227 | 0 | 0.88978 | 0 | -481 | 481 | 0 | 0.78595 | 0
-989 | 989 | 0 | 0.80081 | 0 | -700 | 700 | 0 | 0.92105 | 0 | -1292 | 1292 | 0 | 0.93691 | 0 | -598 | 598 | 0 | 0.97712 | 0
-991 | 991 | 0 | 0.80243 | 0 | -700 | 700 | 0 | 0.92105 | 0 | -1200 | 1200 | 0 | 0.8702 | 0 | -609 | 609 | 0 | 0.9951 | 0
-990 | 990 | 0 | 0.80162 | 0 | -700 | 700 | 0 | 0.92105 | 0 | -1269 | 1269 | 0 | 0.92023 | 0 | -610 | 610 | 0 | 0.99673 | 0
-990 | 990 | 0 | 0.80162 | 0 | -691 | 691 | 0 | 0.90921 | 0 | -1251 | 1251 | 0 | 0.90718 | 0 | -610 | 610 | 0 | 0.99673 | 0
-990 | 990 | 0 | 0.80162 | 0 | -644 | 644 | 0 | 0.84737 | 0 | -1075 | 1075 | 0 | 0.77955 | 0 | -610 | 610 | 0 | 0.99673 | 0
-989 | 989 | 0 | 0.80081 | 0 | -577 | 577 | 0 | 0.75921 | 0 | -988 | 988 | 0 | 0.71646 | 0 | -559 | 559 | 0 | 0.9134 | 0
-989 | 989 | 0 | 0.80081 | 0 | -567 | 567 | 0 | 0.74605 | 0 | -977 | 977 | 0 | 0.70848 | 0 | -610 | 610 | 0 | 0.99673 | 0
-989 | 989 | 0 | 0.80081 | 0 | -532 | 532 | 0 | 0.7 | 0 | -906 | 906 | 0 | 0.657 | 0 | -610 | 610 | 0 | 0.99673 | 0
-989 | 989 | 0 | 0.80081 | 0 | -540 | 540 | 0 | 0.71053 | 0 | -839 | 839 | 0 | 0.60841 | 0 | -94 | 94 | 0 | 0.15359 | 0
-977 | 977 | 0 | 0.79109 | 0 | -283 | 283 | 0 | 0.37237 | 0 | -470 | 470 | 0 | 0.34083 | 0 | 2 | 0 | 2 | 0 | 0.0033613
-988 | 988 | 0 | 0.8 | 0 | -400 | 400 | 0 | 0.52632 | 0 | -1052 | 1052 | 0 | 0.76287 | 0 | 2 | 0 | 2 | 0 | 0.0033613
-990 | 990 | 0 | 0.80162 | 0 | -672 | 672 | 0 | 0.88421 | 0 | -1147 | 1147 | 0 | 0.83176 | 0 | -488 | 488 | 0 | 0.79739 | 0
-989 | 989 | 0 | 0.80081 | 0 | -440 | 440 | 0 | 0.57895 | 0 | -945 | 945 | 0 | 0.68528 | 0 | -506 | 506 | 0 | 0.8268 | 0
-989 | 989 | 0 | 0.80081 | 0 | -515 | 515 | 0 | 0.67763 | 0 | -992 | 992 | 0 | 0.71936 | 0 | -318 | 318 | 0 | 0.51961 | 0
-989 | 989 | 0 | 0.80081 | 0 | -478 | 478 | 0 | 0.62895 | 0 | -1006 | 1006 | 0 | 0.72951 | 0 | -465 | 465 | 0 | 0.7598 | 0
-989 | 989 | 0 | 0.80081 | 0 | -509 | 509 | 0 | 0.66974 | 0 | -975 | 975 | 0 | 0.70703 | 0 | -555 | 555 | 0 | 0.90686 | 0
-989 | 989 | 0 | 0.80081 | 0 | -545 | 545 | 0 | 0.71711 | 0 | -990 | 990 | 0 | 0.71791 | 0 | -610 | 610 | 0 | 0.99673 | 0
-990 | 990 | 0 | 0.80162 | 0 | -546 | 546 | 0 | 0.71842 | 0 | -1015 | 1015 | 0 | 0.73604 | 0 | -610 | 610 | 0 | 0.99673 | 0
-989 | 989 | 0 | 0.80081 | 0 | -585 | 585 | 0 | 0.76974 | 0 | -959 | 959 | 0 | 0.69543 | 0 | -610 | 610 | 0 | 0.99673 | 0
-989 | 989 | 0 | 0.80081 | 0 | -568 | 568 | 0 | 0.74737 | 0 | -941 | 941 | 0 | 0.68238 | 0 | -609 | 609 | 0 | 0.9951 | 0
-989 | 989 | 0 | 0.80081 | 0 | -490 | 490 | 0 | 0.64474 | 0 | -1026 | 1026 | 0 | 0.74402 | 0 | -610 | 610 | 0 | 0.99673 | 0
-989 | 989 | 0 | 0.80081 | 0 | -460 | 460 | 0 | 0.60526 | 0 | -1176 | 1176 | 0 | 0.85279 | 0 | -609 | 609 | 0 | 0.9951 | 0
-989 | 989 | 0 | 0.80081 | 0 | -686 | 686 | 0 | 0.90263 | 0 | -1121 | 1121 | 0 | 0.81291 | 0 | -609 | 609 | 0 | 0.9951 | 0
-989 | 989 | 0 | 0.80081 | 0 | -700 | 700 | 0 | 0.92105 | 0 | -1067 | 1067 | 0 | 0.77375 | 0 | -588 | 588 | 0 | 0.96078 | 0
-990 | 990 | 0 | 0.80162 | 0 | -694 | 694 | 0 | 0.91316 | 0 | -1109 | 1109 | 0 | 0.80421 | 0 | -609 | 609 | 0 | 0.9951 | 0
-990 | 990 | 0 | 0.80162 | 0 | -585 | 585 | 0 | 0.76974 | 0 | -1201 | 1201 | 0 | 0.87092 | 0 | -609 | 609 | 0 | 0.9951 | 0
-990 | 990 | 0 | 0.80162 | 0 | -390 | 390 | 0 | 0.51316 | 0 | -1236 | 1236 | 0 | 0.8963 | 0 | -610 | 610 | 0 | 0.99673 | 0
-990 | 990 | 0 | 0.80162 | 0 | -290 | 290 | 0 | 0.38158 | 0 | -1185 | 1185 | 0 | 0.85932 | 0 | -610 | 610 | 0 | 0.99673 | 0
-990 | 990 | 0 | 0.80162 | 0 | -207 | 207 | 0 | 0.27237 | 0 | -1031 | 1031 | 0 | 0.74764 | 0 | -609 | 609 | 0 | 0.9951 | 0
-990 | 990 | 0 | 0.80162 | 0 | -149 | 149 | 0 | 0.19605 | 0 | -846 | 846 | 0 | 0.61349 | 0 | -609 | 609 | 0 | 0.9951 | 0
-989 | 989 | 0 | 0.80081 | 0 | -239 | 239 | 0 | 0.31447 | 0 | -748 | 748 | 0 | 0.54242 | 0 | -610 | 610 | 0 | 0.99673 | 0
-982 | 982 | 0 | 0.79514 | 0 | -292 | 292 | 0 | 0.38421 | 0 | -679 | 679 | 0 | 0.49239 | 0 | -610 | 610 | 0 | 0.99673 | 0
-989 | 989 | 0 | 0.80081 | 0 | -243 | 243 | 0 | 0.31974 | 0 | -620 | 620 | 0 | 0.4496 | 0 | -610 | 610 | 0 | 0.99673 | 0
-989 | 989 | 0 | 0.80081 | 0 | -115 | 115 | 0 | 0.15132 | 0 | -629 | 629 | 0 | 0.45613 | 0 | -610 | 610 | 0 | 0.99673 | 0
-989 | 989 | 0 | 0.80081 | 0 | -21 | 21 | 0 | 0.027632 | 0 | -800 | 800 | 0 | 0.58013 | 0 | -610 | 610 | 0 | 0.99673 | 0
-966 | 966 | 0 | 0.78219 | 0 | -96 | 96 | 0 | 0.12632 | 0 | -1155 | 1155 | 0 | 0.83756 | 0 | -609 | 609 | 0 | 0.9951 | 0
-987 | 987 | 0 | 0.79919 | 0 | -220 | 220 | 0 | 0.28947 | 0 | -1114 | 1114 | 0 | 0.80783 | 0 | -609 | 609 | 0 | 0.9951 | 0
-990 | 990 | 0 | 0.80162 | 0 | -303 | 303 | 0 | 0.39868 | 0 | -1121 | 1121 | 0 | 0.81291 | 0 | -609 | 609 | 0 | 0.9951 | 0
-989 | 989 | 0 | 0.80081 | 0 | -254 | 254 | 0 | 0.33421 | 0 | -1059 | 1059 | 0 | 0.76795 | 0 | -609 | 609 | 0 | 0.9951 | 0
-989 | 989 | 0 | 0.80081 | 0 | -342 | 342 | 0 | 0.45 | 0 | -1172 | 1172 | 0 | 0.84989 | 0 | -609 | 609 | 0 | 0.9951 | 0
-989 | 989 | 0 | 0.80081 | 0 | -499 | 499 | 0 | 0.65658 | 0 | -1247 | 1247 | 0 | 0.90428 | 0 | -609 | 609 | 0 | 0.9951 | 0
-989 | 989 | 0 | 0.80081 | 0 | -354 | 354 | 0 | 0.46579 | 0 | -1284 | 1284 | 0 | 0.93111 | 0 | -609 | 609 | 0 | 0.9951 | 0
-978 | 978 | 0 | 0.7919 | 0 | -78 | 78 | 0 | 0.10263 | 0 | -1208 | 1208 | 0 | 0.876 | 0 | -609 | 609 | 0 | 0.9951 | 0
-812 | 812 | 0 | 0.65749 | 0 | -85 | 85 | 0 | 0.11184 | 0 | -1080 | 1080 | 0 | 0.78318 | 0 | -610 | 610 | 0 | 0.99673 | 0
-532 | 532 | 0 | 0.43077 | 0 | 11 | 0 | 11 | 0 | 0.014925 | -941 | 941 | 0 | 0.68238 | 0 | -609 | 609 | 0 | 0.9951 | 0
-371 | 371 | 0 | 0.3004 | 0 | 43 | 0 | 43 | 0 | 0.058345 | -992 | 992 | 0 | 0.71936 | 0 | -610 | 610 | 0 | 0.99673 | 0
-484 | 484 | 0 | 0.3919 | 0 | 84 | 0 | 84 | 0 | 0.11398 | -1067 | 1067 | 0 | 0.77375 | 0 | -610 | 610 | 0 | 0.99673 | 0
-543 | 543 | 0 | 0.43968 | 0 | 73 | 0 | 73 | 0 | 0.09905 | -869 | 869 | 0 | 0.63017 | 0 | -610 | 610 | 0 | 0.99673 | 0
-602 | 602 | 0 | 0.48745 | 0 | 242 | 0 | 242 | 0 | 0.32836 | -891 | 891 | 0 | 0.64612 | 0 | -610 | 610 | 0 | 0.99673 | 0
-293 | 293 | 0 | 0.23725 | 0 | -23 | 23 | 0 | 0.030263 | 0 | -630 | 630 | 0 | 0.45685 | 0 | -610 | 610 | 0 | 0.99673 | 0
-33 | 33 | 0 | 0.026721 | 0 | -5 | 5 | 0 | 0.0065789 | 0 | -383 | 383 | 0 | 0.27774 | 0 | -610 | 610 | 0 | 0.99673 | 0
11 | 0 | 11 | 0 | 0.0068621 | 450 | 0 | 450 | 0 | 0.61058 | -186 | 186 | 0 | 0.13488 | 0 | -610 | 610 | 0 | 0.99673 | 0
222 | 0 | 222 | 0 | 0.13849 | 633 | 0 | 633 | 0 | 0.85889 | -78 | 78 | 0 | 0.056563 | 0 | -610 | 610 | 0 | 0.99673 | 0
561 | 0 | 561 | 0 | 0.34997 | 511 | 0 | 511 | 0 | 0.69335 | -173 | 173 | 0 | 0.12545 | 0 | -610 | 610 | 0 | 0.99673 | 0
742 | 0 | 742 | 0 | 0.46288 | 522 | 0 | 522 | 0 | 0.70828 | -323 | 323 | 0 | 0.23423 | 0 | -610 | 610 | 0 | 0.99673 | 0
756 | 0 | 756 | 0 | 0.47162 | 495 | 0 | 495 | 0 | 0.67164 | -457 | 457 | 0 | 0.3314 | 0 | -610 | 610 | 0 | 0.99673 | 0
639 | 0 | 639 | 0 | 0.39863 | 533 | 0 | 533 | 0 | 0.7232 | -578 | 578 | 0 | 0.41914 | 0 | -610 | 610 | 0 | 0.99673 | 0
493 | 0 | 493 | 0 | 0.30755 | 625 | 0 | 625 | 0 | 0.84803 | -628 | 628 | 0 | 0.4554 | 0 | -610 | 610 | 0 | 0.99673 | 0
464 | 0 | 464 | 0 | 0.28946 | 395 | 0 | 395 | 0 | 0.53596 | -628 | 628 | 0 | 0.4554 | 0 | -610 | 610 | 0 | 0.99673 | 0
-96 | 96 | 0 | 0.077733 | 0 | 327 | 0 | 327 | 0 | 0.44369 | -732 | 732 | 0 | 0.53082 | 0 | -610 | 610 | 0 | 0.99673 | 0
-657 | 657 | 0 | 0.53198 | 0 | 538 | 0 | 538 | 0 | 0.72999 | -897 | 897 | 0 | 0.65047 | 0 | -610 | 610 | 0 | 0.99673 | 0
-677 | 677 | 0 | 0.54818 | 0 | 598 | 0 | 598 | 0 | 0.8114 | -954 | 954 | 0 | 0.69181 | 0 | -609 | 609 | 0 | 0.9951 | 0
-764 | 764 | 0 | 0.61862 | 0 | 639 | 0 | 639 | 0 | 0.86703 | -975 | 975 | 0 | 0.70703 | 0 | -610 | 610 | 0 | 0.99673 | 0
-783 | 783 | 0 | 0.63401 | 0 | 706 | 0 | 706 | 0 | 0.95794 | -1002 | 1002 | 0 | 0.72661 | 0 | -609 | 609 | 0 | 0.9951 | 0
-872 | 872 | 0 | 0.70607 | 0 | 714 | 0 | 714 | 0 | 0.96879 | -988 | 988 | 0 | 0.71646 | 0 | -610 | 610 | 0 | 0.99673 | 0
-825 | 825 | 0 | 0.66802 | 0 | 714 | 0 | 714 | 0 | 0.96879 | -897 | 897 | 0 | 0.65047 | 0 | -609 | 609 | 0 | 0.9951 | 0
-828 | 828 | 0 | 0.67045 | 0 | 714 | 0 | 714 | 0 | 0.96879 | -910 | 910 | 0 | 0.6599 | 0 | -610 | 610 | 0 | 0.99673 | 0
-858 | 858 | 0 | 0.69474 | 0 | 713 | 0 | 713 | 0 | 0.96744 | -799 | 799 | 0 | 0.57941 | 0 | -610 | 610 | 0 | 0.99673 | 0
-864 | 864 | 0 | 0.6996 | 0 | 713 | 0 | 713 | 0 | 0.96744 | -647 | 647 | 0 | 0.46918 | 0 | -610 | 610 | 0 | 0.99673 | 0
-939 | 939 | 0 | 0.76032 | 0 | 604 | 0 | 604 | 0 | 0.81954 | -556 | 556 | 0 | 0.40319 | 0 | -610 | 610 | 0 | 0.99673 | 0
-983 | 983 | 0 | 0.79595 | 0 | 696 | 0 | 696 | 0 | 0.94437 | -563 | 563 | 0 | 0.40827 | 0 | -610 | 610 | 0 | 0.99673 | 0
-989 | 989 | 0 | 0.80081 | 0 | 449 | 0 | 449 | 0 | 0.60923 | -649 | 649 | 0 | 0.47063 | 0 | -610 | 610 | 0 | 0.99673 | 0
-989 | 989 | 0 | 0.80081 | 0 | 388 | 0 | 388 | 0 | 0.52646 | -742 | 742 | 0 | 0.53807 | 0 | -610 | 610 | 0 | 0.99673 | 0
-989 | 989 | 0 | 0.80081 | 0 | 529 | 0 | 529 | 0 | 0.71777 | -700 | 700 | 0 | 0.50761 | 0 | -609 | 609 | 0 | 0.9951 | 0
-965 | 965 | 0 | 0.78138 | 0 | 504 | 0 | 504 | 0 | 0.68385 | -451 | 451 | 0 | 0.32705 | 0 | -610 | 610 | 0 | 0.99673 | 0
-646 | 646 | 0 | 0.52308 | 0 | 145 | 0 | 145 | 0 | 0.19674 | -559 | 559 | 0 | 0.40537 | 0 | -610 | 610 | 0 | 0.99673 | 0
-402 | 402 | 0 | 0.32551 | 0 | -166 | 166 | 0 | 0.21842 | 0 | -361 | 361 | 0 | 0.26178 | 0 | -377 | 377 | 0 | 0.61601 | 0
-178 | 178 | 0 | 0.14413 | 0 | -13 | 13 | 0 | 0.017105 | 0 | 77 | 0 | 77 | 0 | 0.04756 | -30 | 30 | 0 | 0.04902 | 0
-241 | 241 | 0 | 0.19514 | 0 | 0 | 0 | 0 | 0 | 0 | 23 | 0 | 23 | 0 | 0.014206 | 2 | 0 | 2 | 0 | 0.0033613
-18 | 18 | 0 | 0.014575 | 0 | 0 | 0 | 0 | 0 | 0 | -31 | 31 | 0 | 0.02248 | 0 | 2 | 0 | 2 | 0 | 0.0033613
-1 | 1 | 0 | 0.00080972 | 0 | 20 | 0 | 20 | 0 | 0.027137 | 314 | 0 | 314 | 0 | 0.19395 | 2 | 0 | 2 | 0 | 0.0033613
-18 | 18 | 0 | 0.014575 | 0 | 288 | 0 | 288 | 0 | 0.39077 | 316 | 0 | 316 | 0 | 0.19518 | 2 | 0 | 2 | 0 | 0.0033613
-278 | 278 | 0 | 0.2251 | 0 | 9 | 0 | 9 | 0 | 0.012212 | 226 | 0 | 226 | 0 | 0.13959 | 2 | 0 | 2 | 0 | 0.0033613
-839 | 839 | 0 | 0.67935 | 0 | -1 | 1 | 0 | 0.0013158 | 0 | -429 | 429 | 0 | 0.31109 | 0 | -487 | 487 | 0 | 0.79575 | 0
-765 | 765 | 0 | 0.61943 | 0 | 1 | 0 | 1 | 0 | 0.0013569 | -406 | 406 | 0 | 0.29442 | 0 | -569 | 569 | 0 | 0.92974 | 0
-928 | 928 | 0 | 0.75142 | 0 | 36 | 0 | 36 | 0 | 0.048847 | -374 | 374 | 0 | 0.27121 | 0 | -84 | 84 | 0 | 0.13725 | 0
-691 | 691 | 0 | 0.55951 | 0 | 229 | 0 | 229 | 0 | 0.31072 | -36 | 36 | 0 | 0.026106 | 0 | 2 | 0 | 2 | 0 | 0.0033613
-590 | 590 | 0 | 0.47773 | 0 | 675 | 0 | 675 | 0 | 0.91588 | 126 | 0 | 126 | 0 | 0.077826 | 2 | 0 | 2 | 0 | 0.0033613
-535 | 535 | 0 | 0.4332 | 0 | 719 | 0 | 719 | 0 | 0.97558 | -38 | 38 | 0 | 0.027556 | 0 | 2 | 0 | 2 | 0 | 0.0033613
-461 | 461 | 0 | 0.37328 | 0 | 712 | 0 | 712 | 0 | 0.96608 | 140 | 0 | 140 | 0 | 0.086473 | 396 | 0 | 396 | 0 | 0.66555
-568 | 568 | 0 | 0.45992 | 0 | 689 | 0 | 689 | 0 | 0.93487 | 18 | 0 | 18 | 0 | 0.011118 | 248 | 0 | 248 | 0 | 0.41681
-678 | 678 | 0 | 0.54899 | 0 | 448 | 0 | 448 | 0 | 0.60787 | -10 | 10 | 0 | 0.0072516 | 0 | 16 | 0 | 16 | 0 | 0.026891
-862 | 862 | 0 | 0.69798 | 0 | 155 | 0 | 155 | 0 | 0.21031 | -598 | 598 | 0 | 0.43365 | 0 | -156 | 156 | 0 | 0.2549 | 0
-977 | 977 | 0 | 0.79109 | 0 | 163 | 0 | 163 | 0 | 0.22117 | -626 | 626 | 0 | 0.45395 | 0 | -446 | 446 | 0 | 0.72876 | 0
-988 | 988 | 0 | 0.8 | 0 | -323 | 323 | 0 | 0.425 | 0 | -1152 | 1152 | 0 | 0.83539 | 0 | -589 | 589 | 0 | 0.96242 | 0
-988 | 988 | 0 | 0.8 | 0 | -550 | 550 | 0 | 0.72368 | 0 | -1008 | 1008 | 0 | 0.73096 | 0 | -609 | 609 | 0 | 0.9951 | 0
-991 | 991 | 0 | 0.80243 | 0 | -652 | 652 | 0 | 0.85789 | 0 | -873 | 873 | 0 | 0.63307 | 0 | -609 | 609 | 0 | 0.9951 | 0
-990 | 990 | 0 | 0.80162 | 0 | -686 | 686 | 0 | 0.90263 | 0 | -778 | 778 | 0 | 0.56418 | 0 | -493 | 493 | 0 | 0.80556 | 0
-988 | 988 | 0 | 0.8 | 0 | -468 | 468 | 0 | 0.61579 | 0 | -853 | 853 | 0 | 0.61856 | 0 | -480 | 480 | 0 | 0.78431 | 0
-985 | 985 | 0 | 0.79757 | 0 | -289 | 289 | 0 | 0.38026 | 0 | -734 | 734 | 0 | 0.53227 | 0 | -468 | 468 | 0 | 0.76471 | 0
-932 | 932 | 0 | 0.75466 | 0 | -116 | 116 | 0 | 0.15263 | 0 | -413 | 413 | 0 | 0.29949 | 0 | -508 | 508 | 0 | 0.83007 | 0
-982 | 982 | 0 | 0.79514 | 0 | 0 | 0 | 0 | 0 | 0 | -585 | 585 | 0 | 0.42422 | 0 | -608 | 608 | 0 | 0.99346 | 0
-988 | 988 | 0 | 0.8 | 0 | 0 | 0 | 0 | 0 | 0 | -588 | 588 | 0 | 0.4264 | 0 | -460 | 460 | 0 | 0.75163 | 0
-989 | 989 | 0 | 0.80081 | 0 | 0 | 0 | 0 | 0 | 0 | -507 | 507 | 0 | 0.36766 | 0 | -52 | 52 | 0 | 0.084967 | 0
-989 | 989 | 0 | 0.80081 | 0 | 0 | 0 | 0 | 0 | 0 | -399 | 399 | 0 | 0.28934 | 0 | 2 | 0 | 2 | 0 | 0.0033613
-989 | 989 | 0 | 0.80081 | 0 | 0 | 0 | 0 | 0 | 0 | -572 | 572 | 0 | 0.41479 | 0 | -347 | 347 | 0 | 0.56699 | 0
-989 | 989 | 0 | 0.80081 | 0 | -14 | 14 | 0 | 0.018421 | 0 | -838 | 838 | 0 | 0.60769 | 0 | -577 | 577 | 0 | 0.94281 | 0
-989 | 989 | 0 | 0.80081 | 0 | -208 | 208 | 0 | 0.27368 | 0 | -1183 | 1183 | 0 | 0.85787 | 0 | -610 | 610 | 0 | 0.99673 | 0
-990 | 990 | 0 | 0.80162 | 0 | -101 | 101 | 0 | 0.13289 | 0 | -1176 | 1176 | 0 | 0.85279 | 0 | -609 | 609 | 0 | 0.9951 | 0
-990 | 990 | 0 | 0.80162 | 0 | -400 | 400 | 0 | 0.52632 | 0 | -1148 | 1148 | 0 | 0.83249 | 0 | -286 | 286 | 0 | 0.46732 | 0
-990 | 990 | 0 | 0.80162 | 0 | -473 | 473 | 0 | 0.62237 | 0 | -1250 | 1250 | 0 | 0.90645 | 0 | -75 | 75 | 0 | 0.12255 | 0
-988 | 988 | 0 | 0.8 | 0 | -618 | 618 | 0 | 0.81316 | 0 | -814 | 814 | 0 | 0.59028 | 0 | 2 | 0 | 2 | 0 | 0.0033613
-988 | 988 | 0 | 0.8 | 0 | -698 | 698 | 0 | 0.91842 | 0 | -1202 | 1202 | 0 | 0.87165 | 0 | 2 | 0 | 2 | 0 | 0.0033613
-990 | 990 | 0 | 0.80162 | 0 | -693 | 693 | 0 | 0.91184 | 0 | -1219 | 1219 | 0 | 0.88397 | 0 | 2 | 0 | 2 | 0 | 0.0033613
-987 | 987 | 0 | 0.79919 | 0 | -538 | 538 | 0 | 0.70789 | 0 | -1199 | 1199 | 0 | 0.86947 | 0 | -297 | 297 | 0 | 0.48529 | 0
-988 | 988 | 0 | 0.8 | 0 | -372 | 372 | 0 | 0.48947 | 0 | -1144 | 1144 | 0 | 0.82959 | 0 | -363 | 363 | 0 | 0.59314 | 0
-987 | 987 | 0 | 0.79919 | 0 | -298 | 298 | 0 | 0.39211 | 0 | -1064 | 1064 | 0 | 0.77157 | 0 | -563 | 563 | 0 | 0.91993 | 0
-988 | 988 | 0 | 0.8 | 0 | -349 | 349 | 0 | 0.45921 | 0 | -1062 | 1062 | 0 | 0.77012 | 0 | -610 | 610 | 0 | 0.99673 | 0
-988 | 988 | 0 | 0.8 | 0 | -476 | 476 | 0 | 0.62632 | 0 | -1043 | 1043 | 0 | 0.75635 | 0 | -610 | 610 | 0 | 0.99673 | 0
-988 | 988 | 0 | 0.8 | 0 | -502 | 502 | 0 | 0.66053 | 0 | -1025 | 1025 | 0 | 0.74329 | 0 | -610 | 610 | 0 | 0.99673 | 0
-989 | 989 | 0 | 0.80081 | 0 | -381 | 381 | 0 | 0.50132 | 0 | -1145 | 1145 | 0 | 0.83031 | 0 | -610 | 610 | 0 | 0.99673 | 0
-989 | 989 | 0 | 0.80081 | 0 | 24 | 0 | 24 | 0 | 0.032564 | -1008 | 1008 | 0 | 0.73096 | 0 | -610 | 610 | 0 | 0.99673 | 0
-989 | 989 | 0 | 0.80081 | 0 | -65 | 65 | 0 | 0.085526 | 0 | -878 | 878 | 0 | 0.63669 | 0 | -610 | 610 | 0 | 0.99673 | 0
-987 | 987 | 0 | 0.79919 | 0 | -57 | 57 | 0 | 0.075 | 0 | -613 | 613 | 0 | 0.44453 | 0 | -610 | 610 | 0 | 0.99673 | 0
-970 | 970 | 0 | 0.78543 | 0 | 17 | 0 | 17 | 0 | 0.023066 | -448 | 448 | 0 | 0.32487 | 0 | -610 | 610 | 0 | 0.99673 | 0
-988 | 988 | 0 | 0.8 | 0 | 93 | 0 | 93 | 0 | 0.12619 | -412 | 412 | 0 | 0.29877 | 0 | -610 | 610 | 0 | 0.99673 | 0
-989 | 989 | 0 | 0.80081 | 0 | 93 | 0 | 93 | 0 | 0.12619 | -356 | 356 | 0 | 0.25816 | 0 | -610 | 610 | 0 | 0.99673 | 0
-985 | 985 | 0 | 0.79757 | 0 | 90 | 0 | 90 | 0 | 0.12212 | -300 | 300 | 0 | 0.21755 | 0 | -458 | 458 | 0 | 0.74837 | 0
-939 | 939 | 0 | 0.76032 | 0 | 42 | 0 | 42 | 0 | 0.056988 | -301 | 301 | 0 | 0.21827 | 0 | -476 | 476 | 0 | 0.77778 | 0
-942 | 942 | 0 | 0.76275 | 0 | 2 | 0 | 2 | 0 | 0.0027137 | -324 | 324 | 0 | 0.23495 | 0 | -56 | 56 | 0 | 0.091503 | 0
-985 | 985 | 0 | 0.79757 | 0 | 0 | 0 | 0 | 0 | 0 | -318 | 318 | 0 | 0.2306 | 0 | -498 | 498 | 0 | 0.81373 | 0
-989 | 989 | 0 | 0.80081 | 0 | 0 | 0 | 0 | 0 | 0 | -573 | 573 | 0 | 0.41552 | 0 | -558 | 558 | 0 | 0.91176 | 0
-989 | 989 | 0 | 0.80081 | 0 | -52 | 52 | 0 | 0.068421 | 0 | -918 | 918 | 0 | 0.6657 | 0 | -610 | 610 | 0 | 0.99673 | 0
-986 | 986 | 0 | 0.79838 | 0 | -590 | 590 | 0 | 0.77632 | 0 | -1108 | 1108 | 0 | 0.80348 | 0 | -595 | 595 | 0 | 0.97222 | 0
-989 | 989 | 0 | 0.80081 | 0 | -580 | 580 | 0 | 0.76316 | 0 | -794 | 794 | 0 | 0.57578 | 0 | -90 | 90 | 0 | 0.14706 | 0
-959 | 959 | 0 | 0.77652 | 0 | -29 | 29 | 0 | 0.038158 | 0 | -71 | 71 | 0 | 0.051487 | 0 | 2 | 0 | 2 | 0 | 0.0033613
-375 | 375 | 0 | 0.30364 | 0 | 5 | 0 | 5 | 0 | 0.0067843 | -657 | 657 | 0 | 0.47643 | 0 | 2 | 0 | 2 | 0 | 0.0033613
-25 | 25 | 0 | 0.020243 | 0 | 260 | 0 | 260 | 0 | 0.35278 | -612 | 612 | 0 | 0.4438 | 0 | 449 | 0 | 449 | 0 | 0.75462
-50 | 50 | 0 | 0.040486 | 0 | 471 | 0 | 471 | 0 | 0.63908 | -346 | 346 | 0 | 0.25091 | 0 | 592 | 0 | 592 | 0 | 0.99496
-53 | 53 | 0 | 0.042915 | 0 | 189 | 0 | 189 | 0 | 0.25645 | 31 | 0 | 31 | 0 | 0.019148 | 592 | 0 | 592 | 0 | 0.99496
-437 | 437 | 0 | 0.35385 | 0 | 8 | 0 | 8 | 0 | 0.010855 | 234 | 0 | 234 | 0 | 0.14453 | 445 | 0 | 445 | 0 | 0.7479
-962 | 962 | 0 | 0.77895 | 0 | -45 | 45 | 0 | 0.059211 | 0 | -921 | 921 | 0 | 0.66788 | 0 | 3 | 0 | 3 | 0 | 0.005042
-990 | 990 | 0 | 0.80162 | 0 | -483 | 483 | 0 | 0.63553 | 0 | -1287 | 1287 | 0 | 0.93328 | 0 | -526 | 526 | 0 | 0.85948 | 0
-990 | 990 | 0 | 0.80162 | 0 | -700 | 700 | 0 | 0.92105 | 0 | -1245 | 1245 | 0 | 0.90283 | 0 | -610 | 610 | 0 | 0.99673 | 0
-990 | 990 | 0 | 0.80162 | 0 | -700 | 700 | 0 | 0.92105 | 0 | -1298 | 1298 | 0 | 0.94126 | 0 | -610 | 610 | 0 | 0.99673 | 0
-990 | 990 | 0 | 0.80162 | 0 | -699 | 699 | 0 | 0.91974 | 0 | -1243 | 1243 | 0 | 0.90138 | 0 | -610 | 610 | 0 | 0.99673 | 0
-990 | 990 | 0 | 0.80162 | 0 | -640 | 640 | 0 | 0.84211 | 0 | -1172 | 1172 | 0 | 0.84989 | 0 | -610 | 610 | 0 | 0.99673 | 0
-991 | 991 | 0 | 0.80243 | 0 | -402 | 402 | 0 | 0.52895 | 0 | -1072 | 1072 | 0 | 0.77737 | 0 | -610 | 610 | 0 | 0.99673 | 0
-989 | 989 | 0 | 0.80081 | 0 | -33 | 33 | 0 | 0.043421 | 0 | -1048 | 1048 | 0 | 0.75997 | 0 | -610 | 610 | 0 | 0.99673 | 0
-981 | 981 | 0 | 0.79433 | 0 | -269 | 269 | 0 | 0.35395 | 0 | -838 | 838 | 0 | 0.60769 | 0 | -94 | 94 | 0 | 0.15359 | 0
-683 | 683 | 0 | 0.55304 | 0 | -5 | 5 | 0 | 0.0065789 | 0 | -464 | 464 | 0 | 0.33648 | 0 | 3 | 0 | 3 | 0 | 0.005042
-27 | 27 | 0 | 0.021862 | 0 | 38 | 0 | 38 | 0 | 0.05156 | 401 | 0 | 401 | 0 | 0.24768 | 380 | 0 | 380 | 0 | 0.63866
-1 | 1 | 0 | 0.00080972 | 0 | 521 | 0 | 521 | 0 | 0.70692 | -142 | 142 | 0 | 0.10297 | 0 | 446 | 0 | 446 | 0 | 0.74958
-2 | 2 | 0 | 0.0016194 | 0 | 571 | 0 | 571 | 0 | 0.77476 | -192 | 192 | 0 | 0.13923 | 0 | 511 | 0 | 511 | 0 | 0.85882
-8 | 8 | 0 | 0.0064777 | 0 | 341 | 0 | 341 | 0 | 0.46269 | 94 | 0 | 94 | 0 | 0.058061 | 511 | 0 | 511 | 0 | 0.85882
-310 | 310 | 0 | 0.25101 | 0 | 33 | 0 | 33 | 0 | 0.044776 | 192 | 0 | 192 | 0 | 0.11859 | 112 | 0 | 112 | 0 | 0.18824
-874 | 874 | 0 | 0.70769 | 0 | -15 | 15 | 0 | 0.019737 | 0 | -905 | 905 | 0 | 0.65627 | 0 | 2 | 0 | 2 | 0 | 0.0033613
-963 | 963 | 0 | 0.77976 | 0 | -331 | 331 | 0 | 0.43553 | 0 | -612 | 612 | 0 | 0.4438 | 0 | 2 | 0 | 2 | 0 | 0.0033613
-705 | 705 | 0 | 0.57085 | 0 | 11 | 0 | 11 | 0 | 0.014925 | 134 | 0 | 134 | 0 | 0.082767 | 140 | 0 | 140 | 0 | 0.23529
-288 | 288 | 0 | 0.2332 | 0 | 148 | 0 | 148 | 0 | 0.20081 | 92 | 0 | 92 | 0 | 0.056825 | 222 | 0 | 222 | 0 | 0.37311
-6 | 6 | 0 | 0.0048583 | 0 | 172 | 0 | 172 | 0 | 0.23338 | -34 | 34 | 0 | 0.024656 | 0 | 457 | 0 | 457 | 0 | 0.76807
-1 | 1 | 0 | 0.00080972 | 0 | 176 | 0 | 176 | 0 | 0.23881 | -32 | 32 | 0 | 0.023205 | 0 | 461 | 0 | 461 | 0 | 0.77479
-1 | 1 | 0 | 0.00080972 | 0 | 155 | 0 | 155 | 0 | 0.21031 | -17 | 17 | 0 | 0.012328 | 0 | 461 | 0 | 461 | 0 | 0.77479
-25 | 25 | 0 | 0.020243 | 0 | 153 | 0 | 153 | 0 | 0.2076 | 107 | 0 | 107 | 0 | 0.06609 | 461 | 0 | 461 | 0 | 0.77479
-445 | 445 | 0 | 0.36032 | 0 | 70 | 0 | 70 | 0 | 0.09498 | 424 | 0 | 424 | 0 | 0.26189 | 484 | 0 | 484 | 0 | 0.81345
-965 | 965 | 0 | 0.78138 | 0 | 58 | 0 | 58 | 0 | 0.078697 | -288 | 288 | 0 | 0.20885 | 0 | 323 | 0 | 323 | 0 | 0.54286
-989 | 989 | 0 | 0.80081 | 0 | -591 | 591 | 0 | 0.77763 | 0 | -1231 | 1231 | 0 | 0.89268 | 0 | -156 | 156 | 0 | 0.2549 | 0
-987 | 987 | 0 | 0.79919 | 0 | -697 | 697 | 0 | 0.91711 | 0 | -1351 | 1351 | 0 | 0.9797 | 0 | -575 | 575 | 0 | 0.93954 | 0
-986 | 986 | 0 | 0.79838 | 0 | -701 | 701 | 0 | 0.92237 | 0 | -1332 | 1332 | 0 | 0.96592 | 0 | -610 | 610 | 0 | 0.99673 | 0
-990 | 990 | 0 | 0.80162 | 0 | -700 | 700 | 0 | 0.92105 | 0 | -1354 | 1354 | 0 | 0.98187 | 0 | -610 | 610 | 0 | 0.99673 | 0
-991 | 991 | 0 | 0.80243 | 0 | -700 | 700 | 0 | 0.92105 | 0 | -1359 | 1359 | 0 | 0.9855 | 0 | -610 | 610 | 0 | 0.99673 | 0
-990 | 990 | 0 | 0.80162 | 0 | -700 | 700 | 0 | 0.92105 | 0 | -1364 | 1364 | 0 | 0.98912 | 0 | -610 | 610 | 0 | 0.99673 | 0
-991 | 991 | 0 | 0.80243 | 0 | -700 | 700 | 0 | 0.92105 | 0 | -1265 | 1265 | 0 | 0.91733 | 0 | -609 | 609 | 0 | 0.9951 | 0
-991 | 991 | 0 | 0.80243 | 0 | -700 | 700 | 0 | 0.92105 | 0 | -1168 | 1168 | 0 | 0.84699 | 0 | -610 | 610 | 0 | 0.99673 | 0
-990 | 990 | 0 | 0.80162 | 0 | -664 | 664 | 0 | 0.87368 | 0 | -1113 | 1113 | 0 | 0.80711 | 0 | -94 | 94 | 0 | 0.15359 | 0
-990 | 990 | 0 | 0.80162 | 0 | -189 | 189 | 0 | 0.24868 | 0 | -603 | 603 | 0 | 0.43727 | 0 | 2 | 0 | 2 | 0 | 0.0033613
-990 | 990 | 0 | 0.80162 | 0 | -250 | 250 | 0 | 0.32895 | 0 | -506 | 506 | 0 | 0.36693 | 0 | 2 | 0 | 2 | 0 | 0.0033613
-990 | 990 | 0 | 0.80162 | 0 | -684 | 684 | 0 | 0.9 | 0 | -1189 | 1189 | 0 | 0.86222 | 0 | -287 | 287 | 0 | 0.46895 | 0
-990 | 990 | 0 | 0.80162 | 0 | -689 | 689 | 0 | 0.90658 | 0 | -1129 | 1129 | 0 | 0.81871 | 0 | -552 | 552 | 0 | 0.90196 | 0
-990 | 990 | 0 | 0.80162 | 0 | -342 | 342 | 0 | 0.45 | 0 | -909 | 909 | 0 | 0.65917 | 0 | -609 | 609 | 0 | 0.9951 | 0
-990 | 990 | 0 | 0.80162 | 0 | -83 | 83 | 0 | 0.10921 | 0 | -999 | 999 | 0 | 0.72444 | 0 | -609 | 609 | 0 | 0.9951 | 0
-989 | 989 | 0 | 0.80081 | 0 | -112 | 112 | 0 | 0.14737 | 0 | -973 | 973 | 0 | 0.70558 | 0 | -609 | 609 | 0 | 0.9951 | 0
-989 | 989 | 0 | 0.80081 | 0 | -255 | 255 | 0 | 0.33553 | 0 | -957 | 957 | 0 | 0.69398 | 0 | -610 | 610 | 0 | 0.99673 | 0
-989 | 989 | 0 | 0.80081 | 0 | -561 | 561 | 0 | 0.73816 | 0 | -693 | 693 | 0 | 0.50254 | 0 | -610 | 610 | 0 | 0.99673 | 0
-988 | 988 | 0 | 0.8 | 0 | -455 | 455 | 0 | 0.59868 | 0 | -420 | 420 | 0 | 0.30457 | 0 | -464 | 464 | 0 | 0.75817 | 0
-988 | 988 | 0 | 0.8 | 0 | -698 | 698 | 0 | 0.91842 | 0 | -401 | 401 | 0 | 0.29079 | 0 | -586 | 586 | 0 | 0.95752 | 0
-989 | 989 | 0 | 0.80081 | 0 | -646 | 646 | 0 | 0.85 | 0 | -356 | 356 | 0 | 0.25816 | 0 | -536 | 536 | 0 | 0.87582 | 0
-988 | 988 | 0 | 0.8 | 0 | -447 | 447 | 0 | 0.58816 | 0 | -522 | 522 | 0 | 0.37854 | 0 | -383 | 383 | 0 | 0.62582 | 0
-988 | 988 | 0 | 0.8 | 0 | -241 | 241 | 0 | 0.31711 | 0 | -682 | 682 | 0 | 0.49456 | 0 | -33 | 33 | 0 | 0.053922 | 0
-989 | 989 | 0 | 0.80081 | 0 | -531 | 531 | 0 | 0.69868 | 0 | -860 | 860 | 0 | 0.62364 | 0 | -492 | 492 | 0 | 0.80392 | 0
-990 | 990 | 0 | 0.80162 | 0 | -697 | 697 | 0 | 0.91711 | 0 | -1213 | 1213 | 0 | 0.87962 | 0 | -610 | 610 | 0 | 0.99673 | 0
-990 | 990 | 0 | 0.80162 | 0 | -698 | 698 | 0 | 0.91842 | 0 | -1267 | 1267 | 0 | 0.91878 | 0 | -610 | 610 | 0 | 0.99673 | 0
-990 | 990 | 0 | 0.80162 | 0 | -659 | 659 | 0 | 0.86711 | 0 | -1030 | 1030 | 0 | 0.74692 | 0 | -610 | 610 | 0 | 0.99673 | 0
-989 | 989 | 0 | 0.80081 | 0 | -625 | 625 | 0 | 0.82237 | 0 | -886 | 886 | 0 | 0.64249 | 0 | -610 | 610 | 0 | 0.99673 | 0
-989 | 989 | 0 | 0.80081 | 0 | -557 | 557 | 0 | 0.73289 | 0 | -741 | 741 | 0 | 0.53735 | 0 | -610 | 610 | 0 | 0.99673 | 0
-989 | 989 | 0 | 0.80081 | 0 | -687 | 687 | 0 | 0.90395 | 0 | -435 | 435 | 0 | 0.31545 | 0 | -611 | 611 | 0 | 0.99837 | 0
-989 | 989 | 0 | 0.80081 | 0 | -682 | 682 | 0 | 0.89737 | 0 | -829 | 829 | 0 | 0.60116 | 0 | -610 | 610 | 0 | 0.99673 | 0
-990 | 990 | 0 | 0.80162 | 0 | -643 | 643 | 0 | 0.84605 | 0 | -658 | 658 | 0 | 0.47716 | 0 | -610 | 610 | 0 | 0.99673 | 0
-990 | 990 | 0 | 0.80162 | 0 | -677 | 677 | 0 | 0.89079 | 0 | -435 | 435 | 0 | 0.31545 | 0 | -611 | 611 | 0 | 0.99837 | 0
-990 | 990 | 0 | 0.80162 | 0 | -656 | 656 | 0 | 0.86316 | 0 | -352 | 352 | 0 | 0.25526 | 0 | -453 | 453 | 0 | 0.7402 | 0
-990 | 990 | 0 | 0.80162 | 0 | -569 | 569 | 0 | 0.74868 | 0 | -414 | 414 | 0 | 0.30022 | 0 | -50 | 50 | 0 | 0.081699 | 0
-990 | 990 | 0 | 0.80162 | 0 | -684 | 684 | 0 | 0.9 | 0 | -756 | 756 | 0 | 0.54822 | 0 | -496 | 496 | 0 | 0.81046 | 0
-990 | 990 | 0 | 0.80162 | 0 | -702 | 702 | 0 | 0.92368 | 0 | -1001 | 1001 | 0 | 0.72589 | 0 | -610 | 610 | 0 | 0.99673 | 0
-989 | 989 | 0 | 0.80081 | 0 | -641 | 641 | 0 | 0.84342 | 0 | -551 | 551 | 0 | 0.39956 | 0 | -610 | 610 | 0 | 0.99673 | 0
-990 | 990 | 0 | 0.80162 | 0 | -685 | 685 | 0 | 0.90132 | 0 | -603 | 603 | 0 | 0.43727 | 0 | -610 | 610 | 0 | 0.99673 | 0
-989 | 989 | 0 | 0.80081 | 0 | -487 | 487 | 0 | 0.64079 | 0 | -432 | 432 | 0 | 0.31327 | 0 | -610 | 610 | 0 | 0.99673 | 0
-987 | 987 | 0 | 0.79919 | 0 | 182 | 0 | 182 | 0 | 0.24695 | -442 | 442 | 0 | 0.32052 | 0 | -360 | 360 | 0 | 0.58824 | 0
-988 | 988 | 0 | 0.8 | 0 | 243 | 0 | 243 | 0 | 0.32972 | -379 | 379 | 0 | 0.27484 | 0 | -595 | 595 | 0 | 0.97222 | 0
-989 | 989 | 0 | 0.80081 | 0 | 167 | 0 | 167 | 0 | 0.22659 | -411 | 411 | 0 | 0.29804 | 0 | -610 | 610 | 0 | 0.99673 | 0
-988 | 988 | 0 | 0.8 | 0 | -94 | 94 | 0 | 0.12368 | 0 | -426 | 426 | 0 | 0.30892 | 0 | -610 | 610 | 0 | 0.99673 | 0
-989 | 989 | 0 | 0.80081 | 0 | -49 | 49 | 0 | 0.064474 | 0 | -640 | 640 | 0 | 0.4641 | 0 | -337 | 337 | 0 | 0.55065 | 0
-988 | 988 | 0 | 0.8 | 0 | -42 | 42 | 0 | 0.055263 | 0 | -596 | 596 | 0 | 0.4322 | 0 | -456 | 456 | 0 | 0.7451 | 0
-988 | 988 | 0 | 0.8 | 0 | -228 | 228 | 0 | 0.3 | 0 | -603 | 603 | 0 | 0.43727 | 0 | -441 | 441 | 0 | 0.72059 | 0
-988 | 988 | 0 | 0.8 | 0 | -404 | 404 | 0 | 0.53158 | 0 | -694 | 694 | 0 | 0.50326 | 0 | -604 | 604 | 0 | 0.98693 | 0
-990 | 990 | 0 | 0.80162 | 0 | -297 | 297 | 0 | 0.39079 | 0 | -614 | 614 | 0 | 0.44525 | 0 | -610 | 610 | 0 | 0.99673 | 0
-989 | 989 | 0 | 0.80081 | 0 | 21 | 0 | 21 | 0 | 0.028494 | -573 | 573 | 0 | 0.41552 | 0 | -611 | 611 | 0 | 0.99837 | 0
-989 | 989 | 0 | 0.80081 | 0 | -37 | 37 | 0 | 0.048684 | 0 | -718 | 718 | 0 | 0.52067 | 0 | -610 | 610 | 0 | 0.99673 | 0
-989 | 989 | 0 | 0.80081 | 0 | -175 | 175 | 0 | 0.23026 | 0 | -453 | 453 | 0 | 0.3285 | 0 | -610 | 610 | 0 | 0.99673 | 0
-989 | 989 | 0 | 0.80081 | 0 | -49 | 49 | 0 | 0.064474 | 0 | -389 | 389 | 0 | 0.28209 | 0 | -610 | 610 | 0 | 0.99673 | 0
-989 | 989 | 0 | 0.80081 | 0 | 133 | 0 | 133 | 0 | 0.18046 | -214 | 214 | 0 | 0.15518 | 0 | -611 | 611 | 0 | 0.99837 | 0
-989 | 989 | 0 | 0.80081 | 0 | -26 | 26 | 0 | 0.034211 | 0 | 79 | 0 | 79 | 0 | 0.048796 | -611 | 611 | 0 | 0.99837 | 0
-954 | 954 | 0 | 0.77247 | 0 | 70 | 0 | 70 | 0 | 0.09498 | -45 | 45 | 0 | 0.032632 | 0 | -611 | 611 | 0 | 0.99837 | 0
-483 | 483 | 0 | 0.39109 | 0 | 47 | 0 | 47 | 0 | 0.063772 | -246 | 246 | 0 | 0.17839 | 0 | -95 | 95 | 0 | 0.15523 | 0
-44 | 44 | 0 | 0.035628 | 0 | 177 | 0 | 177 | 0 | 0.24016 | 199 | 0 | 199 | 0 | 0.12292 | 1 | 0 | 1 | 0 | 0.0016807
-527 | 527 | 0 | 0.42672 | 0 | 174 | 0 | 174 | 0 | 0.23609 | 225 | 0 | 225 | 0 | 0.13897 | 81 | 0 | 81 | 0 | 0.13613
-969 | 969 | 0 | 0.78462 | 0 | 34 | 0 | 34 | 0 | 0.046133 | -8 | 8 | 0 | 0.0058013 | 0 | 2 | 0 | 2 | 0 | 0.0033613
-990 | 990 | 0 | 0.80162 | 0 | -29 | 29 | 0 | 0.038158 | 0 | -313 | 313 | 0 | 0.22698 | 0 | -275 | 275 | 0 | 0.44935 | 0
-990 | 990 | 0 | 0.80162 | 0 | 439 | 0 | 439 | 0 | 0.59566 | -265 | 265 | 0 | 0.19217 | 0 | 45 | 0 | 45 | 0 | 0.07563
-990 | 990 | 0 | 0.80162 | 0 | 420 | 0 | 420 | 0 | 0.56988 | -304 | 304 | 0 | 0.22045 | 0 | -261 | 261 | 0 | 0.42647 | 0
-989 | 989 | 0 | 0.80081 | 0 | 379 | 0 | 379 | 0 | 0.51425 | -144 | 144 | 0 | 0.10442 | 0 | -20 | 20 | 0 | 0.03268 | 0
-988 | 988 | 0 | 0.8 | 0 | 40 | 0 | 40 | 0 | 0.054274 | -208 | 208 | 0 | 0.15083 | 0 | 2 | 0 | 2 | 0 | 0.0033613
-989 | 989 | 0 | 0.80081 | 0 | 11 | 0 | 11 | 0 | 0.014925 | -194 | 194 | 0 | 0.14068 | 0 | 2 | 0 | 2 | 0 | 0.0033613
-989 | 989 | 0 | 0.80081 | 0 | 141 | 0 | 141 | 0 | 0.19132 | 50 | 0 | 50 | 0 | 0.030883 | 1 | 0 | 1 | 0 | 0.0016807
-988 | 988 | 0 | 0.8 | 0 | 186 | 0 | 186 | 0 | 0.25237 | 86 | 0 | 86 | 0 | 0.053119 | 1 | 0 | 1 | 0 | 0.0016807
-988 | 988 | 0 | 0.8 | 0 | 179 | 0 | 179 | 0 | 0.24288 | -140 | 140 | 0 | 0.10152 | 0 | 2 | 0 | 2 | 0 | 0.0033613
-988 | 988 | 0 | 0.8 | 0 | 207 | 0 | 207 | 0 | 0.28087 | -323 | 323 | 0 | 0.23423 | 0 | -269 | 269 | 0 | 0.43954 | 0
-987 | 987 | 0 | 0.79919 | 0 | 50 | 0 | 50 | 0 | 0.067843 | -560 | 560 | 0 | 0.40609 | 0 | -295 | 295 | 0 | 0.48203 | 0
-988 | 988 | 0 | 0.8 | 0 | -315 | 315 | 0 | 0.41447 | 0 | -734 | 734 | 0 | 0.53227 | 0 | -541 | 541 | 0 | 0.88399 | 0
-988 | 988 | 0 | 0.8 | 0 | -433 | 433 | 0 | 0.56974 | 0 | -984 | 984 | 0 | 0.71356 | 0 | -610 | 610 | 0 | 0.99673 | 0
-989 | 989 | 0 | 0.80081 | 0 | -669 | 669 | 0 | 0.88026 | 0 | -743 | 743 | 0 | 0.5388 | 0 | -610 | 610 | 0 | 0.99673 | 0
-990 | 990 | 0 | 0.80162 | 0 | -597 | 597 | 0 | 0.78553 | 0 | -791 | 791 | 0 | 0.5736 | 0 | -610 | 610 | 0 | 0.99673 | 0
-989 | 989 | 0 | 0.80081 | 0 | -671 | 671 | 0 | 0.88289 | 0 | -565 | 565 | 0 | 0.40972 | 0 | -610 | 610 | 0 | 0.99673 | 0
-990 | 990 | 0 | 0.80162 | 0 | -700 | 700 | 0 | 0.92105 | 0 | -587 | 587 | 0 | 0.42567 | 0 | -611 | 611 | 0 | 0.99837 | 0
-989 | 989 | 0 | 0.80081 | 0 | -666 | 666 | 0 | 0.87632 | 0 | -459 | 459 | 0 | 0.33285 | 0 | -611 | 611 | 0 | 0.99837 | 0
-989 | 989 | 0 | 0.80081 | 0 | -300 | 300 | 0 | 0.39474 | 0 | -482 | 482 | 0 | 0.34953 | 0 | -611 | 611 | 0 | 0.99837 | 0
-989 | 989 | 0 | 0.80081 | 0 | -321 | 321 | 0 | 0.42237 | 0 | -458 | 458 | 0 | 0.33212 | 0 | -611 | 611 | 0 | 0.99837 | 0
-989 | 989 | 0 | 0.80081 | 0 | -290 | 290 | 0 | 0.38158 | 0 | -402 | 402 | 0 | 0.29152 | 0 | -95 | 95 | 0 | 0.15523 | 0
-989 | 989 | 0 | 0.80081 | 0 | -1 | 1 | 0 | 0.0013158 | 0 | -283 | 283 | 0 | 0.20522 | 0 | 2 | 0 | 2 | 0 | 0.0033613
-989 | 989 | 0 | 0.80081 | 0 | 54 | 0 | 54 | 0 | 0.07327 | -160 | 160 | 0 | 0.11603 | 0 | 2 | 0 | 2 | 0 | 0.0033613
-990 | 990 | 0 | 0.80162 | 0 | 40 | 0 | 40 | 0 | 0.054274 | -373 | 373 | 0 | 0.27049 | 0 | 2 | 0 | 2 | 0 | 0.0033613
-989 | 989 | 0 | 0.80081 | 0 | -213 | 213 | 0 | 0.28026 | 0 | -432 | 432 | 0 | 0.31327 | 0 | -486 | 486 | 0 | 0.79412 | 0
-990 | 990 | 0 | 0.80162 | 0 | 59 | 0 | 59 | 0 | 0.080054 | -121 | 121 | 0 | 0.087745 | 0 | -90 | 90 | 0 | 0.14706 | 0
-989 | 989 | 0 | 0.80081 | 0 | 152 | 0 | 152 | 0 | 0.20624 | -336 | 336 | 0 | 0.24365 | 0 | 2 | 0 | 2 | 0 | 0.0033613
-990 | 990 | 0 | 0.80162 | 0 | 144 | 0 | 144 | 0 | 0.19539 | -403 | 403 | 0 | 0.29224 | 0 | 67 | 0 | 67 | 0 | 0.11261
-988 | 988 | 0 | 0.8 | 0 | 43 | 0 | 43 | 0 | 0.058345 | -316 | 316 | 0 | 0.22915 | 0 | 2 | 0 | 2 | 0 | 0.0033613
-987 | 987 | 0 | 0.79919 | 0 | -5 | 5 | 0 | 0.0065789 | 0 | -177 | 177 | 0 | 0.12835 | 0 | 2 | 0 | 2 | 0 | 0.0033613
-931 | 931 | 0 | 0.75385 | 0 | 31 | 0 | 31 | 0 | 0.042062 | 85 | 0 | 85 | 0 | 0.052502 | 2 | 0 | 2 | 0 | 0.0033613
-989 | 989 | 0 | 0.80081 | 0 | 0 | 0 | 0 | 0 | 0 | 21 | 0 | 21 | 0 | 0.012971 | 58 | 0 | 58 | 0 | 0.097479
-989 | 989 | 0 | 0.80081 | 0 | 41 | 0 | 41 | 0 | 0.055631 | -137 | 137 | 0 | 0.099347 | 0 | 3 | 0 | 3 | 0 | 0.005042
-988 | 988 | 0 | 0.8 | 0 | 81 | 0 | 81 | 0 | 0.10991 | 4 | 0 | 4 | 0 | 0.0024707 | 2 | 0 | 2 | 0 | 0.0033613
-988 | 988 | 0 | 0.8 | 0 | 92 | 0 | 92 | 0 | 0.12483 | -73 | 73 | 0 | 0.052937 | 0 | -464 | 464 | 0 | 0.75817 | 0
-987 | 987 | 0 | 0.79919 | 0 | -167 | 167 | 0 | 0.21974 | 0 | -317 | 317 | 0 | 0.22988 | 0 | -591 | 591 | 0 | 0.96569 | 0
-988 | 988 | 0 | 0.8 | 0 | -52 | 52 | 0 | 0.068421 | 0 | -514 | 514 | 0 | 0.37273 | 0 | -610 | 610 | 0 | 0.99673 | 0
-988 | 988 | 0 | 0.8 | 0 | 76 | 0 | 76 | 0 | 0.10312 | -520 | 520 | 0 | 0.37708 | 0 | -610 | 610 | 0 | 0.99673 | 0
-989 | 989 | 0 | 0.80081 | 0 | 152 | 0 | 152 | 0 | 0.20624 | -509 | 509 | 0 | 0.36911 | 0 | -611 | 611 | 0 | 0.99837 | 0
-990 | 990 | 0 | 0.80162 | 0 | 103 | 0 | 103 | 0 | 0.13976 | -474 | 474 | 0 | 0.34373 | 0 | -610 | 610 | 0 | 0.99673 | 0
-990 | 990 | 0 | 0.80162 | 0 | 206 | 0 | 206 | 0 | 0.27951 | -261 | 261 | 0 | 0.18927 | 0 | -611 | 611 | 0 | 0.99837 | 0
-990 | 990 | 0 | 0.80162 | 0 | 411 | 0 | 411 | 0 | 0.55767 | -239 | 239 | 0 | 0.17331 | 0 | -185 | 185 | 0 | 0.30229 | 0
-983 | 983 | 0 | 0.79595 | 0 | 415 | 0 | 415 | 0 | 0.56309 | -102 | 102 | 0 | 0.073967 | 0 | -1 | 1 | 0 | 0.001634 | 0
-679 | 679 | 0 | 0.5498 | 0 | 511 | 0 | 511 | 0 | 0.69335 | -38 | 38 | 0 | 0.027556 | 0 | 2 | 0 | 2 | 0 | 0.0033613
-298 | 298 | 0 | 0.2413 | 0 | 370 | 0 | 370 | 0 | 0.50204 | 39 | 0 | 39 | 0 | 0.024089 | 2 | 0 | 2 | 0 | 0.0033613
212 | 0 | 212 | 0 | 0.13225 | 442 | 0 | 442 | 0 | 0.59973 | 608 | 0 | 608 | 0 | 0.37554 | 159 | 0 | 159 | 0 | 0.26723
-264 | 264 | 0 | 0.21377 | 0 | 589 | 0 | 589 | 0 | 0.79919 | 618 | 0 | 618 | 0 | 0.38172 | 466 | 0 | 466 | 0 | 0.78319
-846 | 846 | 0 | 0.68502 | 0 | 539 | 0 | 539 | 0 | 0.73134 | 512 | 0 | 512 | 0 | 0.31624 | 64 | 0 | 64 | 0 | 0.10756
-986 | 986 | 0 | 0.79838 | 0 | 360 | 0 | 360 | 0 | 0.48847 | 230 | 0 | 230 | 0 | 0.14206 | -474 | 474 | 0 | 0.77451 | 0
-989 | 989 | 0 | 0.80081 | 0 | 605 | 0 | 605 | 0 | 0.8209 | 245 | 0 | 245 | 0 | 0.15133 | -610 | 610 | 0 | 0.99673 | 0
-926 | 926 | 0 | 0.7498 | 0 | 706 | 0 | 706 | 0 | 0.95794 | 418 | 0 | 418 | 0 | 0.25818 | -610 | 610 | 0 | 0.99673 | 0
-760 | 760 | 0 | 0.61538 | 0 | 681 | 0 | 681 | 0 | 0.92402 | 379 | 0 | 379 | 0 | 0.2341 | -610 | 610 | 0 | 0.99673 | 0
-786 | 786 | 0 | 0.63644 | 0 | 688 | 0 | 688 | 0 | 0.93351 | 266 | 0 | 266 | 0 | 0.1643 | -611 | 611 | 0 | 0.99837 | 0
-848 | 848 | 0 | 0.68664 | 0 | 633 | 0 | 633 | 0 | 0.85889 | 460 | 0 | 460 | 0 | 0.28413 | -611 | 611 | 0 | 0.99837 | 0
-806 | 806 | 0 | 0.65263 | 0 | 709 | 0 | 709 | 0 | 0.96201 | 521 | 0 | 521 | 0 | 0.3218 | -611 | 611 | 0 | 0.99837 | 0
-653 | 653 | 0 | 0.52874 | 0 | 714 | 0 | 714 | 0 | 0.96879 | 536 | 0 | 536 | 0 | 0.33107 | -611 | 611 | 0 | 0.99837 | 0
-655 | 655 | 0 | 0.53036 | 0 | 679 | 0 | 679 | 0 | 0.9213 | 563 | 0 | 563 | 0 | 0.34775 | -611 | 611 | 0 | 0.99837 | 0
-781 | 781 | 0 | 0.63239 | 0 | 713 | 0 | 713 | 0 | 0.96744 | 580 | 0 | 580 | 0 | 0.35825 | -611 | 611 | 0 | 0.99837 | 0
-693 | 693 | 0 | 0.56113 | 0 | 713 | 0 | 713 | 0 | 0.96744 | 429 | 0 | 429 | 0 | 0.26498 | -611 | 611 | 0 | 0.99837 | 0
-922 | 922 | 0 | 0.74656 | 0 | 713 | 0 | 713 | 0 | 0.96744 | 298 | 0 | 298 | 0 | 0.18406 | -611 | 611 | 0 | 0.99837 | 0
-967 | 967 | 0 | 0.783 | 0 | 713 | 0 | 713 | 0 | 0.96744 | 174 | 0 | 174 | 0 | 0.10747 | -611 | 611 | 0 | 0.99837 | 0
-988 | 988 | 0 | 0.8 | 0 | 712 | 0 | 712 | 0 | 0.96608 | 17 | 0 | 17 | 0 | 0.0105 | -611 | 611 | 0 | 0.99837 | 0
-988 | 988 | 0 | 0.8 | 0 | 695 | 0 | 695 | 0 | 0.94301 | -134 | 134 | 0 | 0.097172 | 0 | -611 | 611 | 0 | 0.99837 | 0
-990 | 990 | 0 | 0.80162 | 0 | 697 | 0 | 697 | 0 | 0.94573 | -18 | 18 | 0 | 0.013053 | 0 | -611 | 611 | 0 | 0.99837 | 0
-969 | 969 | 0 | 0.78462 | 0 | 673 | 0 | 673 | 0 | 0.91316 | 110 | 0 | 110 | 0 | 0.067943 | -611 | 611 | 0 | 0.99837 | 0
-711 | 711 | 0 | 0.57571 | 0 | 611 | 0 | 611 | 0 | 0.82904 | 73 | 0 | 73 | 0 | 0.04509 | -611 | 611 | 0 | 0.99837 | 0
-627 | 627 | 0 | 0.50769 | 0 | 409 | 0 | 409 | 0 | 0.55495 | -150 | 150 | 0 | 0.10877 | 0 | -611 | 611 | 0 | 0.99837 | 0
-333 | 333 | 0 | 0.26964 | 0 | 119 | 0 | 119 | 0 | 0.16147 | -182 | 182 | 0 | 0.13198 | 0 | -611 | 611 | 0 | 0.99837 | 0
-219 | 219 | 0 | 0.17733 | 0 | 8 | 0 | 8 | 0 | 0.010855 | -198 | 198 | 0 | 0.14358 | 0 | -611 | 611 | 0 | 0.99837 | 0
-232 | 232 | 0 | 0.18785 | 0 | -72 | 72 | 0 | 0.094737 | 0 | -212 | 212 | 0 | 0.15373 | 0 | -611 | 611 | 0 | 0.99837 | 0
-506 | 506 | 0 | 0.40972 | 0 | 118 | 0 | 118 | 0 | 0.16011 | -260 | 260 | 0 | 0.18854 | 0 | -540 | 540 | 0 | 0.88235 | 0
-959 | 959 | 0 | 0.77652 | 0 | 492 | 0 | 492 | 0 | 0.66757 | -303 | 303 | 0 | 0.21972 | 0 | -339 | 339 | 0 | 0.55392 | 0
-991 | 991 | 0 | 0.80243 | 0 | 375 | 0 | 375 | 0 | 0.50882 | -334 | 334 | 0 | 0.2422 | 0 | -584 | 584 | 0 | 0.95425 | 0
-990 | 990 | 0 | 0.80162 | 0 | 86 | 0 | 86 | 0 | 0.11669 | -342 | 342 | 0 | 0.24801 | 0 | -611 | 611 | 0 | 0.99837 | 0
-990 | 990 | 0 | 0.80162 | 0 | -227 | 227 | 0 | 0.29868 | 0 | -502 | 502 | 0 | 0.36403 | 0 | -610 | 610 | 0 | 0.99673 | 0
-990 | 990 | 0 | 0.80162 | 0 | -424 | 424 | 0 | 0.55789 | 0 | -767 | 767 | 0 | 0.5562 | 0 | -610 | 610 | 0 | 0.99673 | 0
-989 | 989 | 0 | 0.80081 | 0 | -491 | 491 | 0 | 0.64605 | 0 | -881 | 881 | 0 | 0.63887 | 0 | -610 | 610 | 0 | 0.99673 | 0
-989 | 989 | 0 | 0.80081 | 0 | -527 | 527 | 0 | 0.69342 | 0 | -805 | 805 | 0 | 0.58376 | 0 | -610 | 610 | 0 | 0.99673 | 0
-989 | 989 | 0 | 0.80081 | 0 | -550 | 550 | 0 | 0.72368 | 0 | -1018 | 1018 | 0 | 0.73822 | 0 | -610 | 610 | 0 | 0.99673 | 0
-990 | 990 | 0 | 0.80162 | 0 | -603 | 603 | 0 | 0.79342 | 0 | -1111 | 1111 | 0 | 0.80566 | 0 | -501 | 501 | 0 | 0.81863 | 0
-990 | 990 | 0 | 0.80162 | 0 | -697 | 697 | 0 | 0.91711 | 0 | -1058 | 1058 | 0 | 0.76722 | 0 | -499 | 499 | 0 | 0.81536 | 0
-979 | 979 | 0 | 0.79271 | 0 | -696 | 696 | 0 | 0.91579 | 0 | -1078 | 1078 | 0 | 0.78173 | 0 | -398 | 398 | 0 | 0.65033 | 0
-990 | 990 | 0 | 0.80162 | 0 | -698 | 698 | 0 | 0.91842 | 0 | -976 | 976 | 0 | 0.70776 | 0 | -136 | 136 | 0 | 0.22222 | 0
-990 | 990 | 0 | 0.80162 | 0 | -697 | 697 | 0 | 0.91711 | 0 | -1256 | 1256 | 0 | 0.9108 | 0 | -190 | 190 | 0 | 0.31046 | 0
-990 | 990 | 0 | 0.80162 | 0 | -655 | 655 | 0 | 0.86184 | 0 | -1147 | 1147 | 0 | 0.83176 | 0 | -501 | 501 | 0 | 0.81863 | 0
-990 | 990 | 0 | 0.80162 | 0 | -588 | 588 | 0 | 0.77368 | 0 | -1112 | 1112 | 0 | 0.80638 | 0 | -609 | 609 | 0 | 0.9951 | 0
-990 | 990 | 0 | 0.80162 | 0 | -595 | 595 | 0 | 0.78289 | 0 | -1089 | 1089 | 0 | 0.7897 | 0 | -610 | 610 | 0 | 0.99673 | 0
-991 | 991 | 0 | 0.80243 | 0 | -609 | 609 | 0 | 0.80132 | 0 | -1112 | 1112 | 0 | 0.80638 | 0 | -610 | 610 | 0 | 0.99673 | 0
-991 | 991 | 0 | 0.80243 | 0 | -605 | 605 | 0 | 0.79605 | 0 | -1090 | 1090 | 0 | 0.79043 | 0 | -610 | 610 | 0 | 0.99673 | 0
-991 | 991 | 0 | 0.80243 | 0 | -646 | 646 | 0 | 0.85 | 0 | -861 | 861 | 0 | 0.62437 | 0 | -610 | 610 | 0 | 0.99673 | 0
-986 | 986 | 0 | 0.79838 | 0 | -637 | 637 | 0 | 0.83816 | 0 | -668 | 668 | 0 | 0.48441 | 0 | -611 | 611 | 0 | 0.99837 | 0
-960 | 960 | 0 | 0.77733 | 0 | -85 | 85 | 0 | 0.11184 | 0 | -479 | 479 | 0 | 0.34735 | 0 | -95 | 95 | 0 | 0.15523 | 0
-429 | 429 | 0 | 0.34737 | 0 | -1 | 1 | 0 | 0.0013158 | 0 | -41 | 41 | 0 | 0.029732 | 0 | 70 | 0 | 70 | 0 | 0.11765
-16 | 16 | 0 | 0.012955 | 0 | 258 | 0 | 258 | 0 | 0.35007 | 126 | 0 | 126 | 0 | 0.077826 | 437 | 0 | 437 | 0 | 0.73445
-1 | 1 | 0 | 0.00080972 | 0 | 423 | 0 | 423 | 0 | 0.57395 | -31 | 31 | 0 | 0.02248 | 0 | 170 | 0 | 170 | 0 | 0.28571
-9 | 9 | 0 | 0.0072874 | 0 | 430 | 0 | 430 | 0 | 0.58345 | -10 | 10 | 0 | 0.0072516 | 0 | 98 | 0 | 98 | 0 | 0.16471
-106 | 106 | 0 | 0.08583 | 0 | 389 | 0 | 389 | 0 | 0.52782 | 49 | 0 | 49 | 0 | 0.030266 | 242 | 0 | 242 | 0 | 0.40672
-69 | 69 | 0 | 0.05587 | 0 | 420 | 0 | 420 | 0 | 0.56988 | -12 | 12 | 0 | 0.008702 | 0 | 460 | 0 | 460 | 0 | 0.77311
-480 | 480 | 0 | 0.38866 | 0 | 553 | 0 | 553 | 0 | 0.75034 | -109 | 109 | 0 | 0.079043 | 0 | 59 | 0 | 59 | 0 | 0.09916
-966 | 966 | 0 | 0.78219 | 0 | 519 | 0 | 519 | 0 | 0.70421 | -313 | 313 | 0 | 0.22698 | 0 | 2 | 0 | 2 | 0 | 0.0033613
-920 | 920 | 0 | 0.74494 | 0 | 615 | 0 | 615 | 0 | 0.83446 | -196 | 196 | 0 | 0.14213 | 0 | 2 | 0 | 2 | 0 | 0.0033613
-928 | 928 | 0 | 0.75142 | 0 | 576 | 0 | 576 | 0 | 0.78155 | -443 | 443 | 0 | 0.32125 | 0 | 2 | 0 | 2 | 0 | 0.0033613
-341 | 341 | 0 | 0.27611 | 0 | 548 | 0 | 548 | 0 | 0.74355 | -219 | 219 | 0 | 0.15881 | 0 | 461 | 0 | 461 | 0 | 0.77479
-24 | 24 | 0 | 0.019433 | 0 | 267 | 0 | 267 | 0 | 0.36228 | -123 | 123 | 0 | 0.089195 | 0 | 547 | 0 | 547 | 0 | 0.91933
-91 | 91 | 0 | 0.073684 | 0 | 247 | 0 | 247 | 0 | 0.33514 | -60 | 60 | 0 | 0.04351 | 0 | 547 | 0 | 547 | 0 | 0.91933
-184 | 184 | 0 | 0.14899 | 0 | 257 | 0 | 257 | 0 | 0.34871 | 23 | 0 | 23 | 0 | 0.014206 | 547 | 0 | 547 | 0 | 0.91933
-278 | 278 | 0 | 0.2251 | 0 | 395 | 0 | 395 | 0 | 0.53596 | -13 | 13 | 0 | 0.0094271 | 0 | 494 | 0 | 494 | 0 | 0.83025
-515 | 515 | 0 | 0.417 | 0 | 401 | 0 | 401 | 0 | 0.5441 | -357 | 357 | 0 | 0.25888 | 0 | 286 | 0 | 286 | 0 | 0.48067
-956 | 956 | 0 | 0.77409 | 0 | 231 | 0 | 231 | 0 | 0.31343 | -765 | 765 | 0 | 0.55475 | 0 | -203 | 203 | 0 | 0.3317 | 0
-989 | 989 | 0 | 0.80081 | 0 | -131 | 131 | 0 | 0.17237 | 0 | -716 | 716 | 0 | 0.51922 | 0 | -582 | 582 | 0 | 0.95098 | 0
-990 | 990 | 0 | 0.80162 | 0 | -129 | 129 | 0 | 0.16974 | 0 | -695 | 695 | 0 | 0.50399 | 0 | -610 | 610 | 0 | 0.99673 | 0
-990 | 990 | 0 | 0.80162 | 0 | -231 | 231 | 0 | 0.30395 | 0 | -452 | 452 | 0 | 0.32777 | 0 | -610 | 610 | 0 | 0.99673 | 0
-988 | 988 | 0 | 0.8 | 0 | -12 | 12 | 0 | 0.015789 | 0 | -153 | 153 | 0 | 0.11095 | 0 | -611 | 611 | 0 | 0.99837 | 0
-954 | 954 | 0 | 0.77247 | 0 | 332 | 0 | 332 | 0 | 0.45047 | -8 | 8 | 0 | 0.0058013 | 0 | -611 | 611 | 0 | 0.99837 | 0
-803 | 803 | 0 | 0.6502 | 0 | 26 | 0 | 26 | 0 | 0.035278 | 92 | 0 | 92 | 0 | 0.056825 | -220 | 220 | 0 | 0.35948 | 0
-242 | 242 | 0 | 0.19595 | 0 | 194 | 0 | 194 | 0 | 0.26323 | 492 | 0 | 492 | 0 | 0.30389 | 91 | 0 | 91 | 0 | 0.15294
67 | 0 | 67 | 0 | 0.041797 | 541 | 0 | 541 | 0 | 0.73406 | 404 | 0 | 404 | 0 | 0.24954 | 187 | 0 | 187 | 0 | 0.31429
291 | 0 | 291 | 0 | 0.18153 | 546 | 0 | 546 | 0 | 0.74084 | 334 | 0 | 334 | 0 | 0.2063 | 376 | 0 | 376 | 0 | 0.63193
-257 | 257 | 0 | 0.2081 | 0 | 565 | 0 | 565 | 0 | 0.76662 | 229 | 0 | 229 | 0 | 0.14145 | 211 | 0 | 211 | 0 | 0.35462
-626 | 626 | 0 | 0.50688 | 0 | 332 | 0 | 332 | 0 | 0.45047 | -373 | 373 | 0 | 0.27049 | 0 | -42 | 42 | 0 | 0.068627 | 0
-968 | 968 | 0 | 0.78381 | 0 | 100 | 0 | 100 | 0 | 0.13569 | -1019 | 1019 | 0 | 0.73894 | 0 | -486 | 486 | 0 | 0.79412 | 0
-955 | 955 | 0 | 0.77328 | 0 | -446 | 446 | 0 | 0.58684 | 0 | -923 | 923 | 0 | 0.66933 | 0 | -450 | 450 | 0 | 0.73529 | 0
-983 | 983 | 0 | 0.79595 | 0 | -653 | 653 | 0 | 0.85921 | 0 | -686 | 686 | 0 | 0.49746 | 0 | -445 | 445 | 0 | 0.72712 | 0
-988 | 988 | 0 | 0.8 | 0 | -729 | 729 | 0 | 0.95921 | 0 | -713 | 713 | 0 | 0.51704 | 0 | -445 | 445 | 0 | 0.72712 | 0
-989 | 989 | 0 | 0.80081 | 0 | -688 | 688 | 0 | 0.90526 | 0 | -648 | 648 | 0 | 0.46991 | 0 | -445 | 445 | 0 | 0.72712 | 0
-989 | 989 | 0 | 0.80081 | 0 | -478 | 478 | 0 | 0.62895 | 0 | -921 | 921 | 0 | 0.66788 | 0 | -445 | 445 | 0 | 0.72712 | 0
-988 | 988 | 0 | 0.8 | 0 | 71 | 0 | 71 | 0 | 0.096336 | -802 | 802 | 0 | 0.58158 | 0 | -445 | 445 | 0 | 0.72712 | 0
-990 | 990 | 0 | 0.80162 | 0 | 144 | 0 | 144 | 0 | 0.19539 | -728 | 728 | 0 | 0.52792 | 0 | -445 | 445 | 0 | 0.72712 | 0
-989 | 989 | 0 | 0.80081 | 0 | -156 | 156 | 0 | 0.20526 | 0 | -694 | 694 | 0 | 0.50326 | 0 | -445 | 445 | 0 | 0.72712 | 0
-990 | 990 | 0 | 0.80162 | 0 | -450 | 450 | 0 | 0.59211 | 0 | -627 | 627 | 0 | 0.45468 | 0 | -445 | 445 | 0 | 0.72712 | 0
-988 | 988 | 0 | 0.8 | 0 | -450 | 450 | 0 | 0.59211 | 0 | -640 | 640 | 0 | 0.4641 | 0 | -445 | 445 | 0 | 0.72712 | 0
-988 | 988 | 0 | 0.8 | 0 | -524 | 524 | 0 | 0.68947 | 0 | -869 | 869 | 0 | 0.63017 | 0 | -445 | 445 | 0 | 0.72712 | 0
-989 | 989 | 0 | 0.80081 | 0 | -685 | 685 | 0 | 0.90132 | 0 | -879 | 879 | 0 | 0.63742 | 0 | -445 | 445 | 0 | 0.72712 | 0
-989 | 989 | 0 | 0.80081 | 0 | -651 | 651 | 0 | 0.85658 | 0 | -872 | 872 | 0 | 0.63234 | 0 | -445 | 445 | 0 | 0.72712 | 0
-989 | 989 | 0 | 0.80081 | 0 | -315 | 315 | 0 | 0.41447 | 0 | -1015 | 1015 | 0 | 0.73604 | 0 | -445 | 445 | 0 | 0.72712 | 0
-990 | 990 | 0 | 0.80162 | 0 | -131 | 131 | 0 | 0.17237 | 0 | -884 | 884 | 0 | 0.64104 | 0 | -445 | 445 | 0 | 0.72712 | 0
-988 | 988 | 0 | 0.8 | 0 | -34 | 34 | 0 | 0.044737 | 0 | -649 | 649 | 0 | 0.47063 | 0 | -445 | 445 | 0 | 0.72712 | 0
-948 | 948 | 0 | 0.76761 | 0 | 13 | 0 | 13 | 0 | 0.017639 | -263 | 263 | 0 | 0.19072 | 0 | -283 | 283 | 0 | 0.46242 | 0
-385 | 385 | 0 | 0.31174 | 0 | 6 | 0 | 6 | 0 | 0.0081411 | -150 | 150 | 0 | 0.10877 | 0 | -334 | 334 | 0 | 0.54575 | 0
-8 | 8 | 0 | 0.0064777 | 0 | 262 | 0 | 262 | 0 | 0.3555 | 132 | 0 | 132 | 0 | 0.081532 | 21 | 0 | 21 | 0 | 0.035294
251 | 0 | 251 | 0 | 0.15658 | 586 | 0 | 586 | 0 | 0.79512 | 404 | 0 | 404 | 0 | 0.24954 | 239 | 0 | 239 | 0 | 0.40168
595 | 0 | 595 | 0 | 0.37118 | 536 | 0 | 536 | 0 | 0.72727 | 433 | 0 | 433 | 0 | 0.26745 | 247 | 0 | 247 | 0 | 0.41513
463 | 0 | 463 | 0 | 0.28883 | 461 | 0 | 461 | 0 | 0.62551 | 285 | 0 | 285 | 0 | 0.17603 | 248 | 0 | 248 | 0 | 0.41681
-114 | 114 | 0 | 0.092308 | 0 | 577 | 0 | 577 | 0 | 0.7829 | 4 | 0 | 4 | 0 | 0.0024707 | 69 | 0 | 69 | 0 | 0.11597
-719 | 719 | 0 | 0.58219 | 0 | 582 | 0 | 582 | 0 | 0.78969 | -620 | 620 | 0 | 0.4496 | 0 | -380 | 380 | 0 | 0.62092 | 0
-973 | 973 | 0 | 0.78785 | 0 | 94 | 0 | 94 | 0 | 0.12754 | -642 | 642 | 0 | 0.46555 | 0 | -446 | 446 | 0 | 0.72876 | 0
-982 | 982 | 0 | 0.79514 | 0 | -394 | 394 | 0 | 0.51842 | 0 | -145 | 145 | 0 | 0.10515 | 0 | -446 | 446 | 0 | 0.72876 | 0
-989 | 989 | 0 | 0.80081 | 0 | -25 | 25 | 0 | 0.032895 | 0 | -80 | 80 | 0 | 0.058013 | 0 | -446 | 446 | 0 | 0.72876 | 0
-990 | 990 | 0 | 0.80162 | 0 | -78 | 78 | 0 | 0.10263 | 0 | -64 | 64 | 0 | 0.04641 | 0 | -446 | 446 | 0 | 0.72876 | 0
-987 | 987 | 0 | 0.79919 | 0 | 453 | 0 | 453 | 0 | 0.61465 | -26 | 26 | 0 | 0.018854 | 0 | -446 | 446 | 0 | 0.72876 | 0
-923 | 923 | 0 | 0.74737 | 0 | 687 | 0 | 687 | 0 | 0.93216 | 181 | 0 | 181 | 0 | 0.1118 | -49 | 49 | 0 | 0.080065 | 0
-446 | 446 | 0 | 0.36113 | 0 | 269 | 0 | 269 | 0 | 0.36499 | 102 | 0 | 102 | 0 | 0.063002 | 3 | 0 | 3 | 0 | 0.005042
118 | 0 | 118 | 0 | 0.073612 | 633 | 0 | 633 | 0 | 0.85889 | 303 | 0 | 303 | 0 | 0.18715 | 2 | 0 | 2 | 0 | 0.0033613
379 | 0 | 379 | 0 | 0.23643 | 713 | 0 | 713 | 0 | 0.96744 | 245 | 0 | 245 | 0 | 0.15133 | 2 | 0 | 2 | 0 | 0.0033613
500 | 0 | 500 | 0 | 0.31192 | 713 | 0 | 713 | 0 | 0.96744 | 125 | 0 | 125 | 0 | 0.077208 | 60 | 0 | 60 | 0 | 0.10084
-64 | 64 | 0 | 0.051822 | 0 | 711 | 0 | 711 | 0 | 0.96472 | -160 | 160 | 0 | 0.11603 | 0 | 2 | 0 | 2 | 0 | 0.0033613
-622 | 622 | 0 | 0.50364 | 0 | 702 | 0 | 702 | 0 | 0.95251 | -96 | 96 | 0 | 0.069616 | 0 | -342 | 342 | 0 | 0.55882 | 0
-885 | 885 | 0 | 0.7166 | 0 | 713 | 0 | 713 | 0 | 0.96744 | -25 | 25 | 0 | 0.018129 | 0 | -446 | 446 | 0 | 0.72876 | 0
-932 | 932 | 0 | 0.75466 | 0 | 706 | 0 | 706 | 0 | 0.95794 | -46 | 46 | 0 | 0.033358 | 0 | -445 | 445 | 0 | 0.72712 | 0
-433 | 433 | 0 | 0.35061 | 0 | 613 | 0 | 613 | 0 | 0.83175 | -132 | 132 | 0 | 0.095722 | 0 | -445 | 445 | 0 | 0.72712 | 0
168 | 0 | 168 | 0 | 0.1048 | 603 | 0 | 603 | 0 | 0.81818 | -221 | 221 | 0 | 0.16026 | 0 | -308 | 308 | 0 | 0.50327 | 0
735 | 0 | 735 | 0 | 0.45852 | 694 | 0 | 694 | 0 | 0.94166 | 524 | 0 | 524 | 0 | 0.32366 | -38 | 38 | 0 | 0.062092 | 0
940 | 0 | 940 | 0 | 0.5864 | 541 | 0 | 541 | 0 | 0.73406 | 635 | 0 | 635 | 0 | 0.39222 | 60 | 0 | 60 | 0 | 0.10084
952 | 0 | 952 | 0 | 0.59389 | 408 | 0 | 408 | 0 | 0.5536 | 721 | 0 | 721 | 0 | 0.44534 | 84 | 0 | 84 | 0 | 0.14118
960 | 0 | 960 | 0 | 0.59888 | 547 | 0 | 547 | 0 | 0.7422 | 822 | 0 | 822 | 0 | 0.50772 | 84 | 0 | 84 | 0 | 0.14118
960 | 0 | 960 | 0 | 0.59888 | 465 | 0 | 465 | 0 | 0.63094 | 874 | 0 | 874 | 0 | 0.53984 | 84 | 0 | 84 | 0 | 0.14118
932 | 0 | 932 | 0 | 0.58141 | 369 | 0 | 369 | 0 | 0.50068 | 823 | 0 | 823 | 0 | 0.50834 | 84 | 0 | 84 | 0 | 0.14118
393 | 0 | 393 | 0 | 0.24517 | 502 | 0 | 502 | 0 | 0.68114 | 151 | 0 | 151 | 0 | 0.093267 | -372 | 372 | 0 | 0.60784 | 0
-217 | 217 | 0 | 0.17571 | 0 | 654 | 0 | 654 | 0 | 0.88738 | 85 | 0 | 85 | 0 | 0.052502 | -446 | 446 | 0 | 0.72876 | 0
-802 | 802 | 0 | 0.64939 | 0 | 683 | 0 | 683 | 0 | 0.92673 | 103 | 0 | 103 | 0 | 0.06362 | -446 | 446 | 0 | 0.72876 | 0
-974 | 974 | 0 | 0.78866 | 0 | 711 | 0 | 711 | 0 | 0.96472 | 252 | 0 | 252 | 0 | 0.15565 | -446 | 446 | 0 | 0.72876 | 0
-790 | 790 | 0 | 0.63968 | 0 | 713 | 0 | 713 | 0 | 0.96744 | 291 | 0 | 291 | 0 | 0.17974 | -446 | 446 | 0 | 0.72876 | 0
-719 | 719 | 0 | 0.58219 | 0 | 713 | 0 | 713 | 0 | 0.96744 | 291 | 0 | 291 | 0 | 0.17974 | -50 | 50 | 0 | 0.081699 | 0
-293 | 293 | 0 | 0.23725 | 0 | 711 | 0 | 711 | 0 | 0.96472 | 305 | 0 | 305 | 0 | 0.18839 | 2 | 0 | 2 | 0 | 0.0033613
200 | 0 | 200 | 0 | 0.12477 | 705 | 0 | 705 | 0 | 0.95658 | 312 | 0 | 312 | 0 | 0.19271 | 60 | 0 | 60 | 0 | 0.10084
724 | 0 | 724 | 0 | 0.45165 | 590 | 0 | 590 | 0 | 0.80054 | 295 | 0 | 295 | 0 | 0.18221 | 60 | 0 | 60 | 0 | 0.10084
527 | 0 | 527 | 0 | 0.32876 | 622 | 0 | 622 | 0 | 0.84396 | 311 | 0 | 311 | 0 | 0.19209 | 60 | 0 | 60 | 0 | 0.10084
334 | 0 | 334 | 0 | 0.20836 | 508 | 0 | 508 | 0 | 0.68928 | 336 | 0 | 336 | 0 | 0.20754 | 61 | 0 | 61 | 0 | 0.10252
-231 | 231 | 0 | 0.18704 | 0 | 360 | 0 | 360 | 0 | 0.48847 | 302 | 0 | 302 | 0 | 0.18653 | 60 | 0 | 60 | 0 | 0.10084
-822 | 822 | 0 | 0.66559 | 0 | 506 | 0 | 506 | 0 | 0.68657 | -35 | 35 | 0 | 0.025381 | 0 | -105 | 105 | 0 | 0.17157 | 0
-980 | 980 | 0 | 0.79352 | 0 | 227 | 0 | 227 | 0 | 0.30801 | 40 | 0 | 40 | 0 | 0.024707 | -418 | 418 | 0 | 0.68301 | 0
-989 | 989 | 0 | 0.80081 | 0 | 80 | 0 | 80 | 0 | 0.10855 | 23 | 0 | 23 | 0 | 0.014206 | -445 | 445 | 0 | 0.72712 | 0
-990 | 990 | 0 | 0.80162 | 0 | -12 | 12 | 0 | 0.015789 | 0 | -296 | 296 | 0 | 0.21465 | 0 | -445 | 445 | 0 | 0.72712 | 0
-989 | 989 | 0 | 0.80081 | 0 | -151 | 151 | 0 | 0.19868 | 0 | -310 | 310 | 0 | 0.2248 | 0 | -445 | 445 | 0 | 0.72712 | 0
-989 | 989 | 0 | 0.80081 | 0 | -183 | 183 | 0 | 0.24079 | 0 | -143 | 143 | 0 | 0.1037 | 0 | -445 | 445 | 0 | 0.72712 | 0
-988 | 988 | 0 | 0.8 | 0 | -246 | 246 | 0 | 0.32368 | 0 | -67 | 67 | 0 | 0.048586 | 0 | -445 | 445 | 0 | 0.72712 | 0
-986 | 986 | 0 | 0.79838 | 0 | -4 | 4 | 0 | 0.0052632 | 0 | -259 | 259 | 0 | 0.18782 | 0 | -446 | 446 | 0 | 0.72876 | 0
-986 | 986 | 0 | 0.79838 | 0 | 0 | 0 | 0 | 0 | 0 | -442 | 442 | 0 | 0.32052 | 0 | -203 | 203 | 0 | 0.3317 | 0
-959 | 959 | 0 | 0.77652 | 0 | 0 | 0 | 0 | 0 | 0 | -377 | 377 | 0 | 0.27339 | 0 | -5 | 5 | 0 | 0.0081699 | 0
-499 | 499 | 0 | 0.40405 | 0 | 5 | 0 | 5 | 0 | 0.0067843 | 37 | 0 | 37 | 0 | 0.022854 | 2 | 0 | 2 | 0 | 0.0033613
-955 | 955 | 0 | 0.77328 | 0 | 223 | 0 | 223 | 0 | 0.30258 | 324 | 0 | 324 | 0 | 0.20012 | 60 | 0 | 60 | 0 | 0.10084
-988 | 988 | 0 | 0.8 | 0 | -206 | 206 | 0 | 0.27105 | 0 | -300 | 300 | 0 | 0.21755 | 0 | 3 | 0 | 3 | 0 | 0.005042
-989 | 989 | 0 | 0.80081 | 0 | -681 | 681 | 0 | 0.89605 | 0 | -832 | 832 | 0 | 0.60334 | 0 | -394 | 394 | 0 | 0.64379 | 0
-988 | 988 | 0 | 0.8 | 0 | -698 | 698 | 0 | 0.91842 | 0 | -991 | 991 | 0 | 0.71864 | 0 | -384 | 384 | 0 | 0.62745 | 0
-988 | 988 | 0 | 0.8 | 0 | -660 | 660 | 0 | 0.86842 | 0 | -797 | 797 | 0 | 0.57796 | 0 | -444 | 444 | 0 | 0.72549 | 0
-987 | 987 | 0 | 0.79919 | 0 | -671 | 671 | 0 | 0.88289 | 0 | -670 | 670 | 0 | 0.48586 | 0 | -445 | 445 | 0 | 0.72712 | 0
-988 | 988 | 0 | 0.8 | 0 | -596 | 596 | 0 | 0.78421 | 0 | -641 | 641 | 0 | 0.46483 | 0 | -445 | 445 | 0 | 0.72712 | 0
-988 | 988 | 0 | 0.8 | 0 | -543 | 543 | 0 | 0.71447 | 0 | -662 | 662 | 0 | 0.48006 | 0 | -445 | 445 | 0 | 0.72712 | 0
-988 | 988 | 0 | 0.8 | 0 | -673 | 673 | 0 | 0.88553 | 0 | -839 | 839 | 0 | 0.60841 | 0 | -445 | 445 | 0 | 0.72712 | 0
-988 | 988 | 0 | 0.8 | 0 | -700 | 700 | 0 | 0.92105 | 0 | -978 | 978 | 0 | 0.70921 | 0 | -445 | 445 | 0 | 0.72712 | 0
-988 | 988 | 0 | 0.8 | 0 | -699 | 699 | 0 | 0.91974 | 0 | -1127 | 1127 | 0 | 0.81726 | 0 | -445 | 445 | 0 | 0.72712 | 0
-989 | 989 | 0 | 0.80081 | 0 | -699 | 699 | 0 | 0.91974 | 0 | -1080 | 1080 | 0 | 0.78318 | 0 | -445 | 445 | 0 | 0.72712 | 0
-989 | 989 | 0 | 0.80081 | 0 | -699 | 699 | 0 | 0.91974 | 0 | -1192 | 1192 | 0 | 0.86439 | 0 | -445 | 445 | 0 | 0.72712 | 0
-990 | 990 | 0 | 0.80162 | 0 | -699 | 699 | 0 | 0.91974 | 0 | -1289 | 1289 | 0 | 0.93474 | 0 | -445 | 445 | 0 | 0.72712 | 0
-989 | 989 | 0 | 0.80081 | 0 | -699 | 699 | 0 | 0.91974 | 0 | -1148 | 1148 | 0 | 0.83249 | 0 | -445 | 445 | 0 | 0.72712 | 0
-989 | 989 | 0 | 0.80081 | 0 | -699 | 699 | 0 | 0.91974 | 0 | -1203 | 1203 | 0 | 0.87237 | 0 | -445 | 445 | 0 | 0.72712 | 0
-988 | 988 | 0 | 0.8 | 0 | -699 | 699 | 0 | 0.91974 | 0 | -1089 | 1089 | 0 | 0.7897 | 0 | -445 | 445 | 0 | 0.72712 | 0
-988 | 988 | 0 | 0.8 | 0 | -700 | 700 | 0 | 0.92105 | 0 | -1059 | 1059 | 0 | 0.76795 | 0 | -445 | 445 | 0 | 0.72712 | 0
-989 | 989 | 0 | 0.80081 | 0 | -699 | 699 | 0 | 0.91974 | 0 | -1071 | 1071 | 0 | 0.77665 | 0 | -446 | 446 | 0 | 0.72876 | 0
-989 | 989 | 0 | 0.80081 | 0 | -697 | 697 | 0 | 0.91711 | 0 | -882 | 882 | 0 | 0.63959 | 0 | -446 | 446 | 0 | 0.72876 | 0
-988 | 988 | 0 | 0.8 | 0 | -699 | 699 | 0 | 0.91974 | 0 | -669 | 669 | 0 | 0.48513 | 0 | -446 | 446 | 0 | 0.72876 | 0
-988 | 988 | 0 | 0.8 | 0 | -698 | 698 | 0 | 0.91842 | 0 | -305 | 305 | 0 | 0.22117 | 0 | -446 | 446 | 0 | 0.72876 | 0
-988 | 988 | 0 | 0.8 | 0 | -699 | 699 | 0 | 0.91974 | 0 | -302 | 302 | 0 | 0.219 | 0 | -446 | 446 | 0 | 0.72876 | 0
-988 | 988 | 0 | 0.8 | 0 | -699 | 699 | 0 | 0.91974 | 0 | -324 | 324 | 0 | 0.23495 | 0 | -397 | 397 | 0 | 0.64869 | 0
-988 | 988 | 0 | 0.8 | 0 | -699 | 699 | 0 | 0.91974 | 0 | -320 | 320 | 0 | 0.23205 | 0 | -397 | 397 | 0 | 0.64869 | 0
-988 | 988 | 0 | 0.8 | 0 | -699 | 699 | 0 | 0.91974 | 0 | -806 | 806 | 0 | 0.58448 | 0 | -445 | 445 | 0 | 0.72712 | 0
-989 | 989 | 0 | 0.80081 | 0 | -699 | 699 | 0 | 0.91974 | 0 | -1170 | 1170 | 0 | 0.84844 | 0 | -444 | 444 | 0 | 0.72549 | 0
-989 | 989 | 0 | 0.80081 | 0 | -699 | 699 | 0 | 0.91974 | 0 | -1222 | 1222 | 0 | 0.88615 | 0 | -444 | 444 | 0 | 0.72549 | 0
-989 | 989 | 0 | 0.80081 | 0 | -696 | 696 | 0 | 0.91579 | 0 | -990 | 990 | 0 | 0.71791 | 0 | -444 | 444 | 0 | 0.72549 | 0
-988 | 988 | 0 | 0.8 | 0 | -659 | 659 | 0 | 0.86711 | 0 | -1143 | 1143 | 0 | 0.82886 | 0 | -444 | 444 | 0 | 0.72549 | 0
-987 | 987 | 0 | 0.79919 | 0 | -676 | 676 | 0 | 0.88947 | 0 | -1169 | 1169 | 0 | 0.84772 | 0 | -431 | 431 | 0 | 0.70425 | 0
-987 | 987 | 0 | 0.79919 | 0 | -698 | 698 | 0 | 0.91842 | 0 | -1303 | 1303 | 0 | 0.94489 | 0 | -444 | 444 | 0 | 0.72549 | 0
-988 | 988 | 0 | 0.8 | 0 | -699 | 699 | 0 | 0.91974 | 0 | -1167 | 1167 | 0 | 0.84627 | 0 | -444 | 444 | 0 | 0.72549 | 0
-989 | 989 | 0 | 0.80081 | 0 | -700 | 700 | 0 | 0.92105 | 0 | -1221 | 1221 | 0 | 0.88542 | 0 | -444 | 444 | 0 | 0.72549 | 0
-988 | 988 | 0 | 0.8 | 0 | -699 | 699 | 0 | 0.91974 | 0 | -931 | 931 | 0 | 0.67513 | 0 | -445 | 445 | 0 | 0.72712 | 0
-989 | 989 | 0 | 0.80081 | 0 | -693 | 693 | 0 | 0.91184 | 0 | -761 | 761 | 0 | 0.55185 | 0 | -445 | 445 | 0 | 0.72712 | 0
-988 | 988 | 0 | 0.8 | 0 | -561 | 561 | 0 | 0.73816 | 0 | -879 | 879 | 0 | 0.63742 | 0 | -445 | 445 | 0 | 0.72712 | 0
-988 | 988 | 0 | 0.8 | 0 | -649 | 649 | 0 | 0.85395 | 0 | -940 | 940 | 0 | 0.68165 | 0 | -445 | 445 | 0 | 0.72712 | 0
-989 | 989 | 0 | 0.80081 | 0 | -606 | 606 | 0 | 0.79737 | 0 | -1159 | 1159 | 0 | 0.84046 | 0 | -445 | 445 | 0 | 0.72712 | 0
-988 | 988 | 0 | 0.8 | 0 | -634 | 634 | 0 | 0.83421 | 0 | -1109 | 1109 | 0 | 0.80421 | 0 | -445 | 445 | 0 | 0.72712 | 0
-989 | 989 | 0 | 0.80081 | 0 | -694 | 694 | 0 | 0.91316 | 0 | -1020 | 1020 | 0 | 0.73967 | 0 | -445 | 445 | 0 | 0.72712 | 0
-988 | 988 | 0 | 0.8 | 0 | -699 | 699 | 0 | 0.91974 | 0 | -1264 | 1264 | 0 | 0.91661 | 0 | -445 | 445 | 0 | 0.72712 | 0
-989 | 989 | 0 | 0.80081 | 0 | -699 | 699 | 0 | 0.91974 | 0 | -1283 | 1283 | 0 | 0.93038 | 0 | -445 | 445 | 0 | 0.72712 | 0
-988 | 988 | 0 | 0.8 | 0 | -696 | 696 | 0 | 0.91579 | 0 | -1244 | 1244 | 0 | 0.9021 | 0 | -445 | 445 | 0 | 0.72712 | 0
-989 | 989 | 0 | 0.80081 | 0 | -698 | 698 | 0 | 0.91842 | 0 | -1271 | 1271 | 0 | 0.92168 | 0 | -445 | 445 | 0 | 0.72712 | 0
-988 | 988 | 0 | 0.8 | 0 | -700 | 700 | 0 | 0.92105 | 0 | -1287 | 1287 | 0 | 0.93328 | 0 | -445 | 445 | 0 | 0.72712 | 0
-988 | 988 | 0 | 0.8 | 0 | -698 | 698 | 0 | 0.91842 | 0 | -1297 | 1297 | 0 | 0.94054 | 0 | -325 | 325 | 0 | 0.53105 | 0
-988 | 988 | 0 | 0.8 | 0 | -700 | 700 | 0 | 0.92105 | 0 | -1291 | 1291 | 0 | 0.93619 | 0 | -104 | 104 | 0 | 0.16993 | 0
-988 | 988 | 0 | 0.8 | 0 | -700 | 700 | 0 | 0.92105 | 0 | -1238 | 1238 | 0 | 0.89775 | 0 | -58 | 58 | 0 | 0.094771 | 0
-988 | 988 | 0 | 0.8 | 0 | -700 | 700 | 0 | 0.92105 | 0 | -1300 | 1300 | 0 | 0.94271 | 0 | 3 | 0 | 3 | 0 | 0.005042
-988 | 988 | 0 | 0.8 | 0 | -700 | 700 | 0 | 0.92105 | 0 | -1278 | 1278 | 0 | 0.92676 | 0 | 3 | 0 | 3 | 0 | 0.005042
-989 | 989 | 0 | 0.80081 | 0 | -700 | 700 | 0 | 0.92105 | 0 | -1168 | 1168 | 0 | 0.84699 | 0 | -394 | 394 | 0 | 0.64379 | 0
-989 | 989 | 0 | 0.80081 | 0 | -700 | 700 | 0 | 0.92105 | 0 | -1279 | 1279 | 0 | 0.92748 | 0 | -445 | 445 | 0 | 0.72712 | 0
-987 | 987 | 0 | 0.79919 | 0 | -700 | 700 | 0 | 0.92105 | 0 | -1224 | 1224 | 0 | 0.8876 | 0 | -445 | 445 | 0 | 0.72712 | 0
-988 | 988 | 0 | 0.8 | 0 | -666 | 666 | 0 | 0.87632 | 0 | -835 | 835 | 0 | 0.60551 | 0 | -445 | 445 | 0 | 0.72712 | 0
-988 | 988 | 0 | 0.8 | 0 | -106 | 106 | 0 | 0.13947 | 0 | -818 | 818 | 0 | 0.59318 | 0 | -445 | 445 | 0 | 0.72712 | 0
-983 | 983 | 0 | 0.79595 | 0 | 219 | 0 | 219 | 0 | 0.29715 | -580 | 580 | 0 | 0.42059 | 0 | -50 | 50 | 0 | 0.081699 | 0
-780 | 780 | 0 | 0.63158 | 0 | 689 | 0 | 689 | 0 | 0.93487 | 188 | 0 | 188 | 0 | 0.11612 | 154 | 0 | 154 | 0 | 0.25882
121 | 0 | 121 | 0 | 0.075483 | 712 | 0 | 712 | 0 | 0.96608 | 614 | 0 | 614 | 0 | 0.37925 | 8 | 0 | 8 | 0 | 0.013445
204 | 0 | 204 | 0 | 0.12726 | 712 | 0 | 712 | 0 | 0.96608 | 566 | 0 | 566 | 0 | 0.3496 | 119 | 0 | 119 | 0 | 0.2
-313 | 313 | 0 | 0.25344 | 0 | 708 | 0 | 708 | 0 | 0.96065 | 19 | 0 | 19 | 0 | 0.011736 | 61 | 0 | 61 | 0 | 0.10252
-761 | 761 | 0 | 0.61619 | 0 | 671 | 0 | 671 | 0 | 0.91045 | -642 | 642 | 0 | 0.46555 | 0 | -344 | 344 | 0 | 0.56209 | 0
-860 | 860 | 0 | 0.69636 | 0 | 665 | 0 | 665 | 0 | 0.90231 | -756 | 756 | 0 | 0.54822 | 0 | -446 | 446 | 0 | 0.72876 | 0
-987 | 987 | 0 | 0.79919 | 0 | 707 | 0 | 707 | 0 | 0.95929 | -660 | 660 | 0 | 0.47861 | 0 | -446 | 446 | 0 | 0.72876 | 0
-988 | 988 | 0 | 0.8 | 0 | 640 | 0 | 640 | 0 | 0.86839 | -731 | 731 | 0 | 0.53009 | 0 | -445 | 445 | 0 | 0.72712 | 0
-954 | 954 | 0 | 0.77247 | 0 | 554 | 0 | 554 | 0 | 0.7517 | -747 | 747 | 0 | 0.5417 | 0 | -446 | 446 | 0 | 0.72876 | 0
-457 | 457 | 0 | 0.37004 | 0 | 393 | 0 | 393 | 0 | 0.53324 | -516 | 516 | 0 | 0.37418 | 0 | -446 | 446 | 0 | 0.72876 | 0
-274 | 274 | 0 | 0.22186 | 0 | 326 | 0 | 326 | 0 | 0.44233 | -369 | 369 | 0 | 0.26759 | 0 | -446 | 446 | 0 | 0.72876 | 0
-3 | 3 | 0 | 0.0024291 | 0 | 289 | 0 | 289 | 0 | 0.39213 | -161 | 161 | 0 | 0.11675 | 0 | -50 | 50 | 0 | 0.081699 | 0
317 | 0 | 317 | 0 | 0.19775 | 585 | 0 | 585 | 0 | 0.79376 | 268 | 0 | 268 | 0 | 0.16553 | 85 | 0 | 85 | 0 | 0.14286
619 | 0 | 619 | 0 | 0.38615 | 541 | 0 | 541 | 0 | 0.73406 | 626 | 0 | 626 | 0 | 0.38666 | 2 | 0 | 2 | 0 | 0.0033613
867 | 0 | 867 | 0 | 0.54086 | 543 | 0 | 543 | 0 | 0.73677 | 599 | 0 | 599 | 0 | 0.36998 | 1 | 0 | 1 | 0 | 0.0016807
955 | 0 | 955 | 0 | 0.59576 | 598 | 0 | 598 | 0 | 0.8114 | 820 | 0 | 820 | 0 | 0.50649 | 60 | 0 | 60 | 0 | 0.10084
911 | 0 | 911 | 0 | 0.56831 | 616 | 0 | 616 | 0 | 0.83582 | 718 | 0 | 718 | 0 | 0.44348 | 2 | 0 | 2 | 0 | 0.0033613
956 | 0 | 956 | 0 | 0.59638 | 685 | 0 | 685 | 0 | 0.92944 | 975 | 0 | 975 | 0 | 0.60222 | 111 | 0 | 111 | 0 | 0.18655
960 | 0 | 960 | 0 | 0.59888 | 710 | 0 | 710 | 0 | 0.96336 | 986 | 0 | 986 | 0 | 0.60902 | 114 | 0 | 114 | 0 | 0.1916
960 | 0 | 960 | 0 | 0.59888 | 707 | 0 | 707 | 0 | 0.95929 | 1017 | 0 | 1017 | 0 | 0.62817 | 104 | 0 | 104 | 0 | 0.17479
960 | 0 | 960 | 0 | 0.59888 | 714 | 0 | 714 | 0 | 0.96879 | 1082 | 0 | 1082 | 0 | 0.66831 | 94 | 0 | 94 | 0 | 0.15798
960 | 0 | 960 | 0 | 0.59888 | 714 | 0 | 714 | 0 | 0.96879 | 1065 | 0 | 1065 | 0 | 0.65781 | 74 | 0 | 74 | 0 | 0.12437
960 | 0 | 960 | 0 | 0.59888 | 714 | 0 | 714 | 0 | 0.96879 | 1117 | 0 | 1117 | 0 | 0.68993 | 60 | 0 | 60 | 0 | 0.10084
960 | 0 | 960 | 0 | 0.59888 | 714 | 0 | 714 | 0 | 0.96879 | 1177 | 0 | 1177 | 0 | 0.72699 | 60 | 0 | 60 | 0 | 0.10084
960 | 0 | 960 | 0 | 0.59888 | 714 | 0 | 714 | 0 | 0.96879 | 1213 | 0 | 1213 | 0 | 0.74923 | 60 | 0 | 60 | 0 | 0.10084
960 | 0 | 960 | 0 | 0.59888 | 714 | 0 | 714 | 0 | 0.96879 | 1135 | 0 | 1135 | 0 | 0.70105 | 60 | 0 | 60 | 0 | 0.10084
960 | 0 | 960 | 0 | 0.59888 | 714 | 0 | 714 | 0 | 0.96879 | 1065 | 0 | 1065 | 0 | 0.65781 | 60 | 0 | 60 | 0 | 0.10084
960 | 0 | 960 | 0 | 0.59888 | 714 | 0 | 714 | 0 | 0.96879 | 1051 | 0 | 1051 | 0 | 0.64917 | 60 | 0 | 60 | 0 | 0.10084
956 | 0 | 956 | 0 | 0.59638 | 700 | 0 | 700 | 0 | 0.9498 | 653 | 0 | 653 | 0 | 0.40334 | 60 | 0 | 60 | 0 | 0.10084
760 | 0 | 760 | 0 | 0.47411 | 510 | 0 | 510 | 0 | 0.69199 | 429 | 0 | 429 | 0 | 0.26498 | 60 | 0 | 60 | 0 | 0.10084
207 | 0 | 207 | 0 | 0.12913 | 511 | 0 | 511 | 0 | 0.69335 | -253 | 253 | 0 | 0.18347 | 0 | -380 | 380 | 0 | 0.62092 | 0
-230 | 230 | 0 | 0.18623 | 0 | 674 | 0 | 674 | 0 | 0.91452 | -429 | 429 | 0 | 0.31109 | 0 | -446 | 446 | 0 | 0.72876 | 0
-87 | 87 | 0 | 0.070445 | 0 | 530 | 0 | 530 | 0 | 0.71913 | -393 | 393 | 0 | 0.28499 | 0 | -445 | 445 | 0 | 0.72712 | 0
-9 | 9 | 0 | 0.0072874 | 0 | 172 | 0 | 172 | 0 | 0.23338 | -94 | 94 | 0 | 0.068165 | 0 | -446 | 446 | 0 | 0.72876 | 0
3 | 0 | 3 | 0 | 0.0018715 | 373 | 0 | 373 | 0 | 0.50611 | 10 | 0 | 10 | 0 | 0.0061767 | -180 | 180 | 0 | 0.29412 | 0
60 | 0 | 60 | 0 | 0.03743 | 644 | 0 | 644 | 0 | 0.87381 | 418 | 0 | 418 | 0 | 0.25818 | -4 | 4 | 0 | 0.0065359 | 0
600 | 0 | 600 | 0 | 0.3743 | 607 | 0 | 607 | 0 | 0.82361 | 1076 | 0 | 1076 | 0 | 0.66461 | 1 | 0 | 1 | 0 | 0.0016807
933 | 0 | 933 | 0 | 0.58203 | 587 | 0 | 587 | 0 | 0.79647 | 516 | 0 | 516 | 0 | 0.31872 | 1 | 0 | 1 | 0 | 0.0016807
901 | 0 | 901 | 0 | 0.56207 | 697 | 0 | 697 | 0 | 0.94573 | 577 | 0 | 577 | 0 | 0.35639 | 93 | 0 | 93 | 0 | 0.1563
943 | 0 | 943 | 0 | 0.58827 | 671 | 0 | 671 | 0 | 0.91045 | 728 | 0 | 728 | 0 | 0.44966 | 94 | 0 | 94 | 0 | 0.15798
574 | 0 | 574 | 0 | 0.35808 | 709 | 0 | 709 | 0 | 0.96201 | 513 | 0 | 513 | 0 | 0.31686 | 94 | 0 | 94 | 0 | 0.15798
27 | 0 | 27 | 0 | 0.016843 | 675 | 0 | 675 | 0 | 0.91588 | -364 | 364 | 0 | 0.26396 | 0 | -369 | 369 | 0 | 0.60294 | 0
0 | 0 | 0 | 0 | 0 | 203 | 0 | 203 | 0 | 0.27544 | -60 | 60 | 0 | 0.04351 | 0 | -445 | 445 | 0 | 0.72712 | 0
0 | 0 | 0 | 0 | 0 | 476 | 0 | 476 | 0 | 0.64586 | -507 | 507 | 0 | 0.36766 | 0 | -445 | 445 | 0 | 0.72712 | 0
0 | 0 | 0 | 0 | 0 | 700 | 0 | 700 | 0 | 0.9498 | -294 | 294 | 0 | 0.2132 | 0 | -445 | 445 | 0 | 0.72712 | 0
0 | 0 | 0 | 0 | 0 | 714 | 0 | 714 | 0 | 0.96879 | -322 | 322 | 0 | 0.2335 | 0 | -50 | 50 | 0 | 0.081699 | 0
0 | 0 | 0 | 0 | 0 | 714 | 0 | 714 | 0 | 0.96879 | 267 | 0 | 267 | 0 | 0.16492 | -255 | 255 | 0 | 0.41667 | 0
0 | 0 | 0 | 0 | 0 | 714 | 0 | 714 | 0 | 0.96879 | 697 | 0 | 697 | 0 | 0.43051 | 32 | 0 | 32 | 0 | 0.053782
0 | 0 | 0 | 0 | 0 | 714 | 0 | 714 | 0 | 0.96879 | 705 | 0 | 705 | 0 | 0.43545 | 60 | 0 | 60 | 0 | 0.10084
0 | 0 | 0 | 0 | 0 | 714 | 0 | 714 | 0 | 0.96879 | 605 | 0 | 605 | 0 | 0.37369 | 60 | 0 | 60 | 0 | 0.10084
0 | 0 | 0 | 0 | 0 | 714 | 0 | 714 | 0 | 0.96879 | 520 | 0 | 520 | 0 | 0.32119 | 60 | 0 | 60 | 0 | 0.10084
0 | 0 | 0 | 0 | 0 | 714 | 0 | 714 | 0 | 0.96879 | 377 | 0 | 377 | 0 | 0.23286 | 60 | 0 | 60 | 0 | 0.10084
0 | 0 | 0 | 0 | 0 | 712 | 0 | 712 | 0 | 0.96608 | 227 | 0 | 227 | 0 | 0.14021 | 60 | 0 | 60 | 0 | 0.10084
0 | 0 | 0 | 0 | 0 | 693 | 0 | 693 | 0 | 0.9403 | -144 | 144 | 0 | 0.10442 | 0 | -379 | 379 | 0 | 0.61928 | 0
0 | 0 | 0 | 0 | 0 | 652 | 0 | 652 | 0 | 0.88467 | -635 | 635 | 0 | 0.46048 | 0 | -446 | 446 | 0 | 0.72876 | 0
0 | 0 | 0 | 0 | 0 | 446 | 0 | 446 | 0 | 0.60516 | -682 | 682 | 0 | 0.49456 | 0 | -445 | 445 | 0 | 0.72712 | 0
0 | 0 | 0 | 0 | 0 | 451 | 0 | 451 | 0 | 0.61194 | -693 | 693 | 0 | 0.50254 | 0 | -445 | 445 | 0 | 0.72712 | 0
0 | 0 | 0 | 0 | 0 | 687 | 0 | 687 | 0 | 0.93216 | -168 | 168 | 0 | 0.12183 | 0 | -446 | 446 | 0 | 0.72876 | 0
0 | 0 | 0 | 0 | 0 | 713 | 0 | 713 | 0 | 0.96744 | 270 | 0 | 270 | 0 | 0.16677 | -2 | 2 | 0 | 0.003268 | 0
0 | 0 | 0 | 0 | 0 | 714 | 0 | 714 | 0 | 0.96879 | 378 | 0 | 378 | 0 | 0.23348 | 75 | 0 | 75 | 0 | 0.12605
0 | 0 | 0 | 0 | 0 | 714 | 0 | 714 | 0 | 0.96879 | 446 | 0 | 446 | 0 | 0.27548 | 75 | 0 | 75 | 0 | 0.12605
0 | 0 | 0 | 0 | 0 | 714 | 0 | 714 | 0 | 0.96879 | 413 | 0 | 413 | 0 | 0.2551 | 75 | 0 | 75 | 0 | 0.12605
0 | 0 | 0 | 0 | 0 | 714 | 0 | 714 | 0 | 0.96879 | 322 | 0 | 322 | 0 | 0.19889 | 94 | 0 | 94 | 0 | 0.15798
0 | 0 | 0 | 0 | 0 | 714 | 0 | 714 | 0 | 0.96879 | 557 | 0 | 557 | 0 | 0.34404 | 104 | 0 | 104 | 0 | 0.17479
0 | 0 | 0 | 0 | 0 | 657 | 0 | 657 | 0 | 0.89145 | -131 | 131 | 0 | 0.094996 | 0 | 114 | 0 | 114 | 0 | 0.1916
0 | 0 | 0 | 0 | 0 | -137 | 137 | 0 | 0.18026 | 0 | -851 | 851 | 0 | 0.61711 | 0 | -361 | 361 | 0 | 0.58987 | 0
0 | 0 | 0 | 0 | 0 | -362 | 362 | 0 | 0.47632 | 0 | -947 | 947 | 0 | 0.68673 | 0 | -444 | 444 | 0 | 0.72549 | 0
0 | 0 | 0 | 0 | 0 | -321 | 321 | 0 | 0.42237 | 0 | -936 | 936 | 0 | 0.67875 | 0 | -445 | 445 | 0 | 0.72712 | 0
0 | 0 | 0 | 0 | 0 | -211 | 211 | 0 | 0.27763 | 0 | -731 | 731 | 0 | 0.53009 | 0 | -445 | 445 | 0 | 0.72712 | 0
0 | 0 | 0 | 0 | 0 | -243 | 243 | 0 | 0.31974 | 0 | -572 | 572 | 0 | 0.41479 | 0 | -322 | 322 | 0 | 0.52614 | 0
0 | 0 | 0 | 0 | 0 | -224 | 224 | 0 | 0.29474 | 0 | -699 | 699 | 0 | 0.50689 | 0 | -442 | 442 | 0 | 0.72222 | 0
0 | 0 | 0 | 0 | 0 | -309 | 309 | 0 | 0.40658 | 0 | -556 | 556 | 0 | 0.40319 | 0 | -354 | 354 | 0 | 0.57843 | 0
0 | 0 | 0 | 0 | 0 | -277 | 277 | 0 | 0.36447 | 0 | -604 | 604 | 0 | 0.438 | 0 | -444 | 444 | 0 | 0.72549 | 0
0 | 0 | 0 | 0 | 0 | -303 | 303 | 0 | 0.39868 | 0 | -522 | 522 | 0 | 0.37854 | 0 | -317 | 317 | 0 | 0.51797 | 0
0 | 0 | 0 | 0 | 0 | -180 | 180 | 0 | 0.23684 | 0 | -497 | 497 | 0 | 0.36041 | 0 | -441 | 441 | 0 | 0.72059 | 0
0 | 0 | 0 | 0 | 0 | -216 | 216 | 0 | 0.28421 | 0 | -578 | 578 | 0 | 0.41914 | 0 | -445 | 445 | 0 | 0.72712 | 0
0 | 0 | 0 | 0 | 0 | -336 | 336 | 0 | 0.44211 | 0 | -810 | 810 | 0 | 0.58738 | 0 | -445 | 445 | 0 | 0.72712 | 0
0 | 0 | 0 | 0 | 0 | -513 | 513 | 0 | 0.675 | 0 | -791 | 791 | 0 | 0.5736 | 0 | -445 | 445 | 0 | 0.72712 | 0
0 | 0 | 0 | 0 | 0 | -688 | 688 | 0 | 0.90526 | 0 | -938 | 938 | 0 | 0.6802 | 0 | -445 | 445 | 0 | 0.72712 | 0
0 | 0 | 0 | 0 | 0 | -671 | 671 | 0 | 0.88289 | 0 | -1256 | 1256 | 0 | 0.9108 | 0 | -444 | 444 | 0 | 0.72549 | 0
0 | 0 | 0 | 0 | 0 | -642 | 642 | 0 | 0.84474 | 0 | -1311 | 1311 | 0 | 0.95069 | 0 | -444 | 444 | 0 | 0.72549 | 0
0 | 0 | 0 | 0 | 0 | -699 | 699 | 0 | 0.91974 | 0 | -1321 | 1321 | 0 | 0.95794 | 0 | -444 | 444 | 0 | 0.72549 | 0
0 | 0 | 0 | 0 | 0 | -700 | 700 | 0 | 0.92105 | 0 | -1291 | 1291 | 0 | 0.93619 | 0 | -444 | 444 | 0 | 0.72549 | 0
0 | 0 | 0 | 0 | 0 | -700 | 700 | 0 | 0.92105 | 0 | -1220 | 1220 | 0 | 0.8847 | 0 | -445 | 445 | 0 | 0.72712 | 0
0 | 0 | 0 | 0 | 0 | -700 | 700 | 0 | 0.92105 | 0 | -1258 | 1258 | 0 | 0.91226 | 0 | -444 | 444 | 0 | 0.72549 | 0
0 | 0 | 0 | 0 | 0 | -700 | 700 | 0 | 0.92105 | 0 | -1291 | 1291 | 0 | 0.93619 | 0 | -444 | 444 | 0 | 0.72549 | 0
0 | 0 | 0 | 0 | 0 | -700 | 700 | 0 | 0.92105 | 0 | -1190 | 1190 | 0 | 0.86294 | 0 | -445 | 445 | 0 | 0.72712 | 0
0 | 0 | 0 | 0 | 0 | -700 | 700 | 0 | 0.92105 | 0 | -1244 | 1244 | 0 | 0.9021 | 0 | -224 | 224 | 0 | 0.36601 | 0
0 | 0 | 0 | 0 | 0 | -700 | 700 | 0 | 0.92105 | 0 | -1281 | 1281 | 0 | 0.92893 | 0 | -432 | 432 | 0 | 0.70588 | 0
0 | 0 | 0 | 0 | 0 | -700 | 700 | 0 | 0.92105 | 0 | -1214 | 1214 | 0 | 0.88035 | 0 | -444 | 444 | 0 | 0.72549 | 0
0 | 0 | 0 | 0 | 0 | -700 | 700 | 0 | 0.92105 | 0 | -1209 | 1209 | 0 | 0.87672 | 0 | -444 | 444 | 0 | 0.72549 | 0
0 | 0 | 0 | 0 | 0 | -700 | 700 | 0 | 0.92105 | 0 | -1276 | 1276 | 0 | 0.92531 | 0 | -444 | 444 | 0 | 0.72549 | 0
0 | 0 | 0 | 0 | 0 | -700 | 700 | 0 | 0.92105 | 0 | -1093 | 1093 | 0 | 0.7926 | 0 | -444 | 444 | 0 | 0.72549 | 0
0 | 0 | 0 | 0 | 0 | -700 | 700 | 0 | 0.92105 | 0 | -1139 | 1139 | 0 | 0.82596 | 0 | -444 | 444 | 0 | 0.72549 | 0
0 | 0 | 0 | 0 | 0 | -700 | 700 | 0 | 0.92105 | 0 | -1211 | 1211 | 0 | 0.87817 | 0 | -308 | 308 | 0 | 0.50327 | 0
0 | 0 | 0 | 0 | 0 | -698 | 698 | 0 | 0.91842 | 0 | -1138 | 1138 | 0 | 0.82524 | 0 | -217 | 217 | 0 | 0.35458 | 0
0 | 0 | 0 | 0 | 0 | -689 | 689 | 0 | 0.90658 | 0 | -1227 | 1227 | 0 | 0.88978 | 0 | -381 | 381 | 0 | 0.62255 | 0
0 | 0 | 0 | 0 | 0 | -700 | 700 | 0 | 0.92105 | 0 | -1086 | 1086 | 0 | 0.78753 | 0 | -331 | 331 | 0 | 0.54085 | 0
0 | 0 | 0 | 0 | 0 | -700 | 700 | 0 | 0.92105 | 0 | -1098 | 1098 | 0 | 0.79623 | 0 | -262 | 262 | 0 | 0.4281 | 0
0 | 0 | 0 | 0 | 0 | -700 | 700 | 0 | 0.92105 | 0 | -1064 | 1064 | 0 | 0.77157 | 0 | -438 | 438 | 0 | 0.71569 | 0
0 | 0 | 0 | 0 | 0 | -700 | 700 | 0 | 0.92105 | 0 | -1168 | 1168 | 0 | 0.84699 | 0 | -445 | 445 | 0 | 0.72712 | 0
0 | 0 | 0 | 0 | 0 | -700 | 700 | 0 | 0.92105 | 0 | -1136 | 1136 | 0 | 0.82379 | 0 | -446 | 446 | 0 | 0.72876 | 0
0 | 0 | 0 | 0 | 0 | -700 | 700 | 0 | 0.92105 | 0 | -1308 | 1308 | 0 | 0.94851 | 0 | -445 | 445 | 0 | 0.72712 | 0
0 | 0 | 0 | 0 | 0 | -699 | 699 | 0 | 0.91974 | 0 | -1373 | 1373 | 0 | 0.99565 | 0 | -445 | 445 | 0 | 0.72712 | 0
0 | 0 | 0 | 0 | 0 | -699 | 699 | 0 | 0.91974 | 0 | -1304 | 1304 | 0 | 0.94561 | 0 | -445 | 445 | 0 | 0.72712 | 0
0 | 0 | 0 | 0 | 0 | -700 | 700 | 0 | 0.92105 | 0 | -1292 | 1292 | 0 | 0.93691 | 0 | -445 | 445 | 0 | 0.72712 | 0
0 | 0 | 0 | 0 | 0 | -700 | 700 | 0 | 0.92105 | 0 | -1316 | 1316 | 0 | 0.95431 | 0 | -446 | 446 | 0 | 0.72876 | 0
0 | 0 | 0 | 0 | 0 | -701 | 701 | 0 | 0.92237 | 0 | -1303 | 1303 | 0 | 0.94489 | 0 | -445 | 445 | 0 | 0.72712 | 0
0 | 0 | 0 | 0 | 0 | -684 | 684 | 0 | 0.9 | 0 | -1120 | 1120 | 0 | 0.81218 | 0 | -446 | 446 | 0 | 0.72876 | 0
0 | 0 | 0 | 0 | 0 | -686 | 686 | 0 | 0.90263 | 0 | -1048 | 1048 | 0 | 0.75997 | 0 | -446 | 446 | 0 | 0.72876 | 0
0 | 0 | 0 | 0 | 0 | -474 | 474 | 0 | 0.62368 | 0 | -1040 | 1040 | 0 | 0.75417 | 0 | -446 | 446 | 0 | 0.72876 | 0
0 | 0 | 0 | 0 | 0 | -169 | 169 | 0 | 0.22237 | 0 | -921 | 921 | 0 | 0.66788 | 0 | -446 | 446 | 0 | 0.72876 | 0
0 | 0 | 0 | 0 | 0 | -38 | 38 | 0 | 0.05 | 0 | -657 | 657 | 0 | 0.47643 | 0 | -446 | 446 | 0 | 0.72876 | 0
0 | 0 | 0 | 0 | 0 | 44 | 0 | 44 | 0 | 0.059701 | -356 | 356 | 0 | 0.25816 | 0 | -446 | 446 | 0 | 0.72876 | 0
0 | 0 | 0 | 0 | 0 | 253 | 0 | 253 | 0 | 0.34328 | -389 | 389 | 0 | 0.28209 | 0 | -445 | 445 | 0 | 0.72712 | 0
0 | 0 | 0 | 0 | 0 | 219 | 0 | 219 | 0 | 0.29715 | -480 | 480 | 0 | 0.34808 | 0 | -445 | 445 | 0 | 0.72712 | 0
0 | 0 | 0 | 0 | 0 | 375 | 0 | 375 | 0 | 0.50882 | -413 | 413 | 0 | 0.29949 | 0 | -445 | 445 | 0 | 0.72712 | 0
0 | 0 | 0 | 0 | 0 | 404 | 0 | 404 | 0 | 0.54817 | -341 | 341 | 0 | 0.24728 | 0 | -446 | 446 | 0 | 0.72876 | 0
-1 | 1 | 0 | 0.00080972 | 0 | 614 | 0 | 614 | 0 | 0.83311 | -409 | 409 | 0 | 0.29659 | 0 | -446 | 446 | 0 | 0.72876 | 0
0 | 0 | 0 | 0 | 0 | 713 | 0 | 713 | 0 | 0.96744 | -293 | 293 | 0 | 0.21247 | 0 | -169 | 169 | 0 | 0.27614 | 0
0 | 0 | 0 | 0 | 0 | 714 | 0 | 714 | 0 | 0.96879 | -220 | 220 | 0 | 0.15954 | 0 | -318 | 318 | 0 | 0.51961 | 0
0 | 0 | 0 | 0 | 0 | 714 | 0 | 714 | 0 | 0.96879 | -152 | 152 | 0 | 0.11022 | 0 | -411 | 411 | 0 | 0.67157 | 0
0 | 0 | 0 | 0 | 0 | 714 | 0 | 714 | 0 | 0.96879 | -49 | 49 | 0 | 0.035533 | 0 | -446 | 446 | 0 | 0.72876 | 0
0 | 0 | 0 | 0 | 0 | 713 | 0 | 713 | 0 | 0.96744 | -363 | 363 | 0 | 0.26323 | 0 | -446 | 446 | 0 | 0.72876 | 0
0 | 0 | 0 | 0 | 0 | 686 | 0 | 686 | 0 | 0.9308 | -768 | 768 | 0 | 0.55693 | 0 | -446 | 446 | 0 | 0.72876 | 0
0 | 0 | 0 | 0 | 0 | 251 | 0 | 251 | 0 | 0.34057 | -720 | 720 | 0 | 0.52212 | 0 | -446 | 446 | 0 | 0.72876 | 0
0 | 0 | 0 | 0 | 0 | 74 | 0 | 74 | 0 | 0.10041 | -734 | 734 | 0 | 0.53227 | 0 | -446 | 446 | 0 | 0.72876 | 0
0 | 0 | 0 | 0 | 0 | -41 | 41 | 0 | 0.053947 | 0 | -875 | 875 | 0 | 0.63452 | 0 | -446 | 446 | 0 | 0.72876 | 0
0 | 0 | 0 | 0 | 0 | -78 | 78 | 0 | 0.10263 | 0 | -1198 | 1198 | 0 | 0.86875 | 0 | -445 | 445 | 0 | 0.72712 | 0
0 | 0 | 0 | 0 | 0 | -280 | 280 | 0 | 0.36842 | 0 | -1242 | 1242 | 0 | 0.90065 | 0 | -445 | 445 | 0 | 0.72712 | 0
0 | 0 | 0 | 0 | 0 | -524 | 524 | 0 | 0.68947 | 0 | -806 | 806 | 0 | 0.58448 | 0 | -446 | 446 | 0 | 0.72876 | 0
0 | 0 | 0 | 0 | 0 | -220 | 220 | 0 | 0.28947 | 0 | -659 | 659 | 0 | 0.47788 | 0 | -605 | 605 | 0 | 0.98856 | 0
0 | 0 | 0 | 0 | 0 | -250 | 250 | 0 | 0.32895 | 0 | -512 | 512 | 0 | 0.37128 | 0 | -411 | 411 | 0 | 0.67157 | 0
0 | 0 | 0 | 0 | 0 | -289 | 289 | 0 | 0.38026 | 0 | -533 | 533 | 0 | 0.38651 | 0 | -600 | 600 | 0 | 0.98039 | 0
0 | 0 | 0 | 0 | 0 | 41 | 0 | 41 | 0 | 0.055631 | -678 | 678 | 0 | 0.49166 | 0 | -94 | 94 | 0 | 0.15359 | 0
0 | 0 | 0 | 0 | 0 | -80 | 80 | 0 | 0.10526 | 0 | -361 | 361 | 0 | 0.26178 | 0 | 2 | 0 | 2 | 0 | 0.0033613
0 | 0 | 0 | 0 | 0 | -171 | 171 | 0 | 0.225 | 0 | -386 | 386 | 0 | 0.27991 | 0 | 2 | 0 | 2 | 0 | 0.0033613
0 | 0 | 0 | 0 | 0 | -112 | 112 | 0 | 0.14737 | 0 | -663 | 663 | 0 | 0.48078 | 0 | -87 | 87 | 0 | 0.14216 | 0
0 | 0 | 0 | 0 | 0 | -249 | 249 | 0 | 0.32763 | 0 | -1041 | 1041 | 0 | 0.75489 | 0 | -378 | 378 | 0 | 0.61765 | 0
0 | 0 | 0 | 0 | 0 | -446 | 446 | 0 | 0.58684 | 0 | -1061 | 1061 | 0 | 0.7694 | 0 | -571 | 571 | 0 | 0.93301 | 0
0 | 0 | 0 | 0 | 0 | -280 | 280 | 0 | 0.36842 | 0 | -1019 | 1019 | 0 | 0.73894 | 0 | -610 | 610 | 0 | 0.99673 | 0
0 | 0 | 0 | 0 | 0 | 115 | 0 | 115 | 0 | 0.15604 | -935 | 935 | 0 | 0.67803 | 0 | -610 | 610 | 0 | 0.99673 | 0
0 | 0 | 0 | 0 | 0 | 497 | 0 | 497 | 0 | 0.67436 | -1025 | 1025 | 0 | 0.74329 | 0 | -610 | 610 | 0 | 0.99673 | 0
0 | 0 | 0 | 0 | 0 | 509 | 0 | 509 | 0 | 0.69064 | -1014 | 1014 | 0 | 0.73532 | 0 | -611 | 611 | 0 | 0.99837 | 0
0 | 0 | 0 | 0 | 0 | 416 | 0 | 416 | 0 | 0.56445 | -948 | 948 | 0 | 0.68745 | 0 | -611 | 611 | 0 | 0.99837 | 0
0 | 0 | 0 | 0 | 0 | 492 | 0 | 492 | 0 | 0.66757 | -902 | 902 | 0 | 0.6541 | 0 | -611 | 611 | 0 | 0.99837 | 0
0 | 0 | 0 | 0 | 0 | 494 | 0 | 494 | 0 | 0.67028 | -959 | 959 | 0 | 0.69543 | 0 | -294 | 294 | 0 | 0.48039 | 0
0 | 0 | 0 | 0 | 0 | 394 | 0 | 394 | 0 | 0.5346 | -805 | 805 | 0 | 0.58376 | 0 | -238 | 238 | 0 | 0.38889 | 0
0 | 0 | 0 | 0 | 0 | 217 | 0 | 217 | 0 | 0.29444 | -1117 | 1117 | 0 | 0.81001 | 0 | -568 | 568 | 0 | 0.9281 | 0
0 | 0 | 0 | 0 | 0 | 45 | 0 | 45 | 0 | 0.061058 | -1212 | 1212 | 0 | 0.8789 | 0 | -610 | 610 | 0 | 0.99673 | 0
0 | 0 | 0 | 0 | 0 | -282 | 282 | 0 | 0.37105 | 0 | -1022 | 1022 | 0 | 0.74112 | 0 | -610 | 610 | 0 | 0.99673 | 0
0 | 0 | 0 | 0 | 0 | -395 | 395 | 0 | 0.51974 | 0 | -1106 | 1106 | 0 | 0.80203 | 0 | -610 | 610 | 0 | 0.99673 | 0
0 | 0 | 0 | 0 | 0 | -582 | 582 | 0 | 0.76579 | 0 | -1197 | 1197 | 0 | 0.86802 | 0 | -610 | 610 | 0 | 0.99673 | 0
0 | 0 | 0 | 0 | 0 | -584 | 584 | 0 | 0.76842 | 0 | -1178 | 1178 | 0 | 0.85424 | 0 | -610 | 610 | 0 | 0.99673 | 0
0 | 0 | 0 | 0 | 0 | -383 | 383 | 0 | 0.50395 | 0 | -1145 | 1145 | 0 | 0.83031 | 0 | -611 | 611 | 0 | 0.99837 | 0
0 | 0 | 0 | 0 | 0 | -492 | 492 | 0 | 0.64737 | 0 | -918 | 918 | 0 | 0.6657 | 0 | -610 | 610 | 0 | 0.99673 | 0
0 | 0 | 0 | 0 | 0 | -598 | 598 | 0 | 0.78684 | 0 | -873 | 873 | 0 | 0.63307 | 0 | -611 | 611 | 0 | 0.99837 | 0
0 | 0 | 0 | 0 | 0 | -686 | 686 | 0 | 0.90263 | 0 | -949 | 949 | 0 | 0.68818 | 0 | -611 | 611 | 0 | 0.99837 | 0
0 | 0 | 0 | 0 | 0 | -687 | 687 | 0 | 0.90395 | 0 | -1062 | 1062 | 0 | 0.77012 | 0 | -220 | 220 | 0 | 0.35948 | 0
0 | 0 | 0 | 0 | 0 | -699 | 699 | 0 | 0.91974 | 0 | -1151 | 1151 | 0 | 0.83466 | 0 | -103 | 103 | 0 | 0.1683 | 0
0 | 0 | 0 | 0 | 0 | -700 | 700 | 0 | 0.92105 | 0 | -1224 | 1224 | 0 | 0.8876 | 0 | -56 | 56 | 0 | 0.091503 | 0
0 | 0 | 0 | 0 | 0 | -700 | 700 | 0 | 0.92105 | 0 | -1165 | 1165 | 0 | 0.84482 | 0 | 2 | 0 | 2 | 0 | 0.0033613
0 | 0 | 0 | 0 | 0 | -700 | 700 | 0 | 0.92105 | 0 | -1178 | 1178 | 0 | 0.85424 | 0 | -427 | 427 | 0 | 0.69771 | 0
0 | 0 | 0 | 0 | 0 | -700 | 700 | 0 | 0.92105 | 0 | -1154 | 1154 | 0 | 0.83684 | 0 | -590 | 590 | 0 | 0.96405 | 0
0 | 0 | 0 | 0 | 0 | -700 | 700 | 0 | 0.92105 | 0 | -1211 | 1211 | 0 | 0.87817 | 0 | -610 | 610 | 0 | 0.99673 | 0
0 | 0 | 0 | 0 | 0 | -700 | 700 | 0 | 0.92105 | 0 | -1138 | 1138 | 0 | 0.82524 | 0 | -610 | 610 | 0 | 0.99673 | 0
0 | 0 | 0 | 0 | 0 | -700 | 700 | 0 | 0.92105 | 0 | -1042 | 1042 | 0 | 0.75562 | 0 | -610 | 610 | 0 | 0.99673 | 0
0 | 0 | 0 | 0 | 0 | -684 | 684 | 0 | 0.9 | 0 | -590 | 590 | 0 | 0.42785 | 0 | -94 | 94 | 0 | 0.15359 | 0
0 | 0 | 0 | 0 | 0 | -472 | 472 | 0 | 0.62105 | 0 | -99 | 99 | 0 | 0.071791 | 0 | 91 | 0 | 91 | 0 | 0.15294
0 | 0 | 0 | 0 | 0 | -440 | 440 | 0 | 0.57895 | 0 | 186 | 0 | 186 | 0 | 0.11489 | 302 | 0 | 302 | 0 | 0.50756
0 | 0 | 0 | 0 | 0 | -414 | 414 | 0 | 0.54474 | 0 | 274 | 0 | 274 | 0 | 0.16924 | 300 | 0 | 300 | 0 | 0.5042
0 | 0 | 0 | 0 | 0 | -525 | 525 | 0 | 0.69079 | 0 | 414 | 0 | 414 | 0 | 0.25571 | 300 | 0 | 300 | 0 | 0.5042
0 | 0 | 0 | 0 | 0 | -699 | 699 | 0 | 0.91974 | 0 | -549 | 549 | 0 | 0.39811 | 0 | 24 | 0 | 24 | 0 | 0.040336
0 | 0 | 0 | 0 | 0 | -700 | 700 | 0 | 0.92105 | 0 | -1112 | 1112 | 0 | 0.80638 | 0 | -456 | 456 | 0 | 0.7451 | 0
0 | 0 | 0 | 0 | 0 | -700 | 700 | 0 | 0.92105 | 0 | -1279 | 1279 | 0 | 0.92748 | 0 | -610 | 610 | 0 | 0.99673 | 0
0 | 0 | 0 | 0 | 0 | -698 | 698 | 0 | 0.91842 | 0 | -1175 | 1175 | 0 | 0.85207 | 0 | -611 | 611 | 0 | 0.99837 | 0
0 | 0 | 0 | 0 | 0 | -690 | 690 | 0 | 0.90789 | 0 | -1102 | 1102 | 0 | 0.79913 | 0 | -610 | 610 | 0 | 0.99673 | 0
0 | 0 | 0 | 0 | 0 | -555 | 555 | 0 | 0.73026 | 0 | -998 | 998 | 0 | 0.72371 | 0 | -611 | 611 | 0 | 0.99837 | 0
0 | 0 | 0 | 0 | 0 | -624 | 624 | 0 | 0.82105 | 0 | -559 | 559 | 0 | 0.40537 | 0 | -173 | 173 | 0 | 0.28268 | 0
0 | 0 | 0 | 0 | 0 | -92 | 92 | 0 | 0.12105 | 0 | 526 | 0 | 526 | 0 | 0.32489 | 259 | 0 | 259 | 0 | 0.43529
0 | 0 | 0 | 0 | 0 | 0 | 0 | 0 | 0 | 0 | 706 | 0 | 706 | 0 | 0.43607 | 335 | 0 | 335 | 0 | 0.56303
0 | 0 | 0 | 0 | 0 | 0 | 0 | 0 | 0 | 0 | 933 | 0 | 933 | 0 | 0.57628 | 335 | 0 | 335 | 0 | 0.56303
0 | 0 | 0 | 0 | 0 | 0 | 0 | 0 | 0 | 0 | 1017 | 0 | 1017 | 0 | 0.62817 | 374 | 0 | 374 | 0 | 0.62857
0 | 0 | 0 | 0 | 0 | 0 | 0 | 0 | 0 | 0 | 978 | 0 | 978 | 0 | 0.60408 | 393 | 0 | 393 | 0 | 0.6605
0 | 0 | 0 | 0 | 0 | 60 | 0 | 60 | 0 | 0.081411 | 1014 | 0 | 1014 | 0 | 0.62631 | 393 | 0 | 393 | 0 | 0.6605
0 | 0 | 0 | 0 | 0 | 196 | 0 | 196 | 0 | 0.26594 | 910 | 0 | 910 | 0 | 0.56208 | 393 | 0 | 393 | 0 | 0.6605
0 | 0 | 0 | 0 | 0 | 347 | 0 | 347 | 0 | 0.47083 | 558 | 0 | 558 | 0 | 0.34466 | 472 | 0 | 472 | 0 | 0.79328
0 | 0 | 0 | 0 | 0 | 230 | 0 | 230 | 0 | 0.31208 | 423 | 0 | 423 | 0 | 0.26127 | 473 | 0 | 473 | 0 | 0.79496
0 | 0 | 0 | 0 | 0 | 345 | 0 | 345 | 0 | 0.46811 | 276 | 0 | 276 | 0 | 0.17048 | 473 | 0 | 473 | 0 | 0.79496
0 | 0 | 0 | 0 | 0 | 334 | 0 | 334 | 0 | 0.45319 | 246 | 0 | 246 | 0 | 0.15195 | 452 | 0 | 452 | 0 | 0.75966
0 | 0 | 0 | 0 | 0 | 572 | 0 | 572 | 0 | 0.77612 | 279 | 0 | 279 | 0 | 0.17233 | 416 | 0 | 416 | 0 | 0.69916
0 | 0 | 0 | 0 | 0 | 551 | 0 | 551 | 0 | 0.74763 | 539 | 0 | 539 | 0 | 0.33292 | 382 | 0 | 382 | 0 | 0.64202
0 | 0 | 0 | 0 | 0 | 431 | 0 | 431 | 0 | 0.5848 | 897 | 0 | 897 | 0 | 0.55405 | 353 | 0 | 353 | 0 | 0.59328
0 | 0 | 0 | 0 | 0 | 532 | 0 | 532 | 0 | 0.72185 | 1018 | 0 | 1018 | 0 | 0.62878 | 353 | 0 | 353 | 0 | 0.59328
0 | 0 | 0 | 0 | 0 | 652 | 0 | 652 | 0 | 0.88467 | 902 | 0 | 902 | 0 | 0.55713 | 273 | 0 | 273 | 0 | 0.45882
0 | 0 | 0 | 0 | 0 | 605 | 0 | 605 | 0 | 0.8209 | 781 | 0 | 781 | 0 | 0.4824 | 248 | 0 | 248 | 0 | 0.41681
0 | 0 | 0 | 0 | 0 | 496 | 0 | 496 | 0 | 0.673 | 545 | 0 | 545 | 0 | 0.33663 | 248 | 0 | 248 | 0 | 0.41681
0 | 0 | 0 | 0 | 0 | -16 | 16 | 0 | 0.021053 | 0 | -8 | 8 | 0 | 0.0058013 | 0 | 16 | 0 | 16 | 0 | 0.026891
0 | 0 | 0 | 0 | 0 | -309 | 309 | 0 | 0.40658 | 0 | -290 | 290 | 0 | 0.2103 | 0 | 2 | 0 | 2 | 0 | 0.0033613
0 | 0 | 0 | 0 | 0 | -565 | 565 | 0 | 0.74342 | 0 | -783 | 783 | 0 | 0.5678 | 0 | -461 | 461 | 0 | 0.75327 | 0
0 | 0 | 0 | 0 | 0 | -615 | 615 | 0 | 0.80921 | 0 | -837 | 837 | 0 | 0.60696 | 0 | -207 | 207 | 0 | 0.33824 | 0
0 | 0 | 0 | 0 | 0 | -510 | 510 | 0 | 0.67105 | 0 | -767 | 767 | 0 | 0.5562 | 0 | -104 | 104 | 0 | 0.16993 | 0
0 | 0 | 0 | 0 | 0 | -367 | 367 | 0 | 0.48289 | 0 | -480 | 480 | 0 | 0.34808 | 0 | -1 | 1 | 0 | 0.001634 | 0
0 | 0 | 0 | 0 | 0 | -1 | 1 | 0 | 0.0013158 | 0 | -411 | 411 | 0 | 0.29804 | 0 | 1 | 0 | 1 | 0 | 0.0016807
0 | 0 | 0 | 0 | 0 | 0 | 0 | 0 | 0 | 0 | 609 | 0 | 609 | 0 | 0.37616 | 197 | 0 | 197 | 0 | 0.33109
0 | 0 | 0 | 0 | 0 | 0 | 0 | 0 | 0 | 0 | 812 | 0 | 812 | 0 | 0.50154 | 199 | 0 | 199 | 0 | 0.33445
0 | 0 | 0 | 0 | 0 | 0 | 0 | 0 | 0 | 0 | 967 | 0 | 967 | 0 | 0.59728 | 258 | 0 | 258 | 0 | 0.43361
0 | 0 | 0 | 0 | 0 | 2 | 0 | 2 | 0 | 0.0027137 | 1035 | 0 | 1035 | 0 | 0.63928 | 259 | 0 | 259 | 0 | 0.43529
0 | 0 | 0 | 0 | 0 | 69 | 0 | 69 | 0 | 0.093623 | 940 | 0 | 940 | 0 | 0.58061 | 250 | 0 | 250 | 0 | 0.42017
0 | 0 | 0 | 0 | 0 | 432 | 0 | 432 | 0 | 0.58616 | 813 | 0 | 813 | 0 | 0.50216 | 302 | 0 | 302 | 0 | 0.50756
0 | 0 | 0 | 0 | 0 | 409 | 0 | 409 | 0 | 0.55495 | 694 | 0 | 694 | 0 | 0.42866 | 331 | 0 | 331 | 0 | 0.5563
0 | 0 | 0 | 0 | 0 | 385 | 0 | 385 | 0 | 0.52239 | 323 | 0 | 323 | 0 | 0.19951 | 28 | 0 | 28 | 0 | 0.047059
0 | 0 | 0 | 0 | 0 | 406 | 0 | 406 | 0 | 0.55088 | -128 | 128 | 0 | 0.092821 | 0 | 2 | 0 | 2 | 0 | 0.0033613
0 | 0 | 0 | 0 | 0 | 432 | 0 | 432 | 0 | 0.58616 | 215 | 0 | 215 | 0 | 0.1328 | 70 | 0 | 70 | 0 | 0.11765
0 | 0 | 0 | 0 | 0 | 423 | 0 | 423 | 0 | 0.57395 | 295 | 0 | 295 | 0 | 0.18221 | 165 | 0 | 165 | 0 | 0.27731
0 | 0 | 0 | 0 | 0 | 408 | 0 | 408 | 0 | 0.5536 | 410 | 0 | 410 | 0 | 0.25324 | 180 | 0 | 180 | 0 | 0.30252
0 | 0 | 0 | 0 | 0 | 542 | 0 | 542 | 0 | 0.73541 | 703 | 0 | 703 | 0 | 0.43422 | 348 | 0 | 348 | 0 | 0.58487
0 | 0 | 0 | 0 | 0 | 486 | 0 | 486 | 0 | 0.65943 | 792 | 0 | 792 | 0 | 0.48919 | 355 | 0 | 355 | 0 | 0.59664
0 | 0 | 0 | 0 | 0 | 394 | 0 | 394 | 0 | 0.5346 | 755 | 0 | 755 | 0 | 0.46634 | 355 | 0 | 355 | 0 | 0.59664
0 | 0 | 0 | 0 | 0 | 225 | 0 | 225 | 0 | 0.30529 | 709 | 0 | 709 | 0 | 0.43792 | 355 | 0 | 355 | 0 | 0.59664
0 | 0 | 0 | 0 | 0 | 51 | 0 | 51 | 0 | 0.069199 | 99 | 0 | 99 | 0 | 0.061149 | 32 | 0 | 32 | 0 | 0.053782
0 | 0 | 0 | 0 | 0 | -674 | 674 | 0 | 0.88684 | 0 | -896 | 896 | 0 | 0.64975 | 0 | -460 | 460 | 0 | 0.75163 | 0
0 | 0 | 0 | 0 | 0 | -700 | 700 | 0 | 0.92105 | 0 | -1130 | 1130 | 0 | 0.81943 | 0 | -610 | 610 | 0 | 0.99673 | 0
0 | 0 | 0 | 0 | 0 | -700 | 700 | 0 | 0.92105 | 0 | -1103 | 1103 | 0 | 0.79985 | 0 | -610 | 610 | 0 | 0.99673 | 0
0 | 0 | 0 | 0 | 0 | -584 | 584 | 0 | 0.76842 | 0 | -1144 | 1144 | 0 | 0.82959 | 0 | -610 | 610 | 0 | 0.99673 | 0
0 | 0 | 0 | 0 | 0 | -516 | 516 | 0 | 0.67895 | 0 | -980 | 980 | 0 | 0.71066 | 0 | -610 | 610 | 0 | 0.99673 | 0
0 | 0 | 0 | 0 | 0 | -302 | 302 | 0 | 0.39737 | 0 | -884 | 884 | 0 | 0.64104 | 0 | -610 | 610 | 0 | 0.99673 | 0
0 | 0 | 0 | 0 | 0 | -307 | 307 | 0 | 0.40395 | 0 | -843 | 843 | 0 | 0.61131 | 0 | -610 | 610 | 0 | 0.99673 | 0
0 | 0 | 0 | 0 | 0 | -440 | 440 | 0 | 0.57895 | 0 | -810 | 810 | 0 | 0.58738 | 0 | -610 | 610 | 0 | 0.99673 | 0
0 | 0 | 0 | 0 | 0 | -426 | 426 | 0 | 0.56053 | 0 | -785 | 785 | 0 | 0.56925 | 0 | -610 | 610 | 0 | 0.99673 | 0
0 | 0 | 0 | 0 | 0 | -344 | 344 | 0 | 0.45263 | 0 | -759 | 759 | 0 | 0.5504 | 0 | -405 | 405 | 0 | 0.66176 | 0
0 | 0 | 0 | 0 | 0 | -176 | 176 | 0 | 0.23158 | 0 | -766 | 766 | 0 | 0.55547 | 0 | -600 | 600 | 0 | 0.98039 | 0
0 | 0 | 0 | 0 | 0 | -100 | 100 | 0 | 0.13158 | 0 | -858 | 858 | 0 | 0.62219 | 0 | -610 | 610 | 0 | 0.99673 | 0
0 | 0 | 0 | 0 | 0 | -379 | 379 | 0 | 0.49868 | 0 | -969 | 969 | 0 | 0.70268 | 0 | -610 | 610 | 0 | 0.99673 | 0
0 | 0 | 0 | 0 | 0 | -673 | 673 | 0 | 0.88553 | 0 | -1191 | 1191 | 0 | 0.86367 | 0 | -95 | 95 | 0 | 0.15523 | 0
0 | 0 | 0 | 0 | 0 | -698 | 698 | 0 | 0.91842 | 0 | -1162 | 1162 | 0 | 0.84264 | 0 | 2 | 0 | 2 | 0 | 0.0033613
0 | 0 | 0 | 0 | 0 | -699 | 699 | 0 | 0.91974 | 0 | -1152 | 1152 | 0 | 0.83539 | 0 | 2 | 0 | 2 | 0 | 0.0033613
0 | 0 | 0 | 0 | 0 | -689 | 689 | 0 | 0.90658 | 0 | -1188 | 1188 | 0 | 0.86149 | 0 | 2 | 0 | 2 | 0 | 0.0033613
0 | 0 | 0 | 0 | 0 | -647 | 647 | 0 | 0.85132 | 0 | -1238 | 1238 | 0 | 0.89775 | 0 | 2 | 0 | 2 | 0 | 0.0033613
0 | 0 | 0 | 0 | 0 | -645 | 645 | 0 | 0.84868 | 0 | -1103 | 1103 | 0 | 0.79985 | 0 | 2 | 0 | 2 | 0 | 0.0033613
0 | 0 | 0 | 0 | 0 | -621 | 621 | 0 | 0.81711 | 0 | -1250 | 1250 | 0 | 0.90645 | 0 | 2 | 0 | 2 | 0 | 0.0033613
0 | 0 | 0 | 0 | 0 | -601 | 601 | 0 | 0.79079 | 0 | -1224 | 1224 | 0 | 0.8876 | 0 | 2 | 0 | 2 | 0 | 0.0033613
0 | 0 | 0 | 0 | 0 | -545 | 545 | 0 | 0.71711 | 0 | -1218 | 1218 | 0 | 0.88325 | 0 | 2 | 0 | 2 | 0 | 0.0033613
0 | 0 | 0 | 0 | 0 | -619 | 619 | 0 | 0.81447 | 0 | -1212 | 1212 | 0 | 0.8789 | 0 | 2 | 0 | 2 | 0 | 0.0033613
0 | 0 | 0 | 0 | 0 | -682 | 682 | 0 | 0.89737 | 0 | -1270 | 1270 | 0 | 0.92096 | 0 | -356 | 356 | 0 | 0.5817 | 0
0 | 0 | 0 | 0 | 0 | -699 | 699 | 0 | 0.91974 | 0 | -1226 | 1226 | 0 | 0.88905 | 0 | -396 | 396 | 0 | 0.64706 | 0
0 | 0 | 0 | 0 | 0 | -699 | 699 | 0 | 0.91974 | 0 | -1277 | 1277 | 0 | 0.92603 | 0 | -396 | 396 | 0 | 0.64706 | 0
0 | 0 | 0 | 0 | 0 | -699 | 699 | 0 | 0.91974 | 0 | -1282 | 1282 | 0 | 0.92966 | 0 | -396 | 396 | 0 | 0.64706 | 0
0 | 0 | 0 | 0 | 0 | -699 | 699 | 0 | 0.91974 | 0 | -1275 | 1275 | 0 | 0.92458 | 0 | -396 | 396 | 0 | 0.64706 | 0
0 | 0 | 0 | 0 | 0 | -703 | 703 | 0 | 0.925 | 0 | -1188 | 1188 | 0 | 0.86149 | 0 | -397 | 397 | 0 | 0.64869 | 0
0 | 0 | 0 | 0 | 0 | -535 | 535 | 0 | 0.70395 | 0 | -1238 | 1238 | 0 | 0.89775 | 0 | -397 | 397 | 0 | 0.64869 | 0
0 | 0 | 0 | 0 | 0 | -400 | 400 | 0 | 0.52632 | 0 | -823 | 823 | 0 | 0.59681 | 0 | -397 | 397 | 0 | 0.64869 | 0
0 | 0 | 0 | 0 | 0 | -368 | 368 | 0 | 0.48421 | 0 | -695 | 695 | 0 | 0.50399 | 0 | -397 | 397 | 0 | 0.64869 | 0
0 | 0 | 0 | 0 | 0 | -461 | 461 | 0 | 0.60658 | 0 | -594 | 594 | 0 | 0.43075 | 0 | -397 | 397 | 0 | 0.64869 | 0
0 | 0 | 0 | 0 | 0 | -511 | 511 | 0 | 0.67237 | 0 | -865 | 865 | 0 | 0.62727 | 0 | -397 | 397 | 0 | 0.64869 | 0
0 | 0 | 0 | 0 | 0 | -539 | 539 | 0 | 0.70921 | 0 | -882 | 882 | 0 | 0.63959 | 0 | -397 | 397 | 0 | 0.64869 | 0
0 | 0 | 0 | 0 | 0 | -564 | 564 | 0 | 0.74211 | 0 | -951 | 951 | 0 | 0.68963 | 0 | -397 | 397 | 0 | 0.64869 | 0
0 | 0 | 0 | 0 | 0 | -650 | 650 | 0 | 0.85526 | 0 | -1141 | 1141 | 0 | 0.82741 | 0 | -396 | 396 | 0 | 0.64706 | 0
0 | 0 | 0 | 0 | 0 | -698 | 698 | 0 | 0.91842 | 0 | -1247 | 1247 | 0 | 0.90428 | 0 | -396 | 396 | 0 | 0.64706 | 0
0 | 0 | 0 | 0 | 0 | -680 | 680 | 0 | 0.89474 | 0 | -1217 | 1217 | 0 | 0.88252 | 0 | -396 | 396 | 0 | 0.64706 | 0
0 | 0 | 0 | 0 | 0 | -698 | 698 | 0 | 0.91842 | 0 | -1270 | 1270 | 0 | 0.92096 | 0 | -396 | 396 | 0 | 0.64706 | 0
0 | 0 | 0 | 0 | 0 | -699 | 699 | 0 | 0.91974 | 0 | -1139 | 1139 | 0 | 0.82596 | 0 | -396 | 396 | 0 | 0.64706 | 0
0 | 0 | 0 | 0 | 0 | -699 | 699 | 0 | 0.91974 | 0 | -1291 | 1291 | 0 | 0.93619 | 0 | -396 | 396 | 0 | 0.64706 | 0
0 | 0 | 0 | 0 | 0 | -699 | 699 | 0 | 0.91974 | 0 | -1283 | 1283 | 0 | 0.93038 | 0 | -396 | 396 | 0 | 0.64706 | 0
0 | 0 | 0 | 0 | 0 | -699 | 699 | 0 | 0.91974 | 0 | -1273 | 1273 | 0 | 0.92313 | 0 | -396 | 396 | 0 | 0.64706 | 0
0 | 0 | 0 | 0 | 0 | -700 | 700 | 0 | 0.92105 | 0 | -1194 | 1194 | 0 | 0.86584 | 0 | -396 | 396 | 0 | 0.64706 | 0
0 | 0 | 0 | 0 | 0 | -698 | 698 | 0 | 0.91842 | 0 | -1192 | 1192 | 0 | 0.86439 | 0 | -396 | 396 | 0 | 0.64706 | 0
0 | 0 | 0 | 0 | 0 | -685 | 685 | 0 | 0.90132 | 0 | -1259 | 1259 | 0 | 0.91298 | 0 | -396 | 396 | 0 | 0.64706 | 0
0 | 0 | 0 | 0 | 0 | -698 | 698 | 0 | 0.91842 | 0 | -1262 | 1262 | 0 | 0.91516 | 0 | -396 | 396 | 0 | 0.64706 | 0
0 | 0 | 0 | 0 | 0 | -697 | 697 | 0 | 0.91711 | 0 | -1231 | 1231 | 0 | 0.89268 | 0 | -396 | 396 | 0 | 0.64706 | 0
0 | 0 | 0 | 0 | 0 | -679 | 679 | 0 | 0.89342 | 0 | -1086 | 1086 | 0 | 0.78753 | 0 | -396 | 396 | 0 | 0.64706 | 0
0 | 0 | 0 | 0 | 0 | -699 | 699 | 0 | 0.91974 | 0 | -1043 | 1043 | 0 | 0.75635 | 0 | -396 | 396 | 0 | 0.64706 | 0
0 | 0 | 0 | 0 | 0 | -628 | 628 | 0 | 0.82632 | 0 | -941 | 941 | 0 | 0.68238 | 0 | -396 | 396 | 0 | 0.64706 | 0
0 | 0 | 0 | 0 | 0 | -532 | 532 | 0 | 0.7 | 0 | -579 | 579 | 0 | 0.41987 | 0 | -396 | 396 | 0 | 0.64706 | 0
0 | 0 | 0 | 0 | 0 | -594 | 594 | 0 | 0.78158 | 0 | -306 | 306 | 0 | 0.2219 | 0 | -397 | 397 | 0 | 0.64869 | 0
0 | 0 | 0 | 0 | 0 | -135 | 135 | 0 | 0.17763 | 0 | -183 | 183 | 0 | 0.1327 | 0 | -397 | 397 | 0 | 0.64869 | 0
0 | 0 | 0 | 0 | 0 | 0 | 0 | 0 | 0 | 0 | -187 | 187 | 0 | 0.13561 | 0 | -397 | 397 | 0 | 0.64869 | 0
0 | 0 | 0 | 0 | 0 | 0 | 0 | 0 | 0 | 0 | -269 | 269 | 0 | 0.19507 | 0 | -397 | 397 | 0 | 0.64869 | 0
0 | 0 | 0 | 0 | 0 | 0 | 0 | 0 | 0 | 0 | -619 | 619 | 0 | 0.44888 | 0 | -397 | 397 | 0 | 0.64869 | 0
0 | 0 | 0 | 0 | 0 | 0 | 0 | 0 | 0 | 0 | -765 | 765 | 0 | 0.55475 | 0 | -397 | 397 | 0 | 0.64869 | 0
0 | 0 | 0 | 0 | 0 | 0 | 0 | 0 | 0 | 0 | -991 | 991 | 0 | 0.71864 | 0 | -397 | 397 | 0 | 0.64869 | 0
0 | 0 | 0 | 0 | 0 | -125 | 125 | 0 | 0.16447 | 0 | -1243 | 1243 | 0 | 0.90138 | 0 | -396 | 396 | 0 | 0.64706 | 0
0 | 0 | 0 | 0 | 0 | -614 | 614 | 0 | 0.80789 | 0 | -1196 | 1196 | 0 | 0.8673 | 0 | -395 | 395 | 0 | 0.64542 | 0
0 | 0 | 0 | 0 | 0 | -691 | 691 | 0 | 0.90921 | 0 | -1286 | 1286 | 0 | 0.93256 | 0 | -395 | 395 | 0 | 0.64542 | 0
0 | 0 | 0 | 0 | 0 | -700 | 700 | 0 | 0.92105 | 0 | -1275 | 1275 | 0 | 0.92458 | 0 | -396 | 396 | 0 | 0.64706 | 0
0 | 0 | 0 | 0 | 0 | -700 | 700 | 0 | 0.92105 | 0 | -1223 | 1223 | 0 | 0.88687 | 0 | -396 | 396 | 0 | 0.64706 | 0
0 | 0 | 0 | 0 | 0 | -700 | 700 | 0 | 0.92105 | 0 | -1233 | 1233 | 0 | 0.89413 | 0 | -396 | 396 | 0 | 0.64706 | 0
0 | 0 | 0 | 0 | 0 | -698 | 698 | 0 | 0.91842 | 0 | -1112 | 1112 | 0 | 0.80638 | 0 | -396 | 396 | 0 | 0.64706 | 0
0 | 0 | 0 | 0 | 0 | -668 | 668 | 0 | 0.87895 | 0 | -1019 | 1019 | 0 | 0.73894 | 0 | -396 | 396 | 0 | 0.64706 | 0
0 | 0 | 0 | 0 | 0 | -698 | 698 | 0 | 0.91842 | 0 | -953 | 953 | 0 | 0.69108 | 0 | -396 | 396 | 0 | 0.64706 | 0
0 | 0 | 0 | 0 | 0 | -700 | 700 | 0 | 0.92105 | 0 | -1057 | 1057 | 0 | 0.7665 | 0 | -396 | 396 | 0 | 0.64706 | 0
0 | 0 | 0 | 0 | 0 | -700 | 700 | 0 | 0.92105 | 0 | -996 | 996 | 0 | 0.72226 | 0 | -396 | 396 | 0 | 0.64706 | 0
0 | 0 | 0 | 0 | 0 | -700 | 700 | 0 | 0.92105 | 0 | -1086 | 1086 | 0 | 0.78753 | 0 | -396 | 396 | 0 | 0.64706 | 0
0 | 0 | 0 | 0 | 0 | -699 | 699 | 0 | 0.91974 | 0 | -1148 | 1148 | 0 | 0.83249 | 0 | -396 | 396 | 0 | 0.64706 | 0
0 | 0 | 0 | 0 | 0 | -700 | 700 | 0 | 0.92105 | 0 | -1246 | 1246 | 0 | 0.90355 | 0 | -396 | 396 | 0 | 0.64706 | 0
0 | 0 | 0 | 0 | 0 | -700 | 700 | 0 | 0.92105 | 0 | -1273 | 1273 | 0 | 0.92313 | 0 | -396 | 396 | 0 | 0.64706 | 0
0 | 0 | 0 | 0 | 0 | -699 | 699 | 0 | 0.91974 | 0 | -1234 | 1234 | 0 | 0.89485 | 0 | -397 | 397 | 0 | 0.64869 | 0
0 | 0 | 0 | 0 | 0 | -700 | 700 | 0 | 0.92105 | 0 | -1129 | 1129 | 0 | 0.81871 | 0 | -397 | 397 | 0 | 0.64869 | 0
0 | 0 | 0 | 0 | 0 | -692 | 692 | 0 | 0.91053 | 0 | -1128 | 1128 | 0 | 0.81798 | 0 | -397 | 397 | 0 | 0.64869 | 0
0 | 0 | 0 | 0 | 0 | -662 | 662 | 0 | 0.87105 | 0 | -1235 | 1235 | 0 | 0.89558 | 0 | -397 | 397 | 0 | 0.64869 | 0
0 | 0 | 0 | 0 | 0 | -694 | 694 | 0 | 0.91316 | 0 | -1036 | 1036 | 0 | 0.75127 | 0 | -397 | 397 | 0 | 0.64869 | 0
0 | 0 | 0 | 0 | 0 | -611 | 611 | 0 | 0.80395 | 0 | -939 | 939 | 0 | 0.68093 | 0 | -397 | 397 | 0 | 0.64869 | 0
0 | 0 | 0 | 0 | 0 | -568 | 568 | 0 | 0.74737 | 0 | -937 | 937 | 0 | 0.67948 | 0 | -90 | 90 | 0 | 0.14706 | 0
0 | 0 | 0 | 0 | 0 | -521 | 521 | 0 | 0.68553 | 0 | -720 | 720 | 0 | 0.52212 | 0 | -169 | 169 | 0 | 0.27614 | 0
0 | 0 | 0 | 0 | 0 | -434 | 434 | 0 | 0.57105 | 0 | -975 | 975 | 0 | 0.70703 | 0 | -4 | 4 | 0 | 0.0065359 | 0
0 | 0 | 0 | 0 | 0 | -603 | 603 | 0 | 0.79342 | 0 | -1111 | 1111 | 0 | 0.80566 | 0 | -355 | 355 | 0 | 0.58007 | 0
0 | 0 | 0 | 0 | 0 | -699 | 699 | 0 | 0.91974 | 0 | -997 | 997 | 0 | 0.72299 | 0 | -396 | 396 | 0 | 0.64706 | 0
0 | 0 | 0 | 0 | 0 | -699 | 699 | 0 | 0.91974 | 0 | -1056 | 1056 | 0 | 0.76577 | 0 | -396 | 396 | 0 | 0.64706 | 0
0 | 0 | 0 | 0 | 0 | -699 | 699 | 0 | 0.91974 | 0 | -958 | 958 | 0 | 0.69471 | 0 | -396 | 396 | 0 | 0.64706 | 0
0 | 0 | 0 | 0 | 0 | -700 | 700 | 0 | 0.92105 | 0 | -1007 | 1007 | 0 | 0.73024 | 0 | -396 | 396 | 0 | 0.64706 | 0
0 | 0 | 0 | 0 | 0 | -700 | 700 | 0 | 0.92105 | 0 | -1027 | 1027 | 0 | 0.74474 | 0 | -396 | 396 | 0 | 0.64706 | 0
0 | 0 | 0 | 0 | 0 | -700 | 700 | 0 | 0.92105 | 0 | -941 | 941 | 0 | 0.68238 | 0 | -311 | 311 | 0 | 0.50817 | 0
0 | 0 | 0 | 0 | 0 | -700 | 700 | 0 | 0.92105 | 0 | -735 | 735 | 0 | 0.53299 | 0 | -21 | 21 | 0 | 0.034314 | 0
0 | 0 | 0 | 0 | 0 | -699 | 699 | 0 | 0.91974 | 0 | -857 | 857 | 0 | 0.62146 | 0 | 2 | 0 | 2 | 0 | 0.0033613
0 | 0 | 0 | 0 | 0 | -694 | 694 | 0 | 0.91316 | 0 | -947 | 947 | 0 | 0.68673 | 0 | -357 | 357 | 0 | 0.58333 | 0
0 | 0 | 0 | 0 | 0 | -699 | 699 | 0 | 0.91974 | 0 | -946 | 946 | 0 | 0.686 | 0 | -386 | 386 | 0 | 0.63072 | 0
0 | 0 | 0 | 0 | 0 | -692 | 692 | 0 | 0.91053 | 0 | -1165 | 1165 | 0 | 0.84482 | 0 | -396 | 396 | 0 | 0.64706 | 0
0 | 0 | 0 | 0 | 0 | -659 | 659 | 0 | 0.86711 | 0 | -1256 | 1256 | 0 | 0.9108 | 0 | -396 | 396 | 0 | 0.64706 | 0
0 | 0 | 0 | 0 | 0 | -680 | 680 | 0 | 0.89474 | 0 | -1253 | 1253 | 0 | 0.90863 | 0 | -396 | 396 | 0 | 0.64706 | 0
0 | 0 | 0 | 0 | 0 | -543 | 543 | 0 | 0.71447 | 0 | -1201 | 1201 | 0 | 0.87092 | 0 | -396 | 396 | 0 | 0.64706 | 0
0 | 0 | 0 | 0 | 0 | -384 | 384 | 0 | 0.50526 | 0 | -1175 | 1175 | 0 | 0.85207 | 0 | -396 | 396 | 0 | 0.64706 | 0
0 | 0 | 0 | 0 | 0 | -20 | 20 | 0 | 0.026316 | 0 | -993 | 993 | 0 | 0.72009 | 0 | -396 | 396 | 0 | 0.64706 | 0
0 | 0 | 0 | 0 | 0 | -193 | 193 | 0 | 0.25395 | 0 | -912 | 912 | 0 | 0.66135 | 0 | -396 | 396 | 0 | 0.64706 | 0
0 | 0 | 0 | 0 | 0 | -195 | 195 | 0 | 0.25658 | 0 | -557 | 557 | 0 | 0.40392 | 0 | -397 | 397 | 0 | 0.64869 | 0
0 | 0 | 0 | 0 | 0 | -70 | 70 | 0 | 0.092105 | 0 | -880 | 880 | 0 | 0.63814 | 0 | -397 | 397 | 0 | 0.64869 | 0
0 | 0 | 0 | 0 | 0 | -61 | 61 | 0 | 0.080263 | 0 | -904 | 904 | 0 | 0.65555 | 0 | -397 | 397 | 0 | 0.64869 | 0
0 | 0 | 0 | 0 | 0 | -118 | 118 | 0 | 0.15526 | 0 | -953 | 953 | 0 | 0.69108 | 0 | -397 | 397 | 0 | 0.64869 | 0
0 | 0 | 0 | 0 | 0 | -410 | 410 | 0 | 0.53947 | 0 | -738 | 738 | 0 | 0.53517 | 0 | -397 | 397 | 0 | 0.64869 | 0
0 | 0 | 0 | 0 | 0 | -445 | 445 | 0 | 0.58553 | 0 | -962 | 962 | 0 | 0.69761 | 0 | -396 | 396 | 0 | 0.64706 | 0
0 | 0 | 0 | 0 | 0 | -514 | 514 | 0 | 0.67632 | 0 | -978 | 978 | 0 | 0.70921 | 0 | -396 | 396 | 0 | 0.64706 | 0
0 | 0 | 0 | 0 | 0 | -599 | 599 | 0 | 0.78816 | 0 | -1118 | 1118 | 0 | 0.81073 | 0 | -327 | 327 | 0 | 0.53431 | 0
0 | 0 | 0 | 0 | 0 | -692 | 692 | 0 | 0.91053 | 0 | -1271 | 1271 | 0 | 0.92168 | 0 | -395 | 395 | 0 | 0.64542 | 0
0 | 0 | 0 | 0 | 0 | -692 | 692 | 0 | 0.91053 | 0 | -1249 | 1249 | 0 | 0.90573 | 0 | -396 | 396 | 0 | 0.64706 | 0
0 | 0 | 0 | 0 | 0 | -650 | 650 | 0 | 0.85526 | 0 | -983 | 983 | 0 | 0.71284 | 0 | -396 | 396 | 0 | 0.64706 | 0
0 | 0 | 0 | 0 | 0 | -700 | 700 | 0 | 0.92105 | 0 | -669 | 669 | 0 | 0.48513 | 0 | -396 | 396 | 0 | 0.64706 | 0
0 | 0 | 0 | 0 | 0 | -629 | 629 | 0 | 0.82763 | 0 | -567 | 567 | 0 | 0.41117 | 0 | -396 | 396 | 0 | 0.64706 | 0
0 | 0 | 0 | 0 | 0 | -455 | 455 | 0 | 0.59868 | 0 | -572 | 572 | 0 | 0.41479 | 0 | -396 | 396 | 0 | 0.64706 | 0
0 | 0 | 0 | 0 | 0 | -541 | 541 | 0 | 0.71184 | 0 | -398 | 398 | 0 | 0.28861 | 0 | -397 | 397 | 0 | 0.64869 | 0
0 | 0 | 0 | 0 | 0 | -589 | 589 | 0 | 0.775 | 0 | -470 | 470 | 0 | 0.34083 | 0 | -397 | 397 | 0 | 0.64869 | 0
0 | 0 | 0 | 0 | 0 | -684 | 684 | 0 | 0.9 | 0 | -817 | 817 | 0 | 0.59246 | 0 | -396 | 396 | 0 | 0.64706 | 0
0 | 0 | 0 | 0 | 0 | -698 | 698 | 0 | 0.91842 | 0 | -1163 | 1163 | 0 | 0.84336 | 0 | -396 | 396 | 0 | 0.64706 | 0
0 | 0 | 0 | 0 | 0 | -699 | 699 | 0 | 0.91974 | 0 | -1175 | 1175 | 0 | 0.85207 | 0 | -396 | 396 | 0 | 0.64706 | 0
0 | 0 | 0 | 0 | 0 | -699 | 699 | 0 | 0.91974 | 0 | -1154 | 1154 | 0 | 0.83684 | 0 | -396 | 396 | 0 | 0.64706 | 0
0 | 0 | 0 | 0 | 0 | -699 | 699 | 0 | 0.91974 | 0 | -1111 | 1111 | 0 | 0.80566 | 0 | -396 | 396 | 0 | 0.64706 | 0
0 | 0 | 0 | 0 | 0 | -699 | 699 | 0 | 0.91974 | 0 | -1187 | 1187 | 0 | 0.86077 | 0 | -396 | 396 | 0 | 0.64706 | 0
0 | 0 | 0 | 0 | 0 | -649 | 649 | 0 | 0.85395 | 0 | -1223 | 1223 | 0 | 0.88687 | 0 | -396 | 396 | 0 | 0.64706 | 0
0 | 0 | 0 | 0 | 0 | -561 | 561 | 0 | 0.73816 | 0 | -1138 | 1138 | 0 | 0.82524 | 0 | -397 | 397 | 0 | 0.64869 | 0
0 | 0 | 0 | 0 | 0 | -411 | 411 | 0 | 0.54079 | 0 | -1021 | 1021 | 0 | 0.74039 | 0 | -397 | 397 | 0 | 0.64869 | 0
0 | 0 | 0 | 0 | 0 | -407 | 407 | 0 | 0.53553 | 0 | -403 | 403 | 0 | 0.29224 | 0 | -37 | 37 | 0 | 0.060458 | 0
0 | 0 | 0 | 0 | 0 | -48 | 48 | 0 | 0.063158 | 0 | -278 | 278 | 0 | 0.2016 | 0 | 2 | 0 | 2 | 0 | 0.0033613
0 | 0 | 0 | 0 | 0 | 387 | 0 | 387 | 0 | 0.5251 | 21 | 0 | 21 | 0 | 0.012971 | 2 | 0 | 2 | 0 | 0.0033613
0 | 0 | 0 | 0 | 0 | 62 | 0 | 62 | 0 | 0.084125 | -32 | 32 | 0 | 0.023205 | 0 | 1 | 0 | 1 | 0 | 0.0016807
0 | 0 | 0 | 0 | 0 | -68 | 68 | 0 | 0.089474 | 0 | 14 | 0 | 14 | 0 | 0.0086473 | 1 | 0 | 1 | 0 | 0.0016807
0 | 0 | 0 | 0 | 0 | 307 | 0 | 307 | 0 | 0.41655 | -83 | 83 | 0 | 0.060189 | 0 | 409 | 0 | 409 | 0 | 0.68739
0 | 0 | 0 | 0 | 0 | 74 | 0 | 74 | 0 | 0.10041 | -241 | 241 | 0 | 0.17476 | 0 | 57 | 0 | 57 | 0 | 0.095798
0 | 0 | 0 | 0 | 0 | -99 | 99 | 0 | 0.13026 | 0 | -332 | 332 | 0 | 0.24075 | 0 | 2 | 0 | 2 | 0 | 0.0033613
0 | 0 | 0 | 0 | 0 | -496 | 496 | 0 | 0.65263 | 0 | -1258 | 1258 | 0 | 0.91226 | 0 | 2 | 0 | 2 | 0 | 0.0033613
0 | 0 | 0 | 0 | 0 | -696 | 696 | 0 | 0.91579 | 0 | -1292 | 1292 | 0 | 0.93691 | 0 | 2 | 0 | 2 | 0 | 0.0033613
0 | 0 | 0 | 0 | 0 | -622 | 622 | 0 | 0.81842 | 0 | -1223 | 1223 | 0 | 0.88687 | 0 | -274 | 274 | 0 | 0.44771 | 0
0 | 0 | 0 | 0 | 0 | -540 | 540 | 0 | 0.71053 | 0 | -1046 | 1046 | 0 | 0.75852 | 0 | -269 | 269 | 0 | 0.43954 | 0
0 | 0 | 0 | 0 | 0 | -236 | 236 | 0 | 0.31053 | 0 | -421 | 421 | 0 | 0.30529 | 0 | -16 | 16 | 0 | 0.026144 | 0
0 | 0 | 0 | 0 | 0 | -72 | 72 | 0 | 0.094737 | 0 | 98 | 0 | 98 | 0 | 0.060531 | 1 | 0 | 1 | 0 | 0.0016807
0 | 0 | 0 | 0 | 0 | 50 | 0 | 50 | 0 | 0.067843 | 319 | 0 | 319 | 0 | 0.19704 | 222 | 0 | 222 | 0 | 0.37311
0 | 0 | 0 | 0 | 0 | -41 | 41 | 0 | 0.053947 | 0 | 189 | 0 | 189 | 0 | 0.11674 | 437 | 0 | 437 | 0 | 0.73445
0 | 0 | 0 | 0 | 0 | -148 | 148 | 0 | 0.19474 | 0 | -625 | 625 | 0 | 0.45323 | 0 | 51 | 0 | 51 | 0 | 0.085714
0 | 0 | 0 | 0 | 0 | -673 | 673 | 0 | 0.88553 | 0 | -1116 | 1116 | 0 | 0.80928 | 0 | -356 | 356 | 0 | 0.5817 | 0
0 | 0 | 0 | 0 | 0 | -700 | 700 | 0 | 0.92105 | 0 | -1237 | 1237 | 0 | 0.89703 | 0 | -396 | 396 | 0 | 0.64706 | 0
0 | 0 | 0 | 0 | 0 | -699 | 699 | 0 | 0.91974 | 0 | -1299 | 1299 | 0 | 0.94199 | 0 | -396 | 396 | 0 | 0.64706 | 0
0 | 0 | 0 | 0 | 0 | -699 | 699 | 0 | 0.91974 | 0 | -1193 | 1193 | 0 | 0.86512 | 0 | -395 | 395 | 0 | 0.64542 | 0
0 | 0 | 0 | 0 | 0 | -699 | 699 | 0 | 0.91974 | 0 | -1104 | 1104 | 0 | 0.80058 | 0 | -395 | 395 | 0 | 0.64542 | 0
0 | 0 | 0 | 0 | 0 | -699 | 699 | 0 | 0.91974 | 0 | -1174 | 1174 | 0 | 0.85134 | 0 | -396 | 396 | 0 | 0.64706 | 0
0 | 0 | 0 | 0 | 0 | -699 | 699 | 0 | 0.91974 | 0 | -1267 | 1267 | 0 | 0.91878 | 0 | -396 | 396 | 0 | 0.64706 | 0
0 | 0 | 0 | 0 | 0 | -699 | 699 | 0 | 0.91974 | 0 | -1306 | 1306 | 0 | 0.94706 | 0 | -396 | 396 | 0 | 0.64706 | 0
0 | 0 | 0 | 0 | 0 | -699 | 699 | 0 | 0.91974 | 0 | -1251 | 1251 | 0 | 0.90718 | 0 | -396 | 396 | 0 | 0.64706 | 0
0 | 0 | 0 | 0 | 0 | -695 | 695 | 0 | 0.91447 | 0 | -1141 | 1141 | 0 | 0.82741 | 0 | -179 | 179 | 0 | 0.29248 | 0
0 | 0 | 0 | 0 | 0 | -699 | 699 | 0 | 0.91974 | 0 | -1180 | 1180 | 0 | 0.85569 | 0 | -4 | 4 | 0 | 0.0065359 | 0
0 | 0 | 0 | 0 | 0 | -699 | 699 | 0 | 0.91974 | 0 | -1197 | 1197 | 0 | 0.86802 | 0 | -281 | 281 | 0 | 0.45915 | 0
0 | 0 | 0 | 0 | 0 | -699 | 699 | 0 | 0.91974 | 0 | -1257 | 1257 | 0 | 0.91153 | 0 | -394 | 394 | 0 | 0.64379 | 0
0 | 0 | 0 | 0 | 0 | -699 | 699 | 0 | 0.91974 | 0 | -660 | 660 | 0 | 0.47861 | 0 | -396 | 396 | 0 | 0.64706 | 0
0 | 0 | 0 | 0 | 0 | -699 | 699 | 0 | 0.91974 | 0 | -741 | 741 | 0 | 0.53735 | 0 | -396 | 396 | 0 | 0.64706 | 0
0 | 0 | 0 | 0 | 0 | -700 | 700 | 0 | 0.92105 | 0 | -818 | 818 | 0 | 0.59318 | 0 | -396 | 396 | 0 | 0.64706 | 0
0 | 0 | 0 | 0 | 0 | -700 | 700 | 0 | 0.92105 | 0 | -964 | 964 | 0 | 0.69906 | 0 | -396 | 396 | 0 | 0.64706 | 0
0 | 0 | 0 | 0 | 0 | -700 | 700 | 0 | 0.92105 | 0 | -839 | 839 | 0 | 0.60841 | 0 | -396 | 396 | 0 | 0.64706 | 0
0 | 0 | 0 | 0 | 0 | -700 | 700 | 0 | 0.92105 | 0 | -780 | 780 | 0 | 0.56563 | 0 | -396 | 396 | 0 | 0.64706 | 0
-1 | 1 | 0 | 0.00080972 | 0 | -700 | 700 | 0 | 0.92105 | 0 | -837 | 837 | 0 | 0.60696 | 0 | -396 | 396 | 0 | 0.64706 | 0
0 | 0 | 0 | 0 | 0 | -700 | 700 | 0 | 0.92105 | 0 | -769 | 769 | 0 | 0.55765 | 0 | -396 | 396 | 0 | 0.64706 | 0
0 | 0 | 0 | 0 | 0 | -699 | 699 | 0 | 0.91974 | 0 | -765 | 765 | 0 | 0.55475 | 0 | -396 | 396 | 0 | 0.64706 | 0
0 | 0 | 0 | 0 | 0 | -699 | 699 | 0 | 0.91974 | 0 | -1046 | 1046 | 0 | 0.75852 | 0 | -396 | 396 | 0 | 0.64706 | 0
0 | 0 | 0 | 0 | 0 | -699 | 699 | 0 | 0.91974 | 0 | -1044 | 1044 | 0 | 0.75707 | 0 | -396 | 396 | 0 | 0.64706 | 0
0 | 0 | 0 | 0 | 0 | -699 | 699 | 0 | 0.91974 | 0 | -1117 | 1117 | 0 | 0.81001 | 0 | -396 | 396 | 0 | 0.64706 | 0
0 | 0 | 0 | 0 | 0 | -699 | 699 | 0 | 0.91974 | 0 | -1307 | 1307 | 0 | 0.94779 | 0 | -396 | 396 | 0 | 0.64706 | 0
0 | 0 | 0 | 0 | 0 | -699 | 699 | 0 | 0.91974 | 0 | -1195 | 1195 | 0 | 0.86657 | 0 | -396 | 396 | 0 | 0.64706 | 0
0 | 0 | 0 | 0 | 0 | -699 | 699 | 0 | 0.91974 | 0 | -1233 | 1233 | 0 | 0.89413 | 0 | -396 | 396 | 0 | 0.64706 | 0
0 | 0 | 0 | 0 | 0 | -699 | 699 | 0 | 0.91974 | 0 | -1288 | 1288 | 0 | 0.93401 | 0 | -396 | 396 | 0 | 0.64706 | 0
0 | 0 | 0 | 0 | 0 | -699 | 699 | 0 | 0.91974 | 0 | -1281 | 1281 | 0 | 0.92893 | 0 | -396 | 396 | 0 | 0.64706 | 0
0 | 0 | 0 | 0 | 0 | -699 | 699 | 0 | 0.91974 | 0 | -1292 | 1292 | 0 | 0.93691 | 0 | -396 | 396 | 0 | 0.64706 | 0
0 | 0 | 0 | 0 | 0 | -586 | 586 | 0 | 0.77105 | 0 | -1174 | 1174 | 0 | 0.85134 | 0 | -396 | 396 | 0 | 0.64706 | 0
0 | 0 | 0 | 0 | 0 | -364 | 364 | 0 | 0.47895 | 0 | -1139 | 1139 | 0 | 0.82596 | 0 | -397 | 397 | 0 | 0.64869 | 0
0 | 0 | 0 | 0 | 0 | -550 | 550 | 0 | 0.72368 | 0 | -1039 | 1039 | 0 | 0.75344 | 0 | -396 | 396 | 0 | 0.64706 | 0
0 | 0 | 0 | 0 | 0 | -650 | 650 | 0 | 0.85526 | 0 | -1026 | 1026 | 0 | 0.74402 | 0 | -396 | 396 | 0 | 0.64706 | 0
0 | 0 | 0 | 0 | 0 | -696 | 696 | 0 | 0.91579 | 0 | -805 | 805 | 0 | 0.58376 | 0 | -396 | 396 | 0 | 0.64706 | 0
0 | 0 | 0 | 0 | 0 | -654 | 654 | 0 | 0.86053 | 0 | -568 | 568 | 0 | 0.41189 | 0 | -396 | 396 | 0 | 0.64706 | 0
0 | 0 | 0 | 0 | 0 | -696 | 696 | 0 | 0.91579 | 0 | -871 | 871 | 0 | 0.63162 | 0 | -396 | 396 | 0 | 0.64706 | 0
0 | 0 | 0 | 0 | 0 | -690 | 690 | 0 | 0.90789 | 0 | -926 | 926 | 0 | 0.6715 | 0 | -396 | 396 | 0 | 0.64706 | 0
0 | 0 | 0 | 0 | 0 | -695 | 695 | 0 | 0.91447 | 0 | -849 | 849 | 0 | 0.61566 | 0 | -396 | 396 | 0 | 0.64706 | 0
0 | 0 | 0 | 0 | 0 | -648 | 648 | 0 | 0.85263 | 0 | -463 | 463 | 0 | 0.33575 | 0 | -396 | 396 | 0 | 0.64706 | 0
0 | 0 | 0 | 0 | 0 | -683 | 683 | 0 | 0.89868 | 0 | -572 | 572 | 0 | 0.41479 | 0 | -396 | 396 | 0 | 0.64706 | 0
0 | 0 | 0 | 0 | 0 | -698 | 698 | 0 | 0.91842 | 0 | -833 | 833 | 0 | 0.60406 | 0 | -396 | 396 | 0 | 0.64706 | 0
0 | 0 | 0 | 0 | 0 | -699 | 699 | 0 | 0.91974 | 0 | -935 | 935 | 0 | 0.67803 | 0 | -396 | 396 | 0 | 0.64706 | 0
0 | 0 | 0 | 0 | 0 | -699 | 699 | 0 | 0.91974 | 0 | -990 | 990 | 0 | 0.71791 | 0 | -396 | 396 | 0 | 0.64706 | 0
0 | 0 | 0 | 0 | 0 | -699 | 699 | 0 | 0.91974 | 0 | -957 | 957 | 0 | 0.69398 | 0 | -396 | 396 | 0 | 0.64706 | 0
0 | 0 | 0 | 0 | 0 | -698 | 698 | 0 | 0.91842 | 0 | -1179 | 1179 | 0 | 0.85497 | 0 | -396 | 396 | 0 | 0.64706 | 0
0 | 0 | 0 | 0 | 0 | -698 | 698 | 0 | 0.91842 | 0 | -1226 | 1226 | 0 | 0.88905 | 0 | -396 | 396 | 0 | 0.64706 | 0
0 | 0 | 0 | 0 | 0 | -699 | 699 | 0 | 0.91974 | 0 | -1078 | 1078 | 0 | 0.78173 | 0 | -396 | 396 | 0 | 0.64706 | 0
0 | 0 | 0 | 0 | 0 | -699 | 699 | 0 | 0.91974 | 0 | -1016 | 1016 | 0 | 0.73677 | 0 | -396 | 396 | 0 | 0.64706 | 0
0 | 0 | 0 | 0 | 0 | -699 | 699 | 0 | 0.91974 | 0 | -942 | 942 | 0 | 0.6831 | 0 | -396 | 396 | 0 | 0.64706 | 0
0 | 0 | 0 | 0 | 0 | -699 | 699 | 0 | 0.91974 | 0 | -827 | 827 | 0 | 0.59971 | 0 | -396 | 396 | 0 | 0.64706 | 0
0 | 0 | 0 | 0 | 0 | -696 | 696 | 0 | 0.91579 | 0 | -981 | 981 | 0 | 0.71139 | 0 | -397 | 397 | 0 | 0.64869 | 0
0 | 0 | 0 | 0 | 0 | -654 | 654 | 0 | 0.86053 | 0 | -1003 | 1003 | 0 | 0.72734 | 0 | -397 | 397 | 0 | 0.64869 | 0
0 | 0 | 0 | 0 | 0 | -697 | 697 | 0 | 0.91711 | 0 | -1090 | 1090 | 0 | 0.79043 | 0 | -397 | 397 | 0 | 0.64869 | 0
0 | 0 | 0 | 0 | 0 | -699 | 699 | 0 | 0.91974 | 0 | -1057 | 1057 | 0 | 0.7665 | 0 | -397 | 397 | 0 | 0.64869 | 0
0 | 0 | 0 | 0 | 0 | -699 | 699 | 0 | 0.91974 | 0 | -1166 | 1166 | 0 | 0.84554 | 0 | -37 | 37 | 0 | 0.060458 | 0
0 | 0 | 0 | 0 | 0 | -697 | 697 | 0 | 0.91711 | 0 | -902 | 902 | 0 | 0.6541 | 0 | 2 | 0 | 2 | 0 | 0.0033613
0 | 0 | 0 | 0 | 0 | -587 | 587 | 0 | 0.77237 | 0 | -757 | 757 | 0 | 0.54895 | 0 | 2 | 0 | 2 | 0 | 0.0033613
0 | 0 | 0 | 0 | 0 | -601 | 601 | 0 | 0.79079 | 0 | -794 | 794 | 0 | 0.57578 | 0 | 2 | 0 | 2 | 0 | 0.0033613
0 | 0 | 0 | 0 | 0 | -695 | 695 | 0 | 0.91447 | 0 | -1207 | 1207 | 0 | 0.87527 | 0 | 2 | 0 | 2 | 0 | 0.0033613
0 | 0 | 0 | 0 | 0 | -559 | 559 | 0 | 0.73553 | 0 | -558 | 558 | 0 | 0.40464 | 0 | 2 | 0 | 2 | 0 | 0.0033613
0 | 0 | 0 | 0 | 0 | -141 | 141 | 0 | 0.18553 | 0 | -43 | 43 | 0 | 0.031182 | 0 | 2 | 0 | 2 | 0 | 0.0033613
0 | 0 | 0 | 0 | 0 | -147 | 147 | 0 | 0.19342 | 0 | -150 | 150 | 0 | 0.10877 | 0 | 112 | 0 | 112 | 0 | 0.18824
0 | 0 | 0 | 0 | 0 | -32 | 32 | 0 | 0.042105 | 0 | -354 | 354 | 0 | 0.25671 | 0 | 176 | 0 | 176 | 0 | 0.2958
0 | 0 | 0 | 0 | 0 | -38 | 38 | 0 | 0.05 | 0 | -52 | 52 | 0 | 0.037708 | 0 | 9 | 0 | 9 | 0 | 0.015126
0 | 0 | 0 | 0 | 0 | -179 | 179 | 0 | 0.23553 | 0 | -303 | 303 | 0 | 0.21972 | 0 | 3 | 0 | 3 | 0 | 0.005042
0 | 0 | 0 | 0 | 0 | -327 | 327 | 0 | 0.43026 | 0 | -522 | 522 | 0 | 0.37854 | 0 | 3 | 0 | 3 | 0 | 0.005042
0 | 0 | 0 | 0 | 0 | -350 | 350 | 0 | 0.46053 | 0 | -406 | 406 | 0 | 0.29442 | 0 | 2 | 0 | 2 | 0 | 0.0033613
0 | 0 | 0 | 0 | 0 | -416 | 416 | 0 | 0.54737 | 0 | -428 | 428 | 0 | 0.31037 | 0 | 2 | 0 | 2 | 0 | 0.0033613
0 | 0 | 0 | 0 | 0 | -192 | 192 | 0 | 0.25263 | 0 | -851 | 851 | 0 | 0.61711 | 0 | 2 | 0 | 2 | 0 | 0.0033613
0 | 0 | 0 | 0 | 0 | -138 | 138 | 0 | 0.18158 | 0 | -655 | 655 | 0 | 0.47498 | 0 | 2 | 0 | 2 | 0 | 0.0033613
0 | 0 | 0 | 0 | 0 | -674 | 674 | 0 | 0.88684 | 0 | -876 | 876 | 0 | 0.63524 | 0 | 2 | 0 | 2 | 0 | 0.0033613
0 | 0 | 0 | 0 | 0 | -687 | 687 | 0 | 0.90395 | 0 | -1075 | 1075 | 0 | 0.77955 | 0 | -356 | 356 | 0 | 0.5817 | 0
0 | 0 | 0 | 0 | 0 | -615 | 615 | 0 | 0.80921 | 0 | -1030 | 1030 | 0 | 0.74692 | 0 | -397 | 397 | 0 | 0.64869 | 0
0 | 0 | 0 | 0 | 0 | -571 | 571 | 0 | 0.75132 | 0 | -1111 | 1111 | 0 | 0.80566 | 0 | -37 | 37 | 0 | 0.060458 | 0
0 | 0 | 0 | 0 | 0 | -171 | 171 | 0 | 0.225 | 0 | -1206 | 1206 | 0 | 0.87455 | 0 | -261 | 261 | 0 | 0.42647 | 0
0 | 0 | 0 | 0 | 0 | -153 | 153 | 0 | 0.20132 | 0 | -913 | 913 | 0 | 0.66207 | 0 | -17 | 17 | 0 | 0.027778 | 0
0 | 0 | 0 | 0 | 0 | -21 | 21 | 0 | 0.027632 | 0 | -786 | 786 | 0 | 0.56998 | 0 | 2 | 0 | 2 | 0 | 0.0033613
0 | 0 | 0 | 0 | 0 | 59 | 0 | 59 | 0 | 0.080054 | -360 | 360 | 0 | 0.26106 | 0 | 2 | 0 | 2 | 0 | 0.0033613
0 | 0 | 0 | 0 | 0 | 286 | 0 | 286 | 0 | 0.38806 | 19 | 0 | 19 | 0 | 0.011736 | 60 | 0 | 60 | 0 | 0.10084
0 | 0 | 0 | 0 | 0 | 693 | 0 | 693 | 0 | 0.9403 | 194 | 0 | 194 | 0 | 0.11983 | 2 | 0 | 2 | 0 | 0.0033613
0 | 0 | 0 | 0 | 0 | 566 | 0 | 566 | 0 | 0.76798 | 40 | 0 | 40 | 0 | 0.024707 | 1 | 0 | 1 | 0 | 0.0016807
0 | 0 | 0 | 0 | 0 | 376 | 0 | 376 | 0 | 0.51018 | -10 | 10 | 0 | 0.0072516 | 0 | 1 | 0 | 1 | 0 | 0.0016807
0 | 0 | 0 | 0 | 0 | 489 | 0 | 489 | 0 | 0.6635 | 30 | 0 | 30 | 0 | 0.01853 | 455 | 0 | 455 | 0 | 0.76471
0 | 0 | 0 | 0 | 0 | 114 | 0 | 114 | 0 | 0.15468 | 309 | 0 | 309 | 0 | 0.19086 | 575 | 0 | 575 | 0 | 0.96639
0 | 0 | 0 | 0 | 0 | 260 | 0 | 260 | 0 | 0.35278 | 245 | 0 | 245 | 0 | 0.15133 | 592 | 0 | 592 | 0 | 0.99496
0 | 0 | 0 | 0 | 0 | 382 | 0 | 382 | 0 | 0.51832 | 249 | 0 | 249 | 0 | 0.1538 | 592 | 0 | 592 | 0 | 0.99496
0 | 0 | 0 | 0 | 0 | 432 | 0 | 432 | 0 | 0.58616 | 273 | 0 | 273 | 0 | 0.16862 | 593 | 0 | 593 | 0 | 0.99664
0 | 0 | 0 | 0 | 0 | 434 | 0 | 434 | 0 | 0.58887 | 261 | 0 | 261 | 0 | 0.16121 | 593 | 0 | 593 | 0 | 0.99664
0 | 0 | 0 | 0 | 0 | 355 | 0 | 355 | 0 | 0.48168 | 144 | 0 | 144 | 0 | 0.088944 | 593 | 0 | 593 | 0 | 0.99664
0 | 0 | 0 | 0 | 0 | 265 | 0 | 265 | 0 | 0.35957 | 84 | 0 | 84 | 0 | 0.051884 | 593 | 0 | 593 | 0 | 0.99664
0 | 0 | 0 | 0 | 0 | 168 | 0 | 168 | 0 | 0.22795 | -58 | 58 | 0 | 0.042059 | 0 | 593 | 0 | 593 | 0 | 0.99664
0 | 0 | 0 | 0 | 0 | 4 | 0 | 4 | 0 | 0.0054274 | -56 | 56 | 0 | 0.040609 | 0 | 593 | 0 | 593 | 0 | 0.99664
0 | 0 | 0 | 0 | 0 | -4 | 4 | 0 | 0.0052632 | 0 | -113 | 113 | 0 | 0.081943 | 0 | 593 | 0 | 593 | 0 | 0.99664
0 | 0 | 0 | 0 | 0 | -169 | 169 | 0 | 0.22237 | 0 | -214 | 214 | 0 | 0.15518 | 0 | 593 | 0 | 593 | 0 | 0.99664
0 | 0 | 0 | 0 | 0 | -138 | 138 | 0 | 0.18158 | 0 | -221 | 221 | 0 | 0.16026 | 0 | 289 | 0 | 289 | 0 | 0.48571
0 | 0 | 0 | 0 | 0 | -371 | 371 | 0 | 0.48816 | 0 | -350 | 350 | 0 | 0.25381 | 0 | 19 | 0 | 19 | 0 | 0.031933
0 | 0 | 0 | 0 | 0 | -351 | 351 | 0 | 0.46184 | 0 | -273 | 273 | 0 | 0.19797 | 0 | 60 | 0 | 60 | 0 | 0.10084
0 | 0 | 0 | 0 | 0 | -161 | 161 | 0 | 0.21184 | 0 | -180 | 180 | 0 | 0.13053 | 0 | 60 | 0 | 60 | 0 | 0.10084
0 | 0 | 0 | 0 | 0 | 219 | 0 | 219 | 0 | 0.29715 | -102 | 102 | 0 | 0.073967 | 0 | 122 | 0 | 122 | 0 | 0.20504
0 | 0 | 0 | 0 | 0 | 137 | 0 | 137 | 0 | 0.18589 | 1 | 0 | 1 | 0 | 0.00061767 | 535 | 0 | 535 | 0 | 0.89916
0 | 0 | 0 | 0 | 0 | 110 | 0 | 110 | 0 | 0.14925 | -56 | 56 | 0 | 0.040609 | 0 | 355 | 0 | 355 | 0 | 0.59664
0 | 0 | 0 | 0 | 0 | 108 | 0 | 108 | 0 | 0.14654 | -59 | 59 | 0 | 0.042785 | 0 | 577 | 0 | 577 | 0 | 0.96975
0 | 0 | 0 | 0 | 0 | 171 | 0 | 171 | 0 | 0.23202 | 251 | 0 | 251 | 0 | 0.15503 | 593 | 0 | 593 | 0 | 0.99664
0 | 0 | 0 | 0 | 0 | 145 | 0 | 145 | 0 | 0.19674 | 310 | 0 | 310 | 0 | 0.19148 | 593 | 0 | 593 | 0 | 0.99664
0 | 0 | 0 | 0 | 0 | 87 | 0 | 87 | 0 | 0.11805 | 274 | 0 | 274 | 0 | 0.16924 | 593 | 0 | 593 | 0 | 0.99664
0 | 0 | 0 | 0 | 0 | -60 | 60 | 0 | 0.078947 | 0 | 233 | 0 | 233 | 0 | 0.14392 | 593 | 0 | 593 | 0 | 0.99664
0 | 0 | 0 | 0 | 0 | -8 | 8 | 0 | 0.010526 | 0 | -34 | 34 | 0 | 0.024656 | 0 | 94 | 0 | 94 | 0 | 0.15798
0 | 0 | 0 | 0 | 0 | -372 | 372 | 0 | 0.48947 | 0 | -412 | 412 | 0 | 0.29877 | 0 | 2 | 0 | 2 | 0 | 0.0033613
0 | 0 | 0 | 0 | 0 | -466 | 466 | 0 | 0.61316 | 0 | -246 | 246 | 0 | 0.17839 | 0 | 2 | 0 | 2 | 0 | 0.0033613
0 | 0 | 0 | 0 | 0 | -288 | 288 | 0 | 0.37895 | 0 | -614 | 614 | 0 | 0.44525 | 0 | 2 | 0 | 2 | 0 | 0.0033613
0 | 0 | 0 | 0 | 0 | -315 | 315 | 0 | 0.41447 | 0 | -908 | 908 | 0 | 0.65845 | 0 | 130 | 0 | 130 | 0 | 0.21849
0 | 0 | 0 | 0 | 0 | -406 | 406 | 0 | 0.53421 | 0 | -1126 | 1126 | 0 | 0.81653 | 0 | 5 | 0 | 5 | 0 | 0.0084034
0 | 0 | 0 | 0 | 0 | -613 | 613 | 0 | 0.80658 | 0 | -815 | 815 | 0 | 0.59101 | 0 | 2 | 0 | 2 | 0 | 0.0033613
0 | 0 | 0 | 0 | 0 | -204 | 204 | 0 | 0.26842 | 0 | -951 | 951 | 0 | 0.68963 | 0 | 2 | 0 | 2 | 0 | 0.0033613
0 | 0 | 0 | 0 | 0 | -42 | 42 | 0 | 0.055263 | 0 | -859 | 859 | 0 | 0.62292 | 0 | 500 | 0 | 500 | 0 | 0.84034
0 | 0 | 0 | 0 | 0 | 5 | 0 | 5 | 0 | 0.0067843 | -662 | 662 | 0 | 0.48006 | 0 | 593 | 0 | 593 | 0 | 0.99664
0 | 0 | 0 | 0 | 0 | 0 | 0 | 0 | 0 | 0 | -337 | 337 | 0 | 0.24438 | 0 | 593 | 0 | 593 | 0 | 0.99664
0 | 0 | 0 | 0 | 0 | -12 | 12 | 0 | 0.015789 | 0 | -783 | 783 | 0 | 0.5678 | 0 | 593 | 0 | 593 | 0 | 0.99664
0 | 0 | 0 | 0 | 0 | -271 | 271 | 0 | 0.35658 | 0 | -769 | 769 | 0 | 0.55765 | 0 | 94 | 0 | 94 | 0 | 0.15798
0 | 0 | 0 | 0 | 0 | -491 | 491 | 0 | 0.64605 | 0 | -1119 | 1119 | 0 | 0.81146 | 0 | -356 | 356 | 0 | 0.5817 | 0
0 | 0 | 0 | 0 | 0 | -544 | 544 | 0 | 0.71579 | 0 | -1116 | 1116 | 0 | 0.80928 | 0 | -396 | 396 | 0 | 0.64706 | 0
0 | 0 | 0 | 0 | 0 | -621 | 621 | 0 | 0.81711 | 0 | -1129 | 1129 | 0 | 0.81871 | 0 | -145 | 145 | 0 | 0.23693 | 0
0 | 0 | 0 | 0 | 0 | -694 | 694 | 0 | 0.91316 | 0 | -1079 | 1079 | 0 | 0.78245 | 0 | -314 | 314 | 0 | 0.51307 | 0
0 | 0 | 0 | 0 | 0 | -572 | 572 | 0 | 0.75263 | 0 | -587 | 587 | 0 | 0.42567 | 0 | -135 | 135 | 0 | 0.22059 | 0
0 | 0 | 0 | 0 | 0 | 4 | 0 | 4 | 0 | 0.0054274 | -62 | 62 | 0 | 0.04496 | 0 | -1 | 1 | 0 | 0.001634 | 0
0 | 0 | 0 | 0 | 0 | 265 | 0 | 265 | 0 | 0.35957 | -12 | 12 | 0 | 0.008702 | 0 | 462 | 0 | 462 | 0 | 0.77647
0 | 0 | 0 | 0 | 0 | 433 | 0 | 433 | 0 | 0.58752 | 52 | 0 | 52 | 0 | 0.032119 | 586 | 0 | 586 | 0 | 0.98487
0 | 0 | 0 | 0 | 0 | 422 | 0 | 422 | 0 | 0.57259 | 63 | 0 | 63 | 0 | 0.038913 | 593 | 0 | 593 | 0 | 0.99664
0 | 0 | 0 | 0 | 0 | 483 | 0 | 483 | 0 | 0.65536 | 25 | 0 | 25 | 0 | 0.015442 | 593 | 0 | 593 | 0 | 0.99664
0 | 0 | 0 | 0 | 0 | 433 | 0 | 433 | 0 | 0.58752 | -174 | 174 | 0 | 0.12618 | 0 | 593 | 0 | 593 | 0 | 0.99664
0 | 0 | 0 | 0 | 0 | 374 | 0 | 374 | 0 | 0.50746 | -32 | 32 | 0 | 0.023205 | 0 | 460 | 0 | 460 | 0 | 0.77311
0 | 0 | 0 | 0 | 0 | 297 | 0 | 297 | 0 | 0.40299 | -124 | 124 | 0 | 0.08992 | 0 | 589 | 0 | 589 | 0 | 0.98992
0 | 0 | 0 | 0 | 0 | -76 | 76 | 0 | 0.1 | 0 | -157 | 157 | 0 | 0.11385 | 0 | 167 | 0 | 167 | 0 | 0.28067
0 | 0 | 0 | 0 | 0 | 357 | 0 | 357 | 0 | 0.4844 | -143 | 143 | 0 | 0.1037 | 0 | 121 | 0 | 121 | 0 | 0.20336
0 | 0 | 0 | 0 | 0 | 454 | 0 | 454 | 0 | 0.61601 | -54 | 54 | 0 | 0.039159 | 0 | 227 | 0 | 227 | 0 | 0.38151
0 | 0 | 0 | 0 | 0 | 618 | 0 | 618 | 0 | 0.83853 | -33 | 33 | 0 | 0.02393 | 0 | 544 | 0 | 544 | 0 | 0.91429
0 | 0 | 0 | 0 | 0 | 492 | 0 | 492 | 0 | 0.66757 | -32 | 32 | 0 | 0.023205 | 0 | 290 | 0 | 290 | 0 | 0.48739
0 | 0 | 0 | 0 | 0 | 574 | 0 | 574 | 0 | 0.77883 | -175 | 175 | 0 | 0.1269 | 0 | 552 | 0 | 552 | 0 | 0.92773
0 | 0 | 0 | 0 | 0 | 707 | 0 | 707 | 0 | 0.95929 | 37 | 0 | 37 | 0 | 0.022854 | 476 | 0 | 476 | 0 | 0.8
0 | 0 | 0 | 0 | 0 | 714 | 0 | 714 | 0 | 0.96879 | 158 | 0 | 158 | 0 | 0.097591 | 547 | 0 | 547 | 0 | 0.91933
0 | 0 | 0 | 0 | 0 | 714 | 0 | 714 | 0 | 0.96879 | 135 | 0 | 135 | 0 | 0.083385 | 593 | 0 | 593 | 0 | 0.99664
9 | 0 | 9 | 0 | 0.0056145 | 700 | 0 | 700 | 0 | 0.9498 | 16 | 0 | 16 | 0 | 0.0098826 | 403 | 0 | 403 | 0 | 0.67731
0 | 0 | 0 | 0 | 0 | 515 | 0 | 515 | 0 | 0.69878 | -176 | 176 | 0 | 0.12763 | 0 | 41 | 0 | 41 | 0 | 0.068908
0 | 0 | 0 | 0 | 0 | 84 | 0 | 84 | 0 | 0.11398 | -344 | 344 | 0 | 0.24946 | 0 | 2 | 0 | 2 | 0 | 0.0033613
0 | 0 | 0 | 0 | 0 | 45 | 0 | 45 | 0 | 0.061058 | -394 | 394 | 0 | 0.28571 | 0 | -358 | 358 | 0 | 0.58497 | 0
0 | 0 | 0 | 0 | 0 | 87 | 0 | 87 | 0 | 0.11805 | -563 | 563 | 0 | 0.40827 | 0 | -39 | 39 | 0 | 0.063725 | 0
0 | 0 | 0 | 0 | 0 | 100 | 0 | 100 | 0 | 0.13569 | -265 | 265 | 0 | 0.19217 | 0 | -127 | 127 | 0 | 0.20752 | 0
0 | 0 | 0 | 0 | 0 | 168 | 0 | 168 | 0 | 0.22795 | 184 | 0 | 184 | 0 | 0.11365 | -1 | 1 | 0 | 0.001634 | 0
0 | 0 | 0 | 0 | 0 | 604 | 0 | 604 | 0 | 0.81954 | 747 | 0 | 747 | 0 | 0.4614 | 260 | 0 | 260 | 0 | 0.43697
0 | 0 | 0 | 0 | 0 | 708 | 0 | 708 | 0 | 0.96065 | 607 | 0 | 607 | 0 | 0.37492 | 561 | 0 | 561 | 0 | 0.94286
0 | 0 | 0 | 0 | 0 | 713 | 0 | 713 | 0 | 0.96744 | 507 | 0 | 507 | 0 | 0.31316 | 593 | 0 | 593 | 0 | 0.99664
-1 | 1 | 0 | 0.00080972 | 0 | 713 | 0 | 713 | 0 | 0.96744 | 508 | 0 | 508 | 0 | 0.31377 | 593 | 0 | 593 | 0 | 0.99664
-1 | 1 | 0 | 0.00080972 | 0 | 713 | 0 | 713 | 0 | 0.96744 | 488 | 0 | 488 | 0 | 0.30142 | 593 | 0 | 593 | 0 | 0.99664
-1 | 1 | 0 | 0.00080972 | 0 | 713 | 0 | 713 | 0 | 0.96744 | 527 | 0 | 527 | 0 | 0.32551 | 592 | 0 | 592 | 0 | 0.99496
-1 | 1 | 0 | 0.00080972 | 0 | 694 | 0 | 694 | 0 | 0.94166 | 289 | 0 | 289 | 0 | 0.17851 | 593 | 0 | 593 | 0 | 0.99664
-8 | 8 | 0 | 0.0064777 | 0 | 442 | 0 | 442 | 0 | 0.59973 | 327 | 0 | 327 | 0 | 0.20198 | 593 | 0 | 593 | 0 | 0.99664
-1 | 1 | 0 | 0.00080972 | 0 | 596 | 0 | 596 | 0 | 0.80868 | 209 | 0 | 209 | 0 | 0.12909 | 593 | 0 | 593 | 0 | 0.99664
-1 | 1 | 0 | 0.00080972 | 0 | 574 | 0 | 574 | 0 | 0.77883 | 55 | 0 | 55 | 0 | 0.033972 | 593 | 0 | 593 | 0 | 0.99664
-95 | 95 | 0 | 0.076923 | 0 | 562 | 0 | 562 | 0 | 0.76255 | 28 | 0 | 28 | 0 | 0.017295 | 593 | 0 | 593 | 0 | 0.99664
-131 | 131 | 0 | 0.10607 | 0 | 471 | 0 | 471 | 0 | 0.63908 | 22 | 0 | 22 | 0 | 0.013589 | 593 | 0 | 593 | 0 | 0.99664
-134 | 134 | 0 | 0.1085 | 0 | 293 | 0 | 293 | 0 | 0.39756 | -64 | 64 | 0 | 0.04641 | 0 | 593 | 0 | 593 | 0 | 0.99664
-139 | 139 | 0 | 0.11255 | 0 | 378 | 0 | 378 | 0 | 0.51289 | 74 | 0 | 74 | 0 | 0.045707 | 593 | 0 | 593 | 0 | 0.99664
-143 | 143 | 0 | 0.11579 | 0 | 442 | 0 | 442 | 0 | 0.59973 | 45 | 0 | 45 | 0 | 0.027795 | 593 | 0 | 593 | 0 | 0.99664
-143 | 143 | 0 | 0.11579 | 0 | 367 | 0 | 367 | 0 | 0.49796 | 27 | 0 | 27 | 0 | 0.016677 | 593 | 0 | 593 | 0 | 0.99664
-143 | 143 | 0 | 0.11579 | 0 | 200 | 0 | 200 | 0 | 0.27137 | 23 | 0 | 23 | 0 | 0.014206 | 593 | 0 | 593 | 0 | 0.99664
-144 | 144 | 0 | 0.1166 | 0 | 42 | 0 | 42 | 0 | 0.056988 | -87 | 87 | 0 | 0.063089 | 0 | 593 | 0 | 593 | 0 | 0.99664
-152 | 152 | 0 | 0.12308 | 0 | -61 | 61 | 0 | 0.080263 | 0 | -167 | 167 | 0 | 0.1211 | 0 | 593 | 0 | 593 | 0 | 0.99664
-154 | 154 | 0 | 0.1247 | 0 | -164 | 164 | 0 | 0.21579 | 0 | -72 | 72 | 0 | 0.052212 | 0 | 93 | 0 | 93 | 0 | 0.1563
-242 | 242 | 0 | 0.19595 | 0 | -165 | 165 | 0 | 0.21711 | 0 | -97 | 97 | 0 | 0.070341 | 0 | 2 | 0 | 2 | 0 | 0.0033613
-238 | 238 | 0 | 0.19271 | 0 | -83 | 83 | 0 | 0.10921 | 0 | -210 | 210 | 0 | 0.15228 | 0 | 2 | 0 | 2 | 0 | 0.0033613
-255 | 255 | 0 | 0.20648 | 0 | -378 | 378 | 0 | 0.49737 | 0 | -572 | 572 | 0 | 0.41479 | 0 | 2 | 0 | 2 | 0 | 0.0033613
-248 | 248 | 0 | 0.20081 | 0 | -468 | 468 | 0 | 0.61579 | 0 | -277 | 277 | 0 | 0.20087 | 0 | 2 | 0 | 2 | 0 | 0.0033613
-233 | 233 | 0 | 0.18866 | 0 | 58 | 0 | 58 | 0 | 0.078697 | 566 | 0 | 566 | 0 | 0.3496 | 490 | 0 | 490 | 0 | 0.82353
-265 | 265 | 0 | 0.21457 | 0 | 510 | 0 | 510 | 0 | 0.69199 | 327 | 0 | 327 | 0 | 0.20198 | 593 | 0 | 593 | 0 | 0.99664
-265 | 265 | 0 | 0.21457 | 0 | 703 | 0 | 703 | 0 | 0.95387 | 265 | 0 | 265 | 0 | 0.16368 | 593 | 0 | 593 | 0 | 0.99664
-265 | 265 | 0 | 0.21457 | 0 | 713 | 0 | 713 | 0 | 0.96744 | 292 | 0 | 292 | 0 | 0.18036 | 593 | 0 | 593 | 0 | 0.99664
-265 | 265 | 0 | 0.21457 | 0 | 693 | 0 | 693 | 0 | 0.9403 | 306 | 0 | 306 | 0 | 0.18901 | 593 | 0 | 593 | 0 | 0.99664
-265 | 265 | 0 | 0.21457 | 0 | 394 | 0 | 394 | 0 | 0.5346 | 443 | 0 | 443 | 0 | 0.27363 | 593 | 0 | 593 | 0 | 0.99664
-265 | 265 | 0 | 0.21457 | 0 | -87 | 87 | 0 | 0.11447 | 0 | -419 | 419 | 0 | 0.30384 | 0 | 94 | 0 | 94 | 0 | 0.15798
-265 | 265 | 0 | 0.21457 | 0 | 334 | 0 | 334 | 0 | 0.45319 | 130 | 0 | 130 | 0 | 0.080296 | 2 | 0 | 2 | 0 | 0.0033613
-265 | 265 | 0 | 0.21457 | 0 | 537 | 0 | 537 | 0 | 0.72863 | 98 | 0 | 98 | 0 | 0.060531 | 501 | 0 | 501 | 0 | 0.84202
-265 | 265 | 0 | 0.21457 | 0 | 618 | 0 | 618 | 0 | 0.83853 | -113 | 113 | 0 | 0.081943 | 0 | 593 | 0 | 593 | 0 | 0.99664
-265 | 265 | 0 | 0.21457 | 0 | 570 | 0 | 570 | 0 | 0.77341 | -196 | 196 | 0 | 0.14213 | 0 | 593 | 0 | 593 | 0 | 0.99664
-265 | 265 | 0 | 0.21457 | 0 | 535 | 0 | 535 | 0 | 0.72592 | -124 | 124 | 0 | 0.08992 | 0 | 593 | 0 | 593 | 0 | 0.99664
-265 | 265 | 0 | 0.21457 | 0 | 547 | 0 | 547 | 0 | 0.7422 | -73 | 73 | 0 | 0.052937 | 0 | 593 | 0 | 593 | 0 | 0.99664
-265 | 265 | 0 | 0.21457 | 0 | 282 | 0 | 282 | 0 | 0.38263 | -47 | 47 | 0 | 0.034083 | 0 | 593 | 0 | 593 | 0 | 0.99664
-265 | 265 | 0 | 0.21457 | 0 | 260 | 0 | 260 | 0 | 0.35278 | -111 | 111 | 0 | 0.080493 | 0 | 593 | 0 | 593 | 0 | 0.99664
-259 | 259 | 0 | 0.20972 | 0 | 268 | 0 | 268 | 0 | 0.36364 | -96 | 96 | 0 | 0.069616 | 0 | 593 | 0 | 593 | 0 | 0.99664
-254 | 254 | 0 | 0.20567 | 0 | 282 | 0 | 282 | 0 | 0.38263 | -100 | 100 | 0 | 0.072516 | 0 | 593 | 0 | 593 | 0 | 0.99664
-254 | 254 | 0 | 0.20567 | 0 | 156 | 0 | 156 | 0 | 0.21167 | -174 | 174 | 0 | 0.12618 | 0 | 94 | 0 | 94 | 0 | 0.15798
-253 | 253 | 0 | 0.20486 | 0 | -124 | 124 | 0 | 0.16316 | 0 | -369 | 369 | 0 | 0.26759 | 0 | 2 | 0 | 2 | 0 | 0.0033613
-254 | 254 | 0 | 0.20567 | 0 | -30 | 30 | 0 | 0.039474 | 0 | -387 | 387 | 0 | 0.28064 | 0 | 2 | 0 | 2 | 0 | 0.0033613
-254 | 254 | 0 | 0.20567 | 0 | 0 | 0 | 0 | 0 | 0 | -400 | 400 | 0 | 0.29007 | 0 | 2 | 0 | 2 | 0 | 0.0033613
-254 | 254 | 0 | 0.20567 | 0 | 9 | 0 | 9 | 0 | 0.012212 | -47 | 47 | 0 | 0.034083 | 0 | 2 | 0 | 2 | 0 | 0.0033613
-254 | 254 | 0 | 0.20567 | 0 | 193 | 0 | 193 | 0 | 0.26187 | 35 | 0 | 35 | 0 | 0.021618 | 1 | 0 | 1 | 0 | 0.0016807
-254 | 254 | 0 | 0.20567 | 0 | 597 | 0 | 597 | 0 | 0.81004 | 61 | 0 | 61 | 0 | 0.037678 | 491 | 0 | 491 | 0 | 0.82521
-265 | 265 | 0 | 0.21457 | 0 | 655 | 0 | 655 | 0 | 0.88874 | 154 | 0 | 154 | 0 | 0.09512 | 593 | 0 | 593 | 0 | 0.99664
-265 | 265 | 0 | 0.21457 | 0 | 636 | 0 | 636 | 0 | 0.86296 | 282 | 0 | 282 | 0 | 0.17418 | 593 | 0 | 593 | 0 | 0.99664
-265 | 265 | 0 | 0.21457 | 0 | 633 | 0 | 633 | 0 | 0.85889 | 343 | 0 | 343 | 0 | 0.21186 | 593 | 0 | 593 | 0 | 0.99664
-265 | 265 | 0 | 0.21457 | 0 | 585 | 0 | 585 | 0 | 0.79376 | 270 | 0 | 270 | 0 | 0.16677 | 593 | 0 | 593 | 0 | 0.99664
-265 | 265 | 0 | 0.21457 | 0 | 583 | 0 | 583 | 0 | 0.79104 | 343 | 0 | 343 | 0 | 0.21186 | 593 | 0 | 593 | 0 | 0.99664
-265 | 265 | 0 | 0.21457 | 0 | 633 | 0 | 633 | 0 | 0.85889 | 491 | 0 | 491 | 0 | 0.30327 | 593 | 0 | 593 | 0 | 0.99664
-265 | 265 | 0 | 0.21457 | 0 | 706 | 0 | 706 | 0 | 0.95794 | 289 | 0 | 289 | 0 | 0.17851 | 329 | 0 | 329 | 0 | 0.55294
-259 | 259 | 0 | 0.20972 | 0 | 463 | 0 | 463 | 0 | 0.62822 | 139 | 0 | 139 | 0 | 0.085855 | 25 | 0 | 25 | 0 | 0.042017
-243 | 243 | 0 | 0.19676 | 0 | 677 | 0 | 677 | 0 | 0.91859 | 329 | 0 | 329 | 0 | 0.20321 | 1 | 0 | 1 | 0 | 0.0016807
-244 | 244 | 0 | 0.19757 | 0 | 683 | 0 | 683 | 0 | 0.92673 | 465 | 0 | 465 | 0 | 0.28721 | 1 | 0 | 1 | 0 | 0.0016807
-254 | 254 | 0 | 0.20567 | 0 | 508 | 0 | 508 | 0 | 0.68928 | 429 | 0 | 429 | 0 | 0.26498 | 209 | 0 | 209 | 0 | 0.35126
-215 | 215 | 0 | 0.17409 | 0 | 602 | 0 | 602 | 0 | 0.81682 | 653 | 0 | 653 | 0 | 0.40334 | 13 | 0 | 13 | 0 | 0.021849
-111 | 111 | 0 | 0.089879 | 0 | 693 | 0 | 693 | 0 | 0.9403 | 668 | 0 | 668 | 0 | 0.4126 | 355 | 0 | 355 | 0 | 0.59664
-193 | 193 | 0 | 0.15628 | 0 | 693 | 0 | 693 | 0 | 0.9403 | 520 | 0 | 520 | 0 | 0.32119 | 395 | 0 | 395 | 0 | 0.66387
-248 | 248 | 0 | 0.20081 | 0 | 695 | 0 | 695 | 0 | 0.94301 | 486 | 0 | 486 | 0 | 0.30019 | 395 | 0 | 395 | 0 | 0.66387
-258 | 258 | 0 | 0.20891 | 0 | 679 | 0 | 679 | 0 | 0.9213 | 429 | 0 | 429 | 0 | 0.26498 | 42 | 0 | 42 | 0 | 0.070588
-256 | 256 | 0 | 0.20729 | 0 | 426 | 0 | 426 | 0 | 0.57802 | 132 | 0 | 132 | 0 | 0.081532 | 2 | 0 | 2 | 0 | 0.0033613
-240 | 240 | 0 | 0.19433 | 0 | 43 | 0 | 43 | 0 | 0.058345 | -610 | 610 | 0 | 0.44235 | 0 | 2 | 0 | 2 | 0 | 0.0033613
-228 | 228 | 0 | 0.18462 | 0 | 67 | 0 | 67 | 0 | 0.090909 | -1041 | 1041 | 0 | 0.75489 | 0 | 2 | 0 | 2 | 0 | 0.0033613
-245 | 245 | 0 | 0.19838 | 0 | 6 | 0 | 6 | 0 | 0.0081411 | -1041 | 1041 | 0 | 0.75489 | 0 | -188 | 188 | 0 | 0.30719 | 0
-246 | 246 | 0 | 0.19919 | 0 | 0 | 0 | 0 | 0 | 0 | -1005 | 1005 | 0 | 0.72879 | 0 | -197 | 197 | 0 | 0.3219 | 0
-245 | 245 | 0 | 0.19838 | 0 | -2 | 2 | 0 | 0.0026316 | 0 | -1185 | 1185 | 0 | 0.85932 | 0 | -197 | 197 | 0 | 0.3219 | 0
-245 | 245 | 0 | 0.19838 | 0 | -186 | 186 | 0 | 0.24474 | 0 | -1294 | 1294 | 0 | 0.93836 | 0 | -6 | 6 | 0 | 0.0098039 | 0
-243 | 243 | 0 | 0.19676 | 0 | -93 | 93 | 0 | 0.12237 | 0 | -921 | 921 | 0 | 0.66788 | 0 | 1 | 0 | 1 | 0 | 0.0016807
-245 | 245 | 0 | 0.19838 | 0 | 378 | 0 | 378 | 0 | 0.51289 | -223 | 223 | 0 | 0.16171 | 0 | 84 | 0 | 84 | 0 | 0.14118
-244 | 244 | 0 | 0.19757 | 0 | 481 | 0 | 481 | 0 | 0.65265 | -119 | 119 | 0 | 0.086294 | 0 | 4 | 0 | 4 | 0 | 0.0067227
-245 | 245 | 0 | 0.19838 | 0 | 529 | 0 | 529 | 0 | 0.71777 | -75 | 75 | 0 | 0.054387 | 0 | 356 | 0 | 356 | 0 | 0.59832
-245 | 245 | 0 | 0.19838 | 0 | 456 | 0 | 456 | 0 | 0.61872 | -39 | 39 | 0 | 0.028281 | 0 | 395 | 0 | 395 | 0 | 0.66387
-245 | 245 | 0 | 0.19838 | 0 | 359 | 0 | 359 | 0 | 0.48711 | -10 | 10 | 0 | 0.0072516 | 0 | 395 | 0 | 395 | 0 | 0.66387
-245 | 245 | 0 | 0.19838 | 0 | 315 | 0 | 315 | 0 | 0.42741 | 16 | 0 | 16 | 0 | 0.0098826 | 395 | 0 | 395 | 0 | 0.66387
-244 | 244 | 0 | 0.19757 | 0 | 41 | 0 | 41 | 0 | 0.055631 | -75 | 75 | 0 | 0.054387 | 0 | 41 | 0 | 41 | 0 | 0.068908
-244 | 244 | 0 | 0.19757 | 0 | 179 | 0 | 179 | 0 | 0.24288 | -9 | 9 | 0 | 0.0065265 | 0 | 2 | 0 | 2 | 0 | 0.0033613
-244 | 244 | 0 | 0.19757 | 0 | 120 | 0 | 120 | 0 | 0.16282 | 83 | 0 | 83 | 0 | 0.051266 | 2 | 0 | 2 | 0 | 0.0033613
-244 | 244 | 0 | 0.19757 | 0 | 154 | 0 | 154 | 0 | 0.20896 | 113 | 0 | 113 | 0 | 0.069796 | 356 | 0 | 356 | 0 | 0.59832
-247 | 247 | 0 | 0.2 | 0 | 334 | 0 | 334 | 0 | 0.45319 | -17 | 17 | 0 | 0.012328 | 0 | 395 | 0 | 395 | 0 | 0.66387
-308 | 308 | 0 | 0.24939 | 0 | 480 | 0 | 480 | 0 | 0.65129 | 68 | 0 | 68 | 0 | 0.042001 | 395 | 0 | 395 | 0 | 0.66387
-189 | 189 | 0 | 0.15304 | 0 | 609 | 0 | 609 | 0 | 0.82632 | 196 | 0 | 196 | 0 | 0.12106 | 395 | 0 | 395 | 0 | 0.66387
-177 | 177 | 0 | 0.14332 | 0 | 561 | 0 | 561 | 0 | 0.76119 | 160 | 0 | 160 | 0 | 0.098826 | 395 | 0 | 395 | 0 | 0.66387
-259 | 259 | 0 | 0.20972 | 0 | 658 | 0 | 658 | 0 | 0.89281 | 91 | 0 | 91 | 0 | 0.056208 | 395 | 0 | 395 | 0 | 0.66387
-267 | 267 | 0 | 0.21619 | 0 | 706 | 0 | 706 | 0 | 0.95794 | 364 | 0 | 364 | 0 | 0.22483 | 395 | 0 | 395 | 0 | 0.66387
-256 | 256 | 0 | 0.20729 | 0 | 546 | 0 | 546 | 0 | 0.74084 | 366 | 0 | 366 | 0 | 0.22607 | 395 | 0 | 395 | 0 | 0.66387
-276 | 276 | 0 | 0.22348 | 0 | 244 | 0 | 244 | 0 | 0.33107 | 290 | 0 | 290 | 0 | 0.17912 | 395 | 0 | 395 | 0 | 0.66387
-286 | 286 | 0 | 0.23158 | 0 | 308 | 0 | 308 | 0 | 0.41791 | 204 | 0 | 204 | 0 | 0.126 | 41 | 0 | 41 | 0 | 0.068908
-245 | 245 | 0 | 0.19838 | 0 | -20 | 20 | 0 | 0.026316 | 0 | -272 | 272 | 0 | 0.19724 | 0 | 2 | 0 | 2 | 0 | 0.0033613
-245 | 245 | 0 | 0.19838 | 0 | 99 | 0 | 99 | 0 | 0.13433 | -465 | 465 | 0 | 0.3372 | 0 | 2 | 0 | 2 | 0 | 0.0033613
-204 | 204 | 0 | 0.16518 | 0 | -4 | 4 | 0 | 0.0052632 | 0 | -315 | 315 | 0 | 0.22843 | 0 | 2 | 0 | 2 | 0 | 0.0033613
-1 | 1 | 0 | 0.00080972 | 0 | -190 | 190 | 0 | 0.25 | 0 | -428 | 428 | 0 | 0.31037 | 0 | 2 | 0 | 2 | 0 | 0.0033613
-240 | 240 | 0 | 0.19433 | 0 | 537 | 0 | 537 | 0 | 0.72863 | -25 | 25 | 0 | 0.018129 | 0 | 2 | 0 | 2 | 0 | 0.0033613
-244 | 244 | 0 | 0.19757 | 0 | 646 | 0 | 646 | 0 | 0.87653 | 294 | 0 | 294 | 0 | 0.18159 | 355 | 0 | 355 | 0 | 0.59664
-244 | 244 | 0 | 0.19757 | 0 | 674 | 0 | 674 | 0 | 0.91452 | 255 | 0 | 255 | 0 | 0.1575 | 395 | 0 | 395 | 0 | 0.66387
-244 | 244 | 0 | 0.19757 | 0 | 676 | 0 | 676 | 0 | 0.91723 | 303 | 0 | 303 | 0 | 0.18715 | 395 | 0 | 395 | 0 | 0.66387
-244 | 244 | 0 | 0.19757 | 0 | 682 | 0 | 682 | 0 | 0.92537 | 318 | 0 | 318 | 0 | 0.19642 | 395 | 0 | 395 | 0 | 0.66387
-244 | 244 | 0 | 0.19757 | 0 | 680 | 0 | 680 | 0 | 0.92266 | 396 | 0 | 396 | 0 | 0.2446 | 395 | 0 | 395 | 0 | 0.66387
-244 | 244 | 0 | 0.19757 | 0 | 702 | 0 | 702 | 0 | 0.95251 | 409 | 0 | 409 | 0 | 0.25263 | 395 | 0 | 395 | 0 | 0.66387
-244 | 244 | 0 | 0.19757 | 0 | 708 | 0 | 708 | 0 | 0.96065 | 21 | 0 | 21 | 0 | 0.012971 | 344 | 0 | 344 | 0 | 0.57815
-241 | 241 | 0 | 0.19514 | 0 | 656 | 0 | 656 | 0 | 0.89009 | 446 | 0 | 446 | 0 | 0.27548 | 395 | 0 | 395 | 0 | 0.66387
-244 | 244 | 0 | 0.19757 | 0 | 620 | 0 | 620 | 0 | 0.84125 | 525 | 0 | 525 | 0 | 0.32427 | 346 | 0 | 346 | 0 | 0.58151
-244 | 244 | 0 | 0.19757 | 0 | 626 | 0 | 626 | 0 | 0.84939 | 578 | 0 | 578 | 0 | 0.35701 | 346 | 0 | 346 | 0 | 0.58151
-260 | 260 | 0 | 0.21053 | 0 | 446 | 0 | 446 | 0 | 0.60516 | 622 | 0 | 622 | 0 | 0.38419 | 346 | 0 | 346 | 0 | 0.58151
-260 | 260 | 0 | 0.21053 | 0 | 707 | 0 | 707 | 0 | 0.95929 | 562 | 0 | 562 | 0 | 0.34713 | 289 | 0 | 289 | 0 | 0.48571
-248 | 248 | 0 | 0.20081 | 0 | 713 | 0 | 713 | 0 | 0.96744 | 475 | 0 | 475 | 0 | 0.29339 | 232 | 0 | 232 | 0 | 0.38992
-244 | 244 | 0 | 0.19757 | 0 | 713 | 0 | 713 | 0 | 0.96744 | 390 | 0 | 390 | 0 | 0.24089 | 232 | 0 | 232 | 0 | 0.38992
-244 | 244 | 0 | 0.19757 | 0 | 711 | 0 | 711 | 0 | 0.96472 | 526 | 0 | 526 | 0 | 0.32489 | 175 | 0 | 175 | 0 | 0.29412
-244 | 244 | 0 | 0.19757 | 0 | 696 | 0 | 696 | 0 | 0.94437 | 669 | 0 | 669 | 0 | 0.41322 | 198 | 0 | 198 | 0 | 0.33277
-244 | 244 | 0 | 0.19757 | 0 | 707 | 0 | 707 | 0 | 0.95929 | 520 | 0 | 520 | 0 | 0.32119 | 263 | 0 | 263 | 0 | 0.44202
-250 | 250 | 0 | 0.20243 | 0 | 641 | 0 | 641 | 0 | 0.86974 | 93 | 0 | 93 | 0 | 0.057443 | 263 | 0 | 263 | 0 | 0.44202
-250 | 250 | 0 | 0.20243 | 0 | 688 | 0 | 688 | 0 | 0.93351 | 36 | 0 | 36 | 0 | 0.022236 | 18 | 0 | 18 | 0 | 0.030252
-244 | 244 | 0 | 0.19757 | 0 | 553 | 0 | 553 | 0 | 0.75034 | -146 | 146 | 0 | 0.10587 | 0 | 3 | 0 | 3 | 0 | 0.005042
-244 | 244 | 0 | 0.19757 | 0 | 78 | 0 | 78 | 0 | 0.10583 | 162 | 0 | 162 | 0 | 0.10006 | 2 | 0 | 2 | 0 | 0.0033613
-244 | 244 | 0 | 0.19757 | 0 | 563 | 0 | 563 | 0 | 0.76391 | -30 | 30 | 0 | 0.021755 | 0 | 2 | 0 | 2 | 0 | 0.0033613
-244 | 244 | 0 | 0.19757 | 0 | 655 | 0 | 655 | 0 | 0.88874 | -175 | 175 | 0 | 0.1269 | 0 | 2 | 0 | 2 | 0 | 0.0033613
-244 | 244 | 0 | 0.19757 | 0 | 627 | 0 | 627 | 0 | 0.85075 | 41 | 0 | 41 | 0 | 0.025324 | 355 | 0 | 355 | 0 | 0.59664
-244 | 244 | 0 | 0.19757 | 0 | 485 | 0 | 485 | 0 | 0.65807 | 176 | 0 | 176 | 0 | 0.10871 | 395 | 0 | 395 | 0 | 0.66387
-244 | 244 | 0 | 0.19757 | 0 | 461 | 0 | 461 | 0 | 0.62551 | 199 | 0 | 199 | 0 | 0.12292 | 394 | 0 | 394 | 0 | 0.66218
-244 | 244 | 0 | 0.19757 | 0 | 572 | 0 | 572 | 0 | 0.77612 | 153 | 0 | 153 | 0 | 0.094503 | 394 | 0 | 394 | 0 | 0.66218
-244 | 244 | 0 | 0.19757 | 0 | 419 | 0 | 419 | 0 | 0.56852 | 169 | 0 | 169 | 0 | 0.10439 | 395 | 0 | 395 | 0 | 0.66387
-244 | 244 | 0 | 0.19757 | 0 | 519 | 0 | 519 | 0 | 0.70421 | 131 | 0 | 131 | 0 | 0.080914 | 395 | 0 | 395 | 0 | 0.66387
-244 | 244 | 0 | 0.19757 | 0 | 587 | 0 | 587 | 0 | 0.79647 | 91 | 0 | 91 | 0 | 0.056208 | 395 | 0 | 395 | 0 | 0.66387
-244 | 244 | 0 | 0.19757 | 0 | 204 | 0 | 204 | 0 | 0.2768 | -5 | 5 | 0 | 0.0036258 | 0 | 395 | 0 | 395 | 0 | 0.66387
-244 | 244 | 0 | 0.19757 | 0 | 136 | 0 | 136 | 0 | 0.18453 | 175 | 0 | 175 | 0 | 0.10809 | 395 | 0 | 395 | 0 | 0.66387
-218 | 218 | 0 | 0.17652 | 0 | 452 | 0 | 452 | 0 | 0.6133 | 67 | 0 | 67 | 0 | 0.041384 | 346 | 0 | 346 | 0 | 0.58151
-35 | 35 | 0 | 0.02834 | 0 | 263 | 0 | 263 | 0 | 0.35685 | 137 | 0 | 137 | 0 | 0.08462 | 346 | 0 | 346 | 0 | 0.58151
-28 | 28 | 0 | 0.022672 | 0 | 270 | 0 | 270 | 0 | 0.36635 | 74 | 0 | 74 | 0 | 0.045707 | 346 | 0 | 346 | 0 | 0.58151
-230 | 230 | 0 | 0.18623 | 0 | 271 | 0 | 271 | 0 | 0.36771 | 151 | 0 | 151 | 0 | 0.093267 | 346 | 0 | 346 | 0 | 0.58151
-245 | 245 | 0 | 0.19838 | 0 | 449 | 0 | 449 | 0 | 0.60923 | 227 | 0 | 227 | 0 | 0.14021 | 264 | 0 | 264 | 0 | 0.4437
-245 | 245 | 0 | 0.19838 | 0 | 637 | 0 | 637 | 0 | 0.86431 | 42 | 0 | 42 | 0 | 0.025942 | 198 | 0 | 198 | 0 | 0.33277
-249 | 249 | 0 | 0.20162 | 0 | 672 | 0 | 672 | 0 | 0.9118 | 59 | 0 | 59 | 0 | 0.036442 | 263 | 0 | 263 | 0 | 0.44202
-258 | 258 | 0 | 0.20891 | 0 | 705 | 0 | 705 | 0 | 0.95658 | 149 | 0 | 149 | 0 | 0.092032 | 263 | 0 | 263 | 0 | 0.44202
-248 | 248 | 0 | 0.20081 | 0 | 628 | 0 | 628 | 0 | 0.8521 | 204 | 0 | 204 | 0 | 0.126 | 198 | 0 | 198 | 0 | 0.33277
-245 | 245 | 0 | 0.19838 | 0 | 623 | 0 | 623 | 0 | 0.84532 | 47 | 0 | 47 | 0 | 0.02903 | 198 | 0 | 198 | 0 | 0.33277
-245 | 245 | 0 | 0.19838 | 0 | 707 | 0 | 707 | 0 | 0.95929 | 339 | 0 | 339 | 0 | 0.20939 | 197 | 0 | 197 | 0 | 0.33109
-244 | 244 | 0 | 0.19757 | 0 | 712 | 0 | 712 | 0 | 0.96608 | 471 | 0 | 471 | 0 | 0.29092 | 180 | 0 | 180 | 0 | 0.30252
-244 | 244 | 0 | 0.19757 | 0 | 712 | 0 | 712 | 0 | 0.96608 | 619 | 0 | 619 | 0 | 0.38233 | 198 | 0 | 198 | 0 | 0.33277
-244 | 244 | 0 | 0.19757 | 0 | 711 | 0 | 711 | 0 | 0.96472 | 581 | 0 | 581 | 0 | 0.35886 | 198 | 0 | 198 | 0 | 0.33277
-244 | 244 | 0 | 0.19757 | 0 | 704 | 0 | 704 | 0 | 0.95522 | 366 | 0 | 366 | 0 | 0.22607 | 263 | 0 | 263 | 0 | 0.44202
-243 | 243 | 0 | 0.19676 | 0 | 709 | 0 | 709 | 0 | 0.96201 | 674 | 0 | 674 | 0 | 0.41631 | 198 | 0 | 198 | 0 | 0.33277
-190 | 190 | 0 | 0.15385 | 0 | 687 | 0 | 687 | 0 | 0.93216 | 530 | 0 | 530 | 0 | 0.32736 | 472 | 0 | 472 | 0 | 0.79328
-238 | 238 | 0 | 0.19271 | 0 | 710 | 0 | 710 | 0 | 0.96336 | 457 | 0 | 457 | 0 | 0.28227 | 397 | 0 | 397 | 0 | 0.66723
-214 | 214 | 0 | 0.17328 | 0 | 712 | 0 | 712 | 0 | 0.96608 | 392 | 0 | 392 | 0 | 0.24212 | 395 | 0 | 395 | 0 | 0.66387
-242 | 242 | 0 | 0.19595 | 0 | 712 | 0 | 712 | 0 | 0.96608 | 532 | 0 | 532 | 0 | 0.3286 | 395 | 0 | 395 | 0 | 0.66387
-243 | 243 | 0 | 0.19676 | 0 | 712 | 0 | 712 | 0 | 0.96608 | 493 | 0 | 493 | 0 | 0.30451 | 492 | 0 | 492 | 0 | 0.82689
-243 | 243 | 0 | 0.19676 | 0 | 712 | 0 | 712 | 0 | 0.96608 | 752 | 0 | 752 | 0 | 0.46448 | 591 | 0 | 591 | 0 | 0.99328
-244 | 244 | 0 | 0.19757 | 0 | 713 | 0 | 713 | 0 | 0.96744 | 634 | 0 | 634 | 0 | 0.3916 | 593 | 0 | 593 | 0 | 0.99664
-244 | 244 | 0 | 0.19757 | 0 | 712 | 0 | 712 | 0 | 0.96608 | 313 | 0 | 313 | 0 | 0.19333 | 593 | 0 | 593 | 0 | 0.99664
-244 | 244 | 0 | 0.19757 | 0 | 712 | 0 | 712 | 0 | 0.96608 | 337 | 0 | 337 | 0 | 0.20815 | 593 | 0 | 593 | 0 | 0.99664
-244 | 244 | 0 | 0.19757 | 0 | 711 | 0 | 711 | 0 | 0.96472 | 293 | 0 | 293 | 0 | 0.18098 | 593 | 0 | 593 | 0 | 0.99664
-245 | 245 | 0 | 0.19838 | 0 | 701 | 0 | 701 | 0 | 0.95115 | 433 | 0 | 433 | 0 | 0.26745 | 593 | 0 | 593 | 0 | 0.99664
-242 | 242 | 0 | 0.19595 | 0 | 711 | 0 | 711 | 0 | 0.96472 | 289 | 0 | 289 | 0 | 0.17851 | 593 | 0 | 593 | 0 | 0.99664
-235 | 235 | 0 | 0.19028 | 0 | 713 | 0 | 713 | 0 | 0.96744 | 583 | 0 | 583 | 0 | 0.3601 | 593 | 0 | 593 | 0 | 0.99664
-241 | 241 | 0 | 0.19514 | 0 | 713 | 0 | 713 | 0 | 0.96744 | 541 | 0 | 541 | 0 | 0.33416 | 593 | 0 | 593 | 0 | 0.99664
-254 | 254 | 0 | 0.20567 | 0 | 713 | 0 | 713 | 0 | 0.96744 | 573 | 0 | 573 | 0 | 0.35392 | 593 | 0 | 593 | 0 | 0.99664
-245 | 245 | 0 | 0.19838 | 0 | 713 | 0 | 713 | 0 | 0.96744 | 532 | 0 | 532 | 0 | 0.3286 | 593 | 0 | 593 | 0 | 0.99664
-245 | 245 | 0 | 0.19838 | 0 | 713 | 0 | 713 | 0 | 0.96744 | 426 | 0 | 426 | 0 | 0.26313 | 593 | 0 | 593 | 0 | 0.99664
-245 | 245 | 0 | 0.19838 | 0 | 713 | 0 | 713 | 0 | 0.96744 | 499 | 0 | 499 | 0 | 0.30821 | 593 | 0 | 593 | 0 | 0.99664
-245 | 245 | 0 | 0.19838 | 0 | 713 | 0 | 713 | 0 | 0.96744 | 424 | 0 | 424 | 0 | 0.26189 | 93 | 0 | 93 | 0 | 0.1563
-237 | 237 | 0 | 0.1919 | 0 | 712 | 0 | 712 | 0 | 0.96608 | 499 | 0 | 499 | 0 | 0.30821 | 2 | 0 | 2 | 0 | 0.0033613
-34 | 34 | 0 | 0.02753 | 0 | 712 | 0 | 712 | 0 | 0.96608 | 634 | 0 | 634 | 0 | 0.3916 | 170 | 0 | 170 | 0 | 0.28571
-76 | 76 | 0 | 0.061538 | 0 | 712 | 0 | 712 | 0 | 0.96608 | 702 | 0 | 702 | 0 | 0.4336 | 549 | 0 | 549 | 0 | 0.92269
-64 | 64 | 0 | 0.051822 | 0 | 712 | 0 | 712 | 0 | 0.96608 | 772 | 0 | 772 | 0 | 0.47684 | 593 | 0 | 593 | 0 | 0.99664
122 | 0 | 122 | 0 | 0.076107 | 712 | 0 | 712 | 0 | 0.96608 | 836 | 0 | 836 | 0 | 0.51637 | 593 | 0 | 593 | 0 | 0.99664
186 | 0 | 186 | 0 | 0.11603 | 712 | 0 | 712 | 0 | 0.96608 | 767 | 0 | 767 | 0 | 0.47375 | 592 | 0 | 592 | 0 | 0.99496
188 | 0 | 188 | 0 | 0.11728 | 712 | 0 | 712 | 0 | 0.96608 | 688 | 0 | 688 | 0 | 0.42495 | 494 | 0 | 494 | 0 | 0.83025
137 | 0 | 137 | 0 | 0.085465 | 712 | 0 | 712 | 0 | 0.96608 | 747 | 0 | 747 | 0 | 0.4614 | 396 | 0 | 396 | 0 | 0.66555
112 | 0 | 112 | 0 | 0.069869 | 712 | 0 | 712 | 0 | 0.96608 | 794 | 0 | 794 | 0 | 0.49043 | 298 | 0 | 298 | 0 | 0.50084
68 | 0 | 68 | 0 | 0.04242 | 712 | 0 | 712 | 0 | 0.96608 | 833 | 0 | 833 | 0 | 0.51452 | 296 | 0 | 296 | 0 | 0.49748
64 | 0 | 64 | 0 | 0.039925 | 712 | 0 | 712 | 0 | 0.96608 | 760 | 0 | 760 | 0 | 0.46943 | 296 | 0 | 296 | 0 | 0.49748
8 | 0 | 8 | 0 | 0.0049906 | 712 | 0 | 712 | 0 | 0.96608 | 660 | 0 | 660 | 0 | 0.40766 | 296 | 0 | 296 | 0 | 0.49748
-116 | 116 | 0 | 0.093927 | 0 | 712 | 0 | 712 | 0 | 0.96608 | 741 | 0 | 741 | 0 | 0.45769 | 296 | 0 | 296 | 0 | 0.49748
-191 | 191 | 0 | 0.15466 | 0 | 712 | 0 | 712 | 0 | 0.96608 | 724 | 0 | 724 | 0 | 0.44719 | 272 | 0 | 272 | 0 | 0.45714
-192 | 192 | 0 | 0.15547 | 0 | 712 | 0 | 712 | 0 | 0.96608 | 692 | 0 | 692 | 0 | 0.42742 | 248 | 0 | 248 | 0 | 0.41681
-38 | 38 | 0 | 0.030769 | 0 | 712 | 0 | 712 | 0 | 0.96608 | 587 | 0 | 587 | 0 | 0.36257 | 223 | 0 | 223 | 0 | 0.37479
52 | 0 | 52 | 0 | 0.032439 | 712 | 0 | 712 | 0 | 0.96608 | 893 | 0 | 893 | 0 | 0.55158 | 199 | 0 | 199 | 0 | 0.33445
152 | 0 | 152 | 0 | 0.094822 | 713 | 0 | 713 | 0 | 0.96744 | 1033 | 0 | 1033 | 0 | 0.63805 | 174 | 0 | 174 | 0 | 0.29244
206 | 0 | 206 | 0 | 0.12851 | 713 | 0 | 713 | 0 | 0.96744 | 1112 | 0 | 1112 | 0 | 0.68684 | 174 | 0 | 174 | 0 | 0.29244
98 | 0 | 98 | 0 | 0.061135 | 713 | 0 | 713 | 0 | 0.96744 | 1071 | 0 | 1071 | 0 | 0.66152 | 149 | 0 | 149 | 0 | 0.25042
169 | 0 | 169 | 0 | 0.10543 | 712 | 0 | 712 | 0 | 0.96608 | 942 | 0 | 942 | 0 | 0.58184 | 149 | 0 | 149 | 0 | 0.25042
141 | 0 | 141 | 0 | 0.08796 | 712 | 0 | 712 | 0 | 0.96608 | 879 | 0 | 879 | 0 | 0.54293 | 174 | 0 | 174 | 0 | 0.29244
19 | 0 | 19 | 0 | 0.011853 | 712 | 0 | 712 | 0 | 0.96608 | 773 | 0 | 773 | 0 | 0.47746 | 174 | 0 | 174 | 0 | 0.29244
-84 | 84 | 0 | 0.068016 | 0 | 712 | 0 | 712 | 0 | 0.96608 | 597 | 0 | 597 | 0 | 0.36875 | 199 | 0 | 199 | 0 | 0.33445
51 | 0 | 51 | 0 | 0.031815 | 712 | 0 | 712 | 0 | 0.96608 | 613 | 0 | 613 | 0 | 0.37863 | 223 | 0 | 223 | 0 | 0.37479
-223 | 223 | 0 | 0.18057 | 0 | 704 | 0 | 704 | 0 | 0.95522 | 948 | 0 | 948 | 0 | 0.58555 | 271 | 0 | 271 | 0 | 0.45546
-243 | 243 | 0 | 0.19676 | 0 | 711 | 0 | 711 | 0 | 0.96472 | 850 | 0 | 850 | 0 | 0.52502 | 296 | 0 | 296 | 0 | 0.49748
-203 | 203 | 0 | 0.16437 | 0 | 712 | 0 | 712 | 0 | 0.96608 | 857 | 0 | 857 | 0 | 0.52934 | 393 | 0 | 393 | 0 | 0.6605
116 | 0 | 116 | 0 | 0.072364 | 712 | 0 | 712 | 0 | 0.96608 | 388 | 0 | 388 | 0 | 0.23965 | 491 | 0 | 491 | 0 | 0.82521
-216 | 216 | 0 | 0.1749 | 0 | 712 | 0 | 712 | 0 | 0.96608 | 830 | 0 | 830 | 0 | 0.51266 | 590 | 0 | 590 | 0 | 0.9916
-250 | 250 | 0 | 0.20243 | 0 | 712 | 0 | 712 | 0 | 0.96608 | 827 | 0 | 827 | 0 | 0.51081 | 592 | 0 | 592 | 0 | 0.99496
-248 | 248 | 0 | 0.20081 | 0 | 712 | 0 | 712 | 0 | 0.96608 | 826 | 0 | 826 | 0 | 0.51019 | 592 | 0 | 592 | 0 | 0.99496
-234 | 234 | 0 | 0.18947 | 0 | 711 | 0 | 711 | 0 | 0.96472 | 784 | 0 | 784 | 0 | 0.48425 | 592 | 0 | 592 | 0 | 0.99496
-207 | 207 | 0 | 0.16761 | 0 | 712 | 0 | 712 | 0 | 0.96608 | 759 | 0 | 759 | 0 | 0.46881 | 592 | 0 | 592 | 0 | 0.99496
-242 | 242 | 0 | 0.19595 | 0 | 708 | 0 | 708 | 0 | 0.96065 | 781 | 0 | 781 | 0 | 0.4824 | 593 | 0 | 593 | 0 | 0.99664
-245 | 245 | 0 | 0.19838 | 0 | 528 | 0 | 528 | 0 | 0.71642 | -156 | 156 | 0 | 0.11313 | 0 | 592 | 0 | 592 | 0 | 0.99496
-245 | 245 | 0 | 0.19838 | 0 | 651 | 0 | 651 | 0 | 0.88331 | -319 | 319 | 0 | 0.23133 | 0 | 403 | 0 | 403 | 0 | 0.67731
-244 | 244 | 0 | 0.19757 | 0 | 712 | 0 | 712 | 0 | 0.96608 | -248 | 248 | 0 | 0.17984 | 0 | 395 | 0 | 395 | 0 | 0.66387
-244 | 244 | 0 | 0.19757 | 0 | 729 | 0 | 729 | 0 | 0.98915 | -215 | 215 | 0 | 0.15591 | 0 | 201 | 0 | 201 | 0 | 0.33782
-245 | 245 | 0 | 0.19838 | 0 | 710 | 0 | 710 | 0 | 0.96336 | -137 | 137 | 0 | 0.099347 | 0 | 191 | 0 | 191 | 0 | 0.32101
-245 | 245 | 0 | 0.19838 | 0 | 710 | 0 | 710 | 0 | 0.96336 | -222 | 222 | 0 | 0.16099 | 0 | 153 | 0 | 153 | 0 | 0.25714
-245 | 245 | 0 | 0.19838 | 0 | 711 | 0 | 711 | 0 | 0.96472 | -293 | 293 | 0 | 0.21247 | 0 | 153 | 0 | 153 | 0 | 0.25714
-245 | 245 | 0 | 0.19838 | 0 | 711 | 0 | 711 | 0 | 0.96472 | -381 | 381 | 0 | 0.27629 | 0 | 153 | 0 | 153 | 0 | 0.25714
-244 | 244 | 0 | 0.19757 | 0 | 712 | 0 | 712 | 0 | 0.96608 | -440 | 440 | 0 | 0.31907 | 0 | 153 | 0 | 153 | 0 | 0.25714
-244 | 244 | 0 | 0.19757 | 0 | 712 | 0 | 712 | 0 | 0.96608 | -388 | 388 | 0 | 0.28136 | 0 | 115 | 0 | 115 | 0 | 0.19328
-244 | 244 | 0 | 0.19757 | 0 | 712 | 0 | 712 | 0 | 0.96608 | -322 | 322 | 0 | 0.2335 | 0 | 197 | 0 | 197 | 0 | 0.33109
-245 | 245 | 0 | 0.19838 | 0 | 653 | 0 | 653 | 0 | 0.88602 | -534 | 534 | 0 | 0.38724 | 0 | 180 | 0 | 180 | 0 | 0.30252
-245 | 245 | 0 | 0.19838 | 0 | 708 | 0 | 708 | 0 | 0.96065 | -536 | 536 | 0 | 0.38869 | 0 | 181 | 0 | 181 | 0 | 0.3042
-245 | 245 | 0 | 0.19838 | 0 | 615 | 0 | 615 | 0 | 0.83446 | -477 | 477 | 0 | 0.3459 | 0 | 77 | 0 | 77 | 0 | 0.12941
-245 | 245 | 0 | 0.19838 | 0 | 522 | 0 | 522 | 0 | 0.70828 | -525 | 525 | 0 | 0.38071 | 0 | 111 | 0 | 111 | 0 | 0.18655
-245 | 245 | 0 | 0.19838 | 0 | 602 | 0 | 602 | 0 | 0.81682 | -459 | 459 | 0 | 0.33285 | 0 | 233 | 0 | 233 | 0 | 0.3916
-245 | 245 | 0 | 0.19838 | 0 | 635 | 0 | 635 | 0 | 0.8616 | -436 | 436 | 0 | 0.31617 | 0 | 16 | 0 | 16 | 0 | 0.026891
-245 | 245 | 0 | 0.19838 | 0 | 669 | 0 | 669 | 0 | 0.90773 | -319 | 319 | 0 | 0.23133 | 0 | 3 | 0 | 3 | 0 | 0.005042
-245 | 245 | 0 | 0.19838 | 0 | 541 | 0 | 541 | 0 | 0.73406 | -189 | 189 | 0 | 0.13706 | 0 | 237 | 0 | 237 | 0 | 0.39832
-244 | 244 | 0 | 0.19757 | 0 | 635 | 0 | 635 | 0 | 0.8616 | -92 | 92 | 0 | 0.066715 | 0 | -1 | 1 | 0 | 0.001634 | 0
-244 | 244 | 0 | 0.19757 | 0 | 710 | 0 | 710 | 0 | 0.96336 | 2 | 0 | 2 | 0 | 0.0012353 | -1 | 1 | 0 | 0.001634 | 0
-244 | 244 | 0 | 0.19757 | 0 | 668 | 0 | 668 | 0 | 0.90638 | -29 | 29 | 0 | 0.02103 | 0 | -1 | 1 | 0 | 0.001634 | 0
-244 | 244 | 0 | 0.19757 | 0 | 684 | 0 | 684 | 0 | 0.92809 | -52 | 52 | 0 | 0.037708 | 0 | -1 | 1 | 0 | 0.001634 | 0
-244 | 244 | 0 | 0.19757 | 0 | 583 | 0 | 583 | 0 | 0.79104 | -140 | 140 | 0 | 0.10152 | 0 | -1 | 1 | 0 | 0.001634 | 0
-244 | 244 | 0 | 0.19757 | 0 | 613 | 0 | 613 | 0 | 0.83175 | -383 | 383 | 0 | 0.27774 | 0 | -1 | 1 | 0 | 0.001634 | 0
-244 | 244 | 0 | 0.19757 | 0 | 360 | 0 | 360 | 0 | 0.48847 | -472 | 472 | 0 | 0.34228 | 0 | -1 | 1 | 0 | 0.001634 | 0
-244 | 244 | 0 | 0.19757 | 0 | 419 | 0 | 419 | 0 | 0.56852 | -379 | 379 | 0 | 0.27484 | 0 | -1 | 1 | 0 | 0.001634 | 0
-240 | 240 | 0 | 0.19433 | 0 | 565 | 0 | 565 | 0 | 0.76662 | -465 | 465 | 0 | 0.3372 | 0 | -1 | 1 | 0 | 0.001634 | 0
-232 | 232 | 0 | 0.18785 | 0 | 676 | 0 | 676 | 0 | 0.91723 | -479 | 479 | 0 | 0.34735 | 0 | -1 | 1 | 0 | 0.001634 | 0
-236 | 236 | 0 | 0.19109 | 0 | 627 | 0 | 627 | 0 | 0.85075 | -475 | 475 | 0 | 0.34445 | 0 | -1 | 1 | 0 | 0.001634 | 0
-246 | 246 | 0 | 0.19919 | 0 | 666 | 0 | 666 | 0 | 0.90366 | -382 | 382 | 0 | 0.27701 | 0 | 14 | 0 | 14 | 0 | 0.023529
-231 | 231 | 0 | 0.18704 | 0 | 675 | 0 | 675 | 0 | 0.91588 | -396 | 396 | 0 | 0.28716 | 0 | 3 | 0 | 3 | 0 | 0.005042
-189 | 189 | 0 | 0.15304 | 0 | 711 | 0 | 711 | 0 | 0.96472 | -343 | 343 | 0 | 0.24873 | 0 | 3 | 0 | 3 | 0 | 0.005042
-244 | 244 | 0 | 0.19757 | 0 | 712 | 0 | 712 | 0 | 0.96608 | -241 | 241 | 0 | 0.17476 | 0 | 2 | 0 | 2 | 0 | 0.0033613
-242 | 242 | 0 | 0.19595 | 0 | 712 | 0 | 712 | 0 | 0.96608 | -112 | 112 | 0 | 0.081218 | 0 | 2 | 0 | 2 | 0 | 0.0033613
-105 | 105 | 0 | 0.08502 | 0 | 712 | 0 | 712 | 0 | 0.96608 | -236 | 236 | 0 | 0.17114 | 0 | 2 | 0 | 2 | 0 | 0.0033613
-233 | 233 | 0 | 0.18866 | 0 | 712 | 0 | 712 | 0 | 0.96608 | -249 | 249 | 0 | 0.18057 | 0 | 2 | 0 | 2 | 0 | 0.0033613
-230 | 230 | 0 | 0.18623 | 0 | 713 | 0 | 713 | 0 | 0.96744 | -336 | 336 | 0 | 0.24365 | 0 | 2 | 0 | 2 | 0 | 0.0033613
-242 | 242 | 0 | 0.19595 | 0 | 712 | 0 | 712 | 0 | 0.96608 | -421 | 421 | 0 | 0.30529 | 0 | 2 | 0 | 2 | 0 | 0.0033613
-242 | 242 | 0 | 0.19595 | 0 | 635 | 0 | 635 | 0 | 0.8616 | -417 | 417 | 0 | 0.30239 | 0 | 2 | 0 | 2 | 0 | 0.0033613
-242 | 242 | 0 | 0.19595 | 0 | 355 | 0 | 355 | 0 | 0.48168 | -356 | 356 | 0 | 0.25816 | 0 | -188 | 188 | 0 | 0.30719 | 0
-280 | 280 | 0 | 0.22672 | 0 | 460 | 0 | 460 | 0 | 0.62415 | -206 | 206 | 0 | 0.14938 | 0 | -6 | 6 | 0 | 0.0098039 | 0
-798 | 798 | 0 | 0.64615 | 0 | 665 | 0 | 665 | 0 | 0.90231 | -229 | 229 | 0 | 0.16606 | 0 | 2 | 0 | 2 | 0 | 0.0033613
-740 | 740 | 0 | 0.59919 | 0 | 712 | 0 | 712 | 0 | 0.96608 | -202 | 202 | 0 | 0.14648 | 0 | 2 | 0 | 2 | 0 | 0.0033613
-554 | 554 | 0 | 0.44858 | 0 | 710 | 0 | 710 | 0 | 0.96336 | -188 | 188 | 0 | 0.13633 | 0 | 2 | 0 | 2 | 0 | 0.0033613
-72 | 72 | 0 | 0.0583 | 0 | 703 | 0 | 703 | 0 | 0.95387 | -199 | 199 | 0 | 0.14431 | 0 | 2 | 0 | 2 | 0 | 0.0033613
-204 | 204 | 0 | 0.16518 | 0 | 709 | 0 | 709 | 0 | 0.96201 | -186 | 186 | 0 | 0.13488 | 0 | 2 | 0 | 2 | 0 | 0.0033613
-650 | 650 | 0 | 0.52632 | 0 | 708 | 0 | 708 | 0 | 0.96065 | -194 | 194 | 0 | 0.14068 | 0 | 2 | 0 | 2 | 0 | 0.0033613
-910 | 910 | 0 | 0.73684 | 0 | 645 | 0 | 645 | 0 | 0.87517 | -325 | 325 | 0 | 0.23568 | 0 | 2 | 0 | 2 | 0 | 0.0033613
-988 | 988 | 0 | 0.8 | 0 | 651 | 0 | 651 | 0 | 0.88331 | -359 | 359 | 0 | 0.26033 | 0 | 2 | 0 | 2 | 0 | 0.0033613
-993 | 993 | 0 | 0.80405 | 0 | 712 | 0 | 712 | 0 | 0.96608 | -247 | 247 | 0 | 0.17912 | 0 | 2 | 0 | 2 | 0 | 0.0033613
-994 | 994 | 0 | 0.80486 | 0 | 712 | 0 | 712 | 0 | 0.96608 | -481 | 481 | 0 | 0.3488 | 0 | 2 | 0 | 2 | 0 | 0.0033613
-994 | 994 | 0 | 0.80486 | 0 | 712 | 0 | 712 | 0 | 0.96608 | -427 | 427 | 0 | 0.30964 | 0 | 2 | 0 | 2 | 0 | 0.0033613
-994 | 994 | 0 | 0.80486 | 0 | 712 | 0 | 712 | 0 | 0.96608 | -486 | 486 | 0 | 0.35243 | 0 | 143 | 0 | 143 | 0 | 0.24034
-992 | 992 | 0 | 0.80324 | 0 | 712 | 0 | 712 | 0 | 0.96608 | -805 | 805 | 0 | 0.58376 | 0 | 147 | 0 | 147 | 0 | 0.24706
-990 | 990 | 0 | 0.80162 | 0 | 712 | 0 | 712 | 0 | 0.96608 | -708 | 708 | 0 | 0.51342 | 0 | 147 | 0 | 147 | 0 | 0.24706
-962 | 962 | 0 | 0.77895 | 0 | 712 | 0 | 712 | 0 | 0.96608 | -785 | 785 | 0 | 0.56925 | 0 | 147 | 0 | 147 | 0 | 0.24706
-907 | 907 | 0 | 0.73441 | 0 | 712 | 0 | 712 | 0 | 0.96608 | -901 | 901 | 0 | 0.65337 | 0 | 98 | 0 | 98 | 0 | 0.16471
-986 | 986 | 0 | 0.79838 | 0 | 712 | 0 | 712 | 0 | 0.96608 | -536 | 536 | 0 | 0.38869 | 0 | 4 | 0 | 4 | 0 | 0.0067227
-644 | 644 | 0 | 0.52146 | 0 | 712 | 0 | 712 | 0 | 0.96608 | 169 | 0 | 169 | 0 | 0.10439 | 159 | 0 | 159 | 0 | 0.26723
-989 | 989 | 0 | 0.80081 | 0 | 712 | 0 | 712 | 0 | 0.96608 | -33 | 33 | 0 | 0.02393 | 0 | 8 | 0 | 8 | 0 | 0.013445
-995 | 995 | 0 | 0.80567 | 0 | 712 | 0 | 712 | 0 | 0.96608 | -361 | 361 | 0 | 0.26178 | 0 | 2 | 0 | 2 | 0 | 0.0033613
-995 | 995 | 0 | 0.80567 | 0 | 696 | 0 | 696 | 0 | 0.94437 | -467 | 467 | 0 | 0.33865 | 0 | 2 | 0 | 2 | 0 | 0.0033613
-994 | 994 | 0 | 0.80486 | 0 | 379 | 0 | 379 | 0 | 0.51425 | -160 | 160 | 0 | 0.11603 | 0 | 2 | 0 | 2 | 0 | 0.0033613
-994 | 994 | 0 | 0.80486 | 0 | 464 | 0 | 464 | 0 | 0.62958 | -538 | 538 | 0 | 0.39014 | 0 | 2 | 0 | 2 | 0 | 0.0033613
-989 | 989 | 0 | 0.80081 | 0 | 698 | 0 | 698 | 0 | 0.94708 | 182 | 0 | 182 | 0 | 0.11242 | 2 | 0 | 2 | 0 | 0.0033613
-938 | 938 | 0 | 0.75951 | 0 | 713 | 0 | 713 | 0 | 0.96744 | 564 | 0 | 564 | 0 | 0.34836 | 2 | 0 | 2 | 0 | 0.0033613
-985 | 985 | 0 | 0.79757 | 0 | 705 | 0 | 705 | 0 | 0.95658 | 514 | 0 | 514 | 0 | 0.31748 | 2 | 0 | 2 | 0 | 0.0033613
-986 | 986 | 0 | 0.79838 | 0 | 591 | 0 | 591 | 0 | 0.8019 | 408 | 0 | 408 | 0 | 0.25201 | 355 | 0 | 355 | 0 | 0.59664
-985 | 985 | 0 | 0.79757 | 0 | 577 | 0 | 577 | 0 | 0.7829 | 535 | 0 | 535 | 0 | 0.33045 | 395 | 0 | 395 | 0 | 0.66387
-977 | 977 | 0 | 0.79109 | 0 | 575 | 0 | 575 | 0 | 0.78019 | 458 | 0 | 458 | 0 | 0.28289 | 395 | 0 | 395 | 0 | 0.66387
-991 | 991 | 0 | 0.80243 | 0 | 663 | 0 | 663 | 0 | 0.89959 | 387 | 0 | 387 | 0 | 0.23904 | 219 | 0 | 219 | 0 | 0.36807
-991 | 991 | 0 | 0.80243 | 0 | 642 | 0 | 642 | 0 | 0.8711 | 71 | 0 | 71 | 0 | 0.043854 | 12 | 0 | 12 | 0 | 0.020168
-992 | 992 | 0 | 0.80324 | 0 | 710 | 0 | 710 | 0 | 0.96336 | 93 | 0 | 93 | 0 | 0.057443 | 166 | 0 | 166 | 0 | 0.27899
-993 | 993 | 0 | 0.80405 | 0 | 687 | 0 | 687 | 0 | 0.93216 | -1 | 1 | 0 | 0.00072516 | 0 | 10 | 0 | 10 | 0 | 0.016807
-992 | 992 | 0 | 0.80324 | 0 | 671 | 0 | 671 | 0 | 0.91045 | -220 | 220 | 0 | 0.15954 | 0 | 172 | 0 | 172 | 0 | 0.28908
-992 | 992 | 0 | 0.80324 | 0 | 457 | 0 | 457 | 0 | 0.62008 | -362 | 362 | 0 | 0.26251 | 0 | 235 | 0 | 235 | 0 | 0.39496
-992 | 992 | 0 | 0.80324 | 0 | 623 | 0 | 623 | 0 | 0.84532 | -265 | 265 | 0 | 0.19217 | 0 | 235 | 0 | 235 | 0 | 0.39496
-992 | 992 | 0 | 0.80324 | 0 | 313 | 0 | 313 | 0 | 0.42469 | -254 | 254 | 0 | 0.18419 | 0 | 235 | 0 | 235 | 0 | 0.39496
-990 | 990 | 0 | 0.80162 | 0 | 291 | 0 | 291 | 0 | 0.39484 | -356 | 356 | 0 | 0.25816 | 0 | 205 | 0 | 205 | 0 | 0.34454
-992 | 992 | 0 | 0.80324 | 0 | 503 | 0 | 503 | 0 | 0.6825 | -384 | 384 | 0 | 0.27846 | 0 | 21 | 0 | 21 | 0 | 0.035294
-993 | 993 | 0 | 0.80405 | 0 | 631 | 0 | 631 | 0 | 0.85617 | -338 | 338 | 0 | 0.24511 | 0 | 235 | 0 | 235 | 0 | 0.39496
-994 | 994 | 0 | 0.80486 | 0 | 695 | 0 | 695 | 0 | 0.94301 | -634 | 634 | 0 | 0.45975 | 0 | 411 | 0 | 411 | 0 | 0.69076
-994 | 994 | 0 | 0.80486 | 0 | 737 | 0 | 737 | 0 | 1 | -547 | 547 | 0 | 0.39666 | 0 | 188 | 0 | 188 | 0 | 0.31597
-994 | 994 | 0 | 0.80486 | 0 | 363 | 0 | 363 | 0 | 0.49254 | -329 | 329 | 0 | 0.23858 | 0 | 2 | 0 | 2 | 0 | 0.0033613
-990 | 990 | 0 | 0.80162 | 0 | 33 | 0 | 33 | 0 | 0.044776 | -854 | 854 | 0 | 0.61929 | 0 | 2 | 0 | 2 | 0 | 0.0033613
-992 | 992 | 0 | 0.80324 | 0 | 144 | 0 | 144 | 0 | 0.19539 | -1204 | 1204 | 0 | 0.8731 | 0 | 2 | 0 | 2 | 0 | 0.0033613
-993 | 993 | 0 | 0.80405 | 0 | 555 | 0 | 555 | 0 | 0.75305 | -735 | 735 | 0 | 0.53299 | 0 | 2 | 0 | 2 | 0 | 0.0033613
-994 | 994 | 0 | 0.80486 | 0 | 228 | 0 | 228 | 0 | 0.30936 | -836 | 836 | 0 | 0.60624 | 0 | 2 | 0 | 2 | 0 | 0.0033613
-993 | 993 | 0 | 0.80405 | 0 | 353 | 0 | 353 | 0 | 0.47897 | -305 | 305 | 0 | 0.22117 | 0 | 2 | 0 | 2 | 0 | 0.0033613
-991 | 991 | 0 | 0.80243 | 0 | 700 | 0 | 700 | 0 | 0.9498 | 44 | 0 | 44 | 0 | 0.027177 | 61 | 0 | 61 | 0 | 0.10252
-992 | 992 | 0 | 0.80324 | 0 | 711 | 0 | 711 | 0 | 0.96472 | -56 | 56 | 0 | 0.040609 | 0 | 2 | 0 | 2 | 0 | 0.0033613
-993 | 993 | 0 | 0.80405 | 0 | 711 | 0 | 711 | 0 | 0.96472 | -169 | 169 | 0 | 0.12255 | 0 | 2 | 0 | 2 | 0 | 0.0033613
-987 | 987 | 0 | 0.79919 | 0 | 711 | 0 | 711 | 0 | 0.96472 | -13 | 13 | 0 | 0.0094271 | 0 | 167 | 0 | 167 | 0 | 0.28067
-993 | 993 | 0 | 0.80405 | 0 | 706 | 0 | 706 | 0 | 0.95794 | -218 | 218 | 0 | 0.15809 | 0 | 212 | 0 | 212 | 0 | 0.3563
-992 | 992 | 0 | 0.80324 | 0 | 551 | 0 | 551 | 0 | 0.74763 | -199 | 199 | 0 | 0.14431 | 0 | 387 | 0 | 387 | 0 | 0.65042
-991 | 991 | 0 | 0.80243 | 0 | 22 | 0 | 22 | 0 | 0.029851 | 315 | 0 | 315 | 0 | 0.19456 | 42 | 0 | 42 | 0 | 0.070588
-990 | 990 | 0 | 0.80162 | 0 | -335 | 335 | 0 | 0.44079 | 0 | -72 | 72 | 0 | 0.052212 | 0 | 2 | 0 | 2 | 0 | 0.0033613
-991 | 991 | 0 | 0.80243 | 0 | -213 | 213 | 0 | 0.28026 | 0 | 373 | 0 | 373 | 0 | 0.23039 | 2 | 0 | 2 | 0 | 0.0033613
-987 | 987 | 0 | 0.79919 | 0 | -216 | 216 | 0 | 0.28421 | 0 | 227 | 0 | 227 | 0 | 0.14021 | 216 | 0 | 216 | 0 | 0.36303
-987 | 987 | 0 | 0.79919 | 0 | -230 | 230 | 0 | 0.30263 | 0 | 233 | 0 | 233 | 0 | 0.14392 | 228 | 0 | 228 | 0 | 0.38319
-988 | 988 | 0 | 0.8 | 0 | -188 | 188 | 0 | 0.24737 | 0 | 380 | 0 | 380 | 0 | 0.23471 | 228 | 0 | 228 | 0 | 0.38319
-990 | 990 | 0 | 0.80162 | 0 | -157 | 157 | 0 | 0.20658 | 0 | 474 | 0 | 474 | 0 | 0.29277 | 228 | 0 | 228 | 0 | 0.38319
-988 | 988 | 0 | 0.8 | 0 | -205 | 205 | 0 | 0.26974 | 0 | 505 | 0 | 505 | 0 | 0.31192 | 228 | 0 | 228 | 0 | 0.38319
-992 | 992 | 0 | 0.80324 | 0 | -147 | 147 | 0 | 0.19342 | 0 | 431 | 0 | 431 | 0 | 0.26621 | 228 | 0 | 228 | 0 | 0.38319
-993 | 993 | 0 | 0.80405 | 0 | -150 | 150 | 0 | 0.19737 | 0 | 420 | 0 | 420 | 0 | 0.25942 | 228 | 0 | 228 | 0 | 0.38319
-992 | 992 | 0 | 0.80324 | 0 | -108 | 108 | 0 | 0.14211 | 0 | 275 | 0 | 275 | 0 | 0.16986 | 295 | 0 | 295 | 0 | 0.4958
-989 | 989 | 0 | 0.80081 | 0 | 428 | 0 | 428 | 0 | 0.58073 | 113 | 0 | 113 | 0 | 0.069796 | 393 | 0 | 393 | 0 | 0.6605
-988 | 988 | 0 | 0.8 | 0 | 643 | 0 | 643 | 0 | 0.87246 | 103 | 0 | 103 | 0 | 0.06362 | 42 | 0 | 42 | 0 | 0.070588
-992 | 992 | 0 | 0.80324 | 0 | 349 | 0 | 349 | 0 | 0.47354 | -428 | 428 | 0 | 0.31037 | 0 | 2 | 0 | 2 | 0 | 0.0033613
-994 | 994 | 0 | 0.80486 | 0 | -55 | 55 | 0 | 0.072368 | 0 | -804 | 804 | 0 | 0.58303 | 0 | 2 | 0 | 2 | 0 | 0.0033613
-992 | 992 | 0 | 0.80324 | 0 | -318 | 318 | 0 | 0.41842 | 0 | -770 | 770 | 0 | 0.55838 | 0 | 2 | 0 | 2 | 0 | 0.0033613
-992 | 992 | 0 | 0.80324 | 0 | -341 | 341 | 0 | 0.44868 | 0 | -831 | 831 | 0 | 0.60261 | 0 | 2 | 0 | 2 | 0 | 0.0033613
-994 | 994 | 0 | 0.80486 | 0 | -25 | 25 | 0 | 0.032895 | 0 | -290 | 290 | 0 | 0.2103 | 0 | 2 | 0 | 2 | 0 | 0.0033613
-992 | 992 | 0 | 0.80324 | 0 | 612 | 0 | 612 | 0 | 0.83039 | 351 | 0 | 351 | 0 | 0.2168 | 2 | 0 | 2 | 0 | 0.0033613
-993 | 993 | 0 | 0.80405 | 0 | 326 | 0 | 326 | 0 | 0.44233 | 43 | 0 | 43 | 0 | 0.02656 | 341 | 0 | 341 | 0 | 0.57311
-993 | 993 | 0 | 0.80405 | 0 | 351 | 0 | 351 | 0 | 0.47626 | 256 | 0 | 256 | 0 | 0.15812 | 36 | 0 | 36 | 0 | 0.060504
-993 | 993 | 0 | 0.80405 | 0 | 353 | 0 | 353 | 0 | 0.47897 | 509 | 0 | 509 | 0 | 0.31439 | 1 | 0 | 1 | 0 | 0.0016807
-993 | 993 | 0 | 0.80405 | 0 | 374 | 0 | 374 | 0 | 0.50746 | 413 | 0 | 413 | 0 | 0.2551 | 78 | 0 | 78 | 0 | 0.13109
-992 | 992 | 0 | 0.80324 | 0 | 386 | 0 | 386 | 0 | 0.52374 | 76 | 0 | 76 | 0 | 0.046943 | 198 | 0 | 198 | 0 | 0.33277
-989 | 989 | 0 | 0.80081 | 0 | 524 | 0 | 524 | 0 | 0.71099 | 243 | 0 | 243 | 0 | 0.15009 | 470 | 0 | 470 | 0 | 0.78992
-992 | 992 | 0 | 0.80324 | 0 | 430 | 0 | 430 | 0 | 0.58345 | -108 | 108 | 0 | 0.078318 | 0 | 64 | 0 | 64 | 0 | 0.10756
-993 | 993 | 0 | 0.80405 | 0 | 258 | 0 | 258 | 0 | 0.35007 | 38 | 0 | 38 | 0 | 0.023471 | 2 | 0 | 2 | 0 | 0.0033613
-988 | 988 | 0 | 0.8 | 0 | 282 | 0 | 282 | 0 | 0.38263 | 20 | 0 | 20 | 0 | 0.012353 | 3 | 0 | 3 | 0 | 0.005042
-989 | 989 | 0 | 0.80081 | 0 | 557 | 0 | 557 | 0 | 0.75577 | 8 | 0 | 8 | 0 | 0.0049413 | 71 | 0 | 71 | 0 | 0.11933
-993 | 993 | 0 | 0.80405 | 0 | 581 | 0 | 581 | 0 | 0.78833 | 234 | 0 | 234 | 0 | 0.14453 | 215 | 0 | 215 | 0 | 0.36134
-993 | 993 | 0 | 0.80405 | 0 | 711 | 0 | 711 | 0 | 0.96472 | 248 | 0 | 248 | 0 | 0.15318 | 112 | 0 | 112 | 0 | 0.18824
-992 | 992 | 0 | 0.80324 | 0 | 712 | 0 | 712 | 0 | 0.96608 | 252 | 0 | 252 | 0 | 0.15565 | 439 | 0 | 439 | 0 | 0.73782
-991 | 991 | 0 | 0.80243 | 0 | 712 | 0 | 712 | 0 | 0.96608 | 314 | 0 | 314 | 0 | 0.19395 | 524 | 0 | 524 | 0 | 0.88067
-992 | 992 | 0 | 0.80324 | 0 | 711 | 0 | 711 | 0 | 0.96472 | 289 | 0 | 289 | 0 | 0.17851 | 574 | 0 | 574 | 0 | 0.96471
-992 | 992 | 0 | 0.80324 | 0 | 711 | 0 | 711 | 0 | 0.96472 | 179 | 0 | 179 | 0 | 0.11056 | 471 | 0 | 471 | 0 | 0.7916
-991 | 991 | 0 | 0.80243 | 0 | 696 | 0 | 696 | 0 | 0.94437 | -121 | 121 | 0 | 0.087745 | 0 | 576 | 0 | 576 | 0 | 0.96807
-993 | 993 | 0 | 0.80405 | 0 | 475 | 0 | 475 | 0 | 0.6445 | -117 | 117 | 0 | 0.084844 | 0 | 90 | 0 | 90 | 0 | 0.15126
-993 | 993 | 0 | 0.80405 | 0 | 222 | 0 | 222 | 0 | 0.30122 | -281 | 281 | 0 | 0.20377 | 0 | 2 | 0 | 2 | 0 | 0.0033613
-990 | 990 | 0 | 0.80162 | 0 | -74 | 74 | 0 | 0.097368 | 0 | -35 | 35 | 0 | 0.025381 | 0 | 2 | 0 | 2 | 0 | 0.0033613
-988 | 988 | 0 | 0.8 | 0 | 61 | 0 | 61 | 0 | 0.082768 | -115 | 115 | 0 | 0.083394 | 0 | 2 | 0 | 2 | 0 | 0.0033613
-994 | 994 | 0 | 0.80486 | 0 | 416 | 0 | 416 | 0 | 0.56445 | -172 | 172 | 0 | 0.12473 | 0 | 2 | 0 | 2 | 0 | 0.0033613
-994 | 994 | 0 | 0.80486 | 0 | 598 | 0 | 598 | 0 | 0.8114 | 279 | 0 | 279 | 0 | 0.17233 | 491 | 0 | 491 | 0 | 0.82521
-993 | 993 | 0 | 0.80405 | 0 | 698 | 0 | 698 | 0 | 0.94708 | 3 | 0 | 3 | 0 | 0.001853 | 593 | 0 | 593 | 0 | 0.99664
-993 | 993 | 0 | 0.80405 | 0 | 710 | 0 | 710 | 0 | 0.96336 | 115 | 0 | 115 | 0 | 0.071032 | 592 | 0 | 592 | 0 | 0.99496
-992 | 992 | 0 | 0.80324 | 0 | 711 | 0 | 711 | 0 | 0.96472 | -33 | 33 | 0 | 0.02393 | 0 | 593 | 0 | 593 | 0 | 0.99664
-992 | 992 | 0 | 0.80324 | 0 | 711 | 0 | 711 | 0 | 0.96472 | 36 | 0 | 36 | 0 | 0.022236 | 498 | 0 | 498 | 0 | 0.83697
-992 | 992 | 0 | 0.80324 | 0 | 711 | 0 | 711 | 0 | 0.96472 | 380 | 0 | 380 | 0 | 0.23471 | 281 | 0 | 281 | 0 | 0.47227
-992 | 992 | 0 | 0.80324 | 0 | 711 | 0 | 711 | 0 | 0.96472 | 489 | 0 | 489 | 0 | 0.30204 | 484 | 0 | 484 | 0 | 0.81345
-992 | 992 | 0 | 0.80324 | 0 | 711 | 0 | 711 | 0 | 0.96472 | 438 | 0 | 438 | 0 | 0.27054 | 591 | 0 | 591 | 0 | 0.99328
-992 | 992 | 0 | 0.80324 | 0 | 711 | 0 | 711 | 0 | 0.96472 | 292 | 0 | 292 | 0 | 0.18036 | 593 | 0 | 593 | 0 | 0.99664
-992 | 992 | 0 | 0.80324 | 0 | 711 | 0 | 711 | 0 | 0.96472 | 217 | 0 | 217 | 0 | 0.13403 | 593 | 0 | 593 | 0 | 0.99664
-992 | 992 | 0 | 0.80324 | 0 | 711 | 0 | 711 | 0 | 0.96472 | 139 | 0 | 139 | 0 | 0.085855 | 593 | 0 | 593 | 0 | 0.99664
-993 | 993 | 0 | 0.80405 | 0 | 711 | 0 | 711 | 0 | 0.96472 | 150 | 0 | 150 | 0 | 0.09265 | 593 | 0 | 593 | 0 | 0.99664
-992 | 992 | 0 | 0.80324 | 0 | 711 | 0 | 711 | 0 | 0.96472 | 236 | 0 | 236 | 0 | 0.14577 | 593 | 0 | 593 | 0 | 0.99664
-992 | 992 | 0 | 0.80324 | 0 | 711 | 0 | 711 | 0 | 0.96472 | 202 | 0 | 202 | 0 | 0.12477 | 592 | 0 | 592 | 0 | 0.99496
-992 | 992 | 0 | 0.80324 | 0 | 711 | 0 | 711 | 0 | 0.96472 | 57 | 0 | 57 | 0 | 0.035207 | 593 | 0 | 593 | 0 | 0.99664
-992 | 992 | 0 | 0.80324 | 0 | 711 | 0 | 711 | 0 | 0.96472 | 27 | 0 | 27 | 0 | 0.016677 | 592 | 0 | 592 | 0 | 0.99496
-992 | 992 | 0 | 0.80324 | 0 | 711 | 0 | 711 | 0 | 0.96472 | 108 | 0 | 108 | 0 | 0.066708 | 592 | 0 | 592 | 0 | 0.99496
-890 | 890 | 0 | 0.72065 | 0 | 711 | 0 | 711 | 0 | 0.96472 | 128 | 0 | 128 | 0 | 0.079061 | 592 | 0 | 592 | 0 | 0.99496
-958 | 958 | 0 | 0.77571 | 0 | 711 | 0 | 711 | 0 | 0.96472 | 8 | 0 | 8 | 0 | 0.0049413 | 592 | 0 | 592 | 0 | 0.99496
-994 | 994 | 0 | 0.80486 | 0 | 709 | 0 | 709 | 0 | 0.96201 | 36 | 0 | 36 | 0 | 0.022236 | 305 | 0 | 305 | 0 | 0.51261
-994 | 994 | 0 | 0.80486 | 0 | 538 | 0 | 538 | 0 | 0.72999 | -222 | 222 | 0 | 0.16099 | 0 | 68 | 0 | 68 | 0 | 0.11429
-993 | 993 | 0 | 0.80405 | 0 | 74 | 0 | 74 | 0 | 0.10041 | -479 | 479 | 0 | 0.34735 | 0 | 3 | 0 | 3 | 0 | 0.005042
-992 | 992 | 0 | 0.80324 | 0 | 50 | 0 | 50 | 0 | 0.067843 | -511 | 511 | 0 | 0.37056 | 0 | 3 | 0 | 3 | 0 | 0.005042
-991 | 991 | 0 | 0.80243 | 0 | -378 | 378 | 0 | 0.49737 | 0 | -692 | 692 | 0 | 0.50181 | 0 | 3 | 0 | 3 | 0 | 0.005042
-994 | 994 | 0 | 0.80486 | 0 | 95 | 0 | 95 | 0 | 0.1289 | 235 | 0 | 235 | 0 | 0.14515 | 2 | 0 | 2 | 0 | 0.0033613
-993 | 993 | 0 | 0.80405 | 0 | -24 | 24 | 0 | 0.031579 | 0 | -234 | 234 | 0 | 0.16969 | 0 | 2 | 0 | 2 | 0 | 0.0033613
-993 | 993 | 0 | 0.80405 | 0 | 230 | 0 | 230 | 0 | 0.31208 | -316 | 316 | 0 | 0.22915 | 0 | 2 | 0 | 2 | 0 | 0.0033613
-990 | 990 | 0 | 0.80162 | 0 | 317 | 0 | 317 | 0 | 0.43012 | -198 | 198 | 0 | 0.14358 | 0 | 2 | 0 | 2 | 0 | 0.0033613
-991 | 991 | 0 | 0.80243 | 0 | 236 | 0 | 236 | 0 | 0.32022 | -378 | 378 | 0 | 0.27411 | 0 | 2 | 0 | 2 | 0 | 0.0033613
-991 | 991 | 0 | 0.80243 | 0 | 323 | 0 | 323 | 0 | 0.43826 | -108 | 108 | 0 | 0.078318 | 0 | 2 | 0 | 2 | 0 | 0.0033613
-991 | 991 | 0 | 0.80243 | 0 | -56 | 56 | 0 | 0.073684 | 0 | -219 | 219 | 0 | 0.15881 | 0 | 2 | 0 | 2 | 0 | 0.0033613
-978 | 978 | 0 | 0.7919 | 0 | -632 | 632 | 0 | 0.83158 | 0 | -1207 | 1207 | 0 | 0.87527 | 0 | 2 | 0 | 2 | 0 | 0.0033613
-467 | 467 | 0 | 0.37814 | 0 | -474 | 474 | 0 | 0.62368 | 0 | -975 | 975 | 0 | 0.70703 | 0 | 2 | 0 | 2 | 0 | 0.0033613
-623 | 623 | 0 | 0.50445 | 0 | -137 | 137 | 0 | 0.18026 | 0 | -740 | 740 | 0 | 0.53662 | 0 | 2 | 0 | 2 | 0 | 0.0033613
-624 | 624 | 0 | 0.50526 | 0 | 39 | 0 | 39 | 0 | 0.052917 | -428 | 428 | 0 | 0.31037 | 0 | 2 | 0 | 2 | 0 | 0.0033613
-624 | 624 | 0 | 0.50526 | 0 | 172 | 0 | 172 | 0 | 0.23338 | -314 | 314 | 0 | 0.2277 | 0 | 156 | 0 | 156 | 0 | 0.26218
-624 | 624 | 0 | 0.50526 | 0 | 146 | 0 | 146 | 0 | 0.1981 | -28 | 28 | 0 | 0.020305 | 0 | 62 | 0 | 62 | 0 | 0.1042
-624 | 624 | 0 | 0.50526 | 0 | 166 | 0 | 166 | 0 | 0.22524 | -71 | 71 | 0 | 0.051487 | 0 | 3 | 0 | 3 | 0 | 0.005042
-624 | 624 | 0 | 0.50526 | 0 | 126 | 0 | 126 | 0 | 0.17096 | 68 | 0 | 68 | 0 | 0.042001 | 3 | 0 | 3 | 0 | 0.005042
-624 | 624 | 0 | 0.50526 | 0 | 124 | 0 | 124 | 0 | 0.16825 | 48 | 0 | 48 | 0 | 0.029648 | 217 | 0 | 217 | 0 | 0.36471
-624 | 624 | 0 | 0.50526 | 0 | 95 | 0 | 95 | 0 | 0.1289 | -48 | 48 | 0 | 0.034808 | 0 | 228 | 0 | 228 | 0 | 0.38319
-624 | 624 | 0 | 0.50526 | 0 | 10 | 0 | 10 | 0 | 0.013569 | -198 | 198 | 0 | 0.14358 | 0 | 14 | 0 | 14 | 0 | 0.023529
-624 | 624 | 0 | 0.50526 | 0 | -269 | 269 | 0 | 0.35395 | 0 | -741 | 741 | 0 | 0.53735 | 0 | 2 | 0 | 2 | 0 | 0.0033613
-624 | 624 | 0 | 0.50526 | 0 | -368 | 368 | 0 | 0.48421 | 0 | -1015 | 1015 | 0 | 0.73604 | 0 | -140 | 140 | 0 | 0.22876 | 0
-624 | 624 | 0 | 0.50526 | 0 | -176 | 176 | 0 | 0.23158 | 0 | -1219 | 1219 | 0 | 0.88397 | 0 | -245 | 245 | 0 | 0.40033 | 0
-624 | 624 | 0 | 0.50526 | 0 | -267 | 267 | 0 | 0.35132 | 0 | -1255 | 1255 | 0 | 0.91008 | 0 | -247 | 247 | 0 | 0.40359 | 0
-623 | 623 | 0 | 0.50445 | 0 | -328 | 328 | 0 | 0.43158 | 0 | -1332 | 1332 | 0 | 0.96592 | 0 | -247 | 247 | 0 | 0.40359 | 0
-623 | 623 | 0 | 0.50445 | 0 | -291 | 291 | 0 | 0.38289 | 0 | -1278 | 1278 | 0 | 0.92676 | 0 | -247 | 247 | 0 | 0.40359 | 0
-624 | 624 | 0 | 0.50526 | 0 | -286 | 286 | 0 | 0.37632 | 0 | -1215 | 1215 | 0 | 0.88107 | 0 | -229 | 229 | 0 | 0.37418 | 0
-624 | 624 | 0 | 0.50526 | 0 | -124 | 124 | 0 | 0.16316 | 0 | -1125 | 1125 | 0 | 0.81581 | 0 | -102 | 102 | 0 | 0.16667 | 0
-622 | 622 | 0 | 0.50364 | 0 | 8 | 0 | 8 | 0 | 0.010855 | -1158 | 1158 | 0 | 0.83974 | 0 | 0 | 0 | 0 | 0 | 0
-622 | 622 | 0 | 0.50364 | 0 | -150 | 150 | 0 | 0.19737 | 0 | -1121 | 1121 | 0 | 0.81291 | 0 | 2 | 0 | 2 | 0 | 0.0033613
-623 | 623 | 0 | 0.50445 | 0 | 44 | 0 | 44 | 0 | 0.059701 | -1245 | 1245 | 0 | 0.90283 | 0 | 2 | 0 | 2 | 0 | 0.0033613
-623 | 623 | 0 | 0.50445 | 0 | 99 | 0 | 99 | 0 | 0.13433 | -1153 | 1153 | 0 | 0.83611 | 0 | 2 | 0 | 2 | 0 | 0.0033613
-623 | 623 | 0 | 0.50445 | 0 | -193 | 193 | 0 | 0.25395 | 0 | -698 | 698 | 0 | 0.50616 | 0 | 2 | 0 | 2 | 0 | 0.0033613
-623 | 623 | 0 | 0.50445 | 0 | -253 | 253 | 0 | 0.33289 | 0 | -1225 | 1225 | 0 | 0.88832 | 0 | -355 | 355 | 0 | 0.58007 | 0
-622 | 622 | 0 | 0.50364 | 0 | -202 | 202 | 0 | 0.26579 | 0 | -1206 | 1206 | 0 | 0.87455 | 0 | -38 | 38 | 0 | 0.062092 | 0
-622 | 622 | 0 | 0.50364 | 0 | 315 | 0 | 315 | 0 | 0.42741 | -384 | 384 | 0 | 0.27846 | 0 | 2 | 0 | 2 | 0 | 0.0033613
-622 | 622 | 0 | 0.50364 | 0 | 246 | 0 | 246 | 0 | 0.33379 | -148 | 148 | 0 | 0.10732 | 0 | 60 | 0 | 60 | 0 | 0.10084
-623 | 623 | 0 | 0.50445 | 0 | 233 | 0 | 233 | 0 | 0.31615 | -157 | 157 | 0 | 0.11385 | 0 | 61 | 0 | 61 | 0 | 0.10252
-624 | 624 | 0 | 0.50526 | 0 | 382 | 0 | 382 | 0 | 0.51832 | -146 | 146 | 0 | 0.10587 | 0 | 81 | 0 | 81 | 0 | 0.13613
-624 | 624 | 0 | 0.50526 | 0 | 256 | 0 | 256 | 0 | 0.34735 | -317 | 317 | 0 | 0.22988 | 0 | 223 | 0 | 223 | 0 | 0.37479
-624 | 624 | 0 | 0.50526 | 0 | 280 | 0 | 280 | 0 | 0.37992 | -404 | 404 | 0 | 0.29297 | 0 | 228 | 0 | 228 | 0 | 0.38319
-624 | 624 | 0 | 0.50526 | 0 | 331 | 0 | 331 | 0 | 0.44912 | -126 | 126 | 0 | 0.091371 | 0 | 228 | 0 | 228 | 0 | 0.38319
-624 | 624 | 0 | 0.50526 | 0 | 224 | 0 | 224 | 0 | 0.30393 | -43 | 43 | 0 | 0.031182 | 0 | 15 | 0 | 15 | 0 | 0.02521
-624 | 624 | 0 | 0.50526 | 0 | -157 | 157 | 0 | 0.20658 | 0 | -637 | 637 | 0 | 0.46193 | 0 | 2 | 0 | 2 | 0 | 0.0033613
-624 | 624 | 0 | 0.50526 | 0 | -502 | 502 | 0 | 0.66053 | 0 | -1011 | 1011 | 0 | 0.73314 | 0 | 2 | 0 | 2 | 0 | 0.0033613
-624 | 624 | 0 | 0.50526 | 0 | -701 | 701 | 0 | 0.92237 | 0 | -973 | 973 | 0 | 0.70558 | 0 | -233 | 233 | 0 | 0.38072 | 0
-624 | 624 | 0 | 0.50526 | 0 | -699 | 699 | 0 | 0.91974 | 0 | -1055 | 1055 | 0 | 0.76505 | 0 | -390 | 390 | 0 | 0.63725 | 0
-624 | 624 | 0 | 0.50526 | 0 | -699 | 699 | 0 | 0.91974 | 0 | -1079 | 1079 | 0 | 0.78245 | 0 | -395 | 395 | 0 | 0.64542 | 0
-624 | 624 | 0 | 0.50526 | 0 | -699 | 699 | 0 | 0.91974 | 0 | -1114 | 1114 | 0 | 0.80783 | 0 | -395 | 395 | 0 | 0.64542 | 0
-624 | 624 | 0 | 0.50526 | 0 | -688 | 688 | 0 | 0.90526 | 0 | -1145 | 1145 | 0 | 0.83031 | 0 | -395 | 395 | 0 | 0.64542 | 0
-624 | 624 | 0 | 0.50526 | 0 | -513 | 513 | 0 | 0.675 | 0 | -1113 | 1113 | 0 | 0.80711 | 0 | -319 | 319 | 0 | 0.52124 | 0
-624 | 624 | 0 | 0.50526 | 0 | -309 | 309 | 0 | 0.40658 | 0 | -1133 | 1133 | 0 | 0.82161 | 0 | -185 | 185 | 0 | 0.30229 | 0
-623 | 623 | 0 | 0.50445 | 0 | -259 | 259 | 0 | 0.34079 | 0 | -817 | 817 | 0 | 0.59246 | 0 | -385 | 385 | 0 | 0.62908 | 0
-622 | 622 | 0 | 0.50364 | 0 | -326 | 326 | 0 | 0.42895 | 0 | -837 | 837 | 0 | 0.60696 | 0 | -38 | 38 | 0 | 0.062092 | 0
-623 | 623 | 0 | 0.50445 | 0 | -399 | 399 | 0 | 0.525 | 0 | -715 | 715 | 0 | 0.51849 | 0 | 2 | 0 | 2 | 0 | 0.0033613
-622 | 622 | 0 | 0.50364 | 0 | -175 | 175 | 0 | 0.23026 | 0 | -507 | 507 | 0 | 0.36766 | 0 | 2 | 0 | 2 | 0 | 0.0033613
-623 | 623 | 0 | 0.50445 | 0 | 276 | 0 | 276 | 0 | 0.37449 | 71 | 0 | 71 | 0 | 0.043854 | 2 | 0 | 2 | 0 | 0.0033613
-623 | 623 | 0 | 0.50445 | 0 | 177 | 0 | 177 | 0 | 0.24016 | 85 | 0 | 85 | 0 | 0.052502 | 2 | 0 | 2 | 0 | 0.0033613
-627 | 627 | 0 | 0.50769 | 0 | 683 | 0 | 683 | 0 | 0.92673 | 385 | 0 | 385 | 0 | 0.2378 | 2 | 0 | 2 | 0 | 0.0033613
-630 | 630 | 0 | 0.51012 | 0 | 707 | 0 | 707 | 0 | 0.95929 | 306 | 0 | 306 | 0 | 0.18901 | 2 | 0 | 2 | 0 | 0.0033613
-630 | 630 | 0 | 0.51012 | 0 | 705 | 0 | 705 | 0 | 0.95658 | 369 | 0 | 369 | 0 | 0.22792 | 2 | 0 | 2 | 0 | 0.0033613
-630 | 630 | 0 | 0.51012 | 0 | 710 | 0 | 710 | 0 | 0.96336 | 115 | 0 | 115 | 0 | 0.071032 | 216 | 0 | 216 | 0 | 0.36303
-619 | 619 | 0 | 0.50121 | 0 | 711 | 0 | 711 | 0 | 0.96472 | 200 | 0 | 200 | 0 | 0.12353 | 228 | 0 | 228 | 0 | 0.38319
-286 | 286 | 0 | 0.23158 | 0 | 704 | 0 | 704 | 0 | 0.95522 | -73 | 73 | 0 | 0.052937 | 0 | 228 | 0 | 228 | 0 | 0.38319
-252 | 252 | 0 | 0.20405 | 0 | 429 | 0 | 429 | 0 | 0.58209 | -60 | 60 | 0 | 0.04351 | 0 | 228 | 0 | 228 | 0 | 0.38319
-268 | 268 | 0 | 0.217 | 0 | 402 | 0 | 402 | 0 | 0.54545 | -19 | 19 | 0 | 0.013778 | 0 | 228 | 0 | 228 | 0 | 0.38319
-284 | 284 | 0 | 0.22996 | 0 | 353 | 0 | 353 | 0 | 0.47897 | 259 | 0 | 259 | 0 | 0.15998 | 14 | 0 | 14 | 0 | 0.023529
-280 | 280 | 0 | 0.22672 | 0 | 650 | 0 | 650 | 0 | 0.88195 | -306 | 306 | 0 | 0.2219 | 0 | 216 | 0 | 216 | 0 | 0.36303
-283 | 283 | 0 | 0.22915 | 0 | 500 | 0 | 500 | 0 | 0.67843 | -877 | 877 | 0 | 0.63597 | 0 | 15 | 0 | 15 | 0 | 0.02521
-289 | 289 | 0 | 0.23401 | 0 | 235 | 0 | 235 | 0 | 0.31886 | -749 | 749 | 0 | 0.54315 | 0 | 2 | 0 | 2 | 0 | 0.0033613
-283 | 283 | 0 | 0.22915 | 0 | -528 | 528 | 0 | 0.69474 | 0 | -1151 | 1151 | 0 | 0.83466 | 0 | 2 | 0 | 2 | 0 | 0.0033613
-291 | 291 | 0 | 0.23563 | 0 | -592 | 592 | 0 | 0.77895 | 0 | -703 | 703 | 0 | 0.50979 | 0 | -302 | 302 | 0 | 0.49346 | 0
-322 | 322 | 0 | 0.26073 | 0 | -664 | 664 | 0 | 0.87368 | 0 | -988 | 988 | 0 | 0.71646 | 0 | -25 | 25 | 0 | 0.04085 | 0
-604 | 604 | 0 | 0.48907 | 0 | -699 | 699 | 0 | 0.91974 | 0 | -735 | 735 | 0 | 0.53299 | 0 | 2 | 0 | 2 | 0 | 0.0033613
-625 | 625 | 0 | 0.50607 | 0 | -660 | 660 | 0 | 0.86842 | 0 | -3 | 3 | 0 | 0.0021755 | 0 | 2 | 0 | 2 | 0 | 0.0033613
-625 | 625 | 0 | 0.50607 | 0 | -291 | 291 | 0 | 0.38289 | 0 | -512 | 512 | 0 | 0.37128 | 0 | -199 | 199 | 0 | 0.32516 | 0
-619 | 619 | 0 | 0.50121 | 0 | -11 | 11 | 0 | 0.014474 | 0 | -534 | 534 | 0 | 0.38724 | 0 | -9 | 9 | 0 | 0.014706 | 0
-619 | 619 | 0 | 0.50121 | 0 | -118 | 118 | 0 | 0.15526 | 0 | -173 | 173 | 0 | 0.12545 | 0 | -74 | 74 | 0 | 0.12092 | 0
-624 | 624 | 0 | 0.50526 | 0 | -137 | 137 | 0 | 0.18026 | 0 | -137 | 137 | 0 | 0.099347 | 0 | 2 | 0 | 2 | 0 | 0.0033613
-625 | 625 | 0 | 0.50607 | 0 | 114 | 0 | 114 | 0 | 0.15468 | -200 | 200 | 0 | 0.14503 | 0 | 1 | 0 | 1 | 0 | 0.0016807
-625 | 625 | 0 | 0.50607 | 0 | 542 | 0 | 542 | 0 | 0.73541 | -34 | 34 | 0 | 0.024656 | 0 | 1 | 0 | 1 | 0 | 0.0016807
-625 | 625 | 0 | 0.50607 | 0 | 233 | 0 | 233 | 0 | 0.31615 | 412 | 0 | 412 | 0 | 0.25448 | 2 | 0 | 2 | 0 | 0.0033613
-626 | 626 | 0 | 0.50688 | 0 | -307 | 307 | 0 | 0.40395 | 0 | -312 | 312 | 0 | 0.22625 | 0 | 2 | 0 | 2 | 0 | 0.0033613
-626 | 626 | 0 | 0.50688 | 0 | -344 | 344 | 0 | 0.45263 | 0 | -94 | 94 | 0 | 0.068165 | 0 | 2 | 0 | 2 | 0 | 0.0033613
-626 | 626 | 0 | 0.50688 | 0 | -144 | 144 | 0 | 0.18947 | 0 | -19 | 19 | 0 | 0.013778 | 0 | 2 | 0 | 2 | 0 | 0.0033613
-626 | 626 | 0 | 0.50688 | 0 | 275 | 0 | 275 | 0 | 0.37313 | -77 | 77 | 0 | 0.055838 | 0 | 2 | 0 | 2 | 0 | 0.0033613
-626 | 626 | 0 | 0.50688 | 0 | 80 | 0 | 80 | 0 | 0.10855 | -251 | 251 | 0 | 0.18202 | 0 | 2 | 0 | 2 | 0 | 0.0033613
-626 | 626 | 0 | 0.50688 | 0 | 108 | 0 | 108 | 0 | 0.14654 | 111 | 0 | 111 | 0 | 0.068561 | 2 | 0 | 2 | 0 | 0.0033613
-625 | 625 | 0 | 0.50607 | 0 | 172 | 0 | 172 | 0 | 0.23338 | -337 | 337 | 0 | 0.24438 | 0 | 2 | 0 | 2 | 0 | 0.0033613
-626 | 626 | 0 | 0.50688 | 0 | -31 | 31 | 0 | 0.040789 | 0 | -385 | 385 | 0 | 0.27919 | 0 | 2 | 0 | 2 | 0 | 0.0033613
-626 | 626 | 0 | 0.50688 | 0 | -278 | 278 | 0 | 0.36579 | 0 | -467 | 467 | 0 | 0.33865 | 0 | 2 | 0 | 2 | 0 | 0.0033613
-626 | 626 | 0 | 0.50688 | 0 | -336 | 336 | 0 | 0.44211 | 0 | -948 | 948 | 0 | 0.68745 | 0 | 2 | 0 | 2 | 0 | 0.0033613
-626 | 626 | 0 | 0.50688 | 0 | -676 | 676 | 0 | 0.88947 | 0 | -823 | 823 | 0 | 0.59681 | 0 | -355 | 355 | 0 | 0.58007 | 0
-626 | 626 | 0 | 0.50688 | 0 | -585 | 585 | 0 | 0.76974 | 0 | -1024 | 1024 | 0 | 0.74257 | 0 | -396 | 396 | 0 | 0.64706 | 0
-625 | 625 | 0 | 0.50607 | 0 | -695 | 695 | 0 | 0.91447 | 0 | -1203 | 1203 | 0 | 0.87237 | 0 | -396 | 396 | 0 | 0.64706 | 0
-627 | 627 | 0 | 0.50769 | 0 | -699 | 699 | 0 | 0.91974 | 0 | -1137 | 1137 | 0 | 0.82451 | 0 | -395 | 395 | 0 | 0.64542 | 0
-626 | 626 | 0 | 0.50688 | 0 | -699 | 699 | 0 | 0.91974 | 0 | -1205 | 1205 | 0 | 0.87382 | 0 | -395 | 395 | 0 | 0.64542 | 0
-625 | 625 | 0 | 0.50607 | 0 | -699 | 699 | 0 | 0.91974 | 0 | -1041 | 1041 | 0 | 0.75489 | 0 | -396 | 396 | 0 | 0.64706 | 0
-626 | 626 | 0 | 0.50688 | 0 | -685 | 685 | 0 | 0.90132 | 0 | -958 | 958 | 0 | 0.69471 | 0 | -396 | 396 | 0 | 0.64706 | 0
-626 | 626 | 0 | 0.50688 | 0 | -403 | 403 | 0 | 0.53026 | 0 | -1067 | 1067 | 0 | 0.77375 | 0 | -179 | 179 | 0 | 0.29248 | 0
-626 | 626 | 0 | 0.50688 | 0 | -192 | 192 | 0 | 0.25263 | 0 | -1109 | 1109 | 0 | 0.80421 | 0 | -385 | 385 | 0 | 0.62908 | 0
-627 | 627 | 0 | 0.50769 | 0 | -132 | 132 | 0 | 0.17368 | 0 | -1005 | 1005 | 0 | 0.72879 | 0 | -396 | 396 | 0 | 0.64706 | 0
-626 | 626 | 0 | 0.50688 | 0 | -293 | 293 | 0 | 0.38553 | 0 | -972 | 972 | 0 | 0.70486 | 0 | -39 | 39 | 0 | 0.063725 | 0
-626 | 626 | 0 | 0.50688 | 0 | -638 | 638 | 0 | 0.83947 | 0 | -752 | 752 | 0 | 0.54532 | 0 | 2 | 0 | 2 | 0 | 0.0033613
-626 | 626 | 0 | 0.50688 | 0 | -314 | 314 | 0 | 0.41316 | 0 | -515 | 515 | 0 | 0.37346 | 0 | 2 | 0 | 2 | 0 | 0.0033613
-627 | 627 | 0 | 0.50769 | 0 | -693 | 693 | 0 | 0.91184 | 0 | -1144 | 1144 | 0 | 0.82959 | 0 | 2 | 0 | 2 | 0 | 0.0033613
-627 | 627 | 0 | 0.50769 | 0 | -663 | 663 | 0 | 0.87237 | 0 | -476 | 476 | 0 | 0.34518 | 0 | 2 | 0 | 2 | 0 | 0.0033613
-626 | 626 | 0 | 0.50688 | 0 | -104 | 104 | 0 | 0.13684 | 0 | -177 | 177 | 0 | 0.12835 | 0 | 2 | 0 | 2 | 0 | 0.0033613
-626 | 626 | 0 | 0.50688 | 0 | -4 | 4 | 0 | 0.0052632 | 0 | -647 | 647 | 0 | 0.46918 | 0 | 2 | 0 | 2 | 0 | 0.0033613
-626 | 626 | 0 | 0.50688 | 0 | -2 | 2 | 0 | 0.0026316 | 0 | -736 | 736 | 0 | 0.53372 | 0 | 2 | 0 | 2 | 0 | 0.0033613
-625 | 625 | 0 | 0.50607 | 0 | -434 | 434 | 0 | 0.57105 | 0 | -745 | 745 | 0 | 0.54025 | 0 | 2 | 0 | 2 | 0 | 0.0033613
-625 | 625 | 0 | 0.50607 | 0 | -539 | 539 | 0 | 0.70921 | 0 | -816 | 816 | 0 | 0.59173 | 0 | 2 | 0 | 2 | 0 | 0.0033613
-625 | 625 | 0 | 0.50607 | 0 | -690 | 690 | 0 | 0.90789 | 0 | -418 | 418 | 0 | 0.30312 | 0 | 2 | 0 | 2 | 0 | 0.0033613
-625 | 625 | 0 | 0.50607 | 0 | -700 | 700 | 0 | 0.92105 | 0 | -653 | 653 | 0 | 0.47353 | 0 | -125 | 125 | 0 | 0.20425 | 0
-626 | 626 | 0 | 0.50688 | 0 | -623 | 623 | 0 | 0.81974 | 0 | -785 | 785 | 0 | 0.56925 | 0 | -300 | 300 | 0 | 0.4902 | 0
-625 | 625 | 0 | 0.50607 | 0 | -698 | 698 | 0 | 0.91842 | 0 | -925 | 925 | 0 | 0.67078 | 0 | -20 | 20 | 0 | 0.03268 | 0
-626 | 626 | 0 | 0.50688 | 0 | -690 | 690 | 0 | 0.90789 | 0 | -811 | 811 | 0 | 0.58811 | 0 | -275 | 275 | 0 | 0.44935 | 0
-626 | 626 | 0 | 0.50688 | 0 | -698 | 698 | 0 | 0.91842 | 0 | -1000 | 1000 | 0 | 0.72516 | 0 | -207 | 207 | 0 | 0.33824 | 0
-639 | 639 | 0 | 0.51741 | 0 | -699 | 699 | 0 | 0.91974 | 0 | -1124 | 1124 | 0 | 0.81508 | 0 | -387 | 387 | 0 | 0.63235 | 0
-986 | 986 | 0 | 0.79838 | 0 | -699 | 699 | 0 | 0.91974 | 0 | -945 | 945 | 0 | 0.68528 | 0 | -396 | 396 | 0 | 0.64706 | 0
-985 | 985 | 0 | 0.79757 | 0 | -698 | 698 | 0 | 0.91842 | 0 | -1078 | 1078 | 0 | 0.78173 | 0 | -396 | 396 | 0 | 0.64706 | 0
-988 | 988 | 0 | 0.8 | 0 | -688 | 688 | 0 | 0.90526 | 0 | -1247 | 1247 | 0 | 0.90428 | 0 | -396 | 396 | 0 | 0.64706 | 0
-988 | 988 | 0 | 0.8 | 0 | -616 | 616 | 0 | 0.81053 | 0 | -1244 | 1244 | 0 | 0.9021 | 0 | -396 | 396 | 0 | 0.64706 | 0
-992 | 992 | 0 | 0.80324 | 0 | -441 | 441 | 0 | 0.58026 | 0 | -1130 | 1130 | 0 | 0.81943 | 0 | -396 | 396 | 0 | 0.64706 | 0
-989 | 989 | 0 | 0.80081 | 0 | -480 | 480 | 0 | 0.63158 | 0 | -1194 | 1194 | 0 | 0.86584 | 0 | -332 | 332 | 0 | 0.54248 | 0
-987 | 987 | 0 | 0.79919 | 0 | -296 | 296 | 0 | 0.38947 | 0 | -1049 | 1049 | 0 | 0.7607 | 0 | -288 | 288 | 0 | 0.47059 | 0
-991 | 991 | 0 | 0.80243 | 0 | -341 | 341 | 0 | 0.44868 | 0 | -1126 | 1126 | 0 | 0.81653 | 0 | -276 | 276 | 0 | 0.45098 | 0
-990 | 990 | 0 | 0.80162 | 0 | -383 | 383 | 0 | 0.50395 | 0 | -1125 | 1125 | 0 | 0.81581 | 0 | -16 | 16 | 0 | 0.026144 | 0
-991 | 991 | 0 | 0.80243 | 0 | -479 | 479 | 0 | 0.63026 | 0 | -879 | 879 | 0 | 0.63742 | 0 | 3 | 0 | 3 | 0 | 0.005042
-995 | 995 | 0 | 0.80567 | 0 | -276 | 276 | 0 | 0.36316 | 0 | -794 | 794 | 0 | 0.57578 | 0 | 3 | 0 | 3 | 0 | 0.005042
-995 | 995 | 0 | 0.80567 | 0 | -435 | 435 | 0 | 0.57237 | 0 | -991 | 991 | 0 | 0.71864 | 0 | 2 | 0 | 2 | 0 | 0.0033613
-996 | 996 | 0 | 0.80648 | 0 | -228 | 228 | 0 | 0.3 | 0 | -970 | 970 | 0 | 0.70341 | 0 | 2 | 0 | 2 | 0 | 0.0033613
-995 | 995 | 0 | 0.80567 | 0 | -308 | 308 | 0 | 0.40526 | 0 | -1121 | 1121 | 0 | 0.81291 | 0 | 2 | 0 | 2 | 0 | 0.0033613
-995 | 995 | 0 | 0.80567 | 0 | 101 | 0 | 101 | 0 | 0.13704 | -861 | 861 | 0 | 0.62437 | 0 | 2 | 0 | 2 | 0 | 0.0033613
-995 | 995 | 0 | 0.80567 | 0 | 186 | 0 | 186 | 0 | 0.25237 | -466 | 466 | 0 | 0.33793 | 0 | 2 | 0 | 2 | 0 | 0.0033613
-995 | 995 | 0 | 0.80567 | 0 | 86 | 0 | 86 | 0 | 0.11669 | -34 | 34 | 0 | 0.024656 | 0 | 2 | 0 | 2 | 0 | 0.0033613
-993 | 993 | 0 | 0.80405 | 0 | 668 | 0 | 668 | 0 | 0.90638 | 99 | 0 | 99 | 0 | 0.061149 | 2 | 0 | 2 | 0 | 0.0033613
-994 | 994 | 0 | 0.80486 | 0 | 712 | 0 | 712 | 0 | 0.96608 | 210 | 0 | 210 | 0 | 0.12971 | 216 | 0 | 216 | 0 | 0.36303
-994 | 994 | 0 | 0.80486 | 0 | 709 | 0 | 709 | 0 | 0.96201 | 235 | 0 | 235 | 0 | 0.14515 | 228 | 0 | 228 | 0 | 0.38319
-995 | 995 | 0 | 0.80567 | 0 | 596 | 0 | 596 | 0 | 0.80868 | 210 | 0 | 210 | 0 | 0.12971 | 14 | 0 | 14 | 0 | 0.023529
-995 | 995 | 0 | 0.80567 | 0 | 379 | 0 | 379 | 0 | 0.51425 | 35 | 0 | 35 | 0 | 0.021618 | 2 | 0 | 2 | 0 | 0.0033613
-993 | 993 | 0 | 0.80405 | 0 | 73 | 0 | 73 | 0 | 0.09905 | -273 | 273 | 0 | 0.19797 | 0 | 2 | 0 | 2 | 0 | 0.0033613
-991 | 991 | 0 | 0.80243 | 0 | -269 | 269 | 0 | 0.35395 | 0 | -1088 | 1088 | 0 | 0.78898 | 0 | 2 | 0 | 2 | 0 | 0.0033613
-994 | 994 | 0 | 0.80486 | 0 | -453 | 453 | 0 | 0.59605 | 0 | -1099 | 1099 | 0 | 0.79695 | 0 | 2 | 0 | 2 | 0 | 0.0033613
-996 | 996 | 0 | 0.80648 | 0 | -423 | 423 | 0 | 0.55658 | 0 | -1046 | 1046 | 0 | 0.75852 | 0 | 2 | 0 | 2 | 0 | 0.0033613
-996 | 996 | 0 | 0.80648 | 0 | -452 | 452 | 0 | 0.59474 | 0 | -908 | 908 | 0 | 0.65845 | 0 | 2 | 0 | 2 | 0 | 0.0033613
-995 | 995 | 0 | 0.80567 | 0 | -111 | 111 | 0 | 0.14605 | 0 | -705 | 705 | 0 | 0.51124 | 0 | 2 | 0 | 2 | 0 | 0.0033613
-993 | 993 | 0 | 0.80405 | 0 | -31 | 31 | 0 | 0.040789 | 0 | -348 | 348 | 0 | 0.25236 | 0 | 2 | 0 | 2 | 0 | 0.0033613
-995 | 995 | 0 | 0.80567 | 0 | -3 | 3 | 0 | 0.0039474 | 0 | -275 | 275 | 0 | 0.19942 | 0 | 2 | 0 | 2 | 0 | 0.0033613
-997 | 997 | 0 | 0.80729 | 0 | 27 | 0 | 27 | 0 | 0.036635 | -316 | 316 | 0 | 0.22915 | 0 | 2 | 0 | 2 | 0 | 0.0033613
-997 | 997 | 0 | 0.80729 | 0 | 212 | 0 | 212 | 0 | 0.28765 | -197 | 197 | 0 | 0.14286 | 0 | 2 | 0 | 2 | 0 | 0.0033613
-997 | 997 | 0 | 0.80729 | 0 | 245 | 0 | 245 | 0 | 0.33243 | -290 | 290 | 0 | 0.2103 | 0 | 2 | 0 | 2 | 0 | 0.0033613
-995 | 995 | 0 | 0.80567 | 0 | 462 | 0 | 462 | 0 | 0.62687 | -82 | 82 | 0 | 0.059463 | 0 | 2 | 0 | 2 | 0 | 0.0033613
-994 | 994 | 0 | 0.80486 | 0 | 690 | 0 | 690 | 0 | 0.93623 | 104 | 0 | 104 | 0 | 0.064237 | 2 | 0 | 2 | 0 | 0.0033613
-996 | 996 | 0 | 0.80648 | 0 | 523 | 0 | 523 | 0 | 0.70963 | -9 | 9 | 0 | 0.0065265 | 0 | 216 | 0 | 216 | 0 | 0.36303
-994 | 994 | 0 | 0.80486 | 0 | 480 | 0 | 480 | 0 | 0.65129 | -134 | 134 | 0 | 0.097172 | 0 | 228 | 0 | 228 | 0 | 0.38319
-994 | 994 | 0 | 0.80486 | 0 | 394 | 0 | 394 | 0 | 0.5346 | -191 | 191 | 0 | 0.13851 | 0 | 228 | 0 | 228 | 0 | 0.38319
-995 | 995 | 0 | 0.80567 | 0 | 339 | 0 | 339 | 0 | 0.45997 | -92 | 92 | 0 | 0.066715 | 0 | 228 | 0 | 228 | 0 | 0.38319
-991 | 991 | 0 | 0.80243 | 0 | 381 | 0 | 381 | 0 | 0.51696 | -64 | 64 | 0 | 0.04641 | 0 | 228 | 0 | 228 | 0 | 0.38319
-991 | 991 | 0 | 0.80243 | 0 | 383 | 0 | 383 | 0 | 0.51967 | -17 | 17 | 0 | 0.012328 | 0 | 228 | 0 | 228 | 0 | 0.38319
-992 | 992 | 0 | 0.80324 | 0 | 461 | 0 | 461 | 0 | 0.62551 | -68 | 68 | 0 | 0.049311 | 0 | 228 | 0 | 228 | 0 | 0.38319
-992 | 992 | 0 | 0.80324 | 0 | 514 | 0 | 514 | 0 | 0.69742 | -165 | 165 | 0 | 0.11965 | 0 | 228 | 0 | 228 | 0 | 0.38319
-990 | 990 | 0 | 0.80162 | 0 | 610 | 0 | 610 | 0 | 0.82768 | 7 | 0 | 7 | 0 | 0.0043237 | 228 | 0 | 228 | 0 | 0.38319
-990 | 990 | 0 | 0.80162 | 0 | 431 | 0 | 431 | 0 | 0.5848 | 64 | 0 | 64 | 0 | 0.039531 | 228 | 0 | 228 | 0 | 0.38319
-991 | 991 | 0 | 0.80243 | 0 | 20 | 0 | 20 | 0 | 0.027137 | -48 | 48 | 0 | 0.034808 | 0 | 228 | 0 | 228 | 0 | 0.38319
-994 | 994 | 0 | 0.80486 | 0 | 15 | 0 | 15 | 0 | 0.020353 | -236 | 236 | 0 | 0.17114 | 0 | 228 | 0 | 228 | 0 | 0.38319
-994 | 994 | 0 | 0.80486 | 0 | -79 | 79 | 0 | 0.10395 | 0 | -974 | 974 | 0 | 0.70631 | 0 | 15 | 0 | 15 | 0 | 0.02521
-990 | 990 | 0 | 0.80162 | 0 | -266 | 266 | 0 | 0.35 | 0 | -1058 | 1058 | 0 | 0.76722 | 0 | 3 | 0 | 3 | 0 | 0.005042
-991 | 991 | 0 | 0.80243 | 0 | -646 | 646 | 0 | 0.85 | 0 | -1074 | 1074 | 0 | 0.77883 | 0 | 3 | 0 | 3 | 0 | 0.005042
-990 | 990 | 0 | 0.80162 | 0 | -658 | 658 | 0 | 0.86579 | 0 | -1052 | 1052 | 0 | 0.76287 | 0 | 3 | 0 | 3 | 0 | 0.005042
-994 | 994 | 0 | 0.80486 | 0 | -450 | 450 | 0 | 0.59211 | 0 | -815 | 815 | 0 | 0.59101 | 0 | -57 | 57 | 0 | 0.093137 | 0
-995 | 995 | 0 | 0.80567 | 0 | -113 | 113 | 0 | 0.14868 | 0 | -996 | 996 | 0 | 0.72226 | 0 | 2 | 0 | 2 | 0 | 0.0033613
-991 | 991 | 0 | 0.80243 | 0 | -240 | 240 | 0 | 0.31579 | 0 | -949 | 949 | 0 | 0.68818 | 0 | 2 | 0 | 2 | 0 | 0.0033613
-991 | 991 | 0 | 0.80243 | 0 | -379 | 379 | 0 | 0.49868 | 0 | -836 | 836 | 0 | 0.60624 | 0 | 2 | 0 | 2 | 0 | 0.0033613
-993 | 993 | 0 | 0.80405 | 0 | -293 | 293 | 0 | 0.38553 | 0 | -890 | 890 | 0 | 0.6454 | 0 | 2 | 0 | 2 | 0 | 0.0033613
-991 | 991 | 0 | 0.80243 | 0 | -7 | 7 | 0 | 0.0092105 | 0 | -659 | 659 | 0 | 0.47788 | 0 | 2 | 0 | 2 | 0 | 0.0033613
-988 | 988 | 0 | 0.8 | 0 | 83 | 0 | 83 | 0 | 0.11262 | -531 | 531 | 0 | 0.38506 | 0 | 2 | 0 | 2 | 0 | 0.0033613
-983 | 983 | 0 | 0.79595 | 0 | -64 | 64 | 0 | 0.084211 | 0 | -563 | 563 | 0 | 0.40827 | 0 | 2 | 0 | 2 | 0 | 0.0033613
-845 | 845 | 0 | 0.68421 | 0 | -382 | 382 | 0 | 0.50263 | 0 | -227 | 227 | 0 | 0.16461 | 0 | 215 | 0 | 215 | 0 | 0.36134
-836 | 836 | 0 | 0.67692 | 0 | -634 | 634 | 0 | 0.83421 | 0 | -44 | 44 | 0 | 0.031907 | 0 | 228 | 0 | 228 | 0 | 0.38319
-836 | 836 | 0 | 0.67692 | 0 | -647 | 647 | 0 | 0.85132 | 0 | 3 | 0 | 3 | 0 | 0.001853 | 228 | 0 | 228 | 0 | 0.38319
-836 | 836 | 0 | 0.67692 | 0 | -585 | 585 | 0 | 0.76974 | 0 | -58 | 58 | 0 | 0.042059 | 0 | 228 | 0 | 228 | 0 | 0.38319
-836 | 836 | 0 | 0.67692 | 0 | -268 | 268 | 0 | 0.35263 | 0 | -231 | 231 | 0 | 0.16751 | 0 | 228 | 0 | 228 | 0 | 0.38319
-837 | 837 | 0 | 0.67773 | 0 | -332 | 332 | 0 | 0.43684 | 0 | -131 | 131 | 0 | 0.094996 | 0 | 228 | 0 | 228 | 0 | 0.38319
-836 | 836 | 0 | 0.67692 | 0 | -371 | 371 | 0 | 0.48816 | 0 | -161 | 161 | 0 | 0.11675 | 0 | 228 | 0 | 228 | 0 | 0.38319
-837 | 837 | 0 | 0.67773 | 0 | -307 | 307 | 0 | 0.40395 | 0 | -159 | 159 | 0 | 0.1153 | 0 | 228 | 0 | 228 | 0 | 0.38319
-837 | 837 | 0 | 0.67773 | 0 | -224 | 224 | 0 | 0.29474 | 0 | -264 | 264 | 0 | 0.19144 | 0 | 228 | 0 | 228 | 0 | 0.38319
-836 | 836 | 0 | 0.67692 | 0 | -151 | 151 | 0 | 0.19868 | 0 | -258 | 258 | 0 | 0.18709 | 0 | 228 | 0 | 228 | 0 | 0.38319
-837 | 837 | 0 | 0.67773 | 0 | -234 | 234 | 0 | 0.30789 | 0 | -551 | 551 | 0 | 0.39956 | 0 | 228 | 0 | 228 | 0 | 0.38319
-835 | 835 | 0 | 0.67611 | 0 | -118 | 118 | 0 | 0.15526 | 0 | -691 | 691 | 0 | 0.50109 | 0 | 228 | 0 | 228 | 0 | 0.38319
-836 | 836 | 0 | 0.67692 | 0 | -30 | 30 | 0 | 0.039474 | 0 | -947 | 947 | 0 | 0.68673 | 0 | 14 | 0 | 14 | 0 | 0.023529
-836 | 836 | 0 | 0.67692 | 0 | -2 | 2 | 0 | 0.0026316 | 0 | -683 | 683 | 0 | 0.49529 | 0 | 2 | 0 | 2 | 0 | 0.0033613
-836 | 836 | 0 | 0.67692 | 0 | 0 | 0 | 0 | 0 | 0 | -585 | 585 | 0 | 0.42422 | 0 | 2 | 0 | 2 | 0 | 0.0033613
-836 | 836 | 0 | 0.67692 | 0 | 0 | 0 | 0 | 0 | 0 | -908 | 908 | 0 | 0.65845 | 0 | 2 | 0 | 2 | 0 | 0.0033613
-836 | 836 | 0 | 0.67692 | 0 | 26 | 0 | 26 | 0 | 0.035278 | -1094 | 1094 | 0 | 0.79333 | 0 | 2 | 0 | 2 | 0 | 0.0033613
-835 | 835 | 0 | 0.67611 | 0 | 138 | 0 | 138 | 0 | 0.18725 | -1028 | 1028 | 0 | 0.74547 | 0 | -233 | 233 | 0 | 0.38072 | 0
-835 | 835 | 0 | 0.67611 | 0 | 119 | 0 | 119 | 0 | 0.16147 | -1016 | 1016 | 0 | 0.73677 | 0 | -247 | 247 | 0 | 0.40359 | 0
-835 | 835 | 0 | 0.67611 | 0 | 103 | 0 | 103 | 0 | 0.13976 | -874 | 874 | 0 | 0.63379 | 0 | -247 | 247 | 0 | 0.40359 | 0
-835 | 835 | 0 | 0.67611 | 0 | 257 | 0 | 257 | 0 | 0.34871 | -856 | 856 | 0 | 0.62074 | 0 | -247 | 247 | 0 | 0.40359 | 0
-834 | 834 | 0 | 0.6753 | 0 | 463 | 0 | 463 | 0 | 0.62822 | -816 | 816 | 0 | 0.59173 | 0 | -247 | 247 | 0 | 0.40359 | 0
-834 | 834 | 0 | 0.6753 | 0 | 669 | 0 | 669 | 0 | 0.90773 | -825 | 825 | 0 | 0.59826 | 0 | -12 | 12 | 0 | 0.019608 | 0
-835 | 835 | 0 | 0.67611 | 0 | 709 | 0 | 709 | 0 | 0.96201 | -569 | 569 | 0 | 0.41262 | 0 | -174 | 174 | 0 | 0.28431 | 0
-833 | 833 | 0 | 0.67449 | 0 | 563 | 0 | 563 | 0 | 0.76391 | 11 | 0 | 11 | 0 | 0.0067943 | -5 | 5 | 0 | 0.0081699 | 0
-769 | 769 | 0 | 0.62267 | 0 | 697 | 0 | 697 | 0 | 0.94573 | -584 | 584 | 0 | 0.4235 | 0 | 2 | 0 | 2 | 0 | 0.0033613
-835 | 835 | 0 | 0.67611 | 0 | 711 | 0 | 711 | 0 | 0.96472 | -349 | 349 | 0 | 0.25308 | 0 | -197 | 197 | 0 | 0.3219 | 0
-835 | 835 | 0 | 0.67611 | 0 | 681 | 0 | 681 | 0 | 0.92402 | -362 | 362 | 0 | 0.26251 | 0 | -202 | 202 | 0 | 0.33007 | 0
-837 | 837 | 0 | 0.67773 | 0 | 694 | 0 | 694 | 0 | 0.94166 | -395 | 395 | 0 | 0.28644 | 0 | -199 | 199 | 0 | 0.32516 | 0
-837 | 837 | 0 | 0.67773 | 0 | 709 | 0 | 709 | 0 | 0.96201 | -681 | 681 | 0 | 0.49384 | 0 | -149 | 149 | 0 | 0.24346 | 0
-837 | 837 | 0 | 0.67773 | 0 | 644 | 0 | 644 | 0 | 0.87381 | -335 | 335 | 0 | 0.24293 | 0 | -246 | 246 | 0 | 0.40196 | 0
-656 | 656 | 0 | 0.53117 | 0 | 711 | 0 | 711 | 0 | 0.96472 | -492 | 492 | 0 | 0.35678 | 0 | -80 | 80 | 0 | 0.13072 | 0
-633 | 633 | 0 | 0.51255 | 0 | 711 | 0 | 711 | 0 | 0.96472 | -450 | 450 | 0 | 0.32632 | 0 | 2 | 0 | 2 | 0 | 0.0033613
-529 | 529 | 0 | 0.42834 | 0 | 711 | 0 | 711 | 0 | 0.96472 | -640 | 640 | 0 | 0.4641 | 0 | 2 | 0 | 2 | 0 | 0.0033613
-672 | 672 | 0 | 0.54413 | 0 | 711 | 0 | 711 | 0 | 0.96472 | -753 | 753 | 0 | 0.54605 | 0 | 2 | 0 | 2 | 0 | 0.0033613
-563 | 563 | 0 | 0.45587 | 0 | 711 | 0 | 711 | 0 | 0.96472 | -745 | 745 | 0 | 0.54025 | 0 | -115 | 115 | 0 | 0.18791 | 0
-497 | 497 | 0 | 0.40243 | 0 | 711 | 0 | 711 | 0 | 0.96472 | -692 | 692 | 0 | 0.50181 | 0 | -244 | 244 | 0 | 0.39869 | 0
-610 | 610 | 0 | 0.49393 | 0 | 711 | 0 | 711 | 0 | 0.96472 | -625 | 625 | 0 | 0.45323 | 0 | -247 | 247 | 0 | 0.40359 | 0
-746 | 746 | 0 | 0.60405 | 0 | 711 | 0 | 711 | 0 | 0.96472 | -566 | 566 | 0 | 0.41044 | 0 | -144 | 144 | 0 | 0.23529 | 0
-601 | 601 | 0 | 0.48664 | 0 | 711 | 0 | 711 | 0 | 0.96472 | -513 | 513 | 0 | 0.37201 | 0 | -246 | 246 | 0 | 0.40196 | 0
-360 | 360 | 0 | 0.2915 | 0 | 700 | 0 | 700 | 0 | 0.9498 | -414 | 414 | 0 | 0.30022 | 0 | -248 | 248 | 0 | 0.40523 | 0
-25 | 25 | 0 | 0.020243 | 0 | 550 | 0 | 550 | 0 | 0.74627 | -284 | 284 | 0 | 0.20595 | 0 | -248 | 248 | 0 | 0.40523 | 0
95 | 0 | 95 | 0 | 0.059264 | 490 | 0 | 490 | 0 | 0.66486 | -217 | 217 | 0 | 0.15736 | 0 | -248 | 248 | 0 | 0.40523 | 0
263 | 0 | 263 | 0 | 0.16407 | 389 | 0 | 389 | 0 | 0.52782 | -164 | 164 | 0 | 0.11893 | 0 | -248 | 248 | 0 | 0.40523 | 0
330 | 0 | 330 | 0 | 0.20586 | 311 | 0 | 311 | 0 | 0.42198 | -185 | 185 | 0 | 0.13416 | 0 | -248 | 248 | 0 | 0.40523 | 0
205 | 0 | 205 | 0 | 0.12789 | 377 | 0 | 377 | 0 | 0.51153 | -185 | 185 | 0 | 0.13416 | 0 | -248 | 248 | 0 | 0.40523 | 0
-141 | 141 | 0 | 0.11417 | 0 | 624 | 0 | 624 | 0 | 0.84668 | -241 | 241 | 0 | 0.17476 | 0 | -248 | 248 | 0 | 0.40523 | 0
-399 | 399 | 0 | 0.32308 | 0 | 710 | 0 | 710 | 0 | 0.96336 | -353 | 353 | 0 | 0.25598 | 0 | -247 | 247 | 0 | 0.40359 | 0
-659 | 659 | 0 | 0.5336 | 0 | 711 | 0 | 711 | 0 | 0.96472 | -369 | 369 | 0 | 0.26759 | 0 | -12 | 12 | 0 | 0.019608 | 0
-825 | 825 | 0 | 0.66802 | 0 | 712 | 0 | 712 | 0 | 0.96608 | -685 | 685 | 0 | 0.49674 | 0 | -232 | 232 | 0 | 0.37908 | 0
-788 | 788 | 0 | 0.63806 | 0 | 712 | 0 | 712 | 0 | 0.96608 | -742 | 742 | 0 | 0.53807 | 0 | -247 | 247 | 0 | 0.40359 | 0
-838 | 838 | 0 | 0.67854 | 0 | 712 | 0 | 712 | 0 | 0.96608 | -757 | 757 | 0 | 0.54895 | 0 | -247 | 247 | 0 | 0.40359 | 0
-838 | 838 | 0 | 0.67854 | 0 | 711 | 0 | 711 | 0 | 0.96472 | -731 | 731 | 0 | 0.53009 | 0 | -247 | 247 | 0 | 0.40359 | 0
-838 | 838 | 0 | 0.67854 | 0 | 711 | 0 | 711 | 0 | 0.96472 | -700 | 700 | 0 | 0.50761 | 0 | -247 | 247 | 0 | 0.40359 | 0
-838 | 838 | 0 | 0.67854 | 0 | 711 | 0 | 711 | 0 | 0.96472 | -684 | 684 | 0 | 0.49601 | 0 | -247 | 247 | 0 | 0.40359 | 0
-838 | 838 | 0 | 0.67854 | 0 | 671 | 0 | 671 | 0 | 0.91045 | -658 | 658 | 0 | 0.47716 | 0 | -247 | 247 | 0 | 0.40359 | 0
-846 | 846 | 0 | 0.68502 | 0 | 512 | 0 | 512 | 0 | 0.69471 | -446 | 446 | 0 | 0.32342 | 0 | -247 | 247 | 0 | 0.40359 | 0
-969 | 969 | 0 | 0.78462 | 0 | 579 | 0 | 579 | 0 | 0.78562 | -451 | 451 | 0 | 0.32705 | 0 | -247 | 247 | 0 | 0.40359 | 0
-994 | 994 | 0 | 0.80486 | 0 | 458 | 0 | 458 | 0 | 0.62144 | -500 | 500 | 0 | 0.36258 | 0 | -247 | 247 | 0 | 0.40359 | 0
-994 | 994 | 0 | 0.80486 | 0 | 450 | 0 | 450 | 0 | 0.61058 | -482 | 482 | 0 | 0.34953 | 0 | -247 | 247 | 0 | 0.40359 | 0
-995 | 995 | 0 | 0.80567 | 0 | 260 | 0 | 260 | 0 | 0.35278 | -339 | 339 | 0 | 0.24583 | 0 | -248 | 248 | 0 | 0.40523 | 0
-994 | 994 | 0 | 0.80486 | 0 | 29 | 0 | 29 | 0 | 0.039349 | -423 | 423 | 0 | 0.30674 | 0 | -247 | 247 | 0 | 0.40359 | 0
-993 | 993 | 0 | 0.80405 | 0 | -140 | 140 | 0 | 0.18421 | 0 | -422 | 422 | 0 | 0.30602 | 0 | -247 | 247 | 0 | 0.40359 | 0
-994 | 994 | 0 | 0.80486 | 0 | -48 | 48 | 0 | 0.063158 | 0 | -415 | 415 | 0 | 0.30094 | 0 | -247 | 247 | 0 | 0.40359 | 0
-991 | 991 | 0 | 0.80243 | 0 | 333 | 0 | 333 | 0 | 0.45183 | -454 | 454 | 0 | 0.32922 | 0 | -248 | 248 | 0 | 0.40523 | 0
-992 | 992 | 0 | 0.80324 | 0 | 651 | 0 | 651 | 0 | 0.88331 | -328 | 328 | 0 | 0.23785 | 0 | -247 | 247 | 0 | 0.40359 | 0
-994 | 994 | 0 | 0.80486 | 0 | 352 | 0 | 352 | 0 | 0.47761 | -289 | 289 | 0 | 0.20957 | 0 | -247 | 247 | 0 | 0.40359 | 0
-989 | 989 | 0 | 0.80081 | 0 | -4 | 4 | 0 | 0.0052632 | 0 | -252 | 252 | 0 | 0.18274 | 0 | -13 | 13 | 0 | 0.021242 | 0
-989 | 989 | 0 | 0.80081 | 0 | 0 | 0 | 0 | 0 | 0 | -276 | 276 | 0 | 0.20015 | 0 | 2 | 0 | 2 | 0 | 0.0033613
-993 | 993 | 0 | 0.80405 | 0 | 0 | 0 | 0 | 0 | 0 | -305 | 305 | 0 | 0.22117 | 0 | 2 | 0 | 2 | 0 | 0.0033613
-993 | 993 | 0 | 0.80405 | 0 | 42 | 0 | 42 | 0 | 0.056988 | 37 | 0 | 37 | 0 | 0.022854 | 1 | 0 | 1 | 0 | 0.0016807
-992 | 992 | 0 | 0.80324 | 0 | 584 | 0 | 584 | 0 | 0.7924 | 351 | 0 | 351 | 0 | 0.2168 | 2 | 0 | 2 | 0 | 0.0033613
-994 | 994 | 0 | 0.80486 | 0 | 630 | 0 | 630 | 0 | 0.85482 | 375 | 0 | 375 | 0 | 0.23162 | 215 | 0 | 215 | 0 | 0.36134
-994 | 994 | 0 | 0.80486 | 0 | 707 | 0 | 707 | 0 | 0.95929 | 391 | 0 | 391 | 0 | 0.24151 | 228 | 0 | 228 | 0 | 0.38319
-994 | 994 | 0 | 0.80486 | 0 | 712 | 0 | 712 | 0 | 0.96608 | 315 | 0 | 315 | 0 | 0.19456 | 228 | 0 | 228 | 0 | 0.38319
-995 | 995 | 0 | 0.80567 | 0 | 712 | 0 | 712 | 0 | 0.96608 | 458 | 0 | 458 | 0 | 0.28289 | 228 | 0 | 228 | 0 | 0.38319
-994 | 994 | 0 | 0.80486 | 0 | 712 | 0 | 712 | 0 | 0.96608 | 292 | 0 | 292 | 0 | 0.18036 | 228 | 0 | 228 | 0 | 0.38319
-994 | 994 | 0 | 0.80486 | 0 | 712 | 0 | 712 | 0 | 0.96608 | -127 | 127 | 0 | 0.092096 | 0 | 173 | 0 | 173 | 0 | 0.29076
-994 | 994 | 0 | 0.80486 | 0 | 711 | 0 | 711 | 0 | 0.96472 | -140 | 140 | 0 | 0.10152 | 0 | 228 | 0 | 228 | 0 | 0.38319
-994 | 994 | 0 | 0.80486 | 0 | 712 | 0 | 712 | 0 | 0.96608 | -113 | 113 | 0 | 0.081943 | 0 | 228 | 0 | 228 | 0 | 0.38319
-993 | 993 | 0 | 0.80405 | 0 | 614 | 0 | 614 | 0 | 0.83311 | 82 | 0 | 82 | 0 | 0.050649 | 228 | 0 | 228 | 0 | 0.38319
-993 | 993 | 0 | 0.80405 | 0 | 499 | 0 | 499 | 0 | 0.67707 | -124 | 124 | 0 | 0.08992 | 0 | 228 | 0 | 228 | 0 | 0.38319
-994 | 994 | 0 | 0.80486 | 0 | 369 | 0 | 369 | 0 | 0.50068 | 97 | 0 | 97 | 0 | 0.059914 | 228 | 0 | 228 | 0 | 0.38319
-993 | 993 | 0 | 0.80405 | 0 | 473 | 0 | 473 | 0 | 0.64179 | -148 | 148 | 0 | 0.10732 | 0 | 228 | 0 | 228 | 0 | 0.38319
-995 | 995 | 0 | 0.80567 | 0 | 347 | 0 | 347 | 0 | 0.47083 | 0 | 0 | 0 | 0 | 0 | 14 | 0 | 14 | 0 | 0.023529
-995 | 995 | 0 | 0.80567 | 0 | 179 | 0 | 179 | 0 | 0.24288 | -376 | 376 | 0 | 0.27266 | 0 | 2 | 0 | 2 | 0 | 0.0033613
-994 | 994 | 0 | 0.80486 | 0 | -144 | 144 | 0 | 0.18947 | 0 | -382 | 382 | 0 | 0.27701 | 0 | 2 | 0 | 2 | 0 | 0.0033613
-990 | 990 | 0 | 0.80162 | 0 | -293 | 293 | 0 | 0.38553 | 0 | -701 | 701 | 0 | 0.50834 | 0 | 2 | 0 | 2 | 0 | 0.0033613
-992 | 992 | 0 | 0.80324 | 0 | -178 | 178 | 0 | 0.23421 | 0 | -777 | 777 | 0 | 0.56345 | 0 | 2 | 0 | 2 | 0 | 0.0033613
-993 | 993 | 0 | 0.80405 | 0 | -650 | 650 | 0 | 0.85526 | 0 | -1155 | 1155 | 0 | 0.83756 | 0 | 2 | 0 | 2 | 0 | 0.0033613
-995 | 995 | 0 | 0.80567 | 0 | -698 | 698 | 0 | 0.91842 | 0 | -1112 | 1112 | 0 | 0.80638 | 0 | 2 | 0 | 2 | 0 | 0.0033613
-995 | 995 | 0 | 0.80567 | 0 | -699 | 699 | 0 | 0.91974 | 0 | -1061 | 1061 | 0 | 0.7694 | 0 | 2 | 0 | 2 | 0 | 0.0033613
-994 | 994 | 0 | 0.80486 | 0 | -690 | 690 | 0 | 0.90789 | 0 | -1089 | 1089 | 0 | 0.7897 | 0 | -65 | 65 | 0 | 0.10621 | 0
-995 | 995 | 0 | 0.80567 | 0 | -618 | 618 | 0 | 0.81316 | 0 | -1035 | 1035 | 0 | 0.75054 | 0 | 2 | 0 | 2 | 0 | 0.0033613
-991 | 991 | 0 | 0.80243 | 0 | -325 | 325 | 0 | 0.42763 | 0 | -599 | 599 | 0 | 0.43437 | 0 | 2 | 0 | 2 | 0 | 0.0033613
-990 | 990 | 0 | 0.80162 | 0 | -241 | 241 | 0 | 0.31711 | 0 | -670 | 670 | 0 | 0.48586 | 0 | 2 | 0 | 2 | 0 | 0.0033613
-993 | 993 | 0 | 0.80405 | 0 | 131 | 0 | 131 | 0 | 0.17775 | -638 | 638 | 0 | 0.46265 | 0 | 2 | 0 | 2 | 0 | 0.0033613
-993 | 993 | 0 | 0.80405 | 0 | 136 | 0 | 136 | 0 | 0.18453 | -689 | 689 | 0 | 0.49964 | 0 | 2 | 0 | 2 | 0 | 0.0033613
-993 | 993 | 0 | 0.80405 | 0 | 222 | 0 | 222 | 0 | 0.30122 | -758 | 758 | 0 | 0.54967 | 0 | 137 | 0 | 137 | 0 | 0.23025
-992 | 992 | 0 | 0.80324 | 0 | 312 | 0 | 312 | 0 | 0.42334 | -329 | 329 | 0 | 0.23858 | 0 | 5 | 0 | 5 | 0 | 0.0084034
-989 | 989 | 0 | 0.80081 | 0 | 563 | 0 | 563 | 0 | 0.76391 | -539 | 539 | 0 | 0.39086 | 0 | 2 | 0 | 2 | 0 | 0.0033613
-894 | 894 | 0 | 0.72389 | 0 | 713 | 0 | 713 | 0 | 0.96744 | -446 | 446 | 0 | 0.32342 | 0 | 2 | 0 | 2 | 0 | 0.0033613
-993 | 993 | 0 | 0.80405 | 0 | 712 | 0 | 712 | 0 | 0.96608 | -48 | 48 | 0 | 0.034808 | 0 | 2 | 0 | 2 | 0 | 0.0033613
-994 | 994 | 0 | 0.80486 | 0 | 712 | 0 | 712 | 0 | 0.96608 | 390 | 0 | 390 | 0 | 0.24089 | 1 | 0 | 1 | 0 | 0.0016807
-995 | 995 | 0 | 0.80567 | 0 | 712 | 0 | 712 | 0 | 0.96608 | 61 | 0 | 61 | 0 | 0.037678 | 1 | 0 | 1 | 0 | 0.0016807
-995 | 995 | 0 | 0.80567 | 0 | 690 | 0 | 690 | 0 | 0.93623 | 342 | 0 | 342 | 0 | 0.21124 | 1 | 0 | 1 | 0 | 0.0016807
-995 | 995 | 0 | 0.80567 | 0 | 401 | 0 | 401 | 0 | 0.5441 | -29 | 29 | 0 | 0.02103 | 0 | 1 | 0 | 1 | 0 | 0.0016807
-993 | 993 | 0 | 0.80405 | 0 | 11 | 0 | 11 | 0 | 0.014925 | -559 | 559 | 0 | 0.40537 | 0 | 2 | 0 | 2 | 0 | 0.0033613
-993 | 993 | 0 | 0.80405 | 0 | 34 | 0 | 34 | 0 | 0.046133 | -340 | 340 | 0 | 0.24656 | 0 | -233 | 233 | 0 | 0.38072 | 0
-992 | 992 | 0 | 0.80324 | 0 | 222 | 0 | 222 | 0 | 0.30122 | -532 | 532 | 0 | 0.38579 | 0 | -247 | 247 | 0 | 0.40359 | 0
-993 | 993 | 0 | 0.80405 | 0 | 260 | 0 | 260 | 0 | 0.35278 | -589 | 589 | 0 | 0.42712 | 0 | -247 | 247 | 0 | 0.40359 | 0
-991 | 991 | 0 | 0.80243 | 0 | 21 | 0 | 21 | 0 | 0.028494 | -459 | 459 | 0 | 0.33285 | 0 | -248 | 248 | 0 | 0.40523 | 0
-950 | 950 | 0 | 0.76923 | 0 | 222 | 0 | 222 | 0 | 0.30122 | -351 | 351 | 0 | 0.25453 | 0 | -248 | 248 | 0 | 0.40523 | 0
-989 | 989 | 0 | 0.80081 | 0 | 584 | 0 | 584 | 0 | 0.7924 | -503 | 503 | 0 | 0.36476 | 0 | -248 | 248 | 0 | 0.40523 | 0
-988 | 988 | 0 | 0.8 | 0 | 522 | 0 | 522 | 0 | 0.70828 | -167 | 167 | 0 | 0.1211 | 0 | -13 | 13 | 0 | 0.021242 | 0
-987 | 987 | 0 | 0.79919 | 0 | 622 | 0 | 622 | 0 | 0.84396 | -155 | 155 | 0 | 0.1124 | 0 | 2 | 0 | 2 | 0 | 0.0033613
-990 | 990 | 0 | 0.80162 | 0 | 409 | 0 | 409 | 0 | 0.55495 | -119 | 119 | 0 | 0.086294 | 0 | 1 | 0 | 1 | 0 | 0.0016807
-994 | 994 | 0 | 0.80486 | 0 | 518 | 0 | 518 | 0 | 0.70285 | -301 | 301 | 0 | 0.21827 | 0 | 2 | 0 | 2 | 0 | 0.0033613
-994 | 994 | 0 | 0.80486 | 0 | 660 | 0 | 660 | 0 | 0.89552 | -111 | 111 | 0 | 0.080493 | 0 | 1 | 0 | 1 | 0 | 0.0016807
-987 | 987 | 0 | 0.79919 | 0 | 711 | 0 | 711 | 0 | 0.96472 | 139 | 0 | 139 | 0 | 0.085855 | 1 | 0 | 1 | 0 | 0.0016807
-870 | 870 | 0 | 0.70445 | 0 | 711 | 0 | 711 | 0 | 0.96472 | 644 | 0 | 644 | 0 | 0.39778 | 216 | 0 | 216 | 0 | 0.36303
-882 | 882 | 0 | 0.71417 | 0 | 712 | 0 | 712 | 0 | 0.96608 | 528 | 0 | 528 | 0 | 0.32613 | 228 | 0 | 228 | 0 | 0.38319
-724 | 724 | 0 | 0.58623 | 0 | 712 | 0 | 712 | 0 | 0.96608 | 465 | 0 | 465 | 0 | 0.28721 | 228 | 0 | 228 | 0 | 0.38319
-800 | 800 | 0 | 0.64777 | 0 | 712 | 0 | 712 | 0 | 0.96608 | 474 | 0 | 474 | 0 | 0.29277 | 190 | 0 | 190 | 0 | 0.31933
-765 | 765 | 0 | 0.61943 | 0 | 711 | 0 | 711 | 0 | 0.96472 | 424 | 0 | 424 | 0 | 0.26189 | 153 | 0 | 153 | 0 | 0.25714
-778 | 778 | 0 | 0.62996 | 0 | 712 | 0 | 712 | 0 | 0.96608 | 459 | 0 | 459 | 0 | 0.28351 | 115 | 0 | 115 | 0 | 0.19328
-797 | 797 | 0 | 0.64534 | 0 | 712 | 0 | 712 | 0 | 0.96608 | 497 | 0 | 497 | 0 | 0.30698 | 106 | 0 | 106 | 0 | 0.17815
-482 | 482 | 0 | 0.39028 | 0 | 711 | 0 | 711 | 0 | 0.96472 | 500 | 0 | 500 | 0 | 0.30883 | 106 | 0 | 106 | 0 | 0.17815
-672 | 672 | 0 | 0.54413 | 0 | 712 | 0 | 712 | 0 | 0.96608 | 514 | 0 | 514 | 0 | 0.31748 | 106 | 0 | 106 | 0 | 0.17815
-815 | 815 | 0 | 0.65992 | 0 | 712 | 0 | 712 | 0 | 0.96608 | 533 | 0 | 533 | 0 | 0.32922 | 106 | 0 | 106 | 0 | 0.17815
-853 | 853 | 0 | 0.69069 | 0 | 712 | 0 | 712 | 0 | 0.96608 | 566 | 0 | 566 | 0 | 0.3496 | 106 | 0 | 106 | 0 | 0.17815
-812 | 812 | 0 | 0.65749 | 0 | 711 | 0 | 711 | 0 | 0.96472 | 465 | 0 | 465 | 0 | 0.28721 | 106 | 0 | 106 | 0 | 0.17815
-988 | 988 | 0 | 0.8 | 0 | 697 | 0 | 697 | 0 | 0.94573 | 249 | 0 | 249 | 0 | 0.1538 | 4 | 0 | 4 | 0 | 0.0067227
-994 | 994 | 0 | 0.80486 | 0 | 387 | 0 | 387 | 0 | 0.5251 | -307 | 307 | 0 | 0.22263 | 0 | 2 | 0 | 2 | 0 | 0.0033613
-994 | 994 | 0 | 0.80486 | 0 | 184 | 0 | 184 | 0 | 0.24966 | -272 | 272 | 0 | 0.19724 | 0 | 2 | 0 | 2 | 0 | 0.0033613
-990 | 990 | 0 | 0.80162 | 0 | 4 | 0 | 4 | 0 | 0.0054274 | -823 | 823 | 0 | 0.59681 | 0 | 2 | 0 | 2 | 0 | 0.0033613
-989 | 989 | 0 | 0.80081 | 0 | 109 | 0 | 109 | 0 | 0.1479 | -581 | 581 | 0 | 0.42132 | 0 | 2 | 0 | 2 | 0 | 0.0033613
-990 | 990 | 0 | 0.80162 | 0 | 628 | 0 | 628 | 0 | 0.8521 | -124 | 124 | 0 | 0.08992 | 0 | 2 | 0 | 2 | 0 | 0.0033613
-990 | 990 | 0 | 0.80162 | 0 | 671 | 0 | 671 | 0 | 0.91045 | -1 | 1 | 0 | 0.00072516 | 0 | 2 | 0 | 2 | 0 | 0.0033613
-976 | 976 | 0 | 0.79028 | 0 | 681 | 0 | 681 | 0 | 0.92402 | -233 | 233 | 0 | 0.16896 | 0 | 2 | 0 | 2 | 0 | 0.0033613
-790 | 790 | 0 | 0.63968 | 0 | 495 | 0 | 495 | 0 | 0.67164 | -221 | 221 | 0 | 0.16026 | 0 | 2 | 0 | 2 | 0 | 0.0033613
-980 | 980 | 0 | 0.79352 | 0 | 238 | 0 | 238 | 0 | 0.32293 | -262 | 262 | 0 | 0.18999 | 0 | 2 | 0 | 2 | 0 | 0.0033613
-968 | 968 | 0 | 0.78381 | 0 | 279 | 0 | 279 | 0 | 0.37856 | -366 | 366 | 0 | 0.26541 | 0 | 2 | 0 | 2 | 0 | 0.0033613
-622 | 622 | 0 | 0.50364 | 0 | 399 | 0 | 399 | 0 | 0.54138 | -43 | 43 | 0 | 0.031182 | 0 | 61 | 0 | 61 | 0 | 0.10252
-922 | 922 | 0 | 0.74656 | 0 | 679 | 0 | 679 | 0 | 0.9213 | -47 | 47 | 0 | 0.034083 | 0 | 81 | 0 | 81 | 0 | 0.13613
-987 | 987 | 0 | 0.79919 | 0 | 505 | 0 | 505 | 0 | 0.68521 | -90 | 90 | 0 | 0.065265 | 0 | 224 | 0 | 224 | 0 | 0.37647
-995 | 995 | 0 | 0.80567 | 0 | 616 | 0 | 616 | 0 | 0.83582 | -149 | 149 | 0 | 0.10805 | 0 | 228 | 0 | 228 | 0 | 0.38319
-995 | 995 | 0 | 0.80567 | 0 | 561 | 0 | 561 | 0 | 0.76119 | -137 | 137 | 0 | 0.099347 | 0 | 228 | 0 | 228 | 0 | 0.38319
-995 | 995 | 0 | 0.80567 | 0 | 563 | 0 | 563 | 0 | 0.76391 | -138 | 138 | 0 | 0.10007 | 0 | 228 | 0 | 228 | 0 | 0.38319
-995 | 995 | 0 | 0.80567 | 0 | 636 | 0 | 636 | 0 | 0.86296 | -188 | 188 | 0 | 0.13633 | 0 | 228 | 0 | 228 | 0 | 0.38319
-995 | 995 | 0 | 0.80567 | 0 | 675 | 0 | 675 | 0 | 0.91588 | -190 | 190 | 0 | 0.13778 | 0 | 228 | 0 | 228 | 0 | 0.38319
-995 | 995 | 0 | 0.80567 | 0 | 712 | 0 | 712 | 0 | 0.96608 | -95 | 95 | 0 | 0.068891 | 0 | 228 | 0 | 228 | 0 | 0.38319
-995 | 995 | 0 | 0.80567 | 0 | 709 | 0 | 709 | 0 | 0.96201 | -57 | 57 | 0 | 0.041334 | 0 | 228 | 0 | 228 | 0 | 0.38319
-995 | 995 | 0 | 0.80567 | 0 | 661 | 0 | 661 | 0 | 0.89688 | -78 | 78 | 0 | 0.056563 | 0 | 228 | 0 | 228 | 0 | 0.38319
-995 | 995 | 0 | 0.80567 | 0 | 473 | 0 | 473 | 0 | 0.64179 | -180 | 180 | 0 | 0.13053 | 0 | 228 | 0 | 228 | 0 | 0.38319
-994 | 994 | 0 | 0.80486 | 0 | 298 | 0 | 298 | 0 | 0.40434 | 15 | 0 | 15 | 0 | 0.009265 | 228 | 0 | 228 | 0 | 0.38319
-994 | 994 | 0 | 0.80486 | 0 | 263 | 0 | 263 | 0 | 0.35685 | 132 | 0 | 132 | 0 | 0.081532 | 15 | 0 | 15 | 0 | 0.02521
-994 | 994 | 0 | 0.80486 | 0 | 185 | 0 | 185 | 0 | 0.25102 | -11 | 11 | 0 | 0.0079768 | 0 | 2 | 0 | 2 | 0 | 0.0033613
-994 | 994 | 0 | 0.80486 | 0 | 55 | 0 | 55 | 0 | 0.074627 | -100 | 100 | 0 | 0.072516 | 0 | 2 | 0 | 2 | 0 | 0.0033613
-991 | 991 | 0 | 0.80243 | 0 | 49 | 0 | 49 | 0 | 0.066486 | -111 | 111 | 0 | 0.080493 | 0 | 2 | 0 | 2 | 0 | 0.0033613
-992 | 992 | 0 | 0.80324 | 0 | 62 | 0 | 62 | 0 | 0.084125 | -215 | 215 | 0 | 0.15591 | 0 | 2 | 0 | 2 | 0 | 0.0033613
-990 | 990 | 0 | 0.80162 | 0 | 19 | 0 | 19 | 0 | 0.02578 | -203 | 203 | 0 | 0.14721 | 0 | 2 | 0 | 2 | 0 | 0.0033613
-989 | 989 | 0 | 0.80081 | 0 | 245 | 0 | 245 | 0 | 0.33243 | -261 | 261 | 0 | 0.18927 | 0 | 2 | 0 | 2 | 0 | 0.0033613
-991 | 991 | 0 | 0.80243 | 0 | 16 | 0 | 16 | 0 | 0.02171 | -285 | 285 | 0 | 0.20667 | 0 | 2 | 0 | 2 | 0 | 0.0033613
-991 | 991 | 0 | 0.80243 | 0 | 0 | 0 | 0 | 0 | 0 | -215 | 215 | 0 | 0.15591 | 0 | 2 | 0 | 2 | 0 | 0.0033613
-993 | 993 | 0 | 0.80405 | 0 | 34 | 0 | 34 | 0 | 0.046133 | -46 | 46 | 0 | 0.033358 | 0 | 2 | 0 | 2 | 0 | 0.0033613
-994 | 994 | 0 | 0.80486 | 0 | 552 | 0 | 552 | 0 | 0.74898 | -177 | 177 | 0 | 0.12835 | 0 | 2 | 0 | 2 | 0 | 0.0033613
-994 | 994 | 0 | 0.80486 | 0 | 234 | 0 | 234 | 0 | 0.3175 | -42 | 42 | 0 | 0.030457 | 0 | 2 | 0 | 2 | 0 | 0.0033613
-989 | 989 | 0 | 0.80081 | 0 | 171 | 0 | 171 | 0 | 0.23202 | 10 | 0 | 10 | 0 | 0.0061767 | 89 | 0 | 89 | 0 | 0.14958
-992 | 992 | 0 | 0.80324 | 0 | 629 | 0 | 629 | 0 | 0.85346 | 49 | 0 | 49 | 0 | 0.030266 | 224 | 0 | 224 | 0 | 0.37647
-993 | 993 | 0 | 0.80405 | 0 | 686 | 0 | 686 | 0 | 0.9308 | 60 | 0 | 60 | 0 | 0.03706 | 228 | 0 | 228 | 0 | 0.38319
-995 | 995 | 0 | 0.80567 | 0 | 677 | 0 | 677 | 0 | 0.91859 | 9 | 0 | 9 | 0 | 0.005559 | 228 | 0 | 228 | 0 | 0.38319
-995 | 995 | 0 | 0.80567 | 0 | 671 | 0 | 671 | 0 | 0.91045 | 46 | 0 | 46 | 0 | 0.028413 | 228 | 0 | 228 | 0 | 0.38319
-995 | 995 | 0 | 0.80567 | 0 | 708 | 0 | 708 | 0 | 0.96065 | 77 | 0 | 77 | 0 | 0.04756 | 228 | 0 | 228 | 0 | 0.38319
-995 | 995 | 0 | 0.80567 | 0 | 690 | 0 | 690 | 0 | 0.93623 | 21 | 0 | 21 | 0 | 0.012971 | 228 | 0 | 228 | 0 | 0.38319
-995 | 995 | 0 | 0.80567 | 0 | 710 | 0 | 710 | 0 | 0.96336 | -344 | 344 | 0 | 0.24946 | 0 | 228 | 0 | 228 | 0 | 0.38319
-995 | 995 | 0 | 0.80567 | 0 | 712 | 0 | 712 | 0 | 0.96608 | -6 | 6 | 0 | 0.004351 | 0 | 228 | 0 | 228 | 0 | 0.38319
-994 | 994 | 0 | 0.80486 | 0 | 703 | 0 | 703 | 0 | 0.95387 | -119 | 119 | 0 | 0.086294 | 0 | 228 | 0 | 228 | 0 | 0.38319
-995 | 995 | 0 | 0.80567 | 0 | 544 | 0 | 544 | 0 | 0.73813 | -250 | 250 | 0 | 0.18129 | 0 | 15 | 0 | 15 | 0 | 0.02521
-995 | 995 | 0 | 0.80567 | 0 | 54 | 0 | 54 | 0 | 0.07327 | -441 | 441 | 0 | 0.3198 | 0 | 2 | 0 | 2 | 0 | 0.0033613
-996 | 996 | 0 | 0.80648 | 0 | -44 | 44 | 0 | 0.057895 | 0 | -745 | 745 | 0 | 0.54025 | 0 | 2 | 0 | 2 | 0 | 0.0033613
-995 | 995 | 0 | 0.80567 | 0 | -5 | 5 | 0 | 0.0065789 | 0 | -1018 | 1018 | 0 | 0.73822 | 0 | 2 | 0 | 2 | 0 | 0.0033613
-973 | 973 | 0 | 0.78785 | 0 | -37 | 37 | 0 | 0.048684 | 0 | -1040 | 1040 | 0 | 0.75417 | 0 | 2 | 0 | 2 | 0 | 0.0033613
-695 | 695 | 0 | 0.56275 | 0 | -382 | 382 | 0 | 0.50263 | 0 | -944 | 944 | 0 | 0.68455 | 0 | 2 | 0 | 2 | 0 | 0.0033613
-793 | 793 | 0 | 0.64211 | 0 | -694 | 694 | 0 | 0.91316 | 0 | -1200 | 1200 | 0 | 0.8702 | 0 | 2 | 0 | 2 | 0 | 0.0033613
-676 | 676 | 0 | 0.54737 | 0 | -618 | 618 | 0 | 0.81316 | 0 | -782 | 782 | 0 | 0.56708 | 0 | 2 | 0 | 2 | 0 | 0.0033613
-676 | 676 | 0 | 0.54737 | 0 | -542 | 542 | 0 | 0.71316 | 0 | -770 | 770 | 0 | 0.55838 | 0 | 2 | 0 | 2 | 0 | 0.0033613
-676 | 676 | 0 | 0.54737 | 0 | -316 | 316 | 0 | 0.41579 | 0 | -778 | 778 | 0 | 0.56418 | 0 | 2 | 0 | 2 | 0 | 0.0033613
-676 | 676 | 0 | 0.54737 | 0 | -303 | 303 | 0 | 0.39868 | 0 | -588 | 588 | 0 | 0.4264 | 0 | 2 | 0 | 2 | 0 | 0.0033613
-676 | 676 | 0 | 0.54737 | 0 | -152 | 152 | 0 | 0.2 | 0 | -638 | 638 | 0 | 0.46265 | 0 | 2 | 0 | 2 | 0 | 0.0033613
-676 | 676 | 0 | 0.54737 | 0 | -105 | 105 | 0 | 0.13816 | 0 | -274 | 274 | 0 | 0.19869 | 0 | 2 | 0 | 2 | 0 | 0.0033613
-697 | 697 | 0 | 0.56437 | 0 | -165 | 165 | 0 | 0.21711 | 0 | -849 | 849 | 0 | 0.61566 | 0 | 2 | 0 | 2 | 0 | 0.0033613
-974 | 974 | 0 | 0.78866 | 0 | 45 | 0 | 45 | 0 | 0.061058 | -536 | 536 | 0 | 0.38869 | 0 | 2 | 0 | 2 | 0 | 0.0033613
-995 | 995 | 0 | 0.80567 | 0 | 651 | 0 | 651 | 0 | 0.88331 | 57 | 0 | 57 | 0 | 0.035207 | 2 | 0 | 2 | 0 | 0.0033613
-995 | 995 | 0 | 0.80567 | 0 | 627 | 0 | 627 | 0 | 0.85075 | 33 | 0 | 33 | 0 | 0.020383 | 155 | 0 | 155 | 0 | 0.2605
-995 | 995 | 0 | 0.80567 | 0 | 388 | 0 | 388 | 0 | 0.52646 | 56 | 0 | 56 | 0 | 0.034589 | 228 | 0 | 228 | 0 | 0.38319
-994 | 994 | 0 | 0.80486 | 0 | 707 | 0 | 707 | 0 | 0.95929 | 58 | 0 | 58 | 0 | 0.035825 | 228 | 0 | 228 | 0 | 0.38319
-995 | 995 | 0 | 0.80567 | 0 | 682 | 0 | 682 | 0 | 0.92537 | 82 | 0 | 82 | 0 | 0.050649 | 228 | 0 | 228 | 0 | 0.38319
-996 | 996 | 0 | 0.80648 | 0 | 618 | 0 | 618 | 0 | 0.83853 | 175 | 0 | 175 | 0 | 0.10809 | 228 | 0 | 228 | 0 | 0.38319
-996 | 996 | 0 | 0.80648 | 0 | 430 | 0 | 430 | 0 | 0.58345 | 138 | 0 | 138 | 0 | 0.085238 | 67 | 0 | 67 | 0 | 0.11261
-995 | 995 | 0 | 0.80567 | 0 | 235 | 0 | 235 | 0 | 0.31886 | -65 | 65 | 0 | 0.047136 | 0 | 3 | 0 | 3 | 0 | 0.005042
-992 | 992 | 0 | 0.80324 | 0 | 66 | 0 | 66 | 0 | 0.089552 | -307 | 307 | 0 | 0.22263 | 0 | 3 | 0 | 3 | 0 | 0.005042
-990 | 990 | 0 | 0.80162 | 0 | -78 | 78 | 0 | 0.10263 | 0 | -162 | 162 | 0 | 0.11748 | 0 | 3 | 0 | 3 | 0 | 0.005042
-989 | 989 | 0 | 0.80081 | 0 | -382 | 382 | 0 | 0.50263 | 0 | -503 | 503 | 0 | 0.36476 | 0 | 3 | 0 | 3 | 0 | 0.005042
-989 | 989 | 0 | 0.80081 | 0 | -453 | 453 | 0 | 0.59605 | 0 | -467 | 467 | 0 | 0.33865 | 0 | 3 | 0 | 3 | 0 | 0.005042
-995 | 995 | 0 | 0.80567 | 0 | -635 | 635 | 0 | 0.83553 | 0 | -453 | 453 | 0 | 0.3285 | 0 | 3 | 0 | 3 | 0 | 0.005042
-983 | 983 | 0 | 0.79595 | 0 | -557 | 557 | 0 | 0.73289 | 0 | -562 | 562 | 0 | 0.40754 | 0 | 3 | 0 | 3 | 0 | 0.005042
-686 | 686 | 0 | 0.55547 | 0 | -760 | 760 | 0 | 1 | 0 | -782 | 782 | 0 | 0.56708 | 0 | -232 | 232 | 0 | 0.37908 | 0
-676 | 676 | 0 | 0.54737 | 0 | -666 | 666 | 0 | 0.87632 | 0 | -1106 | 1106 | 0 | 0.80203 | 0 | -12 | 12 | 0 | 0.019608 | 0
-676 | 676 | 0 | 0.54737 | 0 | -378 | 378 | 0 | 0.49737 | 0 | -726 | 726 | 0 | 0.52647 | 0 | 2 | 0 | 2 | 0 | 0.0033613
-676 | 676 | 0 | 0.54737 | 0 | -254 | 254 | 0 | 0.33421 | 0 | -744 | 744 | 0 | 0.53952 | 0 | 2 | 0 | 2 | 0 | 0.0033613
-677 | 677 | 0 | 0.54818 | 0 | -136 | 136 | 0 | 0.17895 | 0 | -898 | 898 | 0 | 0.6512 | 0 | 2 | 0 | 2 | 0 | 0.0033613
-677 | 677 | 0 | 0.54818 | 0 | -97 | 97 | 0 | 0.12763 | 0 | -764 | 764 | 0 | 0.55402 | 0 | 2 | 0 | 2 | 0 | 0.0033613
-677 | 677 | 0 | 0.54818 | 0 | -215 | 215 | 0 | 0.28289 | 0 | -413 | 413 | 0 | 0.29949 | 0 | 2 | 0 | 2 | 0 | 0.0033613
-677 | 677 | 0 | 0.54818 | 0 | 64 | 0 | 64 | 0 | 0.086839 | -184 | 184 | 0 | 0.13343 | 0 | 2 | 0 | 2 | 0 | 0.0033613
-677 | 677 | 0 | 0.54818 | 0 | -57 | 57 | 0 | 0.075 | 0 | -343 | 343 | 0 | 0.24873 | 0 | 2 | 0 | 2 | 0 | 0.0033613
-677 | 677 | 0 | 0.54818 | 0 | 99 | 0 | 99 | 0 | 0.13433 | -13 | 13 | 0 | 0.0094271 | 0 | 0 | 0 | 0 | 0 | 0
-677 | 677 | 0 | 0.54818 | 0 | 386 | 0 | 386 | 0 | 0.52374 | -59 | 59 | 0 | 0.042785 | 0 | 90 | 0 | 90 | 0 | 0.15126
-677 | 677 | 0 | 0.54818 | 0 | 430 | 0 | 430 | 0 | 0.58345 | -2 | 2 | 0 | 0.0014503 | 0 | 224 | 0 | 224 | 0 | 0.37647
-677 | 677 | 0 | 0.54818 | 0 | 407 | 0 | 407 | 0 | 0.55224 | 25 | 0 | 25 | 0 | 0.015442 | 228 | 0 | 228 | 0 | 0.38319
-677 | 677 | 0 | 0.54818 | 0 | 465 | 0 | 465 | 0 | 0.63094 | 18 | 0 | 18 | 0 | 0.011118 | 228 | 0 | 228 | 0 | 0.38319
-677 | 677 | 0 | 0.54818 | 0 | 418 | 0 | 418 | 0 | 0.56716 | 112 | 0 | 112 | 0 | 0.069179 | 228 | 0 | 228 | 0 | 0.38319
-677 | 677 | 0 | 0.54818 | 0 | 427 | 0 | 427 | 0 | 0.57938 | 79 | 0 | 79 | 0 | 0.048796 | 228 | 0 | 228 | 0 | 0.38319
-677 | 677 | 0 | 0.54818 | 0 | 567 | 0 | 567 | 0 | 0.76934 | 87 | 0 | 87 | 0 | 0.053737 | 15 | 0 | 15 | 0 | 0.02521
-677 | 677 | 0 | 0.54818 | 0 | 272 | 0 | 272 | 0 | 0.36906 | 83 | 0 | 83 | 0 | 0.051266 | 3 | 0 | 3 | 0 | 0.005042
-972 | 972 | 0 | 0.78704 | 0 | 298 | 0 | 298 | 0 | 0.40434 | 187 | 0 | 187 | 0 | 0.1155 | 2 | 0 | 2 | 0 | 0.0033613
-995 | 995 | 0 | 0.80567 | 0 | 415 | 0 | 415 | 0 | 0.56309 | 29 | 0 | 29 | 0 | 0.017912 | 2 | 0 | 2 | 0 | 0.0033613
-995 | 995 | 0 | 0.80567 | 0 | 349 | 0 | 349 | 0 | 0.47354 | -137 | 137 | 0 | 0.099347 | 0 | 2 | 0 | 2 | 0 | 0.0033613
-995 | 995 | 0 | 0.80567 | 0 | 30 | 0 | 30 | 0 | 0.040706 | -175 | 175 | 0 | 0.1269 | 0 | 2 | 0 | 2 | 0 | 0.0033613
-995 | 995 | 0 | 0.80567 | 0 | 1 | 0 | 1 | 0 | 0.0013569 | -76 | 76 | 0 | 0.055112 | 0 | 2 | 0 | 2 | 0 | 0.0033613
-973 | 973 | 0 | 0.78785 | 0 | 74 | 0 | 74 | 0 | 0.10041 | -87 | 87 | 0 | 0.063089 | 0 | 2 | 0 | 2 | 0 | 0.0033613
-696 | 696 | 0 | 0.56356 | 0 | 73 | 0 | 73 | 0 | 0.09905 | -544 | 544 | 0 | 0.39449 | 0 | 2 | 0 | 2 | 0 | 0.0033613
-677 | 677 | 0 | 0.54818 | 0 | 301 | 0 | 301 | 0 | 0.40841 | -212 | 212 | 0 | 0.15373 | 0 | 2 | 0 | 2 | 0 | 0.0033613
-676 | 676 | 0 | 0.54737 | 0 | 45 | 0 | 45 | 0 | 0.061058 | -31 | 31 | 0 | 0.02248 | 0 | 2 | 0 | 2 | 0 | 0.0033613
-677 | 677 | 0 | 0.54818 | 0 | 364 | 0 | 364 | 0 | 0.49389 | 95 | 0 | 95 | 0 | 0.058678 | 2 | 0 | 2 | 0 | 0.0033613
-677 | 677 | 0 | 0.54818 | 0 | 281 | 0 | 281 | 0 | 0.38128 | 235 | 0 | 235 | 0 | 0.14515 | 2 | 0 | 2 | 0 | 0.0033613
-677 | 677 | 0 | 0.54818 | 0 | 302 | 0 | 302 | 0 | 0.40977 | 150 | 0 | 150 | 0 | 0.09265 | 1 | 0 | 1 | 0 | 0.0016807
-677 | 677 | 0 | 0.54818 | 0 | 413 | 0 | 413 | 0 | 0.56038 | 202 | 0 | 202 | 0 | 0.12477 | 1 | 0 | 1 | 0 | 0.0016807
-677 | 677 | 0 | 0.54818 | 0 | 477 | 0 | 477 | 0 | 0.64722 | 611 | 0 | 611 | 0 | 0.37739 | 61 | 0 | 61 | 0 | 0.10252
-684 | 684 | 0 | 0.55385 | 0 | 550 | 0 | 550 | 0 | 0.74627 | 601 | 0 | 601 | 0 | 0.37122 | 2 | 0 | 2 | 0 | 0.0033613
-989 | 989 | 0 | 0.80081 | 0 | 712 | 0 | 712 | 0 | 0.96608 | 479 | 0 | 479 | 0 | 0.29586 | 102 | 0 | 102 | 0 | 0.17143
-995 | 995 | 0 | 0.80567 | 0 | 712 | 0 | 712 | 0 | 0.96608 | 409 | 0 | 409 | 0 | 0.25263 | 5 | 0 | 5 | 0 | 0.0084034
-995 | 995 | 0 | 0.80567 | 0 | 712 | 0 | 712 | 0 | 0.96608 | 327 | 0 | 327 | 0 | 0.20198 | 217 | 0 | 217 | 0 | 0.36471
-995 | 995 | 0 | 0.80567 | 0 | 712 | 0 | 712 | 0 | 0.96608 | 227 | 0 | 227 | 0 | 0.14021 | 228 | 0 | 228 | 0 | 0.38319
-995 | 995 | 0 | 0.80567 | 0 | 712 | 0 | 712 | 0 | 0.96608 | 284 | 0 | 284 | 0 | 0.17542 | 228 | 0 | 228 | 0 | 0.38319
-995 | 995 | 0 | 0.80567 | 0 | 712 | 0 | 712 | 0 | 0.96608 | 391 | 0 | 391 | 0 | 0.24151 | 228 | 0 | 228 | 0 | 0.38319
-993 | 993 | 0 | 0.80405 | 0 | 712 | 0 | 712 | 0 | 0.96608 | 559 | 0 | 559 | 0 | 0.34527 | 228 | 0 | 228 | 0 | 0.38319
-995 | 995 | 0 | 0.80567 | 0 | 712 | 0 | 712 | 0 | 0.96608 | 428 | 0 | 428 | 0 | 0.26436 | 228 | 0 | 228 | 0 | 0.38319
-988 | 988 | 0 | 0.8 | 0 | 712 | 0 | 712 | 0 | 0.96608 | 399 | 0 | 399 | 0 | 0.24645 | 228 | 0 | 228 | 0 | 0.38319
-901 | 901 | 0 | 0.72955 | 0 | 711 | 0 | 711 | 0 | 0.96472 | 461 | 0 | 461 | 0 | 0.28474 | 228 | 0 | 228 | 0 | 0.38319
-993 | 993 | 0 | 0.80405 | 0 | 699 | 0 | 699 | 0 | 0.94844 | 381 | 0 | 381 | 0 | 0.23533 | 228 | 0 | 228 | 0 | 0.38319
-995 | 995 | 0 | 0.80567 | 0 | 373 | 0 | 373 | 0 | 0.50611 | 79 | 0 | 79 | 0 | 0.048796 | 15 | 0 | 15 | 0 | 0.02521
-993 | 993 | 0 | 0.80405 | 0 | 55 | 0 | 55 | 0 | 0.074627 | -385 | 385 | 0 | 0.27919 | 0 | 2 | 0 | 2 | 0 | 0.0033613
-993 | 993 | 0 | 0.80405 | 0 | 42 | 0 | 42 | 0 | 0.056988 | -627 | 627 | 0 | 0.45468 | 0 | 2 | 0 | 2 | 0 | 0.0033613
-970 | 970 | 0 | 0.78543 | 0 | 26 | 0 | 26 | 0 | 0.035278 | -845 | 845 | 0 | 0.61276 | 0 | 2 | 0 | 2 | 0 | 0.0033613
-695 | 695 | 0 | 0.56275 | 0 | -175 | 175 | 0 | 0.23026 | 0 | -1161 | 1161 | 0 | 0.84191 | 0 | 2 | 0 | 2 | 0 | 0.0033613
-676 | 676 | 0 | 0.54737 | 0 | 117 | 0 | 117 | 0 | 0.15875 | -633 | 633 | 0 | 0.45903 | 0 | 2 | 0 | 2 | 0 | 0.0033613
-676 | 676 | 0 | 0.54737 | 0 | 193 | 0 | 193 | 0 | 0.26187 | -460 | 460 | 0 | 0.33358 | 0 | 2 | 0 | 2 | 0 | 0.0033613
-676 | 676 | 0 | 0.54737 | 0 | 229 | 0 | 229 | 0 | 0.31072 | -164 | 164 | 0 | 0.11893 | 0 | 2 | 0 | 2 | 0 | 0.0033613
-676 | 676 | 0 | 0.54737 | 0 | 110 | 0 | 110 | 0 | 0.14925 | -155 | 155 | 0 | 0.1124 | 0 | 2 | 0 | 2 | 0 | 0.0033613
-676 | 676 | 0 | 0.54737 | 0 | 77 | 0 | 77 | 0 | 0.10448 | -205 | 205 | 0 | 0.14866 | 0 | 1 | 0 | 1 | 0 | 0.0016807
-677 | 677 | 0 | 0.54818 | 0 | 10 | 0 | 10 | 0 | 0.013569 | -185 | 185 | 0 | 0.13416 | 0 | 1 | 0 | 1 | 0 | 0.0016807
-677 | 677 | 0 | 0.54818 | 0 | 282 | 0 | 282 | 0 | 0.38263 | -343 | 343 | 0 | 0.24873 | 0 | 1 | 0 | 1 | 0 | 0.0016807
-697 | 697 | 0 | 0.56437 | 0 | -58 | 58 | 0 | 0.076316 | 0 | -1003 | 1003 | 0 | 0.72734 | 0 | -114 | 114 | 0 | 0.18627 | 0
-972 | 972 | 0 | 0.78704 | 0 | -3 | 3 | 0 | 0.0039474 | 0 | -858 | 858 | 0 | 0.62219 | 0 | -244 | 244 | 0 | 0.39869 | 0
-993 | 993 | 0 | 0.80405 | 0 | 2 | 0 | 2 | 0 | 0.0027137 | -773 | 773 | 0 | 0.56055 | 0 | -12 | 12 | 0 | 0.019608 | 0
-990 | 990 | 0 | 0.80162 | 0 | 204 | 0 | 204 | 0 | 0.2768 | 87 | 0 | 87 | 0 | 0.053737 | 2 | 0 | 2 | 0 | 0.0033613
-994 | 994 | 0 | 0.80486 | 0 | 499 | 0 | 499 | 0 | 0.67707 | 179 | 0 | 179 | 0 | 0.11056 | 2 | 0 | 2 | 0 | 0.0033613
-995 | 995 | 0 | 0.80567 | 0 | 709 | 0 | 709 | 0 | 0.96201 | -11 | 11 | 0 | 0.0079768 | 0 | 2 | 0 | 2 | 0 | 0.0033613
-995 | 995 | 0 | 0.80567 | 0 | 712 | 0 | 712 | 0 | 0.96608 | -80 | 80 | 0 | 0.058013 | 0 | 2 | 0 | 2 | 0 | 0.0033613
-996 | 996 | 0 | 0.80648 | 0 | 711 | 0 | 711 | 0 | 0.96472 | -142 | 142 | 0 | 0.10297 | 0 | 58 | 0 | 58 | 0 | 0.097479
-994 | 994 | 0 | 0.80486 | 0 | 700 | 0 | 700 | 0 | 0.9498 | -101 | 101 | 0 | 0.073241 | 0 | 0 | 0 | 0 | 0 | 0
-991 | 991 | 0 | 0.80243 | 0 | 710 | 0 | 710 | 0 | 0.96336 | -153 | 153 | 0 | 0.11095 | 0 | 0 | 0 | 0 | 0 | 0
-996 | 996 | 0 | 0.80648 | 0 | 693 | 0 | 693 | 0 | 0.9403 | -333 | 333 | 0 | 0.24148 | 0 | 0 | 0 | 0 | 0 | 0
-995 | 995 | 0 | 0.80567 | 0 | 245 | 0 | 245 | 0 | 0.33243 | -538 | 538 | 0 | 0.39014 | 0 | 0 | 0 | 0 | 0 | 0
-990 | 990 | 0 | 0.80162 | 0 | -224 | 224 | 0 | 0.29474 | 0 | -994 | 994 | 0 | 0.72081 | 0 | 0 | 0 | 0 | 0 | 0
-990 | 990 | 0 | 0.80162 | 0 | -553 | 553 | 0 | 0.72763 | 0 | -1127 | 1127 | 0 | 0.81726 | 0 | 0 | 0 | 0 | 0 | 0
-993 | 993 | 0 | 0.80405 | 0 | -628 | 628 | 0 | 0.82632 | 0 | -1081 | 1081 | 0 | 0.7839 | 0 | -140 | 140 | 0 | 0.22876 | 0
-993 | 993 | 0 | 0.80405 | 0 | -698 | 698 | 0 | 0.91842 | 0 | -1281 | 1281 | 0 | 0.92893 | 0 | -250 | 250 | 0 | 0.4085 | 0
-996 | 996 | 0 | 0.80648 | 0 | -663 | 663 | 0 | 0.87237 | 0 | -1028 | 1028 | 0 | 0.74547 | 0 | -14 | 14 | 0 | 0.022876 | 0
-995 | 995 | 0 | 0.80567 | 0 | -171 | 171 | 0 | 0.225 | 0 | -947 | 947 | 0 | 0.68673 | 0 | 0 | 0 | 0 | 0 | 0
-991 | 991 | 0 | 0.80243 | 0 | 216 | 0 | 216 | 0 | 0.29308 | -392 | 392 | 0 | 0.28426 | 0 | 0 | 0 | 0 | 0 | 0
-989 | 989 | 0 | 0.80081 | 0 | 310 | 0 | 310 | 0 | 0.42062 | -198 | 198 | 0 | 0.14358 | 0 | 0 | 0 | 0 | 0 | 0
-987 | 987 | 0 | 0.79919 | 0 | 409 | 0 | 409 | 0 | 0.55495 | -391 | 391 | 0 | 0.28354 | 0 | 0 | 0 | 0 | 0 | 0
-990 | 990 | 0 | 0.80162 | 0 | 329 | 0 | 329 | 0 | 0.4464 | -322 | 322 | 0 | 0.2335 | 0 | 1 | 0 | 1 | 0 | 0.0016807
-993 | 993 | 0 | 0.80405 | 0 | 165 | 0 | 165 | 0 | 0.22388 | -313 | 313 | 0 | 0.22698 | 0 | -58 | 58 | 0 | 0.094771 | 0
-988 | 988 | 0 | 0.8 | 0 | 506 | 0 | 506 | 0 | 0.68657 | -220 | 220 | 0 | 0.15954 | 0 | 2 | 0 | 2 | 0 | 0.0033613
-991 | 991 | 0 | 0.80243 | 0 | 526 | 0 | 526 | 0 | 0.7137 | -356 | 356 | 0 | 0.25816 | 0 | 1 | 0 | 1 | 0 | 0.0016807
-995 | 995 | 0 | 0.80567 | 0 | 22 | 0 | 22 | 0 | 0.029851 | -783 | 783 | 0 | 0.5678 | 0 | 2 | 0 | 2 | 0 | 0.0033613
-995 | 995 | 0 | 0.80567 | 0 | 18 | 0 | 18 | 0 | 0.024423 | -496 | 496 | 0 | 0.35968 | 0 | 2 | 0 | 2 | 0 | 0.0033613
-991 | 991 | 0 | 0.80243 | 0 | 412 | 0 | 412 | 0 | 0.55902 | -364 | 364 | 0 | 0.26396 | 0 | 130 | 0 | 130 | 0 | 0.21849
-992 | 992 | 0 | 0.80324 | 0 | 460 | 0 | 460 | 0 | 0.62415 | -258 | 258 | 0 | 0.18709 | 0 | 230 | 0 | 230 | 0 | 0.38655
-994 | 994 | 0 | 0.80486 | 0 | 540 | 0 | 540 | 0 | 0.7327 | -282 | 282 | 0 | 0.2045 | 0 | 228 | 0 | 228 | 0 | 0.38319
-994 | 994 | 0 | 0.80486 | 0 | 590 | 0 | 590 | 0 | 0.80054 | -270 | 270 | 0 | 0.19579 | 0 | 228 | 0 | 228 | 0 | 0.38319
-995 | 995 | 0 | 0.80567 | 0 | 657 | 0 | 657 | 0 | 0.89145 | -64 | 64 | 0 | 0.04641 | 0 | 228 | 0 | 228 | 0 | 0.38319
-993 | 993 | 0 | 0.80405 | 0 | 709 | 0 | 709 | 0 | 0.96201 | -61 | 61 | 0 | 0.044235 | 0 | 228 | 0 | 228 | 0 | 0.38319
-995 | 995 | 0 | 0.80567 | 0 | 703 | 0 | 703 | 0 | 0.95387 | -44 | 44 | 0 | 0.031907 | 0 | 228 | 0 | 228 | 0 | 0.38319
-995 | 995 | 0 | 0.80567 | 0 | 597 | 0 | 597 | 0 | 0.81004 | -261 | 261 | 0 | 0.18927 | 0 | 228 | 0 | 228 | 0 | 0.38319
-995 | 995 | 0 | 0.80567 | 0 | 258 | 0 | 258 | 0 | 0.35007 | -191 | 191 | 0 | 0.13851 | 0 | 228 | 0 | 228 | 0 | 0.38319
-991 | 991 | 0 | 0.80243 | 0 | -300 | 300 | 0 | 0.39474 | 0 | -1104 | 1104 | 0 | 0.80058 | 0 | -182 | 182 | 0 | 0.29739 | 0
-989 | 989 | 0 | 0.80081 | 0 | -656 | 656 | 0 | 0.86316 | 0 | -1258 | 1258 | 0 | 0.91226 | 0 | -244 | 244 | 0 | 0.39869 | 0
-991 | 991 | 0 | 0.80243 | 0 | -699 | 699 | 0 | 0.91974 | 0 | -1289 | 1289 | 0 | 0.93474 | 0 | -247 | 247 | 0 | 0.40359 | 0
-991 | 991 | 0 | 0.80243 | 0 | -699 | 699 | 0 | 0.91974 | 0 | -1266 | 1266 | 0 | 0.91806 | 0 | -201 | 201 | 0 | 0.32843 | 0
-989 | 989 | 0 | 0.80081 | 0 | -690 | 690 | 0 | 0.90789 | 0 | -1298 | 1298 | 0 | 0.94126 | 0 | -247 | 247 | 0 | 0.40359 | 0
-993 | 993 | 0 | 0.80405 | 0 | -524 | 524 | 0 | 0.68947 | 0 | -946 | 946 | 0 | 0.686 | 0 | -103 | 103 | 0 | 0.1683 | 0
-992 | 992 | 0 | 0.80324 | 0 | -109 | 109 | 0 | 0.14342 | 0 | -67 | 67 | 0 | 0.048586 | 0 | 0 | 0 | 0 | 0 | 0
-989 | 989 | 0 | 0.80081 | 0 | 515 | 0 | 515 | 0 | 0.69878 | -48 | 48 | 0 | 0.034808 | 0 | 2 | 0 | 2 | 0 | 0.0033613
-991 | 991 | 0 | 0.80243 | 0 | 704 | 0 | 704 | 0 | 0.95522 | -172 | 172 | 0 | 0.12473 | 0 | 2 | 0 | 2 | 0 | 0.0033613
-995 | 995 | 0 | 0.80567 | 0 | 708 | 0 | 708 | 0 | 0.96065 | -113 | 113 | 0 | 0.081943 | 0 | 2 | 0 | 2 | 0 | 0.0033613
-996 | 996 | 0 | 0.80648 | 0 | 685 | 0 | 685 | 0 | 0.92944 | -133 | 133 | 0 | 0.096447 | 0 | 1 | 0 | 1 | 0 | 0.0016807
-975 | 975 | 0 | 0.78947 | 0 | 662 | 0 | 662 | 0 | 0.89824 | -67 | 67 | 0 | 0.048586 | 0 | 1 | 0 | 1 | 0 | 0.0016807
-549 | 549 | 0 | 0.44453 | 0 | 710 | 0 | 710 | 0 | 0.96336 | 42 | 0 | 42 | 0 | 0.025942 | 2 | 0 | 2 | 0 | 0.0033613
-600 | 600 | 0 | 0.48583 | 0 | 711 | 0 | 711 | 0 | 0.96472 | 212 | 0 | 212 | 0 | 0.13095 | 2 | 0 | 2 | 0 | 0.0033613
-808 | 808 | 0 | 0.65425 | 0 | 711 | 0 | 711 | 0 | 0.96472 | 330 | 0 | 330 | 0 | 0.20383 | 216 | 0 | 216 | 0 | 0.36303
-991 | 991 | 0 | 0.80243 | 0 | 711 | 0 | 711 | 0 | 0.96472 | 228 | 0 | 228 | 0 | 0.14083 | 228 | 0 | 228 | 0 | 0.38319
-996 | 996 | 0 | 0.80648 | 0 | 711 | 0 | 711 | 0 | 0.96472 | 85 | 0 | 85 | 0 | 0.052502 | 228 | 0 | 228 | 0 | 0.38319
-996 | 996 | 0 | 0.80648 | 0 | 711 | 0 | 711 | 0 | 0.96472 | 217 | 0 | 217 | 0 | 0.13403 | 228 | 0 | 228 | 0 | 0.38319
-891 | 891 | 0 | 0.72146 | 0 | 711 | 0 | 711 | 0 | 0.96472 | 371 | 0 | 371 | 0 | 0.22915 | 228 | 0 | 228 | 0 | 0.38319
-922 | 922 | 0 | 0.74656 | 0 | 711 | 0 | 711 | 0 | 0.96472 | 402 | 0 | 402 | 0 | 0.2483 | 228 | 0 | 228 | 0 | 0.38319
-990 | 990 | 0 | 0.80162 | 0 | 711 | 0 | 711 | 0 | 0.96472 | 370 | 0 | 370 | 0 | 0.22854 | 228 | 0 | 228 | 0 | 0.38319
-987 | 987 | 0 | 0.79919 | 0 | 711 | 0 | 711 | 0 | 0.96472 | 332 | 0 | 332 | 0 | 0.20506 | 228 | 0 | 228 | 0 | 0.38319
-987 | 987 | 0 | 0.79919 | 0 | 702 | 0 | 702 | 0 | 0.95251 | 167 | 0 | 167 | 0 | 0.10315 | 228 | 0 | 228 | 0 | 0.38319
-991 | 991 | 0 | 0.80243 | 0 | 479 | 0 | 479 | 0 | 0.64993 | 74 | 0 | 74 | 0 | 0.045707 | 228 | 0 | 228 | 0 | 0.38319
-995 | 995 | 0 | 0.80567 | 0 | -89 | 89 | 0 | 0.11711 | 0 | -71 | 71 | 0 | 0.051487 | 0 | 14 | 0 | 14 | 0 | 0.023529
-993 | 993 | 0 | 0.80405 | 0 | -670 | 670 | 0 | 0.88158 | 0 | -770 | 770 | 0 | 0.55838 | 0 | 2 | 0 | 2 | 0 | 0.0033613
-993 | 993 | 0 | 0.80405 | 0 | -699 | 699 | 0 | 0.91974 | 0 | -991 | 991 | 0 | 0.71864 | 0 | -121 | 121 | 0 | 0.19771 | 0
-995 | 995 | 0 | 0.80567 | 0 | -699 | 699 | 0 | 0.91974 | 0 | -1139 | 1139 | 0 | 0.82596 | 0 | -138 | 138 | 0 | 0.22549 | 0
-991 | 991 | 0 | 0.80243 | 0 | -662 | 662 | 0 | 0.87105 | 0 | -1279 | 1279 | 0 | 0.92748 | 0 | -1 | 1 | 0 | 0.001634 | 0
-995 | 995 | 0 | 0.80567 | 0 | -165 | 165 | 0 | 0.21711 | 0 | -468 | 468 | 0 | 0.33938 | 0 | 2 | 0 | 2 | 0 | 0.0033613
-994 | 994 | 0 | 0.80486 | 0 | -78 | 78 | 0 | 0.10263 | 0 | -327 | 327 | 0 | 0.23713 | 0 | 2 | 0 | 2 | 0 | 0.0033613
-990 | 990 | 0 | 0.80162 | 0 | 297 | 0 | 297 | 0 | 0.40299 | 5 | 0 | 5 | 0 | 0.0030883 | 1 | 0 | 1 | 0 | 0.0016807
-995 | 995 | 0 | 0.80567 | 0 | 683 | 0 | 683 | 0 | 0.92673 | 355 | 0 | 355 | 0 | 0.21927 | 1 | 0 | 1 | 0 | 0.0016807
-995 | 995 | 0 | 0.80567 | 0 | 712 | 0 | 712 | 0 | 0.96608 | 529 | 0 | 529 | 0 | 0.32674 | 2 | 0 | 2 | 0 | 0.0033613
-996 | 996 | 0 | 0.80648 | 0 | 712 | 0 | 712 | 0 | 0.96608 | 256 | 0 | 256 | 0 | 0.15812 | 1 | 0 | 1 | 0 | 0.0016807
-996 | 996 | 0 | 0.80648 | 0 | 712 | 0 | 712 | 0 | 0.96608 | 415 | 0 | 415 | 0 | 0.25633 | 90 | 0 | 90 | 0 | 0.15126
-994 | 994 | 0 | 0.80486 | 0 | 712 | 0 | 712 | 0 | 0.96608 | 500 | 0 | 500 | 0 | 0.30883 | 224 | 0 | 224 | 0 | 0.37647
-996 | 996 | 0 | 0.80648 | 0 | 712 | 0 | 712 | 0 | 0.96608 | 406 | 0 | 406 | 0 | 0.25077 | 228 | 0 | 228 | 0 | 0.38319
-994 | 994 | 0 | 0.80486 | 0 | 712 | 0 | 712 | 0 | 0.96608 | 356 | 0 | 356 | 0 | 0.21989 | 228 | 0 | 228 | 0 | 0.38319
-994 | 994 | 0 | 0.80486 | 0 | 712 | 0 | 712 | 0 | 0.96608 | 299 | 0 | 299 | 0 | 0.18468 | 228 | 0 | 228 | 0 | 0.38319
-994 | 994 | 0 | 0.80486 | 0 | 711 | 0 | 711 | 0 | 0.96472 | 300 | 0 | 300 | 0 | 0.1853 | 228 | 0 | 228 | 0 | 0.38319
-995 | 995 | 0 | 0.80567 | 0 | 700 | 0 | 700 | 0 | 0.9498 | 296 | 0 | 296 | 0 | 0.18283 | 228 | 0 | 228 | 0 | 0.38319
-995 | 995 | 0 | 0.80567 | 0 | 694 | 0 | 694 | 0 | 0.94166 | 313 | 0 | 313 | 0 | 0.19333 | 228 | 0 | 228 | 0 | 0.38319
-994 | 994 | 0 | 0.80486 | 0 | 709 | 0 | 709 | 0 | 0.96201 | 345 | 0 | 345 | 0 | 0.21309 | 228 | 0 | 228 | 0 | 0.38319
-995 | 995 | 0 | 0.80567 | 0 | 711 | 0 | 711 | 0 | 0.96472 | 306 | 0 | 306 | 0 | 0.18901 | 228 | 0 | 228 | 0 | 0.38319
-995 | 995 | 0 | 0.80567 | 0 | 711 | 0 | 711 | 0 | 0.96472 | 303 | 0 | 303 | 0 | 0.18715 | 228 | 0 | 228 | 0 | 0.38319
-995 | 995 | 0 | 0.80567 | 0 | 708 | 0 | 708 | 0 | 0.96065 | 118 | 0 | 118 | 0 | 0.072884 | 228 | 0 | 228 | 0 | 0.38319
-995 | 995 | 0 | 0.80567 | 0 | 618 | 0 | 618 | 0 | 0.83853 | -210 | 210 | 0 | 0.15228 | 0 | 228 | 0 | 228 | 0 | 0.38319
-995 | 995 | 0 | 0.80567 | 0 | 110 | 0 | 110 | 0 | 0.14925 | -465 | 465 | 0 | 0.3372 | 0 | 14 | 0 | 14 | 0 | 0.023529
-995 | 995 | 0 | 0.80567 | 0 | -25 | 25 | 0 | 0.032895 | 0 | -1040 | 1040 | 0 | 0.75417 | 0 | 2 | 0 | 2 | 0 | 0.0033613
-994 | 994 | 0 | 0.80486 | 0 | -422 | 422 | 0 | 0.55526 | 0 | -1165 | 1165 | 0 | 0.84482 | 0 | 2 | 0 | 2 | 0 | 0.0033613
-991 | 991 | 0 | 0.80243 | 0 | -636 | 636 | 0 | 0.83684 | 0 | -1234 | 1234 | 0 | 0.89485 | 0 | 2 | 0 | 2 | 0 | 0.0033613
-989 | 989 | 0 | 0.80081 | 0 | -666 | 666 | 0 | 0.87632 | 0 | -1271 | 1271 | 0 | 0.92168 | 0 | 2 | 0 | 2 | 0 | 0.0033613
-995 | 995 | 0 | 0.80567 | 0 | -292 | 292 | 0 | 0.38421 | 0 | -1052 | 1052 | 0 | 0.76287 | 0 | 205 | 0 | 205 | 0 | 0.34454
-995 | 995 | 0 | 0.80567 | 0 | -264 | 264 | 0 | 0.34737 | 0 | -1097 | 1097 | 0 | 0.7955 | 0 | -192 | 192 | 0 | 0.31373 | 0
-993 | 993 | 0 | 0.80405 | 0 | 329 | 0 | 329 | 0 | 0.4464 | -489 | 489 | 0 | 0.3546 | 0 | -12 | 12 | 0 | 0.019608 | 0
-991 | 991 | 0 | 0.80243 | 0 | 494 | 0 | 494 | 0 | 0.67028 | -740 | 740 | 0 | 0.53662 | 0 | 2 | 0 | 2 | 0 | 0.0033613
-968 | 968 | 0 | 0.78381 | 0 | 254 | 0 | 254 | 0 | 0.34464 | -930 | 930 | 0 | 0.6744 | 0 | 2 | 0 | 2 | 0 | 0.0033613
-540 | 540 | 0 | 0.43725 | 0 | 410 | 0 | 410 | 0 | 0.55631 | -89 | 89 | 0 | 0.06454 | 0 | 1 | 0 | 1 | 0 | 0.0016807
-972 | 972 | 0 | 0.78704 | 0 | 538 | 0 | 538 | 0 | 0.72999 | 417 | 0 | 417 | 0 | 0.25757 | 215 | 0 | 215 | 0 | 0.36134
-996 | 996 | 0 | 0.80648 | 0 | -8 | 8 | 0 | 0.010526 | 0 | 45 | 0 | 45 | 0 | 0.027795 | 228 | 0 | 228 | 0 | 0.38319
-994 | 994 | 0 | 0.80486 | 0 | -598 | 598 | 0 | 0.78684 | 0 | -273 | 273 | 0 | 0.19797 | 0 | 14 | 0 | 14 | 0 | 0.023529
-995 | 995 | 0 | 0.80567 | 0 | -33 | 33 | 0 | 0.043421 | 0 | -52 | 52 | 0 | 0.037708 | 0 | 67 | 0 | 67 | 0 | 0.11261
-994 | 994 | 0 | 0.80486 | 0 | -20 | 20 | 0 | 0.026316 | 0 | 184 | 0 | 184 | 0 | 0.11365 | 173 | 0 | 173 | 0 | 0.29076
-996 | 996 | 0 | 0.80648 | 0 | -40 | 40 | 0 | 0.052632 | 0 | 94 | 0 | 94 | 0 | 0.058061 | 228 | 0 | 228 | 0 | 0.38319
-995 | 995 | 0 | 0.80567 | 0 | -131 | 131 | 0 | 0.17237 | 0 | 32 | 0 | 32 | 0 | 0.019765 | 228 | 0 | 228 | 0 | 0.38319
-995 | 995 | 0 | 0.80567 | 0 | 35 | 0 | 35 | 0 | 0.04749 | 179 | 0 | 179 | 0 | 0.11056 | 228 | 0 | 228 | 0 | 0.38319
-995 | 995 | 0 | 0.80567 | 0 | -139 | 139 | 0 | 0.18289 | 0 | 191 | 0 | 191 | 0 | 0.11797 | 228 | 0 | 228 | 0 | 0.38319
-995 | 995 | 0 | 0.80567 | 0 | -270 | 270 | 0 | 0.35526 | 0 | -17 | 17 | 0 | 0.012328 | 0 | 14 | 0 | 14 | 0 | 0.023529
-993 | 993 | 0 | 0.80405 | 0 | -385 | 385 | 0 | 0.50658 | 0 | 109 | 0 | 109 | 0 | 0.067326 | 2 | 0 | 2 | 0 | 0.0033613
-993 | 993 | 0 | 0.80405 | 0 | -545 | 545 | 0 | 0.71711 | 0 | 106 | 0 | 106 | 0 | 0.065473 | -98 | 98 | 0 | 0.16013 | 0
-992 | 992 | 0 | 0.80324 | 0 | -704 | 704 | 0 | 0.92632 | 0 | -145 | 145 | 0 | 0.10515 | 0 | 0 | 0 | 0 | 0 | 0
-992 | 992 | 0 | 0.80324 | 0 | -699 | 699 | 0 | 0.91974 | 0 | -686 | 686 | 0 | 0.49746 | 0 | 2 | 0 | 2 | 0 | 0.0033613
-994 | 994 | 0 | 0.80486 | 0 | -699 | 699 | 0 | 0.91974 | 0 | -818 | 818 | 0 | 0.59318 | 0 | -232 | 232 | 0 | 0.37908 | 0
-994 | 994 | 0 | 0.80486 | 0 | -633 | 633 | 0 | 0.83289 | 0 | -760 | 760 | 0 | 0.55112 | 0 | -247 | 247 | 0 | 0.40359 | 0
-994 | 994 | 0 | 0.80486 | 0 | -699 | 699 | 0 | 0.91974 | 0 | -800 | 800 | 0 | 0.58013 | 0 | -247 | 247 | 0 | 0.40359 | 0
-993 | 993 | 0 | 0.80405 | 0 | -699 | 699 | 0 | 0.91974 | 0 | -969 | 969 | 0 | 0.70268 | 0 | -247 | 247 | 0 | 0.40359 | 0
-995 | 995 | 0 | 0.80567 | 0 | -699 | 699 | 0 | 0.91974 | 0 | -829 | 829 | 0 | 0.60116 | 0 | -247 | 247 | 0 | 0.40359 | 0
-995 | 995 | 0 | 0.80567 | 0 | -699 | 699 | 0 | 0.91974 | 0 | -921 | 921 | 0 | 0.66788 | 0 | -28 | 28 | 0 | 0.045752 | 0
-995 | 995 | 0 | 0.80567 | 0 | -669 | 669 | 0 | 0.88026 | 0 | -938 | 938 | 0 | 0.6802 | 0 | -112 | 112 | 0 | 0.18301 | 0
-995 | 995 | 0 | 0.80567 | 0 | -699 | 699 | 0 | 0.91974 | 0 | -884 | 884 | 0 | 0.64104 | 0 | -78 | 78 | 0 | 0.12745 | 0
-996 | 996 | 0 | 0.80648 | 0 | -699 | 699 | 0 | 0.91974 | 0 | -951 | 951 | 0 | 0.68963 | 0 | -173 | 173 | 0 | 0.28268 | 0
-995 | 995 | 0 | 0.80567 | 0 | -689 | 689 | 0 | 0.90658 | 0 | -973 | 973 | 0 | 0.70558 | 0 | -63 | 63 | 0 | 0.10294 | 0
-994 | 994 | 0 | 0.80486 | 0 | -621 | 621 | 0 | 0.81711 | 0 | -883 | 883 | 0 | 0.64032 | 0 | 2 | 0 | 2 | 0 | 0.0033613
-993 | 993 | 0 | 0.80405 | 0 | -592 | 592 | 0 | 0.77895 | 0 | -727 | 727 | 0 | 0.52719 | 0 | -198 | 198 | 0 | 0.32353 | 0
-995 | 995 | 0 | 0.80567 | 0 | -35 | 35 | 0 | 0.046053 | 0 | -67 | 67 | 0 | 0.048586 | 0 | -10 | 10 | 0 | 0.01634 | 0
-991 | 991 | 0 | 0.80243 | 0 | 426 | 0 | 426 | 0 | 0.57802 | -57 | 57 | 0 | 0.041334 | 0 | 163 | 0 | 163 | 0 | 0.27395
-992 | 992 | 0 | 0.80324 | 0 | 482 | 0 | 482 | 0 | 0.654 | -232 | 232 | 0 | 0.16824 | 0 | 108 | 0 | 108 | 0 | 0.18151
-992 | 992 | 0 | 0.80324 | 0 | 611 | 0 | 611 | 0 | 0.82904 | -621 | 621 | 0 | 0.45033 | 0 | 4 | 0 | 4 | 0 | 0.0067227
-992 | 992 | 0 | 0.80324 | 0 | 699 | 0 | 699 | 0 | 0.94844 | -681 | 681 | 0 | 0.49384 | 0 | 143 | 0 | 143 | 0 | 0.24034
-993 | 993 | 0 | 0.80405 | 0 | 691 | 0 | 691 | 0 | 0.93758 | -386 | 386 | 0 | 0.27991 | 0 | 149 | 0 | 149 | 0 | 0.25042
-990 | 990 | 0 | 0.80162 | 0 | 705 | 0 | 705 | 0 | 0.95658 | -396 | 396 | 0 | 0.28716 | 0 | 6 | 0 | 6 | 0 | 0.010084
-994 | 994 | 0 | 0.80486 | 0 | 517 | 0 | 517 | 0 | 0.70149 | -160 | 160 | 0 | 0.11603 | 0 | 2 | 0 | 2 | 0 | 0.0033613
-995 | 995 | 0 | 0.80567 | 0 | 329 | 0 | 329 | 0 | 0.4464 | -265 | 265 | 0 | 0.19217 | 0 | 2 | 0 | 2 | 0 | 0.0033613
-993 | 993 | 0 | 0.80405 | 0 | 82 | 0 | 82 | 0 | 0.11126 | -720 | 720 | 0 | 0.52212 | 0 | 2 | 0 | 2 | 0 | 0.0033613
-991 | 991 | 0 | 0.80243 | 0 | -294 | 294 | 0 | 0.38684 | 0 | -723 | 723 | 0 | 0.52429 | 0 | 2 | 0 | 2 | 0 | 0.0033613
-994 | 994 | 0 | 0.80486 | 0 | -689 | 689 | 0 | 0.90658 | 0 | -622 | 622 | 0 | 0.45105 | 0 | 2 | 0 | 2 | 0 | 0.0033613
-995 | 995 | 0 | 0.80567 | 0 | -698 | 698 | 0 | 0.91842 | 0 | -501 | 501 | 0 | 0.36331 | 0 | -128 | 128 | 0 | 0.20915 | 0
-995 | 995 | 0 | 0.80567 | 0 | -698 | 698 | 0 | 0.91842 | 0 | -582 | 582 | 0 | 0.42204 | 0 | -245 | 245 | 0 | 0.40033 | 0
-993 | 993 | 0 | 0.80405 | 0 | -699 | 699 | 0 | 0.91974 | 0 | -578 | 578 | 0 | 0.41914 | 0 | -247 | 247 | 0 | 0.40359 | 0
-992 | 992 | 0 | 0.80324 | 0 | -699 | 699 | 0 | 0.91974 | 0 | -770 | 770 | 0 | 0.55838 | 0 | -247 | 247 | 0 | 0.40359 | 0
-994 | 994 | 0 | 0.80486 | 0 | -692 | 692 | 0 | 0.91053 | 0 | -773 | 773 | 0 | 0.56055 | 0 | -247 | 247 | 0 | 0.40359 | 0
-996 | 996 | 0 | 0.80648 | 0 | -582 | 582 | 0 | 0.76579 | 0 | -547 | 547 | 0 | 0.39666 | 0 | -222 | 222 | 0 | 0.36275 | 0
-996 | 996 | 0 | 0.80648 | 0 | -482 | 482 | 0 | 0.63421 | 0 | -670 | 670 | 0 | 0.48586 | 0 | -248 | 248 | 0 | 0.40523 | 0
-996 | 996 | 0 | 0.80648 | 0 | -349 | 349 | 0 | 0.45921 | 0 | -691 | 691 | 0 | 0.50109 | 0 | -247 | 247 | 0 | 0.40359 | 0
-994 | 994 | 0 | 0.80486 | 0 | -312 | 312 | 0 | 0.41053 | 0 | -722 | 722 | 0 | 0.52357 | 0 | -247 | 247 | 0 | 0.40359 | 0
-992 | 992 | 0 | 0.80324 | 0 | -452 | 452 | 0 | 0.59474 | 0 | -544 | 544 | 0 | 0.39449 | 0 | -247 | 247 | 0 | 0.40359 | 0
-992 | 992 | 0 | 0.80324 | 0 | -644 | 644 | 0 | 0.84737 | 0 | -555 | 555 | 0 | 0.40247 | 0 | -13 | 13 | 0 | 0.021242 | 0
-994 | 994 | 0 | 0.80486 | 0 | -665 | 665 | 0 | 0.875 | 0 | -789 | 789 | 0 | 0.57215 | 0 | 2 | 0 | 2 | 0 | 0.0033613
-993 | 993 | 0 | 0.80405 | 0 | -426 | 426 | 0 | 0.56053 | 0 | -629 | 629 | 0 | 0.45613 | 0 | 2 | 0 | 2 | 0 | 0.0033613
-995 | 995 | 0 | 0.80567 | 0 | -230 | 230 | 0 | 0.30263 | 0 | -505 | 505 | 0 | 0.36621 | 0 | 2 | 0 | 2 | 0 | 0.0033613
-995 | 995 | 0 | 0.80567 | 0 | 10 | 0 | 10 | 0 | 0.013569 | -682 | 682 | 0 | 0.49456 | 0 | 2 | 0 | 2 | 0 | 0.0033613
-994 | 994 | 0 | 0.80486 | 0 | -193 | 193 | 0 | 0.25395 | 0 | -670 | 670 | 0 | 0.48586 | 0 | 2 | 0 | 2 | 0 | 0.0033613
-995 | 995 | 0 | 0.80567 | 0 | -76 | 76 | 0 | 0.1 | 0 | -685 | 685 | 0 | 0.49674 | 0 | 2 | 0 | 2 | 0 | 0.0033613
-992 | 992 | 0 | 0.80324 | 0 | -111 | 111 | 0 | 0.14605 | 0 | -741 | 741 | 0 | 0.53735 | 0 | 2 | 0 | 2 | 0 | 0.0033613
-992 | 992 | 0 | 0.80324 | 0 | -337 | 337 | 0 | 0.44342 | 0 | -838 | 838 | 0 | 0.60769 | 0 | 2 | 0 | 2 | 0 | 0.0033613
-994 | 994 | 0 | 0.80486 | 0 | -119 | 119 | 0 | 0.15658 | 0 | -930 | 930 | 0 | 0.6744 | 0 | 2 | 0 | 2 | 0 | 0.0033613
-994 | 994 | 0 | 0.80486 | 0 | -76 | 76 | 0 | 0.1 | 0 | -667 | 667 | 0 | 0.48368 | 0 | 2 | 0 | 2 | 0 | 0.0033613
-993 | 993 | 0 | 0.80405 | 0 | -193 | 193 | 0 | 0.25395 | 0 | -869 | 869 | 0 | 0.63017 | 0 | 2 | 0 | 2 | 0 | 0.0033613
-991 | 991 | 0 | 0.80243 | 0 | -481 | 481 | 0 | 0.63289 | 0 | -823 | 823 | 0 | 0.59681 | 0 | -232 | 232 | 0 | 0.37908 | 0
-992 | 992 | 0 | 0.80324 | 0 | -507 | 507 | 0 | 0.66711 | 0 | -857 | 857 | 0 | 0.62146 | 0 | -247 | 247 | 0 | 0.40359 | 0
-992 | 992 | 0 | 0.80324 | 0 | -593 | 593 | 0 | 0.78026 | 0 | -713 | 713 | 0 | 0.51704 | 0 | -247 | 247 | 0 | 0.40359 | 0
-993 | 993 | 0 | 0.80405 | 0 | -605 | 605 | 0 | 0.79605 | 0 | -719 | 719 | 0 | 0.52139 | 0 | -247 | 247 | 0 | 0.40359 | 0
-990 | 990 | 0 | 0.80162 | 0 | -691 | 691 | 0 | 0.90921 | 0 | -762 | 762 | 0 | 0.55257 | 0 | -247 | 247 | 0 | 0.40359 | 0
-991 | 991 | 0 | 0.80243 | 0 | -636 | 636 | 0 | 0.83684 | 0 | -796 | 796 | 0 | 0.57723 | 0 | -247 | 247 | 0 | 0.40359 | 0
-991 | 991 | 0 | 0.80243 | 0 | -594 | 594 | 0 | 0.78158 | 0 | -732 | 732 | 0 | 0.53082 | 0 | -247 | 247 | 0 | 0.40359 | 0
-992 | 992 | 0 | 0.80324 | 0 | -85 | 85 | 0 | 0.11184 | 0 | -681 | 681 | 0 | 0.49384 | 0 | -247 | 247 | 0 | 0.40359 | 0
-993 | 993 | 0 | 0.80405 | 0 | 13 | 0 | 13 | 0 | 0.017639 | -549 | 549 | 0 | 0.39811 | 0 | -248 | 248 | 0 | 0.40523 | 0
-992 | 992 | 0 | 0.80324 | 0 | 16 | 0 | 16 | 0 | 0.02171 | -328 | 328 | 0 | 0.23785 | 0 | -247 | 247 | 0 | 0.40359 | 0
-991 | 991 | 0 | 0.80243 | 0 | 1 | 0 | 1 | 0 | 0.0013569 | -164 | 164 | 0 | 0.11893 | 0 | -247 | 247 | 0 | 0.40359 | 0
-991 | 991 | 0 | 0.80243 | 0 | 4 | 0 | 4 | 0 | 0.0054274 | -76 | 76 | 0 | 0.055112 | 0 | -248 | 248 | 0 | 0.40523 | 0
-994 | 994 | 0 | 0.80486 | 0 | 165 | 0 | 165 | 0 | 0.22388 | -114 | 114 | 0 | 0.082669 | 0 | -247 | 247 | 0 | 0.40359 | 0
-992 | 992 | 0 | 0.80324 | 0 | 98 | 0 | 98 | 0 | 0.13297 | -722 | 722 | 0 | 0.52357 | 0 | -247 | 247 | 0 | 0.40359 | 0
-993 | 993 | 0 | 0.80405 | 0 | 33 | 0 | 33 | 0 | 0.044776 | -726 | 726 | 0 | 0.52647 | 0 | -247 | 247 | 0 | 0.40359 | 0
-993 | 993 | 0 | 0.80405 | 0 | 245 | 0 | 245 | 0 | 0.33243 | -865 | 865 | 0 | 0.62727 | 0 | -247 | 247 | 0 | 0.40359 | 0
-992 | 992 | 0 | 0.80324 | 0 | 215 | 0 | 215 | 0 | 0.29172 | -728 | 728 | 0 | 0.52792 | 0 | -12 | 12 | 0 | 0.019608 | 0
-994 | 994 | 0 | 0.80486 | 0 | 542 | 0 | 542 | 0 | 0.73541 | -750 | 750 | 0 | 0.54387 | 0 | 2 | 0 | 2 | 0 | 0.0033613
-994 | 994 | 0 | 0.80486 | 0 | 626 | 0 | 626 | 0 | 0.84939 | -204 | 204 | 0 | 0.14793 | 0 | 2 | 0 | 2 | 0 | 0.0033613
-994 | 994 | 0 | 0.80486 | 0 | 547 | 0 | 547 | 0 | 0.7422 | 181 | 0 | 181 | 0 | 0.1118 | 2 | 0 | 2 | 0 | 0.0033613
-994 | 994 | 0 | 0.80486 | 0 | 540 | 0 | 540 | 0 | 0.7327 | -48 | 48 | 0 | 0.034808 | 0 | 138 | 0 | 138 | 0 | 0.23193
-995 | 995 | 0 | 0.80567 | 0 | 507 | 0 | 507 | 0 | 0.68792 | 412 | 0 | 412 | 0 | 0.25448 | 89 | 0 | 89 | 0 | 0.14958
-995 | 995 | 0 | 0.80567 | 0 | 502 | 0 | 502 | 0 | 0.68114 | 516 | 0 | 516 | 0 | 0.31872 | 60 | 0 | 60 | 0 | 0.10084
-994 | 994 | 0 | 0.80486 | 0 | 632 | 0 | 632 | 0 | 0.85753 | 398 | 0 | 398 | 0 | 0.24583 | 2 | 0 | 2 | 0 | 0.0033613
-995 | 995 | 0 | 0.80567 | 0 | 493 | 0 | 493 | 0 | 0.66893 | 49 | 0 | 49 | 0 | 0.030266 | 2 | 0 | 2 | 0 | 0.0033613
-995 | 995 | 0 | 0.80567 | 0 | 86 | 0 | 86 | 0 | 0.11669 | -415 | 415 | 0 | 0.30094 | 0 | 3 | 0 | 3 | 0 | 0.005042
-995 | 995 | 0 | 0.80567 | 0 | 106 | 0 | 106 | 0 | 0.14383 | -662 | 662 | 0 | 0.48006 | 0 | -233 | 233 | 0 | 0.38072 | 0
-995 | 995 | 0 | 0.80567 | 0 | -176 | 176 | 0 | 0.23158 | 0 | -970 | 970 | 0 | 0.70341 | 0 | -11 | 11 | 0 | 0.017974 | 0
-988 | 988 | 0 | 0.8 | 0 | -511 | 511 | 0 | 0.67237 | 0 | -1019 | 1019 | 0 | 0.73894 | 0 | 3 | 0 | 3 | 0 | 0.005042
-991 | 991 | 0 | 0.80243 | 0 | -540 | 540 | 0 | 0.71053 | 0 | -1004 | 1004 | 0 | 0.72806 | 0 | -232 | 232 | 0 | 0.37908 | 0
-989 | 989 | 0 | 0.80081 | 0 | -636 | 636 | 0 | 0.83684 | 0 | -1008 | 1008 | 0 | 0.73096 | 0 | -247 | 247 | 0 | 0.40359 | 0
-996 | 996 | 0 | 0.80648 | 0 | -355 | 355 | 0 | 0.46711 | 0 | -912 | 912 | 0 | 0.66135 | 0 | -12 | 12 | 0 | 0.019608 | 0
-996 | 996 | 0 | 0.80648 | 0 | -389 | 389 | 0 | 0.51184 | 0 | -72 | 72 | 0 | 0.052212 | 0 | 2 | 0 | 2 | 0 | 0.0033613
-996 | 996 | 0 | 0.80648 | 0 | -257 | 257 | 0 | 0.33816 | 0 | 133 | 0 | 133 | 0 | 0.082149 | 2 | 0 | 2 | 0 | 0.0033613
-994 | 994 | 0 | 0.80486 | 0 | -242 | 242 | 0 | 0.31842 | 0 | 35 | 0 | 35 | 0 | 0.021618 | 2 | 0 | 2 | 0 | 0.0033613
-993 | 993 | 0 | 0.80405 | 0 | -175 | 175 | 0 | 0.23026 | 0 | -184 | 184 | 0 | 0.13343 | 0 | 2 | 0 | 2 | 0 | 0.0033613
-994 | 994 | 0 | 0.80486 | 0 | -147 | 147 | 0 | 0.19342 | 0 | -6 | 6 | 0 | 0.004351 | 0 | 2 | 0 | 2 | 0 | 0.0033613
-992 | 992 | 0 | 0.80324 | 0 | -171 | 171 | 0 | 0.225 | 0 | 142 | 0 | 142 | 0 | 0.087708 | 2 | 0 | 2 | 0 | 0.0033613
-995 | 995 | 0 | 0.80567 | 0 | -315 | 315 | 0 | 0.41447 | 0 | -377 | 377 | 0 | 0.27339 | 0 | 2 | 0 | 2 | 0 | 0.0033613
-993 | 993 | 0 | 0.80405 | 0 | -259 | 259 | 0 | 0.34079 | 0 | -538 | 538 | 0 | 0.39014 | 0 | 2 | 0 | 2 | 0 | 0.0033613
-993 | 993 | 0 | 0.80405 | 0 | -153 | 153 | 0 | 0.20132 | 0 | -228 | 228 | 0 | 0.16534 | 0 | 2 | 0 | 2 | 0 | 0.0033613
-993 | 993 | 0 | 0.80405 | 0 | 188 | 0 | 188 | 0 | 0.25509 | 27 | 0 | 27 | 0 | 0.016677 | 2 | 0 | 2 | 0 | 0.0033613
-991 | 991 | 0 | 0.80243 | 0 | 393 | 0 | 393 | 0 | 0.53324 | -179 | 179 | 0 | 0.1298 | 0 | 2 | 0 | 2 | 0 | 0.0033613
-995 | 995 | 0 | 0.80567 | 0 | 440 | 0 | 440 | 0 | 0.59701 | -35 | 35 | 0 | 0.025381 | 0 | 215 | 0 | 215 | 0 | 0.36134
-995 | 995 | 0 | 0.80567 | 0 | 543 | 0 | 543 | 0 | 0.73677 | 16 | 0 | 16 | 0 | 0.0098826 | 228 | 0 | 228 | 0 | 0.38319
-995 | 995 | 0 | 0.80567 | 0 | 534 | 0 | 534 | 0 | 0.72456 | 285 | 0 | 285 | 0 | 0.17603 | 228 | 0 | 228 | 0 | 0.38319
-995 | 995 | 0 | 0.80567 | 0 | 524 | 0 | 524 | 0 | 0.71099 | 253 | 0 | 253 | 0 | 0.15627 | 228 | 0 | 228 | 0 | 0.38319
-995 | 995 | 0 | 0.80567 | 0 | 554 | 0 | 554 | 0 | 0.7517 | 325 | 0 | 325 | 0 | 0.20074 | 228 | 0 | 228 | 0 | 0.38319
-994 | 994 | 0 | 0.80486 | 0 | 630 | 0 | 630 | 0 | 0.85482 | 232 | 0 | 232 | 0 | 0.1433 | 228 | 0 | 228 | 0 | 0.38319
-996 | 996 | 0 | 0.80648 | 0 | 643 | 0 | 643 | 0 | 0.87246 | 96 | 0 | 96 | 0 | 0.059296 | 15 | 0 | 15 | 0 | 0.02521
-995 | 995 | 0 | 0.80567 | 0 | 276 | 0 | 276 | 0 | 0.37449 | 123 | 0 | 123 | 0 | 0.075973 | 3 | 0 | 3 | 0 | 0.005042
-995 | 995 | 0 | 0.80567 | 0 | -53 | 53 | 0 | 0.069737 | 0 | -38 | 38 | 0 | 0.027556 | 0 | 2 | 0 | 2 | 0 | 0.0033613
-995 | 995 | 0 | 0.80567 | 0 | -128 | 128 | 0 | 0.16842 | 0 | -134 | 134 | 0 | 0.097172 | 0 | 2 | 0 | 2 | 0 | 0.0033613
-995 | 995 | 0 | 0.80567 | 0 | -142 | 142 | 0 | 0.18684 | 0 | -575 | 575 | 0 | 0.41697 | 0 | 2 | 0 | 2 | 0 | 0.0033613
-992 | 992 | 0 | 0.80324 | 0 | -195 | 195 | 0 | 0.25658 | 0 | -516 | 516 | 0 | 0.37418 | 0 | 2 | 0 | 2 | 0 | 0.0033613
-989 | 989 | 0 | 0.80081 | 0 | 245 | 0 | 245 | 0 | 0.33243 | -9 | 9 | 0 | 0.0065265 | 0 | 2 | 0 | 2 | 0 | 0.0033613
-983 | 983 | 0 | 0.79595 | 0 | 556 | 0 | 556 | 0 | 0.75441 | 434 | 0 | 434 | 0 | 0.26807 | 216 | 0 | 216 | 0 | 0.36303
-986 | 986 | 0 | 0.79838 | 0 | 485 | 0 | 485 | 0 | 0.65807 | 505 | 0 | 505 | 0 | 0.31192 | 228 | 0 | 228 | 0 | 0.38319
-989 | 989 | 0 | 0.80081 | 0 | 568 | 0 | 568 | 0 | 0.77069 | 550 | 0 | 550 | 0 | 0.33972 | 14 | 0 | 14 | 0 | 0.023529
-984 | 984 | 0 | 0.79676 | 0 | 510 | 0 | 510 | 0 | 0.69199 | 551 | 0 | 551 | 0 | 0.34033 | 117 | 0 | 117 | 0 | 0.19664
-723 | 723 | 0 | 0.58543 | 0 | 476 | 0 | 476 | 0 | 0.64586 | 535 | 0 | 535 | 0 | 0.33045 | 226 | 0 | 226 | 0 | 0.37983
-944 | 944 | 0 | 0.76437 | 0 | 606 | 0 | 606 | 0 | 0.82225 | 548 | 0 | 548 | 0 | 0.33848 | 228 | 0 | 228 | 0 | 0.38319
-991 | 991 | 0 | 0.80243 | 0 | 544 | 0 | 544 | 0 | 0.73813 | 450 | 0 | 450 | 0 | 0.27795 | 228 | 0 | 228 | 0 | 0.38319
-995 | 995 | 0 | 0.80567 | 0 | 539 | 0 | 539 | 0 | 0.73134 | 284 | 0 | 284 | 0 | 0.17542 | 228 | 0 | 228 | 0 | 0.38319
-995 | 995 | 0 | 0.80567 | 0 | 530 | 0 | 530 | 0 | 0.71913 | 200 | 0 | 200 | 0 | 0.12353 | 228 | 0 | 228 | 0 | 0.38319
-995 | 995 | 0 | 0.80567 | 0 | 508 | 0 | 508 | 0 | 0.68928 | 175 | 0 | 175 | 0 | 0.10809 | 228 | 0 | 228 | 0 | 0.38319
-990 | 990 | 0 | 0.80162 | 0 | 529 | 0 | 529 | 0 | 0.71777 | 170 | 0 | 170 | 0 | 0.105 | 228 | 0 | 228 | 0 | 0.38319
-994 | 994 | 0 | 0.80486 | 0 | 520 | 0 | 520 | 0 | 0.70556 | 185 | 0 | 185 | 0 | 0.11427 | 228 | 0 | 228 | 0 | 0.38319
-995 | 995 | 0 | 0.80567 | 0 | 512 | 0 | 512 | 0 | 0.69471 | 196 | 0 | 196 | 0 | 0.12106 | 228 | 0 | 228 | 0 | 0.38319
-995 | 995 | 0 | 0.80567 | 0 | 588 | 0 | 588 | 0 | 0.79783 | 198 | 0 | 198 | 0 | 0.1223 | 228 | 0 | 228 | 0 | 0.38319
-994 | 994 | 0 | 0.80486 | 0 | 711 | 0 | 711 | 0 | 0.96472 | 153 | 0 | 153 | 0 | 0.094503 | 228 | 0 | 228 | 0 | 0.38319
-938 | 938 | 0 | 0.75951 | 0 | 707 | 0 | 707 | 0 | 0.95929 | 86 | 0 | 86 | 0 | 0.053119 | 228 | 0 | 228 | 0 | 0.38319
-994 | 994 | 0 | 0.80486 | 0 | 472 | 0 | 472 | 0 | 0.64043 | 7 | 0 | 7 | 0 | 0.0043237 | 228 | 0 | 228 | 0 | 0.38319
-995 | 995 | 0 | 0.80567 | 0 | 498 | 0 | 498 | 0 | 0.67571 | -99 | 99 | 0 | 0.071791 | 0 | 228 | 0 | 228 | 0 | 0.38319
-995 | 995 | 0 | 0.80567 | 0 | 156 | 0 | 156 | 0 | 0.21167 | -11 | 11 | 0 | 0.0079768 | 0 | 15 | 0 | 15 | 0 | 0.02521
-994 | 994 | 0 | 0.80486 | 0 | 3 | 0 | 3 | 0 | 0.0040706 | -205 | 205 | 0 | 0.14866 | 0 | 2 | 0 | 2 | 0 | 0.0033613
-994 | 994 | 0 | 0.80486 | 0 | -138 | 138 | 0 | 0.18158 | 0 | -575 | 575 | 0 | 0.41697 | 0 | 2 | 0 | 2 | 0 | 0.0033613
-991 | 991 | 0 | 0.80243 | 0 | -618 | 618 | 0 | 0.81316 | 0 | -825 | 825 | 0 | 0.59826 | 0 | 2 | 0 | 2 | 0 | 0.0033613
-994 | 994 | 0 | 0.80486 | 0 | -36 | 36 | 0 | 0.047368 | 0 | -659 | 659 | 0 | 0.47788 | 0 | 2 | 0 | 2 | 0 | 0.0033613
-992 | 992 | 0 | 0.80324 | 0 | 0 | 0 | 0 | 0 | 0 | -886 | 886 | 0 | 0.64249 | 0 | 2 | 0 | 2 | 0 | 0.0033613
-992 | 992 | 0 | 0.80324 | 0 | 0 | 0 | 0 | 0 | 0 | -496 | 496 | 0 | 0.35968 | 0 | 2 | 0 | 2 | 0 | 0.0033613
-993 | 993 | 0 | 0.80405 | 0 | 7 | 0 | 7 | 0 | 0.009498 | -156 | 156 | 0 | 0.11313 | 0 | 2 | 0 | 2 | 0 | 0.0033613
-995 | 995 | 0 | 0.80567 | 0 | 112 | 0 | 112 | 0 | 0.15197 | 41 | 0 | 41 | 0 | 0.025324 | 2 | 0 | 2 | 0 | 0.0033613
-995 | 995 | 0 | 0.80567 | 0 | 114 | 0 | 114 | 0 | 0.15468 | -43 | 43 | 0 | 0.031182 | 0 | 2 | 0 | 2 | 0 | 0.0033613
-995 | 995 | 0 | 0.80567 | 0 | 26 | 0 | 26 | 0 | 0.035278 | -131 | 131 | 0 | 0.094996 | 0 | 2 | 0 | 2 | 0 | 0.0033613
-991 | 991 | 0 | 0.80243 | 0 | -292 | 292 | 0 | 0.38421 | 0 | -867 | 867 | 0 | 0.62872 | 0 | -393 | 393 | 0 | 0.64216 | 0
-994 | 994 | 0 | 0.80486 | 0 | 1 | 0 | 1 | 0 | 0.0013569 | -476 | 476 | 0 | 0.34518 | 0 | -48 | 48 | 0 | 0.078431 | 0
-994 | 994 | 0 | 0.80486 | 0 | 136 | 0 | 136 | 0 | 0.18453 | -8 | 8 | 0 | 0.0058013 | 0 | 2 | 0 | 2 | 0 | 0.0033613
-995 | 995 | 0 | 0.80567 | 0 | 188 | 0 | 188 | 0 | 0.25509 | -30 | 30 | 0 | 0.021755 | 0 | 215 | 0 | 215 | 0 | 0.36134
-995 | 995 | 0 | 0.80567 | 0 | 199 | 0 | 199 | 0 | 0.27001 | 6 | 0 | 6 | 0 | 0.003706 | 228 | 0 | 228 | 0 | 0.38319
-996 | 996 | 0 | 0.80648 | 0 | 270 | 0 | 270 | 0 | 0.36635 | -34 | 34 | 0 | 0.024656 | 0 | 228 | 0 | 228 | 0 | 0.38319
-994 | 994 | 0 | 0.80486 | 0 | 85 | 0 | 85 | 0 | 0.11533 | -104 | 104 | 0 | 0.075417 | 0 | 228 | 0 | 228 | 0 | 0.38319
-990 | 990 | 0 | 0.80162 | 0 | 213 | 0 | 213 | 0 | 0.28901 | -276 | 276 | 0 | 0.20015 | 0 | 228 | 0 | 228 | 0 | 0.38319
-994 | 994 | 0 | 0.80486 | 0 | 284 | 0 | 284 | 0 | 0.38535 | -519 | 519 | 0 | 0.37636 | 0 | 228 | 0 | 228 | 0 | 0.38319
-993 | 993 | 0 | 0.80405 | 0 | 284 | 0 | 284 | 0 | 0.38535 | -507 | 507 | 0 | 0.36766 | 0 | 228 | 0 | 228 | 0 | 0.38319
-995 | 995 | 0 | 0.80567 | 0 | 284 | 0 | 284 | 0 | 0.38535 | -545 | 545 | 0 | 0.39521 | 0 | 178 | 0 | 178 | 0 | 0.29916
-995 | 995 | 0 | 0.80567 | 0 | 256 | 0 | 256 | 0 | 0.34735 | -454 | 454 | 0 | 0.32922 | 0 | 9 | 0 | 9 | 0 | 0.015126
-995 | 995 | 0 | 0.80567 | 0 | -174 | 174 | 0 | 0.22895 | 0 | -639 | 639 | 0 | 0.46338 | 0 | 2 | 0 | 2 | 0 | 0.0033613
-994 | 994 | 0 | 0.80486 | 0 | -192 | 192 | 0 | 0.25263 | 0 | -681 | 681 | 0 | 0.49384 | 0 | -223 | 223 | 0 | 0.36438 | 0
-991 | 991 | 0 | 0.80243 | 0 | -298 | 298 | 0 | 0.39211 | 0 | -826 | 826 | 0 | 0.59898 | 0 | -435 | 435 | 0 | 0.71078 | 0
-992 | 992 | 0 | 0.80324 | 0 | -291 | 291 | 0 | 0.38289 | 0 | -957 | 957 | 0 | 0.69398 | 0 | -259 | 259 | 0 | 0.4232 | 0
-994 | 994 | 0 | 0.80486 | 0 | -291 | 291 | 0 | 0.38289 | 0 | -869 | 869 | 0 | 0.63017 | 0 | -437 | 437 | 0 | 0.71405 | 0
-994 | 994 | 0 | 0.80486 | 0 | -289 | 289 | 0 | 0.38026 | 0 | -911 | 911 | 0 | 0.66062 | 0 | -373 | 373 | 0 | 0.60948 | 0
-995 | 995 | 0 | 0.80567 | 0 | -266 | 266 | 0 | 0.35 | 0 | -978 | 978 | 0 | 0.70921 | 0 | -412 | 412 | 0 | 0.6732 | 0
-994 | 994 | 0 | 0.80486 | 0 | -299 | 299 | 0 | 0.39342 | 0 | -879 | 879 | 0 | 0.63742 | 0 | -429 | 429 | 0 | 0.70098 | 0
-996 | 996 | 0 | 0.80648 | 0 | -283 | 283 | 0 | 0.37237 | 0 | -707 | 707 | 0 | 0.51269 | 0 | -223 | 223 | 0 | 0.36438 | 0
-996 | 996 | 0 | 0.80648 | 0 | -279 | 279 | 0 | 0.36711 | 0 | -742 | 742 | 0 | 0.53807 | 0 | -433 | 433 | 0 | 0.70752 | 0
-995 | 995 | 0 | 0.80567 | 0 | -240 | 240 | 0 | 0.31579 | 0 | -847 | 847 | 0 | 0.61421 | 0 | -446 | 446 | 0 | 0.72876 | 0
-995 | 995 | 0 | 0.80567 | 0 | -190 | 190 | 0 | 0.25 | 0 | -731 | 731 | 0 | 0.53009 | 0 | -48 | 48 | 0 | 0.078431 | 0
-992 | 992 | 0 | 0.80324 | 0 | -261 | 261 | 0 | 0.34342 | 0 | -771 | 771 | 0 | 0.5591 | 0 | -394 | 394 | 0 | 0.64379 | 0
-996 | 996 | 0 | 0.80648 | 0 | -83 | 83 | 0 | 0.10921 | 0 | -647 | 647 | 0 | 0.46918 | 0 | -49 | 49 | 0 | 0.080065 | 0
-995 | 995 | 0 | 0.80567 | 0 | 105 | 0 | 105 | 0 | 0.14247 | -141 | 141 | 0 | 0.10225 | 0 | 3 | 0 | 3 | 0 | 0.005042
-995 | 995 | 0 | 0.80567 | 0 | 107 | 0 | 107 | 0 | 0.14518 | -250 | 250 | 0 | 0.18129 | 0 | 190 | 0 | 190 | 0 | 0.31933
-995 | 995 | 0 | 0.80567 | 0 | 156 | 0 | 156 | 0 | 0.21167 | -170 | 170 | 0 | 0.12328 | 0 | 199 | 0 | 199 | 0 | 0.33445
-996 | 996 | 0 | 0.80648 | 0 | 175 | 0 | 175 | 0 | 0.23745 | -201 | 201 | 0 | 0.14576 | 0 | 198 | 0 | 198 | 0 | 0.33277
-996 | 996 | 0 | 0.80648 | 0 | 239 | 0 | 239 | 0 | 0.32429 | -60 | 60 | 0 | 0.04351 | 0 | 183 | 0 | 183 | 0 | 0.30756
-996 | 996 | 0 | 0.80648 | 0 | 289 | 0 | 289 | 0 | 0.39213 | -163 | 163 | 0 | 0.1182 | 0 | 169 | 0 | 169 | 0 | 0.28403
-995 | 995 | 0 | 0.80567 | 0 | 237 | 0 | 237 | 0 | 0.32157 | 46 | 0 | 46 | 0 | 0.028413 | 8 | 0 | 8 | 0 | 0.013445
-995 | 995 | 0 | 0.80567 | 0 | 165 | 0 | 165 | 0 | 0.22388 | 57 | 0 | 57 | 0 | 0.035207 | 2 | 0 | 2 | 0 | 0.0033613
-995 | 995 | 0 | 0.80567 | 0 | 278 | 0 | 278 | 0 | 0.3772 | -183 | 183 | 0 | 0.1327 | 0 | 2 | 0 | 2 | 0 | 0.0033613
-995 | 995 | 0 | 0.80567 | 0 | -11 | 11 | 0 | 0.014474 | 0 | -430 | 430 | 0 | 0.31182 | 0 | 2 | 0 | 2 | 0 | 0.0033613
-994 | 994 | 0 | 0.80486 | 0 | -271 | 271 | 0 | 0.35658 | 0 | -729 | 729 | 0 | 0.52864 | 0 | 2 | 0 | 2 | 0 | 0.0033613
-990 | 990 | 0 | 0.80162 | 0 | -313 | 313 | 0 | 0.41184 | 0 | -339 | 339 | 0 | 0.24583 | 0 | -205 | 205 | 0 | 0.33497 | 0
-994 | 994 | 0 | 0.80486 | 0 | -302 | 302 | 0 | 0.39737 | 0 | -459 | 459 | 0 | 0.33285 | 0 | -433 | 433 | 0 | 0.70752 | 0
-995 | 995 | 0 | 0.80567 | 0 | -302 | 302 | 0 | 0.39737 | 0 | -578 | 578 | 0 | 0.41914 | 0 | -446 | 446 | 0 | 0.72876 | 0
-994 | 994 | 0 | 0.80486 | 0 | -302 | 302 | 0 | 0.39737 | 0 | -976 | 976 | 0 | 0.70776 | 0 | -445 | 445 | 0 | 0.72712 | 0
-993 | 993 | 0 | 0.80405 | 0 | -302 | 302 | 0 | 0.39737 | 0 | -818 | 818 | 0 | 0.59318 | 0 | -445 | 445 | 0 | 0.72712 | 0
-992 | 992 | 0 | 0.80324 | 0 | -286 | 286 | 0 | 0.37632 | 0 | -881 | 881 | 0 | 0.63887 | 0 | -445 | 445 | 0 | 0.72712 | 0
-993 | 993 | 0 | 0.80405 | 0 | -220 | 220 | 0 | 0.28947 | 0 | -950 | 950 | 0 | 0.68891 | 0 | -381 | 381 | 0 | 0.62255 | 0
-990 | 990 | 0 | 0.80162 | 0 | -292 | 292 | 0 | 0.38421 | 0 | -933 | 933 | 0 | 0.67658 | 0 | -445 | 445 | 0 | 0.72712 | 0
-991 | 991 | 0 | 0.80243 | 0 | -291 | 291 | 0 | 0.38289 | 0 | -952 | 952 | 0 | 0.69036 | 0 | -445 | 445 | 0 | 0.72712 | 0
-990 | 990 | 0 | 0.80162 | 0 | -289 | 289 | 0 | 0.38026 | 0 | -955 | 955 | 0 | 0.69253 | 0 | -445 | 445 | 0 | 0.72712 | 0
-991 | 991 | 0 | 0.80243 | 0 | -267 | 267 | 0 | 0.35132 | 0 | -811 | 811 | 0 | 0.58811 | 0 | -50 | 50 | 0 | 0.081699 | 0
-989 | 989 | 0 | 0.80081 | 0 | -275 | 275 | 0 | 0.36184 | 0 | -759 | 759 | 0 | 0.5504 | 0 | -393 | 393 | 0 | 0.64216 | 0
-991 | 991 | 0 | 0.80243 | 0 | -182 | 182 | 0 | 0.23947 | 0 | -590 | 590 | 0 | 0.42785 | 0 | -50 | 50 | 0 | 0.081699 | 0
-995 | 995 | 0 | 0.80567 | 0 | -15 | 15 | 0 | 0.019737 | 0 | -128 | 128 | 0 | 0.092821 | 0 | 2 | 0 | 2 | 0 | 0.0033613
-995 | 995 | 0 | 0.80567 | 0 | -147 | 147 | 0 | 0.19342 | 0 | 10 | 0 | 10 | 0 | 0.0061767 | 2 | 0 | 2 | 0 | 0.0033613
-994 | 994 | 0 | 0.80486 | 0 | 149 | 0 | 149 | 0 | 0.20217 | 28 | 0 | 28 | 0 | 0.017295 | 2 | 0 | 2 | 0 | 0.0033613
-994 | 994 | 0 | 0.80486 | 0 | 136 | 0 | 136 | 0 | 0.18453 | 48 | 0 | 48 | 0 | 0.029648 | 2 | 0 | 2 | 0 | 0.0033613
-994 | 994 | 0 | 0.80486 | 0 | 220 | 0 | 220 | 0 | 0.29851 | 21 | 0 | 21 | 0 | 0.012971 | -89 | 89 | 0 | 0.14542 | 0
-994 | 994 | 0 | 0.80486 | 0 | 36 | 0 | 36 | 0 | 0.048847 | 12 | 0 | 12 | 0 | 0.007412 | -156 | 156 | 0 | 0.2549 | 0
-994 | 994 | 0 | 0.80486 | 0 | 4 | 0 | 4 | 0 | 0.0054274 | 23 | 0 | 23 | 0 | 0.014206 | -277 | 277 | 0 | 0.45261 | 0
-990 | 990 | 0 | 0.80162 | 0 | -279 | 279 | 0 | 0.36711 | 0 | -34 | 34 | 0 | 0.024656 | 0 | -17 | 17 | 0 | 0.027778 | 0
-995 | 995 | 0 | 0.80567 | 0 | -14 | 14 | 0 | 0.018421 | 0 | -101 | 101 | 0 | 0.073241 | 0 | 2 | 0 | 2 | 0 | 0.0033613
-995 | 995 | 0 | 0.80567 | 0 | -181 | 181 | 0 | 0.23816 | 0 | -771 | 771 | 0 | 0.5591 | 0 | 2 | 0 | 2 | 0 | 0.0033613
-992 | 992 | 0 | 0.80324 | 0 | -305 | 305 | 0 | 0.40132 | 0 | -971 | 971 | 0 | 0.70413 | 0 | 2 | 0 | 2 | 0 | 0.0033613
-995 | 995 | 0 | 0.80567 | 0 | -275 | 275 | 0 | 0.36184 | 0 | -761 | 761 | 0 | 0.55185 | 0 | -394 | 394 | 0 | 0.64379 | 0
-993 | 993 | 0 | 0.80405 | 0 | -239 | 239 | 0 | 0.31447 | 0 | -667 | 667 | 0 | 0.48368 | 0 | -392 | 392 | 0 | 0.64052 | 0
-995 | 995 | 0 | 0.80567 | 0 | -118 | 118 | 0 | 0.15526 | 0 | -954 | 954 | 0 | 0.69181 | 0 | -37 | 37 | 0 | 0.060458 | 0
-992 | 992 | 0 | 0.80324 | 0 | -129 | 129 | 0 | 0.16974 | 0 | -920 | 920 | 0 | 0.66715 | 0 | -394 | 394 | 0 | 0.64379 | 0
-994 | 994 | 0 | 0.80486 | 0 | 22 | 0 | 22 | 0 | 0.029851 | -838 | 838 | 0 | 0.60769 | 0 | -445 | 445 | 0 | 0.72712 | 0
-986 | 986 | 0 | 0.79838 | 0 | 259 | 0 | 259 | 0 | 0.35142 | -591 | 591 | 0 | 0.42857 | 0 | -391 | 391 | 0 | 0.63889 | 0
-931 | 931 | 0 | 0.75385 | 0 | 292 | 0 | 292 | 0 | 0.3962 | -315 | 315 | 0 | 0.22843 | 0 | -37 | 37 | 0 | 0.060458 | 0
-663 | 663 | 0 | 0.53684 | 0 | 293 | 0 | 293 | 0 | 0.39756 | -441 | 441 | 0 | 0.3198 | 0 | 2 | 0 | 2 | 0 | 0.0033613
-509 | 509 | 0 | 0.41215 | 0 | 294 | 0 | 294 | 0 | 0.39891 | -39 | 39 | 0 | 0.028281 | 0 | 2 | 0 | 2 | 0 | 0.0033613
-192 | 192 | 0 | 0.15547 | 0 | 294 | 0 | 294 | 0 | 0.39891 | 486 | 0 | 486 | 0 | 0.30019 | 58 | 0 | 58 | 0 | 0.097479
-242 | 242 | 0 | 0.19595 | 0 | 293 | 0 | 293 | 0 | 0.39756 | 636 | 0 | 636 | 0 | 0.39284 | 2 | 0 | 2 | 0 | 0.0033613
-434 | 434 | 0 | 0.35142 | 0 | 293 | 0 | 293 | 0 | 0.39756 | 329 | 0 | 329 | 0 | 0.20321 | 58 | 0 | 58 | 0 | 0.097479
-714 | 714 | 0 | 0.57814 | 0 | 293 | 0 | 293 | 0 | 0.39756 | -39 | 39 | 0 | 0.028281 | 0 | 137 | 0 | 137 | 0 | 0.23025
-734 | 734 | 0 | 0.59433 | 0 | 293 | 0 | 293 | 0 | 0.39756 | 32 | 0 | 32 | 0 | 0.019765 | 5 | 0 | 5 | 0 | 0.0084034
-437 | 437 | 0 | 0.35385 | 0 | 293 | 0 | 293 | 0 | 0.39756 | -152 | 152 | 0 | 0.11022 | 0 | 104 | 0 | 104 | 0 | 0.17479
-367 | 367 | 0 | 0.29717 | 0 | 293 | 0 | 293 | 0 | 0.39756 | 193 | 0 | 193 | 0 | 0.11921 | 86 | 0 | 86 | 0 | 0.14454
-151 | 151 | 0 | 0.12227 | 0 | 299 | 0 | 299 | 0 | 0.4057 | 290 | 0 | 290 | 0 | 0.17912 | 86 | 0 | 86 | 0 | 0.14454
56 | 0 | 56 | 0 | 0.034934 | 290 | 0 | 290 | 0 | 0.39349 | 232 | 0 | 232 | 0 | 0.1433 | 66 | 0 | 66 | 0 | 0.11092
605 | 0 | 605 | 0 | 0.37742 | 291 | 0 | 291 | 0 | 0.39484 | 232 | 0 | 232 | 0 | 0.1433 | 66 | 0 | 66 | 0 | 0.11092
942 | 0 | 942 | 0 | 0.58765 | 280 | 0 | 280 | 0 | 0.37992 | 326 | 0 | 326 | 0 | 0.20136 | 66 | 0 | 66 | 0 | 0.11092
926 | 0 | 926 | 0 | 0.57767 | 307 | 0 | 307 | 0 | 0.41655 | 438 | 0 | 438 | 0 | 0.27054 | 66 | 0 | 66 | 0 | 0.11092
394 | 0 | 394 | 0 | 0.24579 | 292 | 0 | 292 | 0 | 0.3962 | 548 | 0 | 548 | 0 | 0.33848 | 66 | 0 | 66 | 0 | 0.11092
-219 | 219 | 0 | 0.17733 | 0 | 317 | 0 | 317 | 0 | 0.43012 | 410 | 0 | 410 | 0 | 0.25324 | 66 | 0 | 66 | 0 | 0.11092
-802 | 802 | 0 | 0.64939 | 0 | 688 | 0 | 688 | 0 | 0.93351 | -202 | 202 | 0 | 0.14648 | 0 | -52 | 52 | 0 | 0.084967 | 0
-982 | 982 | 0 | 0.79514 | 0 | 711 | 0 | 711 | 0 | 0.96472 | -759 | 759 | 0 | 0.5504 | 0 | -407 | 407 | 0 | 0.66503 | 0
-989 | 989 | 0 | 0.80081 | 0 | 700 | 0 | 700 | 0 | 0.9498 | -887 | 887 | 0 | 0.64322 | 0 | -445 | 445 | 0 | 0.72712 | 0
-957 | 957 | 0 | 0.7749 | 0 | 710 | 0 | 710 | 0 | 0.96336 | -968 | 968 | 0 | 0.70196 | 0 | -445 | 445 | 0 | 0.72712 | 0
-979 | 979 | 0 | 0.79271 | 0 | 711 | 0 | 711 | 0 | 0.96472 | -832 | 832 | 0 | 0.60334 | 0 | -445 | 445 | 0 | 0.72712 | 0
-949 | 949 | 0 | 0.76842 | 0 | 711 | 0 | 711 | 0 | 0.96472 | -637 | 637 | 0 | 0.46193 | 0 | -445 | 445 | 0 | 0.72712 | 0
-915 | 915 | 0 | 0.74089 | 0 | 710 | 0 | 710 | 0 | 0.96336 | -393 | 393 | 0 | 0.28499 | 0 | -51 | 51 | 0 | 0.083333 | 0
-348 | 348 | 0 | 0.28178 | 0 | 705 | 0 | 705 | 0 | 0.95658 | -196 | 196 | 0 | 0.14213 | 0 | 2 | 0 | 2 | 0 | 0.0033613
259 | 0 | 259 | 0 | 0.16157 | 579 | 0 | 579 | 0 | 0.78562 | 64 | 0 | 64 | 0 | 0.039531 | 1 | 0 | 1 | 0 | 0.0016807
772 | 0 | 772 | 0 | 0.4816 | 332 | 0 | 332 | 0 | 0.45047 | 259 | 0 | 259 | 0 | 0.15998 | 1 | 0 | 1 | 0 | 0.0016807
235 | 0 | 235 | 0 | 0.1466 | 317 | 0 | 317 | 0 | 0.43012 | 83 | 0 | 83 | 0 | 0.051266 | 83 | 0 | 83 | 0 | 0.1395
-377 | 377 | 0 | 0.30526 | 0 | 264 | 0 | 264 | 0 | 0.35821 | -967 | 967 | 0 | 0.70123 | 0 | -369 | 369 | 0 | 0.60294 | 0
-956 | 956 | 0 | 0.77409 | 0 | 321 | 0 | 321 | 0 | 0.43555 | -1129 | 1129 | 0 | 0.81871 | 0 | -446 | 446 | 0 | 0.72876 | 0
-996 | 996 | 0 | 0.80648 | 0 | -242 | 242 | 0 | 0.31842 | 0 | -1005 | 1005 | 0 | 0.72879 | 0 | -445 | 445 | 0 | 0.72712 | 0
-996 | 996 | 0 | 0.80648 | 0 | -339 | 339 | 0 | 0.44605 | 0 | -1120 | 1120 | 0 | 0.81218 | 0 | -445 | 445 | 0 | 0.72712 | 0
-995 | 995 | 0 | 0.80567 | 0 | -387 | 387 | 0 | 0.50921 | 0 | -1240 | 1240 | 0 | 0.8992 | 0 | -445 | 445 | 0 | 0.72712 | 0
-993 | 993 | 0 | 0.80405 | 0 | -472 | 472 | 0 | 0.62105 | 0 | -1195 | 1195 | 0 | 0.86657 | 0 | -445 | 445 | 0 | 0.72712 | 0
-993 | 993 | 0 | 0.80405 | 0 | -414 | 414 | 0 | 0.54474 | 0 | -1107 | 1107 | 0 | 0.80276 | 0 | -445 | 445 | 0 | 0.72712 | 0
-994 | 994 | 0 | 0.80486 | 0 | -267 | 267 | 0 | 0.35132 | 0 | -1083 | 1083 | 0 | 0.78535 | 0 | -445 | 445 | 0 | 0.72712 | 0
-996 | 996 | 0 | 0.80648 | 0 | -105 | 105 | 0 | 0.13816 | 0 | -944 | 944 | 0 | 0.68455 | 0 | -445 | 445 | 0 | 0.72712 | 0
-994 | 994 | 0 | 0.80486 | 0 | 227 | 0 | 227 | 0 | 0.30801 | -861 | 861 | 0 | 0.62437 | 0 | -48 | 48 | 0 | 0.078431 | 0
-993 | 993 | 0 | 0.80405 | 0 | 412 | 0 | 412 | 0 | 0.55902 | -593 | 593 | 0 | 0.43002 | 0 | 2 | 0 | 2 | 0 | 0.0033613
-991 | 991 | 0 | 0.80243 | 0 | 431 | 0 | 431 | 0 | 0.5848 | -728 | 728 | 0 | 0.52792 | 0 | 2 | 0 | 2 | 0 | 0.0033613
-994 | 994 | 0 | 0.80486 | 0 | 345 | 0 | 345 | 0 | 0.46811 | -809 | 809 | 0 | 0.58666 | 0 | -387 | 387 | 0 | 0.63235 | 0
-992 | 992 | 0 | 0.80324 | 0 | 404 | 0 | 404 | 0 | 0.54817 | -825 | 825 | 0 | 0.59826 | 0 | -436 | 436 | 0 | 0.71242 | 0
-992 | 992 | 0 | 0.80324 | 0 | 420 | 0 | 420 | 0 | 0.56988 | -715 | 715 | 0 | 0.51849 | 0 | -436 | 436 | 0 | 0.71242 | 0
-994 | 994 | 0 | 0.80486 | 0 | 354 | 0 | 354 | 0 | 0.48033 | -651 | 651 | 0 | 0.47208 | 0 | -436 | 436 | 0 | 0.71242 | 0
-994 | 994 | 0 | 0.80486 | 0 | 226 | 0 | 226 | 0 | 0.30665 | -568 | 568 | 0 | 0.41189 | 0 | -436 | 436 | 0 | 0.71242 | 0
-991 | 991 | 0 | 0.80243 | 0 | 160 | 0 | 160 | 0 | 0.2171 | -474 | 474 | 0 | 0.34373 | 0 | -436 | 436 | 0 | 0.71242 | 0
-993 | 993 | 0 | 0.80405 | 0 | 230 | 0 | 230 | 0 | 0.31208 | -218 | 218 | 0 | 0.15809 | 0 | -436 | 436 | 0 | 0.71242 | 0
-992 | 992 | 0 | 0.80324 | 0 | 326 | 0 | 326 | 0 | 0.44233 | -295 | 295 | 0 | 0.21392 | 0 | -604 | 604 | 0 | 0.98693 | 0
-965 | 965 | 0 | 0.78138 | 0 | 443 | 0 | 443 | 0 | 0.60109 | -263 | 263 | 0 | 0.19072 | 0 | -560 | 560 | 0 | 0.91503 | 0
-628 | 628 | 0 | 0.5085 | 0 | 161 | 0 | 161 | 0 | 0.21845 | -264 | 264 | 0 | 0.19144 | 0 | -124 | 124 | 0 | 0.20261 | 0
-108 | 108 | 0 | 0.087449 | 0 | 19 | 0 | 19 | 0 | 0.02578 | -359 | 359 | 0 | 0.26033 | 0 | 2 | 0 | 2 | 0 | 0.0033613
-86 | 86 | 0 | 0.069636 | 0 | 12 | 0 | 12 | 0 | 0.016282 | -446 | 446 | 0 | 0.32342 | 0 | 2 | 0 | 2 | 0 | 0.0033613
-25 | 25 | 0 | 0.020243 | 0 | 1 | 0 | 1 | 0 | 0.0013569 | -182 | 182 | 0 | 0.13198 | 0 | 2 | 0 | 2 | 0 | 0.0033613
-386 | 386 | 0 | 0.31255 | 0 | 40 | 0 | 40 | 0 | 0.054274 | -6 | 6 | 0 | 0.004351 | 0 | 1 | 0 | 1 | 0 | 0.0016807
-954 | 954 | 0 | 0.77247 | 0 | 539 | 0 | 539 | 0 | 0.73134 | -54 | 54 | 0 | 0.039159 | 0 | -70 | 70 | 0 | 0.11438 | 0
-995 | 995 | 0 | 0.80567 | 0 | 491 | 0 | 491 | 0 | 0.66621 | -126 | 126 | 0 | 0.091371 | 0 | 2 | 0 | 2 | 0 | 0.0033613
-991 | 991 | 0 | 0.80243 | 0 | 689 | 0 | 689 | 0 | 0.93487 | -396 | 396 | 0 | 0.28716 | 0 | -457 | 457 | 0 | 0.74673 | 0
-989 | 989 | 0 | 0.80081 | 0 | 709 | 0 | 709 | 0 | 0.96201 | -90 | 90 | 0 | 0.065265 | 0 | -79 | 79 | 0 | 0.12908 | 0
-689 | 689 | 0 | 0.55789 | 0 | 709 | 0 | 709 | 0 | 0.96201 | -13 | 13 | 0 | 0.0094271 | 0 | 2 | 0 | 2 | 0 | 0.0033613
-670 | 670 | 0 | 0.54251 | 0 | 710 | 0 | 710 | 0 | 0.96336 | 151 | 0 | 151 | 0 | 0.093267 | 2 | 0 | 2 | 0 | 0.0033613
-355 | 355 | 0 | 0.28745 | 0 | 709 | 0 | 709 | 0 | 0.96201 | 412 | 0 | 412 | 0 | 0.25448 | 139 | 0 | 139 | 0 | 0.23361
-5 | 5 | 0 | 0.0040486 | 0 | 685 | 0 | 685 | 0 | 0.92944 | 428 | 0 | 428 | 0 | 0.26436 | 159 | 0 | 159 | 0 | 0.26723
50 | 0 | 50 | 0 | 0.031192 | 637 | 0 | 637 | 0 | 0.86431 | 564 | 0 | 564 | 0 | 0.34836 | 5 | 0 | 5 | 0 | 0.0084034
-196 | 196 | 0 | 0.1587 | 0 | 715 | 0 | 715 | 0 | 0.97015 | 663 | 0 | 663 | 0 | 0.40951 | 1 | 0 | 1 | 0 | 0.0016807
-783 | 783 | 0 | 0.63401 | 0 | 611 | 0 | 611 | 0 | 0.82904 | 26 | 0 | 26 | 0 | 0.016059 | 58 | 0 | 58 | 0 | 0.097479
-987 | 987 | 0 | 0.79919 | 0 | 563 | 0 | 563 | 0 | 0.76391 | -684 | 684 | 0 | 0.49601 | 0 | -166 | 166 | 0 | 0.27124 | 0
-994 | 994 | 0 | 0.80486 | 0 | 326 | 0 | 326 | 0 | 0.44233 | -552 | 552 | 0 | 0.40029 | 0 | -506 | 506 | 0 | 0.8268 | 0
-996 | 996 | 0 | 0.80648 | 0 | 292 | 0 | 292 | 0 | 0.3962 | -541 | 541 | 0 | 0.39231 | 0 | -603 | 603 | 0 | 0.98529 | 0
-992 | 992 | 0 | 0.80324 | 0 | 95 | 0 | 95 | 0 | 0.1289 | -427 | 427 | 0 | 0.30964 | 0 | -611 | 611 | 0 | 0.99837 | 0
-991 | 991 | 0 | 0.80243 | 0 | 5 | 0 | 5 | 0 | 0.0067843 | -590 | 590 | 0 | 0.42785 | 0 | -611 | 611 | 0 | 0.99837 | 0
-991 | 991 | 0 | 0.80243 | 0 | 106 | 0 | 106 | 0 | 0.14383 | -325 | 325 | 0 | 0.23568 | 0 | -611 | 611 | 0 | 0.99837 | 0
-992 | 992 | 0 | 0.80324 | 0 | 253 | 0 | 253 | 0 | 0.34328 | -604 | 604 | 0 | 0.438 | 0 | -401 | 401 | 0 | 0.65523 | 0
-961 | 961 | 0 | 0.77814 | 0 | 673 | 0 | 673 | 0 | 0.91316 | -591 | 591 | 0 | 0.42857 | 0 | -39 | 39 | 0 | 0.063725 | 0
-357 | 357 | 0 | 0.28907 | 0 | 699 | 0 | 699 | 0 | 0.94844 | 176 | 0 | 176 | 0 | 0.10871 | 1 | 0 | 1 | 0 | 0.0016807
310 | 0 | 310 | 0 | 0.19339 | 694 | 0 | 694 | 0 | 0.94166 | 767 | 0 | 767 | 0 | 0.47375 | 1 | 0 | 1 | 0 | 0.0016807
649 | 0 | 649 | 0 | 0.40487 | 620 | 0 | 620 | 0 | 0.84125 | 436 | 0 | 436 | 0 | 0.2693 | 1 | 0 | 1 | 0 | 0.0016807
502 | 0 | 502 | 0 | 0.31316 | 706 | 0 | 706 | 0 | 0.95794 | 609 | 0 | 609 | 0 | 0.37616 | 1 | 0 | 1 | 0 | 0.0016807
712 | 0 | 712 | 0 | 0.44417 | 712 | 0 | 712 | 0 | 0.96608 | 909 | 0 | 909 | 0 | 0.56146 | 1 | 0 | 1 | 0 | 0.0016807
769 | 0 | 769 | 0 | 0.47973 | 712 | 0 | 712 | 0 | 0.96608 | 861 | 0 | 861 | 0 | 0.53181 | 382 | 0 | 382 | 0 | 0.64202
851 | 0 | 851 | 0 | 0.53088 | 712 | 0 | 712 | 0 | 0.96608 | 738 | 0 | 738 | 0 | 0.45584 | 498 | 0 | 498 | 0 | 0.83697
647 | 0 | 647 | 0 | 0.40362 | 712 | 0 | 712 | 0 | 0.96608 | 685 | 0 | 685 | 0 | 0.4231 | 463 | 0 | 463 | 0 | 0.77815
-193 | 193 | 0 | 0.15628 | 0 | 712 | 0 | 712 | 0 | 0.96608 | 485 | 0 | 485 | 0 | 0.29957 | 395 | 0 | 395 | 0 | 0.66387
-338 | 338 | 0 | 0.27368 | 0 | 711 | 0 | 711 | 0 | 0.96472 | 621 | 0 | 621 | 0 | 0.38357 | 298 | 0 | 298 | 0 | 0.50084
-16 | 16 | 0 | 0.012955 | 0 | 712 | 0 | 712 | 0 | 0.96608 | 633 | 0 | 633 | 0 | 0.39098 | 271 | 0 | 271 | 0 | 0.45546
201 | 0 | 201 | 0 | 0.12539 | 712 | 0 | 712 | 0 | 0.96608 | 442 | 0 | 442 | 0 | 0.27301 | 248 | 0 | 248 | 0 | 0.41681
704 | 0 | 704 | 0 | 0.43918 | 712 | 0 | 712 | 0 | 0.96608 | 675 | 0 | 675 | 0 | 0.41692 | 223 | 0 | 223 | 0 | 0.37479
726 | 0 | 726 | 0 | 0.4529 | 711 | 0 | 711 | 0 | 0.96472 | 711 | 0 | 711 | 0 | 0.43916 | 223 | 0 | 223 | 0 | 0.37479
698 | 0 | 698 | 0 | 0.43543 | 711 | 0 | 711 | 0 | 0.96472 | 707 | 0 | 707 | 0 | 0.43669 | 199 | 0 | 199 | 0 | 0.33445
178 | 0 | 178 | 0 | 0.11104 | 711 | 0 | 711 | 0 | 0.96472 | 403 | 0 | 403 | 0 | 0.24892 | 199 | 0 | 199 | 0 | 0.33445
-599 | 599 | 0 | 0.48502 | 0 | 710 | 0 | 710 | 0 | 0.96336 | 210 | 0 | 210 | 0 | 0.12971 | 119 | 0 | 119 | 0 | 0.2
-978 | 978 | 0 | 0.7919 | 0 | 708 | 0 | 708 | 0 | 0.96065 | -327 | 327 | 0 | 0.23713 | 0 | 5 | 0 | 5 | 0 | 0.0084034
-993 | 993 | 0 | 0.80405 | 0 | 616 | 0 | 616 | 0 | 0.83582 | -582 | 582 | 0 | 0.42204 | 0 | -426 | 426 | 0 | 0.69608 | 0
-993 | 993 | 0 | 0.80405 | 0 | 556 | 0 | 556 | 0 | 0.75441 | -519 | 519 | 0 | 0.37636 | 0 | -583 | 583 | 0 | 0.95261 | 0
-990 | 990 | 0 | 0.80162 | 0 | 294 | 0 | 294 | 0 | 0.39891 | -450 | 450 | 0 | 0.32632 | 0 | -612 | 612 | 0 | 1 | 0
-990 | 990 | 0 | 0.80162 | 0 | 379 | 0 | 379 | 0 | 0.51425 | -358 | 358 | 0 | 0.25961 | 0 | -612 | 612 | 0 | 1 | 0
-973 | 973 | 0 | 0.78785 | 0 | 479 | 0 | 479 | 0 | 0.64993 | -381 | 381 | 0 | 0.27629 | 0 | -612 | 612 | 0 | 1 | 0
-990 | 990 | 0 | 0.80162 | 0 | 500 | 0 | 500 | 0 | 0.67843 | -431 | 431 | 0 | 0.31255 | 0 | -252 | 252 | 0 | 0.41176 | 0
-957 | 957 | 0 | 0.7749 | 0 | 286 | 0 | 286 | 0 | 0.38806 | -231 | 231 | 0 | 0.16751 | 0 | -9 | 9 | 0 | 0.014706 | 0
-397 | 397 | 0 | 0.32146 | 0 | 279 | 0 | 279 | 0 | 0.37856 | 136 | 0 | 136 | 0 | 0.084002 | 1 | 0 | 1 | 0 | 0.0016807
-399 | 399 | 0 | 0.32308 | 0 | 381 | 0 | 381 | 0 | 0.51696 | 216 | 0 | 216 | 0 | 0.13342 | 1 | 0 | 1 | 0 | 0.0016807
-964 | 964 | 0 | 0.78057 | 0 | 448 | 0 | 448 | 0 | 0.60787 | -33 | 33 | 0 | 0.02393 | 0 | 1 | 0 | 1 | 0 | 0.0016807
-995 | 995 | 0 | 0.80567 | 0 | 548 | 0 | 548 | 0 | 0.74355 | -972 | 972 | 0 | 0.70486 | 0 | -477 | 477 | 0 | 0.77941 | 0
-993 | 993 | 0 | 0.80405 | 0 | 529 | 0 | 529 | 0 | 0.71777 | -1163 | 1163 | 0 | 0.84336 | 0 | -431 | 431 | 0 | 0.70425 | 0
-994 | 994 | 0 | 0.80486 | 0 | 649 | 0 | 649 | 0 | 0.8806 | -1072 | 1072 | 0 | 0.77737 | 0 | -140 | 140 | 0 | 0.22876 | 0
-990 | 990 | 0 | 0.80162 | 0 | 712 | 0 | 712 | 0 | 0.96608 | -706 | 706 | 0 | 0.51197 | 0 | 0 | 0 | 0 | 0 | 0
-759 | 759 | 0 | 0.61457 | 0 | 713 | 0 | 713 | 0 | 0.96744 | -430 | 430 | 0 | 0.31182 | 0 | 2 | 0 | 2 | 0 | 0.0033613
-962 | 962 | 0 | 0.77895 | 0 | 696 | 0 | 696 | 0 | 0.94437 | -836 | 836 | 0 | 0.60624 | 0 | 2 | 0 | 2 | 0 | 0.0033613
-995 | 995 | 0 | 0.80567 | 0 | 504 | 0 | 504 | 0 | 0.68385 | -572 | 572 | 0 | 0.41479 | 0 | 2 | 0 | 2 | 0 | 0.0033613
-989 | 989 | 0 | 0.80081 | 0 | 399 | 0 | 399 | 0 | 0.54138 | -682 | 682 | 0 | 0.49456 | 0 | 2 | 0 | 2 | 0 | 0.0033613
-996 | 996 | 0 | 0.80648 | 0 | 395 | 0 | 395 | 0 | 0.53596 | -591 | 591 | 0 | 0.42857 | 0 | 2 | 0 | 2 | 0 | 0.0033613
-995 | 995 | 0 | 0.80567 | 0 | 404 | 0 | 404 | 0 | 0.54817 | -812 | 812 | 0 | 0.58883 | 0 | 2 | 0 | 2 | 0 | 0.0033613
-996 | 996 | 0 | 0.80648 | 0 | 197 | 0 | 197 | 0 | 0.2673 | -883 | 883 | 0 | 0.64032 | 0 | -248 | 248 | 0 | 0.40523 | 0
-995 | 995 | 0 | 0.80567 | 0 | 2 | 0 | 2 | 0 | 0.0027137 | -1192 | 1192 | 0 | 0.86439 | 0 | -279 | 279 | 0 | 0.45588 | 0
-996 | 996 | 0 | 0.80648 | 0 | -135 | 135 | 0 | 0.17763 | 0 | -1133 | 1133 | 0 | 0.82161 | 0 | -365 | 365 | 0 | 0.59641 | 0
-993 | 993 | 0 | 0.80405 | 0 | -255 | 255 | 0 | 0.33553 | 0 | -1149 | 1149 | 0 | 0.83321 | 0 | -408 | 408 | 0 | 0.66667 | 0
-995 | 995 | 0 | 0.80567 | 0 | -630 | 630 | 0 | 0.82895 | 0 | -1105 | 1105 | 0 | 0.80131 | 0 | -376 | 376 | 0 | 0.61438 | 0
-994 | 994 | 0 | 0.80486 | 0 | -602 | 602 | 0 | 0.79211 | 0 | -1109 | 1109 | 0 | 0.80421 | 0 | -423 | 423 | 0 | 0.69118 | 0
-989 | 989 | 0 | 0.80081 | 0 | -666 | 666 | 0 | 0.87632 | 0 | -1108 | 1108 | 0 | 0.80348 | 0 | -602 | 602 | 0 | 0.98366 | 0
-993 | 993 | 0 | 0.80405 | 0 | -579 | 579 | 0 | 0.76184 | 0 | -1158 | 1158 | 0 | 0.83974 | 0 | -610 | 610 | 0 | 0.99673 | 0
-995 | 995 | 0 | 0.80567 | 0 | -682 | 682 | 0 | 0.89737 | 0 | -591 | 591 | 0 | 0.42857 | 0 | -193 | 193 | 0 | 0.31536 | 0
-996 | 996 | 0 | 0.80648 | 0 | -694 | 694 | 0 | 0.91316 | 0 | -648 | 648 | 0 | 0.46991 | 0 | -1 | 1 | 0 | 0.001634 | 0
-994 | 994 | 0 | 0.80486 | 0 | -653 | 653 | 0 | 0.85921 | 0 | -661 | 661 | 0 | 0.47933 | 0 | 2 | 0 | 2 | 0 | 0.0033613
-994 | 994 | 0 | 0.80486 | 0 | -695 | 695 | 0 | 0.91447 | 0 | -443 | 443 | 0 | 0.32125 | 0 | 2 | 0 | 2 | 0 | 0.0033613
-990 | 990 | 0 | 0.80162 | 0 | -699 | 699 | 0 | 0.91974 | 0 | -432 | 432 | 0 | 0.31327 | 0 | 2 | 0 | 2 | 0 | 0.0033613
-989 | 989 | 0 | 0.80081 | 0 | -691 | 691 | 0 | 0.90921 | 0 | -443 | 443 | 0 | 0.32125 | 0 | 2 | 0 | 2 | 0 | 0.0033613
-995 | 995 | 0 | 0.80567 | 0 | -573 | 573 | 0 | 0.75395 | 0 | -1070 | 1070 | 0 | 0.77592 | 0 | 2 | 0 | 2 | 0 | 0.0033613
-995 | 995 | 0 | 0.80567 | 0 | -197 | 197 | 0 | 0.25921 | 0 | -835 | 835 | 0 | 0.60551 | 0 | 2 | 0 | 2 | 0 | 0.0033613
-995 | 995 | 0 | 0.80567 | 0 | -61 | 61 | 0 | 0.080263 | 0 | -737 | 737 | 0 | 0.53445 | 0 | 2 | 0 | 2 | 0 | 0.0033613
-995 | 995 | 0 | 0.80567 | 0 | -55 | 55 | 0 | 0.072368 | 0 | -494 | 494 | 0 | 0.35823 | 0 | 185 | 0 | 185 | 0 | 0.31092
-993 | 993 | 0 | 0.80405 | 0 | -144 | 144 | 0 | 0.18947 | 0 | -580 | 580 | 0 | 0.42059 | 0 | 184 | 0 | 184 | 0 | 0.30924
-994 | 994 | 0 | 0.80486 | 0 | -105 | 105 | 0 | 0.13816 | 0 | -560 | 560 | 0 | 0.40609 | 0 | 195 | 0 | 195 | 0 | 0.32773
-995 | 995 | 0 | 0.80567 | 0 | 101 | 0 | 101 | 0 | 0.13704 | -457 | 457 | 0 | 0.3314 | 0 | 11 | 0 | 11 | 0 | 0.018487
-993 | 993 | 0 | 0.80405 | 0 | -91 | 91 | 0 | 0.11974 | 0 | -452 | 452 | 0 | 0.32777 | 0 | 72 | 0 | 72 | 0 | 0.12101
-995 | 995 | 0 | 0.80567 | 0 | -89 | 89 | 0 | 0.11711 | 0 | -465 | 465 | 0 | 0.3372 | 0 | 61 | 0 | 61 | 0 | 0.10252
-995 | 995 | 0 | 0.80567 | 0 | 8 | 0 | 8 | 0 | 0.010855 | -590 | 590 | 0 | 0.42785 | 0 | 61 | 0 | 61 | 0 | 0.10252
-994 | 994 | 0 | 0.80486 | 0 | -138 | 138 | 0 | 0.18158 | 0 | -958 | 958 | 0 | 0.69471 | 0 | 3 | 0 | 3 | 0 | 0.005042
-992 | 992 | 0 | 0.80324 | 0 | -235 | 235 | 0 | 0.30921 | 0 | -1017 | 1017 | 0 | 0.73749 | 0 | 2 | 0 | 2 | 0 | 0.0033613
-989 | 989 | 0 | 0.80081 | 0 | -447 | 447 | 0 | 0.58816 | 0 | -1074 | 1074 | 0 | 0.77883 | 0 | 2 | 0 | 2 | 0 | 0.0033613
-994 | 994 | 0 | 0.80486 | 0 | -693 | 693 | 0 | 0.91184 | 0 | -1155 | 1155 | 0 | 0.83756 | 0 | 2 | 0 | 2 | 0 | 0.0033613
-995 | 995 | 0 | 0.80567 | 0 | -698 | 698 | 0 | 0.91842 | 0 | -1226 | 1226 | 0 | 0.88905 | 0 | -254 | 254 | 0 | 0.41503 | 0
-995 | 995 | 0 | 0.80567 | 0 | -698 | 698 | 0 | 0.91842 | 0 | -1179 | 1179 | 0 | 0.85497 | 0 | -324 | 324 | 0 | 0.52941 | 0
-992 | 992 | 0 | 0.80324 | 0 | -698 | 698 | 0 | 0.91842 | 0 | -1181 | 1181 | 0 | 0.85642 | 0 | -533 | 533 | 0 | 0.87092 | 0
-993 | 993 | 0 | 0.80405 | 0 | -688 | 688 | 0 | 0.90526 | 0 | -1015 | 1015 | 0 | 0.73604 | 0 | -611 | 611 | 0 | 0.99837 | 0
-992 | 992 | 0 | 0.80324 | 0 | -507 | 507 | 0 | 0.66711 | 0 | -549 | 549 | 0 | 0.39811 | 0 | -95 | 95 | 0 | 0.15523 | 0
-990 | 990 | 0 | 0.80162 | 0 | -17 | 17 | 0 | 0.022368 | 0 | -510 | 510 | 0 | 0.36983 | 0 | 2 | 0 | 2 | 0 | 0.0033613
-993 | 993 | 0 | 0.80405 | 0 | 0 | 0 | 0 | 0 | 0 | -496 | 496 | 0 | 0.35968 | 0 | 2 | 0 | 2 | 0 | 0.0033613
-995 | 995 | 0 | 0.80567 | 0 | 54 | 0 | 54 | 0 | 0.07327 | -431 | 431 | 0 | 0.31255 | 0 | 2 | 0 | 2 | 0 | 0.0033613
-994 | 994 | 0 | 0.80486 | 0 | 89 | 0 | 89 | 0 | 0.12076 | -440 | 440 | 0 | 0.31907 | 0 | 2 | 0 | 2 | 0 | 0.0033613
-996 | 996 | 0 | 0.80648 | 0 | 323 | 0 | 323 | 0 | 0.43826 | -421 | 421 | 0 | 0.30529 | 0 | 2 | 0 | 2 | 0 | 0.0033613
-995 | 995 | 0 | 0.80567 | 0 | -119 | 119 | 0 | 0.15658 | 0 | -611 | 611 | 0 | 0.44307 | 0 | 2 | 0 | 2 | 0 | 0.0033613
-995 | 995 | 0 | 0.80567 | 0 | -202 | 202 | 0 | 0.26579 | 0 | -950 | 950 | 0 | 0.68891 | 0 | 2 | 0 | 2 | 0 | 0.0033613
-994 | 994 | 0 | 0.80486 | 0 | -140 | 140 | 0 | 0.18421 | 0 | -521 | 521 | 0 | 0.37781 | 0 | 2 | 0 | 2 | 0 | 0.0033613
-994 | 994 | 0 | 0.80486 | 0 | 79 | 0 | 79 | 0 | 0.10719 | -510 | 510 | 0 | 0.36983 | 0 | 2 | 0 | 2 | 0 | 0.0033613
-995 | 995 | 0 | 0.80567 | 0 | 75 | 0 | 75 | 0 | 0.10176 | -522 | 522 | 0 | 0.37854 | 0 | 95 | 0 | 95 | 0 | 0.15966
-995 | 995 | 0 | 0.80567 | 0 | -77 | 77 | 0 | 0.10132 | 0 | -531 | 531 | 0 | 0.38506 | 0 | 194 | 0 | 194 | 0 | 0.32605
-995 | 995 | 0 | 0.80567 | 0 | -228 | 228 | 0 | 0.3 | 0 | -538 | 538 | 0 | 0.39014 | 0 | 274 | 0 | 274 | 0 | 0.4605
-995 | 995 | 0 | 0.80567 | 0 | -239 | 239 | 0 | 0.31447 | 0 | -542 | 542 | 0 | 0.39304 | 0 | 238 | 0 | 238 | 0 | 0.4
-995 | 995 | 0 | 0.80567 | 0 | -122 | 122 | 0 | 0.16053 | 0 | -719 | 719 | 0 | 0.52139 | 0 | 290 | 0 | 290 | 0 | 0.48739
-993 | 993 | 0 | 0.80405 | 0 | 183 | 0 | 183 | 0 | 0.2483 | -633 | 633 | 0 | 0.45903 | 0 | 22 | 0 | 22 | 0 | 0.036975
-995 | 995 | 0 | 0.80567 | 0 | 113 | 0 | 113 | 0 | 0.15332 | -531 | 531 | 0 | 0.38506 | 0 | 2 | 0 | 2 | 0 | 0.0033613
-995 | 995 | 0 | 0.80567 | 0 | -169 | 169 | 0 | 0.22237 | 0 | -931 | 931 | 0 | 0.67513 | 0 | 2 | 0 | 2 | 0 | 0.0033613
-993 | 993 | 0 | 0.80405 | 0 | -515 | 515 | 0 | 0.67763 | 0 | -1069 | 1069 | 0 | 0.7752 | 0 | 2 | 0 | 2 | 0 | 0.0033613
-993 | 993 | 0 | 0.80405 | 0 | -668 | 668 | 0 | 0.87895 | 0 | -979 | 979 | 0 | 0.70993 | 0 | 2 | 0 | 2 | 0 | 0.0033613
-995 | 995 | 0 | 0.80567 | 0 | -594 | 594 | 0 | 0.78158 | 0 | -1209 | 1209 | 0 | 0.87672 | 0 | -56 | 56 | 0 | 0.091503 | 0
-992 | 992 | 0 | 0.80324 | 0 | -698 | 698 | 0 | 0.91842 | 0 | -1228 | 1228 | 0 | 0.8905 | 0 | 2 | 0 | 2 | 0 | 0.0033613
-993 | 993 | 0 | 0.80405 | 0 | -639 | 639 | 0 | 0.84079 | 0 | -1250 | 1250 | 0 | 0.90645 | 0 | -175 | 175 | 0 | 0.28595 | 0
-994 | 994 | 0 | 0.80486 | 0 | -515 | 515 | 0 | 0.67763 | 0 | -1009 | 1009 | 0 | 0.73169 | 0 | -5 | 5 | 0 | 0.0081699 | 0
-993 | 993 | 0 | 0.80405 | 0 | -218 | 218 | 0 | 0.28684 | 0 | -406 | 406 | 0 | 0.29442 | 0 | 2 | 0 | 2 | 0 | 0.0033613
-991 | 991 | 0 | 0.80243 | 0 | 148 | 0 | 148 | 0 | 0.20081 | -425 | 425 | 0 | 0.30819 | 0 | 2 | 0 | 2 | 0 | 0.0033613
-995 | 995 | 0 | 0.80567 | 0 | 350 | 0 | 350 | 0 | 0.4749 | -362 | 362 | 0 | 0.26251 | 0 | 2 | 0 | 2 | 0 | 0.0033613
-994 | 994 | 0 | 0.80486 | 0 | 384 | 0 | 384 | 0 | 0.52103 | -174 | 174 | 0 | 0.12618 | 0 | 2 | 0 | 2 | 0 | 0.0033613
-996 | 996 | 0 | 0.80648 | 0 | 371 | 0 | 371 | 0 | 0.50339 | -122 | 122 | 0 | 0.08847 | 0 | 2 | 0 | 2 | 0 | 0.0033613
-995 | 995 | 0 | 0.80567 | 0 | 576 | 0 | 576 | 0 | 0.78155 | -176 | 176 | 0 | 0.12763 | 0 | 2 | 0 | 2 | 0 | 0.0033613
-995 | 995 | 0 | 0.80567 | 0 | 316 | 0 | 316 | 0 | 0.42877 | -639 | 639 | 0 | 0.46338 | 0 | 2 | 0 | 2 | 0 | 0.0033613
-994 | 994 | 0 | 0.80486 | 0 | 285 | 0 | 285 | 0 | 0.3867 | -767 | 767 | 0 | 0.5562 | 0 | 2 | 0 | 2 | 0 | 0.0033613
-994 | 994 | 0 | 0.80486 | 0 | 408 | 0 | 408 | 0 | 0.5536 | -446 | 446 | 0 | 0.32342 | 0 | 2 | 0 | 2 | 0 | 0.0033613
-995 | 995 | 0 | 0.80567 | 0 | 588 | 0 | 588 | 0 | 0.79783 | -468 | 468 | 0 | 0.33938 | 0 | 2 | 0 | 2 | 0 | 0.0033613
-995 | 995 | 0 | 0.80567 | 0 | 489 | 0 | 489 | 0 | 0.6635 | -495 | 495 | 0 | 0.35896 | 0 | 2 | 0 | 2 | 0 | 0.0033613
-995 | 995 | 0 | 0.80567 | 0 | 641 | 0 | 641 | 0 | 0.86974 | -528 | 528 | 0 | 0.38289 | 0 | 2 | 0 | 2 | 0 | 0.0033613
-995 | 995 | 0 | 0.80567 | 0 | 657 | 0 | 657 | 0 | 0.89145 | -572 | 572 | 0 | 0.41479 | 0 | 2 | 0 | 2 | 0 | 0.0033613
-995 | 995 | 0 | 0.80567 | 0 | 527 | 0 | 527 | 0 | 0.71506 | -563 | 563 | 0 | 0.40827 | 0 | 2 | 0 | 2 | 0 | 0.0033613
-995 | 995 | 0 | 0.80567 | 0 | 576 | 0 | 576 | 0 | 0.78155 | -553 | 553 | 0 | 0.40102 | 0 | 2 | 0 | 2 | 0 | 0.0033613
-996 | 996 | 0 | 0.80648 | 0 | 324 | 0 | 324 | 0 | 0.43962 | -460 | 460 | 0 | 0.33358 | 0 | 2 | 0 | 2 | 0 | 0.0033613
-995 | 995 | 0 | 0.80567 | 0 | 305 | 0 | 305 | 0 | 0.41384 | -687 | 687 | 0 | 0.49819 | 0 | 2 | 0 | 2 | 0 | 0.0033613
-995 | 995 | 0 | 0.80567 | 0 | -147 | 147 | 0 | 0.19342 | 0 | -887 | 887 | 0 | 0.64322 | 0 | 2 | 0 | 2 | 0 | 0.0033613
-994 | 994 | 0 | 0.80486 | 0 | -499 | 499 | 0 | 0.65658 | 0 | -1175 | 1175 | 0 | 0.85207 | 0 | 2 | 0 | 2 | 0 | 0.0033613
-996 | 996 | 0 | 0.80648 | 0 | -479 | 479 | 0 | 0.63026 | 0 | -1130 | 1130 | 0 | 0.81943 | 0 | -176 | 176 | 0 | 0.28758 | 0
-994 | 994 | 0 | 0.80486 | 0 | -694 | 694 | 0 | 0.91316 | 0 | -1038 | 1038 | 0 | 0.75272 | 0 | -240 | 240 | 0 | 0.39216 | 0
-996 | 996 | 0 | 0.80648 | 0 | -660 | 660 | 0 | 0.86842 | 0 | -1001 | 1001 | 0 | 0.72589 | 0 | -11 | 11 | 0 | 0.017974 | 0
-996 | 996 | 0 | 0.80648 | 0 | -652 | 652 | 0 | 0.85789 | 0 | -1162 | 1162 | 0 | 0.84264 | 0 | 2 | 0 | 2 | 0 | 0.0033613
-996 | 996 | 0 | 0.80648 | 0 | -592 | 592 | 0 | 0.77895 | 0 | -1158 | 1158 | 0 | 0.83974 | 0 | 2 | 0 | 2 | 0 | 0.0033613
-991 | 991 | 0 | 0.80243 | 0 | -610 | 610 | 0 | 0.80263 | 0 | -916 | 916 | 0 | 0.66425 | 0 | 2 | 0 | 2 | 0 | 0.0033613
-991 | 991 | 0 | 0.80243 | 0 | -91 | 91 | 0 | 0.11974 | 0 | -392 | 392 | 0 | 0.28426 | 0 | 2 | 0 | 2 | 0 | 0.0033613
-987 | 987 | 0 | 0.79919 | 0 | 193 | 0 | 193 | 0 | 0.26187 | -353 | 353 | 0 | 0.25598 | 0 | 2 | 0 | 2 | 0 | 0.0033613
-990 | 990 | 0 | 0.80162 | 0 | 315 | 0 | 315 | 0 | 0.42741 | -458 | 458 | 0 | 0.33212 | 0 | 2 | 0 | 2 | 0 | 0.0033613
-990 | 990 | 0 | 0.80162 | 0 | 293 | 0 | 293 | 0 | 0.39756 | -414 | 414 | 0 | 0.30022 | 0 | 2 | 0 | 2 | 0 | 0.0033613
-989 | 989 | 0 | 0.80081 | 0 | 297 | 0 | 297 | 0 | 0.40299 | -234 | 234 | 0 | 0.16969 | 0 | 2 | 0 | 2 | 0 | 0.0033613
-995 | 995 | 0 | 0.80567 | 0 | -241 | 241 | 0 | 0.31711 | 0 | -605 | 605 | 0 | 0.43872 | 0 | 2 | 0 | 2 | 0 | 0.0033613
-995 | 995 | 0 | 0.80567 | 0 | -508 | 508 | 0 | 0.66842 | 0 | -1108 | 1108 | 0 | 0.80348 | 0 | 2 | 0 | 2 | 0 | 0.0033613
-996 | 996 | 0 | 0.80648 | 0 | -100 | 100 | 0 | 0.13158 | 0 | -1070 | 1070 | 0 | 0.77592 | 0 | 2 | 0 | 2 | 0 | 0.0033613
-996 | 996 | 0 | 0.80648 | 0 | 32 | 0 | 32 | 0 | 0.043419 | -1080 | 1080 | 0 | 0.78318 | 0 | 2 | 0 | 2 | 0 | 0.0033613
-995 | 995 | 0 | 0.80567 | 0 | 50 | 0 | 50 | 0 | 0.067843 | -1052 | 1052 | 0 | 0.76287 | 0 | 2 | 0 | 2 | 0 | 0.0033613
-996 | 996 | 0 | 0.80648 | 0 | 44 | 0 | 44 | 0 | 0.059701 | -979 | 979 | 0 | 0.70993 | 0 | 2 | 0 | 2 | 0 | 0.0033613
-995 | 995 | 0 | 0.80567 | 0 | -168 | 168 | 0 | 0.22105 | 0 | -1028 | 1028 | 0 | 0.74547 | 0 | 2 | 0 | 2 | 0 | 0.0033613
-992 | 992 | 0 | 0.80324 | 0 | -401 | 401 | 0 | 0.52763 | 0 | -885 | 885 | 0 | 0.64177 | 0 | 2 | 0 | 2 | 0 | 0.0033613
-995 | 995 | 0 | 0.80567 | 0 | -490 | 490 | 0 | 0.64474 | 0 | -1153 | 1153 | 0 | 0.83611 | 0 | 2 | 0 | 2 | 0 | 0.0033613
-994 | 994 | 0 | 0.80486 | 0 | -625 | 625 | 0 | 0.82237 | 0 | -1118 | 1118 | 0 | 0.81073 | 0 | 2 | 0 | 2 | 0 | 0.0033613
-994 | 994 | 0 | 0.80486 | 0 | -698 | 698 | 0 | 0.91842 | 0 | -1207 | 1207 | 0 | 0.87527 | 0 | -218 | 218 | 0 | 0.35621 | 0
-996 | 996 | 0 | 0.80648 | 0 | -698 | 698 | 0 | 0.91842 | 0 | -1186 | 1186 | 0 | 0.86004 | 0 | -398 | 398 | 0 | 0.65033 | 0
-996 | 996 | 0 | 0.80648 | 0 | -698 | 698 | 0 | 0.91842 | 0 | -1173 | 1173 | 0 | 0.85062 | 0 | -466 | 466 | 0 | 0.76144 | 0
-996 | 996 | 0 | 0.80648 | 0 | -698 | 698 | 0 | 0.91842 | 0 | -1215 | 1215 | 0 | 0.88107 | 0 | -535 | 535 | 0 | 0.87418 | 0
-996 | 996 | 0 | 0.80648 | 0 | -698 | 698 | 0 | 0.91842 | 0 | -1134 | 1134 | 0 | 0.82234 | 0 | -608 | 608 | 0 | 0.99346 | 0
-996 | 996 | 0 | 0.80648 | 0 | -698 | 698 | 0 | 0.91842 | 0 | -1163 | 1163 | 0 | 0.84336 | 0 | -609 | 609 | 0 | 0.9951 | 0
-993 | 993 | 0 | 0.80405 | 0 | -697 | 697 | 0 | 0.91711 | 0 | -1166 | 1166 | 0 | 0.84554 | 0 | -609 | 609 | 0 | 0.9951 | 0
-994 | 994 | 0 | 0.80486 | 0 | -620 | 620 | 0 | 0.81579 | 0 | -1218 | 1218 | 0 | 0.88325 | 0 | -610 | 610 | 0 | 0.99673 | 0
-992 | 992 | 0 | 0.80324 | 0 | -221 | 221 | 0 | 0.29079 | 0 | -1250 | 1250 | 0 | 0.90645 | 0 | -595 | 595 | 0 | 0.97222 | 0
-992 | 992 | 0 | 0.80324 | 0 | -294 | 294 | 0 | 0.38684 | 0 | -1232 | 1232 | 0 | 0.8934 | 0 | -135 | 135 | 0 | 0.22059 | 0
-992 | 992 | 0 | 0.80324 | 0 | -291 | 291 | 0 | 0.38289 | 0 | -1200 | 1200 | 0 | 0.8702 | 0 | 2 | 0 | 2 | 0 | 0.0033613
-994 | 994 | 0 | 0.80486 | 0 | -201 | 201 | 0 | 0.26447 | 0 | -1161 | 1161 | 0 | 0.84191 | 0 | 2 | 0 | 2 | 0 | 0.0033613
-987 | 987 | 0 | 0.79919 | 0 | -77 | 77 | 0 | 0.10132 | 0 | -1080 | 1080 | 0 | 0.78318 | 0 | 2 | 0 | 2 | 0 | 0.0033613
-991 | 991 | 0 | 0.80243 | 0 | -35 | 35 | 0 | 0.046053 | 0 | -1101 | 1101 | 0 | 0.7984 | 0 | 2 | 0 | 2 | 0 | 0.0033613
-976 | 976 | 0 | 0.79028 | 0 | -98 | 98 | 0 | 0.12895 | 0 | -1213 | 1213 | 0 | 0.87962 | 0 | 2 | 0 | 2 | 0 | 0.0033613
-745 | 745 | 0 | 0.60324 | 0 | -357 | 357 | 0 | 0.46974 | 0 | -1319 | 1319 | 0 | 0.95649 | 0 | 2 | 0 | 2 | 0 | 0.0033613
-730 | 730 | 0 | 0.59109 | 0 | -424 | 424 | 0 | 0.55789 | 0 | -1312 | 1312 | 0 | 0.95141 | 0 | 2 | 0 | 2 | 0 | 0.0033613
-730 | 730 | 0 | 0.59109 | 0 | -223 | 223 | 0 | 0.29342 | 0 | -1240 | 1240 | 0 | 0.8992 | 0 | -107 | 107 | 0 | 0.17484 | 0
-730 | 730 | 0 | 0.59109 | 0 | -229 | 229 | 0 | 0.30132 | 0 | -1243 | 1243 | 0 | 0.90138 | 0 | 0 | 0 | 0 | 0 | 0
-730 | 730 | 0 | 0.59109 | 0 | -38 | 38 | 0 | 0.05 | 0 | -1165 | 1165 | 0 | 0.84482 | 0 | 2 | 0 | 2 | 0 | 0.0033613
-730 | 730 | 0 | 0.59109 | 0 | -43 | 43 | 0 | 0.056579 | 0 | -1272 | 1272 | 0 | 0.92241 | 0 | -145 | 145 | 0 | 0.23693 | 0
-730 | 730 | 0 | 0.59109 | 0 | 417 | 0 | 417 | 0 | 0.56581 | -1171 | 1171 | 0 | 0.84917 | 0 | -3 | 3 | 0 | 0.004902 | 0
-729 | 729 | 0 | 0.59028 | 0 | 379 | 0 | 379 | 0 | 0.51425 | -564 | 564 | 0 | 0.40899 | 0 | 2 | 0 | 2 | 0 | 0.0033613
-729 | 729 | 0 | 0.59028 | 0 | 420 | 0 | 420 | 0 | 0.56988 | -533 | 533 | 0 | 0.38651 | 0 | -58 | 58 | 0 | 0.094771 | 0
-735 | 735 | 0 | 0.59514 | 0 | -117 | 117 | 0 | 0.15395 | 0 | -863 | 863 | 0 | 0.62582 | 0 | 2 | 0 | 2 | 0 | 0.0033613
-990 | 990 | 0 | 0.80162 | 0 | -529 | 529 | 0 | 0.69605 | 0 | -1022 | 1022 | 0 | 0.74112 | 0 | -60 | 60 | 0 | 0.098039 | 0
-994 | 994 | 0 | 0.80486 | 0 | -678 | 678 | 0 | 0.89211 | 0 | -1051 | 1051 | 0 | 0.76215 | 0 | -492 | 492 | 0 | 0.80392 | 0
-995 | 995 | 0 | 0.80567 | 0 | -693 | 693 | 0 | 0.91184 | 0 | -1092 | 1092 | 0 | 0.79188 | 0 | -581 | 581 | 0 | 0.94935 | 0
-995 | 995 | 0 | 0.80567 | 0 | -641 | 641 | 0 | 0.84342 | 0 | -851 | 851 | 0 | 0.61711 | 0 | -611 | 611 | 0 | 0.99837 | 0
-991 | 991 | 0 | 0.80243 | 0 | -679 | 679 | 0 | 0.89342 | 0 | -895 | 895 | 0 | 0.64902 | 0 | -610 | 610 | 0 | 0.99673 | 0
-992 | 992 | 0 | 0.80324 | 0 | -696 | 696 | 0 | 0.91579 | 0 | -1067 | 1067 | 0 | 0.77375 | 0 | -611 | 611 | 0 | 0.99837 | 0
-993 | 993 | 0 | 0.80405 | 0 | -651 | 651 | 0 | 0.85658 | 0 | -942 | 942 | 0 | 0.6831 | 0 | -610 | 610 | 0 | 0.99673 | 0
-992 | 992 | 0 | 0.80324 | 0 | 264 | 0 | 264 | 0 | 0.35821 | -528 | 528 | 0 | 0.38289 | 0 | -95 | 95 | 0 | 0.15523 | 0
-993 | 993 | 0 | 0.80405 | 0 | 397 | 0 | 397 | 0 | 0.53867 | 186 | 0 | 186 | 0 | 0.11489 | 2 | 0 | 2 | 0 | 0.0033613
-990 | 990 | 0 | 0.80162 | 0 | 391 | 0 | 391 | 0 | 0.53053 | 450 | 0 | 450 | 0 | 0.27795 | 275 | 0 | 275 | 0 | 0.46218
-921 | 921 | 0 | 0.74575 | 0 | 438 | 0 | 438 | 0 | 0.5943 | 461 | 0 | 461 | 0 | 0.28474 | 336 | 0 | 336 | 0 | 0.56471
-622 | 622 | 0 | 0.50364 | 0 | 399 | 0 | 399 | 0 | 0.54138 | 401 | 0 | 401 | 0 | 0.24768 | 351 | 0 | 351 | 0 | 0.58992
-746 | 746 | 0 | 0.60405 | 0 | 430 | 0 | 430 | 0 | 0.58345 | 510 | 0 | 510 | 0 | 0.31501 | 375 | 0 | 375 | 0 | 0.63025
-513 | 513 | 0 | 0.41538 | 0 | 546 | 0 | 546 | 0 | 0.74084 | 504 | 0 | 504 | 0 | 0.3113 | 385 | 0 | 385 | 0 | 0.64706
-608 | 608 | 0 | 0.49231 | 0 | 542 | 0 | 542 | 0 | 0.73541 | 428 | 0 | 428 | 0 | 0.26436 | 385 | 0 | 385 | 0 | 0.64706
-943 | 943 | 0 | 0.76356 | 0 | 710 | 0 | 710 | 0 | 0.96336 | 147 | 0 | 147 | 0 | 0.090797 | 327 | 0 | 327 | 0 | 0.54958
-747 | 747 | 0 | 0.60486 | 0 | 673 | 0 | 673 | 0 | 0.91316 | 149 | 0 | 149 | 0 | 0.092032 | 27 | 0 | 27 | 0 | 0.045378
-836 | 836 | 0 | 0.67692 | 0 | 214 | 0 | 214 | 0 | 0.29037 | -177 | 177 | 0 | 0.12835 | 0 | 70 | 0 | 70 | 0 | 0.11765
-972 | 972 | 0 | 0.78704 | 0 | 6 | 0 | 6 | 0 | 0.0081411 | -511 | 511 | 0 | 0.37056 | 0 | 61 | 0 | 61 | 0 | 0.10252
-995 | 995 | 0 | 0.80567 | 0 | 34 | 0 | 34 | 0 | 0.046133 | -445 | 445 | 0 | 0.3227 | 0 | 45 | 0 | 45 | 0 | 0.07563
-994 | 994 | 0 | 0.80486 | 0 | 559 | 0 | 559 | 0 | 0.75848 | -52 | 52 | 0 | 0.037708 | 0 | 215 | 0 | 215 | 0 | 0.36134
-996 | 996 | 0 | 0.80648 | 0 | 662 | 0 | 662 | 0 | 0.89824 | 117 | 0 | 117 | 0 | 0.072267 | 312 | 0 | 312 | 0 | 0.52437
-993 | 993 | 0 | 0.80405 | 0 | 709 | 0 | 709 | 0 | 0.96201 | 162 | 0 | 162 | 0 | 0.10006 | 450 | 0 | 450 | 0 | 0.7563
-994 | 994 | 0 | 0.80486 | 0 | 707 | 0 | 707 | 0 | 0.95929 | 147 | 0 | 147 | 0 | 0.090797 | 454 | 0 | 454 | 0 | 0.76303
-996 | 996 | 0 | 0.80648 | 0 | 619 | 0 | 619 | 0 | 0.83989 | 15 | 0 | 15 | 0 | 0.009265 | 55 | 0 | 55 | 0 | 0.092437
-996 | 996 | 0 | 0.80648 | 0 | 419 | 0 | 419 | 0 | 0.56852 | -156 | 156 | 0 | 0.11313 | 0 | 2 | 0 | 2 | 0 | 0.0033613
-993 | 993 | 0 | 0.80405 | 0 | 3 | 0 | 3 | 0 | 0.0040706 | -757 | 757 | 0 | 0.54895 | 0 | 2 | 0 | 2 | 0 | 0.0033613
-994 | 994 | 0 | 0.80486 | 0 | -87 | 87 | 0 | 0.11447 | 0 | -922 | 922 | 0 | 0.6686 | 0 | -59 | 59 | 0 | 0.096405 | 0
-997 | 997 | 0 | 0.80729 | 0 | -183 | 183 | 0 | 0.24079 | 0 | -1252 | 1252 | 0 | 0.9079 | 0 | -312 | 312 | 0 | 0.5098 | 0
-994 | 994 | 0 | 0.80486 | 0 | -470 | 470 | 0 | 0.61842 | 0 | -1199 | 1199 | 0 | 0.86947 | 0 | -25 | 25 | 0 | 0.04085 | 0
-996 | 996 | 0 | 0.80648 | 0 | -110 | 110 | 0 | 0.14474 | 0 | -727 | 727 | 0 | 0.52719 | 0 | 2 | 0 | 2 | 0 | 0.0033613
-994 | 994 | 0 | 0.80486 | 0 | 355 | 0 | 355 | 0 | 0.48168 | 38 | 0 | 38 | 0 | 0.023471 | 2 | 0 | 2 | 0 | 0.0033613
-992 | 992 | 0 | 0.80324 | 0 | 412 | 0 | 412 | 0 | 0.55902 | 218 | 0 | 218 | 0 | 0.13465 | 2 | 0 | 2 | 0 | 0.0033613
-992 | 992 | 0 | 0.80324 | 0 | 418 | 0 | 418 | 0 | 0.56716 | 239 | 0 | 239 | 0 | 0.14762 | 2 | 0 | 2 | 0 | 0.0033613
-992 | 992 | 0 | 0.80324 | 0 | 422 | 0 | 422 | 0 | 0.57259 | 254 | 0 | 254 | 0 | 0.15689 | 1 | 0 | 1 | 0 | 0.0016807
-995 | 995 | 0 | 0.80567 | 0 | 349 | 0 | 349 | 0 | 0.47354 | 438 | 0 | 438 | 0 | 0.27054 | 1 | 0 | 1 | 0 | 0.0016807
-995 | 995 | 0 | 0.80567 | 0 | -20 | 20 | 0 | 0.026316 | 0 | -19 | 19 | 0 | 0.013778 | 0 | 378 | 0 | 378 | 0 | 0.63529
-995 | 995 | 0 | 0.80567 | 0 | -592 | 592 | 0 | 0.77895 | 0 | -1126 | 1126 | 0 | 0.81653 | 0 | -47 | 47 | 0 | 0.076797 | 0
-993 | 993 | 0 | 0.80405 | 0 | -693 | 693 | 0 | 0.91184 | 0 | -1122 | 1122 | 0 | 0.81363 | 0 | -492 | 492 | 0 | 0.80392 | 0
-996 | 996 | 0 | 0.80648 | 0 | -698 | 698 | 0 | 0.91842 | 0 | -1133 | 1133 | 0 | 0.82161 | 0 | -609 | 609 | 0 | 0.9951 | 0
-996 | 996 | 0 | 0.80648 | 0 | -698 | 698 | 0 | 0.91842 | 0 | -1160 | 1160 | 0 | 0.84119 | 0 | -609 | 609 | 0 | 0.9951 | 0
-997 | 997 | 0 | 0.80729 | 0 | -698 | 698 | 0 | 0.91842 | 0 | -1194 | 1194 | 0 | 0.86584 | 0 | -443 | 443 | 0 | 0.72386 | 0
-996 | 996 | 0 | 0.80648 | 0 | -698 | 698 | 0 | 0.91842 | 0 | -1121 | 1121 | 0 | 0.81291 | 0 | -469 | 469 | 0 | 0.76634 | 0
-996 | 996 | 0 | 0.80648 | 0 | -698 | 698 | 0 | 0.91842 | 0 | -1043 | 1043 | 0 | 0.75635 | 0 | -435 | 435 | 0 | 0.71078 | 0
-996 | 996 | 0 | 0.80648 | 0 | -698 | 698 | 0 | 0.91842 | 0 | -830 | 830 | 0 | 0.60189 | 0 | -535 | 535 | 0 | 0.87418 | 0
-997 | 997 | 0 | 0.80729 | 0 | -698 | 698 | 0 | 0.91842 | 0 | -677 | 677 | 0 | 0.49094 | 0 | -309 | 309 | 0 | 0.5049 | 0
-997 | 997 | 0 | 0.80729 | 0 | -698 | 698 | 0 | 0.91842 | 0 | -427 | 427 | 0 | 0.30964 | 0 | -19 | 19 | 0 | 0.031046 | 0
-996 | 996 | 0 | 0.80648 | 0 | -698 | 698 | 0 | 0.91842 | 0 | -1043 | 1043 | 0 | 0.75635 | 0 | 2 | 0 | 2 | 0 | 0.0033613
-996 | 996 | 0 | 0.80648 | 0 | -698 | 698 | 0 | 0.91842 | 0 | -1213 | 1213 | 0 | 0.87962 | 0 | -209 | 209 | 0 | 0.3415 | 0
-995 | 995 | 0 | 0.80567 | 0 | -698 | 698 | 0 | 0.91842 | 0 | -1158 | 1158 | 0 | 0.83974 | 0 | -522 | 522 | 0 | 0.85294 | 0
-991 | 991 | 0 | 0.80243 | 0 | -698 | 698 | 0 | 0.91842 | 0 | -1259 | 1259 | 0 | 0.91298 | 0 | -610 | 610 | 0 | 0.99673 | 0
-992 | 992 | 0 | 0.80324 | 0 | -698 | 698 | 0 | 0.91842 | 0 | -1174 | 1174 | 0 | 0.85134 | 0 | -610 | 610 | 0 | 0.99673 | 0
-993 | 993 | 0 | 0.80405 | 0 | -697 | 697 | 0 | 0.91711 | 0 | -1152 | 1152 | 0 | 0.83539 | 0 | -610 | 610 | 0 | 0.99673 | 0
-996 | 996 | 0 | 0.80648 | 0 | -698 | 698 | 0 | 0.91842 | 0 | -1237 | 1237 | 0 | 0.89703 | 0 | -595 | 595 | 0 | 0.97222 | 0
-996 | 996 | 0 | 0.80648 | 0 | -647 | 647 | 0 | 0.85132 | 0 | -1058 | 1058 | 0 | 0.76722 | 0 | -89 | 89 | 0 | 0.14542 | 0
-996 | 996 | 0 | 0.80648 | 0 | -12 | 12 | 0 | 0.015789 | 0 | 12 | 0 | 12 | 0 | 0.007412 | 136 | 0 | 136 | 0 | 0.22857
-986 | 986 | 0 | 0.79838 | 0 | 465 | 0 | 465 | 0 | 0.63094 | 81 | 0 | 81 | 0 | 0.050031 | 4 | 0 | 4 | 0 | 0.0067227
-977 | 977 | 0 | 0.79109 | 0 | 654 | 0 | 654 | 0 | 0.88738 | -298 | 298 | 0 | 0.2161 | 0 | 2 | 0 | 2 | 0 | 0.0033613
-992 | 992 | 0 | 0.80324 | 0 | 377 | 0 | 377 | 0 | 0.51153 | -234 | 234 | 0 | 0.16969 | 0 | 2 | 0 | 2 | 0 | 0.0033613
-992 | 992 | 0 | 0.80324 | 0 | 290 | 0 | 290 | 0 | 0.39349 | -116 | 116 | 0 | 0.084119 | 0 | 2 | 0 | 2 | 0 | 0.0033613
-993 | 993 | 0 | 0.80405 | 0 | -4 | 4 | 0 | 0.0052632 | 0 | 20 | 0 | 20 | 0 | 0.012353 | 277 | 0 | 277 | 0 | 0.46555
-991 | 991 | 0 | 0.80243 | 0 | -598 | 598 | 0 | 0.78684 | 0 | -992 | 992 | 0 | 0.71936 | 0 | -48 | 48 | 0 | 0.078431 | 0
-996 | 996 | 0 | 0.80648 | 0 | -697 | 697 | 0 | 0.91711 | 0 | -1316 | 1316 | 0 | 0.95431 | 0 | -483 | 483 | 0 | 0.78922 | 0
-993 | 993 | 0 | 0.80405 | 0 | -697 | 697 | 0 | 0.91711 | 0 | -1312 | 1312 | 0 | 0.95141 | 0 | -279 | 279 | 0 | 0.45588 | 0
-994 | 994 | 0 | 0.80486 | 0 | -697 | 697 | 0 | 0.91711 | 0 | -1354 | 1354 | 0 | 0.98187 | 0 | -12 | 12 | 0 | 0.019608 | 0
-992 | 992 | 0 | 0.80324 | 0 | -694 | 694 | 0 | 0.91316 | 0 | -1124 | 1124 | 0 | 0.81508 | 0 | 2 | 0 | 2 | 0 | 0.0033613
-991 | 991 | 0 | 0.80243 | 0 | -697 | 697 | 0 | 0.91711 | 0 | -1250 | 1250 | 0 | 0.90645 | 0 | 2 | 0 | 2 | 0 | 0.0033613
-996 | 996 | 0 | 0.80648 | 0 | -698 | 698 | 0 | 0.91842 | 0 | -1267 | 1267 | 0 | 0.91878 | 0 | 2 | 0 | 2 | 0 | 0.0033613
-994 | 994 | 0 | 0.80486 | 0 | -493 | 493 | 0 | 0.64868 | 0 | -1166 | 1166 | 0 | 0.84554 | 0 | 2 | 0 | 2 | 0 | 0.0033613
-992 | 992 | 0 | 0.80324 | 0 | -363 | 363 | 0 | 0.47763 | 0 | -1151 | 1151 | 0 | 0.83466 | 0 | 2 | 0 | 2 | 0 | 0.0033613
-992 | 992 | 0 | 0.80324 | 0 | -608 | 608 | 0 | 0.8 | 0 | -1033 | 1033 | 0 | 0.74909 | 0 | 2 | 0 | 2 | 0 | 0.0033613
-988 | 988 | 0 | 0.8 | 0 | -695 | 695 | 0 | 0.91447 | 0 | -1034 | 1034 | 0 | 0.74982 | 0 | 2 | 0 | 2 | 0 | 0.0033613
-992 | 992 | 0 | 0.80324 | 0 | -637 | 637 | 0 | 0.83816 | 0 | -1229 | 1229 | 0 | 0.89123 | 0 | 2 | 0 | 2 | 0 | 0.0033613
-994 | 994 | 0 | 0.80486 | 0 | -695 | 695 | 0 | 0.91447 | 0 | -1202 | 1202 | 0 | 0.87165 | 0 | -454 | 454 | 0 | 0.74183 | 0
-995 | 995 | 0 | 0.80567 | 0 | -697 | 697 | 0 | 0.91711 | 0 | -1242 | 1242 | 0 | 0.90065 | 0 | -582 | 582 | 0 | 0.95098 | 0
-995 | 995 | 0 | 0.80567 | 0 | -697 | 697 | 0 | 0.91711 | 0 | -1303 | 1303 | 0 | 0.94489 | 0 | -610 | 610 | 0 | 0.99673 | 0
-996 | 996 | 0 | 0.80648 | 0 | -697 | 697 | 0 | 0.91711 | 0 | -1243 | 1243 | 0 | 0.90138 | 0 | -610 | 610 | 0 | 0.99673 | 0
-992 | 992 | 0 | 0.80324 | 0 | -697 | 697 | 0 | 0.91711 | 0 | -1118 | 1118 | 0 | 0.81073 | 0 | -610 | 610 | 0 | 0.99673 | 0
-993 | 993 | 0 | 0.80405 | 0 | -690 | 690 | 0 | 0.90789 | 0 | -1177 | 1177 | 0 | 0.85352 | 0 | -180 | 180 | 0 | 0.29412 | 0
-996 | 996 | 0 | 0.80648 | 0 | -504 | 504 | 0 | 0.66316 | 0 | -914 | 914 | 0 | 0.6628 | 0 | 0 | 0 | 0 | 0 | 0
-991 | 991 | 0 | 0.80243 | 0 | -172 | 172 | 0 | 0.22632 | 0 | -1024 | 1024 | 0 | 0.74257 | 0 | 2 | 0 | 2 | 0 | 0.0033613
-845 | 845 | 0 | 0.68421 | 0 | -174 | 174 | 0 | 0.22895 | 0 | -666 | 666 | 0 | 0.48296 | 0 | 2 | 0 | 2 | 0 | 0.0033613
-752 | 752 | 0 | 0.60891 | 0 | -173 | 173 | 0 | 0.22763 | 0 | -637 | 637 | 0 | 0.46193 | 0 | 2 | 0 | 2 | 0 | 0.0033613
-892 | 892 | 0 | 0.72227 | 0 | -79 | 79 | 0 | 0.10395 | 0 | -840 | 840 | 0 | 0.60914 | 0 | 2 | 0 | 2 | 0 | 0.0033613
-993 | 993 | 0 | 0.80405 | 0 | -423 | 423 | 0 | 0.55658 | 0 | -490 | 490 | 0 | 0.35533 | 0 | 2 | 0 | 2 | 0 | 0.0033613
-996 | 996 | 0 | 0.80648 | 0 | -677 | 677 | 0 | 0.89079 | 0 | -1240 | 1240 | 0 | 0.8992 | 0 | 2 | 0 | 2 | 0 | 0.0033613
-996 | 996 | 0 | 0.80648 | 0 | -698 | 698 | 0 | 0.91842 | 0 | -1152 | 1152 | 0 | 0.83539 | 0 | -431 | 431 | 0 | 0.70425 | 0
-994 | 994 | 0 | 0.80486 | 0 | -698 | 698 | 0 | 0.91842 | 0 | -1067 | 1067 | 0 | 0.77375 | 0 | -494 | 494 | 0 | 0.80719 | 0
-995 | 995 | 0 | 0.80567 | 0 | -697 | 697 | 0 | 0.91711 | 0 | -1175 | 1175 | 0 | 0.85207 | 0 | -494 | 494 | 0 | 0.80719 | 0
-995 | 995 | 0 | 0.80567 | 0 | -698 | 698 | 0 | 0.91842 | 0 | -1150 | 1150 | 0 | 0.83394 | 0 | -494 | 494 | 0 | 0.80719 | 0
-994 | 994 | 0 | 0.80486 | 0 | -698 | 698 | 0 | 0.91842 | 0 | -1129 | 1129 | 0 | 0.81871 | 0 | -494 | 494 | 0 | 0.80719 | 0
-991 | 991 | 0 | 0.80243 | 0 | -698 | 698 | 0 | 0.91842 | 0 | -1101 | 1101 | 0 | 0.7984 | 0 | -494 | 494 | 0 | 0.80719 | 0
-993 | 993 | 0 | 0.80405 | 0 | -698 | 698 | 0 | 0.91842 | 0 | -1231 | 1231 | 0 | 0.89268 | 0 | -494 | 494 | 0 | 0.80719 | 0
-992 | 992 | 0 | 0.80324 | 0 | -698 | 698 | 0 | 0.91842 | 0 | -1117 | 1117 | 0 | 0.81001 | 0 | -494 | 494 | 0 | 0.80719 | 0
-995 | 995 | 0 | 0.80567 | 0 | -692 | 692 | 0 | 0.91053 | 0 | -873 | 873 | 0 | 0.63307 | 0 | -494 | 494 | 0 | 0.80719 | 0
-995 | 995 | 0 | 0.80567 | 0 | -529 | 529 | 0 | 0.69605 | 0 | -834 | 834 | 0 | 0.60479 | 0 | -495 | 495 | 0 | 0.80882 | 0
-993 | 993 | 0 | 0.80405 | 0 | -677 | 677 | 0 | 0.89079 | 0 | -837 | 837 | 0 | 0.60696 | 0 | -607 | 607 | 0 | 0.99183 | 0
-993 | 993 | 0 | 0.80405 | 0 | -595 | 595 | 0 | 0.78289 | 0 | -945 | 945 | 0 | 0.68528 | 0 | -610 | 610 | 0 | 0.99673 | 0
-993 | 993 | 0 | 0.80405 | 0 | -584 | 584 | 0 | 0.76842 | 0 | -1005 | 1005 | 0 | 0.72879 | 0 | -610 | 610 | 0 | 0.99673 | 0
-993 | 993 | 0 | 0.80405 | 0 | -591 | 591 | 0 | 0.77763 | 0 | -1107 | 1107 | 0 | 0.80276 | 0 | -610 | 610 | 0 | 0.99673 | 0
-993 | 993 | 0 | 0.80405 | 0 | -665 | 665 | 0 | 0.875 | 0 | -1250 | 1250 | 0 | 0.90645 | 0 | -610 | 610 | 0 | 0.99673 | 0
-996 | 996 | 0 | 0.80648 | 0 | -670 | 670 | 0 | 0.88158 | 0 | -1296 | 1296 | 0 | 0.93981 | 0 | -610 | 610 | 0 | 0.99673 | 0
-995 | 995 | 0 | 0.80567 | 0 | -661 | 661 | 0 | 0.86974 | 0 | -1236 | 1236 | 0 | 0.8963 | 0 | -610 | 610 | 0 | 0.99673 | 0
-987 | 987 | 0 | 0.79919 | 0 | -665 | 665 | 0 | 0.875 | 0 | -1176 | 1176 | 0 | 0.85279 | 0 | -611 | 611 | 0 | 0.99837 | 0
-994 | 994 | 0 | 0.80486 | 0 | -302 | 302 | 0 | 0.39737 | 0 | -1115 | 1115 | 0 | 0.80856 | 0 | -611 | 611 | 0 | 0.99837 | 0
-990 | 990 | 0 | 0.80162 | 0 | -223 | 223 | 0 | 0.29342 | 0 | -1148 | 1148 | 0 | 0.83249 | 0 | -611 | 611 | 0 | 0.99837 | 0
-912 | 912 | 0 | 0.73846 | 0 | -187 | 187 | 0 | 0.24605 | 0 | -1108 | 1108 | 0 | 0.80348 | 0 | -95 | 95 | 0 | 0.15523 | 0
-878 | 878 | 0 | 0.71093 | 0 | -72 | 72 | 0 | 0.094737 | 0 | -1086 | 1086 | 0 | 0.78753 | 0 | -146 | 146 | 0 | 0.23856 | 0
-712 | 712 | 0 | 0.57652 | 0 | 0 | 0 | 0 | 0 | 0 | -1172 | 1172 | 0 | 0.84989 | 0 | -548 | 548 | 0 | 0.89542 | 0
-979 | 979 | 0 | 0.79271 | 0 | -163 | 163 | 0 | 0.21447 | 0 | -1166 | 1166 | 0 | 0.84554 | 0 | -610 | 610 | 0 | 0.99673 | 0
-994 | 994 | 0 | 0.80486 | 0 | -383 | 383 | 0 | 0.50395 | 0 | -1213 | 1213 | 0 | 0.87962 | 0 | -610 | 610 | 0 | 0.99673 | 0
-993 | 993 | 0 | 0.80405 | 0 | -563 | 563 | 0 | 0.74079 | 0 | -1156 | 1156 | 0 | 0.83829 | 0 | -610 | 610 | 0 | 0.99673 | 0
-993 | 993 | 0 | 0.80405 | 0 | -521 | 521 | 0 | 0.68553 | 0 | -1250 | 1250 | 0 | 0.90645 | 0 | -610 | 610 | 0 | 0.99673 | 0
-990 | 990 | 0 | 0.80162 | 0 | -539 | 539 | 0 | 0.70921 | 0 | -1201 | 1201 | 0 | 0.87092 | 0 | -609 | 609 | 0 | 0.9951 | 0
-993 | 993 | 0 | 0.80405 | 0 | -361 | 361 | 0 | 0.475 | 0 | -1155 | 1155 | 0 | 0.83756 | 0 | -610 | 610 | 0 | 0.99673 | 0
-991 | 991 | 0 | 0.80243 | 0 | -215 | 215 | 0 | 0.28289 | 0 | -748 | 748 | 0 | 0.54242 | 0 | -421 | 421 | 0 | 0.68791 | 0
-993 | 993 | 0 | 0.80405 | 0 | -292 | 292 | 0 | 0.38421 | 0 | -862 | 862 | 0 | 0.62509 | 0 | -41 | 41 | 0 | 0.066993 | 0
-844 | 844 | 0 | 0.6834 | 0 | -193 | 193 | 0 | 0.25395 | 0 | -903 | 903 | 0 | 0.65482 | 0 | 2 | 0 | 2 | 0 | 0.0033613
-724 | 724 | 0 | 0.58623 | 0 | -267 | 267 | 0 | 0.35132 | 0 | -1111 | 1111 | 0 | 0.80566 | 0 | -250 | 250 | 0 | 0.4085 | 0
-992 | 992 | 0 | 0.80324 | 0 | -104 | 104 | 0 | 0.13684 | 0 | -994 | 994 | 0 | 0.72081 | 0 | -549 | 549 | 0 | 0.89706 | 0
-995 | 995 | 0 | 0.80567 | 0 | -616 | 616 | 0 | 0.81053 | 0 | -886 | 886 | 0 | 0.64249 | 0 | -610 | 610 | 0 | 0.99673 | 0
-994 | 994 | 0 | 0.80486 | 0 | -649 | 649 | 0 | 0.85395 | 0 | -886 | 886 | 0 | 0.64249 | 0 | -610 | 610 | 0 | 0.99673 | 0
-993 | 993 | 0 | 0.80405 | 0 | -682 | 682 | 0 | 0.89737 | 0 | -944 | 944 | 0 | 0.68455 | 0 | -610 | 610 | 0 | 0.99673 | 0
-991 | 991 | 0 | 0.80243 | 0 | -697 | 697 | 0 | 0.91711 | 0 | -1205 | 1205 | 0 | 0.87382 | 0 | -610 | 610 | 0 | 0.99673 | 0
-993 | 993 | 0 | 0.80405 | 0 | -698 | 698 | 0 | 0.91842 | 0 | -1285 | 1285 | 0 | 0.93183 | 0 | -610 | 610 | 0 | 0.99673 | 0
-991 | 991 | 0 | 0.80243 | 0 | -698 | 698 | 0 | 0.91842 | 0 | -1184 | 1184 | 0 | 0.85859 | 0 | -610 | 610 | 0 | 0.99673 | 0
-994 | 994 | 0 | 0.80486 | 0 | -698 | 698 | 0 | 0.91842 | 0 | -1177 | 1177 | 0 | 0.85352 | 0 | -610 | 610 | 0 | 0.99673 | 0
-989 | 989 | 0 | 0.80081 | 0 | -698 | 698 | 0 | 0.91842 | 0 | -1242 | 1242 | 0 | 0.90065 | 0 | -610 | 610 | 0 | 0.99673 | 0
-992 | 992 | 0 | 0.80324 | 0 | -698 | 698 | 0 | 0.91842 | 0 | -1242 | 1242 | 0 | 0.90065 | 0 | -296 | 296 | 0 | 0.48366 | 0
-991 | 991 | 0 | 0.80243 | 0 | -698 | 698 | 0 | 0.91842 | 0 | -1233 | 1233 | 0 | 0.89413 | 0 | -159 | 159 | 0 | 0.2598 | 0
-979 | 979 | 0 | 0.79271 | 0 | -695 | 695 | 0 | 0.91447 | 0 | -1263 | 1263 | 0 | 0.91588 | 0 | -3 | 3 | 0 | 0.004902 | 0
-983 | 983 | 0 | 0.79595 | 0 | -675 | 675 | 0 | 0.88816 | 0 | -1205 | 1205 | 0 | 0.87382 | 0 | 2 | 0 | 2 | 0 | 0.0033613
-990 | 990 | 0 | 0.80162 | 0 | -695 | 695 | 0 | 0.91447 | 0 | -1219 | 1219 | 0 | 0.88397 | 0 | 2 | 0 | 2 | 0 | 0.0033613
-995 | 995 | 0 | 0.80567 | 0 | -697 | 697 | 0 | 0.91711 | 0 | -1226 | 1226 | 0 | 0.88905 | 0 | -467 | 467 | 0 | 0.76307 | 0
-995 | 995 | 0 | 0.80567 | 0 | -697 | 697 | 0 | 0.91711 | 0 | -1283 | 1283 | 0 | 0.93038 | 0 | -590 | 590 | 0 | 0.96405 | 0
-995 | 995 | 0 | 0.80567 | 0 | -698 | 698 | 0 | 0.91842 | 0 | -1170 | 1170 | 0 | 0.84844 | 0 | -609 | 609 | 0 | 0.9951 | 0
-994 | 994 | 0 | 0.80486 | 0 | -698 | 698 | 0 | 0.91842 | 0 | -1164 | 1164 | 0 | 0.84409 | 0 | -609 | 609 | 0 | 0.9951 | 0
-993 | 993 | 0 | 0.80405 | 0 | -698 | 698 | 0 | 0.91842 | 0 | -1150 | 1150 | 0 | 0.83394 | 0 | -609 | 609 | 0 | 0.9951 | 0
-993 | 993 | 0 | 0.80405 | 0 | -698 | 698 | 0 | 0.91842 | 0 | -1197 | 1197 | 0 | 0.86802 | 0 | -609 | 609 | 0 | 0.9951 | 0
-990 | 990 | 0 | 0.80162 | 0 | -698 | 698 | 0 | 0.91842 | 0 | -1085 | 1085 | 0 | 0.7868 | 0 | -609 | 609 | 0 | 0.9951 | 0
-992 | 992 | 0 | 0.80324 | 0 | -702 | 702 | 0 | 0.92368 | 0 | -949 | 949 | 0 | 0.68818 | 0 | -94 | 94 | 0 | 0.15359 | 0
-994 | 994 | 0 | 0.80486 | 0 | -687 | 687 | 0 | 0.90395 | 0 | -925 | 925 | 0 | 0.67078 | 0 | 2 | 0 | 2 | 0 | 0.0033613
-993 | 993 | 0 | 0.80405 | 0 | -705 | 705 | 0 | 0.92763 | 0 | -1144 | 1144 | 0 | 0.82959 | 0 | -158 | 158 | 0 | 0.25817 | 0
-991 | 991 | 0 | 0.80243 | 0 | -697 | 697 | 0 | 0.91711 | 0 | -1176 | 1176 | 0 | 0.85279 | 0 | -517 | 517 | 0 | 0.84477 | 0
-992 | 992 | 0 | 0.80324 | 0 | -697 | 697 | 0 | 0.91711 | 0 | -1272 | 1272 | 0 | 0.92241 | 0 | -610 | 610 | 0 | 0.99673 | 0
-990 | 990 | 0 | 0.80162 | 0 | -697 | 697 | 0 | 0.91711 | 0 | -1253 | 1253 | 0 | 0.90863 | 0 | -609 | 609 | 0 | 0.9951 | 0
-990 | 990 | 0 | 0.80162 | 0 | -697 | 697 | 0 | 0.91711 | 0 | -1280 | 1280 | 0 | 0.92821 | 0 | -610 | 610 | 0 | 0.99673 | 0
-989 | 989 | 0 | 0.80081 | 0 | -697 | 697 | 0 | 0.91711 | 0 | -1281 | 1281 | 0 | 0.92893 | 0 | -610 | 610 | 0 | 0.99673 | 0
-990 | 990 | 0 | 0.80162 | 0 | -697 | 697 | 0 | 0.91711 | 0 | -1180 | 1180 | 0 | 0.85569 | 0 | -610 | 610 | 0 | 0.99673 | 0
-990 | 990 | 0 | 0.80162 | 0 | -697 | 697 | 0 | 0.91711 | 0 | -1091 | 1091 | 0 | 0.79115 | 0 | -610 | 610 | 0 | 0.99673 | 0
-991 | 991 | 0 | 0.80243 | 0 | -697 | 697 | 0 | 0.91711 | 0 | -1125 | 1125 | 0 | 0.81581 | 0 | -352 | 352 | 0 | 0.57516 | 0
-989 | 989 | 0 | 0.80081 | 0 | -695 | 695 | 0 | 0.91447 | 0 | -1105 | 1105 | 0 | 0.80131 | 0 | -334 | 334 | 0 | 0.54575 | 0
-988 | 988 | 0 | 0.8 | 0 | -663 | 663 | 0 | 0.87237 | 0 | -838 | 838 | 0 | 0.60769 | 0 | -26 | 26 | 0 | 0.042484 | 0
-990 | 990 | 0 | 0.80162 | 0 | -575 | 575 | 0 | 0.75658 | 0 | -896 | 896 | 0 | 0.64975 | 0 | 2 | 0 | 2 | 0 | 0.0033613
-986 | 986 | 0 | 0.79838 | 0 | -480 | 480 | 0 | 0.63158 | 0 | -1060 | 1060 | 0 | 0.76867 | 0 | 2 | 0 | 2 | 0 | 0.0033613
-920 | 920 | 0 | 0.74494 | 0 | -626 | 626 | 0 | 0.82368 | 0 | -1175 | 1175 | 0 | 0.85207 | 0 | 2 | 0 | 2 | 0 | 0.0033613
-814 | 814 | 0 | 0.65911 | 0 | -695 | 695 | 0 | 0.91447 | 0 | -1067 | 1067 | 0 | 0.77375 | 0 | 2 | 0 | 2 | 0 | 0.0033613
-932 | 932 | 0 | 0.75466 | 0 | -697 | 697 | 0 | 0.91711 | 0 | -803 | 803 | 0 | 0.58231 | 0 | 2 | 0 | 2 | 0 | 0.0033613
-991 | 991 | 0 | 0.80243 | 0 | -697 | 697 | 0 | 0.91711 | 0 | -1249 | 1249 | 0 | 0.90573 | 0 | 2 | 0 | 2 | 0 | 0.0033613
-995 | 995 | 0 | 0.80567 | 0 | -698 | 698 | 0 | 0.91842 | 0 | -1316 | 1316 | 0 | 0.95431 | 0 | -470 | 470 | 0 | 0.76797 | 0
-995 | 995 | 0 | 0.80567 | 0 | -698 | 698 | 0 | 0.91842 | 0 | -1286 | 1286 | 0 | 0.93256 | 0 | -577 | 577 | 0 | 0.94281 | 0
-995 | 995 | 0 | 0.80567 | 0 | -697 | 697 | 0 | 0.91711 | 0 | -1241 | 1241 | 0 | 0.89993 | 0 | -610 | 610 | 0 | 0.99673 | 0
-995 | 995 | 0 | 0.80567 | 0 | -691 | 691 | 0 | 0.90921 | 0 | -1148 | 1148 | 0 | 0.83249 | 0 | -610 | 610 | 0 | 0.99673 | 0
-991 | 991 | 0 | 0.80243 | 0 | -425 | 425 | 0 | 0.55921 | 0 | -1071 | 1071 | 0 | 0.77665 | 0 | -161 | 161 | 0 | 0.26307 | 0
-801 | 801 | 0 | 0.64858 | 0 | -16 | 16 | 0 | 0.021053 | 0 | -659 | 659 | 0 | 0.47788 | 0 | 1 | 0 | 1 | 0 | 0.0016807
-355 | 355 | 0 | 0.28745 | 0 | 0 | 0 | 0 | 0 | 0 | -181 | 181 | 0 | 0.13125 | 0 | 58 | 0 | 58 | 0 | 0.097479
-473 | 473 | 0 | 0.383 | 0 | -2 | 2 | 0 | 0.0026316 | 0 | -293 | 293 | 0 | 0.21247 | 0 | 2 | 0 | 2 | 0 | 0.0033613
-966 | 966 | 0 | 0.78219 | 0 | -112 | 112 | 0 | 0.14737 | 0 | -103 | 103 | 0 | 0.074692 | 0 | 2 | 0 | 2 | 0 | 0.0033613
-989 | 989 | 0 | 0.80081 | 0 | -589 | 589 | 0 | 0.775 | 0 | -337 | 337 | 0 | 0.24438 | 0 | -136 | 136 | 0 | 0.22222 | 0
-992 | 992 | 0 | 0.80324 | 0 | -382 | 382 | 0 | 0.50263 | 0 | -1043 | 1043 | 0 | 0.75635 | 0 | -514 | 514 | 0 | 0.83987 | 0
-992 | 992 | 0 | 0.80324 | 0 | -491 | 491 | 0 | 0.64605 | 0 | -1049 | 1049 | 0 | 0.7607 | 0 | -595 | 595 | 0 | 0.97222 | 0
-995 | 995 | 0 | 0.80567 | 0 | -697 | 697 | 0 | 0.91711 | 0 | -867 | 867 | 0 | 0.62872 | 0 | -610 | 610 | 0 | 0.99673 | 0
-991 | 991 | 0 | 0.80243 | 0 | -697 | 697 | 0 | 0.91711 | 0 | -1204 | 1204 | 0 | 0.8731 | 0 | -610 | 610 | 0 | 0.99673 | 0
-994 | 994 | 0 | 0.80486 | 0 | -698 | 698 | 0 | 0.91842 | 0 | -1273 | 1273 | 0 | 0.92313 | 0 | -610 | 610 | 0 | 0.99673 | 0
-990 | 990 | 0 | 0.80162 | 0 | -671 | 671 | 0 | 0.88289 | 0 | -1107 | 1107 | 0 | 0.80276 | 0 | -193 | 193 | 0 | 0.31536 | 0
-900 | 900 | 0 | 0.72874 | 0 | -279 | 279 | 0 | 0.36711 | 0 | -909 | 909 | 0 | 0.65917 | 0 | -1 | 1 | 0 | 0.001634 | 0
-420 | 420 | 0 | 0.34008 | 0 | -34 | 34 | 0 | 0.044737 | 0 | -673 | 673 | 0 | 0.48803 | 0 | 2 | 0 | 2 | 0 | 0.0033613
-351 | 351 | 0 | 0.28421 | 0 | -74 | 74 | 0 | 0.097368 | 0 | -545 | 545 | 0 | 0.39521 | 0 | 2 | 0 | 2 | 0 | 0.0033613
-324 | 324 | 0 | 0.26235 | 0 | -13 | 13 | 0 | 0.017105 | 0 | -817 | 817 | 0 | 0.59246 | 0 | 2 | 0 | 2 | 0 | 0.0033613
-233 | 233 | 0 | 0.18866 | 0 | -157 | 157 | 0 | 0.20658 | 0 | -613 | 613 | 0 | 0.44453 | 0 | 2 | 0 | 2 | 0 | 0.0033613
-223 | 223 | 0 | 0.18057 | 0 | -177 | 177 | 0 | 0.23289 | 0 | -252 | 252 | 0 | 0.18274 | 0 | 2 | 0 | 2 | 0 | 0.0033613
-352 | 352 | 0 | 0.28502 | 0 | -3 | 3 | 0 | 0.0039474 | 0 | -97 | 97 | 0 | 0.070341 | 0 | 2 | 0 | 2 | 0 | 0.0033613
-823 | 823 | 0 | 0.6664 | 0 | 0 | 0 | 0 | 0 | 0 | -192 | 192 | 0 | 0.13923 | 0 | 2 | 0 | 2 | 0 | 0.0033613
-544 | 544 | 0 | 0.44049 | 0 | -35 | 35 | 0 | 0.046053 | 0 | 201 | 0 | 201 | 0 | 0.12415 | 2 | 0 | 2 | 0 | 0.0033613
-977 | 977 | 0 | 0.79109 | 0 | -173 | 173 | 0 | 0.22763 | 0 | -235 | 235 | 0 | 0.17041 | 0 | 348 | 0 | 348 | 0 | 0.58487
-994 | 994 | 0 | 0.80486 | 0 | 30 | 0 | 30 | 0 | 0.040706 | -329 | 329 | 0 | 0.23858 | 0 | 386 | 0 | 386 | 0 | 0.64874
-991 | 991 | 0 | 0.80243 | 0 | 93 | 0 | 93 | 0 | 0.12619 | -282 | 282 | 0 | 0.2045 | 0 | 386 | 0 | 386 | 0 | 0.64874
-947 | 947 | 0 | 0.7668 | 0 | 127 | 0 | 127 | 0 | 0.17232 | -229 | 229 | 0 | 0.16606 | 0 | 424 | 0 | 424 | 0 | 0.71261
-764 | 764 | 0 | 0.61862 | 0 | 102 | 0 | 102 | 0 | 0.1384 | -156 | 156 | 0 | 0.11313 | 0 | 425 | 0 | 425 | 0 | 0.71429
-724 | 724 | 0 | 0.58623 | 0 | 52 | 0 | 52 | 0 | 0.070556 | 28 | 0 | 28 | 0 | 0.017295 | 425 | 0 | 425 | 0 | 0.71429
-705 | 705 | 0 | 0.57085 | 0 | 30 | 0 | 30 | 0 | 0.040706 | 138 | 0 | 138 | 0 | 0.085238 | 425 | 0 | 425 | 0 | 0.71429
-763 | 763 | 0 | 0.61781 | 0 | 186 | 0 | 186 | 0 | 0.25237 | 22 | 0 | 22 | 0 | 0.013589 | 425 | 0 | 425 | 0 | 0.71429
-975 | 975 | 0 | 0.78947 | 0 | 252 | 0 | 252 | 0 | 0.34193 | -7 | 7 | 0 | 0.0050761 | 0 | 183 | 0 | 183 | 0 | 0.30756
-952 | 952 | 0 | 0.77085 | 0 | 54 | 0 | 54 | 0 | 0.07327 | -744 | 744 | 0 | 0.53952 | 0 | 8 | 0 | 8 | 0 | 0.013445
-926 | 926 | 0 | 0.7498 | 0 | -281 | 281 | 0 | 0.36974 | 0 | -854 | 854 | 0 | 0.61929 | 0 | -447 | 447 | 0 | 0.73039 | 0
-929 | 929 | 0 | 0.75223 | 0 | -43 | 43 | 0 | 0.056579 | 0 | -1015 | 1015 | 0 | 0.73604 | 0 | -609 | 609 | 0 | 0.9951 | 0
-931 | 931 | 0 | 0.75385 | 0 | 16 | 0 | 16 | 0 | 0.02171 | -1063 | 1063 | 0 | 0.77085 | 0 | -610 | 610 | 0 | 0.99673 | 0
-983 | 983 | 0 | 0.79595 | 0 | 80 | 0 | 80 | 0 | 0.10855 | -679 | 679 | 0 | 0.49239 | 0 | -611 | 611 | 0 | 0.99837 | 0
-934 | 934 | 0 | 0.75628 | 0 | 141 | 0 | 141 | 0 | 0.19132 | -547 | 547 | 0 | 0.39666 | 0 | -315 | 315 | 0 | 0.51471 | 0
-947 | 947 | 0 | 0.7668 | 0 | 368 | 0 | 368 | 0 | 0.49932 | -319 | 319 | 0 | 0.23133 | 0 | -303 | 303 | 0 | 0.4951 | 0
-445 | 445 | 0 | 0.36032 | 0 | 152 | 0 | 152 | 0 | 0.20624 | -262 | 262 | 0 | 0.18999 | 0 | -21 | 21 | 0 | 0.034314 | 0
-302 | 302 | 0 | 0.24453 | 0 | 99 | 0 | 99 | 0 | 0.13433 | -513 | 513 | 0 | 0.37201 | 0 | 2 | 0 | 2 | 0 | 0.0033613
-354 | 354 | 0 | 0.28664 | 0 | 96 | 0 | 96 | 0 | 0.13026 | -843 | 843 | 0 | 0.61131 | 0 | 2 | 0 | 2 | 0 | 0.0033613
-573 | 573 | 0 | 0.46397 | 0 | 0 | 0 | 0 | 0 | 0 | -390 | 390 | 0 | 0.28281 | 0 | 2 | 0 | 2 | 0 | 0.0033613
-968 | 968 | 0 | 0.78381 | 0 | -11 | 11 | 0 | 0.014474 | 0 | -471 | 471 | 0 | 0.34155 | 0 | 2 | 0 | 2 | 0 | 0.0033613
-993 | 993 | 0 | 0.80405 | 0 | -369 | 369 | 0 | 0.48553 | 0 | -1025 | 1025 | 0 | 0.74329 | 0 | -471 | 471 | 0 | 0.76961 | 0
-994 | 994 | 0 | 0.80486 | 0 | -678 | 678 | 0 | 0.89211 | 0 | -1008 | 1008 | 0 | 0.73096 | 0 | -581 | 581 | 0 | 0.94935 | 0
-993 | 993 | 0 | 0.80405 | 0 | -698 | 698 | 0 | 0.91842 | 0 | -951 | 951 | 0 | 0.68963 | 0 | -610 | 610 | 0 | 0.99673 | 0
-991 | 991 | 0 | 0.80243 | 0 | -670 | 670 | 0 | 0.88158 | 0 | -1085 | 1085 | 0 | 0.7868 | 0 | -610 | 610 | 0 | 0.99673 | 0
-991 | 991 | 0 | 0.80243 | 0 | -698 | 698 | 0 | 0.91842 | 0 | -1243 | 1243 | 0 | 0.90138 | 0 | -610 | 610 | 0 | 0.99673 | 0
-996 | 996 | 0 | 0.80648 | 0 | -697 | 697 | 0 | 0.91711 | 0 | -1222 | 1222 | 0 | 0.88615 | 0 | -609 | 609 | 0 | 0.9951 | 0
-994 | 994 | 0 | 0.80486 | 0 | -698 | 698 | 0 | 0.91842 | 0 | -1269 | 1269 | 0 | 0.92023 | 0 | -609 | 609 | 0 | 0.9951 | 0
-994 | 994 | 0 | 0.80486 | 0 | -698 | 698 | 0 | 0.91842 | 0 | -1100 | 1100 | 0 | 0.79768 | 0 | -609 | 609 | 0 | 0.9951 | 0
-996 | 996 | 0 | 0.80648 | 0 | -698 | 698 | 0 | 0.91842 | 0 | -1141 | 1141 | 0 | 0.82741 | 0 | -609 | 609 | 0 | 0.9951 | 0
-996 | 996 | 0 | 0.80648 | 0 | -698 | 698 | 0 | 0.91842 | 0 | -1230 | 1230 | 0 | 0.89195 | 0 | -609 | 609 | 0 | 0.9951 | 0
-993 | 993 | 0 | 0.80405 | 0 | -698 | 698 | 0 | 0.91842 | 0 | -1261 | 1261 | 0 | 0.91443 | 0 | -609 | 609 | 0 | 0.9951 | 0
-992 | 992 | 0 | 0.80324 | 0 | -697 | 697 | 0 | 0.91711 | 0 | -1292 | 1292 | 0 | 0.93691 | 0 | -609 | 609 | 0 | 0.9951 | 0
-994 | 994 | 0 | 0.80486 | 0 | -697 | 697 | 0 | 0.91711 | 0 | -1188 | 1188 | 0 | 0.86149 | 0 | -609 | 609 | 0 | 0.9951 | 0
-995 | 995 | 0 | 0.80567 | 0 | -697 | 697 | 0 | 0.91711 | 0 | -1242 | 1242 | 0 | 0.90065 | 0 | -610 | 610 | 0 | 0.99673 | 0
-995 | 995 | 0 | 0.80567 | 0 | -697 | 697 | 0 | 0.91711 | 0 | -1323 | 1323 | 0 | 0.95939 | 0 | -610 | 610 | 0 | 0.99673 | 0
-994 | 994 | 0 | 0.80486 | 0 | -698 | 698 | 0 | 0.91842 | 0 | -1267 | 1267 | 0 | 0.91878 | 0 | -610 | 610 | 0 | 0.99673 | 0
-996 | 996 | 0 | 0.80648 | 0 | -687 | 687 | 0 | 0.90395 | 0 | -1239 | 1239 | 0 | 0.89848 | 0 | -610 | 610 | 0 | 0.99673 | 0
-996 | 996 | 0 | 0.80648 | 0 | -517 | 517 | 0 | 0.68026 | 0 | -1228 | 1228 | 0 | 0.8905 | 0 | -530 | 530 | 0 | 0.86601 | 0
-995 | 995 | 0 | 0.80567 | 0 | -217 | 217 | 0 | 0.28553 | 0 | -1035 | 1035 | 0 | 0.75054 | 0 | -71 | 71 | 0 | 0.11601 | 0
-994 | 994 | 0 | 0.80486 | 0 | -21 | 21 | 0 | 0.027632 | 0 | -990 | 990 | 0 | 0.71791 | 0 | -146 | 146 | 0 | 0.23856 | 0
-982 | 982 | 0 | 0.79514 | 0 | -23 | 23 | 0 | 0.030263 | 0 | -892 | 892 | 0 | 0.64685 | 0 | -138 | 138 | 0 | 0.22549 | 0
-811 | 811 | 0 | 0.65668 | 0 | 49 | 0 | 49 | 0 | 0.066486 | -1147 | 1147 | 0 | 0.83176 | 0 | -1 | 1 | 0 | 0.001634 | 0
-787 | 787 | 0 | 0.63725 | 0 | 49 | 0 | 49 | 0 | 0.066486 | -1183 | 1183 | 0 | 0.85787 | 0 | 2 | 0 | 2 | 0 | 0.0033613
-990 | 990 | 0 | 0.80162 | 0 | 31 | 0 | 31 | 0 | 0.042062 | -970 | 970 | 0 | 0.70341 | 0 | 2 | 0 | 2 | 0 | 0.0033613
-970 | 970 | 0 | 0.78543 | 0 | -256 | 256 | 0 | 0.33684 | 0 | -1211 | 1211 | 0 | 0.87817 | 0 | -381 | 381 | 0 | 0.62255 | 0
-647 | 647 | 0 | 0.52389 | 0 | -642 | 642 | 0 | 0.84474 | 0 | -1294 | 1294 | 0 | 0.93836 | 0 | -558 | 558 | 0 | 0.91176 | 0
-625 | 625 | 0 | 0.50607 | 0 | -686 | 686 | 0 | 0.90263 | 0 | -1236 | 1236 | 0 | 0.8963 | 0 | -609 | 609 | 0 | 0.9951 | 0
-624 | 624 | 0 | 0.50526 | 0 | -667 | 667 | 0 | 0.87763 | 0 | -1223 | 1223 | 0 | 0.88687 | 0 | -609 | 609 | 0 | 0.9951 | 0
-624 | 624 | 0 | 0.50526 | 0 | -625 | 625 | 0 | 0.82237 | 0 | -1210 | 1210 | 0 | 0.87745 | 0 | -609 | 609 | 0 | 0.9951 | 0
-624 | 624 | 0 | 0.50526 | 0 | -611 | 611 | 0 | 0.80395 | 0 | -1227 | 1227 | 0 | 0.88978 | 0 | -609 | 609 | 0 | 0.9951 | 0
-624 | 624 | 0 | 0.50526 | 0 | -681 | 681 | 0 | 0.89605 | 0 | -1268 | 1268 | 0 | 0.91951 | 0 | -609 | 609 | 0 | 0.9951 | 0
-625 | 625 | 0 | 0.50607 | 0 | -460 | 460 | 0 | 0.60526 | 0 | -1333 | 1333 | 0 | 0.96664 | 0 | -610 | 610 | 0 | 0.99673 | 0
-625 | 625 | 0 | 0.50607 | 0 | -290 | 290 | 0 | 0.38158 | 0 | -1249 | 1249 | 0 | 0.90573 | 0 | -610 | 610 | 0 | 0.99673 | 0
-625 | 625 | 0 | 0.50607 | 0 | -173 | 173 | 0 | 0.22763 | 0 | -1240 | 1240 | 0 | 0.8992 | 0 | -610 | 610 | 0 | 0.99673 | 0
-625 | 625 | 0 | 0.50607 | 0 | -177 | 177 | 0 | 0.23289 | 0 | -1157 | 1157 | 0 | 0.83901 | 0 | -610 | 610 | 0 | 0.99673 | 0
-625 | 625 | 0 | 0.50607 | 0 | -317 | 317 | 0 | 0.41711 | 0 | -1164 | 1164 | 0 | 0.84409 | 0 | -610 | 610 | 0 | 0.99673 | 0
-625 | 625 | 0 | 0.50607 | 0 | -299 | 299 | 0 | 0.39342 | 0 | -1197 | 1197 | 0 | 0.86802 | 0 | -610 | 610 | 0 | 0.99673 | 0
-625 | 625 | 0 | 0.50607 | 0 | -235 | 235 | 0 | 0.30921 | 0 | -970 | 970 | 0 | 0.70341 | 0 | -610 | 610 | 0 | 0.99673 | 0
-625 | 625 | 0 | 0.50607 | 0 | -101 | 101 | 0 | 0.13289 | 0 | -894 | 894 | 0 | 0.6483 | 0 | -610 | 610 | 0 | 0.99673 | 0
-625 | 625 | 0 | 0.50607 | 0 | -89 | 89 | 0 | 0.11711 | 0 | -1076 | 1076 | 0 | 0.78028 | 0 | -610 | 610 | 0 | 0.99673 | 0
-625 | 625 | 0 | 0.50607 | 0 | -72 | 72 | 0 | 0.094737 | 0 | -1042 | 1042 | 0 | 0.75562 | 0 | -610 | 610 | 0 | 0.99673 | 0
-590 | 590 | 0 | 0.47773 | 0 | 57 | 0 | 57 | 0 | 0.077341 | -919 | 919 | 0 | 0.66642 | 0 | -610 | 610 | 0 | 0.99673 | 0
-36 | 36 | 0 | 0.02915 | 0 | -337 | 337 | 0 | 0.44342 | 0 | -683 | 683 | 0 | 0.49529 | 0 | -511 | 511 | 0 | 0.83497 | 0
10 | 0 | 10 | 0 | 0.0062383 | -383 | 383 | 0 | 0.50395 | 0 | -602 | 602 | 0 | 0.43655 | 0 | -66 | 66 | 0 | 0.10784 | 0
235 | 0 | 235 | 0 | 0.1466 | -33 | 33 | 0 | 0.043421 | 0 | -559 | 559 | 0 | 0.40537 | 0 | 2 | 0 | 2 | 0 | 0.0033613
276 | 0 | 276 | 0 | 0.17218 | -174 | 174 | 0 | 0.22895 | 0 | -203 | 203 | 0 | 0.14721 | 0 | 2 | 0 | 2 | 0 | 0.0033613
207 | 0 | 207 | 0 | 0.12913 | -371 | 371 | 0 | 0.48816 | 0 | -214 | 214 | 0 | 0.15518 | 0 | 2 | 0 | 2 | 0 | 0.0033613
-23 | 23 | 0 | 0.018623 | 0 | -570 | 570 | 0 | 0.75 | 0 | -511 | 511 | 0 | 0.37056 | 0 | 2 | 0 | 2 | 0 | 0.0033613
-597 | 597 | 0 | 0.4834 | 0 | -565 | 565 | 0 | 0.74342 | 0 | -635 | 635 | 0 | 0.46048 | 0 | -432 | 432 | 0 | 0.70588 | 0
-626 | 626 | 0 | 0.50688 | 0 | -582 | 582 | 0 | 0.76579 | 0 | -868 | 868 | 0 | 0.62944 | 0 | -495 | 495 | 0 | 0.80882 | 0
-626 | 626 | 0 | 0.50688 | 0 | -286 | 286 | 0 | 0.37632 | 0 | -995 | 995 | 0 | 0.72154 | 0 | -495 | 495 | 0 | 0.80882 | 0
-625 | 625 | 0 | 0.50607 | 0 | 58 | 0 | 58 | 0 | 0.078697 | -897 | 897 | 0 | 0.65047 | 0 | -495 | 495 | 0 | 0.80882 | 0
-615 | 615 | 0 | 0.49798 | 0 | 255 | 0 | 255 | 0 | 0.346 | -788 | 788 | 0 | 0.57143 | 0 | -495 | 495 | 0 | 0.80882 | 0
-604 | 604 | 0 | 0.48907 | 0 | -64 | 64 | 0 | 0.084211 | 0 | -304 | 304 | 0 | 0.22045 | 0 | -495 | 495 | 0 | 0.80882 | 0
-623 | 623 | 0 | 0.50445 | 0 | 196 | 0 | 196 | 0 | 0.26594 | -292 | 292 | 0 | 0.21175 | 0 | -495 | 495 | 0 | 0.80882 | 0
-606 | 606 | 0 | 0.49069 | 0 | 541 | 0 | 541 | 0 | 0.73406 | -612 | 612 | 0 | 0.4438 | 0 | -495 | 495 | 0 | 0.80882 | 0
-603 | 603 | 0 | 0.48826 | 0 | 390 | 0 | 390 | 0 | 0.52917 | -187 | 187 | 0 | 0.13561 | 0 | -495 | 495 | 0 | 0.80882 | 0
-611 | 611 | 0 | 0.49474 | 0 | 393 | 0 | 393 | 0 | 0.53324 | -532 | 532 | 0 | 0.38579 | 0 | -495 | 495 | 0 | 0.80882 | 0
-613 | 613 | 0 | 0.49636 | 0 | 120 | 0 | 120 | 0 | 0.16282 | -548 | 548 | 0 | 0.39739 | 0 | -495 | 495 | 0 | 0.80882 | 0
-770 | 770 | 0 | 0.62348 | 0 | 107 | 0 | 107 | 0 | 0.14518 | -558 | 558 | 0 | 0.40464 | 0 | -495 | 495 | 0 | 0.80882 | 0
-984 | 984 | 0 | 0.79676 | 0 | 335 | 0 | 335 | 0 | 0.45455 | -642 | 642 | 0 | 0.46555 | 0 | -495 | 495 | 0 | 0.80882 | 0
-945 | 945 | 0 | 0.76518 | 0 | 151 | 0 | 151 | 0 | 0.20488 | -709 | 709 | 0 | 0.51414 | 0 | -495 | 495 | 0 | 0.80882 | 0
-946 | 946 | 0 | 0.76599 | 0 | 139 | 0 | 139 | 0 | 0.1886 | -815 | 815 | 0 | 0.59101 | 0 | -495 | 495 | 0 | 0.80882 | 0
-945 | 945 | 0 | 0.76518 | 0 | -30 | 30 | 0 | 0.039474 | 0 | -842 | 842 | 0 | 0.61059 | 0 | -495 | 495 | 0 | 0.80882 | 0
-946 | 946 | 0 | 0.76599 | 0 | 23 | 0 | 23 | 0 | 0.031208 | -716 | 716 | 0 | 0.51922 | 0 | -495 | 495 | 0 | 0.80882 | 0
-892 | 892 | 0 | 0.72227 | 0 | -10 | 10 | 0 | 0.013158 | 0 | -642 | 642 | 0 | 0.46555 | 0 | -495 | 495 | 0 | 0.80882 | 0
-356 | 356 | 0 | 0.28826 | 0 | -184 | 184 | 0 | 0.24211 | 0 | -478 | 478 | 0 | 0.34663 | 0 | -60 | 60 | 0 | 0.098039 | 0
-8 | 8 | 0 | 0.0064777 | 0 | -105 | 105 | 0 | 0.13816 | 0 | -649 | 649 | 0 | 0.47063 | 0 | 2 | 0 | 2 | 0 | 0.0033613
-2 | 2 | 0 | 0.0016194 | 0 | -147 | 147 | 0 | 0.19342 | 0 | -547 | 547 | 0 | 0.39666 | 0 | 2 | 0 | 2 | 0 | 0.0033613
-16 | 16 | 0 | 0.012955 | 0 | -221 | 221 | 0 | 0.29079 | 0 | -599 | 599 | 0 | 0.43437 | 0 | 2 | 0 | 2 | 0 | 0.0033613
-440 | 440 | 0 | 0.35628 | 0 | -400 | 400 | 0 | 0.52632 | 0 | -424 | 424 | 0 | 0.30747 | 0 | 2 | 0 | 2 | 0 | 0.0033613
-941 | 941 | 0 | 0.76194 | 0 | -521 | 521 | 0 | 0.68553 | 0 | -753 | 753 | 0 | 0.54605 | 0 | 2 | 0 | 2 | 0 | 0.0033613
-968 | 968 | 0 | 0.78381 | 0 | -674 | 674 | 0 | 0.88684 | 0 | -1143 | 1143 | 0 | 0.82886 | 0 | 2 | 0 | 2 | 0 | 0.0033613
-971 | 971 | 0 | 0.78623 | 0 | -698 | 698 | 0 | 0.91842 | 0 | -1273 | 1273 | 0 | 0.92313 | 0 | -431 | 431 | 0 | 0.70425 | 0
-984 | 984 | 0 | 0.79676 | 0 | -698 | 698 | 0 | 0.91842 | 0 | -1250 | 1250 | 0 | 0.90645 | 0 | -494 | 494 | 0 | 0.80719 | 0
-994 | 994 | 0 | 0.80486 | 0 | -698 | 698 | 0 | 0.91842 | 0 | -1260 | 1260 | 0 | 0.91371 | 0 | -494 | 494 | 0 | 0.80719 | 0
-993 | 993 | 0 | 0.80405 | 0 | -698 | 698 | 0 | 0.91842 | 0 | -1230 | 1230 | 0 | 0.89195 | 0 | -494 | 494 | 0 | 0.80719 | 0
-994 | 994 | 0 | 0.80486 | 0 | -698 | 698 | 0 | 0.91842 | 0 | -1284 | 1284 | 0 | 0.93111 | 0 | -494 | 494 | 0 | 0.80719 | 0
-990 | 990 | 0 | 0.80162 | 0 | -698 | 698 | 0 | 0.91842 | 0 | -1340 | 1340 | 0 | 0.97172 | 0 | -494 | 494 | 0 | 0.80719 | 0
-991 | 991 | 0 | 0.80243 | 0 | -686 | 686 | 0 | 0.90263 | 0 | -1280 | 1280 | 0 | 0.92821 | 0 | -61 | 61 | 0 | 0.099673 | 0
-988 | 988 | 0 | 0.8 | 0 | -639 | 639 | 0 | 0.84079 | 0 | -1185 | 1185 | 0 | 0.85932 | 0 | 2 | 0 | 2 | 0 | 0.0033613
-993 | 993 | 0 | 0.80405 | 0 | -657 | 657 | 0 | 0.86447 | 0 | -1094 | 1094 | 0 | 0.79333 | 0 | 2 | 0 | 2 | 0 | 0.0033613
-886 | 886 | 0 | 0.71741 | 0 | -696 | 696 | 0 | 0.91579 | 0 | -1167 | 1167 | 0 | 0.84627 | 0 | -134 | 134 | 0 | 0.21895 | 0
-878 | 878 | 0 | 0.71093 | 0 | -697 | 697 | 0 | 0.91711 | 0 | -1121 | 1121 | 0 | 0.81291 | 0 | -463 | 463 | 0 | 0.75654 | 0
-878 | 878 | 0 | 0.71093 | 0 | -697 | 697 | 0 | 0.91711 | 0 | -1079 | 1079 | 0 | 0.78245 | 0 | -495 | 495 | 0 | 0.80882 | 0
-877 | 877 | 0 | 0.71012 | 0 | -697 | 697 | 0 | 0.91711 | 0 | -1232 | 1232 | 0 | 0.8934 | 0 | -608 | 608 | 0 | 0.99346 | 0
-887 | 887 | 0 | 0.71822 | 0 | -697 | 697 | 0 | 0.91711 | 0 | -1305 | 1305 | 0 | 0.94634 | 0 | -610 | 610 | 0 | 0.99673 | 0
-960 | 960 | 0 | 0.77733 | 0 | -698 | 698 | 0 | 0.91842 | 0 | -1292 | 1292 | 0 | 0.93691 | 0 | -386 | 386 | 0 | 0.63072 | 0
-993 | 993 | 0 | 0.80405 | 0 | -660 | 660 | 0 | 0.86842 | 0 | -1291 | 1291 | 0 | 0.93619 | 0 | -33 | 33 | 0 | 0.053922 | 0
-995 | 995 | 0 | 0.80567 | 0 | -180 | 180 | 0 | 0.23684 | 0 | -733 | 733 | 0 | 0.53154 | 0 | 2 | 0 | 2 | 0 | 0.0033613
-988 | 988 | 0 | 0.8 | 0 | -253 | 253 | 0 | 0.33289 | 0 | -635 | 635 | 0 | 0.46048 | 0 | 2 | 0 | 2 | 0 | 0.0033613
-705 | 705 | 0 | 0.57085 | 0 | -11 | 11 | 0 | 0.014474 | 0 | -580 | 580 | 0 | 0.42059 | 0 | 2 | 0 | 2 | 0 | 0.0033613
-525 | 525 | 0 | 0.4251 | 0 | 0 | 0 | 0 | 0 | 0 | -533 | 533 | 0 | 0.38651 | 0 | 2 | 0 | 2 | 0 | 0.0033613
-497 | 497 | 0 | 0.40243 | 0 | -23 | 23 | 0 | 0.030263 | 0 | -560 | 560 | 0 | 0.40609 | 0 | 2 | 0 | 2 | 0 | 0.0033613
-604 | 604 | 0 | 0.48907 | 0 | -153 | 153 | 0 | 0.20132 | 0 | -465 | 465 | 0 | 0.3372 | 0 | 2 | 0 | 2 | 0 | 0.0033613
-965 | 965 | 0 | 0.78138 | 0 | -555 | 555 | 0 | 0.73026 | 0 | -606 | 606 | 0 | 0.43945 | 0 | 2 | 0 | 2 | 0 | 0.0033613
-994 | 994 | 0 | 0.80486 | 0 | -694 | 694 | 0 | 0.91316 | 0 | -1215 | 1215 | 0 | 0.88107 | 0 | -101 | 101 | 0 | 0.16503 | 0
-995 | 995 | 0 | 0.80567 | 0 | -698 | 698 | 0 | 0.91842 | 0 | -1020 | 1020 | 0 | 0.73967 | 0 | -483 | 483 | 0 | 0.78922 | 0
-993 | 993 | 0 | 0.80405 | 0 | -698 | 698 | 0 | 0.91842 | 0 | -1155 | 1155 | 0 | 0.83756 | 0 | -586 | 586 | 0 | 0.95752 | 0
-992 | 992 | 0 | 0.80324 | 0 | -698 | 698 | 0 | 0.91842 | 0 | -1151 | 1151 | 0 | 0.83466 | 0 | -609 | 609 | 0 | 0.9951 | 0
-993 | 993 | 0 | 0.80405 | 0 | -698 | 698 | 0 | 0.91842 | 0 | -1135 | 1135 | 0 | 0.82306 | 0 | -609 | 609 | 0 | 0.9951 | 0
-992 | 992 | 0 | 0.80324 | 0 | -698 | 698 | 0 | 0.91842 | 0 | -1163 | 1163 | 0 | 0.84336 | 0 | -610 | 610 | 0 | 0.99673 | 0
-989 | 989 | 0 | 0.80081 | 0 | -698 | 698 | 0 | 0.91842 | 0 | -1115 | 1115 | 0 | 0.80856 | 0 | -146 | 146 | 0 | 0.23856 | 0
-990 | 990 | 0 | 0.80162 | 0 | -685 | 685 | 0 | 0.90132 | 0 | -923 | 923 | 0 | 0.66933 | 0 | 3 | 0 | 3 | 0 | 0.005042
-959 | 959 | 0 | 0.77652 | 0 | -466 | 466 | 0 | 0.61316 | 0 | -651 | 651 | 0 | 0.47208 | 0 | 2 | 0 | 2 | 0 | 0.0033613
-939 | 939 | 0 | 0.76032 | 0 | -306 | 306 | 0 | 0.40263 | 0 | -735 | 735 | 0 | 0.53299 | 0 | 2 | 0 | 2 | 0 | 0.0033613
-940 | 940 | 0 | 0.76113 | 0 | -167 | 167 | 0 | 0.21974 | 0 | -785 | 785 | 0 | 0.56925 | 0 | 2 | 0 | 2 | 0 | 0.0033613
-947 | 947 | 0 | 0.7668 | 0 | -668 | 668 | 0 | 0.87895 | 0 | -1120 | 1120 | 0 | 0.81218 | 0 | 2 | 0 | 2 | 0 | 0.0033613
-942 | 942 | 0 | 0.76275 | 0 | -697 | 697 | 0 | 0.91711 | 0 | -1293 | 1293 | 0 | 0.93764 | 0 | -463 | 463 | 0 | 0.75654 | 0
-945 | 945 | 0 | 0.76518 | 0 | -697 | 697 | 0 | 0.91711 | 0 | -1264 | 1264 | 0 | 0.91661 | 0 | -579 | 579 | 0 | 0.94608 | 0
-988 | 988 | 0 | 0.8 | 0 | -697 | 697 | 0 | 0.91711 | 0 | -1287 | 1287 | 0 | 0.93328 | 0 | -610 | 610 | 0 | 0.99673 | 0
-985 | 985 | 0 | 0.79757 | 0 | -697 | 697 | 0 | 0.91711 | 0 | -1309 | 1309 | 0 | 0.94924 | 0 | -610 | 610 | 0 | 0.99673 | 0
-992 | 992 | 0 | 0.80324 | 0 | -694 | 694 | 0 | 0.91316 | 0 | -1277 | 1277 | 0 | 0.92603 | 0 | -610 | 610 | 0 | 0.99673 | 0
-993 | 993 | 0 | 0.80405 | 0 | -695 | 695 | 0 | 0.91447 | 0 | -938 | 938 | 0 | 0.6802 | 0 | -95 | 95 | 0 | 0.15523 | 0
-991 | 991 | 0 | 0.80243 | 0 | -696 | 696 | 0 | 0.91579 | 0 | -1191 | 1191 | 0 | 0.86367 | 0 | -91 | 91 | 0 | 0.14869 | 0
-993 | 993 | 0 | 0.80405 | 0 | -655 | 655 | 0 | 0.86184 | 0 | -914 | 914 | 0 | 0.6628 | 0 | 0 | 0 | 0 | 0 | 0
-991 | 991 | 0 | 0.80243 | 0 | -606 | 606 | 0 | 0.79737 | 0 | -680 | 680 | 0 | 0.49311 | 0 | 2 | 0 | 2 | 0 | 0.0033613
-990 | 990 | 0 | 0.80162 | 0 | -694 | 694 | 0 | 0.91316 | 0 | -871 | 871 | 0 | 0.63162 | 0 | 2 | 0 | 2 | 0 | 0.0033613
-985 | 985 | 0 | 0.79757 | 0 | -697 | 697 | 0 | 0.91711 | 0 | -940 | 940 | 0 | 0.68165 | 0 | 2 | 0 | 2 | 0 | 0.0033613
-993 | 993 | 0 | 0.80405 | 0 | -603 | 603 | 0 | 0.79342 | 0 | -659 | 659 | 0 | 0.47788 | 0 | 2 | 0 | 2 | 0 | 0.0033613
-992 | 992 | 0 | 0.80324 | 0 | -600 | 600 | 0 | 0.78947 | 0 | -819 | 819 | 0 | 0.59391 | 0 | 2 | 0 | 2 | 0 | 0.0033613
-992 | 992 | 0 | 0.80324 | 0 | -25 | 25 | 0 | 0.032895 | 0 | -1212 | 1212 | 0 | 0.8789 | 0 | -201 | 201 | 0 | 0.32843 | 0
-992 | 992 | 0 | 0.80324 | 0 | -506 | 506 | 0 | 0.66579 | 0 | -1225 | 1225 | 0 | 0.88832 | 0 | -507 | 507 | 0 | 0.82843 | 0
-989 | 989 | 0 | 0.80081 | 0 | -535 | 535 | 0 | 0.70395 | 0 | -1208 | 1208 | 0 | 0.876 | 0 | -601 | 601 | 0 | 0.98203 | 0
-942 | 942 | 0 | 0.76275 | 0 | -616 | 616 | 0 | 0.81053 | 0 | -1130 | 1130 | 0 | 0.81943 | 0 | -391 | 391 | 0 | 0.63889 | 0
-938 | 938 | 0 | 0.75951 | 0 | -608 | 608 | 0 | 0.8 | 0 | -1179 | 1179 | 0 | 0.85497 | 0 | -283 | 283 | 0 | 0.46242 | 0
-938 | 938 | 0 | 0.75951 | 0 | -447 | 447 | 0 | 0.58816 | 0 | -817 | 817 | 0 | 0.59246 | 0 | 78 | 0 | 78 | 0 | 0.13109
-938 | 938 | 0 | 0.75951 | 0 | 126 | 0 | 126 | 0 | 0.17096 | -531 | 531 | 0 | 0.38506 | 0 | 221 | 0 | 221 | 0 | 0.37143
-934 | 934 | 0 | 0.75628 | 0 | 47 | 0 | 47 | 0 | 0.063772 | -144 | 144 | 0 | 0.10442 | 0 | 223 | 0 | 223 | 0 | 0.37479
-938 | 938 | 0 | 0.75951 | 0 | 63 | 0 | 63 | 0 | 0.085482 | -100 | 100 | 0 | 0.072516 | 0 | 223 | 0 | 223 | 0 | 0.37479
-939 | 939 | 0 | 0.76032 | 0 | 41 | 0 | 41 | 0 | 0.055631 | -416 | 416 | 0 | 0.30167 | 0 | 223 | 0 | 223 | 0 | 0.37479
-938 | 938 | 0 | 0.75951 | 0 | -170 | 170 | 0 | 0.22368 | 0 | -1021 | 1021 | 0 | 0.74039 | 0 | 14 | 0 | 14 | 0 | 0.023529
-937 | 937 | 0 | 0.7587 | 0 | -669 | 669 | 0 | 0.88026 | 0 | -1286 | 1286 | 0 | 0.93256 | 0 | -196 | 196 | 0 | 0.32026 | 0
-940 | 940 | 0 | 0.76113 | 0 | -697 | 697 | 0 | 0.91711 | 0 | -1264 | 1264 | 0 | 0.91661 | 0 | -509 | 509 | 0 | 0.8317 | 0
-940 | 940 | 0 | 0.76113 | 0 | -698 | 698 | 0 | 0.91842 | 0 | -1274 | 1274 | 0 | 0.92386 | 0 | -609 | 609 | 0 | 0.9951 | 0
-944 | 944 | 0 | 0.76437 | 0 | -698 | 698 | 0 | 0.91842 | 0 | -1273 | 1273 | 0 | 0.92313 | 0 | -610 | 610 | 0 | 0.99673 | 0
-991 | 991 | 0 | 0.80243 | 0 | -697 | 697 | 0 | 0.91711 | 0 | -1252 | 1252 | 0 | 0.9079 | 0 | -610 | 610 | 0 | 0.99673 | 0
-995 | 995 | 0 | 0.80567 | 0 | -692 | 692 | 0 | 0.91053 | 0 | -1270 | 1270 | 0 | 0.92096 | 0 | -300 | 300 | 0 | 0.4902 | 0
-990 | 990 | 0 | 0.80162 | 0 | -544 | 544 | 0 | 0.71579 | 0 | -1052 | 1052 | 0 | 0.76287 | 0 | -16 | 16 | 0 | 0.026144 | 0
-821 | 821 | 0 | 0.66478 | 0 | -176 | 176 | 0 | 0.23158 | 0 | -447 | 447 | 0 | 0.32415 | 0 | 2 | 0 | 2 | 0 | 0.0033613
-778 | 778 | 0 | 0.62996 | 0 | 57 | 0 | 57 | 0 | 0.077341 | -319 | 319 | 0 | 0.23133 | 0 | 2 | 0 | 2 | 0 | 0.0033613
-382 | 382 | 0 | 0.30931 | 0 | -2 | 2 | 0 | 0.0026316 | 0 | -294 | 294 | 0 | 0.2132 | 0 | 2 | 0 | 2 | 0 | 0.0033613
-303 | 303 | 0 | 0.24534 | 0 | 17 | 0 | 17 | 0 | 0.023066 | -356 | 356 | 0 | 0.25816 | 0 | 2 | 0 | 2 | 0 | 0.0033613
-374 | 374 | 0 | 0.30283 | 0 | 299 | 0 | 299 | 0 | 0.4057 | -403 | 403 | 0 | 0.29224 | 0 | 2 | 0 | 2 | 0 | 0.0033613
-377 | 377 | 0 | 0.30526 | 0 | 223 | 0 | 223 | 0 | 0.30258 | -162 | 162 | 0 | 0.11748 | 0 | 2 | 0 | 2 | 0 | 0.0033613
-237 | 237 | 0 | 0.1919 | 0 | 4 | 0 | 4 | 0 | 0.0054274 | -29 | 29 | 0 | 0.02103 | 0 | 2 | 0 | 2 | 0 | 0.0033613
-328 | 328 | 0 | 0.26559 | 0 | 80 | 0 | 80 | 0 | 0.10855 | -109 | 109 | 0 | 0.079043 | 0 | 205 | 0 | 205 | 0 | 0.34454
-894 | 894 | 0 | 0.72389 | 0 | 436 | 0 | 436 | 0 | 0.59159 | -89 | 89 | 0 | 0.06454 | 0 | 10 | 0 | 10 | 0 | 0.016807
-989 | 989 | 0 | 0.80081 | 0 | 348 | 0 | 348 | 0 | 0.47218 | -48 | 48 | 0 | 0.034808 | 0 | 2 | 0 | 2 | 0 | 0.0033613
-997 | 997 | 0 | 0.80729 | 0 | 447 | 0 | 447 | 0 | 0.60651 | -70 | 70 | 0 | 0.050761 | 0 | 2 | 0 | 2 | 0 | 0.0033613
-846 | 846 | 0 | 0.68502 | 0 | 43 | 0 | 43 | 0 | 0.058345 | -52 | 52 | 0 | 0.037708 | 0 | 275 | 0 | 275 | 0 | 0.46218
-886 | 886 | 0 | 0.71741 | 0 | 114 | 0 | 114 | 0 | 0.15468 | 0 | 0 | 0 | 0 | 0 | 296 | 0 | 296 | 0 | 0.49748
-794 | 794 | 0 | 0.64291 | 0 | 332 | 0 | 332 | 0 | 0.45047 | -8 | 8 | 0 | 0.0058013 | 0 | 296 | 0 | 296 | 0 | 0.49748
-614 | 614 | 0 | 0.49717 | 0 | 110 | 0 | 110 | 0 | 0.14925 | 9 | 0 | 9 | 0 | 0.005559 | 296 | 0 | 296 | 0 | 0.49748
-588 | 588 | 0 | 0.47611 | 0 | 117 | 0 | 117 | 0 | 0.15875 | -23 | 23 | 0 | 0.016679 | 0 | 369 | 0 | 369 | 0 | 0.62017
-718 | 718 | 0 | 0.58138 | 0 | 71 | 0 | 71 | 0 | 0.096336 | 2 | 0 | 2 | 0 | 0.0012353 | 370 | 0 | 370 | 0 | 0.62185
-993 | 993 | 0 | 0.80405 | 0 | -166 | 166 | 0 | 0.21842 | 0 | -126 | 126 | 0 | 0.091371 | 0 | 35 | 0 | 35 | 0 | 0.058824
-996 | 996 | 0 | 0.80648 | 0 | -377 | 377 | 0 | 0.49605 | 0 | -985 | 985 | 0 | 0.71429 | 0 | -88 | 88 | 0 | 0.14379 | 0
-993 | 993 | 0 | 0.80405 | 0 | -497 | 497 | 0 | 0.65395 | 0 | -1097 | 1097 | 0 | 0.7955 | 0 | -505 | 505 | 0 | 0.82516 | 0
-994 | 994 | 0 | 0.80486 | 0 | -440 | 440 | 0 | 0.57895 | 0 | -795 | 795 | 0 | 0.5765 | 0 | -174 | 174 | 0 | 0.28431 | 0
-994 | 994 | 0 | 0.80486 | 0 | -274 | 274 | 0 | 0.36053 | 0 | -884 | 884 | 0 | 0.64104 | 0 | -416 | 416 | 0 | 0.67974 | 0
-967 | 967 | 0 | 0.783 | 0 | -45 | 45 | 0 | 0.059211 | 0 | -207 | 207 | 0 | 0.15011 | 0 | -47 | 47 | 0 | 0.076797 | 0
-580 | 580 | 0 | 0.46964 | 0 | -267 | 267 | 0 | 0.35132 | 0 | -63 | 63 | 0 | 0.045685 | 0 | 2 | 0 | 2 | 0 | 0.0033613
-24 | 24 | 0 | 0.019433 | 0 | 0 | 0 | 0 | 0 | 0 | 124 | 0 | 124 | 0 | 0.07659 | 1 | 0 | 1 | 0 | 0.0016807
267 | 0 | 267 | 0 | 0.16656 | 0 | 0 | 0 | 0 | 0 | 350 | 0 | 350 | 0 | 0.21618 | 1 | 0 | 1 | 0 | 0.0016807
428 | 0 | 428 | 0 | 0.267 | 0 | 0 | 0 | 0 | 0 | 337 | 0 | 337 | 0 | 0.20815 | 1 | 0 | 1 | 0 | 0.0016807
232 | 0 | 232 | 0 | 0.14473 | 0 | 0 | 0 | 0 | 0 | 471 | 0 | 471 | 0 | 0.29092 | 1 | 0 | 1 | 0 | 0.0016807
-361 | 361 | 0 | 0.29231 | 0 | 11 | 0 | 11 | 0 | 0.014925 | 23 | 0 | 23 | 0 | 0.014206 | -42 | 42 | 0 | 0.068627 | 0
-962 | 962 | 0 | 0.77895 | 0 | 140 | 0 | 140 | 0 | 0.18996 | -937 | 937 | 0 | 0.67948 | 0 | -475 | 475 | 0 | 0.77614 | 0
-993 | 993 | 0 | 0.80405 | 0 | -156 | 156 | 0 | 0.20526 | 0 | -911 | 911 | 0 | 0.66062 | 0 | -588 | 588 | 0 | 0.96078 | 0
-994 | 994 | 0 | 0.80486 | 0 | -167 | 167 | 0 | 0.21974 | 0 | -830 | 830 | 0 | 0.60189 | 0 | -610 | 610 | 0 | 0.99673 | 0
-995 | 995 | 0 | 0.80567 | 0 | -270 | 270 | 0 | 0.35526 | 0 | -808 | 808 | 0 | 0.58593 | 0 | -497 | 497 | 0 | 0.81209 | 0
-995 | 995 | 0 | 0.80567 | 0 | -189 | 189 | 0 | 0.24868 | 0 | -932 | 932 | 0 | 0.67585 | 0 | -397 | 397 | 0 | 0.64869 | 0
-994 | 994 | 0 | 0.80486 | 0 | -304 | 304 | 0 | 0.4 | 0 | -869 | 869 | 0 | 0.63017 | 0 | -396 | 396 | 0 | 0.64706 | 0
-996 | 996 | 0 | 0.80648 | 0 | -448 | 448 | 0 | 0.58947 | 0 | -775 | 775 | 0 | 0.562 | 0 | -177 | 177 | 0 | 0.28922 | 0
-996 | 996 | 0 | 0.80648 | 0 | -270 | 270 | 0 | 0.35526 | 0 | -253 | 253 | 0 | 0.18347 | 0 | -4 | 4 | 0 | 0.0065359 | 0
-994 | 994 | 0 | 0.80486 | 0 | 28 | 0 | 28 | 0 | 0.037992 | 26 | 0 | 26 | 0 | 0.016059 | 2 | 0 | 2 | 0 | 0.0033613
-994 | 994 | 0 | 0.80486 | 0 | 292 | 0 | 292 | 0 | 0.3962 | -82 | 82 | 0 | 0.059463 | 0 | 2 | 0 | 2 | 0 | 0.0033613
-996 | 996 | 0 | 0.80648 | 0 | -3 | 3 | 0 | 0.0039474 | 0 | -231 | 231 | 0 | 0.16751 | 0 | 2 | 0 | 2 | 0 | 0.0033613
-990 | 990 | 0 | 0.80162 | 0 | -367 | 367 | 0 | 0.48289 | 0 | -967 | 967 | 0 | 0.70123 | 0 | -502 | 502 | 0 | 0.82026 | 0
-991 | 991 | 0 | 0.80243 | 0 | -590 | 590 | 0 | 0.77632 | 0 | -878 | 878 | 0 | 0.63669 | 0 | -610 | 610 | 0 | 0.99673 | 0
-994 | 994 | 0 | 0.80486 | 0 | -641 | 641 | 0 | 0.84342 | 0 | -869 | 869 | 0 | 0.63017 | 0 | -610 | 610 | 0 | 0.99673 | 0
-995 | 995 | 0 | 0.80567 | 0 | -635 | 635 | 0 | 0.83553 | 0 | -927 | 927 | 0 | 0.67223 | 0 | -610 | 610 | 0 | 0.99673 | 0
-996 | 996 | 0 | 0.80648 | 0 | -603 | 603 | 0 | 0.79342 | 0 | -1029 | 1029 | 0 | 0.74619 | 0 | -610 | 610 | 0 | 0.99673 | 0
-996 | 996 | 0 | 0.80648 | 0 | -696 | 696 | 0 | 0.91579 | 0 | -1033 | 1033 | 0 | 0.74909 | 0 | -610 | 610 | 0 | 0.99673 | 0
-996 | 996 | 0 | 0.80648 | 0 | -665 | 665 | 0 | 0.875 | 0 | -838 | 838 | 0 | 0.60769 | 0 | -263 | 263 | 0 | 0.42974 | 0
-983 | 983 | 0 | 0.79595 | 0 | -686 | 686 | 0 | 0.90263 | 0 | -680 | 680 | 0 | 0.49311 | 0 | -10 | 10 | 0 | 0.01634 | 0
-994 | 994 | 0 | 0.80486 | 0 | -574 | 574 | 0 | 0.75526 | 0 | -821 | 821 | 0 | 0.59536 | 0 | 2 | 0 | 2 | 0 | 0.0033613
-915 | 915 | 0 | 0.74089 | 0 | -453 | 453 | 0 | 0.59605 | 0 | -629 | 629 | 0 | 0.45613 | 0 | 2 | 0 | 2 | 0 | 0.0033613
-928 | 928 | 0 | 0.75142 | 0 | -533 | 533 | 0 | 0.70132 | 0 | -723 | 723 | 0 | 0.52429 | 0 | 2 | 0 | 2 | 0 | 0.0033613
-935 | 935 | 0 | 0.75709 | 0 | -299 | 299 | 0 | 0.39342 | 0 | -1060 | 1060 | 0 | 0.76867 | 0 | 2 | 0 | 2 | 0 | 0.0033613
-989 | 989 | 0 | 0.80081 | 0 | -514 | 514 | 0 | 0.67632 | 0 | -995 | 995 | 0 | 0.72154 | 0 | 2 | 0 | 2 | 0 | 0.0033613
-981 | 981 | 0 | 0.79433 | 0 | -658 | 658 | 0 | 0.86579 | 0 | -1195 | 1195 | 0 | 0.86657 | 0 | 2 | 0 | 2 | 0 | 0.0033613
-634 | 634 | 0 | 0.51336 | 0 | -679 | 679 | 0 | 0.89342 | 0 | -1147 | 1147 | 0 | 0.83176 | 0 | -431 | 431 | 0 | 0.70425 | 0
-624 | 624 | 0 | 0.50526 | 0 | -693 | 693 | 0 | 0.91184 | 0 | -1098 | 1098 | 0 | 0.79623 | 0 | -494 | 494 | 0 | 0.80719 | 0
-624 | 624 | 0 | 0.50526 | 0 | -642 | 642 | 0 | 0.84474 | 0 | -1173 | 1173 | 0 | 0.85062 | 0 | -494 | 494 | 0 | 0.80719 | 0
-624 | 624 | 0 | 0.50526 | 0 | -643 | 643 | 0 | 0.84605 | 0 | -1013 | 1013 | 0 | 0.73459 | 0 | -414 | 414 | 0 | 0.67647 | 0
-624 | 624 | 0 | 0.50526 | 0 | -573 | 573 | 0 | 0.75395 | 0 | -1009 | 1009 | 0 | 0.73169 | 0 | -395 | 395 | 0 | 0.64542 | 0
-624 | 624 | 0 | 0.50526 | 0 | -81 | 81 | 0 | 0.10658 | 0 | -1025 | 1025 | 0 | 0.74329 | 0 | -395 | 395 | 0 | 0.64542 | 0
-624 | 624 | 0 | 0.50526 | 0 | -20 | 20 | 0 | 0.026316 | 0 | -922 | 922 | 0 | 0.6686 | 0 | -395 | 395 | 0 | 0.64542 | 0
-624 | 624 | 0 | 0.50526 | 0 | -38 | 38 | 0 | 0.05 | 0 | -872 | 872 | 0 | 0.63234 | 0 | -396 | 396 | 0 | 0.64706 | 0
-624 | 624 | 0 | 0.50526 | 0 | 10 | 0 | 10 | 0 | 0.013569 | -823 | 823 | 0 | 0.59681 | 0 | -396 | 396 | 0 | 0.64706 | 0
-624 | 624 | 0 | 0.50526 | 0 | -59 | 59 | 0 | 0.077632 | 0 | -694 | 694 | 0 | 0.50326 | 0 | -600 | 600 | 0 | 0.98039 | 0
-624 | 624 | 0 | 0.50526 | 0 | -666 | 666 | 0 | 0.87632 | 0 | -1083 | 1083 | 0 | 0.78535 | 0 | -610 | 610 | 0 | 0.99673 | 0
-624 | 624 | 0 | 0.50526 | 0 | -667 | 667 | 0 | 0.87763 | 0 | -872 | 872 | 0 | 0.63234 | 0 | -610 | 610 | 0 | 0.99673 | 0
-624 | 624 | 0 | 0.50526 | 0 | -695 | 695 | 0 | 0.91447 | 0 | -1102 | 1102 | 0 | 0.79913 | 0 | -610 | 610 | 0 | 0.99673 | 0
-624 | 624 | 0 | 0.50526 | 0 | -697 | 697 | 0 | 0.91711 | 0 | -1229 | 1229 | 0 | 0.89123 | 0 | -610 | 610 | 0 | 0.99673 | 0
-623 | 623 | 0 | 0.50445 | 0 | -697 | 697 | 0 | 0.91711 | 0 | -1238 | 1238 | 0 | 0.89775 | 0 | -610 | 610 | 0 | 0.99673 | 0
-623 | 623 | 0 | 0.50445 | 0 | -697 | 697 | 0 | 0.91711 | 0 | -1164 | 1164 | 0 | 0.84409 | 0 | -610 | 610 | 0 | 0.99673 | 0
-624 | 624 | 0 | 0.50526 | 0 | -697 | 697 | 0 | 0.91711 | 0 | -1130 | 1130 | 0 | 0.81943 | 0 | -610 | 610 | 0 | 0.99673 | 0
-625 | 625 | 0 | 0.50607 | 0 | -697 | 697 | 0 | 0.91711 | 0 | -1130 | 1130 | 0 | 0.81943 | 0 | -536 | 536 | 0 | 0.87582 | 0
-625 | 625 | 0 | 0.50607 | 0 | -697 | 697 | 0 | 0.91711 | 0 | -1064 | 1064 | 0 | 0.77157 | 0 | -610 | 610 | 0 | 0.99673 | 0
-625 | 625 | 0 | 0.50607 | 0 | -697 | 697 | 0 | 0.91711 | 0 | -1093 | 1093 | 0 | 0.7926 | 0 | -611 | 611 | 0 | 0.99837 | 0
-625 | 625 | 0 | 0.50607 | 0 | -697 | 697 | 0 | 0.91711 | 0 | -1119 | 1119 | 0 | 0.81146 | 0 | -611 | 611 | 0 | 0.99837 | 0
-625 | 625 | 0 | 0.50607 | 0 | -697 | 697 | 0 | 0.91711 | 0 | -1166 | 1166 | 0 | 0.84554 | 0 | -611 | 611 | 0 | 0.99837 | 0
-625 | 625 | 0 | 0.50607 | 0 | -696 | 696 | 0 | 0.91579 | 0 | -1201 | 1201 | 0 | 0.87092 | 0 | -611 | 611 | 0 | 0.99837 | 0
-625 | 625 | 0 | 0.50607 | 0 | -688 | 688 | 0 | 0.90526 | 0 | -1312 | 1312 | 0 | 0.95141 | 0 | -610 | 610 | 0 | 0.99673 | 0
-625 | 625 | 0 | 0.50607 | 0 | -696 | 696 | 0 | 0.91579 | 0 | -1193 | 1193 | 0 | 0.86512 | 0 | -497 | 497 | 0 | 0.81209 | 0
-625 | 625 | 0 | 0.50607 | 0 | -697 | 697 | 0 | 0.91711 | 0 | -1201 | 1201 | 0 | 0.87092 | 0 | -494 | 494 | 0 | 0.80719 | 0
-625 | 625 | 0 | 0.50607 | 0 | -697 | 697 | 0 | 0.91711 | 0 | -1202 | 1202 | 0 | 0.87165 | 0 | -495 | 495 | 0 | 0.80882 | 0
-625 | 625 | 0 | 0.50607 | 0 | -698 | 698 | 0 | 0.91842 | 0 | -1217 | 1217 | 0 | 0.88252 | 0 | -494 | 494 | 0 | 0.80719 | 0
-626 | 626 | 0 | 0.50688 | 0 | -697 | 697 | 0 | 0.91711 | 0 | -1275 | 1275 | 0 | 0.92458 | 0 | -494 | 494 | 0 | 0.80719 | 0
-625 | 625 | 0 | 0.50607 | 0 | -697 | 697 | 0 | 0.91711 | 0 | -1254 | 1254 | 0 | 0.90935 | 0 | -494 | 494 | 0 | 0.80719 | 0
-625 | 625 | 0 | 0.50607 | 0 | -697 | 697 | 0 | 0.91711 | 0 | -1143 | 1143 | 0 | 0.82886 | 0 | -494 | 494 | 0 | 0.80719 | 0
-649 | 649 | 0 | 0.52551 | 0 | -697 | 697 | 0 | 0.91711 | 0 | -1223 | 1223 | 0 | 0.88687 | 0 | -494 | 494 | 0 | 0.80719 | 0
-955 | 955 | 0 | 0.77328 | 0 | -697 | 697 | 0 | 0.91711 | 0 | -1253 | 1253 | 0 | 0.90863 | 0 | -494 | 494 | 0 | 0.80719 | 0
-991 | 991 | 0 | 0.80243 | 0 | -697 | 697 | 0 | 0.91711 | 0 | -1290 | 1290 | 0 | 0.93546 | 0 | -607 | 607 | 0 | 0.99183 | 0
-992 | 992 | 0 | 0.80324 | 0 | -697 | 697 | 0 | 0.91711 | 0 | -1255 | 1255 | 0 | 0.91008 | 0 | -610 | 610 | 0 | 0.99673 | 0
-992 | 992 | 0 | 0.80324 | 0 | -697 | 697 | 0 | 0.91711 | 0 | -1276 | 1276 | 0 | 0.92531 | 0 | -610 | 610 | 0 | 0.99673 | 0
-993 | 993 | 0 | 0.80405 | 0 | -697 | 697 | 0 | 0.91711 | 0 | -1236 | 1236 | 0 | 0.8963 | 0 | -610 | 610 | 0 | 0.99673 | 0
-994 | 994 | 0 | 0.80486 | 0 | -697 | 697 | 0 | 0.91711 | 0 | -1265 | 1265 | 0 | 0.91733 | 0 | -610 | 610 | 0 | 0.99673 | 0
-993 | 993 | 0 | 0.80405 | 0 | -697 | 697 | 0 | 0.91711 | 0 | -1263 | 1263 | 0 | 0.91588 | 0 | -610 | 610 | 0 | 0.99673 | 0
-991 | 991 | 0 | 0.80243 | 0 | -697 | 697 | 0 | 0.91711 | 0 | -1279 | 1279 | 0 | 0.92748 | 0 | -610 | 610 | 0 | 0.99673 | 0
-991 | 991 | 0 | 0.80243 | 0 | -697 | 697 | 0 | 0.91711 | 0 | -1242 | 1242 | 0 | 0.90065 | 0 | -610 | 610 | 0 | 0.99673 | 0
-992 | 992 | 0 | 0.80324 | 0 | -697 | 697 | 0 | 0.91711 | 0 | -1179 | 1179 | 0 | 0.85497 | 0 | -610 | 610 | 0 | 0.99673 | 0
-990 | 990 | 0 | 0.80162 | 0 | -695 | 695 | 0 | 0.91447 | 0 | -1255 | 1255 | 0 | 0.91008 | 0 | -346 | 346 | 0 | 0.56536 | 0
-987 | 987 | 0 | 0.79919 | 0 | -654 | 654 | 0 | 0.86053 | 0 | -1239 | 1239 | 0 | 0.89848 | 0 | -547 | 547 | 0 | 0.89379 | 0
-990 | 990 | 0 | 0.80162 | 0 | -634 | 634 | 0 | 0.83421 | 0 | -971 | 971 | 0 | 0.70413 | 0 | -610 | 610 | 0 | 0.99673 | 0
-990 | 990 | 0 | 0.80162 | 0 | -645 | 645 | 0 | 0.84868 | 0 | -927 | 927 | 0 | 0.67223 | 0 | -610 | 610 | 0 | 0.99673 | 0
-987 | 987 | 0 | 0.79919 | 0 | -694 | 694 | 0 | 0.91316 | 0 | -887 | 887 | 0 | 0.64322 | 0 | -478 | 478 | 0 | 0.78105 | 0
-982 | 982 | 0 | 0.79514 | 0 | -698 | 698 | 0 | 0.91842 | 0 | -1172 | 1172 | 0 | 0.84989 | 0 | -606 | 606 | 0 | 0.9902 | 0
-635 | 635 | 0 | 0.51417 | 0 | -698 | 698 | 0 | 0.91842 | 0 | -1180 | 1180 | 0 | 0.85569 | 0 | -361 | 361 | 0 | 0.58987 | 0
-625 | 625 | 0 | 0.50607 | 0 | -697 | 697 | 0 | 0.91711 | 0 | -1191 | 1191 | 0 | 0.86367 | 0 | -345 | 345 | 0 | 0.56373 | 0
-625 | 625 | 0 | 0.50607 | 0 | -698 | 698 | 0 | 0.91842 | 0 | -1092 | 1092 | 0 | 0.79188 | 0 | -345 | 345 | 0 | 0.56373 | 0
-625 | 625 | 0 | 0.50607 | 0 | -698 | 698 | 0 | 0.91842 | 0 | -1206 | 1206 | 0 | 0.87455 | 0 | -346 | 346 | 0 | 0.56536 | 0
-625 | 625 | 0 | 0.50607 | 0 | -697 | 697 | 0 | 0.91711 | 0 | -1241 | 1241 | 0 | 0.89993 | 0 | -345 | 345 | 0 | 0.56373 | 0
-625 | 625 | 0 | 0.50607 | 0 | -698 | 698 | 0 | 0.91842 | 0 | -1320 | 1320 | 0 | 0.95722 | 0 | -346 | 346 | 0 | 0.56536 | 0
-625 | 625 | 0 | 0.50607 | 0 | -697 | 697 | 0 | 0.91711 | 0 | -1233 | 1233 | 0 | 0.89413 | 0 | -346 | 346 | 0 | 0.56536 | 0
-625 | 625 | 0 | 0.50607 | 0 | -697 | 697 | 0 | 0.91711 | 0 | -1265 | 1265 | 0 | 0.91733 | 0 | -346 | 346 | 0 | 0.56536 | 0
-637 | 637 | 0 | 0.51579 | 0 | -697 | 697 | 0 | 0.91711 | 0 | -1258 | 1258 | 0 | 0.91226 | 0 | -346 | 346 | 0 | 0.56536 | 0
-986 | 986 | 0 | 0.79838 | 0 | -697 | 697 | 0 | 0.91711 | 0 | -1210 | 1210 | 0 | 0.87745 | 0 | -346 | 346 | 0 | 0.56536 | 0
-995 | 995 | 0 | 0.80567 | 0 | -697 | 697 | 0 | 0.91711 | 0 | -1276 | 1276 | 0 | 0.92531 | 0 | -346 | 346 | 0 | 0.56536 | 0
-994 | 994 | 0 | 0.80486 | 0 | -697 | 697 | 0 | 0.91711 | 0 | -1290 | 1290 | 0 | 0.93546 | 0 | -346 | 346 | 0 | 0.56536 | 0
-994 | 994 | 0 | 0.80486 | 0 | -697 | 697 | 0 | 0.91711 | 0 | -1268 | 1268 | 0 | 0.91951 | 0 | -346 | 346 | 0 | 0.56536 | 0
-995 | 995 | 0 | 0.80567 | 0 | -697 | 697 | 0 | 0.91711 | 0 | -1193 | 1193 | 0 | 0.86512 | 0 | -346 | 346 | 0 | 0.56536 | 0
-993 | 993 | 0 | 0.80405 | 0 | -697 | 697 | 0 | 0.91711 | 0 | -1178 | 1178 | 0 | 0.85424 | 0 | -346 | 346 | 0 | 0.56536 | 0
-993 | 993 | 0 | 0.80405 | 0 | -697 | 697 | 0 | 0.91711 | 0 | -1218 | 1218 | 0 | 0.88325 | 0 | -346 | 346 | 0 | 0.56536 | 0
-994 | 994 | 0 | 0.80486 | 0 | -697 | 697 | 0 | 0.91711 | 0 | -1278 | 1278 | 0 | 0.92676 | 0 | -345 | 345 | 0 | 0.56373 | 0
-995 | 995 | 0 | 0.80567 | 0 | -689 | 689 | 0 | 0.90658 | 0 | -1229 | 1229 | 0 | 0.89123 | 0 | -250 | 250 | 0 | 0.4085 | 0
-996 | 996 | 0 | 0.80648 | 0 | -665 | 665 | 0 | 0.875 | 0 | -1224 | 1224 | 0 | 0.8876 | 0 | -112 | 112 | 0 | 0.18301 | 0
-992 | 992 | 0 | 0.80324 | 0 | -665 | 665 | 0 | 0.875 | 0 | -1023 | 1023 | 0 | 0.74184 | 0 | -290 | 290 | 0 | 0.47386 | 0
-991 | 991 | 0 | 0.80243 | 0 | -695 | 695 | 0 | 0.91447 | 0 | -996 | 996 | 0 | 0.72226 | 0 | -346 | 346 | 0 | 0.56536 | 0
-993 | 993 | 0 | 0.80405 | 0 | -697 | 697 | 0 | 0.91711 | 0 | -962 | 962 | 0 | 0.69761 | 0 | -346 | 346 | 0 | 0.56536 | 0
-989 | 989 | 0 | 0.80081 | 0 | -697 | 697 | 0 | 0.91711 | 0 | -1044 | 1044 | 0 | 0.75707 | 0 | -214 | 214 | 0 | 0.34967 | 0
-996 | 996 | 0 | 0.80648 | 0 | -697 | 697 | 0 | 0.91711 | 0 | -1196 | 1196 | 0 | 0.8673 | 0 | -342 | 342 | 0 | 0.55882 | 0
-995 | 995 | 0 | 0.80567 | 0 | -697 | 697 | 0 | 0.91711 | 0 | -1218 | 1218 | 0 | 0.88325 | 0 | -346 | 346 | 0 | 0.56536 | 0
-995 | 995 | 0 | 0.80567 | 0 | -698 | 698 | 0 | 0.91842 | 0 | -1193 | 1193 | 0 | 0.86512 | 0 | -346 | 346 | 0 | 0.56536 | 0
-995 | 995 | 0 | 0.80567 | 0 | -697 | 697 | 0 | 0.91711 | 0 | -1189 | 1189 | 0 | 0.86222 | 0 | -346 | 346 | 0 | 0.56536 | 0
-996 | 996 | 0 | 0.80648 | 0 | -698 | 698 | 0 | 0.91842 | 0 | -1215 | 1215 | 0 | 0.88107 | 0 | -345 | 345 | 0 | 0.56373 | 0
-996 | 996 | 0 | 0.80648 | 0 | -698 | 698 | 0 | 0.91842 | 0 | -1276 | 1276 | 0 | 0.92531 | 0 | -345 | 345 | 0 | 0.56373 | 0
-995 | 995 | 0 | 0.80567 | 0 | -698 | 698 | 0 | 0.91842 | 0 | -1263 | 1263 | 0 | 0.91588 | 0 | -346 | 346 | 0 | 0.56536 | 0
-994 | 994 | 0 | 0.80486 | 0 | -698 | 698 | 0 | 0.91842 | 0 | -1307 | 1307 | 0 | 0.94779 | 0 | -346 | 346 | 0 | 0.56536 | 0
-995 | 995 | 0 | 0.80567 | 0 | -698 | 698 | 0 | 0.91842 | 0 | -1311 | 1311 | 0 | 0.95069 | 0 | -346 | 346 | 0 | 0.56536 | 0
-994 | 994 | 0 | 0.80486 | 0 | -697 | 697 | 0 | 0.91711 | 0 | -1239 | 1239 | 0 | 0.89848 | 0 | -345 | 345 | 0 | 0.56373 | 0
-993 | 993 | 0 | 0.80405 | 0 | -698 | 698 | 0 | 0.91842 | 0 | -1217 | 1217 | 0 | 0.88252 | 0 | -593 | 593 | 0 | 0.96895 | 0
-993 | 993 | 0 | 0.80405 | 0 | -698 | 698 | 0 | 0.91842 | 0 | -1158 | 1158 | 0 | 0.83974 | 0 | -609 | 609 | 0 | 0.9951 | 0
-990 | 990 | 0 | 0.80162 | 0 | -698 | 698 | 0 | 0.91842 | 0 | -1168 | 1168 | 0 | 0.84699 | 0 | -610 | 610 | 0 | 0.99673 | 0
-984 | 984 | 0 | 0.79676 | 0 | -697 | 697 | 0 | 0.91711 | 0 | -1220 | 1220 | 0 | 0.8847 | 0 | -610 | 610 | 0 | 0.99673 | 0
-992 | 992 | 0 | 0.80324 | 0 | -697 | 697 | 0 | 0.91711 | 0 | -1181 | 1181 | 0 | 0.85642 | 0 | -610 | 610 | 0 | 0.99673 | 0
-997 | 997 | 0 | 0.80729 | 0 | -698 | 698 | 0 | 0.91842 | 0 | -1136 | 1136 | 0 | 0.82379 | 0 | -610 | 610 | 0 | 0.99673 | 0
-999 | 999 | 0 | 0.80891 | 0 | -697 | 697 | 0 | 0.91711 | 0 | -1101 | 1101 | 0 | 0.7984 | 0 | -610 | 610 | 0 | 0.99673 | 0
-998 | 998 | 0 | 0.8081 | 0 | -693 | 693 | 0 | 0.91184 | 0 | -1138 | 1138 | 0 | 0.82524 | 0 | -610 | 610 | 0 | 0.99673 | 0
-997 | 997 | 0 | 0.80729 | 0 | -633 | 633 | 0 | 0.83289 | 0 | -1101 | 1101 | 0 | 0.7984 | 0 | -136 | 136 | 0 | 0.22222 | 0
-997 | 997 | 0 | 0.80729 | 0 | -562 | 562 | 0 | 0.73947 | 0 | -692 | 692 | 0 | 0.50181 | 0 | 2 | 0 | 2 | 0 | 0.0033613
-997 | 997 | 0 | 0.80729 | 0 | -467 | 467 | 0 | 0.61447 | 0 | -994 | 994 | 0 | 0.72081 | 0 | 2 | 0 | 2 | 0 | 0.0033613
-997 | 997 | 0 | 0.80729 | 0 | -495 | 495 | 0 | 0.65132 | 0 | -1042 | 1042 | 0 | 0.75562 | 0 | 2 | 0 | 2 | 0 | 0.0033613
-997 | 997 | 0 | 0.80729 | 0 | -531 | 531 | 0 | 0.69868 | 0 | -1031 | 1031 | 0 | 0.74764 | 0 | 2 | 0 | 2 | 0 | 0.0033613
-997 | 997 | 0 | 0.80729 | 0 | -382 | 382 | 0 | 0.50263 | 0 | -844 | 844 | 0 | 0.61204 | 0 | 2 | 0 | 2 | 0 | 0.0033613
-997 | 997 | 0 | 0.80729 | 0 | -478 | 478 | 0 | 0.62895 | 0 | -930 | 930 | 0 | 0.6744 | 0 | 2 | 0 | 2 | 0 | 0.0033613
-995 | 995 | 0 | 0.80567 | 0 | -523 | 523 | 0 | 0.68816 | 0 | -723 | 723 | 0 | 0.52429 | 0 | 2 | 0 | 2 | 0 | 0.0033613
-997 | 997 | 0 | 0.80729 | 0 | -332 | 332 | 0 | 0.43684 | 0 | -694 | 694 | 0 | 0.50326 | 0 | 2 | 0 | 2 | 0 | 0.0033613
-996 | 996 | 0 | 0.80648 | 0 | -1 | 1 | 0 | 0.0013158 | 0 | -190 | 190 | 0 | 0.13778 | 0 | 2 | 0 | 2 | 0 | 0.0033613
-944 | 944 | 0 | 0.76437 | 0 | 440 | 0 | 440 | 0 | 0.59701 | -158 | 158 | 0 | 0.11458 | 0 | 2 | 0 | 2 | 0 | 0.0033613
-684 | 684 | 0 | 0.55385 | 0 | 706 | 0 | 706 | 0 | 0.95794 | -161 | 161 | 0 | 0.11675 | 0 | 2 | 0 | 2 | 0 | 0.0033613
-515 | 515 | 0 | 0.417 | 0 | 709 | 0 | 709 | 0 | 0.96201 | -83 | 83 | 0 | 0.060189 | 0 | 401 | 0 | 401 | 0 | 0.67395
-381 | 381 | 0 | 0.3085 | 0 | 710 | 0 | 710 | 0 | 0.96336 | 180 | 0 | 180 | 0 | 0.11118 | 493 | 0 | 493 | 0 | 0.82857
-307 | 307 | 0 | 0.24858 | 0 | 707 | 0 | 707 | 0 | 0.95929 | 157 | 0 | 157 | 0 | 0.096973 | 493 | 0 | 493 | 0 | 0.82857
-498 | 498 | 0 | 0.40324 | 0 | 699 | 0 | 699 | 0 | 0.94844 | 324 | 0 | 324 | 0 | 0.20012 | 64 | 0 | 64 | 0 | 0.10756
-380 | 380 | 0 | 0.30769 | 0 | 553 | 0 | 553 | 0 | 0.75034 | 133 | 0 | 133 | 0 | 0.082149 | 3 | 0 | 3 | 0 | 0.005042
-547 | 547 | 0 | 0.44291 | 0 | 148 | 0 | 148 | 0 | 0.20081 | -253 | 253 | 0 | 0.18347 | 0 | 2 | 0 | 2 | 0 | 0.0033613
-657 | 657 | 0 | 0.53198 | 0 | -633 | 633 | 0 | 0.83289 | 0 | -923 | 923 | 0 | 0.66933 | 0 | -87 | 87 | 0 | 0.14216 | 0
-748 | 748 | 0 | 0.60567 | 0 | -640 | 640 | 0 | 0.84211 | 0 | -1003 | 1003 | 0 | 0.72734 | 0 | -500 | 500 | 0 | 0.81699 | 0
-853 | 853 | 0 | 0.69069 | 0 | -518 | 518 | 0 | 0.68158 | 0 | -1021 | 1021 | 0 | 0.74039 | 0 | -594 | 594 | 0 | 0.97059 | 0
-900 | 900 | 0 | 0.72874 | 0 | -619 | 619 | 0 | 0.81447 | 0 | -922 | 922 | 0 | 0.6686 | 0 | -286 | 286 | 0 | 0.46732 | 0
-839 | 839 | 0 | 0.67935 | 0 | -479 | 479 | 0 | 0.63026 | 0 | -936 | 936 | 0 | 0.67875 | 0 | -567 | 567 | 0 | 0.92647 | 0
-956 | 956 | 0 | 0.77409 | 0 | 110 | 0 | 110 | 0 | 0.14925 | -623 | 623 | 0 | 0.45178 | 0 | -90 | 90 | 0 | 0.14706 | 0
-371 | 371 | 0 | 0.3004 | 0 | 28 | 0 | 28 | 0 | 0.037992 | 210 | 0 | 210 | 0 | 0.12971 | 244 | 0 | 244 | 0 | 0.41008
234 | 0 | 234 | 0 | 0.14598 | 50 | 0 | 50 | 0 | 0.067843 | 337 | 0 | 337 | 0 | 0.20815 | 260 | 0 | 260 | 0 | 0.43697
725 | 0 | 725 | 0 | 0.45228 | 84 | 0 | 84 | 0 | 0.11398 | 369 | 0 | 369 | 0 | 0.22792 | 242 | 0 | 242 | 0 | 0.40672
934 | 0 | 934 | 0 | 0.58266 | 3 | 0 | 3 | 0 | 0.0040706 | 179 | 0 | 179 | 0 | 0.11056 | 107 | 0 | 107 | 0 | 0.17983
952 | 0 | 952 | 0 | 0.59389 | 0 | 0 | 0 | 0 | 0 | -146 | 146 | 0 | 0.10587 | 0 | 62 | 0 | 62 | 0 | 0.1042
944 | 0 | 944 | 0 | 0.5889 | 0 | 0 | 0 | 0 | 0 | 67 | 0 | 67 | 0 | 0.041384 | 177 | 0 | 177 | 0 | 0.29748
802 | 0 | 802 | 0 | 0.50031 | 45 | 0 | 45 | 0 | 0.061058 | 172 | 0 | 172 | 0 | 0.10624 | 285 | 0 | 285 | 0 | 0.47899
508 | 0 | 508 | 0 | 0.31691 | 427 | 0 | 427 | 0 | 0.57938 | -135 | 135 | 0 | 0.097897 | 0 | 286 | 0 | 286 | 0 | 0.48067
196 | 0 | 196 | 0 | 0.12227 | 517 | 0 | 517 | 0 | 0.70149 | 334 | 0 | 334 | 0 | 0.2063 | 473 | 0 | 473 | 0 | 0.79496
8 | 0 | 8 | 0 | 0.0049906 | 619 | 0 | 619 | 0 | 0.83989 | 450 | 0 | 450 | 0 | 0.27795 | 589 | 0 | 589 | 0 | 0.98992
20 | 0 | 20 | 0 | 0.012477 | 706 | 0 | 706 | 0 | 0.95794 | 459 | 0 | 459 | 0 | 0.28351 | 586 | 0 | 586 | 0 | 0.98487
283 | 0 | 283 | 0 | 0.17654 | 711 | 0 | 711 | 0 | 0.96472 | 383 | 0 | 383 | 0 | 0.23657 | 592 | 0 | 592 | 0 | 0.99496
230 | 0 | 230 | 0 | 0.14348 | 678 | 0 | 678 | 0 | 0.91995 | 528 | 0 | 528 | 0 | 0.32613 | 592 | 0 | 592 | 0 | 0.99496
264 | 0 | 264 | 0 | 0.16469 | 677 | 0 | 677 | 0 | 0.91859 | 601 | 0 | 601 | 0 | 0.37122 | 592 | 0 | 592 | 0 | 0.99496
192 | 0 | 192 | 0 | 0.11978 | 675 | 0 | 675 | 0 | 0.91588 | 597 | 0 | 597 | 0 | 0.36875 | 592 | 0 | 592 | 0 | 0.99496
269 | 0 | 269 | 0 | 0.16781 | 668 | 0 | 668 | 0 | 0.90638 | 139 | 0 | 139 | 0 | 0.085855 | 592 | 0 | 592 | 0 | 0.99496
10 | 0 | 10 | 0 | 0.0062383 | 569 | 0 | 569 | 0 | 0.77205 | 244 | 0 | 244 | 0 | 0.15071 | 592 | 0 | 592 | 0 | 0.99496
-340 | 340 | 0 | 0.2753 | 0 | 488 | 0 | 488 | 0 | 0.66214 | -215 | 215 | 0 | 0.15591 | 0 | 93 | 0 | 93 | 0 | 0.1563
-911 | 911 | 0 | 0.73765 | 0 | 514 | 0 | 514 | 0 | 0.69742 | -982 | 982 | 0 | 0.71211 | 0 | -193 | 193 | 0 | 0.31536 | 0
-946 | 946 | 0 | 0.76599 | 0 | 306 | 0 | 306 | 0 | 0.4152 | -685 | 685 | 0 | 0.49674 | 0 | -531 | 531 | 0 | 0.86765 | 0
-990 | 990 | 0 | 0.80162 | 0 | 73 | 0 | 73 | 0 | 0.09905 | -745 | 745 | 0 | 0.54025 | 0 | -396 | 396 | 0 | 0.64706 | 0
-993 | 993 | 0 | 0.80405 | 0 | 0 | 0 | 0 | 0 | 0 | -852 | 852 | 0 | 0.61784 | 0 | -37 | 37 | 0 | 0.060458 | 0
-950 | 950 | 0 | 0.76923 | 0 | 25 | 0 | 25 | 0 | 0.033921 | -815 | 815 | 0 | 0.59101 | 0 | -236 | 236 | 0 | 0.38562 | 0
-376 | 376 | 0 | 0.30445 | 0 | 95 | 0 | 95 | 0 | 0.1289 | 155 | 0 | 155 | 0 | 0.095738 | -13 | 13 | 0 | 0.021242 | 0
-11 | 11 | 0 | 0.0089069 | 0 | 167 | 0 | 167 | 0 | 0.22659 | 330 | 0 | 330 | 0 | 0.20383 | 2 | 0 | 2 | 0 | 0.0033613
-1 | 1 | 0 | 0.00080972 | 0 | 48 | 0 | 48 | 0 | 0.065129 | 53 | 0 | 53 | 0 | 0.032736 | 1 | 0 | 1 | 0 | 0.0016807
-1 | 1 | 0 | 0.00080972 | 0 | 66 | 0 | 66 | 0 | 0.089552 | -522 | 522 | 0 | 0.37854 | 0 | 2 | 0 | 2 | 0 | 0.0033613
-1 | 1 | 0 | 0.00080972 | 0 | -162 | 162 | 0 | 0.21316 | 0 | -780 | 780 | 0 | 0.56563 | 0 | -58 | 58 | 0 | 0.094771 | 0
-16 | 16 | 0 | 0.012955 | 0 | -59 | 59 | 0 | 0.077632 | 0 | -715 | 715 | 0 | 0.51849 | 0 | -58 | 58 | 0 | 0.094771 | 0
-392 | 392 | 0 | 0.31741 | 0 | -369 | 369 | 0 | 0.48553 | 0 | -286 | 286 | 0 | 0.2074 | 0 | -58 | 58 | 0 | 0.094771 | 0
-963 | 963 | 0 | 0.77976 | 0 | -166 | 166 | 0 | 0.21842 | 0 | -894 | 894 | 0 | 0.6483 | 0 | -494 | 494 | 0 | 0.80719 | 0
-995 | 995 | 0 | 0.80567 | 0 | 2 | 0 | 2 | 0 | 0.0027137 | -726 | 726 | 0 | 0.52647 | 0 | -584 | 584 | 0 | 0.95425 | 0
-994 | 994 | 0 | 0.80486 | 0 | 302 | 0 | 302 | 0 | 0.40977 | -1063 | 1063 | 0 | 0.77085 | 0 | -610 | 610 | 0 | 0.99673 | 0
-989 | 989 | 0 | 0.80081 | 0 | 310 | 0 | 310 | 0 | 0.42062 | -743 | 743 | 0 | 0.5388 | 0 | -610 | 610 | 0 | 0.99673 | 0
-941 | 941 | 0 | 0.76194 | 0 | 332 | 0 | 332 | 0 | 0.45047 | -660 | 660 | 0 | 0.47861 | 0 | -610 | 610 | 0 | 0.99673 | 0
-940 | 940 | 0 | 0.76113 | 0 | 472 | 0 | 472 | 0 | 0.64043 | -688 | 688 | 0 | 0.49891 | 0 | -610 | 610 | 0 | 0.99673 | 0
-940 | 940 | 0 | 0.76113 | 0 | 689 | 0 | 689 | 0 | 0.93487 | -718 | 718 | 0 | 0.52067 | 0 | -610 | 610 | 0 | 0.99673 | 0
-940 | 940 | 0 | 0.76113 | 0 | 584 | 0 | 584 | 0 | 0.7924 | -652 | 652 | 0 | 0.47281 | 0 | -610 | 610 | 0 | 0.99673 | 0
-939 | 939 | 0 | 0.76032 | 0 | 576 | 0 | 576 | 0 | 0.78155 | -611 | 611 | 0 | 0.44307 | 0 | -610 | 610 | 0 | 0.99673 | 0
-938 | 938 | 0 | 0.75951 | 0 | 530 | 0 | 530 | 0 | 0.71913 | -570 | 570 | 0 | 0.41334 | 0 | -610 | 610 | 0 | 0.99673 | 0
-943 | 943 | 0 | 0.76356 | 0 | 646 | 0 | 646 | 0 | 0.87653 | -639 | 639 | 0 | 0.46338 | 0 | -332 | 332 | 0 | 0.54248 | 0
-944 | 944 | 0 | 0.76437 | 0 | 643 | 0 | 643 | 0 | 0.87246 | -886 | 886 | 0 | 0.64249 | 0 | -311 | 311 | 0 | 0.50817 | 0
-944 | 944 | 0 | 0.76437 | 0 | 461 | 0 | 461 | 0 | 0.62551 | -955 | 955 | 0 | 0.69253 | 0 | -311 | 311 | 0 | 0.50817 | 0
-947 | 947 | 0 | 0.7668 | 0 | 434 | 0 | 434 | 0 | 0.58887 | -979 | 979 | 0 | 0.70993 | 0 | -311 | 311 | 0 | 0.50817 | 0
-995 | 995 | 0 | 0.80567 | 0 | 411 | 0 | 411 | 0 | 0.55767 | -967 | 967 | 0 | 0.70123 | 0 | -311 | 311 | 0 | 0.50817 | 0
-998 | 998 | 0 | 0.8081 | 0 | 372 | 0 | 372 | 0 | 0.50475 | -1037 | 1037 | 0 | 0.75199 | 0 | -216 | 216 | 0 | 0.35294 | 0
-957 | 957 | 0 | 0.7749 | 0 | 91 | 0 | 91 | 0 | 0.12347 | -1035 | 1035 | 0 | 0.75054 | 0 | -9 | 9 | 0 | 0.014706 | 0
-445 | 445 | 0 | 0.36032 | 0 | 108 | 0 | 108 | 0 | 0.14654 | -408 | 408 | 0 | 0.29587 | 0 | 2 | 0 | 2 | 0 | 0.0033613
-915 | 915 | 0 | 0.74089 | 0 | 44 | 0 | 44 | 0 | 0.059701 | -24 | 24 | 0 | 0.017404 | 0 | 2 | 0 | 2 | 0 | 0.0033613
-426 | 426 | 0 | 0.34494 | 0 | 42 | 0 | 42 | 0 | 0.056988 | 101 | 0 | 101 | 0 | 0.062384 | 2 | 0 | 2 | 0 | 0.0033613
-603 | 603 | 0 | 0.48826 | 0 | -24 | 24 | 0 | 0.031579 | 0 | -289 | 289 | 0 | 0.20957 | 0 | 2 | 0 | 2 | 0 | 0.0033613
-522 | 522 | 0 | 0.42267 | 0 | -50 | 50 | 0 | 0.065789 | 0 | -264 | 264 | 0 | 0.19144 | 0 | 2 | 0 | 2 | 0 | 0.0033613
-557 | 557 | 0 | 0.45101 | 0 | -29 | 29 | 0 | 0.038158 | 0 | -676 | 676 | 0 | 0.49021 | 0 | 2 | 0 | 2 | 0 | 0.0033613
-845 | 845 | 0 | 0.68421 | 0 | -61 | 61 | 0 | 0.080263 | 0 | -514 | 514 | 0 | 0.37273 | 0 | 2 | 0 | 2 | 0 | 0.0033613
-986 | 986 | 0 | 0.79838 | 0 | -45 | 45 | 0 | 0.059211 | 0 | -1040 | 1040 | 0 | 0.75417 | 0 | -177 | 177 | 0 | 0.28922 | 0
-994 | 994 | 0 | 0.80486 | 0 | -322 | 322 | 0 | 0.42368 | 0 | -1116 | 1116 | 0 | 0.80928 | 0 | -386 | 386 | 0 | 0.63072 | 0
-993 | 993 | 0 | 0.80405 | 0 | -407 | 407 | 0 | 0.53553 | 0 | -1060 | 1060 | 0 | 0.76867 | 0 | -396 | 396 | 0 | 0.64706 | 0
-990 | 990 | 0 | 0.80162 | 0 | -301 | 301 | 0 | 0.39605 | 0 | -986 | 986 | 0 | 0.71501 | 0 | -396 | 396 | 0 | 0.64706 | 0
-942 | 942 | 0 | 0.76275 | 0 | -95 | 95 | 0 | 0.125 | 0 | -1162 | 1162 | 0 | 0.84264 | 0 | -396 | 396 | 0 | 0.64706 | 0
-938 | 938 | 0 | 0.75951 | 0 | 87 | 0 | 87 | 0 | 0.11805 | -1047 | 1047 | 0 | 0.75925 | 0 | -396 | 396 | 0 | 0.64706 | 0
-937 | 937 | 0 | 0.7587 | 0 | 144 | 0 | 144 | 0 | 0.19539 | -1049 | 1049 | 0 | 0.7607 | 0 | -396 | 396 | 0 | 0.64706 | 0
-933 | 933 | 0 | 0.75547 | 0 | 230 | 0 | 230 | 0 | 0.31208 | -924 | 924 | 0 | 0.67005 | 0 | -396 | 396 | 0 | 0.64706 | 0
-939 | 939 | 0 | 0.76032 | 0 | 471 | 0 | 471 | 0 | 0.63908 | -1001 | 1001 | 0 | 0.72589 | 0 | -396 | 396 | 0 | 0.64706 | 0
-940 | 940 | 0 | 0.76113 | 0 | 513 | 0 | 513 | 0 | 0.69607 | -811 | 811 | 0 | 0.58811 | 0 | -360 | 360 | 0 | 0.58824 | 0
-940 | 940 | 0 | 0.76113 | 0 | 409 | 0 | 409 | 0 | 0.55495 | -963 | 963 | 0 | 0.69833 | 0 | -396 | 396 | 0 | 0.64706 | 0
-940 | 940 | 0 | 0.76113 | 0 | 324 | 0 | 324 | 0 | 0.43962 | -1165 | 1165 | 0 | 0.84482 | 0 | -396 | 396 | 0 | 0.64706 | 0
-941 | 941 | 0 | 0.76194 | 0 | 303 | 0 | 303 | 0 | 0.41113 | -1296 | 1296 | 0 | 0.93981 | 0 | -396 | 396 | 0 | 0.64706 | 0
-947 | 947 | 0 | 0.7668 | 0 | 373 | 0 | 373 | 0 | 0.50611 | -1293 | 1293 | 0 | 0.93764 | 0 | -396 | 396 | 0 | 0.64706 | 0
-995 | 995 | 0 | 0.80567 | 0 | 160 | 0 | 160 | 0 | 0.2171 | -1120 | 1120 | 0 | 0.81218 | 0 | -396 | 396 | 0 | 0.64706 | 0
-998 | 998 | 0 | 0.8081 | 0 | 288 | 0 | 288 | 0 | 0.39077 | -1143 | 1143 | 0 | 0.82886 | 0 | -396 | 396 | 0 | 0.64706 | 0
-997 | 997 | 0 | 0.80729 | 0 | 258 | 0 | 258 | 0 | 0.35007 | -1103 | 1103 | 0 | 0.79985 | 0 | -396 | 396 | 0 | 0.64706 | 0
-974 | 974 | 0 | 0.78866 | 0 | 299 | 0 | 299 | 0 | 0.4057 | -997 | 997 | 0 | 0.72299 | 0 | -396 | 396 | 0 | 0.64706 | 0
-618 | 618 | 0 | 0.5004 | 0 | 75 | 0 | 75 | 0 | 0.10176 | -419 | 419 | 0 | 0.30384 | 0 | -38 | 38 | 0 | 0.062092 | 0
-241 | 241 | 0 | 0.19514 | 0 | 12 | 0 | 12 | 0 | 0.016282 | 308 | 0 | 308 | 0 | 0.19024 | 2 | 0 | 2 | 0 | 0.0033613
-222 | 222 | 0 | 0.17976 | 0 | 170 | 0 | 170 | 0 | 0.23066 | 217 | 0 | 217 | 0 | 0.13403 | 2 | 0 | 2 | 0 | 0.0033613
-223 | 223 | 0 | 0.18057 | 0 | 7 | 0 | 7 | 0 | 0.009498 | 248 | 0 | 248 | 0 | 0.15318 | 2 | 0 | 2 | 0 | 0.0033613
-448 | 448 | 0 | 0.36275 | 0 | -155 | 155 | 0 | 0.20395 | 0 | -264 | 264 | 0 | 0.19144 | 0 | 2 | 0 | 2 | 0 | 0.0033613
-973 | 973 | 0 | 0.78785 | 0 | -6 | 6 | 0 | 0.0078947 | 0 | -729 | 729 | 0 | 0.52864 | 0 | 2 | 0 | 2 | 0 | 0.0033613
-997 | 997 | 0 | 0.80729 | 0 | -136 | 136 | 0 | 0.17895 | 0 | -1045 | 1045 | 0 | 0.7578 | 0 | -356 | 356 | 0 | 0.5817 | 0
-995 | 995 | 0 | 0.80567 | 0 | -443 | 443 | 0 | 0.58289 | 0 | -1064 | 1064 | 0 | 0.77157 | 0 | -396 | 396 | 0 | 0.64706 | 0
-995 | 995 | 0 | 0.80567 | 0 | -499 | 499 | 0 | 0.65658 | 0 | -1180 | 1180 | 0 | 0.85569 | 0 | -396 | 396 | 0 | 0.64706 | 0
-992 | 992 | 0 | 0.80324 | 0 | -382 | 382 | 0 | 0.50263 | 0 | -1104 | 1104 | 0 | 0.80058 | 0 | -396 | 396 | 0 | 0.64706 | 0
-943 | 943 | 0 | 0.76356 | 0 | -356 | 356 | 0 | 0.46842 | 0 | -1017 | 1017 | 0 | 0.73749 | 0 | -396 | 396 | 0 | 0.64706 | 0
-934 | 934 | 0 | 0.75628 | 0 | -257 | 257 | 0 | 0.33816 | 0 | -978 | 978 | 0 | 0.70921 | 0 | -396 | 396 | 0 | 0.64706 | 0
-893 | 893 | 0 | 0.72308 | 0 | -207 | 207 | 0 | 0.27237 | 0 | -775 | 775 | 0 | 0.562 | 0 | -396 | 396 | 0 | 0.64706 | 0
-935 | 935 | 0 | 0.75709 | 0 | -201 | 201 | 0 | 0.26447 | 0 | -699 | 699 | 0 | 0.50689 | 0 | -278 | 278 | 0 | 0.45425 | 0
-939 | 939 | 0 | 0.76032 | 0 | -216 | 216 | 0 | 0.28421 | 0 | -686 | 686 | 0 | 0.49746 | 0 | -16 | 16 | 0 | 0.026144 | 0
-940 | 940 | 0 | 0.76113 | 0 | -37 | 37 | 0 | 0.048684 | 0 | -394 | 394 | 0 | 0.28571 | 0 | 2 | 0 | 2 | 0 | 0.0033613
-940 | 940 | 0 | 0.76113 | 0 | -38 | 38 | 0 | 0.05 | 0 | -692 | 692 | 0 | 0.50181 | 0 | 2 | 0 | 2 | 0 | 0.0033613
-908 | 908 | 0 | 0.73522 | 0 | -412 | 412 | 0 | 0.54211 | 0 | -911 | 911 | 0 | 0.66062 | 0 | 2 | 0 | 2 | 0 | 0.0033613
-944 | 944 | 0 | 0.76437 | 0 | -148 | 148 | 0 | 0.19474 | 0 | -897 | 897 | 0 | 0.65047 | 0 | -356 | 356 | 0 | 0.5817 | 0
-936 | 936 | 0 | 0.75789 | 0 | 165 | 0 | 165 | 0 | 0.22388 | -1091 | 1091 | 0 | 0.79115 | 0 | -396 | 396 | 0 | 0.64706 | 0
-923 | 923 | 0 | 0.74737 | 0 | 64 | 0 | 64 | 0 | 0.086839 | -1093 | 1093 | 0 | 0.7926 | 0 | -363 | 363 | 0 | 0.59314 | 0
-924 | 924 | 0 | 0.74818 | 0 | 83 | 0 | 83 | 0 | 0.11262 | -1035 | 1035 | 0 | 0.75054 | 0 | -235 | 235 | 0 | 0.38399 | 0
-928 | 928 | 0 | 0.75142 | 0 | 179 | 0 | 179 | 0 | 0.24288 | -1091 | 1091 | 0 | 0.79115 | 0 | -286 | 286 | 0 | 0.46732 | 0
-953 | 953 | 0 | 0.77166 | 0 | 372 | 0 | 372 | 0 | 0.50475 | -819 | 819 | 0 | 0.59391 | 0 | -17 | 17 | 0 | 0.027778 | 0
-404 | 404 | 0 | 0.32713 | 0 | 292 | 0 | 292 | 0 | 0.3962 | -97 | 97 | 0 | 0.070341 | 0 | 2 | 0 | 2 | 0 | 0.0033613
-507 | 507 | 0 | 0.41053 | 0 | 117 | 0 | 117 | 0 | 0.15875 | 99 | 0 | 99 | 0 | 0.061149 | 2 | 0 | 2 | 0 | 0.0033613
-242 | 242 | 0 | 0.19595 | 0 | 92 | 0 | 92 | 0 | 0.12483 | 29 | 0 | 29 | 0 | 0.017912 | 2 | 0 | 2 | 0 | 0.0033613
-137 | 137 | 0 | 0.11093 | 0 | 28 | 0 | 28 | 0 | 0.037992 | 113 | 0 | 113 | 0 | 0.069796 | 2 | 0 | 2 | 0 | 0.0033613
-533 | 533 | 0 | 0.43158 | 0 | -211 | 211 | 0 | 0.27763 | 0 | 109 | 0 | 109 | 0 | 0.067326 | 2 | 0 | 2 | 0 | 0.0033613
-840 | 840 | 0 | 0.68016 | 0 | 61 | 0 | 61 | 0 | 0.082768 | -447 | 447 | 0 | 0.32415 | 0 | 2 | 0 | 2 | 0 | 0.0033613
-963 | 963 | 0 | 0.77976 | 0 | -84 | 84 | 0 | 0.11053 | 0 | -940 | 940 | 0 | 0.68165 | 0 | 2 | 0 | 2 | 0 | 0.0033613
-648 | 648 | 0 | 0.5247 | 0 | -663 | 663 | 0 | 0.87237 | 0 | -1095 | 1095 | 0 | 0.79405 | 0 | -356 | 356 | 0 | 0.5817 | 0
-625 | 625 | 0 | 0.50607 | 0 | -438 | 438 | 0 | 0.57632 | 0 | -1199 | 1199 | 0 | 0.86947 | 0 | -396 | 396 | 0 | 0.64706 | 0
-626 | 626 | 0 | 0.50688 | 0 | -499 | 499 | 0 | 0.65658 | 0 | -1170 | 1170 | 0 | 0.84844 | 0 | -396 | 396 | 0 | 0.64706 | 0
-626 | 626 | 0 | 0.50688 | 0 | -479 | 479 | 0 | 0.63026 | 0 | -679 | 679 | 0 | 0.49239 | 0 | -396 | 396 | 0 | 0.64706 | 0
-626 | 626 | 0 | 0.50688 | 0 | -371 | 371 | 0 | 0.48816 | 0 | -634 | 634 | 0 | 0.45975 | 0 | -396 | 396 | 0 | 0.64706 | 0
-626 | 626 | 0 | 0.50688 | 0 | -394 | 394 | 0 | 0.51842 | 0 | -227 | 227 | 0 | 0.16461 | 0 | -396 | 396 | 0 | 0.64706 | 0
-626 | 626 | 0 | 0.50688 | 0 | -514 | 514 | 0 | 0.67632 | 0 | -210 | 210 | 0 | 0.15228 | 0 | -396 | 396 | 0 | 0.64706 | 0
-626 | 626 | 0 | 0.50688 | 0 | -496 | 496 | 0 | 0.65263 | 0 | -204 | 204 | 0 | 0.14793 | 0 | -396 | 396 | 0 | 0.64706 | 0
-639 | 639 | 0 | 0.51741 | 0 | -201 | 201 | 0 | 0.26447 | 0 | -312 | 312 | 0 | 0.22625 | 0 | -396 | 396 | 0 | 0.64706 | 0
-823 | 823 | 0 | 0.6664 | 0 | 0 | 0 | 0 | 0 | 0 | -524 | 524 | 0 | 0.37999 | 0 | -396 | 396 | 0 | 0.64706 | 0
-836 | 836 | 0 | 0.67692 | 0 | -46 | 46 | 0 | 0.060526 | 0 | -759 | 759 | 0 | 0.5504 | 0 | -396 | 396 | 0 | 0.64706 | 0
-836 | 836 | 0 | 0.67692 | 0 | 5 | 0 | 5 | 0 | 0.0067843 | -1110 | 1110 | 0 | 0.80493 | 0 | -396 | 396 | 0 | 0.64706 | 0
-836 | 836 | 0 | 0.67692 | 0 | 109 | 0 | 109 | 0 | 0.1479 | -1248 | 1248 | 0 | 0.905 | 0 | -396 | 396 | 0 | 0.64706 | 0
-836 | 836 | 0 | 0.67692 | 0 | 183 | 0 | 183 | 0 | 0.2483 | -1225 | 1225 | 0 | 0.88832 | 0 | -396 | 396 | 0 | 0.64706 | 0
-836 | 836 | 0 | 0.67692 | 0 | 201 | 0 | 201 | 0 | 0.27273 | -1043 | 1043 | 0 | 0.75635 | 0 | -396 | 396 | 0 | 0.64706 | 0
-836 | 836 | 0 | 0.67692 | 0 | 155 | 0 | 155 | 0 | 0.21031 | -956 | 956 | 0 | 0.69326 | 0 | -396 | 396 | 0 | 0.64706 | 0
-822 | 822 | 0 | 0.66559 | 0 | 73 | 0 | 73 | 0 | 0.09905 | -811 | 811 | 0 | 0.58811 | 0 | -396 | 396 | 0 | 0.64706 | 0
-597 | 597 | 0 | 0.4834 | 0 | 91 | 0 | 91 | 0 | 0.12347 | -506 | 506 | 0 | 0.36693 | 0 | -38 | 38 | 0 | 0.062092 | 0
-30 | 30 | 0 | 0.024291 | 0 | 18 | 0 | 18 | 0 | 0.024423 | -5 | 5 | 0 | 0.0036258 | 0 | 2 | 0 | 2 | 0 | 0.0033613
99 | 0 | 99 | 0 | 0.061759 | 188 | 0 | 188 | 0 | 0.25509 | -137 | 137 | 0 | 0.099347 | 0 | 2 | 0 | 2 | 0 | 0.0033613
11 | 0 | 11 | 0 | 0.0068621 | 3 | 0 | 3 | 0 | 0.0040706 | -86 | 86 | 0 | 0.062364 | 0 | 2 | 0 | 2 | 0 | 0.0033613
-30 | 30 | 0 | 0.024291 | 0 | 0 | 0 | 0 | 0 | 0 | -204 | 204 | 0 | 0.14793 | 0 | 2 | 0 | 2 | 0 | 0.0033613
-569 | 569 | 0 | 0.46073 | 0 | 0 | 0 | 0 | 0 | 0 | -566 | 566 | 0 | 0.41044 | 0 | 2 | 0 | 2 | 0 | 0.0033613
-723 | 723 | 0 | 0.58543 | 0 | 0 | 0 | 0 | 0 | 0 | -1134 | 1134 | 0 | 0.82234 | 0 | -501 | 501 | 0 | 0.81863 | 0
-792 | 792 | 0 | 0.6413 | 0 | 0 | 0 | 0 | 0 | 0 | -1161 | 1161 | 0 | 0.84191 | 0 | -610 | 610 | 0 | 0.99673 | 0
-822 | 822 | 0 | 0.66559 | 0 | 0 | 0 | 0 | 0 | 0 | -1063 | 1063 | 0 | 0.77085 | 0 | -610 | 610 | 0 | 0.99673 | 0
-608 | 608 | 0 | 0.49231 | 0 | 0 | 0 | 0 | 0 | 0 | -1115 | 1115 | 0 | 0.80856 | 0 | -610 | 610 | 0 | 0.99673 | 0
-876 | 876 | 0 | 0.70931 | 0 | 0 | 0 | 0 | 0 | 0 | -960 | 960 | 0 | 0.69616 | 0 | -610 | 610 | 0 | 0.99673 | 0
-837 | 837 | 0 | 0.67773 | 0 | 0 | 0 | 0 | 0 | 0 | -847 | 847 | 0 | 0.61421 | 0 | -610 | 610 | 0 | 0.99673 | 0
-829 | 829 | 0 | 0.67126 | 0 | 0 | 0 | 0 | 0 | 0 | -792 | 792 | 0 | 0.57433 | 0 | -610 | 610 | 0 | 0.99673 | 0
-831 | 831 | 0 | 0.67287 | 0 | 0 | 0 | 0 | 0 | 0 | -680 | 680 | 0 | 0.49311 | 0 | -610 | 610 | 0 | 0.99673 | 0
-819 | 819 | 0 | 0.66316 | 0 | 0 | 0 | 0 | 0 | 0 | -648 | 648 | 0 | 0.46991 | 0 | -611 | 611 | 0 | 0.99837 | 0
-805 | 805 | 0 | 0.65182 | 0 | 0 | 0 | 0 | 0 | 0 | -583 | 583 | 0 | 0.42277 | 0 | -611 | 611 | 0 | 0.99837 | 0
-800 | 800 | 0 | 0.64777 | 0 | 0 | 0 | 0 | 0 | 0 | -528 | 528 | 0 | 0.38289 | 0 | -610 | 610 | 0 | 0.99673 | 0
-833 | 833 | 0 | 0.67449 | 0 | 0 | 0 | 0 | 0 | 0 | -606 | 606 | 0 | 0.43945 | 0 | -611 | 611 | 0 | 0.99837 | 0
-836 | 836 | 0 | 0.67692 | 0 | 0 | 0 | 0 | 0 | 0 | -806 | 806 | 0 | 0.58448 | 0 | -610 | 610 | 0 | 0.99673 | 0
-836 | 836 | 0 | 0.67692 | 0 | 0 | 0 | 0 | 0 | 0 | -941 | 941 | 0 | 0.68238 | 0 | -610 | 610 | 0 | 0.99673 | 0
-836 | 836 | 0 | 0.67692 | 0 | 0 | 0 | 0 | 0 | 0 | -1296 | 1296 | 0 | 0.93981 | 0 | -610 | 610 | 0 | 0.99673 | 0
-836 | 836 | 0 | 0.67692 | 0 | 0 | 0 | 0 | 0 | 0 | -1279 | 1279 | 0 | 0.92748 | 0 | -610 | 610 | 0 | 0.99673 | 0
-843 | 843 | 0 | 0.68259 | 0 | 0 | 0 | 0 | 0 | 0 | -1290 | 1290 | 0 | 0.93546 | 0 | -610 | 610 | 0 | 0.99673 | 0
-931 | 931 | 0 | 0.75385 | 0 | 0 | 0 | 0 | 0 | 0 | -1068 | 1068 | 0 | 0.77447 | 0 | -220 | 220 | 0 | 0.35948 | 0
-992 | 992 | 0 | 0.80324 | 0 | 0 | 0 | 0 | 0 | 0 | -870 | 870 | 0 | 0.63089 | 0 | -475 | 475 | 0 | 0.77614 | 0
-989 | 989 | 0 | 0.80081 | 0 | 0 | 0 | 0 | 0 | 0 | -343 | 343 | 0 | 0.24873 | 0 | -63 | 63 | 0 | 0.10294 | 0
-918 | 918 | 0 | 0.74332 | 0 | 0 | 0 | 0 | 0 | 0 | -56 | 56 | 0 | 0.040609 | 0 | 2 | 0 | 2 | 0 | 0.0033613
-557 | 557 | 0 | 0.45101 | 0 | 0 | 0 | 0 | 0 | 0 | -113 | 113 | 0 | 0.081943 | 0 | 2 | 0 | 2 | 0 | 0.0033613
-832 | 832 | 0 | 0.67368 | 0 | 0 | 0 | 0 | 0 | 0 | -129 | 129 | 0 | 0.093546 | 0 | 2 | 0 | 2 | 0 | 0.0033613
-567 | 567 | 0 | 0.45911 | 0 | 0 | 0 | 0 | 0 | 0 | -361 | 361 | 0 | 0.26178 | 0 | 2 | 0 | 2 | 0 | 0.0033613
-972 | 972 | 0 | 0.78704 | 0 | 0 | 0 | 0 | 0 | 0 | -753 | 753 | 0 | 0.54605 | 0 | 2 | 0 | 2 | 0 | 0.0033613
-992 | 992 | 0 | 0.80324 | 0 | -32 | 32 | 0 | 0.042105 | 0 | -695 | 695 | 0 | 0.50399 | 0 | 2 | 0 | 2 | 0 | 0.0033613
-996 | 996 | 0 | 0.80648 | 0 | -521 | 521 | 0 | 0.68553 | 0 | -925 | 925 | 0 | 0.67078 | 0 | 2 | 0 | 2 | 0 | 0.0033613
-994 | 994 | 0 | 0.80486 | 0 | -534 | 534 | 0 | 0.70263 | 0 | -934 | 934 | 0 | 0.6773 | 0 | 2 | 0 | 2 | 0 | 0.0033613
-938 | 938 | 0 | 0.75951 | 0 | 55 | 0 | 55 | 0 | 0.074627 | -515 | 515 | 0 | 0.37346 | 0 | 2 | 0 | 2 | 0 | 0.0033613
-841 | 841 | 0 | 0.68097 | 0 | 652 | 0 | 652 | 0 | 0.88467 | -167 | 167 | 0 | 0.1211 | 0 | 2 | 0 | 2 | 0 | 0.0033613
-358 | 358 | 0 | 0.28988 | 0 | 542 | 0 | 542 | 0 | 0.73541 | -61 | 61 | 0 | 0.044235 | 0 | 261 | 0 | 261 | 0 | 0.43866
-611 | 611 | 0 | 0.49474 | 0 | 578 | 0 | 578 | 0 | 0.78426 | 151 | 0 | 151 | 0 | 0.093267 | 420 | 0 | 420 | 0 | 0.70588
-573 | 573 | 0 | 0.46397 | 0 | 307 | 0 | 307 | 0 | 0.41655 | 211 | 0 | 211 | 0 | 0.13033 | 385 | 0 | 385 | 0 | 0.64706
-593 | 593 | 0 | 0.48016 | 0 | 119 | 0 | 119 | 0 | 0.16147 | 217 | 0 | 217 | 0 | 0.13403 | 385 | 0 | 385 | 0 | 0.64706
-965 | 965 | 0 | 0.78138 | 0 | -33 | 33 | 0 | 0.043421 | 0 | -18 | 18 | 0 | 0.013053 | 0 | 38 | 0 | 38 | 0 | 0.063866
-969 | 969 | 0 | 0.78462 | 0 | -656 | 656 | 0 | 0.86316 | 0 | -1055 | 1055 | 0 | 0.76505 | 0 | -55 | 55 | 0 | 0.089869 | 0
-967 | 967 | 0 | 0.783 | 0 | -696 | 696 | 0 | 0.91579 | 0 | -1086 | 1086 | 0 | 0.78753 | 0 | -491 | 491 | 0 | 0.80229 | 0
-967 | 967 | 0 | 0.783 | 0 | -677 | 677 | 0 | 0.89079 | 0 | -975 | 975 | 0 | 0.70703 | 0 | -600 | 600 | 0 | 0.98039 | 0
-968 | 968 | 0 | 0.78381 | 0 | -696 | 696 | 0 | 0.91579 | 0 | -760 | 760 | 0 | 0.55112 | 0 | -610 | 610 | 0 | 0.99673 | 0
-968 | 968 | 0 | 0.78381 | 0 | -697 | 697 | 0 | 0.91711 | 0 | -789 | 789 | 0 | 0.57215 | 0 | -611 | 611 | 0 | 0.99837 | 0
-970 | 970 | 0 | 0.78543 | 0 | -697 | 697 | 0 | 0.91711 | 0 | -823 | 823 | 0 | 0.59681 | 0 | -610 | 610 | 0 | 0.99673 | 0
-994 | 994 | 0 | 0.80486 | 0 | -660 | 660 | 0 | 0.86842 | 0 | -520 | 520 | 0 | 0.37708 | 0 | -95 | 95 | 0 | 0.15523 | 0
-966 | 966 | 0 | 0.78219 | 0 | 40 | 0 | 40 | 0 | 0.054274 | 78 | 0 | 78 | 0 | 0.048178 | 252 | 0 | 252 | 0 | 0.42353
-454 | 454 | 0 | 0.36761 | 0 | 112 | 0 | 112 | 0 | 0.15197 | 376 | 0 | 376 | 0 | 0.23224 | 245 | 0 | 245 | 0 | 0.41176
-22 | 22 | 0 | 0.017814 | 0 | 158 | 0 | 158 | 0 | 0.21438 | 166 | 0 | 166 | 0 | 0.10253 | 245 | 0 | 245 | 0 | 0.41176
-2 | 2 | 0 | 0.0016194 | 0 | 227 | 0 | 227 | 0 | 0.30801 | 214 | 0 | 214 | 0 | 0.13218 | 218 | 0 | 218 | 0 | 0.36639
-2 | 2 | 0 | 0.0016194 | 0 | 216 | 0 | 216 | 0 | 0.29308 | 245 | 0 | 245 | 0 | 0.15133 | 202 | 0 | 202 | 0 | 0.3395
-7 | 7 | 0 | 0.005668 | 0 | 231 | 0 | 231 | 0 | 0.31343 | 211 | 0 | 211 | 0 | 0.13033 | 213 | 0 | 213 | 0 | 0.35798
-116 | 116 | 0 | 0.093927 | 0 | 313 | 0 | 313 | 0 | 0.42469 | 152 | 0 | 152 | 0 | 0.093885 | 287 | 0 | 287 | 0 | 0.48235
-680 | 680 | 0 | 0.55061 | 0 | 470 | 0 | 470 | 0 | 0.63772 | 349 | 0 | 349 | 0 | 0.21557 | 343 | 0 | 343 | 0 | 0.57647
-895 | 895 | 0 | 0.7247 | 0 | 464 | 0 | 464 | 0 | 0.62958 | 325 | 0 | 325 | 0 | 0.20074 | 385 | 0 | 385 | 0 | 0.64706
-987 | 987 | 0 | 0.79919 | 0 | 488 | 0 | 488 | 0 | 0.66214 | 211 | 0 | 211 | 0 | 0.13033 | 385 | 0 | 385 | 0 | 0.64706
-942 | 942 | 0 | 0.76275 | 0 | 509 | 0 | 509 | 0 | 0.69064 | 146 | 0 | 146 | 0 | 0.090179 | 385 | 0 | 385 | 0 | 0.64706
-938 | 938 | 0 | 0.75951 | 0 | 654 | 0 | 654 | 0 | 0.88738 | 143 | 0 | 143 | 0 | 0.088326 | 385 | 0 | 385 | 0 | 0.64706
-907 | 907 | 0 | 0.73441 | 0 | 700 | 0 | 700 | 0 | 0.9498 | 151 | 0 | 151 | 0 | 0.093267 | 385 | 0 | 385 | 0 | 0.64706
-915 | 915 | 0 | 0.74089 | 0 | 696 | 0 | 696 | 0 | 0.94437 | 147 | 0 | 147 | 0 | 0.090797 | 385 | 0 | 385 | 0 | 0.64706
-855 | 855 | 0 | 0.69231 | 0 | 622 | 0 | 622 | 0 | 0.84396 | 194 | 0 | 194 | 0 | 0.11983 | 424 | 0 | 424 | 0 | 0.71261
-794 | 794 | 0 | 0.64291 | 0 | 544 | 0 | 544 | 0 | 0.73813 | 85 | 0 | 85 | 0 | 0.052502 | 424 | 0 | 424 | 0 | 0.71261
-855 | 855 | 0 | 0.69231 | 0 | 493 | 0 | 493 | 0 | 0.66893 | 59 | 0 | 59 | 0 | 0.036442 | 424 | 0 | 424 | 0 | 0.71261
-935 | 935 | 0 | 0.75709 | 0 | 470 | 0 | 470 | 0 | 0.63772 | -30 | 30 | 0 | 0.021755 | 0 | 424 | 0 | 424 | 0 | 0.71261
-940 | 940 | 0 | 0.76113 | 0 | 3 | 0 | 3 | 0 | 0.0040706 | -117 | 117 | 0 | 0.084844 | 0 | 47 | 0 | 47 | 0 | 0.078992
-939 | 939 | 0 | 0.76032 | 0 | -397 | 397 | 0 | 0.52237 | 0 | -650 | 650 | 0 | 0.47136 | 0 | 2 | 0 | 2 | 0 | 0.0033613
-989 | 989 | 0 | 0.80081 | 0 | -543 | 543 | 0 | 0.71447 | 0 | -786 | 786 | 0 | 0.56998 | 0 | 2 | 0 | 2 | 0 | 0.0033613
-995 | 995 | 0 | 0.80567 | 0 | -695 | 695 | 0 | 0.91447 | 0 | -1121 | 1121 | 0 | 0.81291 | 0 | 2 | 0 | 2 | 0 | 0.0033613
-994 | 994 | 0 | 0.80486 | 0 | -655 | 655 | 0 | 0.86184 | 0 | -1166 | 1166 | 0 | 0.84554 | 0 | 2 | 0 | 2 | 0 | 0.0033613
-984 | 984 | 0 | 0.79676 | 0 | -111 | 111 | 0 | 0.14605 | 0 | -56 | 56 | 0 | 0.040609 | 0 | 2 | 0 | 2 | 0 | 0.0033613
-791 | 791 | 0 | 0.64049 | 0 | 8 | 0 | 8 | 0 | 0.010855 | -245 | 245 | 0 | 0.17766 | 0 | 2 | 0 | 2 | 0 | 0.0033613
-215 | 215 | 0 | 0.17409 | 0 | 137 | 0 | 137 | 0 | 0.18589 | 109 | 0 | 109 | 0 | 0.067326 | 2 | 0 | 2 | 0 | 0.0033613
6 | 0 | 6 | 0 | 0.003743 | 184 | 0 | 184 | 0 | 0.24966 | -39 | 39 | 0 | 0.028281 | 0 | 2 | 0 | 2 | 0 | 0.0033613
-8 | 8 | 0 | 0.0064777 | 0 | 149 | 0 | 149 | 0 | 0.20217 | 1 | 0 | 1 | 0 | 0.00061767 | 2 | 0 | 2 | 0 | 0.0033613
-459 | 459 | 0 | 0.37166 | 0 | 9 | 0 | 9 | 0 | 0.012212 | 172 | 0 | 172 | 0 | 0.10624 | 2 | 0 | 2 | 0 | 0.0033613
-969 | 969 | 0 | 0.78462 | 0 | 8 | 0 | 8 | 0 | 0.010855 | -277 | 277 | 0 | 0.20087 | 0 | 2 | 0 | 2 | 0 | 0.0033613
-992 | 992 | 0 | 0.80324 | 0 | -643 | 643 | 0 | 0.84605 | 0 | -1239 | 1239 | 0 | 0.89848 | 0 | -368 | 368 | 0 | 0.60131 | 0
-995 | 995 | 0 | 0.80567 | 0 | -698 | 698 | 0 | 0.91842 | 0 | -1332 | 1332 | 0 | 0.96592 | 0 | -411 | 411 | 0 | 0.67157 | 0
-804 | 804 | 0 | 0.65101 | 0 | -698 | 698 | 0 | 0.91842 | 0 | -1260 | 1260 | 0 | 0.91371 | 0 | -356 | 356 | 0 | 0.5817 | 0
-486 | 486 | 0 | 0.39352 | 0 | -698 | 698 | 0 | 0.91842 | 0 | -1058 | 1058 | 0 | 0.76722 | 0 | -235 | 235 | 0 | 0.38399 | 0
-579 | 579 | 0 | 0.46883 | 0 | -697 | 697 | 0 | 0.91711 | 0 | -1024 | 1024 | 0 | 0.74257 | 0 | -164 | 164 | 0 | 0.26797 | 0
-953 | 953 | 0 | 0.77166 | 0 | -689 | 689 | 0 | 0.90658 | 0 | -630 | 630 | 0 | 0.45685 | 0 | -177 | 177 | 0 | 0.28922 | 0
-939 | 939 | 0 | 0.76032 | 0 | -697 | 697 | 0 | 0.91711 | 0 | -130 | 130 | 0 | 0.094271 | 0 | -299 | 299 | 0 | 0.48856 | 0
-939 | 939 | 0 | 0.76032 | 0 | -698 | 698 | 0 | 0.91842 | 0 | -297 | 297 | 0 | 0.21537 | 0 | -353 | 353 | 0 | 0.5768 | 0
-939 | 939 | 0 | 0.76032 | 0 | -615 | 615 | 0 | 0.80921 | 0 | -63 | 63 | 0 | 0.045685 | 0 | -411 | 411 | 0 | 0.67157 | 0
-938 | 938 | 0 | 0.75951 | 0 | -246 | 246 | 0 | 0.32368 | 0 | -289 | 289 | 0 | 0.20957 | 0 | -411 | 411 | 0 | 0.67157 | 0
-939 | 939 | 0 | 0.76032 | 0 | -310 | 310 | 0 | 0.40789 | 0 | -573 | 573 | 0 | 0.41552 | 0 | -411 | 411 | 0 | 0.67157 | 0
-938 | 938 | 0 | 0.75951 | 0 | -648 | 648 | 0 | 0.85263 | 0 | -567 | 567 | 0 | 0.41117 | 0 | -411 | 411 | 0 | 0.67157 | 0
-930 | 930 | 0 | 0.75304 | 0 | -360 | 360 | 0 | 0.47368 | 0 | -850 | 850 | 0 | 0.61639 | 0 | -411 | 411 | 0 | 0.67157 | 0
-942 | 942 | 0 | 0.76275 | 0 | -157 | 157 | 0 | 0.20658 | 0 | -1057 | 1057 | 0 | 0.7665 | 0 | -410 | 410 | 0 | 0.66993 | 0
-991 | 991 | 0 | 0.80243 | 0 | -116 | 116 | 0 | 0.15263 | 0 | -1087 | 1087 | 0 | 0.78825 | 0 | -411 | 411 | 0 | 0.67157 | 0
-984 | 984 | 0 | 0.79676 | 0 | -76 | 76 | 0 | 0.1 | 0 | -1203 | 1203 | 0 | 0.87237 | 0 | -410 | 410 | 0 | 0.66993 | 0
-955 | 955 | 0 | 0.77328 | 0 | 28 | 0 | 28 | 0 | 0.037992 | -765 | 765 | 0 | 0.55475 | 0 | -246 | 246 | 0 | 0.40196 | 0
-595 | 595 | 0 | 0.48178 | 0 | 259 | 0 | 259 | 0 | 0.35142 | 245 | 0 | 245 | 0 | 0.15133 | 169 | 0 | 169 | 0 | 0.28403
-39 | 39 | 0 | 0.031579 | 0 | 227 | 0 | 227 | 0 | 0.30801 | -19 | 19 | 0 | 0.013778 | 0 | 223 | 0 | 223 | 0 | 0.37479
-2 | 2 | 0 | 0.0016194 | 0 | 224 | 0 | 224 | 0 | 0.30393 | 153 | 0 | 153 | 0 | 0.094503 | 223 | 0 | 223 | 0 | 0.37479
-2 | 2 | 0 | 0.0016194 | 0 | 192 | 0 | 192 | 0 | 0.26052 | 94 | 0 | 94 | 0 | 0.058061 | 233 | 0 | 233 | 0 | 0.3916
-2 | 2 | 0 | 0.0016194 | 0 | 142 | 0 | 142 | 0 | 0.19267 | 122 | 0 | 122 | 0 | 0.075355 | 198 | 0 | 198 | 0 | 0.33277
-34 | 34 | 0 | 0.02753 | 0 | 140 | 0 | 140 | 0 | 0.18996 | 91 | 0 | 91 | 0 | 0.056208 | 155 | 0 | 155 | 0 | 0.2605
-417 | 417 | 0 | 0.33765 | 0 | 102 | 0 | 102 | 0 | 0.1384 | 255 | 0 | 255 | 0 | 0.1575 | 182 | 0 | 182 | 0 | 0.30588
-957 | 957 | 0 | 0.7749 | 0 | 37 | 0 | 37 | 0 | 0.050204 | -748 | 748 | 0 | 0.54242 | 0 | 10 | 0 | 10 | 0 | 0.016807
-993 | 993 | 0 | 0.80405 | 0 | -466 | 466 | 0 | 0.61316 | 0 | -1124 | 1124 | 0 | 0.81508 | 0 | -450 | 450 | 0 | 0.73529 | 0
-989 | 989 | 0 | 0.80081 | 0 | -689 | 689 | 0 | 0.90658 | 0 | -1171 | 1171 | 0 | 0.84917 | 0 | -413 | 413 | 0 | 0.67484 | 0
-988 | 988 | 0 | 0.8 | 0 | -698 | 698 | 0 | 0.91842 | 0 | -1144 | 1144 | 0 | 0.82959 | 0 | -361 | 361 | 0 | 0.58987 | 0
-943 | 943 | 0 | 0.76356 | 0 | -694 | 694 | 0 | 0.91316 | 0 | -1076 | 1076 | 0 | 0.78028 | 0 | -254 | 254 | 0 | 0.41503 | 0
-939 | 939 | 0 | 0.76032 | 0 | -623 | 623 | 0 | 0.81974 | 0 | -1022 | 1022 | 0 | 0.74112 | 0 | -252 | 252 | 0 | 0.41176 | 0
-939 | 939 | 0 | 0.76032 | 0 | -588 | 588 | 0 | 0.77368 | 0 | -932 | 932 | 0 | 0.67585 | 0 | -373 | 373 | 0 | 0.60948 | 0
-939 | 939 | 0 | 0.76032 | 0 | -567 | 567 | 0 | 0.74605 | 0 | -1139 | 1139 | 0 | 0.82596 | 0 | -326 | 326 | 0 | 0.53268 | 0
-938 | 938 | 0 | 0.75951 | 0 | -475 | 475 | 0 | 0.625 | 0 | -1129 | 1129 | 0 | 0.81871 | 0 | -230 | 230 | 0 | 0.37582 | 0
-939 | 939 | 0 | 0.76032 | 0 | -175 | 175 | 0 | 0.23026 | 0 | -1057 | 1057 | 0 | 0.7665 | 0 | -153 | 153 | 0 | 0.25 | 0
-939 | 939 | 0 | 0.76032 | 0 | -256 | 256 | 0 | 0.33684 | 0 | -950 | 950 | 0 | 0.68891 | 0 | -3 | 3 | 0 | 0.004902 | 0
-938 | 938 | 0 | 0.75951 | 0 | -419 | 419 | 0 | 0.55132 | 0 | -1066 | 1066 | 0 | 0.77302 | 0 | -280 | 280 | 0 | 0.45752 | 0
-939 | 939 | 0 | 0.76032 | 0 | -262 | 262 | 0 | 0.34474 | 0 | -1083 | 1083 | 0 | 0.78535 | 0 | -106 | 106 | 0 | 0.1732 | 0
-942 | 942 | 0 | 0.76275 | 0 | -206 | 206 | 0 | 0.27105 | 0 | -1098 | 1098 | 0 | 0.79623 | 0 | -494 | 494 | 0 | 0.80719 | 0
-990 | 990 | 0 | 0.80162 | 0 | -50 | 50 | 0 | 0.065789 | 0 | -1144 | 1144 | 0 | 0.82959 | 0 | -545 | 545 | 0 | 0.89052 | 0
-994 | 994 | 0 | 0.80486 | 0 | -20 | 20 | 0 | 0.026316 | 0 | -1228 | 1228 | 0 | 0.8905 | 0 | -213 | 213 | 0 | 0.34804 | 0
-964 | 964 | 0 | 0.78057 | 0 | 333 | 0 | 333 | 0 | 0.45183 | -403 | 403 | 0 | 0.29224 | 0 | -5 | 5 | 0 | 0.0081699 | 0
-533 | 533 | 0 | 0.43158 | 0 | 337 | 0 | 337 | 0 | 0.45726 | 216 | 0 | 216 | 0 | 0.13342 | 259 | 0 | 259 | 0 | 0.43529
-34 | 34 | 0 | 0.02753 | 0 | 335 | 0 | 335 | 0 | 0.45455 | -55 | 55 | 0 | 0.039884 | 0 | 323 | 0 | 323 | 0 | 0.54286
-2 | 2 | 0 | 0.0016194 | 0 | 313 | 0 | 313 | 0 | 0.42469 | 202 | 0 | 202 | 0 | 0.12477 | 299 | 0 | 299 | 0 | 0.50252
-2 | 2 | 0 | 0.0016194 | 0 | 317 | 0 | 317 | 0 | 0.43012 | 49 | 0 | 49 | 0 | 0.030266 | 299 | 0 | 299 | 0 | 0.50252
-2 | 2 | 0 | 0.0016194 | 0 | 312 | 0 | 312 | 0 | 0.42334 | -64 | 64 | 0 | 0.04641 | 0 | 299 | 0 | 299 | 0 | 0.50252
-17 | 17 | 0 | 0.013765 | 0 | 273 | 0 | 273 | 0 | 0.37042 | -64 | 64 | 0 | 0.04641 | 0 | 272 | 0 | 272 | 0 | 0.45714
-383 | 383 | 0 | 0.31012 | 0 | 109 | 0 | 109 | 0 | 0.1479 | 210 | 0 | 210 | 0 | 0.12971 | 313 | 0 | 313 | 0 | 0.52605
-962 | 962 | 0 | 0.77895 | 0 | 86 | 0 | 86 | 0 | 0.11669 | -729 | 729 | 0 | 0.52864 | 0 | 26 | 0 | 26 | 0 | 0.043697
-996 | 996 | 0 | 0.80648 | 0 | -232 | 232 | 0 | 0.30526 | 0 | -1169 | 1169 | 0 | 0.84772 | 0 | -454 | 454 | 0 | 0.74183 | 0
-995 | 995 | 0 | 0.80567 | 0 | -361 | 361 | 0 | 0.475 | 0 | -1157 | 1157 | 0 | 0.83901 | 0 | -600 | 600 | 0 | 0.98039 | 0
-996 | 996 | 0 | 0.80648 | 0 | -630 | 630 | 0 | 0.82895 | 0 | -727 | 727 | 0 | 0.52719 | 0 | -610 | 610 | 0 | 0.99673 | 0
-995 | 995 | 0 | 0.80567 | 0 | -566 | 566 | 0 | 0.74474 | 0 | -716 | 716 | 0 | 0.51922 | 0 | -610 | 610 | 0 | 0.99673 | 0
-995 | 995 | 0 | 0.80567 | 0 | -435 | 435 | 0 | 0.57237 | 0 | -1128 | 1128 | 0 | 0.81798 | 0 | -593 | 593 | 0 | 0.96895 | 0
-993 | 993 | 0 | 0.80405 | 0 | -388 | 388 | 0 | 0.51053 | 0 | -959 | 959 | 0 | 0.69543 | 0 | -610 | 610 | 0 | 0.99673 | 0
-993 | 993 | 0 | 0.80405 | 0 | -376 | 376 | 0 | 0.49474 | 0 | -825 | 825 | 0 | 0.59826 | 0 | -454 | 454 | 0 | 0.74183 | 0
-993 | 993 | 0 | 0.80405 | 0 | -237 | 237 | 0 | 0.31184 | 0 | -909 | 909 | 0 | 0.65917 | 0 | -128 | 128 | 0 | 0.20915 | 0
-994 | 994 | 0 | 0.80486 | 0 | 93 | 0 | 93 | 0 | 0.12619 | -487 | 487 | 0 | 0.35315 | 0 | 1 | 0 | 1 | 0 | 0.0016807
-993 | 993 | 0 | 0.80405 | 0 | 68 | 0 | 68 | 0 | 0.092266 | -262 | 262 | 0 | 0.18999 | 0 | 2 | 0 | 2 | 0 | 0.0033613
-991 | 991 | 0 | 0.80243 | 0 | -53 | 53 | 0 | 0.069737 | 0 | -522 | 522 | 0 | 0.37854 | 0 | 2 | 0 | 2 | 0 | 0.0033613
-993 | 993 | 0 | 0.80405 | 0 | 20 | 0 | 20 | 0 | 0.027137 | -885 | 885 | 0 | 0.64177 | 0 | 2 | 0 | 2 | 0 | 0.0033613
-993 | 993 | 0 | 0.80405 | 0 | -8 | 8 | 0 | 0.010526 | 0 | -802 | 802 | 0 | 0.58158 | 0 | -471 | 471 | 0 | 0.76961 | 0
-992 | 992 | 0 | 0.80324 | 0 | -9 | 9 | 0 | 0.011842 | 0 | -675 | 675 | 0 | 0.48949 | 0 | -245 | 245 | 0 | 0.40033 | 0
-995 | 995 | 0 | 0.80567 | 0 | 36 | 0 | 36 | 0 | 0.048847 | -634 | 634 | 0 | 0.45975 | 0 | -61 | 61 | 0 | 0.099673 | 0
-953 | 953 | 0 | 0.77166 | 0 | 302 | 0 | 302 | 0 | 0.40977 | -377 | 377 | 0 | 0.27339 | 0 | 2 | 0 | 2 | 0 | 0.0033613
-375 | 375 | 0 | 0.30364 | 0 | 377 | 0 | 377 | 0 | 0.51153 | 558 | 0 | 558 | 0 | 0.34466 | 2 | 0 | 2 | 0 | 0.0033613
58 | 0 | 58 | 0 | 0.036182 | 408 | 0 | 408 | 0 | 0.5536 | 417 | 0 | 417 | 0 | 0.25757 | 352 | 0 | 352 | 0 | 0.5916
288 | 0 | 288 | 0 | 0.17966 | 369 | 0 | 369 | 0 | 0.50068 | 488 | 0 | 488 | 0 | 0.30142 | 341 | 0 | 341 | 0 | 0.57311
367 | 0 | 367 | 0 | 0.22895 | 345 | 0 | 345 | 0 | 0.46811 | 412 | 0 | 412 | 0 | 0.25448 | 324 | 0 | 324 | 0 | 0.54454
456 | 0 | 456 | 0 | 0.28447 | 295 | 0 | 295 | 0 | 0.40027 | 345 | 0 | 345 | 0 | 0.21309 | 287 | 0 | 287 | 0 | 0.48235
225 | 0 | 225 | 0 | 0.14036 | 110 | 0 | 110 | 0 | 0.14925 | 683 | 0 | 683 | 0 | 0.42187 | 120 | 0 | 120 | 0 | 0.20168
-368 | 368 | 0 | 0.29798 | 0 | 98 | 0 | 98 | 0 | 0.13297 | 502 | 0 | 502 | 0 | 0.31007 | 295 | 0 | 295 | 0 | 0.4958
-962 | 962 | 0 | 0.77895 | 0 | 91 | 0 | 91 | 0 | 0.12347 | -526 | 526 | 0 | 0.38144 | 0 | -71 | 71 | 0 | 0.11601 | 0
-995 | 995 | 0 | 0.80567 | 0 | -21 | 21 | 0 | 0.027632 | 0 | -842 | 842 | 0 | 0.61059 | 0 | -486 | 486 | 0 | 0.79412 | 0
-995 | 995 | 0 | 0.80567 | 0 | -226 | 226 | 0 | 0.29737 | 0 | -746 | 746 | 0 | 0.54097 | 0 | -606 | 606 | 0 | 0.9902 | 0
-995 | 995 | 0 | 0.80567 | 0 | -188 | 188 | 0 | 0.24737 | 0 | -827 | 827 | 0 | 0.59971 | 0 | -299 | 299 | 0 | 0.48856 | 0
-995 | 995 | 0 | 0.80567 | 0 | -165 | 165 | 0 | 0.21711 | 0 | -821 | 821 | 0 | 0.59536 | 0 | -16 | 16 | 0 | 0.026144 | 0
-995 | 995 | 0 | 0.80567 | 0 | -2 | 2 | 0 | 0.0026316 | 0 | -776 | 776 | 0 | 0.56273 | 0 | -301 | 301 | 0 | 0.49183 | 0
-990 | 990 | 0 | 0.80162 | 0 | 5 | 0 | 5 | 0 | 0.0067843 | -741 | 741 | 0 | 0.53735 | 0 | -23 | 23 | 0 | 0.037582 | 0
-989 | 989 | 0 | 0.80081 | 0 | 187 | 0 | 187 | 0 | 0.25373 | -526 | 526 | 0 | 0.38144 | 0 | 2 | 0 | 2 | 0 | 0.0033613
-829 | 829 | 0 | 0.67126 | 0 | 55 | 0 | 55 | 0 | 0.074627 | -237 | 237 | 0 | 0.17186 | 0 | 2 | 0 | 2 | 0 | 0.0033613
-994 | 994 | 0 | 0.80486 | 0 | 218 | 0 | 218 | 0 | 0.29579 | 224 | 0 | 224 | 0 | 0.13836 | 2 | 0 | 2 | 0 | 0.0033613
-993 | 993 | 0 | 0.80405 | 0 | 477 | 0 | 477 | 0 | 0.64722 | -173 | 173 | 0 | 0.12545 | 0 | 2 | 0 | 2 | 0 | 0.0033613
-994 | 994 | 0 | 0.80486 | 0 | 49 | 0 | 49 | 0 | 0.066486 | -647 | 647 | 0 | 0.46918 | 0 | 2 | 0 | 2 | 0 | 0.0033613
-992 | 992 | 0 | 0.80324 | 0 | -243 | 243 | 0 | 0.31974 | 0 | -898 | 898 | 0 | 0.6512 | 0 | -502 | 502 | 0 | 0.82026 | 0
-993 | 993 | 0 | 0.80405 | 0 | -221 | 221 | 0 | 0.29079 | 0 | -840 | 840 | 0 | 0.60914 | 0 | -610 | 610 | 0 | 0.99673 | 0
-994 | 994 | 0 | 0.80486 | 0 | -172 | 172 | 0 | 0.22632 | 0 | -952 | 952 | 0 | 0.69036 | 0 | -610 | 610 | 0 | 0.99673 | 0
-989 | 989 | 0 | 0.80081 | 0 | -65 | 65 | 0 | 0.085526 | 0 | -1164 | 1164 | 0 | 0.84409 | 0 | -610 | 610 | 0 | 0.99673 | 0
-991 | 991 | 0 | 0.80243 | 0 | -82 | 82 | 0 | 0.10789 | 0 | -1091 | 1091 | 0 | 0.79115 | 0 | -501 | 501 | 0 | 0.81863 | 0
-951 | 951 | 0 | 0.77004 | 0 | 328 | 0 | 328 | 0 | 0.44505 | -177 | 177 | 0 | 0.12835 | 0 | -61 | 61 | 0 | 0.099673 | 0
-392 | 392 | 0 | 0.31741 | 0 | 47 | 0 | 47 | 0 | 0.063772 | 133 | 0 | 133 | 0 | 0.082149 | 2 | 0 | 2 | 0 | 0.0033613
-1 | 1 | 0 | 0.00080972 | 0 | 284 | 0 | 284 | 0 | 0.38535 | 300 | 0 | 300 | 0 | 0.1853 | 2 | 0 | 2 | 0 | 0.0033613
198 | 0 | 198 | 0 | 0.12352 | 405 | 0 | 405 | 0 | 0.54953 | 163 | 0 | 163 | 0 | 0.10068 | 2 | 0 | 2 | 0 | 0.0033613
345 | 0 | 345 | 0 | 0.21522 | 403 | 0 | 403 | 0 | 0.54681 | 68 | 0 | 68 | 0 | 0.042001 | 60 | 0 | 60 | 0 | 0.10084
114 | 0 | 114 | 0 | 0.071117 | 337 | 0 | 337 | 0 | 0.45726 | 268 | 0 | 268 | 0 | 0.16553 | 3 | 0 | 3 | 0 | 0.005042
-379 | 379 | 0 | 0.30688 | 0 | 37 | 0 | 37 | 0 | 0.050204 | 53 | 0 | 53 | 0 | 0.032736 | 193 | 0 | 193 | 0 | 0.32437
-961 | 961 | 0 | 0.77814 | 0 | 148 | 0 | 148 | 0 | 0.20081 | -1092 | 1092 | 0 | 0.79188 | 0 | -205 | 205 | 0 | 0.33497 | 0
-994 | 994 | 0 | 0.80486 | 0 | -77 | 77 | 0 | 0.10132 | 0 | -1153 | 1153 | 0 | 0.83611 | 0 | -517 | 517 | 0 | 0.84477 | 0
-995 | 995 | 0 | 0.80567 | 0 | -404 | 404 | 0 | 0.53158 | 0 | -1179 | 1179 | 0 | 0.85497 | 0 | -544 | 544 | 0 | 0.88889 | 0
-995 | 995 | 0 | 0.80567 | 0 | -226 | 226 | 0 | 0.29737 | 0 | -1071 | 1071 | 0 | 0.77665 | 0 | -74 | 74 | 0 | 0.12092 | 0
-995 | 995 | 0 | 0.80567 | 0 | 323 | 0 | 323 | 0 | 0.43826 | -227 | 227 | 0 | 0.16461 | 0 | 2 | 0 | 2 | 0 | 0.0033613
-995 | 995 | 0 | 0.80567 | 0 | 490 | 0 | 490 | 0 | 0.66486 | 99 | 0 | 99 | 0 | 0.061149 | 2 | 0 | 2 | 0 | 0.0033613
-995 | 995 | 0 | 0.80567 | 0 | 461 | 0 | 461 | 0 | 0.62551 | 118 | 0 | 118 | 0 | 0.072884 | 275 | 0 | 275 | 0 | 0.46218
-995 | 995 | 0 | 0.80567 | 0 | 654 | 0 | 654 | 0 | 0.88738 | 59 | 0 | 59 | 0 | 0.036442 | 325 | 0 | 325 | 0 | 0.54622
-995 | 995 | 0 | 0.80567 | 0 | 386 | 0 | 386 | 0 | 0.52374 | 139 | 0 | 139 | 0 | 0.085855 | 296 | 0 | 296 | 0 | 0.49748
-995 | 995 | 0 | 0.80567 | 0 | 693 | 0 | 693 | 0 | 0.9403 | -176 | 176 | 0 | 0.12763 | 0 | 267 | 0 | 267 | 0 | 0.44874
-994 | 994 | 0 | 0.80486 | 0 | 575 | 0 | 575 | 0 | 0.78019 | -76 | 76 | 0 | 0.055112 | 0 | 152 | 0 | 152 | 0 | 0.25546
-993 | 993 | 0 | 0.80405 | 0 | -106 | 106 | 0 | 0.13947 | 0 | -911 | 911 | 0 | 0.66062 | 0 | 6 | 0 | 6 | 0 | 0.010084
-992 | 992 | 0 | 0.80324 | 0 | -280 | 280 | 0 | 0.36842 | 0 | -1006 | 1006 | 0 | 0.72951 | 0 | -447 | 447 | 0 | 0.73039 | 0
-992 | 992 | 0 | 0.80324 | 0 | -283 | 283 | 0 | 0.37237 | 0 | -1105 | 1105 | 0 | 0.80131 | 0 | -585 | 585 | 0 | 0.95588 | 0
-954 | 954 | 0 | 0.77247 | 0 | -269 | 269 | 0 | 0.35395 | 0 | -1079 | 1079 | 0 | 0.78245 | 0 | -610 | 610 | 0 | 0.99673 | 0
-950 | 950 | 0 | 0.76923 | 0 | -101 | 101 | 0 | 0.13289 | 0 | -1011 | 1011 | 0 | 0.73314 | 0 | -610 | 610 | 0 | 0.99673 | 0
-951 | 951 | 0 | 0.77004 | 0 | 104 | 0 | 104 | 0 | 0.14111 | -188 | 188 | 0 | 0.13633 | 0 | -94 | 94 | 0 | 0.15359 | 0
-957 | 957 | 0 | 0.7749 | 0 | 384 | 0 | 384 | 0 | 0.52103 | 394 | 0 | 394 | 0 | 0.24336 | 233 | 0 | 233 | 0 | 0.3916
-385 | 385 | 0 | 0.31174 | 0 | 255 | 0 | 255 | 0 | 0.346 | 180 | 0 | 180 | 0 | 0.11118 | 421 | 0 | 421 | 0 | 0.70756
24 | 0 | 24 | 0 | 0.014972 | 441 | 0 | 441 | 0 | 0.59837 | 269 | 0 | 269 | 0 | 0.16615 | 417 | 0 | 417 | 0 | 0.70084
226 | 0 | 226 | 0 | 0.14099 | 441 | 0 | 441 | 0 | 0.59837 | 247 | 0 | 247 | 0 | 0.15256 | 417 | 0 | 417 | 0 | 0.70084
254 | 0 | 254 | 0 | 0.15845 | 416 | 0 | 416 | 0 | 0.56445 | 303 | 0 | 303 | 0 | 0.18715 | 390 | 0 | 390 | 0 | 0.65546
467 | 0 | 467 | 0 | 0.29133 | 375 | 0 | 375 | 0 | 0.50882 | 404 | 0 | 404 | 0 | 0.24954 | 345 | 0 | 345 | 0 | 0.57983
334 | 0 | 334 | 0 | 0.20836 | 418 | 0 | 418 | 0 | 0.56716 | 532 | 0 | 532 | 0 | 0.3286 | 368 | 0 | 368 | 0 | 0.61849
19 | 0 | 19 | 0 | 0.011853 | 640 | 0 | 640 | 0 | 0.86839 | 542 | 0 | 542 | 0 | 0.33477 | 430 | 0 | 430 | 0 | 0.72269
1 | 0 | 1 | 0 | 0.00062383 | 688 | 0 | 688 | 0 | 0.93351 | 60 | 0 | 60 | 0 | 0.03706 | 253 | 0 | 253 | 0 | 0.42521
-458 | 458 | 0 | 0.37085 | 0 | 710 | 0 | 710 | 0 | 0.96336 | 168 | 0 | 168 | 0 | 0.10377 | 227 | 0 | 227 | 0 | 0.38151
-920 | 920 | 0 | 0.74494 | 0 | 710 | 0 | 710 | 0 | 0.96336 | 222 | 0 | 222 | 0 | 0.13712 | 243 | 0 | 243 | 0 | 0.4084
-939 | 939 | 0 | 0.76032 | 0 | 710 | 0 | 710 | 0 | 0.96336 | 305 | 0 | 305 | 0 | 0.18839 | 367 | 0 | 367 | 0 | 0.61681
-733 | 733 | 0 | 0.59352 | 0 | 710 | 0 | 710 | 0 | 0.96336 | 401 | 0 | 401 | 0 | 0.24768 | 437 | 0 | 437 | 0 | 0.73445
-231 | 231 | 0 | 0.18704 | 0 | 710 | 0 | 710 | 0 | 0.96336 | 538 | 0 | 538 | 0 | 0.3323 | 466 | 0 | 466 | 0 | 0.78319
150 | 0 | 150 | 0 | 0.093575 | 710 | 0 | 710 | 0 | 0.96336 | 649 | 0 | 649 | 0 | 0.40086 | 481 | 0 | 481 | 0 | 0.8084
53 | 0 | 53 | 0 | 0.033063 | 710 | 0 | 710 | 0 | 0.96336 | 819 | 0 | 819 | 0 | 0.50587 | 463 | 0 | 463 | 0 | 0.77815
19 | 0 | 19 | 0 | 0.011853 | 664 | 0 | 664 | 0 | 0.90095 | 921 | 0 | 921 | 0 | 0.56887 | 415 | 0 | 415 | 0 | 0.69748
119 | 0 | 119 | 0 | 0.074236 | 587 | 0 | 587 | 0 | 0.79647 | 772 | 0 | 772 | 0 | 0.47684 | 351 | 0 | 351 | 0 | 0.58992
259 | 0 | 259 | 0 | 0.16157 | 570 | 0 | 570 | 0 | 0.77341 | 603 | 0 | 603 | 0 | 0.37245 | 273 | 0 | 273 | 0 | 0.45882
149 | 0 | 149 | 0 | 0.092951 | 385 | 0 | 385 | 0 | 0.52239 | 532 | 0 | 532 | 0 | 0.3286 | 213 | 0 | 213 | 0 | 0.35798
20 | 0 | 20 | 0 | 0.012477 | 249 | 0 | 249 | 0 | 0.33786 | 288 | 0 | 288 | 0 | 0.17789 | 12 | 0 | 12 | 0 | 0.020168
36 | 0 | 36 | 0 | 0.022458 | 201 | 0 | 201 | 0 | 0.27273 | 0 | 0 | 0 | 0 | 0 | 2 | 0 | 2 | 0 | 0.0033613
37 | 0 | 37 | 0 | 0.023082 | 328 | 0 | 328 | 0 | 0.44505 | -28 | 28 | 0 | 0.020305 | 0 | 2 | 0 | 2 | 0 | 0.0033613
60 | 0 | 60 | 0 | 0.03743 | 249 | 0 | 249 | 0 | 0.33786 | -478 | 478 | 0 | 0.34663 | 0 | 274 | 0 | 274 | 0 | 0.4605
398 | 0 | 398 | 0 | 0.24828 | 416 | 0 | 416 | 0 | 0.56445 | 304 | 0 | 304 | 0 | 0.18777 | 312 | 0 | 312 | 0 | 0.52437
373 | 0 | 373 | 0 | 0.23269 | 629 | 0 | 629 | 0 | 0.85346 | 101 | 0 | 101 | 0 | 0.062384 | 416 | 0 | 416 | 0 | 0.69916
297 | 0 | 297 | 0 | 0.18528 | 499 | 0 | 499 | 0 | 0.67707 | -39 | 39 | 0 | 0.028281 | 0 | 435 | 0 | 435 | 0 | 0.73109
203 | 0 | 203 | 0 | 0.12664 | 516 | 0 | 516 | 0 | 0.70014 | 2 | 0 | 2 | 0 | 0.0012353 | 435 | 0 | 435 | 0 | 0.73109
142 | 0 | 142 | 0 | 0.088584 | 341 | 0 | 341 | 0 | 0.46269 | -18 | 18 | 0 | 0.013053 | 0 | 435 | 0 | 435 | 0 | 0.73109
38 | 0 | 38 | 0 | 0.023706 | 246 | 0 | 246 | 0 | 0.33379 | -47 | 47 | 0 | 0.034083 | 0 | 392 | 0 | 392 | 0 | 0.65882
-65 | 65 | 0 | 0.052632 | 0 | 370 | 0 | 370 | 0 | 0.50204 | -55 | 55 | 0 | 0.039884 | 0 | 392 | 0 | 392 | 0 | 0.65882
-139 | 139 | 0 | 0.11255 | 0 | 433 | 0 | 433 | 0 | 0.58752 | -90 | 90 | 0 | 0.065265 | 0 | 455 | 0 | 455 | 0 | 0.76471
-116 | 116 | 0 | 0.093927 | 0 | 217 | 0 | 217 | 0 | 0.29444 | -98 | 98 | 0 | 0.071066 | 0 | 437 | 0 | 437 | 0 | 0.73445
-504 | 504 | 0 | 0.4081 | 0 | 133 | 0 | 133 | 0 | 0.18046 | 72 | 0 | 72 | 0 | 0.044472 | 403 | 0 | 403 | 0 | 0.67731
-959 | 959 | 0 | 0.77652 | 0 | 7 | 0 | 7 | 0 | 0.009498 | 9 | 0 | 9 | 0 | 0.005559 | 390 | 0 | 390 | 0 | 0.65546
-977 | 977 | 0 | 0.79109 | 0 | 190 | 0 | 190 | 0 | 0.2578 | -168 | 168 | 0 | 0.12183 | 0 | 410 | 0 | 410 | 0 | 0.68908
-990 | 990 | 0 | 0.80162 | 0 | 252 | 0 | 252 | 0 | 0.34193 | -232 | 232 | 0 | 0.16824 | 0 | 408 | 0 | 408 | 0 | 0.68571
-936 | 936 | 0 | 0.75789 | 0 | 290 | 0 | 290 | 0 | 0.39349 | -234 | 234 | 0 | 0.16969 | 0 | 408 | 0 | 408 | 0 | 0.68571
-726 | 726 | 0 | 0.58785 | 0 | 62 | 0 | 62 | 0 | 0.084125 | -176 | 176 | 0 | 0.12763 | 0 | 408 | 0 | 408 | 0 | 0.68571
-660 | 660 | 0 | 0.53441 | 0 | 48 | 0 | 48 | 0 | 0.065129 | 20 | 0 | 20 | 0 | 0.012353 | 408 | 0 | 408 | 0 | 0.68571
-689 | 689 | 0 | 0.55789 | 0 | 24 | 0 | 24 | 0 | 0.032564 | 95 | 0 | 95 | 0 | 0.058678 | 408 | 0 | 408 | 0 | 0.68571
-989 | 989 | 0 | 0.80081 | 0 | 77 | 0 | 77 | 0 | 0.10448 | 184 | 0 | 184 | 0 | 0.11365 | 408 | 0 | 408 | 0 | 0.68571
-995 | 995 | 0 | 0.80567 | 0 | 27 | 0 | 27 | 0 | 0.036635 | 105 | 0 | 105 | 0 | 0.064855 | 408 | 0 | 408 | 0 | 0.68571
-992 | 992 | 0 | 0.80324 | 0 | 10 | 0 | 10 | 0 | 0.013569 | 2 | 0 | 2 | 0 | 0.0012353 | 408 | 0 | 408 | 0 | 0.68571
-994 | 994 | 0 | 0.80486 | 0 | 9 | 0 | 9 | 0 | 0.012212 | 70 | 0 | 70 | 0 | 0.043237 | 298 | 0 | 298 | 0 | 0.50084
-994 | 994 | 0 | 0.80486 | 0 | -68 | 68 | 0 | 0.089474 | 0 | -95 | 95 | 0 | 0.068891 | 0 | 24 | 0 | 24 | 0 | 0.040336
-994 | 994 | 0 | 0.80486 | 0 | -92 | 92 | 0 | 0.12105 | 0 | -407 | 407 | 0 | 0.29514 | 0 | 2 | 0 | 2 | 0 | 0.0033613
-953 | 953 | 0 | 0.77166 | 0 | -33 | 33 | 0 | 0.043421 | 0 | -311 | 311 | 0 | 0.22553 | 0 | 2 | 0 | 2 | 0 | 0.0033613
-385 | 385 | 0 | 0.31174 | 0 | -67 | 67 | 0 | 0.088158 | 0 | 125 | 0 | 125 | 0 | 0.077208 | 287 | 0 | 287 | 0 | 0.48235
-18 | 18 | 0 | 0.014575 | 0 | 0 | 0 | 0 | 0 | 0 | -55 | 55 | 0 | 0.039884 | 0 | 402 | 0 | 402 | 0 | 0.67563
103 | 0 | 103 | 0 | 0.064255 | -72 | 72 | 0 | 0.094737 | 0 | 173 | 0 | 173 | 0 | 0.10686 | 390 | 0 | 390 | 0 | 0.65546
197 | 0 | 197 | 0 | 0.12289 | -119 | 119 | 0 | 0.15658 | 0 | 91 | 0 | 91 | 0 | 0.056208 | 365 | 0 | 365 | 0 | 0.61345
211 | 0 | 211 | 0 | 0.13163 | -68 | 68 | 0 | 0.089474 | 0 | 12 | 0 | 12 | 0 | 0.007412 | 381 | 0 | 381 | 0 | 0.64034
-3 | 3 | 0 | 0.0024291 | 0 | -139 | 139 | 0 | 0.18289 | 0 | -22 | 22 | 0 | 0.015954 | 0 | 381 | 0 | 381 | 0 | 0.64034
-87 | 87 | 0 | 0.070445 | 0 | -262 | 262 | 0 | 0.34474 | 0 | -55 | 55 | 0 | 0.039884 | 0 | 407 | 0 | 407 | 0 | 0.68403
-10 | 10 | 0 | 0.0080972 | 0 | -663 | 663 | 0 | 0.87237 | 0 | -174 | 174 | 0 | 0.12618 | 0 | 156 | 0 | 156 | 0 | 0.26218
0 | 0 | 0 | 0 | 0 | -698 | 698 | 0 | 0.91842 | 0 | -924 | 924 | 0 | 0.67005 | 0 | 5 | 0 | 5 | 0 | 0.0084034
0 | 0 | 0 | 0 | 0 | -690 | 690 | 0 | 0.90789 | 0 | -856 | 856 | 0 | 0.62074 | 0 | 2 | 0 | 2 | 0 | 0.0033613
0 | 0 | 0 | 0 | 0 | -668 | 668 | 0 | 0.87895 | 0 | -674 | 674 | 0 | 0.48876 | 0 | 215 | 0 | 215 | 0 | 0.36134
0 | 0 | 0 | 0 | 0 | -660 | 660 | 0 | 0.86842 | 0 | -787 | 787 | 0 | 0.5707 | 0 | 240 | 0 | 240 | 0 | 0.40336
0 | 0 | 0 | 0 | 0 | -610 | 610 | 0 | 0.80263 | 0 | -637 | 637 | 0 | 0.46193 | 0 | 309 | 0 | 309 | 0 | 0.51933
0 | 0 | 0 | 0 | 0 | -569 | 569 | 0 | 0.74868 | 0 | -456 | 456 | 0 | 0.33067 | 0 | 325 | 0 | 325 | 0 | 0.54622
0 | 0 | 0 | 0 | 0 | -494 | 494 | 0 | 0.65 | 0 | -389 | 389 | 0 | 0.28209 | 0 | 358 | 0 | 358 | 0 | 0.60168
0 | 0 | 0 | 0 | 0 | -384 | 384 | 0 | 0.50526 | 0 | -385 | 385 | 0 | 0.27919 | 0 | 388 | 0 | 388 | 0 | 0.6521
0 | 0 | 0 | 0 | 0 | -405 | 405 | 0 | 0.53289 | 0 | -109 | 109 | 0 | 0.079043 | 0 | 387 | 0 | 387 | 0 | 0.65042
0 | 0 | 0 | 0 | 0 | -345 | 345 | 0 | 0.45395 | 0 | -112 | 112 | 0 | 0.081218 | 0 | 387 | 0 | 387 | 0 | 0.65042
0 | 0 | 0 | 0 | 0 | -540 | 540 | 0 | 0.71053 | 0 | -81 | 81 | 0 | 0.058738 | 0 | 39 | 0 | 39 | 0 | 0.065546
0 | 0 | 0 | 0 | 0 | -689 | 689 | 0 | 0.90658 | 0 | -185 | 185 | 0 | 0.13416 | 0 | 3 | 0 | 3 | 0 | 0.005042
0 | 0 | 0 | 0 | 0 | -695 | 695 | 0 | 0.91447 | 0 | -673 | 673 | 0 | 0.48803 | 0 | 3 | 0 | 3 | 0 | 0.005042
0 | 0 | 0 | 0 | 0 | -650 | 650 | 0 | 0.85526 | 0 | -1192 | 1192 | 0 | 0.86439 | 0 | 3 | 0 | 3 | 0 | 0.005042
-76 | 76 | 0 | 0.061538 | 0 | -502 | 502 | 0 | 0.66053 | 0 | -957 | 957 | 0 | 0.69398 | 0 | 3 | 0 | 3 | 0 | 0.005042
-615 | 615 | 0 | 0.49798 | 0 | 43 | 0 | 43 | 0 | 0.058345 | -405 | 405 | 0 | 0.29369 | 0 | 2 | 0 | 2 | 0 | 0.0033613
-626 | 626 | 0 | 0.50688 | 0 | 59 | 0 | 59 | 0 | 0.080054 | -129 | 129 | 0 | 0.093546 | 0 | 316 | 0 | 316 | 0 | 0.53109
-618 | 618 | 0 | 0.5004 | 0 | 6 | 0 | 6 | 0 | 0.0081411 | -31 | 31 | 0 | 0.02248 | 0 | 389 | 0 | 389 | 0 | 0.65378
-615 | 615 | 0 | 0.49798 | 0 | 178 | 0 | 178 | 0 | 0.24152 | -17 | 17 | 0 | 0.012328 | 0 | 399 | 0 | 399 | 0 | 0.67059
-620 | 620 | 0 | 0.50202 | 0 | 221 | 0 | 221 | 0 | 0.29986 | -99 | 99 | 0 | 0.071791 | 0 | 426 | 0 | 426 | 0 | 0.71597
-625 | 625 | 0 | 0.50607 | 0 | 208 | 0 | 208 | 0 | 0.28223 | -55 | 55 | 0 | 0.039884 | 0 | 426 | 0 | 426 | 0 | 0.71597
-625 | 625 | 0 | 0.50607 | 0 | 245 | 0 | 245 | 0 | 0.33243 | -91 | 91 | 0 | 0.06599 | 0 | 409 | 0 | 409 | 0 | 0.68739
-625 | 625 | 0 | 0.50607 | 0 | 62 | 0 | 62 | 0 | 0.084125 | -47 | 47 | 0 | 0.034083 | 0 | 367 | 0 | 367 | 0 | 0.61681
-625 | 625 | 0 | 0.50607 | 0 | 0 | 0 | 0 | 0 | 0 | -105 | 105 | 0 | 0.076142 | 0 | 246 | 0 | 246 | 0 | 0.41345
-626 | 626 | 0 | 0.50688 | 0 | -127 | 127 | 0 | 0.16711 | 0 | -556 | 556 | 0 | 0.40319 | 0 | 16 | 0 | 16 | 0 | 0.026891
-626 | 626 | 0 | 0.50688 | 0 | -309 | 309 | 0 | 0.40658 | 0 | -931 | 931 | 0 | 0.67513 | 0 | 2 | 0 | 2 | 0 | 0.0033613
-595 | 595 | 0 | 0.48178 | 0 | 27 | 0 | 27 | 0 | 0.036635 | -485 | 485 | 0 | 0.3517 | 0 | 2 | 0 | 2 | 0 | 0.0033613
-520 | 520 | 0 | 0.42105 | 0 | -95 | 95 | 0 | 0.125 | 0 | -503 | 503 | 0 | 0.36476 | 0 | 176 | 0 | 176 | 0 | 0.2958
-525 | 525 | 0 | 0.4251 | 0 | 35 | 0 | 35 | 0 | 0.04749 | -607 | 607 | 0 | 0.44017 | 0 | 207 | 0 | 207 | 0 | 0.3479
-523 | 523 | 0 | 0.42348 | 0 | 44 | 0 | 44 | 0 | 0.059701 | -521 | 521 | 0 | 0.37781 | 0 | 231 | 0 | 231 | 0 | 0.38824
-525 | 525 | 0 | 0.4251 | 0 | -13 | 13 | 0 | 0.017105 | 0 | -490 | 490 | 0 | 0.35533 | 0 | 296 | 0 | 296 | 0 | 0.49748
-527 | 527 | 0 | 0.42672 | 0 | 83 | 0 | 83 | 0 | 0.11262 | -491 | 491 | 0 | 0.35606 | 0 | 341 | 0 | 341 | 0 | 0.57311
-519 | 519 | 0 | 0.42024 | 0 | 178 | 0 | 178 | 0 | 0.24152 | -378 | 378 | 0 | 0.27411 | 0 | 372 | 0 | 372 | 0 | 0.62521
-517 | 517 | 0 | 0.41862 | 0 | 270 | 0 | 270 | 0 | 0.36635 | -345 | 345 | 0 | 0.25018 | 0 | 390 | 0 | 390 | 0 | 0.65546
-520 | 520 | 0 | 0.42105 | 0 | 117 | 0 | 117 | 0 | 0.15875 | -399 | 399 | 0 | 0.28934 | 0 | 356 | 0 | 356 | 0 | 0.59832
-428 | 428 | 0 | 0.34656 | 0 | 49 | 0 | 49 | 0 | 0.066486 | -385 | 385 | 0 | 0.27919 | 0 | 34 | 0 | 34 | 0 | 0.057143
-383 | 383 | 0 | 0.31012 | 0 | -164 | 164 | 0 | 0.21579 | 0 | -513 | 513 | 0 | 0.37201 | 0 | 2 | 0 | 2 | 0 | 0.0033613
-453 | 453 | 0 | 0.3668 | 0 | -28 | 28 | 0 | 0.036842 | 0 | -593 | 593 | 0 | 0.43002 | 0 | 2 | 0 | 2 | 0 | 0.0033613
-502 | 502 | 0 | 0.40648 | 0 | 215 | 0 | 215 | 0 | 0.29172 | -311 | 311 | 0 | 0.22553 | 0 | 2 | 0 | 2 | 0 | 0.0033613
-626 | 626 | 0 | 0.50688 | 0 | 218 | 0 | 218 | 0 | 0.29579 | 30 | 0 | 30 | 0 | 0.01853 | 265 | 0 | 265 | 0 | 0.44538
-612 | 612 | 0 | 0.49555 | 0 | 346 | 0 | 346 | 0 | 0.46947 | 123 | 0 | 123 | 0 | 0.075973 | 362 | 0 | 362 | 0 | 0.6084
-431 | 431 | 0 | 0.34899 | 0 | 236 | 0 | 236 | 0 | 0.32022 | -187 | 187 | 0 | 0.13561 | 0 | 363 | 0 | 363 | 0 | 0.61008
-418 | 418 | 0 | 0.33846 | 0 | 264 | 0 | 264 | 0 | 0.35821 | -152 | 152 | 0 | 0.11022 | 0 | 377 | 0 | 377 | 0 | 0.63361
-418 | 418 | 0 | 0.33846 | 0 | 297 | 0 | 297 | 0 | 0.40299 | -73 | 73 | 0 | 0.052937 | 0 | 357 | 0 | 357 | 0 | 0.6
-418 | 418 | 0 | 0.33846 | 0 | 254 | 0 | 254 | 0 | 0.34464 | -102 | 102 | 0 | 0.073967 | 0 | 357 | 0 | 357 | 0 | 0.6
-418 | 418 | 0 | 0.33846 | 0 | 216 | 0 | 216 | 0 | 0.29308 | -152 | 152 | 0 | 0.11022 | 0 | 332 | 0 | 332 | 0 | 0.55798
-418 | 418 | 0 | 0.33846 | 0 | 54 | 0 | 54 | 0 | 0.07327 | -167 | 167 | 0 | 0.1211 | 0 | 331 | 0 | 331 | 0 | 0.5563
-418 | 418 | 0 | 0.33846 | 0 | 43 | 0 | 43 | 0 | 0.058345 | -29 | 29 | 0 | 0.02103 | 0 | 270 | 0 | 270 | 0 | 0.45378
-418 | 418 | 0 | 0.33846 | 0 | 0 | 0 | 0 | 0 | 0 | -58 | 58 | 0 | 0.042059 | 0 | 217 | 0 | 217 | 0 | 0.36471
-418 | 418 | 0 | 0.33846 | 0 | -65 | 65 | 0 | 0.085526 | 0 | -196 | 196 | 0 | 0.14213 | 0 | 217 | 0 | 217 | 0 | 0.36471
-418 | 418 | 0 | 0.33846 | 0 | -424 | 424 | 0 | 0.55789 | 0 | 127 | 0 | 127 | 0 | 0.078443 | 263 | 0 | 263 | 0 | 0.44202
-417 | 417 | 0 | 0.33765 | 0 | -336 | 336 | 0 | 0.44211 | 0 | 100 | 0 | 100 | 0 | 0.061767 | 329 | 0 | 329 | 0 | 0.55294
-418 | 418 | 0 | 0.33846 | 0 | -307 | 307 | 0 | 0.40395 | 0 | 86 | 0 | 86 | 0 | 0.053119 | 368 | 0 | 368 | 0 | 0.61849
-418 | 418 | 0 | 0.33846 | 0 | -229 | 229 | 0 | 0.30132 | 0 | 98 | 0 | 98 | 0 | 0.060531 | 368 | 0 | 368 | 0 | 0.61849
-417 | 417 | 0 | 0.33765 | 0 | -286 | 286 | 0 | 0.37632 | 0 | 97 | 0 | 97 | 0 | 0.059914 | 416 | 0 | 416 | 0 | 0.69916
-418 | 418 | 0 | 0.33846 | 0 | -241 | 241 | 0 | 0.31711 | 0 | 115 | 0 | 115 | 0 | 0.071032 | 416 | 0 | 416 | 0 | 0.69916
-413 | 413 | 0 | 0.33441 | 0 | -3 | 3 | 0 | 0.0039474 | 0 | -12 | 12 | 0 | 0.008702 | 0 | 378 | 0 | 378 | 0 | 0.63529
-316 | 316 | 0 | 0.25587 | 0 | -3 | 3 | 0 | 0.0039474 | 0 | 8 | 0 | 8 | 0 | 0.0049413 | 333 | 0 | 333 | 0 | 0.55966
-315 | 315 | 0 | 0.25506 | 0 | -28 | 28 | 0 | 0.036842 | 0 | -323 | 323 | 0 | 0.23423 | 0 | 207 | 0 | 207 | 0 | 0.3479
-369 | 369 | 0 | 0.29879 | 0 | 0 | 0 | 0 | 0 | 0 | -381 | 381 | 0 | 0.27629 | 0 | 2 | 0 | 2 | 0 | 0.0033613
-514 | 514 | 0 | 0.41619 | 0 | 0 | 0 | 0 | 0 | 0 | -264 | 264 | 0 | 0.19144 | 0 | 2 | 0 | 2 | 0 | 0.0033613
-521 | 521 | 0 | 0.42186 | 0 | 2 | 0 | 2 | 0 | 0.0027137 | -296 | 296 | 0 | 0.21465 | 0 | 2 | 0 | 2 | 0 | 0.0033613
-521 | 521 | 0 | 0.42186 | 0 | 68 | 0 | 68 | 0 | 0.092266 | -140 | 140 | 0 | 0.10152 | 0 | 2 | 0 | 2 | 0 | 0.0033613
-521 | 521 | 0 | 0.42186 | 0 | 224 | 0 | 224 | 0 | 0.30393 | -124 | 124 | 0 | 0.08992 | 0 | 263 | 0 | 263 | 0 | 0.44202
-525 | 525 | 0 | 0.4251 | 0 | 362 | 0 | 362 | 0 | 0.49118 | 71 | 0 | 71 | 0 | 0.043854 | 426 | 0 | 426 | 0 | 0.71597
-625 | 625 | 0 | 0.50607 | 0 | 658 | 0 | 658 | 0 | 0.89281 | 37 | 0 | 37 | 0 | 0.022854 | 540 | 0 | 540 | 0 | 0.90756
-615 | 615 | 0 | 0.49798 | 0 | 686 | 0 | 686 | 0 | 0.9308 | 193 | 0 | 193 | 0 | 0.11921 | 368 | 0 | 368 | 0 | 0.61849
-586 | 586 | 0 | 0.47449 | 0 | 676 | 0 | 676 | 0 | 0.91723 | 25 | 0 | 25 | 0 | 0.015442 | 371 | 0 | 371 | 0 | 0.62353
-544 | 544 | 0 | 0.44049 | 0 | 633 | 0 | 633 | 0 | 0.85889 | 20 | 0 | 20 | 0 | 0.012353 | 336 | 0 | 336 | 0 | 0.56471
-546 | 546 | 0 | 0.44211 | 0 | 667 | 0 | 667 | 0 | 0.90502 | 139 | 0 | 139 | 0 | 0.085855 | 291 | 0 | 291 | 0 | 0.48908
-573 | 573 | 0 | 0.46397 | 0 | 546 | 0 | 546 | 0 | 0.74084 | -176 | 176 | 0 | 0.12763 | 0 | 277 | 0 | 277 | 0 | 0.46555
-520 | 520 | 0 | 0.42105 | 0 | 300 | 0 | 300 | 0 | 0.40706 | 64 | 0 | 64 | 0 | 0.039531 | 277 | 0 | 277 | 0 | 0.46555
-464 | 464 | 0 | 0.37571 | 0 | 71 | 0 | 71 | 0 | 0.096336 | 7 | 0 | 7 | 0 | 0.0043237 | 194 | 0 | 194 | 0 | 0.32605
-413 | 413 | 0 | 0.33441 | 0 | -22 | 22 | 0 | 0.028947 | 0 | -204 | 204 | 0 | 0.14793 | 0 | 183 | 0 | 183 | 0 | 0.30756
-417 | 417 | 0 | 0.33765 | 0 | 5 | 0 | 5 | 0 | 0.0067843 | -303 | 303 | 0 | 0.21972 | 0 | 246 | 0 | 246 | 0 | 0.41345
-421 | 421 | 0 | 0.34089 | 0 | 73 | 0 | 73 | 0 | 0.09905 | -418 | 418 | 0 | 0.30312 | 0 | 296 | 0 | 296 | 0 | 0.49748
-417 | 417 | 0 | 0.33765 | 0 | 22 | 0 | 22 | 0 | 0.029851 | -329 | 329 | 0 | 0.23858 | 0 | 317 | 0 | 317 | 0 | 0.53277
-417 | 417 | 0 | 0.33765 | 0 | 18 | 0 | 18 | 0 | 0.024423 | -531 | 531 | 0 | 0.38506 | 0 | 332 | 0 | 332 | 0 | 0.55798
-417 | 417 | 0 | 0.33765 | 0 | 18 | 0 | 18 | 0 | 0.024423 | -453 | 453 | 0 | 0.3285 | 0 | 378 | 0 | 378 | 0 | 0.63529
-421 | 421 | 0 | 0.34089 | 0 | -47 | 47 | 0 | 0.061842 | 0 | -540 | 540 | 0 | 0.39159 | 0 | 422 | 0 | 422 | 0 | 0.70924
-519 | 519 | 0 | 0.42024 | 0 | -85 | 85 | 0 | 0.11184 | 0 | -308 | 308 | 0 | 0.22335 | 0 | 422 | 0 | 422 | 0 | 0.70924
-519 | 519 | 0 | 0.42024 | 0 | -236 | 236 | 0 | 0.31053 | 0 | -252 | 252 | 0 | 0.18274 | 0 | 356 | 0 | 356 | 0 | 0.59832
-519 | 519 | 0 | 0.42024 | 0 | -193 | 193 | 0 | 0.25395 | 0 | -492 | 492 | 0 | 0.35678 | 0 | 319 | 0 | 319 | 0 | 0.53613
-519 | 519 | 0 | 0.42024 | 0 | -237 | 237 | 0 | 0.31184 | 0 | -329 | 329 | 0 | 0.23858 | 0 | 255 | 0 | 255 | 0 | 0.42857
-518 | 518 | 0 | 0.41943 | 0 | -217 | 217 | 0 | 0.28553 | 0 | -415 | 415 | 0 | 0.30094 | 0 | 120 | 0 | 120 | 0 | 0.20168
-514 | 514 | 0 | 0.41619 | 0 | -166 | 166 | 0 | 0.21842 | 0 | -485 | 485 | 0 | 0.3517 | 0 | 154 | 0 | 154 | 0 | 0.25882
-518 | 518 | 0 | 0.41943 | 0 | -124 | 124 | 0 | 0.16316 | 0 | -336 | 336 | 0 | 0.24365 | 0 | 194 | 0 | 194 | 0 | 0.32605
-520 | 520 | 0 | 0.42105 | 0 | 125 | 0 | 125 | 0 | 0.16961 | -379 | 379 | 0 | 0.27484 | 0 | 194 | 0 | 194 | 0 | 0.32605
-519 | 519 | 0 | 0.42024 | 0 | 327 | 0 | 327 | 0 | 0.44369 | -217 | 217 | 0 | 0.15736 | 0 | 367 | 0 | 367 | 0 | 0.61681
-434 | 434 | 0 | 0.35142 | 0 | 136 | 0 | 136 | 0 | 0.18453 | -123 | 123 | 0 | 0.089195 | 0 | 296 | 0 | 296 | 0 | 0.49748
-417 | 417 | 0 | 0.33765 | 0 | 195 | 0 | 195 | 0 | 0.26459 | 110 | 0 | 110 | 0 | 0.067943 | 317 | 0 | 317 | 0 | 0.53277
-417 | 417 | 0 | 0.33765 | 0 | 182 | 0 | 182 | 0 | 0.24695 | -114 | 114 | 0 | 0.082669 | 0 | 345 | 0 | 345 | 0 | 0.57983
-417 | 417 | 0 | 0.33765 | 0 | 322 | 0 | 322 | 0 | 0.43691 | -30 | 30 | 0 | 0.021755 | 0 | 357 | 0 | 357 | 0 | 0.6
-415 | 415 | 0 | 0.33603 | 0 | 223 | 0 | 223 | 0 | 0.30258 | 171 | 0 | 171 | 0 | 0.10562 | 357 | 0 | 357 | 0 | 0.6
-416 | 416 | 0 | 0.33684 | 0 | 2 | 0 | 2 | 0 | 0.0027137 | -145 | 145 | 0 | 0.10515 | 0 | 326 | 0 | 326 | 0 | 0.5479
-417 | 417 | 0 | 0.33765 | 0 | 0 | 0 | 0 | 0 | 0 | -724 | 724 | 0 | 0.52502 | 0 | 28 | 0 | 28 | 0 | 0.047059
-418 | 418 | 0 | 0.33846 | 0 | 0 | 0 | 0 | 0 | 0 | -669 | 669 | 0 | 0.48513 | 0 | 3 | 0 | 3 | 0 | 0.005042
-418 | 418 | 0 | 0.33846 | 0 | 0 | 0 | 0 | 0 | 0 | -610 | 610 | 0 | 0.44235 | 0 | 151 | 0 | 151 | 0 | 0.25378
-417 | 417 | 0 | 0.33765 | 0 | 0 | 0 | 0 | 0 | 0 | -526 | 526 | 0 | 0.38144 | 0 | 212 | 0 | 212 | 0 | 0.3563
-417 | 417 | 0 | 0.33765 | 0 | 0 | 0 | 0 | 0 | 0 | -504 | 504 | 0 | 0.36548 | 0 | 257 | 0 | 257 | 0 | 0.43193
-417 | 417 | 0 | 0.33765 | 0 | 0 | 0 | 0 | 0 | 0 | -492 | 492 | 0 | 0.35678 | 0 | 295 | 0 | 295 | 0 | 0.4958
-418 | 418 | 0 | 0.33846 | 0 | 0 | 0 | 0 | 0 | 0 | -443 | 443 | 0 | 0.32125 | 0 | 327 | 0 | 327 | 0 | 0.54958
-418 | 418 | 0 | 0.33846 | 0 | 0 | 0 | 0 | 0 | 0 | -319 | 319 | 0 | 0.23133 | 0 | 381 | 0 | 381 | 0 | 0.64034
-416 | 416 | 0 | 0.33684 | 0 | 0 | 0 | 0 | 0 | 0 | -146 | 146 | 0 | 0.10587 | 0 | 428 | 0 | 428 | 0 | 0.71933
-417 | 417 | 0 | 0.33765 | 0 | 0 | 0 | 0 | 0 | 0 | -3 | 3 | 0 | 0.0021755 | 0 | 417 | 0 | 417 | 0 | 0.70084
-421 | 421 | 0 | 0.34089 | 0 | 0 | 0 | 0 | 0 | 0 | -75 | 75 | 0 | 0.054387 | 0 | 363 | 0 | 363 | 0 | 0.61008
-466 | 466 | 0 | 0.37733 | 0 | 0 | 0 | 0 | 0 | 0 | -277 | 277 | 0 | 0.20087 | 0 | 278 | 0 | 278 | 0 | 0.46723
-473 | 473 | 0 | 0.383 | 0 | -13 | 13 | 0 | 0.017105 | 0 | -542 | 542 | 0 | 0.39304 | 0 | 22 | 0 | 22 | 0 | 0.036975
-470 | 470 | 0 | 0.38057 | 0 | -267 | 267 | 0 | 0.35132 | 0 | -868 | 868 | 0 | 0.62944 | 0 | 3 | 0 | 3 | 0 | 0.005042
-468 | 468 | 0 | 0.37895 | 0 | -187 | 187 | 0 | 0.24605 | 0 | -368 | 368 | 0 | 0.26686 | 0 | 2 | 0 | 2 | 0 | 0.0033613
-467 | 467 | 0 | 0.37814 | 0 | 77 | 0 | 77 | 0 | 0.10448 | -198 | 198 | 0 | 0.14358 | 0 | 2 | 0 | 2 | 0 | 0.0033613
-441 | 441 | 0 | 0.35709 | 0 | 139 | 0 | 139 | 0 | 0.1886 | -179 | 179 | 0 | 0.1298 | 0 | 227 | 0 | 227 | 0 | 0.38151
-493 | 493 | 0 | 0.39919 | 0 | 343 | 0 | 343 | 0 | 0.4654 | 204 | 0 | 204 | 0 | 0.126 | 324 | 0 | 324 | 0 | 0.54454
-328 | 328 | 0 | 0.26559 | 0 | 474 | 0 | 474 | 0 | 0.64315 | 78 | 0 | 78 | 0 | 0.048178 | 470 | 0 | 470 | 0 | 0.78992
-346 | 346 | 0 | 0.28016 | 0 | 673 | 0 | 673 | 0 | 0.91316 | 565 | 0 | 565 | 0 | 0.34898 | 451 | 0 | 451 | 0 | 0.75798
244 | 0 | 244 | 0 | 0.15221 | 710 | 0 | 710 | 0 | 0.96336 | 683 | 0 | 683 | 0 | 0.42187 | 362 | 0 | 362 | 0 | 0.6084
483 | 0 | 483 | 0 | 0.30131 | 710 | 0 | 710 | 0 | 0.96336 | 753 | 0 | 753 | 0 | 0.4651 | 272 | 0 | 272 | 0 | 0.45714
610 | 0 | 610 | 0 | 0.38054 | 710 | 0 | 710 | 0 | 0.96336 | 846 | 0 | 846 | 0 | 0.52254 | 249 | 0 | 249 | 0 | 0.41849
799 | 0 | 799 | 0 | 0.49844 | 710 | 0 | 710 | 0 | 0.96336 | 866 | 0 | 866 | 0 | 0.5349 | 249 | 0 | 249 | 0 | 0.41849
787 | 0 | 787 | 0 | 0.49095 | 710 | 0 | 710 | 0 | 0.96336 | 824 | 0 | 824 | 0 | 0.50896 | 271 | 0 | 271 | 0 | 0.45546
255 | 0 | 255 | 0 | 0.15908 | 710 | 0 | 710 | 0 | 0.96336 | 877 | 0 | 877 | 0 | 0.54169 | 360 | 0 | 360 | 0 | 0.60504
314 | 0 | 314 | 0 | 0.19588 | 710 | 0 | 710 | 0 | 0.96336 | 834 | 0 | 834 | 0 | 0.51513 | 450 | 0 | 450 | 0 | 0.7563
451 | 0 | 451 | 0 | 0.28135 | 710 | 0 | 710 | 0 | 0.96336 | 839 | 0 | 839 | 0 | 0.51822 | 451 | 0 | 451 | 0 | 0.75798
541 | 0 | 541 | 0 | 0.33749 | 710 | 0 | 710 | 0 | 0.96336 | 833 | 0 | 833 | 0 | 0.51452 | 451 | 0 | 451 | 0 | 0.75798
620 | 0 | 620 | 0 | 0.38677 | 710 | 0 | 710 | 0 | 0.96336 | 658 | 0 | 658 | 0 | 0.40642 | 362 | 0 | 362 | 0 | 0.6084
938 | 0 | 938 | 0 | 0.58515 | 710 | 0 | 710 | 0 | 0.96336 | 529 | 0 | 529 | 0 | 0.32674 | 272 | 0 | 272 | 0 | 0.45714
950 | 0 | 950 | 0 | 0.59264 | 710 | 0 | 710 | 0 | 0.96336 | 597 | 0 | 597 | 0 | 0.36875 | 204 | 0 | 204 | 0 | 0.34286
949 | 0 | 949 | 0 | 0.59201 | 710 | 0 | 710 | 0 | 0.96336 | 607 | 0 | 607 | 0 | 0.37492 | 158 | 0 | 158 | 0 | 0.26555
950 | 0 | 950 | 0 | 0.59264 | 710 | 0 | 710 | 0 | 0.96336 | 707 | 0 | 707 | 0 | 0.43669 | 135 | 0 | 135 | 0 | 0.22689
939 | 0 | 939 | 0 | 0.58578 | 710 | 0 | 710 | 0 | 0.96336 | 773 | 0 | 773 | 0 | 0.47746 | 158 | 0 | 158 | 0 | 0.26555
866 | 0 | 866 | 0 | 0.54024 | 711 | 0 | 711 | 0 | 0.96472 | 776 | 0 | 776 | 0 | 0.47931 | 180 | 0 | 180 | 0 | 0.30252
476 | 0 | 476 | 0 | 0.29694 | 711 | 0 | 711 | 0 | 0.96472 | 697 | 0 | 697 | 0 | 0.43051 | 226 | 0 | 226 | 0 | 0.37983
244 | 0 | 244 | 0 | 0.15221 | 711 | 0 | 711 | 0 | 0.96472 | 540 | 0 | 540 | 0 | 0.33354 | 14 | 0 | 14 | 0 | 0.023529
-173 | 173 | 0 | 0.14008 | 0 | 702 | 0 | 702 | 0 | 0.95251 | 269 | 0 | 269 | 0 | 0.16615 | 2 | 0 | 2 | 0 | 0.0033613
-161 | 161 | 0 | 0.13036 | 0 | 447 | 0 | 447 | 0 | 0.60651 | -396 | 396 | 0 | 0.28716 | 0 | 3 | 0 | 3 | 0 | 0.005042
-200 | 200 | 0 | 0.16194 | 0 | 184 | 0 | 184 | 0 | 0.24966 | -300 | 300 | 0 | 0.21755 | 0 | 3 | 0 | 3 | 0 | 0.005042
-189 | 189 | 0 | 0.15304 | 0 | 670 | 0 | 670 | 0 | 0.90909 | 203 | 0 | 203 | 0 | 0.12539 | 98 | 0 | 98 | 0 | 0.16471
-5 | 5 | 0 | 0.0040486 | 0 | 566 | 0 | 566 | 0 | 0.76798 | 389 | 0 | 389 | 0 | 0.24027 | 282 | 0 | 282 | 0 | 0.47395
112 | 0 | 112 | 0 | 0.069869 | 643 | 0 | 643 | 0 | 0.87246 | 337 | 0 | 337 | 0 | 0.20815 | 289 | 0 | 289 | 0 | 0.48571
363 | 0 | 363 | 0 | 0.22645 | 691 | 0 | 691 | 0 | 0.93758 | 325 | 0 | 325 | 0 | 0.20074 | 289 | 0 | 289 | 0 | 0.48571
235 | 0 | 235 | 0 | 0.1466 | 654 | 0 | 654 | 0 | 0.88738 | 302 | 0 | 302 | 0 | 0.18653 | 289 | 0 | 289 | 0 | 0.48571
406 | 0 | 406 | 0 | 0.25328 | 537 | 0 | 537 | 0 | 0.72863 | 212 | 0 | 212 | 0 | 0.13095 | 289 | 0 | 289 | 0 | 0.48571
320 | 0 | 320 | 0 | 0.19963 | 590 | 0 | 590 | 0 | 0.80054 | 167 | 0 | 167 | 0 | 0.10315 | 289 | 0 | 289 | 0 | 0.48571
4 | 0 | 4 | 0 | 0.0024953 | 702 | 0 | 702 | 0 | 0.95251 | 466 | 0 | 466 | 0 | 0.28783 | 501 | 0 | 501 | 0 | 0.84202
-249 | 249 | 0 | 0.20162 | 0 | 710 | 0 | 710 | 0 | 0.96336 | 684 | 0 | 684 | 0 | 0.42248 | 429 | 0 | 429 | 0 | 0.72101
-293 | 293 | 0 | 0.23725 | 0 | 711 | 0 | 711 | 0 | 0.96472 | 678 | 0 | 678 | 0 | 0.41878 | 417 | 0 | 417 | 0 | 0.70084
-880 | 880 | 0 | 0.71255 | 0 | 711 | 0 | 711 | 0 | 0.96472 | 631 | 0 | 631 | 0 | 0.38975 | 448 | 0 | 448 | 0 | 0.75294
-913 | 913 | 0 | 0.73927 | 0 | 711 | 0 | 711 | 0 | 0.96472 | 554 | 0 | 554 | 0 | 0.34219 | 588 | 0 | 588 | 0 | 0.98824
-694 | 694 | 0 | 0.56194 | 0 | 711 | 0 | 711 | 0 | 0.96472 | 566 | 0 | 566 | 0 | 0.3496 | 579 | 0 | 579 | 0 | 0.97311
-382 | 382 | 0 | 0.30931 | 0 | 711 | 0 | 711 | 0 | 0.96472 | 640 | 0 | 640 | 0 | 0.39531 | 500 | 0 | 500 | 0 | 0.84034
255 | 0 | 255 | 0 | 0.15908 | 711 | 0 | 711 | 0 | 0.96472 | 655 | 0 | 655 | 0 | 0.40457 | 499 | 0 | 499 | 0 | 0.83866
430 | 0 | 430 | 0 | 0.26825 | 711 | 0 | 711 | 0 | 0.96472 | 819 | 0 | 819 | 0 | 0.50587 | 499 | 0 | 499 | 0 | 0.83866
636 | 0 | 636 | 0 | 0.39676 | 711 | 0 | 711 | 0 | 0.96472 | 846 | 0 | 846 | 0 | 0.52254 | 499 | 0 | 499 | 0 | 0.83866
740 | 0 | 740 | 0 | 0.46163 | 711 | 0 | 711 | 0 | 0.96472 | 888 | 0 | 888 | 0 | 0.54849 | 498 | 0 | 498 | 0 | 0.83697
504 | 0 | 504 | 0 | 0.31441 | 710 | 0 | 710 | 0 | 0.96336 | 844 | 0 | 844 | 0 | 0.52131 | 498 | 0 | 498 | 0 | 0.83697
439 | 0 | 439 | 0 | 0.27386 | 711 | 0 | 711 | 0 | 0.96472 | 834 | 0 | 834 | 0 | 0.51513 | 462 | 0 | 462 | 0 | 0.77647
350 | 0 | 350 | 0 | 0.21834 | 710 | 0 | 710 | 0 | 0.96336 | 887 | 0 | 887 | 0 | 0.54787 | 444 | 0 | 444 | 0 | 0.74622
238 | 0 | 238 | 0 | 0.14847 | 710 | 0 | 710 | 0 | 0.96336 | 890 | 0 | 890 | 0 | 0.54972 | 460 | 0 | 460 | 0 | 0.77311
405 | 0 | 405 | 0 | 0.25265 | 711 | 0 | 711 | 0 | 0.96472 | 938 | 0 | 938 | 0 | 0.57937 | 460 | 0 | 460 | 0 | 0.77311
912 | 0 | 912 | 0 | 0.56893 | 710 | 0 | 710 | 0 | 0.96336 | 859 | 0 | 859 | 0 | 0.53057 | 460 | 0 | 460 | 0 | 0.77311
909 | 0 | 909 | 0 | 0.56706 | 686 | 0 | 686 | 0 | 0.9308 | 1019 | 0 | 1019 | 0 | 0.6294 | 355 | 0 | 355 | 0 | 0.59664
498 | 0 | 498 | 0 | 0.31067 | 344 | 0 | 344 | 0 | 0.46676 | 966 | 0 | 966 | 0 | 0.59666 | 309 | 0 | 309 | 0 | 0.51933
533 | 0 | 533 | 0 | 0.3325 | 338 | 0 | 338 | 0 | 0.45862 | 832 | 0 | 832 | 0 | 0.5139 | 309 | 0 | 309 | 0 | 0.51933
526 | 0 | 526 | 0 | 0.32813 | 358 | 0 | 358 | 0 | 0.48575 | 959 | 0 | 959 | 0 | 0.59234 | 249 | 0 | 249 | 0 | 0.41849
627 | 0 | 627 | 0 | 0.39114 | 408 | 0 | 408 | 0 | 0.5536 | 1015 | 0 | 1015 | 0 | 0.62693 | 207 | 0 | 207 | 0 | 0.3479
712 | 0 | 712 | 0 | 0.44417 | 472 | 0 | 472 | 0 | 0.64043 | 1004 | 0 | 1004 | 0 | 0.62014 | 186 | 0 | 186 | 0 | 0.31261
607 | 0 | 607 | 0 | 0.37867 | 488 | 0 | 488 | 0 | 0.66214 | 999 | 0 | 999 | 0 | 0.61705 | 187 | 0 | 187 | 0 | 0.31429
4 | 0 | 4 | 0 | 0.0024953 | 698 | 0 | 698 | 0 | 0.94708 | 857 | 0 | 857 | 0 | 0.52934 | 187 | 0 | 187 | 0 | 0.31429
-773 | 773 | 0 | 0.62591 | 0 | 711 | 0 | 711 | 0 | 0.96472 | 488 | 0 | 488 | 0 | 0.30142 | 207 | 0 | 207 | 0 | 0.3479
-876 | 876 | 0 | 0.70931 | 0 | 711 | 0 | 711 | 0 | 0.96472 | 214 | 0 | 214 | 0 | 0.13218 | 187 | 0 | 187 | 0 | 0.31429
94 | 0 | 94 | 0 | 0.05864 | 709 | 0 | 709 | 0 | 0.96201 | 204 | 0 | 204 | 0 | 0.126 | 125 | 0 | 125 | 0 | 0.21008
654 | 0 | 654 | 0 | 0.40799 | 691 | 0 | 691 | 0 | 0.93758 | 536 | 0 | 536 | 0 | 0.33107 | 104 | 0 | 104 | 0 | 0.17479
943 | 0 | 943 | 0 | 0.58827 | 709 | 0 | 709 | 0 | 0.96201 | 528 | 0 | 528 | 0 | 0.32613 | 104 | 0 | 104 | 0 | 0.17479
900 | 0 | 900 | 0 | 0.56145 | 711 | 0 | 711 | 0 | 0.96472 | 425 | 0 | 425 | 0 | 0.26251 | 104 | 0 | 104 | 0 | 0.17479
864 | 0 | 864 | 0 | 0.53899 | 711 | 0 | 711 | 0 | 0.96472 | 558 | 0 | 558 | 0 | 0.34466 | 104 | 0 | 104 | 0 | 0.17479
939 | 0 | 939 | 0 | 0.58578 | 711 | 0 | 711 | 0 | 0.96472 | 530 | 0 | 530 | 0 | 0.32736 | 104 | 0 | 104 | 0 | 0.17479
933 | 0 | 933 | 0 | 0.58203 | 711 | 0 | 711 | 0 | 0.96472 | 498 | 0 | 498 | 0 | 0.3076 | 125 | 0 | 125 | 0 | 0.21008
900 | 0 | 900 | 0 | 0.56145 | 711 | 0 | 711 | 0 | 0.96472 | 497 | 0 | 497 | 0 | 0.30698 | 145 | 0 | 145 | 0 | 0.2437
312 | 0 | 312 | 0 | 0.19464 | 711 | 0 | 711 | 0 | 0.96472 | 207 | 0 | 207 | 0 | 0.12786 | 166 | 0 | 166 | 0 | 0.27899
-179 | 179 | 0 | 0.14494 | 0 | 711 | 0 | 711 | 0 | 0.96472 | -338 | 338 | 0 | 0.24511 | 0 | 9 | 0 | 9 | 0 | 0.015126
-185 | 185 | 0 | 0.1498 | 0 | 711 | 0 | 711 | 0 | 0.96472 | -870 | 870 | 0 | 0.63089 | 0 | -338 | 338 | 0 | 0.55229 | 0
-421 | 421 | 0 | 0.34089 | 0 | 711 | 0 | 711 | 0 | 0.96472 | -846 | 846 | 0 | 0.61349 | 0 | -485 | 485 | 0 | 0.79248 | 0
-771 | 771 | 0 | 0.62429 | 0 | 711 | 0 | 711 | 0 | 0.96472 | -994 | 994 | 0 | 0.72081 | 0 | -545 | 545 | 0 | 0.89052 | 0
-653 | 653 | 0 | 0.52874 | 0 | 711 | 0 | 711 | 0 | 0.96472 | -233 | 233 | 0 | 0.16896 | 0 | -74 | 74 | 0 | 0.12092 | 0
332 | 0 | 332 | 0 | 0.20711 | 709 | 0 | 709 | 0 | 0.96201 | 419 | 0 | 419 | 0 | 0.2588 | 430 | 0 | 430 | 0 | 0.72269
586 | 0 | 586 | 0 | 0.36556 | 710 | 0 | 710 | 0 | 0.96336 | 107 | 0 | 107 | 0 | 0.06609 | 335 | 0 | 335 | 0 | 0.56303
916 | 0 | 916 | 0 | 0.57143 | 711 | 0 | 711 | 0 | 0.96472 | 383 | 0 | 383 | 0 | 0.23657 | 330 | 0 | 330 | 0 | 0.55462
725 | 0 | 725 | 0 | 0.45228 | 711 | 0 | 711 | 0 | 0.96472 | 668 | 0 | 668 | 0 | 0.4126 | 329 | 0 | 329 | 0 | 0.55294
730 | 0 | 730 | 0 | 0.4554 | 712 | 0 | 712 | 0 | 0.96608 | 704 | 0 | 704 | 0 | 0.43484 | 250 | 0 | 250 | 0 | 0.42017
651 | 0 | 651 | 0 | 0.40611 | 712 | 0 | 712 | 0 | 0.96608 | 598 | 0 | 598 | 0 | 0.36936 | 228 | 0 | 228 | 0 | 0.38319
97 | 0 | 97 | 0 | 0.060512 | 711 | 0 | 711 | 0 | 0.96472 | 686 | 0 | 686 | 0 | 0.42372 | 207 | 0 | 207 | 0 | 0.3479
-375 | 375 | 0 | 0.30364 | 0 | 711 | 0 | 711 | 0 | 0.96472 | 72 | 0 | 72 | 0 | 0.044472 | 11 | 0 | 11 | 0 | 0.018487
-953 | 953 | 0 | 0.77166 | 0 | 711 | 0 | 711 | 0 | 0.96472 | -503 | 503 | 0 | 0.36476 | 0 | 2 | 0 | 2 | 0 | 0.0033613
-989 | 989 | 0 | 0.80081 | 0 | 711 | 0 | 711 | 0 | 0.96472 | -237 | 237 | 0 | 0.17186 | 0 | 2 | 0 | 2 | 0 | 0.0033613
-990 | 990 | 0 | 0.80162 | 0 | 711 | 0 | 711 | 0 | 0.96472 | 3 | 0 | 3 | 0 | 0.001853 | 2 | 0 | 2 | 0 | 0.0033613
-980 | 980 | 0 | 0.79352 | 0 | 691 | 0 | 691 | 0 | 0.93758 | 161 | 0 | 161 | 0 | 0.099444 | 179 | 0 | 179 | 0 | 0.30084
-775 | 775 | 0 | 0.62753 | 0 | 621 | 0 | 621 | 0 | 0.84261 | 548 | 0 | 548 | 0 | 0.33848 | 187 | 0 | 187 | 0 | 0.31429
20 | 0 | 20 | 0 | 0.012477 | 665 | 0 | 665 | 0 | 0.90231 | 592 | 0 | 592 | 0 | 0.36566 | 187 | 0 | 187 | 0 | 0.31429
447 | 0 | 447 | 0 | 0.27885 | 692 | 0 | 692 | 0 | 0.93894 | 513 | 0 | 513 | 0 | 0.31686 | 166 | 0 | 166 | 0 | 0.27899
523 | 0 | 523 | 0 | 0.32626 | 692 | 0 | 692 | 0 | 0.93894 | 456 | 0 | 456 | 0 | 0.28166 | 145 | 0 | 145 | 0 | 0.2437
675 | 0 | 675 | 0 | 0.42109 | 692 | 0 | 692 | 0 | 0.93894 | 309 | 0 | 309 | 0 | 0.19086 | 145 | 0 | 145 | 0 | 0.2437
89 | 0 | 89 | 0 | 0.055521 | 692 | 0 | 692 | 0 | 0.93894 | 389 | 0 | 389 | 0 | 0.24027 | 145 | 0 | 145 | 0 | 0.2437
-522 | 522 | 0 | 0.42267 | 0 | 699 | 0 | 699 | 0 | 0.94844 | 215 | 0 | 215 | 0 | 0.1328 | 119 | 0 | 119 | 0 | 0.2
-983 | 983 | 0 | 0.79595 | 0 | 711 | 0 | 711 | 0 | 0.96472 | -45 | 45 | 0 | 0.032632 | 0 | 5 | 0 | 5 | 0 | 0.0084034
-995 | 995 | 0 | 0.80567 | 0 | 708 | 0 | 708 | 0 | 0.96065 | -305 | 305 | 0 | 0.22117 | 0 | -350 | 350 | 0 | 0.5719 | 0
-995 | 995 | 0 | 0.80567 | 0 | 679 | 0 | 679 | 0 | 0.9213 | -648 | 648 | 0 | 0.46991 | 0 | -480 | 480 | 0 | 0.78431 | 0
-995 | 995 | 0 | 0.80567 | 0 | 707 | 0 | 707 | 0 | 0.95929 | -1034 | 1034 | 0 | 0.74982 | 0 | -486 | 486 | 0 | 0.79412 | 0
-992 | 992 | 0 | 0.80324 | 0 | 694 | 0 | 694 | 0 | 0.94166 | -608 | 608 | 0 | 0.4409 | 0 | -266 | 266 | 0 | 0.43464 | 0
-900 | 900 | 0 | 0.72874 | 0 | 708 | 0 | 708 | 0 | 0.96065 | -102 | 102 | 0 | 0.073967 | 0 | 218 | 0 | 218 | 0 | 0.36639
-312 | 312 | 0 | 0.25263 | 0 | 711 | 0 | 711 | 0 | 0.96472 | 309 | 0 | 309 | 0 | 0.19086 | 415 | 0 | 415 | 0 | 0.69748
267 | 0 | 267 | 0 | 0.16656 | 712 | 0 | 712 | 0 | 0.96608 | 467 | 0 | 467 | 0 | 0.28845 | 464 | 0 | 464 | 0 | 0.77983
500 | 0 | 500 | 0 | 0.31192 | 711 | 0 | 711 | 0 | 0.96472 | 586 | 0 | 586 | 0 | 0.36195 | 493 | 0 | 493 | 0 | 0.82857
519 | 0 | 519 | 0 | 0.32377 | 711 | 0 | 711 | 0 | 0.96472 | 550 | 0 | 550 | 0 | 0.33972 | 413 | 0 | 413 | 0 | 0.69412
386 | 0 | 386 | 0 | 0.2408 | 712 | 0 | 712 | 0 | 0.96608 | 520 | 0 | 520 | 0 | 0.32119 | 412 | 0 | 412 | 0 | 0.69244
-187 | 187 | 0 | 0.15142 | 0 | 712 | 0 | 712 | 0 | 0.96608 | 300 | 0 | 300 | 0 | 0.1853 | 412 | 0 | 412 | 0 | 0.69244
-790 | 790 | 0 | 0.63968 | 0 | 711 | 0 | 711 | 0 | 0.96472 | 124 | 0 | 124 | 0 | 0.07659 | 44 | 0 | 44 | 0 | 0.07395
-983 | 983 | 0 | 0.79595 | 0 | 700 | 0 | 700 | 0 | 0.9498 | -729 | 729 | 0 | 0.52864 | 0 | 2 | 0 | 2 | 0 | 0.0033613
-996 | 996 | 0 | 0.80648 | 0 | 563 | 0 | 563 | 0 | 0.76391 | -389 | 389 | 0 | 0.28209 | 0 | 2 | 0 | 2 | 0 | 0.0033613
-995 | 995 | 0 | 0.80567 | 0 | 703 | 0 | 703 | 0 | 0.95387 | 2 | 0 | 2 | 0 | 0.0012353 | 2 | 0 | 2 | 0 | 0.0033613
-995 | 995 | 0 | 0.80567 | 0 | 711 | 0 | 711 | 0 | 0.96472 | -203 | 203 | 0 | 0.14721 | 0 | 2 | 0 | 2 | 0 | 0.0033613
-984 | 984 | 0 | 0.79676 | 0 | 711 | 0 | 711 | 0 | 0.96472 | -543 | 543 | 0 | 0.39376 | 0 | 2 | 0 | 2 | 0 | 0.0033613
-861 | 861 | 0 | 0.69717 | 0 | 712 | 0 | 712 | 0 | 0.96608 | -471 | 471 | 0 | 0.34155 | 0 | 2 | 0 | 2 | 0 | 0.0033613
-969 | 969 | 0 | 0.78462 | 0 | 711 | 0 | 711 | 0 | 0.96472 | -618 | 618 | 0 | 0.44815 | 0 | 2 | 0 | 2 | 0 | 0.0033613
-983 | 983 | 0 | 0.79595 | 0 | 711 | 0 | 711 | 0 | 0.96472 | -627 | 627 | 0 | 0.45468 | 0 | 2 | 0 | 2 | 0 | 0.0033613
-994 | 994 | 0 | 0.80486 | 0 | 711 | 0 | 711 | 0 | 0.96472 | -376 | 376 | 0 | 0.27266 | 0 | 2 | 0 | 2 | 0 | 0.0033613
-994 | 994 | 0 | 0.80486 | 0 | 711 | 0 | 711 | 0 | 0.96472 | -639 | 639 | 0 | 0.46338 | 0 | 2 | 0 | 2 | 0 | 0.0033613
-994 | 994 | 0 | 0.80486 | 0 | 697 | 0 | 697 | 0 | 0.94573 | -1076 | 1076 | 0 | 0.78028 | 0 | -406 | 406 | 0 | 0.6634 | 0
-993 | 993 | 0 | 0.80405 | 0 | 499 | 0 | 499 | 0 | 0.67707 | -1176 | 1176 | 0 | 0.85279 | 0 | -189 | 189 | 0 | 0.30882 | 0
-994 | 994 | 0 | 0.80486 | 0 | 518 | 0 | 518 | 0 | 0.70285 | -997 | 997 | 0 | 0.72299 | 0 | -3 | 3 | 0 | 0.004902 | 0
-994 | 994 | 0 | 0.80486 | 0 | 523 | 0 | 523 | 0 | 0.70963 | -574 | 574 | 0 | 0.41624 | 0 | 3 | 0 | 3 | 0 | 0.005042
-994 | 994 | 0 | 0.80486 | 0 | 476 | 0 | 476 | 0 | 0.64586 | -503 | 503 | 0 | 0.36476 | 0 | 3 | 0 | 3 | 0 | 0.005042
-971 | 971 | 0 | 0.78623 | 0 | 541 | 0 | 541 | 0 | 0.73406 | 186 | 0 | 186 | 0 | 0.11489 | 231 | 0 | 231 | 0 | 0.38824
-650 | 650 | 0 | 0.52632 | 0 | 653 | 0 | 653 | 0 | 0.88602 | 312 | 0 | 312 | 0 | 0.19271 | 414 | 0 | 414 | 0 | 0.6958
-262 | 262 | 0 | 0.21215 | 0 | 711 | 0 | 711 | 0 | 0.96472 | 111 | 0 | 111 | 0 | 0.068561 | 333 | 0 | 333 | 0 | 0.55966
301 | 0 | 301 | 0 | 0.18777 | 712 | 0 | 712 | 0 | 0.96608 | 287 | 0 | 287 | 0 | 0.17727 | 349 | 0 | 349 | 0 | 0.58655
327 | 0 | 327 | 0 | 0.20399 | 711 | 0 | 711 | 0 | 0.96472 | 419 | 0 | 419 | 0 | 0.2588 | 406 | 0 | 406 | 0 | 0.68235
351 | 0 | 351 | 0 | 0.21896 | 711 | 0 | 711 | 0 | 0.96472 | 655 | 0 | 655 | 0 | 0.40457 | 444 | 0 | 444 | 0 | 0.74622
400 | 0 | 400 | 0 | 0.24953 | 711 | 0 | 711 | 0 | 0.96472 | 672 | 0 | 672 | 0 | 0.41507 | 461 | 0 | 461 | 0 | 0.77479
-204 | 204 | 0 | 0.16518 | 0 | 711 | 0 | 711 | 0 | 0.96472 | 580 | 0 | 580 | 0 | 0.35825 | 447 | 0 | 447 | 0 | 0.75126
-696 | 696 | 0 | 0.56356 | 0 | 716 | 0 | 716 | 0 | 0.97151 | 406 | 0 | 406 | 0 | 0.25077 | 298 | 0 | 298 | 0 | 0.50084
-624 | 624 | 0 | 0.50526 | 0 | 699 | 0 | 699 | 0 | 0.94844 | -71 | 71 | 0 | 0.051487 | 0 | 95 | 0 | 95 | 0 | 0.15966
-625 | 625 | 0 | 0.50607 | 0 | 617 | 0 | 617 | 0 | 0.83718 | -17 | 17 | 0 | 0.012328 | 0 | 2 | 0 | 2 | 0 | 0.0033613
-560 | 560 | 0 | 0.45344 | 0 | 705 | 0 | 705 | 0 | 0.95658 | 226 | 0 | 226 | 0 | 0.13959 | 353 | 0 | 353 | 0 | 0.59328
-486 | 486 | 0 | 0.39352 | 0 | 711 | 0 | 711 | 0 | 0.96472 | 311 | 0 | 311 | 0 | 0.19209 | 412 | 0 | 412 | 0 | 0.69244
-361 | 361 | 0 | 0.29231 | 0 | 711 | 0 | 711 | 0 | 0.96472 | 292 | 0 | 292 | 0 | 0.18036 | 331 | 0 | 331 | 0 | 0.5563
-121 | 121 | 0 | 0.097976 | 0 | 711 | 0 | 711 | 0 | 0.96472 | 198 | 0 | 198 | 0 | 0.1223 | 330 | 0 | 330 | 0 | 0.55462
-37 | 37 | 0 | 0.02996 | 0 | 711 | 0 | 711 | 0 | 0.96472 | 167 | 0 | 167 | 0 | 0.10315 | 330 | 0 | 330 | 0 | 0.55462
-22 | 22 | 0 | 0.017814 | 0 | 711 | 0 | 711 | 0 | 0.96472 | 220 | 0 | 220 | 0 | 0.13589 | 411 | 0 | 411 | 0 | 0.69076
-40 | 40 | 0 | 0.032389 | 0 | 711 | 0 | 711 | 0 | 0.96472 | 239 | 0 | 239 | 0 | 0.14762 | 493 | 0 | 493 | 0 | 0.82857
-342 | 342 | 0 | 0.27692 | 0 | 577 | 0 | 577 | 0 | 0.7829 | 179 | 0 | 179 | 0 | 0.11056 | 464 | 0 | 464 | 0 | 0.77983
-673 | 673 | 0 | 0.54494 | 0 | 681 | 0 | 681 | 0 | 0.92402 | 52 | 0 | 52 | 0 | 0.032119 | 300 | 0 | 300 | 0 | 0.5042
-690 | 690 | 0 | 0.5587 | 0 | 516 | 0 | 516 | 0 | 0.70014 | -179 | 179 | 0 | 0.1298 | 0 | 23 | 0 | 23 | 0 | 0.038655
-678 | 678 | 0 | 0.54899 | 0 | 271 | 0 | 271 | 0 | 0.36771 | -578 | 578 | 0 | 0.41914 | 0 | 2 | 0 | 2 | 0 | 0.0033613
-686 | 686 | 0 | 0.55547 | 0 | -26 | 26 | 0 | 0.034211 | 0 | -757 | 757 | 0 | 0.54895 | 0 | 2 | 0 | 2 | 0 | 0.0033613
-678 | 678 | 0 | 0.54899 | 0 | -50 | 50 | 0 | 0.065789 | 0 | -679 | 679 | 0 | 0.49239 | 0 | 2 | 0 | 2 | 0 | 0.0033613
-684 | 684 | 0 | 0.55385 | 0 | 37 | 0 | 37 | 0 | 0.050204 | 56 | 0 | 56 | 0 | 0.034589 | 2 | 0 | 2 | 0 | 0.0033613
-674 | 674 | 0 | 0.54575 | 0 | 479 | 0 | 479 | 0 | 0.64993 | 277 | 0 | 277 | 0 | 0.17109 | 384 | 0 | 384 | 0 | 0.64538
-377 | 377 | 0 | 0.30526 | 0 | 708 | 0 | 708 | 0 | 0.96065 | 527 | 0 | 527 | 0 | 0.32551 | 319 | 0 | 319 | 0 | 0.53613
-418 | 418 | 0 | 0.33846 | 0 | 710 | 0 | 710 | 0 | 0.96336 | 598 | 0 | 598 | 0 | 0.36936 | 375 | 0 | 375 | 0 | 0.63025
-460 | 460 | 0 | 0.37247 | 0 | 711 | 0 | 711 | 0 | 0.96472 | 634 | 0 | 634 | 0 | 0.3916 | 406 | 0 | 406 | 0 | 0.68235
-524 | 524 | 0 | 0.42429 | 0 | 711 | 0 | 711 | 0 | 0.96472 | 660 | 0 | 660 | 0 | 0.40766 | 406 | 0 | 406 | 0 | 0.68235
-581 | 581 | 0 | 0.47045 | 0 | 710 | 0 | 710 | 0 | 0.96336 | 652 | 0 | 652 | 0 | 0.40272 | 406 | 0 | 406 | 0 | 0.68235
-730 | 730 | 0 | 0.59109 | 0 | 651 | 0 | 651 | 0 | 0.88331 | 483 | 0 | 483 | 0 | 0.29833 | 387 | 0 | 387 | 0 | 0.65042
-730 | 730 | 0 | 0.59109 | 0 | 196 | 0 | 196 | 0 | 0.26594 | 155 | 0 | 155 | 0 | 0.095738 | 400 | 0 | 400 | 0 | 0.67227
-730 | 730 | 0 | 0.59109 | 0 | 59 | 0 | 59 | 0 | 0.080054 | -396 | 396 | 0 | 0.28716 | 0 | 187 | 0 | 187 | 0 | 0.31429
-730 | 730 | 0 | 0.59109 | 0 | -11 | 11 | 0 | 0.014474 | 0 | -532 | 532 | 0 | 0.38579 | 0 | 392 | 0 | 392 | 0 | 0.65882
-730 | 730 | 0 | 0.59109 | 0 | 81 | 0 | 81 | 0 | 0.10991 | -429 | 429 | 0 | 0.31109 | 0 | 431 | 0 | 431 | 0 | 0.72437
-729 | 729 | 0 | 0.59028 | 0 | 104 | 0 | 104 | 0 | 0.14111 | -448 | 448 | 0 | 0.32487 | 0 | 413 | 0 | 413 | 0 | 0.69412
-730 | 730 | 0 | 0.59109 | 0 | 126 | 0 | 126 | 0 | 0.17096 | -340 | 340 | 0 | 0.24656 | 0 | 119 | 0 | 119 | 0 | 0.2
-729 | 729 | 0 | 0.59028 | 0 | 115 | 0 | 115 | 0 | 0.15604 | -219 | 219 | 0 | 0.15881 | 0 | 419 | 0 | 419 | 0 | 0.7042
-729 | 729 | 0 | 0.59028 | 0 | 159 | 0 | 159 | 0 | 0.21574 | -137 | 137 | 0 | 0.099347 | 0 | 491 | 0 | 491 | 0 | 0.82521
-729 | 729 | 0 | 0.59028 | 0 | 244 | 0 | 244 | 0 | 0.33107 | 116 | 0 | 116 | 0 | 0.071649 | 395 | 0 | 395 | 0 | 0.66387
-729 | 729 | 0 | 0.59028 | 0 | 324 | 0 | 324 | 0 | 0.43962 | 163 | 0 | 163 | 0 | 0.10068 | 382 | 0 | 382 | 0 | 0.64202
-729 | 729 | 0 | 0.59028 | 0 | 304 | 0 | 304 | 0 | 0.41248 | 199 | 0 | 199 | 0 | 0.12292 | 329 | 0 | 329 | 0 | 0.55294
-729 | 729 | 0 | 0.59028 | 0 | 279 | 0 | 279 | 0 | 0.37856 | 206 | 0 | 206 | 0 | 0.12724 | 262 | 0 | 262 | 0 | 0.44034
-729 | 729 | 0 | 0.59028 | 0 | 353 | 0 | 353 | 0 | 0.47897 | 138 | 0 | 138 | 0 | 0.085238 | 218 | 0 | 218 | 0 | 0.36639
-725 | 725 | 0 | 0.58704 | 0 | 354 | 0 | 354 | 0 | 0.48033 | -210 | 210 | 0 | 0.15228 | 0 | 66 | 0 | 66 | 0 | 0.11092
-729 | 729 | 0 | 0.59028 | 0 | 274 | 0 | 274 | 0 | 0.37178 | -700 | 700 | 0 | 0.50761 | 0 | -94 | 94 | 0 | 0.15359 | 0
-728 | 728 | 0 | 0.58947 | 0 | 312 | 0 | 312 | 0 | 0.42334 | -327 | 327 | 0 | 0.23713 | 0 | -84 | 84 | 0 | 0.13725 | 0
-634 | 634 | 0 | 0.51336 | 0 | 685 | 0 | 685 | 0 | 0.92944 | 200 | 0 | 200 | 0 | 0.12353 | 232 | 0 | 232 | 0 | 0.38992
-428 | 428 | 0 | 0.34656 | 0 | 710 | 0 | 710 | 0 | 0.96336 | 532 | 0 | 532 | 0 | 0.3286 | 289 | 0 | 289 | 0 | 0.48571
1 | 0 | 1 | 0 | 0.00062383 | 711 | 0 | 711 | 0 | 0.96472 | 657 | 0 | 657 | 0 | 0.40581 | 266 | 0 | 266 | 0 | 0.44706
430 | 0 | 430 | 0 | 0.26825 | 711 | 0 | 711 | 0 | 0.96472 | 789 | 0 | 789 | 0 | 0.48734 | 315 | 0 | 315 | 0 | 0.52941
548 | 0 | 548 | 0 | 0.34186 | 711 | 0 | 711 | 0 | 0.96472 | 812 | 0 | 812 | 0 | 0.50154 | 361 | 0 | 361 | 0 | 0.60672
610 | 0 | 610 | 0 | 0.38054 | 708 | 0 | 708 | 0 | 0.96065 | 860 | 0 | 860 | 0 | 0.53119 | 386 | 0 | 386 | 0 | 0.64874
561 | 0 | 561 | 0 | 0.34997 | 710 | 0 | 710 | 0 | 0.96336 | 892 | 0 | 892 | 0 | 0.55096 | 183 | 0 | 183 | 0 | 0.30756
746 | 0 | 746 | 0 | 0.46538 | 712 | 0 | 712 | 0 | 0.96608 | 813 | 0 | 813 | 0 | 0.50216 | 149 | 0 | 149 | 0 | 0.25042
506 | 0 | 506 | 0 | 0.31566 | 711 | 0 | 711 | 0 | 0.96472 | 800 | 0 | 800 | 0 | 0.49413 | 149 | 0 | 149 | 0 | 0.25042
-53 | 53 | 0 | 0.042915 | 0 | 711 | 0 | 711 | 0 | 0.96472 | 626 | 0 | 626 | 0 | 0.38666 | 149 | 0 | 149 | 0 | 0.25042
-252 | 252 | 0 | 0.20405 | 0 | 711 | 0 | 711 | 0 | 0.96472 | 261 | 0 | 261 | 0 | 0.16121 | 504 | 0 | 504 | 0 | 0.84706
-115 | 115 | 0 | 0.093117 | 0 | 711 | 0 | 711 | 0 | 0.96472 | 232 | 0 | 232 | 0 | 0.1433 | 495 | 0 | 495 | 0 | 0.83193
419 | 0 | 419 | 0 | 0.26138 | 711 | 0 | 711 | 0 | 0.96472 | 327 | 0 | 327 | 0 | 0.20198 | 404 | 0 | 404 | 0 | 0.67899
598 | 0 | 598 | 0 | 0.37305 | 711 | 0 | 711 | 0 | 0.96472 | 759 | 0 | 759 | 0 | 0.46881 | 319 | 0 | 319 | 0 | 0.53613
729 | 0 | 729 | 0 | 0.45477 | 711 | 0 | 711 | 0 | 0.96472 | 810 | 0 | 810 | 0 | 0.50031 | 296 | 0 | 296 | 0 | 0.49748
826 | 0 | 826 | 0 | 0.51528 | 711 | 0 | 711 | 0 | 0.96472 | 760 | 0 | 760 | 0 | 0.46943 | 271 | 0 | 271 | 0 | 0.45546
951 | 0 | 951 | 0 | 0.59326 | 711 | 0 | 711 | 0 | 0.96472 | 842 | 0 | 842 | 0 | 0.52007 | 248 | 0 | 248 | 0 | 0.41681
950 | 0 | 950 | 0 | 0.59264 | 711 | 0 | 711 | 0 | 0.96472 | 923 | 0 | 923 | 0 | 0.57011 | 223 | 0 | 223 | 0 | 0.37479
948 | 0 | 948 | 0 | 0.59139 | 711 | 0 | 711 | 0 | 0.96472 | 938 | 0 | 938 | 0 | 0.57937 | 223 | 0 | 223 | 0 | 0.37479
909 | 0 | 909 | 0 | 0.56706 | 711 | 0 | 711 | 0 | 0.96472 | 849 | 0 | 849 | 0 | 0.5244 | 248 | 0 | 248 | 0 | 0.41681
394 | 0 | 394 | 0 | 0.24579 | 711 | 0 | 711 | 0 | 0.96472 | 840 | 0 | 840 | 0 | 0.51884 | 272 | 0 | 272 | 0 | 0.45714
99 | 0 | 99 | 0 | 0.061759 | 711 | 0 | 711 | 0 | 0.96472 | 855 | 0 | 855 | 0 | 0.5281 | 388 | 0 | 388 | 0 | 0.6521
-597 | 597 | 0 | 0.4834 | 0 | 711 | 0 | 711 | 0 | 0.96472 | 843 | 0 | 843 | 0 | 0.52069 | 380 | 0 | 380 | 0 | 0.63866
-661 | 661 | 0 | 0.53522 | 0 | 711 | 0 | 711 | 0 | 0.96472 | 798 | 0 | 798 | 0 | 0.4929 | 269 | 0 | 269 | 0 | 0.4521
325 | 0 | 325 | 0 | 0.20274 | 711 | 0 | 711 | 0 | 0.96472 | 753 | 0 | 753 | 0 | 0.4651 | 267 | 0 | 267 | 0 | 0.44874
592 | 0 | 592 | 0 | 0.36931 | 711 | 0 | 711 | 0 | 0.96472 | 886 | 0 | 886 | 0 | 0.54725 | 332 | 0 | 332 | 0 | 0.55798
509 | 0 | 509 | 0 | 0.31753 | 711 | 0 | 711 | 0 | 0.96472 | 1018 | 0 | 1018 | 0 | 0.62878 | 296 | 0 | 296 | 0 | 0.49748
721 | 0 | 721 | 0 | 0.44978 | 711 | 0 | 711 | 0 | 0.96472 | 1070 | 0 | 1070 | 0 | 0.6609 | 296 | 0 | 296 | 0 | 0.49748
950 | 0 | 950 | 0 | 0.59264 | 711 | 0 | 711 | 0 | 0.96472 | 1020 | 0 | 1020 | 0 | 0.63002 | 296 | 0 | 296 | 0 | 0.49748
950 | 0 | 950 | 0 | 0.59264 | 708 | 0 | 708 | 0 | 0.96065 | 1129 | 0 | 1129 | 0 | 0.69734 | 296 | 0 | 296 | 0 | 0.49748
950 | 0 | 950 | 0 | 0.59264 | 548 | 0 | 548 | 0 | 0.74355 | 1083 | 0 | 1083 | 0 | 0.66893 | 248 | 0 | 248 | 0 | 0.41681
950 | 0 | 950 | 0 | 0.59264 | 27 | 0 | 27 | 0 | 0.036635 | 1024 | 0 | 1024 | 0 | 0.63249 | 248 | 0 | 248 | 0 | 0.41681
950 | 0 | 950 | 0 | 0.59264 | 0 | 0 | 0 | 0 | 0 | 1140 | 0 | 1140 | 0 | 0.70414 | 223 | 0 | 223 | 0 | 0.37479
950 | 0 | 950 | 0 | 0.59264 | 0 | 0 | 0 | 0 | 0 | 1143 | 0 | 1143 | 0 | 0.70599 | 199 | 0 | 199 | 0 | 0.33445
950 | 0 | 950 | 0 | 0.59264 | 0 | 0 | 0 | 0 | 0 | 832 | 0 | 832 | 0 | 0.5139 | 174 | 0 | 174 | 0 | 0.29244
949 | 0 | 949 | 0 | 0.59201 | 0 | 0 | 0 | 0 | 0 | 926 | 0 | 926 | 0 | 0.57196 | 124 | 0 | 124 | 0 | 0.2084
950 | 0 | 950 | 0 | 0.59264 | 0 | 0 | 0 | 0 | 0 | 1016 | 0 | 1016 | 0 | 0.62755 | 76 | 0 | 76 | 0 | 0.12773
951 | 0 | 951 | 0 | 0.59326 | 0 | 0 | 0 | 0 | 0 | 1062 | 0 | 1062 | 0 | 0.65596 | 76 | 0 | 76 | 0 | 0.12773
951 | 0 | 951 | 0 | 0.59326 | 0 | 0 | 0 | 0 | 0 | 1074 | 0 | 1074 | 0 | 0.66337 | 76 | 0 | 76 | 0 | 0.12773
952 | 0 | 952 | 0 | 0.59389 | 0 | 0 | 0 | 0 | 0 | 1061 | 0 | 1061 | 0 | 0.65534 | 75 | 0 | 75 | 0 | 0.12605
951 | 0 | 951 | 0 | 0.59326 | 0 | 0 | 0 | 0 | 0 | 1082 | 0 | 1082 | 0 | 0.66831 | 76 | 0 | 76 | 0 | 0.12773
950 | 0 | 950 | 0 | 0.59264 | 0 | 0 | 0 | 0 | 0 | 1099 | 0 | 1099 | 0 | 0.67881 | 76 | 0 | 76 | 0 | 0.12773
952 | 0 | 952 | 0 | 0.59389 | 0 | 0 | 0 | 0 | 0 | 1119 | 0 | 1119 | 0 | 0.69117 | 76 | 0 | 76 | 0 | 0.12773
788 | 0 | 788 | 0 | 0.49158 | 56 | 0 | 56 | 0 | 0.075984 | 1016 | 0 | 1016 | 0 | 0.62755 | 100 | 0 | 100 | 0 | 0.16807
713 | 0 | 713 | 0 | 0.44479 | 29 | 0 | 29 | 0 | 0.039349 | 962 | 0 | 962 | 0 | 0.59419 | 149 | 0 | 149 | 0 | 0.25042
607 | 0 | 607 | 0 | 0.37867 | 489 | 0 | 489 | 0 | 0.6635 | 943 | 0 | 943 | 0 | 0.58246 | 174 | 0 | 174 | 0 | 0.29244
451 | 0 | 451 | 0 | 0.28135 | 667 | 0 | 667 | 0 | 0.90502 | 966 | 0 | 966 | 0 | 0.59666 | 223 | 0 | 223 | 0 | 0.37479
368 | 0 | 368 | 0 | 0.22957 | 649 | 0 | 649 | 0 | 0.8806 | 915 | 0 | 915 | 0 | 0.56516 | 248 | 0 | 248 | 0 | 0.41681
572 | 0 | 572 | 0 | 0.35683 | 613 | 0 | 613 | 0 | 0.83175 | 1018 | 0 | 1018 | 0 | 0.62878 | 248 | 0 | 248 | 0 | 0.41681
850 | 0 | 850 | 0 | 0.53026 | 646 | 0 | 646 | 0 | 0.87653 | 1092 | 0 | 1092 | 0 | 0.67449 | 272 | 0 | 272 | 0 | 0.45714
910 | 0 | 910 | 0 | 0.56769 | 707 | 0 | 707 | 0 | 0.95929 | 939 | 0 | 939 | 0 | 0.57999 | 223 | 0 | 223 | 0 | 0.37479
908 | 0 | 908 | 0 | 0.56644 | 711 | 0 | 711 | 0 | 0.96472 | 982 | 0 | 982 | 0 | 0.60655 | 223 | 0 | 223 | 0 | 0.37479
910 | 0 | 910 | 0 | 0.56769 | 710 | 0 | 710 | 0 | 0.96336 | 894 | 0 | 894 | 0 | 0.55219 | 199 | 0 | 199 | 0 | 0.33445
941 | 0 | 941 | 0 | 0.58702 | 693 | 0 | 693 | 0 | 0.9403 | 830 | 0 | 830 | 0 | 0.51266 | 174 | 0 | 174 | 0 | 0.29244
900 | 0 | 900 | 0 | 0.56145 | 708 | 0 | 708 | 0 | 0.96065 | 814 | 0 | 814 | 0 | 0.50278 | 125 | 0 | 125 | 0 | 0.21008
560 | 0 | 560 | 0 | 0.34934 | 707 | 0 | 707 | 0 | 0.95929 | 1016 | 0 | 1016 | 0 | 0.62755 | 100 | 0 | 100 | 0 | 0.16807
3 | 0 | 3 | 0 | 0.0018715 | 707 | 0 | 707 | 0 | 0.95929 | 974 | 0 | 974 | 0 | 0.60161 | 76 | 0 | 76 | 0 | 0.12773
-498 | 498 | 0 | 0.40324 | 0 | 616 | 0 | 616 | 0 | 0.83582 | 21 | 0 | 21 | 0 | 0.012971 | 3 | 0 | 3 | 0 | 0.005042
-521 | 521 | 0 | 0.42186 | 0 | 708 | 0 | 708 | 0 | 0.96065 | 108 | 0 | 108 | 0 | 0.066708 | 3 | 0 | 3 | 0 | 0.005042
-511 | 511 | 0 | 0.41377 | 0 | 710 | 0 | 710 | 0 | 0.96336 | 806 | 0 | 806 | 0 | 0.49784 | 75 | 0 | 75 | 0 | 0.12605
-521 | 521 | 0 | 0.42186 | 0 | 710 | 0 | 710 | 0 | 0.96336 | 703 | 0 | 703 | 0 | 0.43422 | 76 | 0 | 76 | 0 | 0.12773
-521 | 521 | 0 | 0.42186 | 0 | 710 | 0 | 710 | 0 | 0.96336 | 841 | 0 | 841 | 0 | 0.51946 | 76 | 0 | 76 | 0 | 0.12773
-519 | 519 | 0 | 0.42024 | 0 | 710 | 0 | 710 | 0 | 0.96336 | 949 | 0 | 949 | 0 | 0.58616 | 76 | 0 | 76 | 0 | 0.12773
-466 | 466 | 0 | 0.37733 | 0 | 710 | 0 | 710 | 0 | 0.96336 | 958 | 0 | 958 | 0 | 0.59172 | 76 | 0 | 76 | 0 | 0.12773
-123 | 123 | 0 | 0.099595 | 0 | 711 | 0 | 711 | 0 | 0.96472 | 973 | 0 | 973 | 0 | 0.60099 | 76 | 0 | 76 | 0 | 0.12773
264 | 0 | 264 | 0 | 0.16469 | 710 | 0 | 710 | 0 | 0.96336 | 1031 | 0 | 1031 | 0 | 0.63681 | 76 | 0 | 76 | 0 | 0.12773
437 | 0 | 437 | 0 | 0.27261 | 711 | 0 | 711 | 0 | 0.96472 | 1000 | 0 | 1000 | 0 | 0.61767 | 76 | 0 | 76 | 0 | 0.12773
342 | 0 | 342 | 0 | 0.21335 | 711 | 0 | 711 | 0 | 0.96472 | 872 | 0 | 872 | 0 | 0.5386 | 76 | 0 | 76 | 0 | 0.12773
536 | 0 | 536 | 0 | 0.33437 | 710 | 0 | 710 | 0 | 0.96336 | 895 | 0 | 895 | 0 | 0.55281 | 76 | 0 | 76 | 0 | 0.12773
573 | 0 | 573 | 0 | 0.35745 | 711 | 0 | 711 | 0 | 0.96472 | 908 | 0 | 908 | 0 | 0.56084 | 148 | 0 | 148 | 0 | 0.24874
236 | 0 | 236 | 0 | 0.14722 | 711 | 0 | 711 | 0 | 0.96472 | 972 | 0 | 972 | 0 | 0.60037 | 199 | 0 | 199 | 0 | 0.33445
45 | 0 | 45 | 0 | 0.028072 | 711 | 0 | 711 | 0 | 0.96472 | 999 | 0 | 999 | 0 | 0.61705 | 223 | 0 | 223 | 0 | 0.37479
471 | 0 | 471 | 0 | 0.29382 | 711 | 0 | 711 | 0 | 0.96472 | 1009 | 0 | 1009 | 0 | 0.62322 | 14 | 0 | 14 | 0 | 0.023529
909 | 0 | 909 | 0 | 0.56706 | 711 | 0 | 711 | 0 | 0.96472 | 1048 | 0 | 1048 | 0 | 0.64731 | 190 | 0 | 190 | 0 | 0.31933
950 | 0 | 950 | 0 | 0.59264 | 711 | 0 | 711 | 0 | 0.96472 | 1069 | 0 | 1069 | 0 | 0.66028 | 199 | 0 | 199 | 0 | 0.33445
950 | 0 | 950 | 0 | 0.59264 | 711 | 0 | 711 | 0 | 0.96472 | 1027 | 0 | 1027 | 0 | 0.63434 | 223 | 0 | 223 | 0 | 0.37479
950 | 0 | 950 | 0 | 0.59264 | 711 | 0 | 711 | 0 | 0.96472 | 965 | 0 | 965 | 0 | 0.59605 | 223 | 0 | 223 | 0 | 0.37479
950 | 0 | 950 | 0 | 0.59264 | 711 | 0 | 711 | 0 | 0.96472 | 1012 | 0 | 1012 | 0 | 0.62508 | 223 | 0 | 223 | 0 | 0.37479
947 | 0 | 947 | 0 | 0.59077 | 711 | 0 | 711 | 0 | 0.96472 | 1066 | 0 | 1066 | 0 | 0.65843 | 223 | 0 | 223 | 0 | 0.37479
791 | 0 | 791 | 0 | 0.49345 | 709 | 0 | 709 | 0 | 0.96201 | 1041 | 0 | 1041 | 0 | 0.64299 | 223 | 0 | 223 | 0 | 0.37479
237 | 0 | 237 | 0 | 0.14785 | 711 | 0 | 711 | 0 | 0.96472 | 542 | 0 | 542 | 0 | 0.33477 | 14 | 0 | 14 | 0 | 0.023529
-327 | 327 | 0 | 0.26478 | 0 | 711 | 0 | 711 | 0 | 0.96472 | 710 | 0 | 710 | 0 | 0.43854 | 61 | 0 | 61 | 0 | 0.10252
-389 | 389 | 0 | 0.31498 | 0 | 711 | 0 | 711 | 0 | 0.96472 | 366 | 0 | 366 | 0 | 0.22607 | 2 | 0 | 2 | 0 | 0.0033613
-49 | 49 | 0 | 0.039676 | 0 | 711 | 0 | 711 | 0 | 0.96472 | 672 | 0 | 672 | 0 | 0.41507 | 2 | 0 | 2 | 0 | 0.0033613
-5 | 5 | 0 | 0.0040486 | 0 | 711 | 0 | 711 | 0 | 0.96472 | 748 | 0 | 748 | 0 | 0.46201 | 212 | 0 | 212 | 0 | 0.3563
-48 | 48 | 0 | 0.038866 | 0 | 711 | 0 | 711 | 0 | 0.96472 | 794 | 0 | 794 | 0 | 0.49043 | 199 | 0 | 199 | 0 | 0.33445
84 | 0 | 84 | 0 | 0.052402 | 711 | 0 | 711 | 0 | 0.96472 | 811 | 0 | 811 | 0 | 0.50093 | 199 | 0 | 199 | 0 | 0.33445
386 | 0 | 386 | 0 | 0.2408 | 711 | 0 | 711 | 0 | 0.96472 | 728 | 0 | 728 | 0 | 0.44966 | 223 | 0 | 223 | 0 | 0.37479
582 | 0 | 582 | 0 | 0.36307 | 711 | 0 | 711 | 0 | 0.96472 | 820 | 0 | 820 | 0 | 0.50649 | 223 | 0 | 223 | 0 | 0.37479
711 | 0 | 711 | 0 | 0.44354 | 711 | 0 | 711 | 0 | 0.96472 | 742 | 0 | 742 | 0 | 0.45831 | 248 | 0 | 248 | 0 | 0.41681
666 | 0 | 666 | 0 | 0.41547 | 711 | 0 | 711 | 0 | 0.96472 | 768 | 0 | 768 | 0 | 0.47437 | 272 | 0 | 272 | 0 | 0.45714
-51 | 51 | 0 | 0.041296 | 0 | 711 | 0 | 711 | 0 | 0.96472 | 527 | 0 | 527 | 0 | 0.32551 | 260 | 0 | 260 | 0 | 0.43697
-333 | 333 | 0 | 0.26964 | 0 | 711 | 0 | 711 | 0 | 0.96472 | 47 | 0 | 47 | 0 | 0.02903 | 16 | 0 | 16 | 0 | 0.026891
-336 | 336 | 0 | 0.27206 | 0 | 711 | 0 | 711 | 0 | 0.96472 | -391 | 391 | 0 | 0.28354 | 0 | 2 | 0 | 2 | 0 | 0.0033613
-328 | 328 | 0 | 0.26559 | 0 | 712 | 0 | 712 | 0 | 0.96608 | -315 | 315 | 0 | 0.22843 | 0 | 2 | 0 | 2 | 0 | 0.0033613
-422 | 422 | 0 | 0.3417 | 0 | 712 | 0 | 712 | 0 | 0.96608 | -70 | 70 | 0 | 0.050761 | 0 | 2 | 0 | 2 | 0 | 0.0033613
-248 | 248 | 0 | 0.20081 | 0 | 712 | 0 | 712 | 0 | 0.96608 | 614 | 0 | 614 | 0 | 0.37925 | 164 | 0 | 164 | 0 | 0.27563
312 | 0 | 312 | 0 | 0.19464 | 712 | 0 | 712 | 0 | 0.96608 | 884 | 0 | 884 | 0 | 0.54602 | 443 | 0 | 443 | 0 | 0.74454
710 | 0 | 710 | 0 | 0.44292 | 712 | 0 | 712 | 0 | 0.96608 | 989 | 0 | 989 | 0 | 0.61087 | 321 | 0 | 321 | 0 | 0.5395
722 | 0 | 722 | 0 | 0.45041 | 712 | 0 | 712 | 0 | 0.96608 | 1047 | 0 | 1047 | 0 | 0.6467 | 386 | 0 | 386 | 0 | 0.64874
722 | 0 | 722 | 0 | 0.45041 | 712 | 0 | 712 | 0 | 0.96608 | 959 | 0 | 959 | 0 | 0.59234 | 297 | 0 | 297 | 0 | 0.49916
722 | 0 | 722 | 0 | 0.45041 | 712 | 0 | 712 | 0 | 0.96608 | 986 | 0 | 986 | 0 | 0.60902 | 296 | 0 | 296 | 0 | 0.49748
722 | 0 | 722 | 0 | 0.45041 | 709 | 0 | 709 | 0 | 0.96201 | 984 | 0 | 984 | 0 | 0.60778 | 272 | 0 | 272 | 0 | 0.45714
722 | 0 | 722 | 0 | 0.45041 | 644 | 0 | 644 | 0 | 0.87381 | 1013 | 0 | 1013 | 0 | 0.62569 | 272 | 0 | 272 | 0 | 0.45714
695 | 0 | 695 | 0 | 0.43356 | 124 | 0 | 124 | 0 | 0.16825 | 657 | 0 | 657 | 0 | 0.40581 | 272 | 0 | 272 | 0 | 0.45714
154 | 0 | 154 | 0 | 0.09607 | 97 | 0 | 97 | 0 | 0.13161 | 780 | 0 | 780 | 0 | 0.48178 | 253 | 0 | 253 | 0 | 0.42521
10 | 0 | 10 | 0 | 0.0062383 | 97 | 0 | 97 | 0 | 0.13161 | 697 | 0 | 697 | 0 | 0.43051 | 155 | 0 | 155 | 0 | 0.2605
192 | 0 | 192 | 0 | 0.11978 | 96 | 0 | 96 | 0 | 0.13026 | 700 | 0 | 700 | 0 | 0.43237 | 220 | 0 | 220 | 0 | 0.36975
328 | 0 | 328 | 0 | 0.20462 | 97 | 0 | 97 | 0 | 0.13161 | 690 | 0 | 690 | 0 | 0.42619 | 241 | 0 | 241 | 0 | 0.40504
387 | 0 | 387 | 0 | 0.24142 | 97 | 0 | 97 | 0 | 0.13161 | 716 | 0 | 716 | 0 | 0.44225 | 296 | 0 | 296 | 0 | 0.49748
366 | 0 | 366 | 0 | 0.22832 | 97 | 0 | 97 | 0 | 0.13161 | 686 | 0 | 686 | 0 | 0.42372 | 272 | 0 | 272 | 0 | 0.45714
491 | 0 | 491 | 0 | 0.3063 | 97 | 0 | 97 | 0 | 0.13161 | 702 | 0 | 702 | 0 | 0.4336 | 223 | 0 | 223 | 0 | 0.37479
582 | 0 | 582 | 0 | 0.36307 | 97 | 0 | 97 | 0 | 0.13161 | 694 | 0 | 694 | 0 | 0.42866 | 223 | 0 | 223 | 0 | 0.37479
666 | 0 | 666 | 0 | 0.41547 | 97 | 0 | 97 | 0 | 0.13161 | 726 | 0 | 726 | 0 | 0.44842 | 199 | 0 | 199 | 0 | 0.33445
637 | 0 | 637 | 0 | 0.39738 | 97 | 0 | 97 | 0 | 0.13161 | 737 | 0 | 737 | 0 | 0.45522 | 223 | 0 | 223 | 0 | 0.37479
385 | 0 | 385 | 0 | 0.24017 | 97 | 0 | 97 | 0 | 0.13161 | 310 | 0 | 310 | 0 | 0.19148 | 13 | 0 | 13 | 0 | 0.021849
327 | 0 | 327 | 0 | 0.20399 | 97 | 0 | 97 | 0 | 0.13161 | -184 | 184 | 0 | 0.13343 | 0 | 2 | 0 | 2 | 0 | 0.0033613
192 | 0 | 192 | 0 | 0.11978 | 96 | 0 | 96 | 0 | 0.13026 | -281 | 281 | 0 | 0.20377 | 0 | -262 | 262 | 0 | 0.4281 | 0
-36 | 36 | 0 | 0.02915 | 0 | 96 | 0 | 96 | 0 | 0.13026 | -433 | 433 | 0 | 0.314 | 0 | -259 | 259 | 0 | 0.4232 | 0
-209 | 209 | 0 | 0.16923 | 0 | 96 | 0 | 96 | 0 | 0.13026 | -331 | 331 | 0 | 0.24003 | 0 | -223 | 223 | 0 | 0.36438 | 0
-165 | 165 | 0 | 0.1336 | 0 | 96 | 0 | 96 | 0 | 0.13026 | -90 | 90 | 0 | 0.065265 | 0 | -128 | 128 | 0 | 0.20915 | 0
41 | 0 | 41 | 0 | 0.025577 | 97 | 0 | 97 | 0 | 0.13161 | 578 | 0 | 578 | 0 | 0.35701 | 77 | 0 | 77 | 0 | 0.12941
570 | 0 | 570 | 0 | 0.35558 | 97 | 0 | 97 | 0 | 0.13161 | 631 | 0 | 631 | 0 | 0.38975 | 284 | 0 | 284 | 0 | 0.47731
636 | 0 | 636 | 0 | 0.39676 | 97 | 0 | 97 | 0 | 0.13161 | 871 | 0 | 871 | 0 | 0.53799 | 317 | 0 | 317 | 0 | 0.53277
533 | 0 | 533 | 0 | 0.3325 | 97 | 0 | 97 | 0 | 0.13161 | 917 | 0 | 917 | 0 | 0.5664 | 353 | 0 | 353 | 0 | 0.59328
533 | 0 | 533 | 0 | 0.3325 | 97 | 0 | 97 | 0 | 0.13161 | 887 | 0 | 887 | 0 | 0.54787 | 353 | 0 | 353 | 0 | 0.59328
483 | 0 | 483 | 0 | 0.30131 | 97 | 0 | 97 | 0 | 0.13161 | 879 | 0 | 879 | 0 | 0.54293 | 309 | 0 | 309 | 0 | 0.51933
27 | 0 | 27 | 0 | 0.016843 | 97 | 0 | 97 | 0 | 0.13161 | 814 | 0 | 814 | 0 | 0.50278 | 253 | 0 | 253 | 0 | 0.42521
-433 | 433 | 0 | 0.35061 | 0 | 97 | 0 | 97 | 0 | 0.13161 | 120 | 0 | 120 | 0 | 0.07412 | 16 | 0 | 16 | 0 | 0.026891
-516 | 516 | 0 | 0.41781 | 0 | 96 | 0 | 96 | 0 | 0.13026 | -214 | 214 | 0 | 0.15518 | 0 | 2 | 0 | 2 | 0 | 0.0033613
-509 | 509 | 0 | 0.41215 | 0 | 94 | 0 | 94 | 0 | 0.12754 | 56 | 0 | 56 | 0 | 0.034589 | 2 | 0 | 2 | 0 | 0.0033613
-438 | 438 | 0 | 0.35466 | 0 | 99 | 0 | 99 | 0 | 0.13433 | 291 | 0 | 291 | 0 | 0.17974 | 275 | 0 | 275 | 0 | 0.46218
-462 | 462 | 0 | 0.37409 | 0 | 97 | 0 | 97 | 0 | 0.13161 | 209 | 0 | 209 | 0 | 0.12909 | 355 | 0 | 355 | 0 | 0.59664
-462 | 462 | 0 | 0.37409 | 0 | 97 | 0 | 97 | 0 | 0.13161 | 310 | 0 | 310 | 0 | 0.19148 | 394 | 0 | 394 | 0 | 0.66218
-369 | 369 | 0 | 0.29879 | 0 | 97 | 0 | 97 | 0 | 0.13161 | 262 | 0 | 262 | 0 | 0.16183 | 394 | 0 | 394 | 0 | 0.66218
-323 | 323 | 0 | 0.26154 | 0 | 97 | 0 | 97 | 0 | 0.13161 | 282 | 0 | 282 | 0 | 0.17418 | 394 | 0 | 394 | 0 | 0.66218
-390 | 390 | 0 | 0.31579 | 0 | 97 | 0 | 97 | 0 | 0.13161 | 309 | 0 | 309 | 0 | 0.19086 | 394 | 0 | 394 | 0 | 0.66218
-288 | 288 | 0 | 0.2332 | 0 | 97 | 0 | 97 | 0 | 0.13161 | 438 | 0 | 438 | 0 | 0.27054 | 394 | 0 | 394 | 0 | 0.66218
-263 | 263 | 0 | 0.21296 | 0 | 97 | 0 | 97 | 0 | 0.13161 | 391 | 0 | 391 | 0 | 0.24151 | 394 | 0 | 394 | 0 | 0.66218
-426 | 426 | 0 | 0.34494 | 0 | 39 | 0 | 39 | 0 | 0.052917 | 251 | 0 | 251 | 0 | 0.15503 | 394 | 0 | 394 | 0 | 0.66218
-603 | 603 | 0 | 0.48826 | 0 | 5 | 0 | 5 | 0 | 0.0067843 | -307 | 307 | 0 | 0.22263 | 0 | 42 | 0 | 42 | 0 | 0.070588
-718 | 718 | 0 | 0.58138 | 0 | 96 | 0 | 96 | 0 | 0.13026 | -525 | 525 | 0 | 0.38071 | 0 | 3 | 0 | 3 | 0 | 0.005042
-725 | 725 | 0 | 0.58704 | 0 | 31 | 0 | 31 | 0 | 0.042062 | -489 | 489 | 0 | 0.3546 | 0 | 3 | 0 | 3 | 0 | 0.005042
-719 | 719 | 0 | 0.58219 | 0 | -133 | 133 | 0 | 0.175 | 0 | -427 | 427 | 0 | 0.30964 | 0 | 2 | 0 | 2 | 0 | 0.0033613
-637 | 637 | 0 | 0.51579 | 0 | 26 | 0 | 26 | 0 | 0.035278 | -122 | 122 | 0 | 0.08847 | 0 | 2 | 0 | 2 | 0 | 0.0033613
-668 | 668 | 0 | 0.54089 | 0 | 97 | 0 | 97 | 0 | 0.13161 | 447 | 0 | 447 | 0 | 0.2761 | 92 | 0 | 92 | 0 | 0.15462
-228 | 228 | 0 | 0.18462 | 0 | 95 | 0 | 95 | 0 | 0.1289 | 442 | 0 | 442 | 0 | 0.27301 | 256 | 0 | 256 | 0 | 0.43025
328 | 0 | 328 | 0 | 0.20462 | 79 | 0 | 79 | 0 | 0.10719 | 742 | 0 | 742 | 0 | 0.45831 | 223 | 0 | 223 | 0 | 0.37479
579 | 0 | 579 | 0 | 0.3612 | 96 | 0 | 96 | 0 | 0.13026 | 766 | 0 | 766 | 0 | 0.47313 | 267 | 0 | 267 | 0 | 0.44874
612 | 0 | 612 | 0 | 0.38178 | 97 | 0 | 97 | 0 | 0.13161 | 847 | 0 | 847 | 0 | 0.52316 | 302 | 0 | 302 | 0 | 0.50756
602 | 0 | 602 | 0 | 0.37555 | 97 | 0 | 97 | 0 | 0.13161 | 899 | 0 | 899 | 0 | 0.55528 | 324 | 0 | 324 | 0 | 0.54454
-63 | 63 | 0 | 0.051012 | 0 | 97 | 0 | 97 | 0 | 0.13161 | 793 | 0 | 793 | 0 | 0.48981 | 278 | 0 | 278 | 0 | 0.46723
-331 | 331 | 0 | 0.26802 | 0 | 82 | 0 | 82 | 0 | 0.11126 | 256 | 0 | 256 | 0 | 0.15812 | 359 | 0 | 359 | 0 | 0.60336
-362 | 362 | 0 | 0.29312 | 0 | -279 | 279 | 0 | 0.36711 | 0 | 123 | 0 | 123 | 0 | 0.075973 | 34 | 0 | 34 | 0 | 0.057143
-361 | 361 | 0 | 0.29231 | 0 | -305 | 305 | 0 | 0.40132 | 0 | -113 | 113 | 0 | 0.081943 | 0 | 2 | 0 | 2 | 0 | 0.0033613
-356 | 356 | 0 | 0.28826 | 0 | -180 | 180 | 0 | 0.23684 | 0 | 391 | 0 | 391 | 0 | 0.24151 | 227 | 0 | 227 | 0 | 0.38151
-350 | 350 | 0 | 0.2834 | 0 | -255 | 255 | 0 | 0.33553 | 0 | 485 | 0 | 485 | 0 | 0.29957 | 296 | 0 | 296 | 0 | 0.49748
-346 | 346 | 0 | 0.28016 | 0 | -219 | 219 | 0 | 0.28816 | 0 | 546 | 0 | 546 | 0 | 0.33725 | 272 | 0 | 272 | 0 | 0.45714
-225 | 225 | 0 | 0.18219 | 0 | -121 | 121 | 0 | 0.15921 | 0 | 624 | 0 | 624 | 0 | 0.38542 | 272 | 0 | 272 | 0 | 0.45714
306 | 0 | 306 | 0 | 0.19089 | -77 | 77 | 0 | 0.10132 | 0 | 616 | 0 | 616 | 0 | 0.38048 | 296 | 0 | 296 | 0 | 0.49748
335 | 0 | 335 | 0 | 0.20898 | 18 | 0 | 18 | 0 | 0.024423 | 557 | 0 | 557 | 0 | 0.34404 | 296 | 0 | 296 | 0 | 0.49748
329 | 0 | 329 | 0 | 0.20524 | 93 | 0 | 93 | 0 | 0.12619 | 565 | 0 | 565 | 0 | 0.34898 | 382 | 0 | 382 | 0 | 0.64202
54 | 0 | 54 | 0 | 0.033687 | 136 | 0 | 136 | 0 | 0.18453 | 571 | 0 | 571 | 0 | 0.35269 | 348 | 0 | 348 | 0 | 0.58487
-287 | 287 | 0 | 0.23239 | 0 | 472 | 0 | 472 | 0 | 0.64043 | 434 | 0 | 434 | 0 | 0.26807 | 135 | 0 | 135 | 0 | 0.22689
-435 | 435 | 0 | 0.35223 | 0 | 291 | 0 | 291 | 0 | 0.39484 | -31 | 31 | 0 | 0.02248 | 0 | 5 | 0 | 5 | 0 | 0.0084034
-727 | 727 | 0 | 0.58866 | 0 | 435 | 0 | 435 | 0 | 0.59023 | -669 | 669 | 0 | 0.48513 | 0 | 2 | 0 | 2 | 0 | 0.0033613
-728 | 728 | 0 | 0.58947 | 0 | 440 | 0 | 440 | 0 | 0.59701 | -553 | 553 | 0 | 0.40102 | 0 | -442 | 442 | 0 | 0.72222 | 0
-728 | 728 | 0 | 0.58947 | 0 | 403 | 0 | 403 | 0 | 0.54681 | -390 | 390 | 0 | 0.28281 | 0 | -64 | 64 | 0 | 0.10458 | 0
-729 | 729 | 0 | 0.59028 | 0 | 443 | 0 | 443 | 0 | 0.60109 | -360 | 360 | 0 | 0.26106 | 0 | 2 | 0 | 2 | 0 | 0.0033613
-687 | 687 | 0 | 0.55628 | 0 | 696 | 0 | 696 | 0 | 0.94437 | 282 | 0 | 282 | 0 | 0.17418 | 1 | 0 | 1 | 0 | 0.0016807
-115 | 115 | 0 | 0.093117 | 0 | 711 | 0 | 711 | 0 | 0.96472 | 547 | 0 | 547 | 0 | 0.33786 | 83 | 0 | 83 | 0 | 0.1395
402 | 0 | 402 | 0 | 0.25078 | 711 | 0 | 711 | 0 | 0.96472 | 940 | 0 | 940 | 0 | 0.58061 | 376 | 0 | 376 | 0 | 0.63193
585 | 0 | 585 | 0 | 0.36494 | 711 | 0 | 711 | 0 | 0.96472 | 885 | 0 | 885 | 0 | 0.54663 | 431 | 0 | 431 | 0 | 0.72437
577 | 0 | 577 | 0 | 0.35995 | 711 | 0 | 711 | 0 | 0.96472 | 933 | 0 | 933 | 0 | 0.57628 | 418 | 0 | 418 | 0 | 0.70252
582 | 0 | 582 | 0 | 0.36307 | 709 | 0 | 709 | 0 | 0.96201 | 794 | 0 | 794 | 0 | 0.49043 | 388 | 0 | 388 | 0 | 0.6521
334 | 0 | 334 | 0 | 0.20836 | 665 | 0 | 665 | 0 | 0.90231 | 741 | 0 | 741 | 0 | 0.45769 | 366 | 0 | 366 | 0 | 0.61513
193 | 0 | 193 | 0 | 0.1204 | 361 | 0 | 361 | 0 | 0.48982 | 901 | 0 | 901 | 0 | 0.55652 | 297 | 0 | 297 | 0 | 0.49916
-360 | 360 | 0 | 0.2915 | 0 | 340 | 0 | 340 | 0 | 0.46133 | 821 | 0 | 821 | 0 | 0.5071 | 296 | 0 | 296 | 0 | 0.49748
-508 | 508 | 0 | 0.41134 | 0 | 339 | 0 | 339 | 0 | 0.45997 | 590 | 0 | 590 | 0 | 0.36442 | 296 | 0 | 296 | 0 | 0.49748
-513 | 513 | 0 | 0.41538 | 0 | 339 | 0 | 339 | 0 | 0.45997 | 566 | 0 | 566 | 0 | 0.3496 | 296 | 0 | 296 | 0 | 0.49748
-447 | 447 | 0 | 0.36194 | 0 | 362 | 0 | 362 | 0 | 0.49118 | 576 | 0 | 576 | 0 | 0.35578 | 296 | 0 | 296 | 0 | 0.49748
-277 | 277 | 0 | 0.22429 | 0 | 340 | 0 | 340 | 0 | 0.46133 | 801 | 0 | 801 | 0 | 0.49475 | 296 | 0 | 296 | 0 | 0.49748
-140 | 140 | 0 | 0.11336 | 0 | 340 | 0 | 340 | 0 | 0.46133 | 686 | 0 | 686 | 0 | 0.42372 | 296 | 0 | 296 | 0 | 0.49748
-42 | 42 | 0 | 0.034008 | 0 | 339 | 0 | 339 | 0 | 0.45997 | 317 | 0 | 317 | 0 | 0.1958 | 296 | 0 | 296 | 0 | 0.49748
30 | 0 | 30 | 0 | 0.018715 | 340 | 0 | 340 | 0 | 0.46133 | 759 | 0 | 759 | 0 | 0.46881 | 296 | 0 | 296 | 0 | 0.49748
69 | 0 | 69 | 0 | 0.043044 | 338 | 0 | 338 | 0 | 0.45862 | 607 | 0 | 607 | 0 | 0.37492 | 296 | 0 | 296 | 0 | 0.49748
-16 | 16 | 0 | 0.012955 | 0 | 315 | 0 | 315 | 0 | 0.42741 | 459 | 0 | 459 | 0 | 0.28351 | 296 | 0 | 296 | 0 | 0.49748
-298 | 298 | 0 | 0.2413 | 0 | 364 | 0 | 364 | 0 | 0.49389 | 279 | 0 | 279 | 0 | 0.17233 | 296 | 0 | 296 | 0 | 0.49748
-703 | 703 | 0 | 0.56923 | 0 | 691 | 0 | 691 | 0 | 0.93758 | -129 | 129 | 0 | 0.093546 | 0 | 23 | 0 | 23 | 0 | 0.038655
-728 | 728 | 0 | 0.58947 | 0 | 711 | 0 | 711 | 0 | 0.96472 | -246 | 246 | 0 | 0.17839 | 0 | 2 | 0 | 2 | 0 | 0.0033613
-728 | 728 | 0 | 0.58947 | 0 | 711 | 0 | 711 | 0 | 0.96472 | -433 | 433 | 0 | 0.314 | 0 | 2 | 0 | 2 | 0 | 0.0033613
-728 | 728 | 0 | 0.58947 | 0 | 711 | 0 | 711 | 0 | 0.96472 | -95 | 95 | 0 | 0.068891 | 0 | 2 | 0 | 2 | 0 | 0.0033613
-728 | 728 | 0 | 0.58947 | 0 | 711 | 0 | 711 | 0 | 0.96472 | -147 | 147 | 0 | 0.1066 | 0 | 2 | 0 | 2 | 0 | 0.0033613
-680 | 680 | 0 | 0.55061 | 0 | 711 | 0 | 711 | 0 | 0.96472 | 283 | 0 | 283 | 0 | 0.1748 | 249 | 0 | 249 | 0 | 0.41849
-100 | 100 | 0 | 0.080972 | 0 | 711 | 0 | 711 | 0 | 0.96472 | 950 | 0 | 950 | 0 | 0.58678 | 330 | 0 | 330 | 0 | 0.55462
473 | 0 | 473 | 0 | 0.29507 | 711 | 0 | 711 | 0 | 0.96472 | 787 | 0 | 787 | 0 | 0.4861 | 405 | 0 | 405 | 0 | 0.68067
675 | 0 | 675 | 0 | 0.42109 | 711 | 0 | 711 | 0 | 0.96472 | 717 | 0 | 717 | 0 | 0.44287 | 371 | 0 | 371 | 0 | 0.62353
725 | 0 | 725 | 0 | 0.45228 | 711 | 0 | 711 | 0 | 0.96472 | 788 | 0 | 788 | 0 | 0.48672 | 422 | 0 | 422 | 0 | 0.70924
780 | 0 | 780 | 0 | 0.48659 | 711 | 0 | 711 | 0 | 0.96472 | 766 | 0 | 766 | 0 | 0.47313 | 495 | 0 | 495 | 0 | 0.83193
805 | 0 | 805 | 0 | 0.50218 | 711 | 0 | 711 | 0 | 0.96472 | 765 | 0 | 765 | 0 | 0.47251 | 552 | 0 | 552 | 0 | 0.92773
765 | 0 | 765 | 0 | 0.47723 | 711 | 0 | 711 | 0 | 0.96472 | 781 | 0 | 781 | 0 | 0.4824 | 494 | 0 | 494 | 0 | 0.83025
794 | 0 | 794 | 0 | 0.49532 | 711 | 0 | 711 | 0 | 0.96472 | 839 | 0 | 839 | 0 | 0.51822 | 397 | 0 | 397 | 0 | 0.66723
741 | 0 | 741 | 0 | 0.46226 | 711 | 0 | 711 | 0 | 0.96472 | 836 | 0 | 836 | 0 | 0.51637 | 298 | 0 | 298 | 0 | 0.50084
785 | 0 | 785 | 0 | 0.48971 | 711 | 0 | 711 | 0 | 0.96472 | 857 | 0 | 857 | 0 | 0.52934 | 248 | 0 | 248 | 0 | 0.41681
501 | 0 | 501 | 0 | 0.31254 | 711 | 0 | 711 | 0 | 0.96472 | 986 | 0 | 986 | 0 | 0.60902 | 199 | 0 | 199 | 0 | 0.33445
653 | 0 | 653 | 0 | 0.40736 | 711 | 0 | 711 | 0 | 0.96472 | 1017 | 0 | 1017 | 0 | 0.62817 | 174 | 0 | 174 | 0 | 0.29244
798 | 0 | 798 | 0 | 0.49782 | 711 | 0 | 711 | 0 | 0.96472 | 940 | 0 | 940 | 0 | 0.58061 | 174 | 0 | 174 | 0 | 0.29244
799 | 0 | 799 | 0 | 0.49844 | 712 | 0 | 712 | 0 | 0.96608 | 964 | 0 | 964 | 0 | 0.59543 | 174 | 0 | 174 | 0 | 0.29244
799 | 0 | 799 | 0 | 0.49844 | 711 | 0 | 711 | 0 | 0.96472 | 995 | 0 | 995 | 0 | 0.61458 | 149 | 0 | 149 | 0 | 0.25042
799 | 0 | 799 | 0 | 0.49844 | 712 | 0 | 712 | 0 | 0.96608 | 955 | 0 | 955 | 0 | 0.58987 | 125 | 0 | 125 | 0 | 0.21008
799 | 0 | 799 | 0 | 0.49844 | 711 | 0 | 711 | 0 | 0.96472 | 996 | 0 | 996 | 0 | 0.61519 | 125 | 0 | 125 | 0 | 0.21008
766 | 0 | 766 | 0 | 0.47785 | 711 | 0 | 711 | 0 | 0.96472 | 912 | 0 | 912 | 0 | 0.56331 | 149 | 0 | 149 | 0 | 0.25042
561 | 0 | 561 | 0 | 0.34997 | 711 | 0 | 711 | 0 | 0.96472 | 931 | 0 | 931 | 0 | 0.57505 | 199 | 0 | 199 | 0 | 0.33445
-185 | 185 | 0 | 0.1498 | 0 | 711 | 0 | 711 | 0 | 0.96472 | 798 | 0 | 798 | 0 | 0.4929 | 10 | 0 | 10 | 0 | 0.016807
-346 | 346 | 0 | 0.28016 | 0 | 711 | 0 | 711 | 0 | 0.96472 | 135 | 0 | 135 | 0 | 0.083385 | 2 | 0 | 2 | 0 | 0.0033613
-453 | 453 | 0 | 0.3668 | 0 | 709 | 0 | 709 | 0 | 0.96201 | -309 | 309 | 0 | 0.22408 | 0 | 2 | 0 | 2 | 0 | 0.0033613
-490 | 490 | 0 | 0.39676 | 0 | 687 | 0 | 687 | 0 | 0.93216 | -204 | 204 | 0 | 0.14793 | 0 | 2 | 0 | 2 | 0 | 0.0033613
-386 | 386 | 0 | 0.31255 | 0 | 710 | 0 | 710 | 0 | 0.96336 | 300 | 0 | 300 | 0 | 0.1853 | 120 | 0 | 120 | 0 | 0.20168
183 | 0 | 183 | 0 | 0.11416 | 711 | 0 | 711 | 0 | 0.96472 | 849 | 0 | 849 | 0 | 0.5244 | 315 | 0 | 315 | 0 | 0.52941
647 | 0 | 647 | 0 | 0.40362 | 711 | 0 | 711 | 0 | 0.96472 | 514 | 0 | 514 | 0 | 0.31748 | 358 | 0 | 358 | 0 | 0.60168
679 | 0 | 679 | 0 | 0.42358 | 711 | 0 | 711 | 0 | 0.96472 | 473 | 0 | 473 | 0 | 0.29216 | 379 | 0 | 379 | 0 | 0.63697
655 | 0 | 655 | 0 | 0.40861 | 711 | 0 | 711 | 0 | 0.96472 | 501 | 0 | 501 | 0 | 0.30945 | 388 | 0 | 388 | 0 | 0.6521
404 | 0 | 404 | 0 | 0.25203 | 711 | 0 | 711 | 0 | 0.96472 | 739 | 0 | 739 | 0 | 0.45645 | 364 | 0 | 364 | 0 | 0.61176
-37 | 37 | 0 | 0.02996 | 0 | 711 | 0 | 711 | 0 | 0.96472 | 915 | 0 | 915 | 0 | 0.56516 | 263 | 0 | 263 | 0 | 0.44202
-529 | 529 | 0 | 0.42834 | 0 | 711 | 0 | 711 | 0 | 0.96472 | 202 | 0 | 202 | 0 | 0.12477 | -214 | 214 | 0 | 0.34967 | 0
-722 | 722 | 0 | 0.58462 | 0 | 711 | 0 | 711 | 0 | 0.96472 | -633 | 633 | 0 | 0.45903 | 0 | -159 | 159 | 0 | 0.2598 | 0
-831 | 831 | 0 | 0.67287 | 0 | 706 | 0 | 706 | 0 | 0.95794 | -690 | 690 | 0 | 0.50036 | 0 | -66 | 66 | 0 | 0.10784 | 0
-838 | 838 | 0 | 0.67854 | 0 | 506 | 0 | 506 | 0 | 0.68657 | -563 | 563 | 0 | 0.40827 | 0 | 3 | 0 | 3 | 0 | 0.005042
-837 | 837 | 0 | 0.67773 | 0 | 559 | 0 | 559 | 0 | 0.75848 | -564 | 564 | 0 | 0.40899 | 0 | 3 | 0 | 3 | 0 | 0.005042
-838 | 838 | 0 | 0.67854 | 0 | 564 | 0 | 564 | 0 | 0.76526 | -688 | 688 | 0 | 0.49891 | 0 | 3 | 0 | 3 | 0 | 0.005042
-837 | 837 | 0 | 0.67773 | 0 | 554 | 0 | 554 | 0 | 0.7517 | -243 | 243 | 0 | 0.17621 | 0 | 3 | 0 | 3 | 0 | 0.005042
-839 | 839 | 0 | 0.67935 | 0 | 625 | 0 | 625 | 0 | 0.84803 | -40 | 40 | 0 | 0.029007 | 0 | 2 | 0 | 2 | 0 | 0.0033613
-839 | 839 | 0 | 0.67935 | 0 | 643 | 0 | 643 | 0 | 0.87246 | -74 | 74 | 0 | 0.053662 | 0 | 2 | 0 | 2 | 0 | 0.0033613
-754 | 754 | 0 | 0.61053 | 0 | 385 | 0 | 385 | 0 | 0.52239 | -259 | 259 | 0 | 0.18782 | 0 | 2 | 0 | 2 | 0 | 0.0033613
-681 | 681 | 0 | 0.55142 | 0 | 269 | 0 | 269 | 0 | 0.36499 | -200 | 200 | 0 | 0.14503 | 0 | -202 | 202 | 0 | 0.33007 | 0
-838 | 838 | 0 | 0.67854 | 0 | 270 | 0 | 270 | 0 | 0.36635 | -615 | 615 | 0 | 0.44598 | 0 | -8 | 8 | 0 | 0.013072 | 0
-837 | 837 | 0 | 0.67773 | 0 | 74 | 0 | 74 | 0 | 0.10041 | -517 | 517 | 0 | 0.37491 | 0 | -143 | 143 | 0 | 0.23366 | 0
-837 | 837 | 0 | 0.67773 | 0 | 124 | 0 | 124 | 0 | 0.16825 | -672 | 672 | 0 | 0.48731 | 0 | -522 | 522 | 0 | 0.85294 | 0
-837 | 837 | 0 | 0.67773 | 0 | 34 | 0 | 34 | 0 | 0.046133 | -697 | 697 | 0 | 0.50544 | 0 | -597 | 597 | 0 | 0.97549 | 0
-837 | 837 | 0 | 0.67773 | 0 | 115 | 0 | 115 | 0 | 0.15604 | -954 | 954 | 0 | 0.69181 | 0 | -94 | 94 | 0 | 0.15359 | 0
-837 | 837 | 0 | 0.67773 | 0 | 319 | 0 | 319 | 0 | 0.43284 | -235 | 235 | 0 | 0.17041 | 0 | 2 | 0 | 2 | 0 | 0.0033613
-834 | 834 | 0 | 0.6753 | 0 | 163 | 0 | 163 | 0 | 0.22117 | -49 | 49 | 0 | 0.035533 | 0 | 2 | 0 | 2 | 0 | 0.0033613
-776 | 776 | 0 | 0.62834 | 0 | 624 | 0 | 624 | 0 | 0.84668 | 398 | 0 | 398 | 0 | 0.24583 | 89 | 0 | 89 | 0 | 0.14958
-767 | 767 | 0 | 0.62105 | 0 | 708 | 0 | 708 | 0 | 0.96065 | 483 | 0 | 483 | 0 | 0.29833 | 120 | 0 | 120 | 0 | 0.20168
-767 | 767 | 0 | 0.62105 | 0 | 711 | 0 | 711 | 0 | 0.96472 | 506 | 0 | 506 | 0 | 0.31254 | 153 | 0 | 153 | 0 | 0.25714
-777 | 777 | 0 | 0.62915 | 0 | 711 | 0 | 711 | 0 | 0.96472 | 420 | 0 | 420 | 0 | 0.25942 | 167 | 0 | 167 | 0 | 0.28067
-788 | 788 | 0 | 0.63806 | 0 | 708 | 0 | 708 | 0 | 0.96065 | 210 | 0 | 210 | 0 | 0.12971 | 143 | 0 | 143 | 0 | 0.24034
-836 | 836 | 0 | 0.67692 | 0 | 549 | 0 | 549 | 0 | 0.74491 | -41 | 41 | 0 | 0.029732 | 0 | 103 | 0 | 103 | 0 | 0.17311
-837 | 837 | 0 | 0.67773 | 0 | 27 | 0 | 27 | 0 | 0.036635 | -179 | 179 | 0 | 0.1298 | 0 | 4 | 0 | 4 | 0 | 0.0067227
-837 | 837 | 0 | 0.67773 | 0 | 0 | 0 | 0 | 0 | 0 | -435 | 435 | 0 | 0.31545 | 0 | 2 | 0 | 2 | 0 | 0.0033613
-837 | 837 | 0 | 0.67773 | 0 | -124 | 124 | 0 | 0.16316 | 0 | -149 | 149 | 0 | 0.10805 | 0 | 2 | 0 | 2 | 0 | 0.0033613
-833 | 833 | 0 | 0.67449 | 0 | -268 | 268 | 0 | 0.35263 | 0 | -3 | 3 | 0 | 0.0021755 | 0 | 2 | 0 | 2 | 0 | 0.0033613
-743 | 743 | 0 | 0.60162 | 0 | -257 | 257 | 0 | 0.33816 | 0 | -227 | 227 | 0 | 0.16461 | 0 | 2 | 0 | 2 | 0 | 0.0033613
-755 | 755 | 0 | 0.61134 | 0 | -200 | 200 | 0 | 0.26316 | 0 | -53 | 53 | 0 | 0.038434 | 0 | 2 | 0 | 2 | 0 | 0.0033613
-837 | 837 | 0 | 0.67773 | 0 | -501 | 501 | 0 | 0.65921 | 0 | -69 | 69 | 0 | 0.050036 | 0 | 2 | 0 | 2 | 0 | 0.0033613
-798 | 798 | 0 | 0.64615 | 0 | -573 | 573 | 0 | 0.75395 | 0 | -30 | 30 | 0 | 0.021755 | 0 | 2 | 0 | 2 | 0 | 0.0033613
-794 | 794 | 0 | 0.64291 | 0 | -412 | 412 | 0 | 0.54211 | 0 | 106 | 0 | 106 | 0 | 0.065473 | 2 | 0 | 2 | 0 | 0.0033613
-826 | 826 | 0 | 0.66883 | 0 | -298 | 298 | 0 | 0.39211 | 0 | 46 | 0 | 46 | 0 | 0.028413 | 2 | 0 | 2 | 0 | 0.0033613
-880 | 880 | 0 | 0.71255 | 0 | -291 | 291 | 0 | 0.38289 | 0 | -268 | 268 | 0 | 0.19434 | 0 | 2 | 0 | 2 | 0 | 0.0033613
-872 | 872 | 0 | 0.70607 | 0 | -389 | 389 | 0 | 0.51184 | 0 | -374 | 374 | 0 | 0.27121 | 0 | 2 | 0 | 2 | 0 | 0.0033613
-837 | 837 | 0 | 0.67773 | 0 | -429 | 429 | 0 | 0.56447 | 0 | -500 | 500 | 0 | 0.36258 | 0 | 2 | 0 | 2 | 0 | 0.0033613
-837 | 837 | 0 | 0.67773 | 0 | -448 | 448 | 0 | 0.58947 | 0 | -1041 | 1041 | 0 | 0.75489 | 0 | 2 | 0 | 2 | 0 | 0.0033613
-838 | 838 | 0 | 0.67854 | 0 | -415 | 415 | 0 | 0.54605 | 0 | -1229 | 1229 | 0 | 0.89123 | 0 | 2 | 0 | 2 | 0 | 0.0033613
-838 | 838 | 0 | 0.67854 | 0 | -430 | 430 | 0 | 0.56579 | 0 | -1153 | 1153 | 0 | 0.83611 | 0 | 2 | 0 | 2 | 0 | 0.0033613
-838 | 838 | 0 | 0.67854 | 0 | -89 | 89 | 0 | 0.11711 | 0 | -1119 | 1119 | 0 | 0.81146 | 0 | 2 | 0 | 2 | 0 | 0.0033613
-837 | 837 | 0 | 0.67773 | 0 | 206 | 0 | 206 | 0 | 0.27951 | -541 | 541 | 0 | 0.39231 | 0 | 172 | 0 | 172 | 0 | 0.28908
-798 | 798 | 0 | 0.64615 | 0 | 18 | 0 | 18 | 0 | 0.024423 | -563 | 563 | 0 | 0.40827 | 0 | 9 | 0 | 9 | 0 | 0.015126
-226 | 226 | 0 | 0.183 | 0 | 0 | 0 | 0 | 0 | 0 | -199 | 199 | 0 | 0.14431 | 0 | 3 | 0 | 3 | 0 | 0.005042
-66 | 66 | 0 | 0.053441 | 0 | 1 | 0 | 1 | 0 | 0.0013569 | -246 | 246 | 0 | 0.17839 | 0 | 221 | 0 | 221 | 0 | 0.37143
-126 | 126 | 0 | 0.10202 | 0 | 15 | 0 | 15 | 0 | 0.020353 | -143 | 143 | 0 | 0.1037 | 0 | 234 | 0 | 234 | 0 | 0.39328
-233 | 233 | 0 | 0.18866 | 0 | 107 | 0 | 107 | 0 | 0.14518 | -269 | 269 | 0 | 0.19507 | 0 | 199 | 0 | 199 | 0 | 0.33445
-802 | 802 | 0 | 0.64939 | 0 | 171 | 0 | 171 | 0 | 0.23202 | -133 | 133 | 0 | 0.096447 | 0 | 187 | 0 | 187 | 0 | 0.31429
-836 | 836 | 0 | 0.67692 | 0 | -185 | 185 | 0 | 0.24342 | 0 | -189 | 189 | 0 | 0.13706 | 0 | 10 | 0 | 10 | 0 | 0.016807
-838 | 838 | 0 | 0.67854 | 0 | -336 | 336 | 0 | 0.44211 | 0 | -390 | 390 | 0 | 0.28281 | 0 | 2 | 0 | 2 | 0 | 0.0033613
-838 | 838 | 0 | 0.67854 | 0 | -689 | 689 | 0 | 0.90658 | 0 | -247 | 247 | 0 | 0.17912 | 0 | 2 | 0 | 2 | 0 | 0.0033613
-838 | 838 | 0 | 0.67854 | 0 | -698 | 698 | 0 | 0.91842 | 0 | -211 | 211 | 0 | 0.15301 | 0 | 2 | 0 | 2 | 0 | 0.0033613
-838 | 838 | 0 | 0.67854 | 0 | -698 | 698 | 0 | 0.91842 | 0 | -200 | 200 | 0 | 0.14503 | 0 | 2 | 0 | 2 | 0 | 0.0033613
-838 | 838 | 0 | 0.67854 | 0 | -696 | 696 | 0 | 0.91579 | 0 | -131 | 131 | 0 | 0.094996 | 0 | 2 | 0 | 2 | 0 | 0.0033613
-838 | 838 | 0 | 0.67854 | 0 | -569 | 569 | 0 | 0.74868 | 0 | 64 | 0 | 64 | 0 | 0.039531 | 2 | 0 | 2 | 0 | 0.0033613
-838 | 838 | 0 | 0.67854 | 0 | -99 | 99 | 0 | 0.13026 | 0 | 207 | 0 | 207 | 0 | 0.12786 | 2 | 0 | 2 | 0 | 0.0033613
-740 | 740 | 0 | 0.59919 | 0 | -21 | 21 | 0 | 0.027632 | 0 | 158 | 0 | 158 | 0 | 0.097591 | 2 | 0 | 2 | 0 | 0.0033613
-710 | 710 | 0 | 0.5749 | 0 | -2 | 2 | 0 | 0.0026316 | 0 | 309 | 0 | 309 | 0 | 0.19086 | 2 | 0 | 2 | 0 | 0.0033613
-810 | 810 | 0 | 0.65587 | 0 | 1 | 0 | 1 | 0 | 0.0013569 | 284 | 0 | 284 | 0 | 0.17542 | 2 | 0 | 2 | 0 | 0.0033613
-833 | 833 | 0 | 0.67449 | 0 | -8 | 8 | 0 | 0.010526 | 0 | 262 | 0 | 262 | 0 | 0.16183 | 2 | 0 | 2 | 0 | 0.0033613
-838 | 838 | 0 | 0.67854 | 0 | -146 | 146 | 0 | 0.19211 | 0 | -209 | 209 | 0 | 0.15156 | 0 | 2 | 0 | 2 | 0 | 0.0033613
-838 | 838 | 0 | 0.67854 | 0 | -608 | 608 | 0 | 0.8 | 0 | -795 | 795 | 0 | 0.5765 | 0 | 2 | 0 | 2 | 0 | 0.0033613
-837 | 837 | 0 | 0.67773 | 0 | -651 | 651 | 0 | 0.85658 | 0 | -816 | 816 | 0 | 0.59173 | 0 | 2 | 0 | 2 | 0 | 0.0033613
-838 | 838 | 0 | 0.67854 | 0 | -540 | 540 | 0 | 0.71053 | 0 | -962 | 962 | 0 | 0.69761 | 0 | 2 | 0 | 2 | 0 | 0.0033613
-836 | 836 | 0 | 0.67692 | 0 | -303 | 303 | 0 | 0.39868 | 0 | -905 | 905 | 0 | 0.65627 | 0 | -121 | 121 | 0 | 0.19771 | 0
-759 | 759 | 0 | 0.61457 | 0 | 1 | 0 | 1 | 0 | 0.0013569 | -294 | 294 | 0 | 0.2132 | 0 | 155 | 0 | 155 | 0 | 0.2605
-182 | 182 | 0 | 0.14737 | 0 | 7 | 0 | 7 | 0 | 0.009498 | 169 | 0 | 169 | 0 | 0.10439 | 8 | 0 | 8 | 0 | 0.013445
121 | 0 | 121 | 0 | 0.075483 | 297 | 0 | 297 | 0 | 0.40299 | 191 | 0 | 191 | 0 | 0.11797 | 250 | 0 | 250 | 0 | 0.42017
113 | 0 | 113 | 0 | 0.070493 | 685 | 0 | 685 | 0 | 0.92944 | -230 | 230 | 0 | 0.16679 | 0 | 265 | 0 | 265 | 0 | 0.44538
111 | 0 | 111 | 0 | 0.069245 | 591 | 0 | 591 | 0 | 0.8019 | -9 | 9 | 0 | 0.0065265 | 0 | 265 | 0 | 265 | 0 | 0.44538
91 | 0 | 91 | 0 | 0.056769 | 292 | 0 | 292 | 0 | 0.3962 | 492 | 0 | 492 | 0 | 0.30389 | 241 | 0 | 241 | 0 | 0.40504
-234 | 234 | 0 | 0.18947 | 0 | 8 | 0 | 8 | 0 | 0.010855 | 359 | 0 | 359 | 0 | 0.22174 | 196 | 0 | 196 | 0 | 0.32941
-804 | 804 | 0 | 0.65101 | 0 | -21 | 21 | 0 | 0.027632 | 0 | -328 | 328 | 0 | 0.23785 | 0 | 10 | 0 | 10 | 0 | 0.016807
-838 | 838 | 0 | 0.67854 | 0 | -430 | 430 | 0 | 0.56579 | 0 | -739 | 739 | 0 | 0.5359 | 0 | 2 | 0 | 2 | 0 | 0.0033613
-838 | 838 | 0 | 0.67854 | 0 | -192 | 192 | 0 | 0.25263 | 0 | -98 | 98 | 0 | 0.071066 | 0 | 2 | 0 | 2 | 0 | 0.0033613
-836 | 836 | 0 | 0.67692 | 0 | -4 | 4 | 0 | 0.0052632 | 0 | 136 | 0 | 136 | 0 | 0.084002 | 2 | 0 | 2 | 0 | 0.0033613
-861 | 861 | 0 | 0.69717 | 0 | 0 | 0 | 0 | 0 | 0 | 196 | 0 | 196 | 0 | 0.12106 | 121 | 0 | 121 | 0 | 0.20336
-852 | 852 | 0 | 0.68988 | 0 | -51 | 51 | 0 | 0.067105 | 0 | 215 | 0 | 215 | 0 | 0.1328 | 5 | 0 | 5 | 0 | 0.0084034
-831 | 831 | 0 | 0.67287 | 0 | 33 | 0 | 33 | 0 | 0.044776 | 242 | 0 | 242 | 0 | 0.14947 | 190 | 0 | 190 | 0 | 0.31933
-831 | 831 | 0 | 0.67287 | 0 | 21 | 0 | 21 | 0 | 0.028494 | 240 | 0 | 240 | 0 | 0.14824 | 243 | 0 | 243 | 0 | 0.4084
-836 | 836 | 0 | 0.67692 | 0 | 374 | 0 | 374 | 0 | 0.50746 | 235 | 0 | 235 | 0 | 0.14515 | 247 | 0 | 247 | 0 | 0.41513
-836 | 836 | 0 | 0.67692 | 0 | 547 | 0 | 547 | 0 | 0.7422 | 168 | 0 | 168 | 0 | 0.10377 | 142 | 0 | 142 | 0 | 0.23866
-836 | 836 | 0 | 0.67692 | 0 | 355 | 0 | 355 | 0 | 0.48168 | 225 | 0 | 225 | 0 | 0.13897 | 6 | 0 | 6 | 0 | 0.010084
-836 | 836 | 0 | 0.67692 | 0 | -327 | 327 | 0 | 0.43026 | 0 | 103 | 0 | 103 | 0 | 0.06362 | 3 | 0 | 3 | 0 | 0.005042
-836 | 836 | 0 | 0.67692 | 0 | -658 | 658 | 0 | 0.86579 | 0 | -365 | 365 | 0 | 0.26468 | 0 | 3 | 0 | 3 | 0 | 0.005042
-837 | 837 | 0 | 0.67773 | 0 | -697 | 697 | 0 | 0.91711 | 0 | -1123 | 1123 | 0 | 0.81436 | 0 | 3 | 0 | 3 | 0 | 0.005042
-837 | 837 | 0 | 0.67773 | 0 | -665 | 665 | 0 | 0.875 | 0 | -1103 | 1103 | 0 | 0.79985 | 0 | -336 | 336 | 0 | 0.54902 | 0
-837 | 837 | 0 | 0.67773 | 0 | -89 | 89 | 0 | 0.11711 | 0 | -1169 | 1169 | 0 | 0.84772 | 0 | -236 | 236 | 0 | 0.38562 | 0
-832 | 832 | 0 | 0.67368 | 0 | 205 | 0 | 205 | 0 | 0.27815 | -443 | 443 | 0 | 0.32125 | 0 | -10 | 10 | 0 | 0.01634 | 0
-604 | 604 | 0 | 0.48907 | 0 | 665 | 0 | 665 | 0 | 0.90231 | 442 | 0 | 442 | 0 | 0.27301 | 2 | 0 | 2 | 0 | 0.0033613
-35 | 35 | 0 | 0.02834 | 0 | 556 | 0 | 556 | 0 | 0.75441 | 648 | 0 | 648 | 0 | 0.40025 | 94 | 0 | 94 | 0 | 0.15798
52 | 0 | 52 | 0 | 0.032439 | 684 | 0 | 684 | 0 | 0.92809 | 745 | 0 | 745 | 0 | 0.46016 | 377 | 0 | 377 | 0 | 0.63361
102 | 0 | 102 | 0 | 0.063631 | 583 | 0 | 583 | 0 | 0.79104 | 786 | 0 | 786 | 0 | 0.48548 | 399 | 0 | 399 | 0 | 0.67059
93 | 0 | 93 | 0 | 0.058016 | 561 | 0 | 561 | 0 | 0.76119 | 742 | 0 | 742 | 0 | 0.45831 | 399 | 0 | 399 | 0 | 0.67059
51 | 0 | 51 | 0 | 0.031815 | 649 | 0 | 649 | 0 | 0.8806 | 709 | 0 | 709 | 0 | 0.43792 | 379 | 0 | 379 | 0 | 0.63697
-240 | 240 | 0 | 0.19433 | 0 | 692 | 0 | 692 | 0 | 0.93894 | 435 | 0 | 435 | 0 | 0.26868 | 336 | 0 | 336 | 0 | 0.56471
-809 | 809 | 0 | 0.65506 | 0 | 646 | 0 | 646 | 0 | 0.87653 | 449 | 0 | 449 | 0 | 0.27733 | 238 | 0 | 238 | 0 | 0.4
-837 | 837 | 0 | 0.67773 | 0 | 155 | 0 | 155 | 0 | 0.21031 | -196 | 196 | 0 | 0.14213 | 0 | 15 | 0 | 15 | 0 | 0.02521
-837 | 837 | 0 | 0.67773 | 0 | -59 | 59 | 0 | 0.077632 | 0 | -496 | 496 | 0 | 0.35968 | 0 | 2 | 0 | 2 | 0 | 0.0033613
-837 | 837 | 0 | 0.67773 | 0 | -47 | 47 | 0 | 0.061842 | 0 | -339 | 339 | 0 | 0.24583 | 0 | 2 | 0 | 2 | 0 | 0.0033613
-833 | 833 | 0 | 0.67449 | 0 | 32 | 0 | 32 | 0 | 0.043419 | -345 | 345 | 0 | 0.25018 | 0 | 2 | 0 | 2 | 0 | 0.0033613
-832 | 832 | 0 | 0.67368 | 0 | 45 | 0 | 45 | 0 | 0.061058 | -513 | 513 | 0 | 0.37201 | 0 | 2 | 0 | 2 | 0 | 0.0033613
-838 | 838 | 0 | 0.67854 | 0 | 15 | 0 | 15 | 0 | 0.020353 | -321 | 321 | 0 | 0.23278 | 0 | 2 | 0 | 2 | 0 | 0.0033613
-838 | 838 | 0 | 0.67854 | 0 | 58 | 0 | 58 | 0 | 0.078697 | -429 | 429 | 0 | 0.31109 | 0 | 2 | 0 | 2 | 0 | 0.0033613
-838 | 838 | 0 | 0.67854 | 0 | 342 | 0 | 342 | 0 | 0.46404 | -180 | 180 | 0 | 0.13053 | 0 | 2 | 0 | 2 | 0 | 0.0033613
-838 | 838 | 0 | 0.67854 | 0 | 699 | 0 | 699 | 0 | 0.94844 | -6 | 6 | 0 | 0.004351 | 0 | 2 | 0 | 2 | 0 | 0.0033613
-790 | 790 | 0 | 0.63968 | 0 | 711 | 0 | 711 | 0 | 0.96472 | -65 | 65 | 0 | 0.047136 | 0 | 243 | 0 | 243 | 0 | 0.4084
-838 | 838 | 0 | 0.67854 | 0 | 522 | 0 | 522 | 0 | 0.70828 | -160 | 160 | 0 | 0.11603 | 0 | 200 | 0 | 200 | 0 | 0.33613
-837 | 837 | 0 | 0.67773 | 0 | 11 | 0 | 11 | 0 | 0.014925 | -472 | 472 | 0 | 0.34228 | 0 | 10 | 0 | 10 | 0 | 0.016807
-837 | 837 | 0 | 0.67773 | 0 | -37 | 37 | 0 | 0.048684 | 0 | -860 | 860 | 0 | 0.62364 | 0 | 2 | 0 | 2 | 0 | 0.0033613
-837 | 837 | 0 | 0.67773 | 0 | -21 | 21 | 0 | 0.027632 | 0 | -1131 | 1131 | 0 | 0.82016 | 0 | 2 | 0 | 2 | 0 | 0.0033613
-837 | 837 | 0 | 0.67773 | 0 | 42 | 0 | 42 | 0 | 0.056988 | -455 | 455 | 0 | 0.32995 | 0 | 2 | 0 | 2 | 0 | 0.0033613
-836 | 836 | 0 | 0.67692 | 0 | 394 | 0 | 394 | 0 | 0.5346 | -405 | 405 | 0 | 0.29369 | 0 | 2 | 0 | 2 | 0 | 0.0033613
-807 | 807 | 0 | 0.65344 | 0 | 705 | 0 | 705 | 0 | 0.95658 | -46 | 46 | 0 | 0.033358 | 0 | 216 | 0 | 216 | 0 | 0.36303
-218 | 218 | 0 | 0.17652 | 0 | 711 | 0 | 711 | 0 | 0.96472 | 308 | 0 | 308 | 0 | 0.19024 | 145 | 0 | 145 | 0 | 0.2437
29 | 0 | 29 | 0 | 0.018091 | 710 | 0 | 710 | 0 | 0.96336 | 288 | 0 | 288 | 0 | 0.17789 | 174 | 0 | 174 | 0 | 0.29244
79 | 0 | 79 | 0 | 0.049283 | 707 | 0 | 707 | 0 | 0.95929 | 298 | 0 | 298 | 0 | 0.18406 | 125 | 0 | 125 | 0 | 0.21008
120 | 0 | 120 | 0 | 0.07486 | 710 | 0 | 710 | 0 | 0.96336 | 371 | 0 | 371 | 0 | 0.22915 | 125 | 0 | 125 | 0 | 0.21008
130 | 0 | 130 | 0 | 0.081098 | 711 | 0 | 711 | 0 | 0.96472 | 395 | 0 | 395 | 0 | 0.24398 | 125 | 0 | 125 | 0 | 0.21008
131 | 0 | 131 | 0 | 0.081722 | 711 | 0 | 711 | 0 | 0.96472 | 401 | 0 | 401 | 0 | 0.24768 | 125 | 0 | 125 | 0 | 0.21008
-29 | 29 | 0 | 0.023482 | 0 | 711 | 0 | 711 | 0 | 0.96472 | 400 | 0 | 400 | 0 | 0.24707 | 100 | 0 | 100 | 0 | 0.16807
-268 | 268 | 0 | 0.217 | 0 | 711 | 0 | 711 | 0 | 0.96472 | 315 | 0 | 315 | 0 | 0.19456 | 76 | 0 | 76 | 0 | 0.12773
-396 | 396 | 0 | 0.32065 | 0 | 711 | 0 | 711 | 0 | 0.96472 | 191 | 0 | 191 | 0 | 0.11797 | 76 | 0 | 76 | 0 | 0.12773
-395 | 395 | 0 | 0.31984 | 0 | 711 | 0 | 711 | 0 | 0.96472 | 173 | 0 | 173 | 0 | 0.10686 | 76 | 0 | 76 | 0 | 0.12773
-293 | 293 | 0 | 0.23725 | 0 | 711 | 0 | 711 | 0 | 0.96472 | 194 | 0 | 194 | 0 | 0.11983 | 76 | 0 | 76 | 0 | 0.12773
-200 | 200 | 0 | 0.16194 | 0 | 711 | 0 | 711 | 0 | 0.96472 | 90 | 0 | 90 | 0 | 0.05559 | 76 | 0 | 76 | 0 | 0.12773
-85 | 85 | 0 | 0.068826 | 0 | 711 | 0 | 711 | 0 | 0.96472 | 56 | 0 | 56 | 0 | 0.034589 | 76 | 0 | 76 | 0 | 0.12773
11 | 0 | 11 | 0 | 0.0068621 | 711 | 0 | 711 | 0 | 0.96472 | 294 | 0 | 294 | 0 | 0.18159 | 76 | 0 | 76 | 0 | 0.12773
42 | 0 | 42 | 0 | 0.026201 | 711 | 0 | 711 | 0 | 0.96472 | 354 | 0 | 354 | 0 | 0.21865 | 76 | 0 | 76 | 0 | 0.12773
12 | 0 | 12 | 0 | 0.007486 | 711 | 0 | 711 | 0 | 0.96472 | 333 | 0 | 333 | 0 | 0.20568 | 76 | 0 | 76 | 0 | 0.12773
48 | 0 | 48 | 0 | 0.029944 | 711 | 0 | 711 | 0 | 0.96472 | 256 | 0 | 256 | 0 | 0.15812 | 76 | 0 | 76 | 0 | 0.12773
-248 | 248 | 0 | 0.20081 | 0 | 711 | 0 | 711 | 0 | 0.96472 | 172 | 0 | 172 | 0 | 0.10624 | 76 | 0 | 76 | 0 | 0.12773
-487 | 487 | 0 | 0.39433 | 0 | 711 | 0 | 711 | 0 | 0.96472 | 105 | 0 | 105 | 0 | 0.064855 | 76 | 0 | 76 | 0 | 0.12773
-829 | 829 | 0 | 0.67126 | 0 | 711 | 0 | 711 | 0 | 0.96472 | 156 | 0 | 156 | 0 | 0.096356 | 76 | 0 | 76 | 0 | 0.12773
-838 | 838 | 0 | 0.67854 | 0 | 711 | 0 | 711 | 0 | 0.96472 | 13 | 0 | 13 | 0 | 0.0080296 | 3 | 0 | 3 | 0 | 0.005042
-772 | 772 | 0 | 0.6251 | 0 | 711 | 0 | 711 | 0 | 0.96472 | 212 | 0 | 212 | 0 | 0.13095 | 122 | 0 | 122 | 0 | 0.20504
-755 | 755 | 0 | 0.61134 | 0 | 711 | 0 | 711 | 0 | 0.96472 | 256 | 0 | 256 | 0 | 0.15812 | 5 | 0 | 5 | 0 | 0.0084034
-550 | 550 | 0 | 0.44534 | 0 | 711 | 0 | 711 | 0 | 0.96472 | 314 | 0 | 314 | 0 | 0.19395 | 167 | 0 | 167 | 0 | 0.28067
-258 | 258 | 0 | 0.20891 | 0 | 711 | 0 | 711 | 0 | 0.96472 | 246 | 0 | 246 | 0 | 0.15195 | 377 | 0 | 377 | 0 | 0.63361
-17 | 17 | 0 | 0.013765 | 0 | 711 | 0 | 711 | 0 | 0.96472 | 183 | 0 | 183 | 0 | 0.11303 | 394 | 0 | 394 | 0 | 0.66218
-1 | 1 | 0 | 0.00080972 | 0 | 711 | 0 | 711 | 0 | 0.96472 | 282 | 0 | 282 | 0 | 0.17418 | 395 | 0 | 395 | 0 | 0.66387
9 | 0 | 9 | 0 | 0.0056145 | 711 | 0 | 711 | 0 | 0.96472 | 241 | 0 | 241 | 0 | 0.14886 | 395 | 0 | 395 | 0 | 0.66387
-2 | 2 | 0 | 0.0016194 | 0 | 711 | 0 | 711 | 0 | 0.96472 | 133 | 0 | 133 | 0 | 0.082149 | 395 | 0 | 395 | 0 | 0.66387
-2 | 2 | 0 | 0.0016194 | 0 | 711 | 0 | 711 | 0 | 0.96472 | 63 | 0 | 63 | 0 | 0.038913 | 395 | 0 | 395 | 0 | 0.66387
-32 | 32 | 0 | 0.025911 | 0 | 710 | 0 | 710 | 0 | 0.96336 | 19 | 0 | 19 | 0 | 0.011736 | 395 | 0 | 395 | 0 | 0.66387
-535 | 535 | 0 | 0.4332 | 0 | 711 | 0 | 711 | 0 | 0.96472 | 329 | 0 | 329 | 0 | 0.20321 | 395 | 0 | 395 | 0 | 0.66387
-610 | 610 | 0 | 0.49393 | 0 | 711 | 0 | 711 | 0 | 0.96472 | 338 | 0 | 338 | 0 | 0.20877 | 361 | 0 | 361 | 0 | 0.60672
-654 | 654 | 0 | 0.52955 | 0 | 711 | 0 | 711 | 0 | 0.96472 | 106 | 0 | 106 | 0 | 0.065473 | 321 | 0 | 321 | 0 | 0.5395
-725 | 725 | 0 | 0.58704 | 0 | 711 | 0 | 711 | 0 | 0.96472 | -101 | 101 | 0 | 0.073241 | 0 | 441 | 0 | 441 | 0 | 0.74118
-727 | 727 | 0 | 0.58866 | 0 | 712 | 0 | 712 | 0 | 0.96608 | -255 | 255 | 0 | 0.18492 | 0 | 413 | 0 | 413 | 0 | 0.69412
-726 | 726 | 0 | 0.58785 | 0 | 712 | 0 | 712 | 0 | 0.96608 | -60 | 60 | 0 | 0.04351 | 0 | 413 | 0 | 413 | 0 | 0.69412
-726 | 726 | 0 | 0.58785 | 0 | 712 | 0 | 712 | 0 | 0.96608 | -78 | 78 | 0 | 0.056563 | 0 | 389 | 0 | 389 | 0 | 0.65378
-719 | 719 | 0 | 0.58219 | 0 | 712 | 0 | 712 | 0 | 0.96608 | 68 | 0 | 68 | 0 | 0.042001 | 429 | 0 | 429 | 0 | 0.72101
-724 | 724 | 0 | 0.58623 | 0 | 712 | 0 | 712 | 0 | 0.96608 | 193 | 0 | 193 | 0 | 0.11921 | 367 | 0 | 367 | 0 | 0.61681
-672 | 672 | 0 | 0.54413 | 0 | 712 | 0 | 712 | 0 | 0.96608 | 156 | 0 | 156 | 0 | 0.096356 | 344 | 0 | 344 | 0 | 0.57815
-723 | 723 | 0 | 0.58543 | 0 | 711 | 0 | 711 | 0 | 0.96472 | -106 | 106 | 0 | 0.076867 | 0 | 387 | 0 | 387 | 0 | 0.65042
-726 | 726 | 0 | 0.58785 | 0 | 711 | 0 | 711 | 0 | 0.96472 | -126 | 126 | 0 | 0.091371 | 0 | 329 | 0 | 329 | 0 | 0.55294
-727 | 727 | 0 | 0.58866 | 0 | 711 | 0 | 711 | 0 | 0.96472 | -40 | 40 | 0 | 0.029007 | 0 | 78 | 0 | 78 | 0 | 0.13109
-727 | 727 | 0 | 0.58866 | 0 | 712 | 0 | 712 | 0 | 0.96608 | -238 | 238 | 0 | 0.17259 | 0 | 3 | 0 | 3 | 0 | 0.005042
-719 | 719 | 0 | 0.58219 | 0 | 712 | 0 | 712 | 0 | 0.96608 | 83 | 0 | 83 | 0 | 0.051266 | 314 | 0 | 314 | 0 | 0.52773
-571 | 571 | 0 | 0.46235 | 0 | 712 | 0 | 712 | 0 | 0.96608 | 379 | 0 | 379 | 0 | 0.2341 | 232 | 0 | 232 | 0 | 0.38992
41 | 0 | 41 | 0 | 0.025577 | 705 | 0 | 705 | 0 | 0.95658 | 519 | 0 | 519 | 0 | 0.32057 | 248 | 0 | 248 | 0 | 0.41681
114 | 0 | 114 | 0 | 0.071117 | 601 | 0 | 601 | 0 | 0.81547 | 524 | 0 | 524 | 0 | 0.32366 | 270 | 0 | 270 | 0 | 0.45378
359 | 0 | 359 | 0 | 0.22396 | 569 | 0 | 569 | 0 | 0.77205 | 312 | 0 | 312 | 0 | 0.19271 | 303 | 0 | 303 | 0 | 0.50924
430 | 0 | 430 | 0 | 0.26825 | 559 | 0 | 559 | 0 | 0.75848 | 192 | 0 | 192 | 0 | 0.11859 | 327 | 0 | 327 | 0 | 0.54958
312 | 0 | 312 | 0 | 0.19464 | 578 | 0 | 578 | 0 | 0.78426 | 289 | 0 | 289 | 0 | 0.17851 | 327 | 0 | 327 | 0 | 0.54958
-95 | 95 | 0 | 0.076923 | 0 | 629 | 0 | 629 | 0 | 0.85346 | 611 | 0 | 611 | 0 | 0.37739 | 302 | 0 | 302 | 0 | 0.50756
-639 | 639 | 0 | 0.51741 | 0 | 707 | 0 | 707 | 0 | 0.95929 | 437 | 0 | 437 | 0 | 0.26992 | 214 | 0 | 214 | 0 | 0.35966
-650 | 650 | 0 | 0.52632 | 0 | 709 | 0 | 709 | 0 | 0.96201 | -109 | 109 | 0 | 0.079043 | 0 | 188 | 0 | 188 | 0 | 0.31597
-726 | 726 | 0 | 0.58785 | 0 | 474 | 0 | 474 | 0 | 0.64315 | -374 | 374 | 0 | 0.27121 | 0 | 10 | 0 | 10 | 0 | 0.016807
-726 | 726 | 0 | 0.58785 | 0 | 470 | 0 | 470 | 0 | 0.63772 | -417 | 417 | 0 | 0.30239 | 0 | 2 | 0 | 2 | 0 | 0.0033613
-727 | 727 | 0 | 0.58866 | 0 | 351 | 0 | 351 | 0 | 0.47626 | -516 | 516 | 0 | 0.37418 | 0 | 2 | 0 | 2 | 0 | 0.0033613
-727 | 727 | 0 | 0.58866 | 0 | 275 | 0 | 275 | 0 | 0.37313 | -600 | 600 | 0 | 0.4351 | 0 | 2 | 0 | 2 | 0 | 0.0033613
-646 | 646 | 0 | 0.52308 | 0 | 175 | 0 | 175 | 0 | 0.23745 | -640 | 640 | 0 | 0.4641 | 0 | 2 | 0 | 2 | 0 | 0.0033613
-350 | 350 | 0 | 0.2834 | 0 | 228 | 0 | 228 | 0 | 0.30936 | -593 | 593 | 0 | 0.43002 | 0 | 2 | 0 | 2 | 0 | 0.0033613
-72 | 72 | 0 | 0.0583 | 0 | 308 | 0 | 308 | 0 | 0.41791 | -386 | 386 | 0 | 0.27991 | 0 | 2 | 0 | 2 | 0 | 0.0033613
-131 | 131 | 0 | 0.10607 | 0 | 313 | 0 | 313 | 0 | 0.42469 | -356 | 356 | 0 | 0.25816 | 0 | 2 | 0 | 2 | 0 | 0.0033613
-712 | 712 | 0 | 0.57652 | 0 | 450 | 0 | 450 | 0 | 0.61058 | -467 | 467 | 0 | 0.33865 | 0 | 2 | 0 | 2 | 0 | 0.0033613
-727 | 727 | 0 | 0.58866 | 0 | 392 | 0 | 392 | 0 | 0.53189 | -821 | 821 | 0 | 0.59536 | 0 | 2 | 0 | 2 | 0 | 0.0033613
-726 | 726 | 0 | 0.58785 | 0 | 368 | 0 | 368 | 0 | 0.49932 | -943 | 943 | 0 | 0.68383 | 0 | 2 | 0 | 2 | 0 | 0.0033613
-726 | 726 | 0 | 0.58785 | 0 | -90 | 90 | 0 | 0.11842 | 0 | -837 | 837 | 0 | 0.60696 | 0 | 2 | 0 | 2 | 0 | 0.0033613
-726 | 726 | 0 | 0.58785 | 0 | -670 | 670 | 0 | 0.88158 | 0 | -1190 | 1190 | 0 | 0.86294 | 0 | -89 | 89 | 0 | 0.14542 | 0
-726 | 726 | 0 | 0.58785 | 0 | -665 | 665 | 0 | 0.875 | 0 | -1284 | 1284 | 0 | 0.93111 | 0 | -225 | 225 | 0 | 0.36765 | 0
-726 | 726 | 0 | 0.58785 | 0 | -124 | 124 | 0 | 0.16316 | 0 | -987 | 987 | 0 | 0.71574 | 0 | -89 | 89 | 0 | 0.14542 | 0
-726 | 726 | 0 | 0.58785 | 0 | 485 | 0 | 485 | 0 | 0.65807 | -354 | 354 | 0 | 0.25671 | 0 | 200 | 0 | 200 | 0 | 0.33613
-685 | 685 | 0 | 0.55466 | 0 | 618 | 0 | 618 | 0 | 0.83853 | -232 | 232 | 0 | 0.16824 | 0 | 305 | 0 | 305 | 0 | 0.51261
-129 | 129 | 0 | 0.10445 | 0 | 314 | 0 | 314 | 0 | 0.42605 | -70 | 70 | 0 | 0.050761 | 0 | 306 | 0 | 306 | 0 | 0.51429
244 | 0 | 244 | 0 | 0.15221 | 675 | 0 | 675 | 0 | 0.91588 | -37 | 37 | 0 | 0.026831 | 0 | 318 | 0 | 318 | 0 | 0.53445
235 | 0 | 235 | 0 | 0.1466 | 712 | 0 | 712 | 0 | 0.96608 | 11 | 0 | 11 | 0 | 0.0067943 | 341 | 0 | 341 | 0 | 0.57311
206 | 0 | 206 | 0 | 0.12851 | 712 | 0 | 712 | 0 | 0.96608 | -5 | 5 | 0 | 0.0036258 | 0 | 341 | 0 | 341 | 0 | 0.57311
85 | 0 | 85 | 0 | 0.053026 | 712 | 0 | 712 | 0 | 0.96608 | -39 | 39 | 0 | 0.028281 | 0 | 302 | 0 | 302 | 0 | 0.50756
-481 | 481 | 0 | 0.38947 | 0 | 711 | 0 | 711 | 0 | 0.96472 | -122 | 122 | 0 | 0.08847 | 0 | 261 | 0 | 261 | 0 | 0.43866
-712 | 712 | 0 | 0.57652 | 0 | 671 | 0 | 671 | 0 | 0.91045 | -465 | 465 | 0 | 0.3372 | 0 | 222 | 0 | 222 | 0 | 0.37311
-726 | 726 | 0 | 0.58785 | 0 | 259 | 0 | 259 | 0 | 0.35142 | -876 | 876 | 0 | 0.63524 | 0 | 13 | 0 | 13 | 0 | 0.021849
-726 | 726 | 0 | 0.58785 | 0 | 138 | 0 | 138 | 0 | 0.18725 | -551 | 551 | 0 | 0.39956 | 0 | 2 | 0 | 2 | 0 | 0.0033613
-726 | 726 | 0 | 0.58785 | 0 | 43 | 0 | 43 | 0 | 0.058345 | -578 | 578 | 0 | 0.41914 | 0 | 2 | 0 | 2 | 0 | 0.0033613
-726 | 726 | 0 | 0.58785 | 0 | 138 | 0 | 138 | 0 | 0.18725 | -477 | 477 | 0 | 0.3459 | 0 | 2 | 0 | 2 | 0 | 0.0033613
-726 | 726 | 0 | 0.58785 | 0 | 109 | 0 | 109 | 0 | 0.1479 | -429 | 429 | 0 | 0.31109 | 0 | 2 | 0 | 2 | 0 | 0.0033613
-728 | 728 | 0 | 0.58947 | 0 | 273 | 0 | 273 | 0 | 0.37042 | -399 | 399 | 0 | 0.28934 | 0 | 2 | 0 | 2 | 0 | 0.0033613
-727 | 727 | 0 | 0.58866 | 0 | 507 | 0 | 507 | 0 | 0.68792 | -555 | 555 | 0 | 0.40247 | 0 | 2 | 0 | 2 | 0 | 0.0033613
-726 | 726 | 0 | 0.58785 | 0 | 572 | 0 | 572 | 0 | 0.77612 | -542 | 542 | 0 | 0.39304 | 0 | 2 | 0 | 2 | 0 | 0.0033613
-727 | 727 | 0 | 0.58866 | 0 | 489 | 0 | 489 | 0 | 0.6635 | -532 | 532 | 0 | 0.38579 | 0 | 2 | 0 | 2 | 0 | 0.0033613
-726 | 726 | 0 | 0.58785 | 0 | 402 | 0 | 402 | 0 | 0.54545 | -566 | 566 | 0 | 0.41044 | 0 | 2 | 0 | 2 | 0 | 0.0033613
-726 | 726 | 0 | 0.58785 | 0 | 321 | 0 | 321 | 0 | 0.43555 | -634 | 634 | 0 | 0.45975 | 0 | 2 | 0 | 2 | 0 | 0.0033613
-726 | 726 | 0 | 0.58785 | 0 | -103 | 103 | 0 | 0.13553 | 0 | -824 | 824 | 0 | 0.59753 | 0 | 2 | 0 | 2 | 0 | 0.0033613
-726 | 726 | 0 | 0.58785 | 0 | -562 | 562 | 0 | 0.73947 | 0 | -1066 | 1066 | 0 | 0.77302 | 0 | 2 | 0 | 2 | 0 | 0.0033613
-726 | 726 | 0 | 0.58785 | 0 | -353 | 353 | 0 | 0.46447 | 0 | -1144 | 1144 | 0 | 0.82959 | 0 | -263 | 263 | 0 | 0.42974 | 0
-724 | 724 | 0 | 0.58623 | 0 | 166 | 0 | 166 | 0 | 0.22524 | -811 | 811 | 0 | 0.58811 | 0 | -17 | 17 | 0 | 0.027778 | 0
-620 | 620 | 0 | 0.50202 | 0 | 686 | 0 | 686 | 0 | 0.9308 | -409 | 409 | 0 | 0.29659 | 0 | 238 | 0 | 238 | 0 | 0.4
-589 | 589 | 0 | 0.47692 | 0 | 693 | 0 | 693 | 0 | 0.9403 | -376 | 376 | 0 | 0.27266 | 0 | 341 | 0 | 341 | 0 | 0.57311
-213 | 213 | 0 | 0.17247 | 0 | 442 | 0 | 442 | 0 | 0.59973 | -269 | 269 | 0 | 0.19507 | 0 | 303 | 0 | 303 | 0 | 0.50924
-5 | 5 | 0 | 0.0040486 | 0 | 704 | 0 | 704 | 0 | 0.95522 | -210 | 210 | 0 | 0.15228 | 0 | 303 | 0 | 303 | 0 | 0.50924
114 | 0 | 114 | 0 | 0.071117 | 702 | 0 | 702 | 0 | 0.95251 | -157 | 157 | 0 | 0.11385 | 0 | 334 | 0 | 334 | 0 | 0.56134
128 | 0 | 128 | 0 | 0.07985 | 699 | 0 | 699 | 0 | 0.94844 | -94 | 94 | 0 | 0.068165 | 0 | 321 | 0 | 321 | 0 | 0.5395
-18 | 18 | 0 | 0.014575 | 0 | 709 | 0 | 709 | 0 | 0.96201 | -104 | 104 | 0 | 0.075417 | 0 | 293 | 0 | 293 | 0 | 0.49244
-571 | 571 | 0 | 0.46235 | 0 | 710 | 0 | 710 | 0 | 0.96336 | -194 | 194 | 0 | 0.14068 | 0 | 293 | 0 | 293 | 0 | 0.49244
-640 | 640 | 0 | 0.51822 | 0 | 684 | 0 | 684 | 0 | 0.92809 | -534 | 534 | 0 | 0.38724 | 0 | 182 | 0 | 182 | 0 | 0.30588
-666 | 666 | 0 | 0.53927 | 0 | 163 | 0 | 163 | 0 | 0.22117 | -972 | 972 | 0 | 0.70486 | 0 | 9 | 0 | 9 | 0 | 0.015126
-706 | 706 | 0 | 0.57166 | 0 | 372 | 0 | 372 | 0 | 0.50475 | -992 | 992 | 0 | 0.71936 | 0 | 2 | 0 | 2 | 0 | 0.0033613
-446 | 446 | 0 | 0.36113 | 0 | 234 | 0 | 234 | 0 | 0.3175 | -998 | 998 | 0 | 0.72371 | 0 | 96 | 0 | 96 | 0 | 0.16134
-607 | 607 | 0 | 0.4915 | 0 | 479 | 0 | 479 | 0 | 0.64993 | -916 | 916 | 0 | 0.66425 | 0 | 205 | 0 | 205 | 0 | 0.34454
-619 | 619 | 0 | 0.50121 | 0 | 599 | 0 | 599 | 0 | 0.81275 | -1035 | 1035 | 0 | 0.75054 | 0 | 182 | 0 | 182 | 0 | 0.30588
-581 | 581 | 0 | 0.47045 | 0 | 599 | 0 | 599 | 0 | 0.81275 | -757 | 757 | 0 | 0.54895 | 0 | 182 | 0 | 182 | 0 | 0.30588
-174 | 174 | 0 | 0.14089 | 0 | 282 | 0 | 282 | 0 | 0.38263 | -628 | 628 | 0 | 0.4554 | 0 | 226 | 0 | 226 | 0 | 0.37983
-49 | 49 | 0 | 0.039676 | 0 | 289 | 0 | 289 | 0 | 0.39213 | -565 | 565 | 0 | 0.40972 | 0 | 245 | 0 | 245 | 0 | 0.41176
-396 | 396 | 0 | 0.32065 | 0 | 442 | 0 | 442 | 0 | 0.59973 | -507 | 507 | 0 | 0.36766 | 0 | 245 | 0 | 245 | 0 | 0.41176
-436 | 436 | 0 | 0.35304 | 0 | 651 | 0 | 651 | 0 | 0.88331 | -454 | 454 | 0 | 0.32922 | 0 | 264 | 0 | 264 | 0 | 0.4437
-537 | 537 | 0 | 0.43482 | 0 | 708 | 0 | 708 | 0 | 0.96065 | -537 | 537 | 0 | 0.38941 | 0 | 233 | 0 | 233 | 0 | 0.3916
-638 | 638 | 0 | 0.5166 | 0 | 677 | 0 | 677 | 0 | 0.91859 | -549 | 549 | 0 | 0.39811 | 0 | 15 | 0 | 15 | 0 | 0.02521
-723 | 723 | 0 | 0.58543 | 0 | 308 | 0 | 308 | 0 | 0.41791 | -901 | 901 | 0 | 0.65337 | 0 | 3 | 0 | 3 | 0 | 0.005042
-723 | 723 | 0 | 0.58543 | 0 | 215 | 0 | 215 | 0 | 0.29172 | -1060 | 1060 | 0 | 0.76867 | 0 | 2 | 0 | 2 | 0 | 0.0033613
-592 | 592 | 0 | 0.47935 | 0 | 684 | 0 | 684 | 0 | 0.92809 | -466 | 466 | 0 | 0.33793 | 0 | 2 | 0 | 2 | 0 | 0.0033613
-244 | 244 | 0 | 0.19757 | 0 | 708 | 0 | 708 | 0 | 0.96065 | -308 | 308 | 0 | 0.22335 | 0 | 246 | 0 | 246 | 0 | 0.41345
107 | 0 | 107 | 0 | 0.06675 | 679 | 0 | 679 | 0 | 0.9213 | -147 | 147 | 0 | 0.1066 | 0 | 345 | 0 | 345 | 0 | 0.57983
129 | 0 | 129 | 0 | 0.080474 | 708 | 0 | 708 | 0 | 0.96065 | -48 | 48 | 0 | 0.034808 | 0 | 346 | 0 | 346 | 0 | 0.58151
286 | 0 | 286 | 0 | 0.17842 | 710 | 0 | 710 | 0 | 0.96336 | -34 | 34 | 0 | 0.024656 | 0 | 346 | 0 | 346 | 0 | 0.58151
307 | 0 | 307 | 0 | 0.19152 | 698 | 0 | 698 | 0 | 0.94708 | -73 | 73 | 0 | 0.052937 | 0 | 346 | 0 | 346 | 0 | 0.58151
158 | 0 | 158 | 0 | 0.098565 | 709 | 0 | 709 | 0 | 0.96201 | -88 | 88 | 0 | 0.063814 | 0 | 346 | 0 | 346 | 0 | 0.58151
214 | 0 | 214 | 0 | 0.1335 | 705 | 0 | 705 | 0 | 0.95658 | -124 | 124 | 0 | 0.08992 | 0 | 346 | 0 | 346 | 0 | 0.58151
-29 | 29 | 0 | 0.023482 | 0 | 557 | 0 | 557 | 0 | 0.75577 | -194 | 194 | 0 | 0.14068 | 0 | 346 | 0 | 346 | 0 | 0.58151
-449 | 449 | 0 | 0.36356 | 0 | 667 | 0 | 667 | 0 | 0.90502 | -397 | 397 | 0 | 0.28789 | 0 | 254 | 0 | 254 | 0 | 0.42689
-698 | 698 | 0 | 0.56518 | 0 | 443 | 0 | 443 | 0 | 0.60109 | -995 | 995 | 0 | 0.72154 | 0 | 17 | 0 | 17 | 0 | 0.028571
-711 | 711 | 0 | 0.57571 | 0 | 410 | 0 | 410 | 0 | 0.55631 | -903 | 903 | 0 | 0.65482 | 0 | 16 | 0 | 16 | 0 | 0.026891
-326 | 326 | 0 | 0.26397 | 0 | 56 | 0 | 56 | 0 | 0.075984 | -789 | 789 | 0 | 0.57215 | 0 | 2 | 0 | 2 | 0 | 0.0033613
-314 | 314 | 0 | 0.25425 | 0 | 258 | 0 | 258 | 0 | 0.35007 | -1341 | 1341 | 0 | 0.97244 | 0 | 2 | 0 | 2 | 0 | 0.0033613
-722 | 722 | 0 | 0.58462 | 0 | 304 | 0 | 304 | 0 | 0.41248 | -1188 | 1188 | 0 | 0.86149 | 0 | 103 | 0 | 103 | 0 | 0.17311
-976 | 976 | 0 | 0.79028 | 0 | 537 | 0 | 537 | 0 | 0.72863 | -910 | 910 | 0 | 0.6599 | 0 | 167 | 0 | 167 | 0 | 0.28067
-352 | 352 | 0 | 0.28502 | 0 | 678 | 0 | 678 | 0 | 0.91995 | -471 | 471 | 0 | 0.34155 | 0 | 239 | 0 | 239 | 0 | 0.40168
-337 | 337 | 0 | 0.27287 | 0 | 711 | 0 | 711 | 0 | 0.96472 | -378 | 378 | 0 | 0.27411 | 0 | 240 | 0 | 240 | 0 | 0.40336
-595 | 595 | 0 | 0.48178 | 0 | 712 | 0 | 712 | 0 | 0.96608 | -269 | 269 | 0 | 0.19507 | 0 | 259 | 0 | 259 | 0 | 0.43529
-530 | 530 | 0 | 0.42915 | 0 | 711 | 0 | 711 | 0 | 0.96472 | -251 | 251 | 0 | 0.18202 | 0 | 259 | 0 | 259 | 0 | 0.43529
-733 | 733 | 0 | 0.59352 | 0 | 628 | 0 | 628 | 0 | 0.8521 | -541 | 541 | 0 | 0.39231 | 0 | 17 | 0 | 17 | 0 | 0.028571
-735 | 735 | 0 | 0.59514 | 0 | 89 | 0 | 89 | 0 | 0.12076 | -1113 | 1113 | 0 | 0.80711 | 0 | -251 | 251 | 0 | 0.41013 | 0
-735 | 735 | 0 | 0.59514 | 0 | -155 | 155 | 0 | 0.20395 | 0 | -1202 | 1202 | 0 | 0.87165 | 0 | -483 | 483 | 0 | 0.78922 | 0
-736 | 736 | 0 | 0.59595 | 0 | -95 | 95 | 0 | 0.125 | 0 | -1261 | 1261 | 0 | 0.91443 | 0 | -202 | 202 | 0 | 0.33007 | 0
-729 | 729 | 0 | 0.59028 | 0 | 526 | 0 | 526 | 0 | 0.7137 | -1078 | 1078 | 0 | 0.78173 | 0 | -131 | 131 | 0 | 0.21405 | 0
-374 | 374 | 0 | 0.30283 | 0 | 709 | 0 | 709 | 0 | 0.96201 | -494 | 494 | 0 | 0.35823 | 0 | 50 | 0 | 50 | 0 | 0.084034
220 | 0 | 220 | 0 | 0.13724 | 711 | 0 | 711 | 0 | 0.96472 | -344 | 344 | 0 | 0.24946 | 0 | 326 | 0 | 326 | 0 | 0.5479
362 | 0 | 362 | 0 | 0.22583 | 704 | 0 | 704 | 0 | 0.95522 | -269 | 269 | 0 | 0.19507 | 0 | 346 | 0 | 346 | 0 | 0.58151
523 | 0 | 523 | 0 | 0.32626 | 674 | 0 | 674 | 0 | 0.91452 | -153 | 153 | 0 | 0.11095 | 0 | 346 | 0 | 346 | 0 | 0.58151
444 | 0 | 444 | 0 | 0.27698 | 671 | 0 | 671 | 0 | 0.91045 | -130 | 130 | 0 | 0.094271 | 0 | 346 | 0 | 346 | 0 | 0.58151
395 | 0 | 395 | 0 | 0.24641 | 629 | 0 | 629 | 0 | 0.85346 | -94 | 94 | 0 | 0.068165 | 0 | 346 | 0 | 346 | 0 | 0.58151
246 | 0 | 246 | 0 | 0.15346 | 701 | 0 | 701 | 0 | 0.95115 | -106 | 106 | 0 | 0.076867 | 0 | 346 | 0 | 346 | 0 | 0.58151
-296 | 296 | 0 | 0.23968 | 0 | 678 | 0 | 678 | 0 | 0.91995 | -275 | 275 | 0 | 0.19942 | 0 | 346 | 0 | 346 | 0 | 0.58151
-388 | 388 | 0 | 0.31417 | 0 | 615 | 0 | 615 | 0 | 0.83446 | -995 | 995 | 0 | 0.72154 | 0 | 32 | 0 | 32 | 0 | 0.053782
-21 | 21 | 0 | 0.017004 | 0 | 54 | 0 | 54 | 0 | 0.07327 | -1274 | 1274 | 0 | 0.92386 | 0 | -432 | 432 | 0 | 0.70588 | 0
-22 | 22 | 0 | 0.017814 | 0 | -498 | 498 | 0 | 0.65526 | 0 | -1224 | 1224 | 0 | 0.8876 | 0 | -60 | 60 | 0 | 0.098039 | 0
-22 | 22 | 0 | 0.017814 | 0 | -272 | 272 | 0 | 0.35789 | 0 | -1189 | 1189 | 0 | 0.86222 | 0 | 2 | 0 | 2 | 0 | 0.0033613
-22 | 22 | 0 | 0.017814 | 0 | 271 | 0 | 271 | 0 | 0.36771 | -776 | 776 | 0 | 0.56273 | 0 | 2 | 0 | 2 | 0 | 0.0033613
-22 | 22 | 0 | 0.017814 | 0 | 375 | 0 | 375 | 0 | 0.50882 | -638 | 638 | 0 | 0.46265 | 0 | 2 | 0 | 2 | 0 | 0.0033613
-22 | 22 | 0 | 0.017814 | 0 | 703 | 0 | 703 | 0 | 0.95387 | -446 | 446 | 0 | 0.32342 | 0 | 65 | 0 | 65 | 0 | 0.10924
-22 | 22 | 0 | 0.017814 | 0 | 711 | 0 | 711 | 0 | 0.96472 | -388 | 388 | 0 | 0.28136 | 0 | 129 | 0 | 129 | 0 | 0.21681
-21 | 21 | 0 | 0.017004 | 0 | 712 | 0 | 712 | 0 | 0.96608 | -307 | 307 | 0 | 0.22263 | 0 | 328 | 0 | 328 | 0 | 0.55126
-21 | 21 | 0 | 0.017004 | 0 | 685 | 0 | 685 | 0 | 0.92944 | -297 | 297 | 0 | 0.21537 | 0 | 286 | 0 | 286 | 0 | 0.48067
-21 | 21 | 0 | 0.017004 | 0 | 192 | 0 | 192 | 0 | 0.26052 | -420 | 420 | 0 | 0.30457 | 0 | 22 | 0 | 22 | 0 | 0.036975
-21 | 21 | 0 | 0.017004 | 0 | -345 | 345 | 0 | 0.45395 | 0 | -1041 | 1041 | 0 | 0.75489 | 0 | 2 | 0 | 2 | 0 | 0.0033613
-21 | 21 | 0 | 0.017004 | 0 | -636 | 636 | 0 | 0.83684 | 0 | -1197 | 1197 | 0 | 0.86802 | 0 | -431 | 431 | 0 | 0.70425 | 0
-21 | 21 | 0 | 0.017004 | 0 | -696 | 696 | 0 | 0.91579 | 0 | -1149 | 1149 | 0 | 0.83321 | 0 | -495 | 495 | 0 | 0.80882 | 0
-21 | 21 | 0 | 0.017004 | 0 | -696 | 696 | 0 | 0.91579 | 0 | -1192 | 1192 | 0 | 0.86439 | 0 | -494 | 494 | 0 | 0.80719 | 0
-22 | 22 | 0 | 0.017814 | 0 | -639 | 639 | 0 | 0.84079 | 0 | -1079 | 1079 | 0 | 0.78245 | 0 | -464 | 464 | 0 | 0.75817 | 0
-204 | 204 | 0 | 0.16518 | 0 | -46 | 46 | 0 | 0.060526 | 0 | -523 | 523 | 0 | 0.37926 | 0 | -53 | 53 | 0 | 0.086601 | 0
-695 | 695 | 0 | 0.56275 | 0 | 505 | 0 | 505 | 0 | 0.68521 | -4 | 4 | 0 | 0.0029007 | 0 | 316 | 0 | 316 | 0 | 0.53109
-143 | 143 | 0 | 0.11579 | 0 | 563 | 0 | 563 | 0 | 0.76391 | -90 | 90 | 0 | 0.065265 | 0 | 245 | 0 | 245 | 0 | 0.41176
283 | 0 | 283 | 0 | 0.17654 | 706 | 0 | 706 | 0 | 0.95794 | -104 | 104 | 0 | 0.075417 | 0 | 264 | 0 | 264 | 0 | 0.4437
428 | 0 | 428 | 0 | 0.267 | 708 | 0 | 708 | 0 | 0.96065 | -161 | 161 | 0 | 0.11675 | 0 | 264 | 0 | 264 | 0 | 0.4437
444 | 0 | 444 | 0 | 0.27698 | 709 | 0 | 709 | 0 | 0.96201 | -150 | 150 | 0 | 0.10877 | 0 | 251 | 0 | 251 | 0 | 0.42185
388 | 0 | 388 | 0 | 0.24205 | 702 | 0 | 702 | 0 | 0.95251 | -168 | 168 | 0 | 0.12183 | 0 | 234 | 0 | 234 | 0 | 0.39328
434 | 0 | 434 | 0 | 0.27074 | 550 | 0 | 550 | 0 | 0.74627 | -171 | 171 | 0 | 0.124 | 0 | 235 | 0 | 235 | 0 | 0.39496
406 | 0 | 406 | 0 | 0.25328 | 33 | 0 | 33 | 0 | 0.044776 | 298 | 0 | 298 | 0 | 0.18406 | 188 | 0 | 188 | 0 | 0.31597
-132 | 132 | 0 | 0.10688 | 0 | 0 | 0 | 0 | 0 | 0 | 102 | 0 | 102 | 0 | 0.063002 | 375 | 0 | 375 | 0 | 0.63025
-360 | 360 | 0 | 0.2915 | 0 | 0 | 0 | 0 | 0 | 0 | -160 | 160 | 0 | 0.11603 | 0 | 404 | 0 | 404 | 0 | 0.67899
-716 | 716 | 0 | 0.57976 | 0 | 0 | 0 | 0 | 0 | 0 | 75 | 0 | 75 | 0 | 0.046325 | 43 | 0 | 43 | 0 | 0.072269
-731 | 731 | 0 | 0.5919 | 0 | 0 | 0 | 0 | 0 | 0 | 179 | 0 | 179 | 0 | 0.11056 | 346 | 0 | 346 | 0 | 0.58151
-594 | 594 | 0 | 0.48097 | 0 | 0 | 0 | 0 | 0 | 0 | 254 | 0 | 254 | 0 | 0.15689 | 383 | 0 | 383 | 0 | 0.6437
-161 | 161 | 0 | 0.13036 | 0 | 0 | 0 | 0 | 0 | 0 | 305 | 0 | 305 | 0 | 0.18839 | 405 | 0 | 405 | 0 | 0.68067
-11 | 11 | 0 | 0.0089069 | 0 | 0 | 0 | 0 | 0 | 0 | 360 | 0 | 360 | 0 | 0.22236 | 447 | 0 | 447 | 0 | 0.75126
29 | 0 | 29 | 0 | 0.018091 | 0 | 0 | 0 | 0 | 0 | 382 | 0 | 382 | 0 | 0.23595 | 494 | 0 | 494 | 0 | 0.83025
3 | 0 | 3 | 0 | 0.0018715 | 0 | 0 | 0 | 0 | 0 | 330 | 0 | 330 | 0 | 0.20383 | 494 | 0 | 494 | 0 | 0.83025
-310 | 310 | 0 | 0.25101 | 0 | 0 | 0 | 0 | 0 | 0 | 375 | 0 | 375 | 0 | 0.23162 | 470 | 0 | 470 | 0 | 0.78992
-382 | 382 | 0 | 0.30931 | 0 | 0 | 0 | 0 | 0 | 0 | 266 | 0 | 266 | 0 | 0.1643 | 410 | 0 | 410 | 0 | 0.68908
-722 | 722 | 0 | 0.58462 | 0 | -6 | 6 | 0 | 0.0078947 | 0 | 200 | 0 | 200 | 0 | 0.12353 | 135 | 0 | 135 | 0 | 0.22689
-732 | 732 | 0 | 0.59271 | 0 | -166 | 166 | 0 | 0.21842 | 0 | -142 | 142 | 0 | 0.10297 | 0 | 4 | 0 | 4 | 0 | 0.0067227
-732 | 732 | 0 | 0.59271 | 0 | 146 | 0 | 146 | 0 | 0.1981 | -570 | 570 | 0 | 0.41334 | 0 | 2 | 0 | 2 | 0 | 0.0033613
-732 | 732 | 0 | 0.59271 | 0 | 679 | 0 | 679 | 0 | 0.9213 | 130 | 0 | 130 | 0 | 0.080296 | 2 | 0 | 2 | 0 | 0.0033613
-702 | 702 | 0 | 0.56842 | 0 | 618 | 0 | 618 | 0 | 0.83853 | 235 | 0 | 235 | 0 | 0.14515 | 2 | 0 | 2 | 0 | 0.0033613
-165 | 165 | 0 | 0.1336 | 0 | 587 | 0 | 587 | 0 | 0.79647 | 371 | 0 | 371 | 0 | 0.22915 | 74 | 0 | 74 | 0 | 0.12437
-10 | 10 | 0 | 0.0080972 | 0 | 704 | 0 | 704 | 0 | 0.95522 | 111 | 0 | 111 | 0 | 0.068561 | 386 | 0 | 386 | 0 | 0.64874
-18 | 18 | 0 | 0.014575 | 0 | 707 | 0 | 707 | 0 | 0.95929 | 57 | 0 | 57 | 0 | 0.035207 | 455 | 0 | 455 | 0 | 0.76471
0 | 0 | 0 | 0 | 0 | 674 | 0 | 674 | 0 | 0.91452 | -240 | 240 | 0 | 0.17404 | 0 | 481 | 0 | 481 | 0 | 0.8084
37 | 0 | 37 | 0 | 0.023082 | 511 | 0 | 511 | 0 | 0.69335 | -249 | 249 | 0 | 0.18057 | 0 | 496 | 0 | 496 | 0 | 0.83361
81 | 0 | 81 | 0 | 0.05053 | 559 | 0 | 559 | 0 | 0.75848 | -278 | 278 | 0 | 0.2016 | 0 | 508 | 0 | 508 | 0 | 0.85378
22 | 0 | 22 | 0 | 0.013724 | 424 | 0 | 424 | 0 | 0.57531 | -112 | 112 | 0 | 0.081218 | 0 | 494 | 0 | 494 | 0 | 0.83025
-36 | 36 | 0 | 0.02915 | 0 | 25 | 0 | 25 | 0 | 0.033921 | 301 | 0 | 301 | 0 | 0.18592 | 480 | 0 | 480 | 0 | 0.80672
-215 | 215 | 0 | 0.17409 | 0 | 0 | 0 | 0 | 0 | 0 | 219 | 0 | 219 | 0 | 0.13527 | 456 | 0 | 456 | 0 | 0.76639
-430 | 430 | 0 | 0.34818 | 0 | 0 | 0 | 0 | 0 | 0 | 37 | 0 | 37 | 0 | 0.022854 | 429 | 0 | 429 | 0 | 0.72101
-556 | 556 | 0 | 0.4502 | 0 | 0 | 0 | 0 | 0 | 0 | 111 | 0 | 111 | 0 | 0.068561 | 429 | 0 | 429 | 0 | 0.72101
-806 | 806 | 0 | 0.65263 | 0 | 0 | 0 | 0 | 0 | 0 | 48 | 0 | 48 | 0 | 0.029648 | 429 | 0 | 429 | 0 | 0.72101
-835 | 835 | 0 | 0.67611 | 0 | 0 | 0 | 0 | 0 | 0 | -7 | 7 | 0 | 0.0050761 | 0 | 495 | 0 | 495 | 0 | 0.83193
-797 | 797 | 0 | 0.64534 | 0 | 0 | 0 | 0 | 0 | 0 | -34 | 34 | 0 | 0.024656 | 0 | 502 | 0 | 502 | 0 | 0.8437
-771 | 771 | 0 | 0.62429 | 0 | 0 | 0 | 0 | 0 | 0 | -75 | 75 | 0 | 0.054387 | 0 | 535 | 0 | 535 | 0 | 0.89916
-745 | 745 | 0 | 0.60324 | 0 | 0 | 0 | 0 | 0 | 0 | -92 | 92 | 0 | 0.066715 | 0 | 592 | 0 | 592 | 0 | 0.99496
-552 | 552 | 0 | 0.44696 | 0 | -10 | 10 | 0 | 0.013158 | 0 | -87 | 87 | 0 | 0.063089 | 0 | 563 | 0 | 563 | 0 | 0.94622
-602 | 602 | 0 | 0.48745 | 0 | -2 | 2 | 0 | 0.0026316 | 0 | -82 | 82 | 0 | 0.059463 | 0 | 498 | 0 | 498 | 0 | 0.83697
-833 | 833 | 0 | 0.67449 | 0 | -21 | 21 | 0 | 0.027632 | 0 | -89 | 89 | 0 | 0.06454 | 0 | 455 | 0 | 455 | 0 | 0.76471
-838 | 838 | 0 | 0.67854 | 0 | -4 | 4 | 0 | 0.0052632 | 0 | -120 | 120 | 0 | 0.08702 | 0 | 365 | 0 | 365 | 0 | 0.61345
-838 | 838 | 0 | 0.67854 | 0 | -51 | 51 | 0 | 0.067105 | 0 | -413 | 413 | 0 | 0.29949 | 0 | 35 | 0 | 35 | 0 | 0.058824
-838 | 838 | 0 | 0.67854 | 0 | -477 | 477 | 0 | 0.62763 | 0 | -466 | 466 | 0 | 0.33793 | 0 | 3 | 0 | 3 | 0 | 0.005042
-835 | 835 | 0 | 0.67611 | 0 | -48 | 48 | 0 | 0.063158 | 0 | -537 | 537 | 0 | 0.38941 | 0 | 3 | 0 | 3 | 0 | 0.005042
-728 | 728 | 0 | 0.58947 | 0 | 36 | 0 | 36 | 0 | 0.048847 | -73 | 73 | 0 | 0.052937 | 0 | 2 | 0 | 2 | 0 | 0.0033613
-697 | 697 | 0 | 0.56437 | 0 | 545 | 0 | 545 | 0 | 0.73948 | -34 | 34 | 0 | 0.024656 | 0 | 2 | 0 | 2 | 0 | 0.0033613
-126 | 126 | 0 | 0.10202 | 0 | 303 | 0 | 303 | 0 | 0.41113 | -255 | 255 | 0 | 0.18492 | 0 | 392 | 0 | 392 | 0 | 0.65882
-7 | 7 | 0 | 0.005668 | 0 | 307 | 0 | 307 | 0 | 0.41655 | -316 | 316 | 0 | 0.22915 | 0 | 496 | 0 | 496 | 0 | 0.83361
10 | 0 | 10 | 0 | 0.0062383 | 343 | 0 | 343 | 0 | 0.4654 | -251 | 251 | 0 | 0.18202 | 0 | 512 | 0 | 512 | 0 | 0.8605
-13 | 13 | 0 | 0.010526 | 0 | 375 | 0 | 375 | 0 | 0.50882 | -163 | 163 | 0 | 0.1182 | 0 | 512 | 0 | 512 | 0 | 0.8605
-234 | 234 | 0 | 0.18947 | 0 | 459 | 0 | 459 | 0 | 0.6228 | 42 | 0 | 42 | 0 | 0.025942 | 466 | 0 | 466 | 0 | 0.78319
-795 | 795 | 0 | 0.64372 | 0 | 448 | 0 | 448 | 0 | 0.60787 | 216 | 0 | 216 | 0 | 0.13342 | 385 | 0 | 385 | 0 | 0.64706
-838 | 838 | 0 | 0.67854 | 0 | -91 | 91 | 0 | 0.11974 | 0 | -58 | 58 | 0 | 0.042059 | 0 | 36 | 0 | 36 | 0 | 0.060504
-838 | 838 | 0 | 0.67854 | 0 | -571 | 571 | 0 | 0.75132 | 0 | 58 | 0 | 58 | 0 | 0.035825 | -1 | 1 | 0 | 0.001634 | 0
-814 | 814 | 0 | 0.65911 | 0 | -617 | 617 | 0 | 0.81184 | 0 | 106 | 0 | 106 | 0 | 0.065473 | -1 | 1 | 0 | 0.001634 | 0
-374 | 374 | 0 | 0.30283 | 0 | -694 | 694 | 0 | 0.91316 | 0 | 145 | 0 | 145 | 0 | 0.089561 | -1 | 1 | 0 | 0.001634 | 0
-381 | 381 | 0 | 0.3085 | 0 | -488 | 488 | 0 | 0.64211 | 0 | 154 | 0 | 154 | 0 | 0.09512 | -1 | 1 | 0 | 0.001634 | 0
-389 | 389 | 0 | 0.31498 | 0 | -265 | 265 | 0 | 0.34868 | 0 | 200 | 0 | 200 | 0 | 0.12353 | -1 | 1 | 0 | 0.001634 | 0
-363 | 363 | 0 | 0.29393 | 0 | 63 | 0 | 63 | 0 | 0.085482 | 273 | 0 | 273 | 0 | 0.16862 | -1 | 1 | 0 | 0.001634 | 0
71 | 0 | 71 | 0 | 0.044292 | 0 | 0 | 0 | 0 | 0 | 176 | 0 | 176 | 0 | 0.10871 | -1 | 1 | 0 | 0.001634 | 0
228 | 0 | 228 | 0 | 0.14223 | 0 | 0 | 0 | 0 | 0 | 123 | 0 | 123 | 0 | 0.075973 | -1 | 1 | 0 | 0.001634 | 0
132 | 0 | 132 | 0 | 0.082346 | 0 | 0 | 0 | 0 | 0 | 236 | 0 | 236 | 0 | 0.14577 | -1 | 1 | 0 | 0.001634 | 0
323 | 0 | 323 | 0 | 0.2015 | 0 | 0 | 0 | 0 | 0 | 185 | 0 | 185 | 0 | 0.11427 | -1 | 1 | 0 | 0.001634 | 0
2 | 0 | 2 | 0 | 0.0012477 | 0 | 0 | 0 | 0 | 0 | -44 | 44 | 0 | 0.031907 | 0 | -1 | 1 | 0 | 0.001634 | 0
-282 | 282 | 0 | 0.22834 | 0 | 34 | 0 | 34 | 0 | 0.046133 | -34 | 34 | 0 | 0.024656 | 0 | -1 | 1 | 0 | 0.001634 | 0
-798 | 798 | 0 | 0.64615 | 0 | 648 | 0 | 648 | 0 | 0.87924 | -119 | 119 | 0 | 0.086294 | 0 | -1 | 1 | 0 | 0.001634 | 0
-822 | 822 | 0 | 0.66559 | 0 | 659 | 0 | 659 | 0 | 0.89417 | -161 | 161 | 0 | 0.11675 | 0 | -1 | 1 | 0 | 0.001634 | 0
-822 | 822 | 0 | 0.66559 | 0 | 298 | 0 | 298 | 0 | 0.40434 | -48 | 48 | 0 | 0.034808 | 0 | -1 | 1 | 0 | 0.001634 | 0
-812 | 812 | 0 | 0.65749 | 0 | 463 | 0 | 463 | 0 | 0.62822 | -1 | 1 | 0 | 0.00072516 | 0 | -1 | 1 | 0 | 0.001634 | 0
-586 | 586 | 0 | 0.47449 | 0 | 551 | 0 | 551 | 0 | 0.74763 | 120 | 0 | 120 | 0 | 0.07412 | -1 | 1 | 0 | 0.001634 | 0
-151 | 151 | 0 | 0.12227 | 0 | 470 | 0 | 470 | 0 | 0.63772 | 135 | 0 | 135 | 0 | 0.083385 | -1 | 1 | 0 | 0.001634 | 0
419 | 0 | 419 | 0 | 0.26138 | 517 | 0 | 517 | 0 | 0.70149 | 15 | 0 | 15 | 0 | 0.009265 | -1 | 1 | 0 | 0.001634 | 0
688 | 0 | 688 | 0 | 0.4292 | 598 | 0 | 598 | 0 | 0.8114 | 67 | 0 | 67 | 0 | 0.041384 | -1 | 1 | 0 | 0.001634 | 0
629 | 0 | 629 | 0 | 0.39239 | 616 | 0 | 616 | 0 | 0.83582 | 108 | 0 | 108 | 0 | 0.066708 | -1 | 1 | 0 | 0.001634 | 0
398 | 0 | 398 | 0 | 0.24828 | 683 | 0 | 683 | 0 | 0.92673 | 259 | 0 | 259 | 0 | 0.15998 | -1 | 1 | 0 | 0.001634 | 0
216 | 0 | 216 | 0 | 0.13475 | 240 | 0 | 240 | 0 | 0.32564 | 299 | 0 | 299 | 0 | 0.18468 | -1 | 1 | 0 | 0.001634 | 0
-97 | 97 | 0 | 0.078543 | 0 | -28 | 28 | 0 | 0.036842 | 0 | -76 | 76 | 0 | 0.055112 | 0 | -1 | 1 | 0 | 0.001634 | 0
-678 | 678 | 0 | 0.54899 | 0 | -84 | 84 | 0 | 0.11053 | 0 | -5 | 5 | 0 | 0.0036258 | 0 | -1 | 1 | 0 | 0.001634 | 0
-795 | 795 | 0 | 0.64372 | 0 | -176 | 176 | 0 | 0.23158 | 0 | 104 | 0 | 104 | 0 | 0.064237 | -1 | 1 | 0 | 0.001634 | 0
-307 | 307 | 0 | 0.24858 | 0 | -271 | 271 | 0 | 0.35658 | 0 | 44 | 0 | 44 | 0 | 0.027177 | -1 | 1 | 0 | 0.001634 | 0
-201 | 201 | 0 | 0.16275 | 0 | -144 | 144 | 0 | 0.18947 | 0 | 139 | 0 | 139 | 0 | 0.085855 | -1 | 1 | 0 | 0.001634 | 0
-227 | 227 | 0 | 0.18381 | 0 | 0 | 0 | 0 | 0 | 0 | 277 | 0 | 277 | 0 | 0.17109 | -1 | 1 | 0 | 0.001634 | 0
-265 | 265 | 0 | 0.21457 | 0 | 0 | 0 | 0 | 0 | 0 | 324 | 0 | 324 | 0 | 0.20012 | -1 | 1 | 0 | 0.001634 | 0
-226 | 226 | 0 | 0.183 | 0 | 0 | 0 | 0 | 0 | 0 | 307 | 0 | 307 | 0 | 0.18962 | -1 | 1 | 0 | 0.001634 | 0
-250 | 250 | 0 | 0.20243 | 0 | -6 | 6 | 0 | 0.0078947 | 0 | 264 | 0 | 264 | 0 | 0.16306 | -1 | 1 | 0 | 0.001634 | 0
-92 | 92 | 0 | 0.074494 | 0 | -77 | 77 | 0 | 0.10132 | 0 | 281 | 0 | 281 | 0 | 0.17356 | -1 | 1 | 0 | 0.001634 | 0
6 | 0 | 6 | 0 | 0.003743 | 20 | 0 | 20 | 0 | 0.027137 | 259 | 0 | 259 | 0 | 0.15998 | -1 | 1 | 0 | 0.001634 | 0
-50 | 50 | 0 | 0.040486 | 0 | 272 | 0 | 272 | 0 | 0.36906 | 271 | 0 | 271 | 0 | 0.16739 | -1 | 1 | 0 | 0.001634 | 0
-282 | 282 | 0 | 0.22834 | 0 | 279 | 0 | 279 | 0 | 0.37856 | 16 | 0 | 16 | 0 | 0.0098826 | -1 | 1 | 0 | 0.001634 | 0
-824 | 824 | 0 | 0.66721 | 0 | 467 | 0 | 467 | 0 | 0.63365 | 190 | 0 | 190 | 0 | 0.11736 | -1 | 1 | 0 | 0.001634 | 0
-849 | 849 | 0 | 0.68745 | 0 | 409 | 0 | 409 | 0 | 0.55495 | 197 | 0 | 197 | 0 | 0.12168 | -1 | 1 | 0 | 0.001634 | 0
-849 | 849 | 0 | 0.68745 | 0 | 533 | 0 | 533 | 0 | 0.7232 | 211 | 0 | 211 | 0 | 0.13033 | -1 | 1 | 0 | 0.001634 | 0
-832 | 832 | 0 | 0.67368 | 0 | 589 | 0 | 589 | 0 | 0.79919 | 160 | 0 | 160 | 0 | 0.098826 | -1 | 1 | 0 | 0.001634 | 0
-616 | 616 | 0 | 0.49879 | 0 | 711 | 0 | 711 | 0 | 0.96472 | 260 | 0 | 260 | 0 | 0.16059 | -1 | 1 | 0 | 0.001634 | 0
-198 | 198 | 0 | 0.16032 | 0 | 712 | 0 | 712 | 0 | 0.96608 | 355 | 0 | 355 | 0 | 0.21927 | -1 | 1 | 0 | 0.001634 | 0
196 | 0 | 196 | 0 | 0.12227 | 685 | 0 | 685 | 0 | 0.92944 | 201 | 0 | 201 | 0 | 0.12415 | -1 | 1 | 0 | 0.001634 | 0
105 | 0 | 105 | 0 | 0.065502 | 500 | 0 | 500 | 0 | 0.67843 | 332 | 0 | 332 | 0 | 0.20506 | -1 | 1 | 0 | 0.001634 | 0
-17 | 17 | 0 | 0.013765 | 0 | 489 | 0 | 489 | 0 | 0.6635 | 324 | 0 | 324 | 0 | 0.20012 | -1 | 1 | 0 | 0.001634 | 0
-210 | 210 | 0 | 0.17004 | 0 | 478 | 0 | 478 | 0 | 0.64858 | 324 | 0 | 324 | 0 | 0.20012 | -1 | 1 | 0 | 0.001634 | 0
-593 | 593 | 0 | 0.48016 | 0 | 347 | 0 | 347 | 0 | 0.47083 | 231 | 0 | 231 | 0 | 0.14268 | -1 | 1 | 0 | 0.001634 | 0
-616 | 616 | 0 | 0.49879 | 0 | -179 | 179 | 0 | 0.23553 | 0 | -153 | 153 | 0 | 0.11095 | 0 | -1 | 1 | 0 | 0.001634 | 0
-616 | 616 | 0 | 0.49879 | 0 | -680 | 680 | 0 | 0.89474 | 0 | -112 | 112 | 0 | 0.081218 | 0 | -1 | 1 | 0 | 0.001634 | 0
-605 | 605 | 0 | 0.48988 | 0 | -698 | 698 | 0 | 0.91842 | 0 | -94 | 94 | 0 | 0.068165 | 0 | -1 | 1 | 0 | 0.001634 | 0
-291 | 291 | 0 | 0.23563 | 0 | -698 | 698 | 0 | 0.91842 | 0 | -84 | 84 | 0 | 0.060914 | 0 | -1 | 1 | 0 | 0.001634 | 0
-233 | 233 | 0 | 0.18866 | 0 | -698 | 698 | 0 | 0.91842 | 0 | -35 | 35 | 0 | 0.025381 | 0 | -1 | 1 | 0 | 0.001634 | 0
-151 | 151 | 0 | 0.12227 | 0 | -697 | 697 | 0 | 0.91711 | 0 | -65 | 65 | 0 | 0.047136 | 0 | -1 | 1 | 0 | 0.001634 | 0
-197 | 197 | 0 | 0.15951 | 0 | -698 | 698 | 0 | 0.91842 | 0 | -71 | 71 | 0 | 0.051487 | 0 | -1 | 1 | 0 | 0.001634 | 0
-276 | 276 | 0 | 0.22348 | 0 | -694 | 694 | 0 | 0.91316 | 0 | 25 | 0 | 25 | 0 | 0.015442 | -1 | 1 | 0 | 0.001634 | 0
-250 | 250 | 0 | 0.20243 | 0 | -505 | 505 | 0 | 0.66447 | 0 | -67 | 67 | 0 | 0.048586 | 0 | -1 | 1 | 0 | 0.001634 | 0
-264 | 264 | 0 | 0.21377 | 0 | -610 | 610 | 0 | 0.80263 | 0 | 9 | 0 | 9 | 0 | 0.005559 | -1 | 1 | 0 | 0.001634 | 0
-190 | 190 | 0 | 0.15385 | 0 | -429 | 429 | 0 | 0.56447 | 0 | -67 | 67 | 0 | 0.048586 | 0 | -1 | 1 | 0 | 0.001634 | 0
-249 | 249 | 0 | 0.20162 | 0 | -317 | 317 | 0 | 0.41711 | 0 | 39 | 0 | 39 | 0 | 0.024089 | -1 | 1 | 0 | 0.001634 | 0
-334 | 334 | 0 | 0.27045 | 0 | -497 | 497 | 0 | 0.65395 | 0 | 23 | 0 | 23 | 0 | 0.014206 | -1 | 1 | 0 | 0.001634 | 0
-318 | 318 | 0 | 0.25749 | 0 | -694 | 694 | 0 | 0.91316 | 0 | -43 | 43 | 0 | 0.031182 | 0 | -1 | 1 | 0 | 0.001634 | 0
-813 | 813 | 0 | 0.6583 | 0 | -420 | 420 | 0 | 0.55263 | 0 | 15 | 0 | 15 | 0 | 0.009265 | -1 | 1 | 0 | 0.001634 | 0
-850 | 850 | 0 | 0.68826 | 0 | -158 | 158 | 0 | 0.20789 | 0 | 47 | 0 | 47 | 0 | 0.02903 | -1 | 1 | 0 | 0.001634 | 0
-844 | 844 | 0 | 0.6834 | 0 | 173 | 0 | 173 | 0 | 0.23474 | -12 | 12 | 0 | 0.008702 | 0 | -1 | 1 | 0 | 0.001634 | 0
-601 | 601 | 0 | 0.48664 | 0 | 548 | 0 | 548 | 0 | 0.74355 | 185 | 0 | 185 | 0 | 0.11427 | -1 | 1 | 0 | 0.001634 | 0
-27 | 27 | 0 | 0.021862 | 0 | 269 | 0 | 269 | 0 | 0.36499 | 120 | 0 | 120 | 0 | 0.07412 | -1 | 1 | 0 | 0.001634 | 0
0 | 0 | 0 | 0 | 0 | 463 | 0 | 463 | 0 | 0.62822 | 19 | 0 | 19 | 0 | 0.011736 | -1 | 1 | 0 | 0.001634 | 0
34 | 0 | 34 | 0 | 0.02121 | 422 | 0 | 422 | 0 | 0.57259 | 18 | 0 | 18 | 0 | 0.011118 | -1 | 1 | 0 | 0.001634 | 0
57 | 0 | 57 | 0 | 0.035558 | 319 | 0 | 319 | 0 | 0.43284 | 20 | 0 | 20 | 0 | 0.012353 | -1 | 1 | 0 | 0.001634 | 0
-230 | 230 | 0 | 0.18623 | 0 | 208 | 0 | 208 | 0 | 0.28223 | 316 | 0 | 316 | 0 | 0.19518 | -1 | 1 | 0 | 0.001634 | 0
-810 | 810 | 0 | 0.65587 | 0 | 189 | 0 | 189 | 0 | 0.25645 | 308 | 0 | 308 | 0 | 0.19024 | -1 | 1 | 0 | 0.001634 | 0
-834 | 834 | 0 | 0.6753 | 0 | -335 | 335 | 0 | 0.44079 | 0 | -55 | 55 | 0 | 0.039884 | 0 | -1 | 1 | 0 | 0.001634 | 0
-573 | 573 | 0 | 0.46397 | 0 | -637 | 637 | 0 | 0.83816 | 0 | -59 | 59 | 0 | 0.042785 | 0 | -1 | 1 | 0 | 0.001634 | 0
-582 | 582 | 0 | 0.47126 | 0 | -635 | 635 | 0 | 0.83553 | 0 | -35 | 35 | 0 | 0.025381 | 0 | -1 | 1 | 0 | 0.001634 | 0
-282 | 282 | 0 | 0.22834 | 0 | -698 | 698 | 0 | 0.91842 | 0 | -9 | 9 | 0 | 0.0065265 | 0 | -1 | 1 | 0 | 0.001634 | 0
-268 | 268 | 0 | 0.217 | 0 | -698 | 698 | 0 | 0.91842 | 0 | -5 | 5 | 0 | 0.0036258 | 0 | -1 | 1 | 0 | 0.001634 | 0
-216 | 216 | 0 | 0.1749 | 0 | -699 | 699 | 0 | 0.91974 | 0 | 128 | 0 | 128 | 0 | 0.079061 | -1 | 1 | 0 | 0.001634 | 0
-275 | 275 | 0 | 0.22267 | 0 | -699 | 699 | 0 | 0.91974 | 0 | 45 | 0 | 45 | 0 | 0.027795 | -1 | 1 | 0 | 0.001634 | 0
-246 | 246 | 0 | 0.19919 | 0 | -698 | 698 | 0 | 0.91842 | 0 | -38 | 38 | 0 | 0.027556 | 0 | -1 | 1 | 0 | 0.001634 | 0
-226 | 226 | 0 | 0.183 | 0 | -698 | 698 | 0 | 0.91842 | 0 | -123 | 123 | 0 | 0.089195 | 0 | -1 | 1 | 0 | 0.001634 | 0
-271 | 271 | 0 | 0.21943 | 0 | -698 | 698 | 0 | 0.91842 | 0 | -113 | 113 | 0 | 0.081943 | 0 | -1 | 1 | 0 | 0.001634 | 0
-252 | 252 | 0 | 0.20405 | 0 | -695 | 695 | 0 | 0.91447 | 0 | -51 | 51 | 0 | 0.036983 | 0 | -1 | 1 | 0 | 0.001634 | 0
-144 | 144 | 0 | 0.1166 | 0 | -658 | 658 | 0 | 0.86579 | 0 | -52 | 52 | 0 | 0.037708 | 0 | -1 | 1 | 0 | 0.001634 | 0
-201 | 201 | 0 | 0.16275 | 0 | -698 | 698 | 0 | 0.91842 | 0 | -58 | 58 | 0 | 0.042059 | 0 | -1 | 1 | 0 | 0.001634 | 0
-355 | 355 | 0 | 0.28745 | 0 | -698 | 698 | 0 | 0.91842 | 0 | 34 | 0 | 34 | 0 | 0.021001 | -1 | 1 | 0 | 0.001634 | 0
-823 | 823 | 0 | 0.6664 | 0 | -639 | 639 | 0 | 0.84079 | 0 | -41 | 41 | 0 | 0.029732 | 0 | -1 | 1 | 0 | 0.001634 | 0
-849 | 849 | 0 | 0.68745 | 0 | -698 | 698 | 0 | 0.91842 | 0 | 49 | 0 | 49 | 0 | 0.030266 | -1 | 1 | 0 | 0.001634 | 0
-848 | 848 | 0 | 0.68664 | 0 | -614 | 614 | 0 | 0.80789 | 0 | 64 | 0 | 64 | 0 | 0.039531 | -1 | 1 | 0 | 0.001634 | 0
-848 | 848 | 0 | 0.68664 | 0 | -11 | 11 | 0 | 0.014474 | 0 | 199 | 0 | 199 | 0 | 0.12292 | -1 | 1 | 0 | 0.001634 | 0
-833 | 833 | 0 | 0.67449 | 0 | 467 | 0 | 467 | 0 | 0.63365 | -31 | 31 | 0 | 0.02248 | 0 | -1 | 1 | 0 | 0.001634 | 0
-757 | 757 | 0 | 0.61296 | 0 | 453 | 0 | 453 | 0 | 0.61465 | 25 | 0 | 25 | 0 | 0.015442 | -1 | 1 | 0 | 0.001634 | 0
-663 | 663 | 0 | 0.53684 | 0 | 387 | 0 | 387 | 0 | 0.5251 | -15 | 15 | 0 | 0.010877 | 0 | -1 | 1 | 0 | 0.001634 | 0
-747 | 747 | 0 | 0.60486 | 0 | 453 | 0 | 453 | 0 | 0.61465 | -17 | 17 | 0 | 0.012328 | 0 | -1 | 1 | 0 | 0.001634 | 0
-812 | 812 | 0 | 0.65749 | 0 | 535 | 0 | 535 | 0 | 0.72592 | 174 | 0 | 174 | 0 | 0.10747 | -1 | 1 | 0 | 0.001634 | 0
-837 | 837 | 0 | 0.67773 | 0 | 249 | 0 | 249 | 0 | 0.33786 | 263 | 0 | 263 | 0 | 0.16245 | -1 | 1 | 0 | 0.001634 | 0
-838 | 838 | 0 | 0.67854 | 0 | -172 | 172 | 0 | 0.22632 | 0 | -102 | 102 | 0 | 0.073967 | 0 | -1 | 1 | 0 | 0.001634 | 0
-839 | 839 | 0 | 0.67935 | 0 | -650 | 650 | 0 | 0.85526 | 0 | -45 | 45 | 0 | 0.032632 | 0 | -1 | 1 | 0 | 0.001634 | 0
-811 | 811 | 0 | 0.65668 | 0 | -697 | 697 | 0 | 0.91711 | 0 | -151 | 151 | 0 | 0.1095 | 0 | -1 | 1 | 0 | 0.001634 | 0
-307 | 307 | 0 | 0.24858 | 0 | -698 | 698 | 0 | 0.91842 | 0 | -69 | 69 | 0 | 0.050036 | 0 | -1 | 1 | 0 | 0.001634 | 0
-294 | 294 | 0 | 0.23806 | 0 | -699 | 699 | 0 | 0.91974 | 0 | -79 | 79 | 0 | 0.057288 | 0 | 0 | 0 | 0 | 0 | 0
-153 | 153 | 0 | 0.12389 | 0 | -699 | 699 | 0 | 0.91974 | 0 | -52 | 52 | 0 | 0.037708 | 0 | -1 | 1 | 0 | 0.001634 | 0
-245 | 245 | 0 | 0.19838 | 0 | -699 | 699 | 0 | 0.91974 | 0 | 17 | 0 | 17 | 0 | 0.0105 | -1 | 1 | 0 | 0.001634 | 0
-256 | 256 | 0 | 0.20729 | 0 | -697 | 697 | 0 | 0.91711 | 0 | 216 | 0 | 216 | 0 | 0.13342 | -1 | 1 | 0 | 0.001634 | 0
-138 | 138 | 0 | 0.11174 | 0 | -457 | 457 | 0 | 0.60132 | 0 | -12 | 12 | 0 | 0.008702 | 0 | -1 | 1 | 0 | 0.001634 | 0
-138 | 138 | 0 | 0.11174 | 0 | -382 | 382 | 0 | 0.50263 | 0 | -127 | 127 | 0 | 0.092096 | 0 | -1 | 1 | 0 | 0.001634 | 0
-138 | 138 | 0 | 0.11174 | 0 | -518 | 518 | 0 | 0.68158 | 0 | -93 | 93 | 0 | 0.06744 | 0 | -1 | 1 | 0 | 0.001634 | 0
-213 | 213 | 0 | 0.17247 | 0 | -698 | 698 | 0 | 0.91842 | 0 | -7 | 7 | 0 | 0.0050761 | 0 | -1 | 1 | 0 | 0.001634 | 0
-248 | 248 | 0 | 0.20081 | 0 | -697 | 697 | 0 | 0.91711 | 0 | -67 | 67 | 0 | 0.048586 | 0 | -1 | 1 | 0 | 0.001634 | 0
-263 | 263 | 0 | 0.21296 | 0 | -697 | 697 | 0 | 0.91711 | 0 | -117 | 117 | 0 | 0.084844 | 0 | -1 | 1 | 0 | 0.001634 | 0
-804 | 804 | 0 | 0.65101 | 0 | -675 | 675 | 0 | 0.88816 | 0 | -76 | 76 | 0 | 0.055112 | 0 | -1 | 1 | 0 | 0.001634 | 0
-846 | 846 | 0 | 0.68502 | 0 | -540 | 540 | 0 | 0.71053 | 0 | -89 | 89 | 0 | 0.06454 | 0 | -1 | 1 | 0 | 0.001634 | 0
-846 | 846 | 0 | 0.68502 | 0 | -76 | 76 | 0 | 0.1 | 0 | -49 | 49 | 0 | 0.035533 | 0 | -1 | 1 | 0 | 0.001634 | 0
-846 | 846 | 0 | 0.68502 | 0 | 388 | 0 | 388 | 0 | 0.52646 | 36 | 0 | 36 | 0 | 0.022236 | -1 | 1 | 0 | 0.001634 | 0
-838 | 838 | 0 | 0.67854 | 0 | 440 | 0 | 440 | 0 | 0.59701 | 147 | 0 | 147 | 0 | 0.090797 | -1 | 1 | 0 | 0.001634 | 0
-736 | 736 | 0 | 0.59595 | 0 | 496 | 0 | 496 | 0 | 0.673 | 75 | 0 | 75 | 0 | 0.046325 | -1 | 1 | 0 | 0.001634 | 0
-530 | 530 | 0 | 0.42915 | 0 | 393 | 0 | 393 | 0 | 0.53324 | 67 | 0 | 67 | 0 | 0.041384 | -1 | 1 | 0 | 0.001634 | 0
-475 | 475 | 0 | 0.38462 | 0 | 374 | 0 | 374 | 0 | 0.50746 | 147 | 0 | 147 | 0 | 0.090797 | -1 | 1 | 0 | 0.001634 | 0
-592 | 592 | 0 | 0.47935 | 0 | 546 | 0 | 546 | 0 | 0.74084 | 115 | 0 | 115 | 0 | 0.071032 | -1 | 1 | 0 | 0.001634 | 0
-690 | 690 | 0 | 0.5587 | 0 | 470 | 0 | 470 | 0 | 0.63772 | 102 | 0 | 102 | 0 | 0.063002 | -1 | 1 | 0 | 0.001634 | 0
-808 | 808 | 0 | 0.65425 | 0 | 501 | 0 | 501 | 0 | 0.67978 | 165 | 0 | 165 | 0 | 0.10191 | -1 | 1 | 0 | 0.001634 | 0
-798 | 798 | 0 | 0.64615 | 0 | 12 | 0 | 12 | 0 | 0.016282 | 1 | 0 | 1 | 0 | 0.00061767 | -1 | 1 | 0 | 0.001634 | 0
-789 | 789 | 0 | 0.63887 | 0 | -291 | 291 | 0 | 0.38289 | 0 | -68 | 68 | 0 | 0.049311 | 0 | -1 | 1 | 0 | 0.001634 | 0
-791 | 791 | 0 | 0.64049 | 0 | -303 | 303 | 0 | 0.39868 | 0 | -88 | 88 | 0 | 0.063814 | 0 | -1 | 1 | 0 | 0.001634 | 0
-791 | 791 | 0 | 0.64049 | 0 | -393 | 393 | 0 | 0.51711 | 0 | -23 | 23 | 0 | 0.016679 | 0 | -1 | 1 | 0 | 0.001634 | 0
-791 | 791 | 0 | 0.64049 | 0 | -316 | 316 | 0 | 0.41579 | 0 | -32 | 32 | 0 | 0.023205 | 0 | -1 | 1 | 0 | 0.001634 | 0
-790 | 790 | 0 | 0.63968 | 0 | -118 | 118 | 0 | 0.15526 | 0 | -37 | 37 | 0 | 0.026831 | 0 | -1 | 1 | 0 | 0.001634 | 0
-788 | 788 | 0 | 0.63806 | 0 | 16 | 0 | 16 | 0 | 0.02171 | -25 | 25 | 0 | 0.018129 | 0 | -1 | 1 | 0 | 0.001634 | 0
-787 | 787 | 0 | 0.63725 | 0 | 265 | 0 | 265 | 0 | 0.35957 | 56 | 0 | 56 | 0 | 0.034589 | -1 | 1 | 0 | 0.001634 | 0
-787 | 787 | 0 | 0.63725 | 0 | 228 | 0 | 228 | 0 | 0.30936 | -2 | 2 | 0 | 0.0014503 | 0 | -1 | 1 | 0 | 0.001634 | 0
-786 | 786 | 0 | 0.63644 | 0 | 206 | 0 | 206 | 0 | 0.27951 | -66 | 66 | 0 | 0.047861 | 0 | -1 | 1 | 0 | 0.001634 | 0
-787 | 787 | 0 | 0.63725 | 0 | 71 | 0 | 71 | 0 | 0.096336 | -84 | 84 | 0 | 0.060914 | 0 | -1 | 1 | 0 | 0.001634 | 0
-788 | 788 | 0 | 0.63806 | 0 | -46 | 46 | 0 | 0.060526 | 0 | -133 | 133 | 0 | 0.096447 | 0 | -1 | 1 | 0 | 0.001634 | 0
-789 | 789 | 0 | 0.63887 | 0 | 44 | 0 | 44 | 0 | 0.059701 | -118 | 118 | 0 | 0.085569 | 0 | -1 | 1 | 0 | 0.001634 | 0
-789 | 789 | 0 | 0.63887 | 0 | -81 | 81 | 0 | 0.10658 | 0 | -139 | 139 | 0 | 0.1008 | 0 | -1 | 1 | 0 | 0.001634 | 0
-788 | 788 | 0 | 0.63806 | 0 | -22 | 22 | 0 | 0.028947 | 0 | -57 | 57 | 0 | 0.041334 | 0 | 211 | 0 | 211 | 0 | 0.35462
-788 | 788 | 0 | 0.63806 | 0 | 1 | 0 | 1 | 0 | 0.0013569 | -112 | 112 | 0 | 0.081218 | 0 | 217 | 0 | 217 | 0 | 0.36471
-747 | 747 | 0 | 0.60486 | 0 | 106 | 0 | 106 | 0 | 0.14383 | 113 | 0 | 113 | 0 | 0.069796 | 311 | 0 | 311 | 0 | 0.52269
-191 | 191 | 0 | 0.15466 | 0 | 9 | 0 | 9 | 0 | 0.012212 | 45 | 0 | 45 | 0 | 0.027795 | 347 | 0 | 347 | 0 | 0.58319
-60 | 60 | 0 | 0.048583 | 0 | 0 | 0 | 0 | 0 | 0 | -2 | 2 | 0 | 0.0014503 | 0 | 378 | 0 | 378 | 0 | 0.63529
-15 | 15 | 0 | 0.012146 | 0 | 11 | 0 | 11 | 0 | 0.014925 | 32 | 0 | 32 | 0 | 0.019765 | 401 | 0 | 401 | 0 | 0.67395
-1 | 1 | 0 | 0.00080972 | 0 | 91 | 0 | 91 | 0 | 0.12347 | 107 | 0 | 107 | 0 | 0.06609 | 419 | 0 | 419 | 0 | 0.7042
-1 | 1 | 0 | 0.00080972 | 0 | 129 | 0 | 129 | 0 | 0.17503 | 260 | 0 | 260 | 0 | 0.16059 | 434 | 0 | 434 | 0 | 0.72941
-1 | 1 | 0 | 0.00080972 | 0 | 278 | 0 | 278 | 0 | 0.3772 | 270 | 0 | 270 | 0 | 0.16677 | 434 | 0 | 434 | 0 | 0.72941
-1 | 1 | 0 | 0.00080972 | 0 | 307 | 0 | 307 | 0 | 0.41655 | 335 | 0 | 335 | 0 | 0.20692 | 434 | 0 | 434 | 0 | 0.72941
-40 | 40 | 0 | 0.032389 | 0 | 353 | 0 | 353 | 0 | 0.47897 | 365 | 0 | 365 | 0 | 0.22545 | 434 | 0 | 434 | 0 | 0.72941
-420 | 420 | 0 | 0.34008 | 0 | 609 | 0 | 609 | 0 | 0.82632 | 245 | 0 | 245 | 0 | 0.15133 | 410 | 0 | 410 | 0 | 0.68908
-773 | 773 | 0 | 0.62591 | 0 | 707 | 0 | 707 | 0 | 0.95929 | 304 | 0 | 304 | 0 | 0.18777 | 410 | 0 | 410 | 0 | 0.68908
-619 | 619 | 0 | 0.50121 | 0 | 702 | 0 | 702 | 0 | 0.95251 | 307 | 0 | 307 | 0 | 0.18962 | 44 | 0 | 44 | 0 | 0.07395
-787 | 787 | 0 | 0.63725 | 0 | 710 | 0 | 710 | 0 | 0.96336 | 23 | 0 | 23 | 0 | 0.014206 | -109 | 109 | 0 | 0.1781 | 0
-761 | 761 | 0 | 0.61619 | 0 | 711 | 0 | 711 | 0 | 0.96472 | 204 | 0 | 204 | 0 | 0.126 | 0 | 0 | 0 | 0 | 0
-654 | 654 | 0 | 0.52955 | 0 | 711 | 0 | 711 | 0 | 0.96472 | 126 | 0 | 126 | 0 | 0.077826 | 305 | 0 | 305 | 0 | 0.51261
-608 | 608 | 0 | 0.49231 | 0 | 712 | 0 | 712 | 0 | 0.96608 | 127 | 0 | 127 | 0 | 0.078443 | 331 | 0 | 331 | 0 | 0.5563
-590 | 590 | 0 | 0.47773 | 0 | 711 | 0 | 711 | 0 | 0.96472 | 75 | 0 | 75 | 0 | 0.046325 | 332 | 0 | 332 | 0 | 0.55798
-721 | 721 | 0 | 0.58381 | 0 | 703 | 0 | 703 | 0 | 0.95387 | 77 | 0 | 77 | 0 | 0.04756 | 331 | 0 | 331 | 0 | 0.5563
-785 | 785 | 0 | 0.63563 | 0 | 560 | 0 | 560 | 0 | 0.75984 | -76 | 76 | 0 | 0.055112 | 0 | 332 | 0 | 332 | 0 | 0.55798
-790 | 790 | 0 | 0.63968 | 0 | 345 | 0 | 345 | 0 | 0.46811 | 26 | 0 | 26 | 0 | 0.016059 | 332 | 0 | 332 | 0 | 0.55798
-790 | 790 | 0 | 0.63968 | 0 | 287 | 0 | 287 | 0 | 0.38942 | -137 | 137 | 0 | 0.099347 | 0 | 30 | 0 | 30 | 0 | 0.05042
-790 | 790 | 0 | 0.63968 | 0 | 374 | 0 | 374 | 0 | 0.50746 | 113 | 0 | 113 | 0 | 0.069796 | -356 | 356 | 0 | 0.5817 | 0
-764 | 764 | 0 | 0.61862 | 0 | 701 | 0 | 701 | 0 | 0.95115 | 378 | 0 | 378 | 0 | 0.23348 | -38 | 38 | 0 | 0.062092 | 0
-396 | 396 | 0 | 0.32065 | 0 | 661 | 0 | 661 | 0 | 0.89688 | -57 | 57 | 0 | 0.041334 | 0 | 235 | 0 | 235 | 0 | 0.39496
-29 | 29 | 0 | 0.023482 | 0 | 516 | 0 | 516 | 0 | 0.70014 | 217 | 0 | 217 | 0 | 0.13403 | 330 | 0 | 330 | 0 | 0.55462
83 | 0 | 83 | 0 | 0.051778 | 685 | 0 | 685 | 0 | 0.92944 | 252 | 0 | 252 | 0 | 0.15565 | 251 | 0 | 251 | 0 | 0.42185
130 | 0 | 130 | 0 | 0.081098 | 700 | 0 | 700 | 0 | 0.9498 | 269 | 0 | 269 | 0 | 0.16615 | 331 | 0 | 331 | 0 | 0.5563
139 | 0 | 139 | 0 | 0.086712 | 710 | 0 | 710 | 0 | 0.96336 | 268 | 0 | 268 | 0 | 0.16553 | 413 | 0 | 413 | 0 | 0.69412
105 | 0 | 105 | 0 | 0.065502 | 711 | 0 | 711 | 0 | 0.96472 | 271 | 0 | 271 | 0 | 0.16739 | 455 | 0 | 455 | 0 | 0.76471
24 | 0 | 24 | 0 | 0.014972 | 711 | 0 | 711 | 0 | 0.96472 | 309 | 0 | 309 | 0 | 0.19086 | 457 | 0 | 457 | 0 | 0.76807
-187 | 187 | 0 | 0.15142 | 0 | 711 | 0 | 711 | 0 | 0.96472 | 292 | 0 | 292 | 0 | 0.18036 | 348 | 0 | 348 | 0 | 0.58487
-751 | 751 | 0 | 0.6081 | 0 | 629 | 0 | 629 | 0 | 0.85346 | 124 | 0 | 124 | 0 | 0.07659 | 29 | 0 | 29 | 0 | 0.048739
-790 | 790 | 0 | 0.63968 | 0 | 436 | 0 | 436 | 0 | 0.59159 | 53 | 0 | 53 | 0 | 0.032736 | -1 | 1 | 0 | 0.001634 | 0
-791 | 791 | 0 | 0.64049 | 0 | 613 | 0 | 613 | 0 | 0.83175 | -32 | 32 | 0 | 0.023205 | 0 | -1 | 1 | 0 | 0.001634 | 0
-791 | 791 | 0 | 0.64049 | 0 | 615 | 0 | 615 | 0 | 0.83446 | -39 | 39 | 0 | 0.028281 | 0 | 1 | 0 | 1 | 0 | 0.0016807
-791 | 791 | 0 | 0.64049 | 0 | 679 | 0 | 679 | 0 | 0.9213 | -37 | 37 | 0 | 0.026831 | 0 | -431 | 431 | 0 | 0.70425 | 0
-790 | 790 | 0 | 0.63968 | 0 | 707 | 0 | 707 | 0 | 0.95929 | -65 | 65 | 0 | 0.047136 | 0 | -479 | 479 | 0 | 0.78268 | 0
-732 | 732 | 0 | 0.59271 | 0 | 711 | 0 | 711 | 0 | 0.96472 | -52 | 52 | 0 | 0.037708 | 0 | -494 | 494 | 0 | 0.80719 | 0
-709 | 709 | 0 | 0.57409 | 0 | 711 | 0 | 711 | 0 | 0.96472 | -32 | 32 | 0 | 0.023205 | 0 | -428 | 428 | 0 | 0.69935 | 0
-629 | 629 | 0 | 0.50931 | 0 | 710 | 0 | 710 | 0 | 0.96336 | 205 | 0 | 205 | 0 | 0.12662 | -91 | 91 | 0 | 0.14869 | 0
-699 | 699 | 0 | 0.56599 | 0 | 711 | 0 | 711 | 0 | 0.96472 | 267 | 0 | 267 | 0 | 0.16492 | -128 | 128 | 0 | 0.20915 | 0
-555 | 555 | 0 | 0.44939 | 0 | 708 | 0 | 708 | 0 | 0.96065 | 368 | 0 | 368 | 0 | 0.2273 | -461 | 461 | 0 | 0.75327 | 0
-791 | 791 | 0 | 0.64049 | 0 | 707 | 0 | 707 | 0 | 0.95929 | 168 | 0 | 168 | 0 | 0.10377 | -494 | 494 | 0 | 0.80719 | 0
-792 | 792 | 0 | 0.6413 | 0 | 649 | 0 | 649 | 0 | 0.8806 | -72 | 72 | 0 | 0.052212 | 0 | -494 | 494 | 0 | 0.80719 | 0
-792 | 792 | 0 | 0.6413 | 0 | 651 | 0 | 651 | 0 | 0.88331 | -39 | 39 | 0 | 0.028281 | 0 | -493 | 493 | 0 | 0.80556 | 0
-785 | 785 | 0 | 0.63563 | 0 | 565 | 0 | 565 | 0 | 0.76662 | -62 | 62 | 0 | 0.04496 | 0 | -494 | 494 | 0 | 0.80719 | 0
-691 | 691 | 0 | 0.55951 | 0 | 608 | 0 | 608 | 0 | 0.82497 | 187 | 0 | 187 | 0 | 0.1155 | -363 | 363 | 0 | 0.59314 | 0
-297 | 297 | 0 | 0.24049 | 0 | 688 | 0 | 688 | 0 | 0.93351 | 303 | 0 | 303 | 0 | 0.18715 | 117 | 0 | 117 | 0 | 0.19664
-15 | 15 | 0 | 0.012146 | 0 | 708 | 0 | 708 | 0 | 0.96065 | 393 | 0 | 393 | 0 | 0.24274 | 230 | 0 | 230 | 0 | 0.38655
91 | 0 | 91 | 0 | 0.056769 | 675 | 0 | 675 | 0 | 0.91588 | 282 | 0 | 282 | 0 | 0.17418 | 251 | 0 | 251 | 0 | 0.42185
29 | 0 | 29 | 0 | 0.018091 | 686 | 0 | 686 | 0 | 0.9308 | 297 | 0 | 297 | 0 | 0.18345 | 251 | 0 | 251 | 0 | 0.42185
0 | 0 | 0 | 0 | 0 | 610 | 0 | 610 | 0 | 0.82768 | 343 | 0 | 343 | 0 | 0.21186 | 331 | 0 | 331 | 0 | 0.5563
-27 | 27 | 0 | 0.021862 | 0 | 526 | 0 | 526 | 0 | 0.7137 | 250 | 0 | 250 | 0 | 0.15442 | 410 | 0 | 410 | 0 | 0.68908
-286 | 286 | 0 | 0.23158 | 0 | 700 | 0 | 700 | 0 | 0.9498 | 373 | 0 | 373 | 0 | 0.23039 | 400 | 0 | 400 | 0 | 0.67227
-441 | 441 | 0 | 0.35709 | 0 | 701 | 0 | 701 | 0 | 0.95115 | 315 | 0 | 315 | 0 | 0.19456 | 378 | 0 | 378 | 0 | 0.63529
-774 | 774 | 0 | 0.62672 | 0 | 564 | 0 | 564 | 0 | 0.76526 | 221 | 0 | 221 | 0 | 0.1365 | 37 | 0 | 37 | 0 | 0.062185
-796 | 796 | 0 | 0.64453 | 0 | 229 | 0 | 229 | 0 | 0.31072 | 68 | 0 | 68 | 0 | 0.042001 | -431 | 431 | 0 | 0.70425 | 0
-795 | 795 | 0 | 0.64372 | 0 | 328 | 0 | 328 | 0 | 0.44505 | 71 | 0 | 71 | 0 | 0.043854 | -493 | 493 | 0 | 0.80556 | 0
-723 | 723 | 0 | 0.58543 | 0 | 317 | 0 | 317 | 0 | 0.43012 | 205 | 0 | 205 | 0 | 0.12662 | -453 | 453 | 0 | 0.7402 | 0
-588 | 588 | 0 | 0.47611 | 0 | 370 | 0 | 370 | 0 | 0.50204 | 169 | 0 | 169 | 0 | 0.10439 | -373 | 373 | 0 | 0.60948 | 0
-606 | 606 | 0 | 0.49069 | 0 | 414 | 0 | 414 | 0 | 0.56174 | 196 | 0 | 196 | 0 | 0.12106 | 97 | 0 | 97 | 0 | 0.16303
-438 | 438 | 0 | 0.35466 | 0 | 334 | 0 | 334 | 0 | 0.45319 | 134 | 0 | 134 | 0 | 0.082767 | 290 | 0 | 290 | 0 | 0.48739
-405 | 405 | 0 | 0.32794 | 0 | 183 | 0 | 183 | 0 | 0.2483 | 160 | 0 | 160 | 0 | 0.098826 | 388 | 0 | 388 | 0 | 0.6521
-406 | 406 | 0 | 0.32874 | 0 | 295 | 0 | 295 | 0 | 0.40027 | 177 | 0 | 177 | 0 | 0.10933 | 389 | 0 | 389 | 0 | 0.65378
-427 | 427 | 0 | 0.34575 | 0 | 344 | 0 | 344 | 0 | 0.46676 | 151 | 0 | 151 | 0 | 0.093267 | 332 | 0 | 332 | 0 | 0.55798
-424 | 424 | 0 | 0.34332 | 0 | 258 | 0 | 258 | 0 | 0.35007 | 221 | 0 | 221 | 0 | 0.1365 | 30 | 0 | 30 | 0 | 0.05042
-396 | 396 | 0 | 0.32065 | 0 | -10 | 10 | 0 | 0.013158 | 0 | 269 | 0 | 269 | 0 | 0.16615 | -431 | 431 | 0 | 0.70425 | 0
-418 | 418 | 0 | 0.33846 | 0 | -57 | 57 | 0 | 0.075 | 0 | 39 | 0 | 39 | 0 | 0.024089 | -494 | 494 | 0 | 0.80719 | 0
-428 | 428 | 0 | 0.34656 | 0 | -148 | 148 | 0 | 0.19474 | 0 | 43 | 0 | 43 | 0 | 0.02656 | -494 | 494 | 0 | 0.80719 | 0
-428 | 428 | 0 | 0.34656 | 0 | -88 | 88 | 0 | 0.11579 | 0 | 18 | 0 | 18 | 0 | 0.011118 | -493 | 493 | 0 | 0.80556 | 0
-428 | 428 | 0 | 0.34656 | 0 | 75 | 0 | 75 | 0 | 0.10176 | 314 | 0 | 314 | 0 | 0.19395 | -318 | 318 | 0 | 0.51961 | 0
-429 | 429 | 0 | 0.34737 | 0 | 532 | 0 | 532 | 0 | 0.72185 | 203 | 0 | 203 | 0 | 0.12539 | 154 | 0 | 154 | 0 | 0.25882
-423 | 423 | 0 | 0.34251 | 0 | 700 | 0 | 700 | 0 | 0.9498 | 314 | 0 | 314 | 0 | 0.19395 | 251 | 0 | 251 | 0 | 0.42185
-39 | 39 | 0 | 0.031579 | 0 | 522 | 0 | 522 | 0 | 0.70828 | 298 | 0 | 298 | 0 | 0.18406 | 331 | 0 | 331 | 0 | 0.5563
-1 | 1 | 0 | 0.00080972 | 0 | 317 | 0 | 317 | 0 | 0.43012 | 247 | 0 | 247 | 0 | 0.15256 | 413 | 0 | 413 | 0 | 0.69412
-1 | 1 | 0 | 0.00080972 | 0 | 410 | 0 | 410 | 0 | 0.55631 | 336 | 0 | 336 | 0 | 0.20754 | 495 | 0 | 495 | 0 | 0.83193
-2 | 2 | 0 | 0.0016194 | 0 | 353 | 0 | 353 | 0 | 0.47897 | 260 | 0 | 260 | 0 | 0.16059 | 459 | 0 | 459 | 0 | 0.77143
-45 | 45 | 0 | 0.036437 | 0 | 404 | 0 | 404 | 0 | 0.54817 | 237 | 0 | 237 | 0 | 0.14639 | 420 | 0 | 420 | 0 | 0.70588
-278 | 278 | 0 | 0.2251 | 0 | 412 | 0 | 412 | 0 | 0.55902 | 235 | 0 | 235 | 0 | 0.14515 | 325 | 0 | 325 | 0 | 0.54622
-419 | 419 | 0 | 0.33927 | 0 | 93 | 0 | 93 | 0 | 0.12619 | -55 | 55 | 0 | 0.039884 | 0 | 27 | 0 | 27 | 0 | 0.045378
-428 | 428 | 0 | 0.34656 | 0 | -235 | 235 | 0 | 0.30921 | 0 | -88 | 88 | 0 | 0.063814 | 0 | -430 | 430 | 0 | 0.70261 | 0
-428 | 428 | 0 | 0.34656 | 0 | -270 | 270 | 0 | 0.35526 | 0 | -125 | 125 | 0 | 0.090645 | 0 | -258 | 258 | 0 | 0.42157 | 0
-428 | 428 | 0 | 0.34656 | 0 | -238 | 238 | 0 | 0.31316 | 0 | -92 | 92 | 0 | 0.066715 | 0 | -161 | 161 | 0 | 0.26307 | 0
-430 | 430 | 0 | 0.34818 | 0 | -233 | 233 | 0 | 0.30658 | 0 | 73 | 0 | 73 | 0 | 0.04509 | 143 | 0 | 143 | 0 | 0.24034
-749 | 749 | 0 | 0.60648 | 0 | 248 | 0 | 248 | 0 | 0.3365 | 3 | 0 | 3 | 0 | 0.001853 | 259 | 0 | 259 | 0 | 0.43529
-780 | 780 | 0 | 0.63158 | 0 | 371 | 0 | 371 | 0 | 0.50339 | 176 | 0 | 176 | 0 | 0.10871 | 260 | 0 | 260 | 0 | 0.43697
-689 | 689 | 0 | 0.55789 | 0 | 312 | 0 | 312 | 0 | 0.42334 | 142 | 0 | 142 | 0 | 0.087708 | 264 | 0 | 264 | 0 | 0.4437
-784 | 784 | 0 | 0.63482 | 0 | 219 | 0 | 219 | 0 | 0.29715 | 273 | 0 | 273 | 0 | 0.16862 | 385 | 0 | 385 | 0 | 0.64706
-620 | 620 | 0 | 0.50202 | 0 | 301 | 0 | 301 | 0 | 0.40841 | 208 | 0 | 208 | 0 | 0.12847 | 355 | 0 | 355 | 0 | 0.59664
-584 | 584 | 0 | 0.47287 | 0 | 185 | 0 | 185 | 0 | 0.25102 | 297 | 0 | 297 | 0 | 0.18345 | 294 | 0 | 294 | 0 | 0.49412
-584 | 584 | 0 | 0.47287 | 0 | -31 | 31 | 0 | 0.040789 | 0 | 267 | 0 | 267 | 0 | 0.16492 | 23 | 0 | 23 | 0 | 0.038655
-584 | 584 | 0 | 0.47287 | 0 | -93 | 93 | 0 | 0.12237 | 0 | 91 | 0 | 91 | 0 | 0.056208 | -431 | 431 | 0 | 0.70425 | 0
-684 | 684 | 0 | 0.55385 | 0 | -80 | 80 | 0 | 0.10526 | 0 | -65 | 65 | 0 | 0.047136 | 0 | -493 | 493 | 0 | 0.80556 | 0
-785 | 785 | 0 | 0.63563 | 0 | -22 | 22 | 0 | 0.028947 | 0 | -114 | 114 | 0 | 0.082669 | 0 | -493 | 493 | 0 | 0.80556 | 0
-785 | 785 | 0 | 0.63563 | 0 | 185 | 0 | 185 | 0 | 0.25102 | 34 | 0 | 34 | 0 | 0.021001 | -307 | 307 | 0 | 0.50163 | 0
-784 | 784 | 0 | 0.63482 | 0 | 613 | 0 | 613 | 0 | 0.83175 | 177 | 0 | 177 | 0 | 0.10933 | 172 | 0 | 172 | 0 | 0.28908
-743 | 743 | 0 | 0.60162 | 0 | 649 | 0 | 649 | 0 | 0.8806 | 273 | 0 | 273 | 0 | 0.16862 | 367 | 0 | 367 | 0 | 0.61681
-184 | 184 | 0 | 0.14899 | 0 | 356 | 0 | 356 | 0 | 0.48304 | 185 | 0 | 185 | 0 | 0.11427 | 349 | 0 | 349 | 0 | 0.58655
13 | 0 | 13 | 0 | 0.0081098 | 87 | 0 | 87 | 0 | 0.11805 | 237 | 0 | 237 | 0 | 0.14639 | 364 | 0 | 364 | 0 | 0.61176
48 | 0 | 48 | 0 | 0.029944 | 122 | 0 | 122 | 0 | 0.16554 | 265 | 0 | 265 | 0 | 0.16368 | 353 | 0 | 353 | 0 | 0.59328
72 | 0 | 72 | 0 | 0.044916 | 177 | 0 | 177 | 0 | 0.24016 | 234 | 0 | 234 | 0 | 0.14453 | 335 | 0 | 335 | 0 | 0.56303
-249 | 249 | 0 | 0.20162 | 0 | 504 | 0 | 504 | 0 | 0.68385 | 241 | 0 | 241 | 0 | 0.14886 | 297 | 0 | 297 | 0 | 0.49916
-749 | 749 | 0 | 0.60648 | 0 | 699 | 0 | 699 | 0 | 0.94844 | 302 | 0 | 302 | 0 | 0.18653 | 281 | 0 | 281 | 0 | 0.47227
-783 | 783 | 0 | 0.63401 | 0 | 253 | 0 | 253 | 0 | 0.34328 | -62 | 62 | 0 | 0.04496 | 0 | -60 | 60 | 0 | 0.098039 | 0
-783 | 783 | 0 | 0.63401 | 0 | -89 | 89 | 0 | 0.11711 | 0 | 31 | 0 | 31 | 0 | 0.019148 | -97 | 97 | 0 | 0.1585 | 0
-783 | 783 | 0 | 0.63401 | 0 | -61 | 61 | 0 | 0.080263 | 0 | 61 | 0 | 61 | 0 | 0.037678 | 1 | 0 | 1 | 0 | 0.0016807
-782 | 782 | 0 | 0.6332 | 0 | 24 | 0 | 24 | 0 | 0.032564 | 77 | 0 | 77 | 0 | 0.04756 | 2 | 0 | 2 | 0 | 0.0033613
-783 | 783 | 0 | 0.63401 | 0 | 3 | 0 | 3 | 0 | 0.0040706 | 131 | 0 | 131 | 0 | 0.080914 | 2 | 0 | 2 | 0 | 0.0033613
-763 | 763 | 0 | 0.61781 | 0 | 14 | 0 | 14 | 0 | 0.018996 | 157 | 0 | 157 | 0 | 0.096973 | 68 | 0 | 68 | 0 | 0.11429
-654 | 654 | 0 | 0.52955 | 0 | 152 | 0 | 152 | 0 | 0.20624 | 125 | 0 | 125 | 0 | 0.077208 | 97 | 0 | 97 | 0 | 0.16303
-578 | 578 | 0 | 0.46802 | 0 | 213 | 0 | 213 | 0 | 0.28901 | 127 | 0 | 127 | 0 | 0.078443 | 178 | 0 | 178 | 0 | 0.29916
-586 | 586 | 0 | 0.47449 | 0 | 305 | 0 | 305 | 0 | 0.41384 | 114 | 0 | 114 | 0 | 0.070414 | 212 | 0 | 212 | 0 | 0.3563
-594 | 594 | 0 | 0.48097 | 0 | 382 | 0 | 382 | 0 | 0.51832 | 140 | 0 | 140 | 0 | 0.086473 | 236 | 0 | 236 | 0 | 0.39664
-780 | 780 | 0 | 0.63158 | 0 | 95 | 0 | 95 | 0 | 0.1289 | -47 | 47 | 0 | 0.034083 | 0 | 15 | 0 | 15 | 0 | 0.02521
-783 | 783 | 0 | 0.63401 | 0 | -79 | 79 | 0 | 0.10395 | 0 | -20 | 20 | 0 | 0.014503 | 0 | -95 | 95 | 0 | 0.15523 | 0
-783 | 783 | 0 | 0.63401 | 0 | -104 | 104 | 0 | 0.13684 | 0 | 7 | 0 | 7 | 0 | 0.0043237 | -97 | 97 | 0 | 0.1585 | 0
-785 | 785 | 0 | 0.63563 | 0 | -83 | 83 | 0 | 0.10921 | 0 | -38 | 38 | 0 | 0.027556 | 0 | -97 | 97 | 0 | 0.1585 | 0
-840 | 840 | 0 | 0.68016 | 0 | -469 | 469 | 0 | 0.61711 | 0 | -92 | 92 | 0 | 0.066715 | 0 | -97 | 97 | 0 | 0.1585 | 0
-840 | 840 | 0 | 0.68016 | 0 | -207 | 207 | 0 | 0.27237 | 0 | 70 | 0 | 70 | 0 | 0.043237 | -97 | 97 | 0 | 0.1585 | 0
-833 | 833 | 0 | 0.67449 | 0 | 344 | 0 | 344 | 0 | 0.46676 | 181 | 0 | 181 | 0 | 0.1118 | 1 | 0 | 1 | 0 | 0.0016807
-607 | 607 | 0 | 0.4915 | 0 | 671 | 0 | 671 | 0 | 0.91045 | 291 | 0 | 291 | 0 | 0.17974 | 337 | 0 | 337 | 0 | 0.56639
-225 | 225 | 0 | 0.18219 | 0 | 687 | 0 | 687 | 0 | 0.93216 | 200 | 0 | 200 | 0 | 0.12353 | 492 | 0 | 492 | 0 | 0.82689
-11 | 11 | 0 | 0.0089069 | 0 | 605 | 0 | 605 | 0 | 0.8209 | 157 | 0 | 157 | 0 | 0.096973 | 494 | 0 | 494 | 0 | 0.83025
0 | 0 | 0 | 0 | 0 | 556 | 0 | 556 | 0 | 0.75441 | 179 | 0 | 179 | 0 | 0.11056 | 494 | 0 | 494 | 0 | 0.83025
-21 | 21 | 0 | 0.017004 | 0 | 603 | 0 | 603 | 0 | 0.81818 | 134 | 0 | 134 | 0 | 0.082767 | 494 | 0 | 494 | 0 | 0.83025
-298 | 298 | 0 | 0.2413 | 0 | 710 | 0 | 710 | 0 | 0.96336 | 175 | 0 | 175 | 0 | 0.10809 | 494 | 0 | 494 | 0 | 0.83025
-823 | 823 | 0 | 0.6664 | 0 | 668 | 0 | 668 | 0 | 0.90638 | 239 | 0 | 239 | 0 | 0.14762 | 465 | 0 | 465 | 0 | 0.78151
-825 | 825 | 0 | 0.66802 | 0 | 119 | 0 | 119 | 0 | 0.16147 | -98 | 98 | 0 | 0.071066 | 0 | -7 | 7 | 0 | 0.011438 | 0
-635 | 635 | 0 | 0.51417 | 0 | -517 | 517 | 0 | 0.68026 | 0 | 16 | 0 | 16 | 0 | 0.0098826 | -97 | 97 | 0 | 0.1585 | 0
-618 | 618 | 0 | 0.5004 | 0 | -693 | 693 | 0 | 0.91184 | 0 | 78 | 0 | 78 | 0 | 0.048178 | 1 | 0 | 1 | 0 | 0.0016807
-359 | 359 | 0 | 0.29069 | 0 | -698 | 698 | 0 | 0.91842 | 0 | 87 | 0 | 87 | 0 | 0.053737 | 2 | 0 | 2 | 0 | 0.0033613
-241 | 241 | 0 | 0.19514 | 0 | -607 | 607 | 0 | 0.79868 | 0 | 198 | 0 | 198 | 0 | 0.1223 | 2 | 0 | 2 | 0 | 0.0033613
-241 | 241 | 0 | 0.19514 | 0 | -684 | 684 | 0 | 0.9 | 0 | 220 | 0 | 220 | 0 | 0.13589 | 2 | 0 | 2 | 0 | 0.0033613
-241 | 241 | 0 | 0.19514 | 0 | -387 | 387 | 0 | 0.50921 | 0 | 320 | 0 | 320 | 0 | 0.19765 | 2 | 0 | 2 | 0 | 0.0033613
-240 | 240 | 0 | 0.19433 | 0 | -70 | 70 | 0 | 0.092105 | 0 | 127 | 0 | 127 | 0 | 0.078443 | 202 | 0 | 202 | 0 | 0.3395
-240 | 240 | 0 | 0.19433 | 0 | -98 | 98 | 0 | 0.12895 | 0 | 140 | 0 | 140 | 0 | 0.086473 | 247 | 0 | 247 | 0 | 0.41513
-266 | 266 | 0 | 0.21538 | 0 | -661 | 661 | 0 | 0.86974 | 0 | 137 | 0 | 137 | 0 | 0.08462 | 16 | 0 | 16 | 0 | 0.026891
-391 | 391 | 0 | 0.3166 | 0 | -698 | 698 | 0 | 0.91842 | 0 | 31 | 0 | 31 | 0 | 0.019148 | -95 | 95 | 0 | 0.15523 | 0
-342 | 342 | 0 | 0.27692 | 0 | -699 | 699 | 0 | 0.91974 | 0 | -44 | 44 | 0 | 0.031907 | 0 | -97 | 97 | 0 | 0.1585 | 0
-334 | 334 | 0 | 0.27045 | 0 | -699 | 699 | 0 | 0.91974 | 0 | -77 | 77 | 0 | 0.055838 | 0 | -97 | 97 | 0 | 0.1585 | 0
-376 | 376 | 0 | 0.30445 | 0 | -699 | 699 | 0 | 0.91974 | 0 | -147 | 147 | 0 | 0.1066 | 0 | -97 | 97 | 0 | 0.1585 | 0
-820 | 820 | 0 | 0.66397 | 0 | -553 | 553 | 0 | 0.72763 | 0 | -101 | 101 | 0 | 0.073241 | 0 | -97 | 97 | 0 | 0.1585 | 0
-840 | 840 | 0 | 0.68016 | 0 | -554 | 554 | 0 | 0.72895 | 0 | -60 | 60 | 0 | 0.04351 | 0 | -97 | 97 | 0 | 0.1585 | 0
-841 | 841 | 0 | 0.68097 | 0 | -496 | 496 | 0 | 0.65263 | 0 | -54 | 54 | 0 | 0.039159 | 0 | -97 | 97 | 0 | 0.1585 | 0
-841 | 841 | 0 | 0.68097 | 0 | -577 | 577 | 0 | 0.75921 | 0 | 262 | 0 | 262 | 0 | 0.16183 | -71 | 71 | 0 | 0.11601 | 0
-839 | 839 | 0 | 0.67935 | 0 | -13 | 13 | 0 | 0.017105 | 0 | 80 | 0 | 80 | 0 | 0.049413 | 147 | 0 | 147 | 0 | 0.24706
-804 | 804 | 0 | 0.65101 | 0 | 506 | 0 | 506 | 0 | 0.68657 | 152 | 0 | 152 | 0 | 0.093885 | 188 | 0 | 188 | 0 | 0.31597
-269 | 269 | 0 | 0.21781 | 0 | 497 | 0 | 497 | 0 | 0.67436 | 138 | 0 | 138 | 0 | 0.085238 | 207 | 0 | 207 | 0 | 0.3479
-101 | 101 | 0 | 0.081781 | 0 | 634 | 0 | 634 | 0 | 0.86024 | 17 | 0 | 17 | 0 | 0.0105 | 207 | 0 | 207 | 0 | 0.3479
-49 | 49 | 0 | 0.039676 | 0 | 687 | 0 | 687 | 0 | 0.93216 | 72 | 0 | 72 | 0 | 0.044472 | 207 | 0 | 207 | 0 | 0.3479
-290 | 290 | 0 | 0.23482 | 0 | 696 | 0 | 696 | 0 | 0.94437 | 244 | 0 | 244 | 0 | 0.15071 | 196 | 0 | 196 | 0 | 0.32941
-653 | 653 | 0 | 0.52874 | 0 | 684 | 0 | 684 | 0 | 0.92809 | 269 | 0 | 269 | 0 | 0.16615 | 144 | 0 | 144 | 0 | 0.24202
-833 | 833 | 0 | 0.67449 | 0 | 211 | 0 | 211 | 0 | 0.2863 | -36 | 36 | 0 | 0.026106 | 0 | 121 | 0 | 121 | 0 | 0.20336
-808 | 808 | 0 | 0.65425 | 0 | -402 | 402 | 0 | 0.52895 | 0 | -62 | 62 | 0 | 0.04496 | 0 | 5 | 0 | 5 | 0 | 0.0084034
-384 | 384 | 0 | 0.31093 | 0 | -682 | 682 | 0 | 0.89737 | 0 | -93 | 93 | 0 | 0.06744 | 0 | 3 | 0 | 3 | 0 | 0.005042
-341 | 341 | 0 | 0.27611 | 0 | -699 | 699 | 0 | 0.91974 | 0 | -156 | 156 | 0 | 0.11313 | 0 | 3 | 0 | 3 | 0 | 0.005042
-260 | 260 | 0 | 0.21053 | 0 | -699 | 699 | 0 | 0.91974 | 0 | -157 | 157 | 0 | 0.11385 | 0 | 3 | 0 | 3 | 0 | 0.005042
-418 | 418 | 0 | 0.33846 | 0 | -700 | 700 | 0 | 0.92105 | 0 | -128 | 128 | 0 | 0.092821 | 0 | 3 | 0 | 3 | 0 | 0.005042
-316 | 316 | 0 | 0.25587 | 0 | -576 | 576 | 0 | 0.75789 | 0 | 128 | 0 | 128 | 0 | 0.079061 | 3 | 0 | 3 | 0 | 0.005042
-316 | 316 | 0 | 0.25587 | 0 | -567 | 567 | 0 | 0.74605 | 0 | 35 | 0 | 35 | 0 | 0.021618 | 280 | 0 | 280 | 0 | 0.47059
-284 | 284 | 0 | 0.22996 | 0 | -485 | 485 | 0 | 0.63816 | 0 | -84 | 84 | 0 | 0.060914 | 0 | 316 | 0 | 316 | 0 | 0.53109
-265 | 265 | 0 | 0.21457 | 0 | -683 | 683 | 0 | 0.89868 | 0 | 104 | 0 | 104 | 0 | 0.064237 | 26 | 0 | 26 | 0 | 0.043697
-282 | 282 | 0 | 0.22834 | 0 | -699 | 699 | 0 | 0.91974 | 0 | -36 | 36 | 0 | 0.026106 | 0 | -431 | 431 | 0 | 0.70425 | 0
-282 | 282 | 0 | 0.22834 | 0 | -698 | 698 | 0 | 0.91842 | 0 | -79 | 79 | 0 | 0.057288 | 0 | -493 | 493 | 0 | 0.80556 | 0
-358 | 358 | 0 | 0.28988 | 0 | -698 | 698 | 0 | 0.91842 | 0 | -89 | 89 | 0 | 0.06454 | 0 | -493 | 493 | 0 | 0.80556 | 0
-828 | 828 | 0 | 0.67045 | 0 | -698 | 698 | 0 | 0.91842 | 0 | -86 | 86 | 0 | 0.062364 | 0 | -493 | 493 | 0 | 0.80556 | 0
-849 | 849 | 0 | 0.68745 | 0 | -698 | 698 | 0 | 0.91842 | 0 | -31 | 31 | 0 | 0.02248 | 0 | -493 | 493 | 0 | 0.80556 | 0
-849 | 849 | 0 | 0.68745 | 0 | -683 | 683 | 0 | 0.89868 | 0 | -46 | 46 | 0 | 0.033358 | 0 | -493 | 493 | 0 | 0.80556 | 0
-831 | 831 | 0 | 0.67287 | 0 | -243 | 243 | 0 | 0.31974 | 0 | -79 | 79 | 0 | 0.057288 | 0 | -105 | 105 | 0 | 0.17157 | 0
-563 | 563 | 0 | 0.45587 | 0 | 11 | 0 | 11 | 0 | 0.014925 | -97 | 97 | 0 | 0.070341 | 0 | -57 | 57 | 0 | 0.093137 | 0
-25 | 25 | 0 | 0.020243 | 0 | 307 | 0 | 307 | 0 | 0.41655 | 202 | 0 | 202 | 0 | 0.12477 | 237 | 0 | 237 | 0 | 0.39832
151 | 0 | 151 | 0 | 0.094198 | 691 | 0 | 691 | 0 | 0.93758 | 75 | 0 | 75 | 0 | 0.046325 | 307 | 0 | 307 | 0 | 0.51597
444 | 0 | 444 | 0 | 0.27698 | 694 | 0 | 694 | 0 | 0.94166 | 167 | 0 | 167 | 0 | 0.10315 | 326 | 0 | 326 | 0 | 0.5479
590 | 0 | 590 | 0 | 0.36806 | 702 | 0 | 702 | 0 | 0.95251 | 206 | 0 | 206 | 0 | 0.12724 | 362 | 0 | 362 | 0 | 0.6084
631 | 0 | 631 | 0 | 0.39364 | 710 | 0 | 710 | 0 | 0.96336 | 157 | 0 | 157 | 0 | 0.096973 | 388 | 0 | 388 | 0 | 0.6521
503 | 0 | 503 | 0 | 0.31379 | 711 | 0 | 711 | 0 | 0.96472 | 250 | 0 | 250 | 0 | 0.15442 | 399 | 0 | 399 | 0 | 0.67059
423 | 0 | 423 | 0 | 0.26388 | 711 | 0 | 711 | 0 | 0.96472 | 364 | 0 | 364 | 0 | 0.22483 | 370 | 0 | 370 | 0 | 0.62185
17 | 0 | 17 | 0 | 0.010605 | 711 | 0 | 711 | 0 | 0.96472 | 266 | 0 | 266 | 0 | 0.1643 | 358 | 0 | 358 | 0 | 0.60168
-551 | 551 | 0 | 0.44615 | 0 | 655 | 0 | 655 | 0 | 0.88874 | -70 | 70 | 0 | 0.050761 | 0 | 260 | 0 | 260 | 0 | 0.43697
-265 | 265 | 0 | 0.21457 | 0 | 711 | 0 | 711 | 0 | 0.96472 | -28 | 28 | 0 | 0.020305 | 0 | 400 | 0 | 400 | 0 | 0.67227
239 | 0 | 239 | 0 | 0.1491 | 711 | 0 | 711 | 0 | 0.96472 | 269 | 0 | 269 | 0 | 0.16615 | 254 | 0 | 254 | 0 | 0.42689
527 | 0 | 527 | 0 | 0.32876 | 712 | 0 | 712 | 0 | 0.96608 | 365 | 0 | 365 | 0 | 0.22545 | 187 | 0 | 187 | 0 | 0.31429
773 | 0 | 773 | 0 | 0.48222 | 712 | 0 | 712 | 0 | 0.96608 | 341 | 0 | 341 | 0 | 0.21062 | 145 | 0 | 145 | 0 | 0.2437
791 | 0 | 791 | 0 | 0.49345 | 712 | 0 | 712 | 0 | 0.96608 | 412 | 0 | 412 | 0 | 0.25448 | 104 | 0 | 104 | 0 | 0.17479
791 | 0 | 791 | 0 | 0.49345 | 712 | 0 | 712 | 0 | 0.96608 | 328 | 0 | 328 | 0 | 0.20259 | 104 | 0 | 104 | 0 | 0.17479
783 | 0 | 783 | 0 | 0.48846 | 708 | 0 | 708 | 0 | 0.96065 | 345 | 0 | 345 | 0 | 0.21309 | 104 | 0 | 104 | 0 | 0.17479
629 | 0 | 629 | 0 | 0.39239 | 672 | 0 | 672 | 0 | 0.9118 | 245 | 0 | 245 | 0 | 0.15133 | 104 | 0 | 104 | 0 | 0.17479
68 | 0 | 68 | 0 | 0.04242 | 293 | 0 | 293 | 0 | 0.39756 | 120 | 0 | 120 | 0 | 0.07412 | 104 | 0 | 104 | 0 | 0.17479
-495 | 495 | 0 | 0.40081 | 0 | 412 | 0 | 412 | 0 | 0.55902 | -62 | 62 | 0 | 0.04496 | 0 | -256 | 256 | 0 | 0.4183 | 0
-342 | 342 | 0 | 0.27692 | 0 | 619 | 0 | 619 | 0 | 0.83989 | -100 | 100 | 0 | 0.072516 | 0 | -484 | 484 | 0 | 0.79085 | 0
231 | 0 | 231 | 0 | 0.1441 | 687 | 0 | 687 | 0 | 0.93216 | -114 | 114 | 0 | 0.082669 | 0 | -17 | 17 | 0 | 0.027778 | 0
764 | 0 | 764 | 0 | 0.47661 | 498 | 0 | 498 | 0 | 0.67571 | 108 | 0 | 108 | 0 | 0.066708 | 144 | 0 | 144 | 0 | 0.24202
791 | 0 | 791 | 0 | 0.49345 | 362 | 0 | 362 | 0 | 0.49118 | 322 | 0 | 322 | 0 | 0.19889 | 145 | 0 | 145 | 0 | 0.2437
793 | 0 | 793 | 0 | 0.4947 | 615 | 0 | 615 | 0 | 0.83446 | -54 | 54 | 0 | 0.039159 | 0 | 64 | 0 | 64 | 0 | 0.10756
791 | 0 | 791 | 0 | 0.49345 | 713 | 0 | 713 | 0 | 0.96744 | -24 | 24 | 0 | 0.017404 | 0 | 63 | 0 | 63 | 0 | 0.10588
791 | 0 | 791 | 0 | 0.49345 | 713 | 0 | 713 | 0 | 0.96744 | 206 | 0 | 206 | 0 | 0.12724 | 63 | 0 | 63 | 0 | 0.10588
792 | 0 | 792 | 0 | 0.49407 | 713 | 0 | 713 | 0 | 0.96744 | 88 | 0 | 88 | 0 | 0.054355 | 63 | 0 | 63 | 0 | 0.10588
793 | 0 | 793 | 0 | 0.4947 | 708 | 0 | 708 | 0 | 0.96065 | -82 | 82 | 0 | 0.059463 | 0 | 63 | 0 | 63 | 0 | 0.10588
763 | 0 | 763 | 0 | 0.47598 | 569 | 0 | 569 | 0 | 0.77205 | -50 | 50 | 0 | 0.036258 | 0 | 63 | 0 | 63 | 0 | 0.10588
236 | 0 | 236 | 0 | 0.14722 | 341 | 0 | 341 | 0 | 0.46269 | -56 | 56 | 0 | 0.040609 | 0 | 3 | 0 | 3 | 0 | 0.005042
-348 | 348 | 0 | 0.28178 | 0 | 472 | 0 | 472 | 0 | 0.64043 | -30 | 30 | 0 | 0.021755 | 0 | -282 | 282 | 0 | 0.46078 | 0
-446 | 446 | 0 | 0.36113 | 0 | 665 | 0 | 665 | 0 | 0.90231 | -129 | 129 | 0 | 0.093546 | 0 | -426 | 426 | 0 | 0.69608 | 0
136 | 0 | 136 | 0 | 0.084841 | 623 | 0 | 623 | 0 | 0.84532 | -22 | 22 | 0 | 0.015954 | 0 | -139 | 139 | 0 | 0.22712 | 0
463 | 0 | 463 | 0 | 0.28883 | 711 | 0 | 711 | 0 | 0.96472 | 309 | 0 | 309 | 0 | 0.19086 | 78 | 0 | 78 | 0 | 0.13109
368 | 0 | 368 | 0 | 0.22957 | 713 | 0 | 713 | 0 | 0.96744 | 239 | 0 | 239 | 0 | 0.14762 | 65 | 0 | 65 | 0 | 0.10924
216 | 0 | 216 | 0 | 0.13475 | 713 | 0 | 713 | 0 | 0.96744 | 109 | 0 | 109 | 0 | 0.067326 | 65 | 0 | 65 | 0 | 0.10924
122 | 0 | 122 | 0 | 0.076107 | 713 | 0 | 713 | 0 | 0.96744 | 289 | 0 | 289 | 0 | 0.17851 | 65 | 0 | 65 | 0 | 0.10924
80 | 0 | 80 | 0 | 0.049906 | 713 | 0 | 713 | 0 | 0.96744 | 283 | 0 | 283 | 0 | 0.1748 | 65 | 0 | 65 | 0 | 0.10924
451 | 0 | 451 | 0 | 0.28135 | 712 | 0 | 712 | 0 | 0.96608 | 293 | 0 | 293 | 0 | 0.18098 | 65 | 0 | 65 | 0 | 0.10924
177 | 0 | 177 | 0 | 0.11042 | 713 | 0 | 713 | 0 | 0.96744 | 299 | 0 | 299 | 0 | 0.18468 | 65 | 0 | 65 | 0 | 0.10924
-346 | 346 | 0 | 0.28016 | 0 | 709 | 0 | 709 | 0 | 0.96201 | 196 | 0 | 196 | 0 | 0.12106 | 65 | 0 | 65 | 0 | 0.10924
-820 | 820 | 0 | 0.66397 | 0 | 478 | 0 | 478 | 0 | 0.64858 | 4 | 0 | 4 | 0 | 0.0024707 | -294 | 294 | 0 | 0.48039 | 0
-840 | 840 | 0 | 0.68016 | 0 | -60 | 60 | 0 | 0.078947 | 0 | -30 | 30 | 0 | 0.021755 | 0 | -491 | 491 | 0 | 0.80229 | 0
-839 | 839 | 0 | 0.67935 | 0 | -224 | 224 | 0 | 0.29474 | 0 | -28 | 28 | 0 | 0.020305 | 0 | -493 | 493 | 0 | 0.80556 | 0
-840 | 840 | 0 | 0.68016 | 0 | -104 | 104 | 0 | 0.13684 | 0 | 215 | 0 | 215 | 0 | 0.1328 | -493 | 493 | 0 | 0.80556 | 0
-806 | 806 | 0 | 0.65263 | 0 | 604 | 0 | 604 | 0 | 0.81954 | 308 | 0 | 308 | 0 | 0.19024 | -19 | 19 | 0 | 0.031046 | 0
-234 | 234 | 0 | 0.18947 | 0 | 427 | 0 | 427 | 0 | 0.57938 | 157 | 0 | 157 | 0 | 0.096973 | 207 | 0 | 207 | 0 | 0.3479
-5 | 5 | 0 | 0.0040486 | 0 | 609 | 0 | 609 | 0 | 0.82632 | 178 | 0 | 178 | 0 | 0.10994 | 115 | 0 | 115 | 0 | 0.19328
-2 | 2 | 0 | 0.0016194 | 0 | 608 | 0 | 608 | 0 | 0.82497 | 266 | 0 | 266 | 0 | 0.1643 | 100 | 0 | 100 | 0 | 0.16807
-1 | 1 | 0 | 0.00080972 | 0 | 618 | 0 | 618 | 0 | 0.83853 | 259 | 0 | 259 | 0 | 0.15998 | 66 | 0 | 66 | 0 | 0.11092
-35 | 35 | 0 | 0.02834 | 0 | 571 | 0 | 571 | 0 | 0.77476 | 90 | 0 | 90 | 0 | 0.05559 | 66 | 0 | 66 | 0 | 0.11092
-499 | 499 | 0 | 0.40405 | 0 | 671 | 0 | 671 | 0 | 0.91045 | 335 | 0 | 335 | 0 | 0.20692 | 66 | 0 | 66 | 0 | 0.11092
-832 | 832 | 0 | 0.67368 | 0 | 365 | 0 | 365 | 0 | 0.49525 | 215 | 0 | 215 | 0 | 0.1328 | 66 | 0 | 66 | 0 | 0.11092
-839 | 839 | 0 | 0.67935 | 0 | -111 | 111 | 0 | 0.14605 | 0 | -136 | 136 | 0 | 0.098622 | 0 | -412 | 412 | 0 | 0.6732 | 0
-840 | 840 | 0 | 0.68016 | 0 | -673 | 673 | 0 | 0.88553 | 0 | -26 | 26 | 0 | 0.018854 | 0 | -493 | 493 | 0 | 0.80556 | 0
-840 | 840 | 0 | 0.68016 | 0 | -646 | 646 | 0 | 0.85 | 0 | 107 | 0 | 107 | 0 | 0.06609 | -492 | 492 | 0 | 0.80392 | 0
-840 | 840 | 0 | 0.68016 | 0 | -512 | 512 | 0 | 0.67368 | 0 | 145 | 0 | 145 | 0 | 0.089561 | -237 | 237 | 0 | 0.38725 | 0
-840 | 840 | 0 | 0.68016 | 0 | -533 | 533 | 0 | 0.70132 | 0 | 66 | 0 | 66 | 0 | 0.040766 | -9 | 9 | 0 | 0.014706 | 0
-628 | 628 | 0 | 0.5085 | 0 | -528 | 528 | 0 | 0.69474 | 0 | 72 | 0 | 72 | 0 | 0.044472 | 61 | 0 | 61 | 0 | 0.10252
-633 | 633 | 0 | 0.51255 | 0 | -559 | 559 | 0 | 0.73553 | 0 | 79 | 0 | 79 | 0 | 0.048796 | 61 | 0 | 61 | 0 | 0.10252
-633 | 633 | 0 | 0.51255 | 0 | -547 | 547 | 0 | 0.71974 | 0 | 93 | 0 | 93 | 0 | 0.057443 | 89 | 0 | 89 | 0 | 0.14958
-614 | 614 | 0 | 0.49717 | 0 | -405 | 405 | 0 | 0.53289 | 0 | 115 | 0 | 115 | 0 | 0.071032 | 88 | 0 | 88 | 0 | 0.1479
-533 | 533 | 0 | 0.43158 | 0 | -149 | 149 | 0 | 0.19605 | 0 | 149 | 0 | 149 | 0 | 0.092032 | 61 | 0 | 61 | 0 | 0.10252
-835 | 835 | 0 | 0.67611 | 0 | -62 | 62 | 0 | 0.081579 | 0 | 53 | 0 | 53 | 0 | 0.032736 | -139 | 139 | 0 | 0.22712 | 0
-837 | 837 | 0 | 0.67773 | 0 | -483 | 483 | 0 | 0.63553 | 0 | -17 | 17 | 0 | 0.012328 | 0 | -464 | 464 | 0 | 0.75817 | 0
-837 | 837 | 0 | 0.67773 | 0 | -563 | 563 | 0 | 0.74079 | 0 | 26 | 0 | 26 | 0 | 0.016059 | -493 | 493 | 0 | 0.80556 | 0
-837 | 837 | 0 | 0.67773 | 0 | -673 | 673 | 0 | 0.88553 | 0 | -93 | 93 | 0 | 0.06744 | 0 | -493 | 493 | 0 | 0.80556 | 0
-837 | 837 | 0 | 0.67773 | 0 | -319 | 319 | 0 | 0.41974 | 0 | 9 | 0 | 9 | 0 | 0.005559 | -493 | 493 | 0 | 0.80556 | 0
-837 | 837 | 0 | 0.67773 | 0 | -262 | 262 | 0 | 0.34474 | 0 | 63 | 0 | 63 | 0 | 0.038913 | -493 | 493 | 0 | 0.80556 | 0
-810 | 810 | 0 | 0.65587 | 0 | 136 | 0 | 136 | 0 | 0.18453 | 126 | 0 | 126 | 0 | 0.077826 | -456 | 456 | 0 | 0.7451 | 0
-369 | 369 | 0 | 0.29879 | 0 | 646 | 0 | 646 | 0 | 0.87653 | 305 | 0 | 305 | 0 | 0.18839 | 19 | 0 | 19 | 0 | 0.031933
-85 | 85 | 0 | 0.068826 | 0 | 707 | 0 | 707 | 0 | 0.95929 | 271 | 0 | 271 | 0 | 0.16739 | 307 | 0 | 307 | 0 | 0.51597
505 | 0 | 505 | 0 | 0.31503 | 712 | 0 | 712 | 0 | 0.96608 | 227 | 0 | 227 | 0 | 0.14021 | 333 | 0 | 333 | 0 | 0.55966
766 | 0 | 766 | 0 | 0.47785 | 712 | 0 | 712 | 0 | 0.96608 | 291 | 0 | 291 | 0 | 0.17974 | 390 | 0 | 390 | 0 | 0.65546
699 | 0 | 699 | 0 | 0.43606 | 712 | 0 | 712 | 0 | 0.96608 | 322 | 0 | 322 | 0 | 0.19889 | 413 | 0 | 413 | 0 | 0.69412
476 | 0 | 476 | 0 | 0.29694 | 712 | 0 | 712 | 0 | 0.96608 | 286 | 0 | 286 | 0 | 0.17665 | 413 | 0 | 413 | 0 | 0.69412
-98 | 98 | 0 | 0.079352 | 0 | 712 | 0 | 712 | 0 | 0.96608 | 170 | 0 | 170 | 0 | 0.105 | 331 | 0 | 331 | 0 | 0.5563
-732 | 732 | 0 | 0.59271 | 0 | 525 | 0 | 525 | 0 | 0.71235 | -89 | 89 | 0 | 0.06454 | 0 | -140 | 140 | 0 | 0.22876 | 0
-836 | 836 | 0 | 0.67692 | 0 | 174 | 0 | 174 | 0 | 0.23609 | -12 | 12 | 0 | 0.008702 | 0 | -476 | 476 | 0 | 0.77778 | 0
-490 | 490 | 0 | 0.39676 | 0 | -379 | 379 | 0 | 0.49868 | 0 | -34 | 34 | 0 | 0.024656 | 0 | -493 | 493 | 0 | 0.80556 | 0
-237 | 237 | 0 | 0.1919 | 0 | -304 | 304 | 0 | 0.4 | 0 | 76 | 0 | 76 | 0 | 0.046943 | -176 | 176 | 0 | 0.28758 | 0
-129 | 129 | 0 | 0.10445 | 0 | 301 | 0 | 301 | 0 | 0.40841 | 101 | 0 | 101 | 0 | 0.062384 | 0 | 0 | 0 | 0 | 0
-223 | 223 | 0 | 0.18057 | 0 | 616 | 0 | 616 | 0 | 0.83582 | 57 | 0 | 57 | 0 | 0.035207 | 196 | 0 | 196 | 0 | 0.32941
-593 | 593 | 0 | 0.48016 | 0 | 698 | 0 | 698 | 0 | 0.94708 | 58 | 0 | 58 | 0 | 0.035825 | 207 | 0 | 207 | 0 | 0.3479
-255 | 255 | 0 | 0.20648 | 0 | 445 | 0 | 445 | 0 | 0.6038 | 83 | 0 | 83 | 0 | 0.051266 | 228 | 0 | 228 | 0 | 0.38319
-579 | 579 | 0 | 0.46883 | 0 | 512 | 0 | 512 | 0 | 0.69471 | 321 | 0 | 321 | 0 | 0.19827 | 251 | 0 | 251 | 0 | 0.42185
-775 | 775 | 0 | 0.62753 | 0 | 229 | 0 | 229 | 0 | 0.31072 | 299 | 0 | 299 | 0 | 0.18468 | 83 | 0 | 83 | 0 | 0.1395
-755 | 755 | 0 | 0.61134 | 0 | -240 | 240 | 0 | 0.31579 | 0 | 33 | 0 | 33 | 0 | 0.020383 | 3 | 0 | 3 | 0 | 0.005042
-774 | 774 | 0 | 0.62672 | 0 | -584 | 584 | 0 | 0.76842 | 0 | 28 | 0 | 28 | 0 | 0.017295 | -330 | 330 | 0 | 0.53922 | 0
-848 | 848 | 0 | 0.68664 | 0 | -606 | 606 | 0 | 0.79737 | 0 | 5 | 0 | 5 | 0 | 0.0030883 | -490 | 490 | 0 | 0.80065 | 0
-848 | 848 | 0 | 0.68664 | 0 | -555 | 555 | 0 | 0.73026 | 0 | -5 | 5 | 0 | 0.0036258 | 0 | -493 | 493 | 0 | 0.80556 | 0
-848 | 848 | 0 | 0.68664 | 0 | -500 | 500 | 0 | 0.65789 | 0 | 127 | 0 | 127 | 0 | 0.078443 | -493 | 493 | 0 | 0.80556 | 0
-846 | 846 | 0 | 0.68502 | 0 | 136 | 0 | 136 | 0 | 0.18453 | 69 | 0 | 69 | 0 | 0.042619 | -494 | 494 | 0 | 0.80719 | 0
-671 | 671 | 0 | 0.54332 | 0 | 694 | 0 | 694 | 0 | 0.94166 | 312 | 0 | 312 | 0 | 0.19271 | -18 | 18 | 0 | 0.029412 | 0
114 | 0 | 114 | 0 | 0.071117 | 710 | 0 | 710 | 0 | 0.96336 | 314 | 0 | 314 | 0 | 0.19395 | 275 | 0 | 275 | 0 | 0.46218
444 | 0 | 444 | 0 | 0.27698 | 626 | 0 | 626 | 0 | 0.84939 | 72 | 0 | 72 | 0 | 0.044472 | 337 | 0 | 337 | 0 | 0.56639
777 | 0 | 777 | 0 | 0.48472 | 697 | 0 | 697 | 0 | 0.94573 | 247 | 0 | 247 | 0 | 0.15256 | 293 | 0 | 293 | 0 | 0.49244
791 | 0 | 791 | 0 | 0.49345 | 705 | 0 | 705 | 0 | 0.95658 | 217 | 0 | 217 | 0 | 0.13403 | 293 | 0 | 293 | 0 | 0.49244
791 | 0 | 791 | 0 | 0.49345 | 711 | 0 | 711 | 0 | 0.96472 | 327 | 0 | 327 | 0 | 0.20198 | 307 | 0 | 307 | 0 | 0.51597
764 | 0 | 764 | 0 | 0.47661 | 712 | 0 | 712 | 0 | 0.96608 | 267 | 0 | 267 | 0 | 0.16492 | 307 | 0 | 307 | 0 | 0.51597
352 | 0 | 352 | 0 | 0.21959 | 712 | 0 | 712 | 0 | 0.96608 | 306 | 0 | 306 | 0 | 0.18901 | 110 | 0 | 110 | 0 | 0.18487
-310 | 310 | 0 | 0.25101 | 0 | 712 | 0 | 712 | 0 | 0.96608 | 33 | 0 | 33 | 0 | 0.020383 | -375 | 375 | 0 | 0.61275 | 0
-608 | 608 | 0 | 0.49231 | 0 | 704 | 0 | 704 | 0 | 0.95522 | 22 | 0 | 22 | 0 | 0.013589 | -493 | 493 | 0 | 0.80556 | 0
-269 | 269 | 0 | 0.21781 | 0 | 710 | 0 | 710 | 0 | 0.96336 | 90 | 0 | 90 | 0 | 0.05559 | -493 | 493 | 0 | 0.80556 | 0
-498 | 498 | 0 | 0.40324 | 0 | 710 | 0 | 710 | 0 | 0.96336 | -43 | 43 | 0 | 0.031182 | 0 | -493 | 493 | 0 | 0.80556 | 0
-391 | 391 | 0 | 0.3166 | 0 | 664 | 0 | 664 | 0 | 0.90095 | -31 | 31 | 0 | 0.02248 | 0 | -492 | 492 | 0 | 0.80392 | 0
-306 | 306 | 0 | 0.24777 | 0 | 686 | 0 | 686 | 0 | 0.9308 | 13 | 0 | 13 | 0 | 0.0080296 | -479 | 479 | 0 | 0.78268 | 0
-16 | 16 | 0 | 0.012955 | 0 | 712 | 0 | 712 | 0 | 0.96608 | 292 | 0 | 292 | 0 | 0.18036 | -133 | 133 | 0 | 0.21732 | 0
357 | 0 | 357 | 0 | 0.22271 | 712 | 0 | 712 | 0 | 0.96608 | 147 | 0 | 147 | 0 | 0.090797 | 185 | 0 | 185 | 0 | 0.31092
592 | 0 | 592 | 0 | 0.36931 | 650 | 0 | 650 | 0 | 0.88195 | 79 | 0 | 79 | 0 | 0.048796 | 168 | 0 | 168 | 0 | 0.28235
570 | 0 | 570 | 0 | 0.35558 | 712 | 0 | 712 | 0 | 0.96608 | 188 | 0 | 188 | 0 | 0.11612 | 168 | 0 | 168 | 0 | 0.28235
109 | 0 | 109 | 0 | 0.067998 | 551 | 0 | 551 | 0 | 0.74763 | 163 | 0 | 163 | 0 | 0.10068 | 168 | 0 | 168 | 0 | 0.28235
-180 | 180 | 0 | 0.14575 | 0 | 318 | 0 | 318 | 0 | 0.43148 | 306 | 0 | 306 | 0 | 0.18901 | 64 | 0 | 64 | 0 | 0.10756
-616 | 616 | 0 | 0.49879 | 0 | 49 | 0 | 49 | 0 | 0.066486 | -24 | 24 | 0 | 0.017404 | 0 | -413 | 413 | 0 | 0.67484 | 0
-634 | 634 | 0 | 0.51336 | 0 | -236 | 236 | 0 | 0.31053 | 0 | -125 | 125 | 0 | 0.090645 | 0 | -493 | 493 | 0 | 0.80556 | 0
-614 | 614 | 0 | 0.49717 | 0 | 186 | 0 | 186 | 0 | 0.25237 | 121 | 0 | 121 | 0 | 0.074737 | -493 | 493 | 0 | 0.80556 | 0
-363 | 363 | 0 | 0.29393 | 0 | 454 | 0 | 454 | 0 | 0.61601 | 90 | 0 | 90 | 0 | 0.05559 | -59 | 59 | 0 | 0.096405 | 0
249 | 0 | 249 | 0 | 0.15533 | 486 | 0 | 486 | 0 | 0.65943 | 203 | 0 | 203 | 0 | 0.12539 | 218 | 0 | 218 | 0 | 0.36639
780 | 0 | 780 | 0 | 0.48659 | 349 | 0 | 349 | 0 | 0.47354 | 201 | 0 | 201 | 0 | 0.12415 | 209 | 0 | 209 | 0 | 0.35126
803 | 0 | 803 | 0 | 0.50094 | 625 | 0 | 625 | 0 | 0.84803 | 189 | 0 | 189 | 0 | 0.11674 | 405 | 0 | 405 | 0 | 0.68067
803 | 0 | 803 | 0 | 0.50094 | 570 | 0 | 570 | 0 | 0.77341 | 207 | 0 | 207 | 0 | 0.12786 | 415 | 0 | 415 | 0 | 0.69748
803 | 0 | 803 | 0 | 0.50094 | 657 | 0 | 657 | 0 | 0.89145 | 257 | 0 | 257 | 0 | 0.15874 | 415 | 0 | 415 | 0 | 0.69748
793 | 0 | 793 | 0 | 0.4947 | 710 | 0 | 710 | 0 | 0.96336 | 190 | 0 | 190 | 0 | 0.11736 | 415 | 0 | 415 | 0 | 0.69748
468 | 0 | 468 | 0 | 0.29195 | 668 | 0 | 668 | 0 | 0.90638 | 200 | 0 | 200 | 0 | 0.12353 | 495 | 0 | 495 | 0 | 0.83193
-101 | 101 | 0 | 0.081781 | 0 | 623 | 0 | 623 | 0 | 0.84532 | 182 | 0 | 182 | 0 | 0.11242 | 496 | 0 | 496 | 0 | 0.83361
-693 | 693 | 0 | 0.56113 | 0 | 343 | 0 | 343 | 0 | 0.4654 | -27 | 27 | 0 | 0.019579 | 0 | 23 | 0 | 23 | 0 | 0.038655
-832 | 832 | 0 | 0.67368 | 0 | 142 | 0 | 142 | 0 | 0.19267 | -82 | 82 | 0 | 0.059463 | 0 | -445 | 445 | 0 | 0.72712 | 0
-839 | 839 | 0 | 0.67935 | 0 | 139 | 0 | 139 | 0 | 0.1886 | -92 | 92 | 0 | 0.066715 | 0 | -493 | 493 | 0 | 0.80556 | 0
-829 | 829 | 0 | 0.67126 | 0 | 352 | 0 | 352 | 0 | 0.47761 | -112 | 112 | 0 | 0.081218 | 0 | -493 | 493 | 0 | 0.80556 | 0
-662 | 662 | 0 | 0.53603 | 0 | 405 | 0 | 405 | 0 | 0.54953 | -70 | 70 | 0 | 0.050761 | 0 | -493 | 493 | 0 | 0.80556 | 0
-295 | 295 | 0 | 0.23887 | 0 | 338 | 0 | 338 | 0 | 0.45862 | -57 | 57 | 0 | 0.041334 | 0 | -433 | 433 | 0 | 0.70752 | 0
145 | 0 | 145 | 0 | 0.090455 | 190 | 0 | 190 | 0 | 0.2578 | -73 | 73 | 0 | 0.052937 | 0 | -354 | 354 | 0 | 0.57843 | 0
600 | 0 | 600 | 0 | 0.3743 | -84 | 84 | 0 | 0.11053 | 0 | 64 | 0 | 64 | 0 | 0.039531 | -81 | 81 | 0 | 0.13235 | 0
782 | 0 | 782 | 0 | 0.48784 | 79 | 0 | 79 | 0 | 0.10719 | -9 | 9 | 0 | 0.0065265 | 0 | 156 | 0 | 156 | 0 | 0.26218
800 | 0 | 800 | 0 | 0.49906 | 261 | 0 | 261 | 0 | 0.35414 | 102 | 0 | 102 | 0 | 0.063002 | 147 | 0 | 147 | 0 | 0.24706
782 | 0 | 782 | 0 | 0.48784 | 92 | 0 | 92 | 0 | 0.12483 | 84 | 0 | 84 | 0 | 0.051884 | 6 | 0 | 6 | 0 | 0.010084
327 | 0 | 327 | 0 | 0.20399 | 370 | 0 | 370 | 0 | 0.50204 | -2 | 2 | 0 | 0.0014503 | 0 | -431 | 431 | 0 | 0.70425 | 0
124 | 0 | 124 | 0 | 0.077355 | 430 | 0 | 430 | 0 | 0.58345 | 24 | 0 | 24 | 0 | 0.014824 | -495 | 495 | 0 | 0.80882 | 0
22 | 0 | 22 | 0 | 0.013724 | 487 | 0 | 487 | 0 | 0.66079 | -2 | 2 | 0 | 0.0014503 | 0 | -495 | 495 | 0 | 0.80882 | 0
-46 | 46 | 0 | 0.037247 | 0 | 509 | 0 | 509 | 0 | 0.69064 | -62 | 62 | 0 | 0.04496 | 0 | -495 | 495 | 0 | 0.80882 | 0
11 | 0 | 11 | 0 | 0.0068621 | 479 | 0 | 479 | 0 | 0.64993 | -41 | 41 | 0 | 0.029732 | 0 | -495 | 495 | 0 | 0.80882 | 0
499 | 0 | 499 | 0 | 0.31129 | 661 | 0 | 661 | 0 | 0.89688 | -71 | 71 | 0 | 0.051487 | 0 | -60 | 60 | 0 | 0.098039 | 0
796 | 0 | 796 | 0 | 0.49657 | 712 | 0 | 712 | 0 | 0.96608 | 2 | 0 | 2 | 0 | 0.0012353 | 237 | 0 | 237 | 0 | 0.39832
0 | 0 | 0 | 0 | 0 | 699 | 0 | 699 | 0 | 0.94844 | 214 | 0 | 214 | 0 | 0.13218 | 195 | 0 | 195 | 0 | 0.32773
0 | 0 | 0 | 0 | 0 | 684 | 0 | 684 | 0 | 0.92809 | 292 | 0 | 292 | 0 | 0.18036 | 64 | 0 | 64 | 0 | 0.10756
0 | 0 | 0 | 0 | 0 | 339 | 0 | 339 | 0 | 0.45997 | 208 | 0 | 208 | 0 | 0.12847 | 3 | 0 | 3 | 0 | 0.005042
0 | 0 | 0 | 0 | 0 | 687 | 0 | 687 | 0 | 0.93216 | 333 | 0 | 333 | 0 | 0.20568 | 2 | 0 | 2 | 0 | 0.0033613
0 | 0 | 0 | 0 | 0 | 705 | 0 | 705 | 0 | 0.95658 | 296 | 0 | 296 | 0 | 0.18283 | 86 | 0 | 86 | 0 | 0.14454
0 | 0 | 0 | 0 | 0 | 346 | 0 | 346 | 0 | 0.46947 | 316 | 0 | 316 | 0 | 0.19518 | 428 | 0 | 428 | 0 | 0.71933
0 | 0 | 0 | 0 | 0 | 220 | 0 | 220 | 0 | 0.29851 | 385 | 0 | 385 | 0 | 0.2378 | 57 | 0 | 57 | 0 | 0.095798
0 | 0 | 0 | 0 | 0 | 23 | 0 | 23 | 0 | 0.031208 | 324 | 0 | 324 | 0 | 0.20012 | -229 | 229 | 0 | 0.37418 | 0
0 | 0 | 0 | 0 | 0 | -53 | 53 | 0 | 0.069737 | 0 | 138 | 0 | 138 | 0 | 0.085238 | -480 | 480 | 0 | 0.78431 | 0
0 | 0 | 0 | 0 | 0 | -110 | 110 | 0 | 0.14474 | 0 | 65 | 0 | 65 | 0 | 0.040148 | -495 | 495 | 0 | 0.80882 | 0
0 | 0 | 0 | 0 | 0 | 101 | 0 | 101 | 0 | 0.13704 | 316 | 0 | 316 | 0 | 0.19518 | -390 | 390 | 0 | 0.63725 | 0
0 | 0 | 0 | 0 | 0 | 417 | 0 | 417 | 0 | 0.56581 | 333 | 0 | 333 | 0 | 0.20568 | -36 | 36 | 0 | 0.058824 | 0
0 | 0 | 0 | 0 | 0 | 656 | 0 | 656 | 0 | 0.89009 | 311 | 0 | 311 | 0 | 0.19209 | 384 | 0 | 384 | 0 | 0.64538
0 | 0 | 0 | 0 | 0 | 713 | 0 | 713 | 0 | 0.96744 | 333 | 0 | 333 | 0 | 0.20568 | 495 | 0 | 495 | 0 | 0.83193
0 | 0 | 0 | 0 | 0 | 662 | 0 | 662 | 0 | 0.89824 | 383 | 0 | 383 | 0 | 0.23657 | 415 | 0 | 415 | 0 | 0.69748
0 | 0 | 0 | 0 | 0 | 385 | 0 | 385 | 0 | 0.52239 | 334 | 0 | 334 | 0 | 0.2063 | 494 | 0 | 494 | 0 | 0.83025
0 | 0 | 0 | 0 | 0 | 269 | 0 | 269 | 0 | 0.36499 | 222 | 0 | 222 | 0 | 0.13712 | 495 | 0 | 495 | 0 | 0.83193
0 | 0 | 0 | 0 | 0 | -169 | 169 | 0 | 0.22237 | 0 | 268 | 0 | 268 | 0 | 0.16553 | 65 | 0 | 65 | 0 | 0.10924
0 | 0 | 0 | 0 | 0 | -119 | 119 | 0 | 0.15658 | 0 | -32 | 32 | 0 | 0.023205 | 0 | -431 | 431 | 0 | 0.70425 | 0
0 | 0 | 0 | 0 | 0 | -671 | 671 | 0 | 0.88289 | 0 | -94 | 94 | 0 | 0.068165 | 0 | -495 | 495 | 0 | 0.80882 | 0
0 | 0 | 0 | 0 | 0 | -632 | 632 | 0 | 0.83158 | 0 | -20 | 20 | 0 | 0.014503 | 0 | -495 | 495 | 0 | 0.80882 | 0
0 | 0 | 0 | 0 | 0 | -104 | 104 | 0 | 0.13684 | 0 | 82 | 0 | 82 | 0 | 0.050649 | -60 | 60 | 0 | 0.098039 | 0
0 | 0 | 0 | 0 | 0 | -3 | 3 | 0 | 0.0039474 | 0 | -162 | 162 | 0 | 0.11748 | 0 | 3 | 0 | 3 | 0 | 0.005042
0 | 0 | 0 | 0 | 0 | 114 | 0 | 114 | 0 | 0.15468 | 161 | 0 | 161 | 0 | 0.099444 | 387 | 0 | 387 | 0 | 0.65042
0 | 0 | 0 | 0 | 0 | 24 | 0 | 24 | 0 | 0.032564 | 212 | 0 | 212 | 0 | 0.13095 | 495 | 0 | 495 | 0 | 0.83193
0 | 0 | 0 | 0 | 0 | 472 | 0 | 472 | 0 | 0.64043 | 222 | 0 | 222 | 0 | 0.13712 | 496 | 0 | 496 | 0 | 0.83361
0 | 0 | 0 | 0 | 0 | 545 | 0 | 545 | 0 | 0.73948 | 252 | 0 | 252 | 0 | 0.15565 | 496 | 0 | 496 | 0 | 0.83361
0 | 0 | 0 | 0 | 0 | 538 | 0 | 538 | 0 | 0.72999 | 212 | 0 | 212 | 0 | 0.13095 | 496 | 0 | 496 | 0 | 0.83361
0 | 0 | 0 | 0 | 0 | 527 | 0 | 527 | 0 | 0.71506 | 209 | 0 | 209 | 0 | 0.12909 | 496 | 0 | 496 | 0 | 0.83361
0 | 0 | 0 | 0 | 0 | 458 | 0 | 458 | 0 | 0.62144 | 213 | 0 | 213 | 0 | 0.13156 | 496 | 0 | 496 | 0 | 0.83361
0 | 0 | 0 | 0 | 0 | 423 | 0 | 423 | 0 | 0.57395 | 243 | 0 | 243 | 0 | 0.15009 | 496 | 0 | 496 | 0 | 0.83361
0 | 0 | 0 | 0 | 0 | 570 | 0 | 570 | 0 | 0.77341 | 351 | 0 | 351 | 0 | 0.2168 | 496 | 0 | 496 | 0 | 0.83361
0 | 0 | 0 | 0 | 0 | 695 | 0 | 695 | 0 | 0.94301 | 289 | 0 | 289 | 0 | 0.17851 | 496 | 0 | 496 | 0 | 0.83361
0 | 0 | 0 | 0 | 0 | 689 | 0 | 689 | 0 | 0.93487 | 126 | 0 | 126 | 0 | 0.077826 | 496 | 0 | 496 | 0 | 0.83361
0 | 0 | 0 | 0 | 0 | 625 | 0 | 625 | 0 | 0.84803 | -60 | 60 | 0 | 0.04351 | 0 | 496 | 0 | 496 | 0 | 0.83361
0 | 0 | 0 | 0 | 0 | 673 | 0 | 673 | 0 | 0.91316 | 64 | 0 | 64 | 0 | 0.039531 | 496 | 0 | 496 | 0 | 0.83361
0 | 0 | 0 | 0 | 0 | 672 | 0 | 672 | 0 | 0.9118 | 155 | 0 | 155 | 0 | 0.095738 | 496 | 0 | 496 | 0 | 0.83361
0 | 0 | 0 | 0 | 0 | 579 | 0 | 579 | 0 | 0.78562 | 159 | 0 | 159 | 0 | 0.098209 | 496 | 0 | 496 | 0 | 0.83361
0 | 0 | 0 | 0 | 0 | 509 | 0 | 509 | 0 | 0.69064 | 120 | 0 | 120 | 0 | 0.07412 | 496 | 0 | 496 | 0 | 0.83361
0 | 0 | 0 | 0 | 0 | 369 | 0 | 369 | 0 | 0.50068 | 66 | 0 | 66 | 0 | 0.040766 | 496 | 0 | 496 | 0 | 0.83361
0 | 0 | 0 | 0 | 0 | 121 | 0 | 121 | 0 | 0.16418 | -28 | 28 | 0 | 0.020305 | 0 | 496 | 0 | 496 | 0 | 0.83361
0 | 0 | 0 | 0 | 0 | -69 | 69 | 0 | 0.090789 | 0 | -76 | 76 | 0 | 0.055112 | 0 | 480 | 0 | 480 | 0 | 0.80672
0 | 0 | 0 | 0 | 0 | -85 | 85 | 0 | 0.11184 | 0 | 83 | 0 | 83 | 0 | 0.051266 | 58 | 0 | 58 | 0 | 0.097479
0 | 0 | 0 | 0 | 0 | -669 | 669 | 0 | 0.88026 | 0 | -231 | 231 | 0 | 0.16751 | 0 | -432 | 432 | 0 | 0.70588 | 0
0 | 0 | 0 | 0 | 0 | -674 | 674 | 0 | 0.88684 | 0 | -13 | 13 | 0 | 0.0094271 | 0 | -495 | 495 | 0 | 0.80882 | 0
0 | 0 | 0 | 0 | 0 | -650 | 650 | 0 | 0.85526 | 0 | -109 | 109 | 0 | 0.079043 | 0 | -260 | 260 | 0 | 0.42484 | 0
0 | 0 | 0 | 0 | 0 | -654 | 654 | 0 | 0.86053 | 0 | -1 | 1 | 0 | 0.00072516 | 0 | -481 | 481 | 0 | 0.78595 | 0
0 | 0 | 0 | 0 | 0 | -24 | 24 | 0 | 0.031579 | 0 | -78 | 78 | 0 | 0.056563 | 0 | -60 | 60 | 0 | 0.098039 | 0
0 | 0 | 0 | 0 | 0 | 2 | 0 | 2 | 0 | 0.0027137 | 198 | 0 | 198 | 0 | 0.1223 | 359 | 0 | 359 | 0 | 0.60336
0 | 0 | 0 | 0 | 0 | 102 | 0 | 102 | 0 | 0.1384 | 216 | 0 | 216 | 0 | 0.13342 | 475 | 0 | 475 | 0 | 0.79832
0 | 0 | 0 | 0 | 0 | 0 | 0 | 0 | 0 | 0 | 268 | 0 | 268 | 0 | 0.16553 | 476 | 0 | 476 | 0 | 0.8
0 | 0 | 0 | 0 | 0 | 0 | 0 | 0 | 0 | 0 | 208 | 0 | 208 | 0 | 0.12847 | 473 | 0 | 473 | 0 | 0.79496
0 | 0 | 0 | 0 | 0 | 0 | 0 | 0 | 0 | 0 | 269 | 0 | 269 | 0 | 0.16615 | 427 | 0 | 427 | 0 | 0.71765
0 | 0 | 0 | 0 | 0 | -2 | 2 | 0 | 0.0026316 | 0 | 179 | 0 | 179 | 0 | 0.11056 | 360 | 0 | 360 | 0 | 0.60504
0 | 0 | 0 | 0 | 0 | -227 | 227 | 0 | 0.29868 | 0 | -70 | 70 | 0 | 0.050761 | 0 | 33 | 0 | 33 | 0 | 0.055462
0 | 0 | 0 | 0 | 0 | -661 | 661 | 0 | 0.86974 | 0 | -63 | 63 | 0 | 0.045685 | 0 | 2 | 0 | 2 | 0 | 0.0033613
-3 | 3 | 0 | 0.0024291 | 0 | -699 | 699 | 0 | 0.91974 | 0 | -118 | 118 | 0 | 0.085569 | 0 | 2 | 0 | 2 | 0 | 0.0033613
-3 | 3 | 0 | 0.0024291 | 0 | -699 | 699 | 0 | 0.91974 | 0 | -53 | 53 | 0 | 0.038434 | 0 | 2 | 0 | 2 | 0 | 0.0033613
-4 | 4 | 0 | 0.0032389 | 0 | -699 | 699 | 0 | 0.91974 | 0 | -74 | 74 | 0 | 0.053662 | 0 | 2 | 0 | 2 | 0 | 0.0033613
-4 | 4 | 0 | 0.0032389 | 0 | -699 | 699 | 0 | 0.91974 | 0 | -84 | 84 | 0 | 0.060914 | 0 | 2 | 0 | 2 | 0 | 0.0033613
0 | 0 | 0 | 0 | 0 | -699 | 699 | 0 | 0.91974 | 0 | -7 | 7 | 0 | 0.0050761 | 0 | 2 | 0 | 2 | 0 | 0.0033613
0 | 0 | 0 | 0 | 0 | -699 | 699 | 0 | 0.91974 | 0 | 40 | 0 | 40 | 0 | 0.024707 | 2 | 0 | 2 | 0 | 0.0033613
0 | 0 | 0 | 0 | 0 | -698 | 698 | 0 | 0.91842 | 0 | -66 | 66 | 0 | 0.047861 | 0 | 2 | 0 | 2 | 0 | 0.0033613
0 | 0 | 0 | 0 | 0 | -698 | 698 | 0 | 0.91842 | 0 | -62 | 62 | 0 | 0.04496 | 0 | 2 | 0 | 2 | 0 | 0.0033613
0 | 0 | 0 | 0 | 0 | -699 | 699 | 0 | 0.91974 | 0 | -93 | 93 | 0 | 0.06744 | 0 | 2 | 0 | 2 | 0 | 0.0033613
0 | 0 | 0 | 0 | 0 | -699 | 699 | 0 | 0.91974 | 0 | -48 | 48 | 0 | 0.034808 | 0 | -431 | 431 | 0 | 0.70425 | 0
0 | 0 | 0 | 0 | 0 | -699 | 699 | 0 | 0.91974 | 0 | -24 | 24 | 0 | 0.017404 | 0 | -495 | 495 | 0 | 0.80882 | 0
0 | 0 | 0 | 0 | 0 | -699 | 699 | 0 | 0.91974 | 0 | -114 | 114 | 0 | 0.082669 | 0 | -495 | 495 | 0 | 0.80882 | 0
-3 | 3 | 0 | 0.0024291 | 0 | -699 | 699 | 0 | 0.91974 | 0 | -46 | 46 | 0 | 0.033358 | 0 | -495 | 495 | 0 | 0.80882 | 0
-4 | 4 | 0 | 0.0032389 | 0 | -699 | 699 | 0 | 0.91974 | 0 | -38 | 38 | 0 | 0.027556 | 0 | -496 | 496 | 0 | 0.81046 | 0
-4 | 4 | 0 | 0.0032389 | 0 | -674 | 674 | 0 | 0.88684 | 0 | -36 | 36 | 0 | 0.026106 | 0 | -496 | 496 | 0 | 0.81046 | 0
-4 | 4 | 0 | 0.0032389 | 0 | -170 | 170 | 0 | 0.22368 | 0 | 303 | 0 | 303 | 0 | 0.18715 | -19 | 19 | 0 | 0.031046 | 0
-6 | 6 | 0 | 0.0048583 | 0 | -170 | 170 | 0 | 0.22368 | 0 | -73 | 73 | 0 | 0.052937 | 0 | 2 | 0 | 2 | 0 | 0.0033613
-5 | 5 | 0 | 0.0040486 | 0 | -49 | 49 | 0 | 0.064474 | 0 | -31 | 31 | 0 | 0.02248 | 0 | 2 | 0 | 2 | 0 | 0.0033613
-5 | 5 | 0 | 0.0040486 | 0 | 375 | 0 | 375 | 0 | 0.50882 | 119 | 0 | 119 | 0 | 0.073502 | 364 | 0 | 364 | 0 | 0.61176
-4 | 4 | 0 | 0.0032389 | 0 | 395 | 0 | 395 | 0 | 0.53596 | 361 | 0 | 361 | 0 | 0.22298 | 405 | 0 | 405 | 0 | 0.68067
-4 | 4 | 0 | 0.0032389 | 0 | 100 | 0 | 100 | 0 | 0.13569 | 308 | 0 | 308 | 0 | 0.19024 | 363 | 0 | 363 | 0 | 0.61008
-4 | 4 | 0 | 0.0032389 | 0 | 70 | 0 | 70 | 0 | 0.09498 | 281 | 0 | 281 | 0 | 0.17356 | 116 | 0 | 116 | 0 | 0.19496
-4 | 4 | 0 | 0.0032389 | 0 | -445 | 445 | 0 | 0.58553 | 0 | -12 | 12 | 0 | 0.008702 | 0 | -377 | 377 | 0 | 0.61601 | 0
-5 | 5 | 0 | 0.0040486 | 0 | -673 | 673 | 0 | 0.88553 | 0 | 10 | 0 | 10 | 0 | 0.0061767 | -495 | 495 | 0 | 0.80882 | 0
-5 | 5 | 0 | 0.0040486 | 0 | -699 | 699 | 0 | 0.91974 | 0 | -114 | 114 | 0 | 0.082669 | 0 | -495 | 495 | 0 | 0.80882 | 0
-5 | 5 | 0 | 0.0040486 | 0 | -699 | 699 | 0 | 0.91974 | 0 | -53 | 53 | 0 | 0.038434 | 0 | -495 | 495 | 0 | 0.80882 | 0
-5 | 5 | 0 | 0.0040486 | 0 | -699 | 699 | 0 | 0.91974 | 0 | -63 | 63 | 0 | 0.045685 | 0 | -495 | 495 | 0 | 0.80882 | 0
-5 | 5 | 0 | 0.0040486 | 0 | -699 | 699 | 0 | 0.91974 | 0 | -47 | 47 | 0 | 0.034083 | 0 | -495 | 495 | 0 | 0.80882 | 0
-4 | 4 | 0 | 0.0032389 | 0 | -699 | 699 | 0 | 0.91974 | 0 | -46 | 46 | 0 | 0.033358 | 0 | -60 | 60 | 0 | 0.098039 | 0
-4 | 4 | 0 | 0.0032389 | 0 | -699 | 699 | 0 | 0.91974 | 0 | -91 | 91 | 0 | 0.06599 | 0 | 2 | 0 | 2 | 0 | 0.0033613
-4 | 4 | 0 | 0.0032389 | 0 | -699 | 699 | 0 | 0.91974 | 0 | -131 | 131 | 0 | 0.094996 | 0 | 2 | 0 | 2 | 0 | 0.0033613
-5 | 5 | 0 | 0.0040486 | 0 | -699 | 699 | 0 | 0.91974 | 0 | -109 | 109 | 0 | 0.079043 | 0 | 2 | 0 | 2 | 0 | 0.0033613
-5 | 5 | 0 | 0.0040486 | 0 | -699 | 699 | 0 | 0.91974 | 0 | -15 | 15 | 0 | 0.010877 | 0 | 2 | 0 | 2 | 0 | 0.0033613
-5 | 5 | 0 | 0.0040486 | 0 | -699 | 699 | 0 | 0.91974 | 0 | -137 | 137 | 0 | 0.099347 | 0 | -282 | 282 | 0 | 0.46078 | 0
-4 | 4 | 0 | 0.0032389 | 0 | -698 | 698 | 0 | 0.91842 | 0 | -22 | 22 | 0 | 0.015954 | 0 | -487 | 487 | 0 | 0.79575 | 0
-5 | 5 | 0 | 0.0040486 | 0 | -699 | 699 | 0 | 0.91974 | 0 | 20 | 0 | 20 | 0 | 0.012353 | -495 | 495 | 0 | 0.80882 | 0
-5 | 5 | 0 | 0.0040486 | 0 | -699 | 699 | 0 | 0.91974 | 0 | 30 | 0 | 30 | 0 | 0.01853 | -495 | 495 | 0 | 0.80882 | 0
-5 | 5 | 0 | 0.0040486 | 0 | -699 | 699 | 0 | 0.91974 | 0 | 57 | 0 | 57 | 0 | 0.035207 | -495 | 495 | 0 | 0.80882 | 0
-5 | 5 | 0 | 0.0040486 | 0 | -675 | 675 | 0 | 0.88816 | 0 | -22 | 22 | 0 | 0.015954 | 0 | -495 | 495 | 0 | 0.80882 | 0
-5 | 5 | 0 | 0.0040486 | 0 | -351 | 351 | 0 | 0.46184 | 0 | 43 | 0 | 43 | 0 | 0.02656 | -19 | 19 | 0 | 0.031046 | 0
-207 | 207 | 0 | 0.16761 | 0 | -162 | 162 | 0 | 0.21316 | 0 | -36 | 36 | 0 | 0.026106 | 0 | 2 | 0 | 2 | 0 | 0.0033613
-809 | 809 | 0 | 0.65506 | 0 | -117 | 117 | 0 | 0.15395 | 0 | -6 | 6 | 0 | 0.004351 | 0 | 2 | 0 | 2 | 0 | 0.0033613
-238 | 238 | 0 | 0.19271 | 0 | -47 | 47 | 0 | 0.061842 | 0 | 268 | 0 | 268 | 0 | 0.16553 | 1 | 0 | 1 | 0 | 0.0016807
-17 | 17 | 0 | 0.013765 | 0 | 291 | 0 | 291 | 0 | 0.39484 | 349 | 0 | 349 | 0 | 0.21557 | 377 | 0 | 377 | 0 | 0.63361
-316 | 316 | 0 | 0.25587 | 0 | 2 | 0 | 2 | 0 | 0.0027137 | 372 | 0 | 372 | 0 | 0.22977 | 408 | 0 | 408 | 0 | 0.68571
-817 | 817 | 0 | 0.66154 | 0 | -362 | 362 | 0 | 0.47632 | 0 | -88 | 88 | 0 | 0.063814 | 0 | 44 | 0 | 44 | 0 | 0.07395
-844 | 844 | 0 | 0.6834 | 0 | -685 | 685 | 0 | 0.90132 | 0 | -57 | 57 | 0 | 0.041334 | 0 | -432 | 432 | 0 | 0.70588 | 0
-844 | 844 | 0 | 0.6834 | 0 | -699 | 699 | 0 | 0.91974 | 0 | -102 | 102 | 0 | 0.073967 | 0 | -495 | 495 | 0 | 0.80882 | 0
-845 | 845 | 0 | 0.68421 | 0 | -698 | 698 | 0 | 0.91842 | 0 | -122 | 122 | 0 | 0.08847 | 0 | -495 | 495 | 0 | 0.80882 | 0
-844 | 844 | 0 | 0.6834 | 0 | -676 | 676 | 0 | 0.88947 | 0 | -164 | 164 | 0 | 0.11893 | 0 | -495 | 495 | 0 | 0.80882 | 0
-844 | 844 | 0 | 0.6834 | 0 | -604 | 604 | 0 | 0.79474 | 0 | -128 | 128 | 0 | 0.092821 | 0 | -495 | 495 | 0 | 0.80882 | 0
-844 | 844 | 0 | 0.6834 | 0 | -698 | 698 | 0 | 0.91842 | 0 | -145 | 145 | 0 | 0.10515 | 0 | -495 | 495 | 0 | 0.80882 | 0
-844 | 844 | 0 | 0.6834 | 0 | -698 | 698 | 0 | 0.91842 | 0 | -22 | 22 | 0 | 0.015954 | 0 | -495 | 495 | 0 | 0.80882 | 0
-829 | 829 | 0 | 0.67126 | 0 | -699 | 699 | 0 | 0.91974 | 0 | -12 | 12 | 0 | 0.008702 | 0 | -495 | 495 | 0 | 0.80882 | 0
-810 | 810 | 0 | 0.65587 | 0 | -698 | 698 | 0 | 0.91842 | 0 | -112 | 112 | 0 | 0.081218 | 0 | -495 | 495 | 0 | 0.80882 | 0
-811 | 811 | 0 | 0.65668 | 0 | -698 | 698 | 0 | 0.91842 | 0 | -96 | 96 | 0 | 0.069616 | 0 | -495 | 495 | 0 | 0.80882 | 0
-838 | 838 | 0 | 0.67854 | 0 | -698 | 698 | 0 | 0.91842 | 0 | -74 | 74 | 0 | 0.053662 | 0 | -495 | 495 | 0 | 0.80882 | 0
-845 | 845 | 0 | 0.68421 | 0 | -698 | 698 | 0 | 0.91842 | 0 | -125 | 125 | 0 | 0.090645 | 0 | -495 | 495 | 0 | 0.80882 | 0
-844 | 844 | 0 | 0.6834 | 0 | -698 | 698 | 0 | 0.91842 | 0 | 8 | 0 | 8 | 0 | 0.0049413 | -495 | 495 | 0 | 0.80882 | 0
-844 | 844 | 0 | 0.6834 | 0 | -698 | 698 | 0 | 0.91842 | 0 | 85 | 0 | 85 | 0 | 0.052502 | -495 | 495 | 0 | 0.80882 | 0
-846 | 846 | 0 | 0.68502 | 0 | -698 | 698 | 0 | 0.91842 | 0 | 61 | 0 | 61 | 0 | 0.037678 | -495 | 495 | 0 | 0.80882 | 0
-845 | 845 | 0 | 0.68421 | 0 | -699 | 699 | 0 | 0.91974 | 0 | -1 | 1 | 0 | 0.00072516 | 0 | -495 | 495 | 0 | 0.80882 | 0
-845 | 845 | 0 | 0.68421 | 0 | -699 | 699 | 0 | 0.91974 | 0 | 55 | 0 | 55 | 0 | 0.033972 | -495 | 495 | 0 | 0.80882 | 0
-845 | 845 | 0 | 0.68421 | 0 | -691 | 691 | 0 | 0.90921 | 0 | -34 | 34 | 0 | 0.024656 | 0 | -495 | 495 | 0 | 0.80882 | 0
-841 | 841 | 0 | 0.68097 | 0 | -551 | 551 | 0 | 0.725 | 0 | -102 | 102 | 0 | 0.073967 | 0 | -495 | 495 | 0 | 0.80882 | 0
-807 | 807 | 0 | 0.65344 | 0 | -385 | 385 | 0 | 0.50658 | 0 | 26 | 0 | 26 | 0 | 0.016059 | -60 | 60 | 0 | 0.098039 | 0
-290 | 290 | 0 | 0.23482 | 0 | -34 | 34 | 0 | 0.044737 | 0 | -68 | 68 | 0 | 0.049311 | 0 | 3 | 0 | 3 | 0 | 0.005042
-170 | 170 | 0 | 0.13765 | 0 | -216 | 216 | 0 | 0.28421 | 0 | 191 | 0 | 191 | 0 | 0.11797 | 360 | 0 | 360 | 0 | 0.60504
-256 | 256 | 0 | 0.20729 | 0 | -169 | 169 | 0 | 0.22237 | 0 | 168 | 0 | 168 | 0 | 0.10377 | 365 | 0 | 365 | 0 | 0.61345
-803 | 803 | 0 | 0.6502 | 0 | -218 | 218 | 0 | 0.28684 | 0 | 311 | 0 | 311 | 0 | 0.19209 | 36 | 0 | 36 | 0 | 0.060504
-843 | 843 | 0 | 0.68259 | 0 | -509 | 509 | 0 | 0.66974 | 0 | -57 | 57 | 0 | 0.041334 | 0 | -431 | 431 | 0 | 0.70425 | 0
-843 | 843 | 0 | 0.68259 | 0 | -699 | 699 | 0 | 0.91974 | 0 | -75 | 75 | 0 | 0.054387 | 0 | -494 | 494 | 0 | 0.80719 | 0
-843 | 843 | 0 | 0.68259 | 0 | -699 | 699 | 0 | 0.91974 | 0 | 20 | 0 | 20 | 0 | 0.012353 | -495 | 495 | 0 | 0.80882 | 0
-842 | 842 | 0 | 0.68178 | 0 | -699 | 699 | 0 | 0.91974 | 0 | -23 | 23 | 0 | 0.016679 | 0 | -494 | 494 | 0 | 0.80719 | 0
-843 | 843 | 0 | 0.68259 | 0 | -699 | 699 | 0 | 0.91974 | 0 | -108 | 108 | 0 | 0.078318 | 0 | -494 | 494 | 0 | 0.80719 | 0
-844 | 844 | 0 | 0.6834 | 0 | -674 | 674 | 0 | 0.88684 | 0 | -130 | 130 | 0 | 0.094271 | 0 | -494 | 494 | 0 | 0.80719 | 0
-842 | 842 | 0 | 0.68178 | 0 | -638 | 638 | 0 | 0.83947 | 0 | -75 | 75 | 0 | 0.054387 | 0 | -494 | 494 | 0 | 0.80719 | 0
-835 | 835 | 0 | 0.67611 | 0 | -694 | 694 | 0 | 0.91316 | 0 | 23 | 0 | 23 | 0 | 0.014206 | -494 | 494 | 0 | 0.80719 | 0
-840 | 840 | 0 | 0.68016 | 0 | -621 | 621 | 0 | 0.81711 | 0 | 127 | 0 | 127 | 0 | 0.078443 | -495 | 495 | 0 | 0.80882 | 0
-828 | 828 | 0 | 0.67045 | 0 | -634 | 634 | 0 | 0.83421 | 0 | 18 | 0 | 18 | 0 | 0.011118 | -495 | 495 | 0 | 0.80882 | 0
-844 | 844 | 0 | 0.6834 | 0 | -695 | 695 | 0 | 0.91447 | 0 | -110 | 110 | 0 | 0.079768 | 0 | -494 | 494 | 0 | 0.80719 | 0
-845 | 845 | 0 | 0.68421 | 0 | -699 | 699 | 0 | 0.91974 | 0 | 12 | 0 | 12 | 0 | 0.007412 | -494 | 494 | 0 | 0.80719 | 0
-844 | 844 | 0 | 0.6834 | 0 | -699 | 699 | 0 | 0.91974 | 0 | -33 | 33 | 0 | 0.02393 | 0 | -494 | 494 | 0 | 0.80719 | 0
-846 | 846 | 0 | 0.68502 | 0 | -699 | 699 | 0 | 0.91974 | 0 | -66 | 66 | 0 | 0.047861 | 0 | -494 | 494 | 0 | 0.80719 | 0
-844 | 844 | 0 | 0.6834 | 0 | -699 | 699 | 0 | 0.91974 | 0 | 13 | 0 | 13 | 0 | 0.0080296 | -494 | 494 | 0 | 0.80719 | 0
-844 | 844 | 0 | 0.6834 | 0 | -699 | 699 | 0 | 0.91974 | 0 | -62 | 62 | 0 | 0.04496 | 0 | -494 | 494 | 0 | 0.80719 | 0
-843 | 843 | 0 | 0.68259 | 0 | -684 | 684 | 0 | 0.9 | 0 | 12 | 0 | 12 | 0 | 0.007412 | -495 | 495 | 0 | 0.80882 | 0
-840 | 840 | 0 | 0.68016 | 0 | -457 | 457 | 0 | 0.60132 | 0 | 62 | 0 | 62 | 0 | 0.038295 | -495 | 495 | 0 | 0.80882 | 0
-648 | 648 | 0 | 0.5247 | 0 | -17 | 17 | 0 | 0.022368 | 0 | 284 | 0 | 284 | 0 | 0.17542 | -19 | 19 | 0 | 0.031046 | 0
-88 | 88 | 0 | 0.071255 | 0 | 43 | 0 | 43 | 0 | 0.058345 | 234 | 0 | 234 | 0 | 0.14453 | 105 | 0 | 105 | 0 | 0.17647
194 | 0 | 194 | 0 | 0.12102 | 514 | 0 | 514 | 0 | 0.69742 | 263 | 0 | 263 | 0 | 0.16245 | 144 | 0 | 144 | 0 | 0.24202
318 | 0 | 318 | 0 | 0.19838 | 567 | 0 | 567 | 0 | 0.76934 | 234 | 0 | 234 | 0 | 0.14453 | 165 | 0 | 165 | 0 | 0.27731
15 | 0 | 15 | 0 | 0.0093575 | 571 | 0 | 571 | 0 | 0.77476 | 338 | 0 | 338 | 0 | 0.20877 | 165 | 0 | 165 | 0 | 0.27731
-292 | 292 | 0 | 0.23644 | 0 | 576 | 0 | 576 | 0 | 0.78155 | 320 | 0 | 320 | 0 | 0.19765 | 165 | 0 | 165 | 0 | 0.27731
-840 | 840 | 0 | 0.68016 | 0 | 412 | 0 | 412 | 0 | 0.55902 | 57 | 0 | 57 | 0 | 0.035207 | -224 | 224 | 0 | 0.36601 | 0
-845 | 845 | 0 | 0.68421 | 0 | -193 | 193 | 0 | 0.25395 | 0 | 29 | 0 | 29 | 0 | 0.017912 | -484 | 484 | 0 | 0.79085 | 0
-846 | 846 | 0 | 0.68502 | 0 | -626 | 626 | 0 | 0.82368 | 0 | 20 | 0 | 20 | 0 | 0.012353 | -61 | 61 | 0 | 0.099673 | 0
-822 | 822 | 0 | 0.66559 | 0 | -252 | 252 | 0 | 0.33158 | 0 | 207 | 0 | 207 | 0 | 0.12786 | 233 | 0 | 233 | 0 | 0.3916
-812 | 812 | 0 | 0.65749 | 0 | -336 | 336 | 0 | 0.44211 | 0 | -18 | 18 | 0 | 0.013053 | 0 | 305 | 0 | 305 | 0 | 0.51261
-811 | 811 | 0 | 0.65668 | 0 | -115 | 115 | 0 | 0.15132 | 0 | 112 | 0 | 112 | 0 | 0.069179 | 298 | 0 | 298 | 0 | 0.50084
-812 | 812 | 0 | 0.65749 | 0 | 57 | 0 | 57 | 0 | 0.077341 | 91 | 0 | 91 | 0 | 0.056208 | 298 | 0 | 298 | 0 | 0.50084
-828 | 828 | 0 | 0.67045 | 0 | 137 | 0 | 137 | 0 | 0.18589 | 115 | 0 | 115 | 0 | 0.071032 | 298 | 0 | 298 | 0 | 0.50084
-821 | 821 | 0 | 0.66478 | 0 | 249 | 0 | 249 | 0 | 0.33786 | 134 | 0 | 134 | 0 | 0.082767 | 298 | 0 | 298 | 0 | 0.50084
-844 | 844 | 0 | 0.6834 | 0 | 150 | 0 | 150 | 0 | 0.20353 | 239 | 0 | 239 | 0 | 0.14762 | 298 | 0 | 298 | 0 | 0.50084
-845 | 845 | 0 | 0.68421 | 0 | -83 | 83 | 0 | 0.10921 | 0 | 336 | 0 | 336 | 0 | 0.20754 | 23 | 0 | 23 | 0 | 0.038655
-844 | 844 | 0 | 0.6834 | 0 | -674 | 674 | 0 | 0.88684 | 0 | 137 | 0 | 137 | 0 | 0.08462 | -110 | 110 | 0 | 0.17974 | 0
-844 | 844 | 0 | 0.6834 | 0 | -699 | 699 | 0 | 0.91974 | 0 | 89 | 0 | 89 | 0 | 0.054972 | -470 | 470 | 0 | 0.76797 | 0
-844 | 844 | 0 | 0.6834 | 0 | -699 | 699 | 0 | 0.91974 | 0 | -49 | 49 | 0 | 0.035533 | 0 | -494 | 494 | 0 | 0.80719 | 0
-843 | 843 | 0 | 0.68259 | 0 | -684 | 684 | 0 | 0.9 | 0 | 83 | 0 | 83 | 0 | 0.051266 | -495 | 495 | 0 | 0.80882 | 0
-834 | 834 | 0 | 0.6753 | 0 | -303 | 303 | 0 | 0.39868 | 0 | 43 | 0 | 43 | 0 | 0.02656 | -409 | 409 | 0 | 0.6683 | 0
-493 | 493 | 0 | 0.39919 | 0 | 105 | 0 | 105 | 0 | 0.14247 | 295 | 0 | 295 | 0 | 0.18221 | 60 | 0 | 60 | 0 | 0.10084
-28 | 28 | 0 | 0.022672 | 0 | 113 | 0 | 113 | 0 | 0.15332 | 222 | 0 | 222 | 0 | 0.13712 | 388 | 0 | 388 | 0 | 0.6521
245 | 0 | 245 | 0 | 0.15284 | 439 | 0 | 439 | 0 | 0.59566 | 200 | 0 | 200 | 0 | 0.12353 | 426 | 0 | 426 | 0 | 0.71597
454 | 0 | 454 | 0 | 0.28322 | 572 | 0 | 572 | 0 | 0.77612 | 5 | 0 | 5 | 0 | 0.0030883 | 495 | 0 | 495 | 0 | 0.83193
612 | 0 | 612 | 0 | 0.38178 | 580 | 0 | 580 | 0 | 0.78697 | -37 | 37 | 0 | 0.026831 | 0 | 362 | 0 | 362 | 0 | 0.6084
740 | 0 | 740 | 0 | 0.46163 | 580 | 0 | 580 | 0 | 0.78697 | -30 | 30 | 0 | 0.021755 | 0 | 358 | 0 | 358 | 0 | 0.60168
801 | 0 | 801 | 0 | 0.49969 | 580 | 0 | 580 | 0 | 0.78697 | -10 | 10 | 0 | 0.0072516 | 0 | 358 | 0 | 358 | 0 | 0.60168
780 | 0 | 780 | 0 | 0.48659 | 580 | 0 | 580 | 0 | 0.78697 | 81 | 0 | 81 | 0 | 0.050031 | 377 | 0 | 377 | 0 | 0.63361
218 | 0 | 218 | 0 | 0.136 | 574 | 0 | 574 | 0 | 0.77883 | 277 | 0 | 277 | 0 | 0.17109 | 406 | 0 | 406 | 0 | 0.68235
-220 | 220 | 0 | 0.17814 | 0 | 390 | 0 | 390 | 0 | 0.52917 | 30 | 0 | 30 | 0 | 0.01853 | -68 | 68 | 0 | 0.11111 | 0
-817 | 817 | 0 | 0.66154 | 0 | 347 | 0 | 347 | 0 | 0.47083 | -97 | 97 | 0 | 0.070341 | 0 | -419 | 419 | 0 | 0.68464 | 0
-835 | 835 | 0 | 0.67611 | 0 | 485 | 0 | 485 | 0 | 0.65807 | 130 | 0 | 130 | 0 | 0.080296 | -316 | 316 | 0 | 0.51634 | 0
-488 | 488 | 0 | 0.39514 | 0 | 711 | 0 | 711 | 0 | 0.96472 | 224 | 0 | 224 | 0 | 0.13836 | 163 | 0 | 163 | 0 | 0.27395
102 | 0 | 102 | 0 | 0.063631 | 712 | 0 | 712 | 0 | 0.96608 | 185 | 0 | 185 | 0 | 0.11427 | 282 | 0 | 282 | 0 | 0.47395
758 | 0 | 758 | 0 | 0.47286 | 712 | 0 | 712 | 0 | 0.96608 | 292 | 0 | 292 | 0 | 0.18036 | 241 | 0 | 241 | 0 | 0.40504
798 | 0 | 798 | 0 | 0.49782 | 712 | 0 | 712 | 0 | 0.96608 | 321 | 0 | 321 | 0 | 0.19827 | 164 | 0 | 164 | 0 | 0.27563
799 | 0 | 799 | 0 | 0.49844 | 712 | 0 | 712 | 0 | 0.96608 | 260 | 0 | 260 | 0 | 0.16059 | 163 | 0 | 163 | 0 | 0.27395
772 | 0 | 772 | 0 | 0.4816 | 712 | 0 | 712 | 0 | 0.96608 | 178 | 0 | 178 | 0 | 0.10994 | 312 | 0 | 312 | 0 | 0.52437
232 | 0 | 232 | 0 | 0.14473 | 678 | 0 | 678 | 0 | 0.91995 | 188 | 0 | 188 | 0 | 0.11612 | 385 | 0 | 385 | 0 | 0.64706
-365 | 365 | 0 | 0.29555 | 0 | 637 | 0 | 637 | 0 | 0.86431 | -60 | 60 | 0 | 0.04351 | 0 | -90 | 90 | 0 | 0.14706 | 0
-814 | 814 | 0 | 0.65911 | 0 | 403 | 0 | 403 | 0 | 0.54681 | -117 | 117 | 0 | 0.084844 | 0 | -423 | 423 | 0 | 0.69118 | 0
-841 | 841 | 0 | 0.68097 | 0 | 455 | 0 | 455 | 0 | 0.61737 | -639 | 639 | 0 | 0.46338 | 0 | -332 | 332 | 0 | 0.54248 | 0
-752 | 752 | 0 | 0.60891 | 0 | 682 | 0 | 682 | 0 | 0.92537 | -237 | 237 | 0 | 0.17186 | 0 | -249 | 249 | 0 | 0.40686 | 0
-28 | 28 | 0 | 0.022672 | 0 | 712 | 0 | 712 | 0 | 0.96608 | 271 | 0 | 271 | 0 | 0.16739 | 226 | 0 | 226 | 0 | 0.37983
418 | 0 | 418 | 0 | 0.26076 | 712 | 0 | 712 | 0 | 0.96608 | 296 | 0 | 296 | 0 | 0.18283 | 280 | 0 | 280 | 0 | 0.47059
782 | 0 | 782 | 0 | 0.48784 | 659 | 0 | 659 | 0 | 0.89417 | 343 | 0 | 343 | 0 | 0.21186 | 247 | 0 | 247 | 0 | 0.41513
810 | 0 | 810 | 0 | 0.5053 | 568 | 0 | 568 | 0 | 0.77069 | 368 | 0 | 368 | 0 | 0.2273 | 273 | 0 | 273 | 0 | 0.45882
809 | 0 | 809 | 0 | 0.50468 | 471 | 0 | 471 | 0 | 0.63908 | 382 | 0 | 382 | 0 | 0.23595 | 297 | 0 | 297 | 0 | 0.49916
809 | 0 | 809 | 0 | 0.50468 | 485 | 0 | 485 | 0 | 0.65807 | 388 | 0 | 388 | 0 | 0.23965 | 297 | 0 | 297 | 0 | 0.49916
810 | 0 | 810 | 0 | 0.5053 | 417 | 0 | 417 | 0 | 0.56581 | 289 | 0 | 289 | 0 | 0.17851 | 395 | 0 | 395 | 0 | 0.66387
809 | 0 | 809 | 0 | 0.50468 | 479 | 0 | 479 | 0 | 0.64993 | 419 | 0 | 419 | 0 | 0.2588 | 494 | 0 | 494 | 0 | 0.83025
802 | 0 | 802 | 0 | 0.50031 | 372 | 0 | 372 | 0 | 0.50475 | 463 | 0 | 463 | 0 | 0.28598 | 584 | 0 | 584 | 0 | 0.98151
689 | 0 | 689 | 0 | 0.42982 | 646 | 0 | 646 | 0 | 0.87653 | -7 | 7 | 0 | 0.0050761 | 0 | 486 | 0 | 486 | 0 | 0.81681
404 | 0 | 404 | 0 | 0.25203 | 650 | 0 | 650 | 0 | 0.88195 | 53 | 0 | 53 | 0 | 0.032736 | 411 | 0 | 411 | 0 | 0.69076
7 | 0 | 7 | 0 | 0.0043668 | 627 | 0 | 627 | 0 | 0.85075 | 195 | 0 | 195 | 0 | 0.12044 | 317 | 0 | 317 | 0 | 0.53277
-194 | 194 | 0 | 0.15709 | 0 | 299 | 0 | 299 | 0 | 0.4057 | -391 | 391 | 0 | 0.28354 | 0 | 23 | 0 | 23 | 0 | 0.038655
-772 | 772 | 0 | 0.6251 | 0 | 312 | 0 | 312 | 0 | 0.42334 | -470 | 470 | 0 | 0.34083 | 0 | 2 | 0 | 2 | 0 | 0.0033613
-826 | 826 | 0 | 0.66883 | 0 | -180 | 180 | 0 | 0.23684 | 0 | 22 | 0 | 22 | 0 | 0.013589 | 2 | 0 | 2 | 0 | 0.0033613
-424 | 424 | 0 | 0.34332 | 0 | 5 | 0 | 5 | 0 | 0.0067843 | 172 | 0 | 172 | 0 | 0.10624 | 340 | 0 | 340 | 0 | 0.57143
-36 | 36 | 0 | 0.02915 | 0 | 129 | 0 | 129 | 0 | 0.17503 | 106 | 0 | 106 | 0 | 0.065473 | 402 | 0 | 402 | 0 | 0.67563
-5 | 5 | 0 | 0.0040486 | 0 | 199 | 0 | 199 | 0 | 0.27001 | 106 | 0 | 106 | 0 | 0.065473 | 302 | 0 | 302 | 0 | 0.50756
-36 | 36 | 0 | 0.02915 | 0 | 280 | 0 | 280 | 0 | 0.37992 | 112 | 0 | 112 | 0 | 0.069179 | 221 | 0 | 221 | 0 | 0.37143
-604 | 604 | 0 | 0.48907 | 0 | 256 | 0 | 256 | 0 | 0.34735 | -25 | 25 | 0 | 0.018129 | 0 | 13 | 0 | 13 | 0 | 0.021849
-839 | 839 | 0 | 0.67935 | 0 | -96 | 96 | 0 | 0.12632 | 0 | -539 | 539 | 0 | 0.39086 | 0 | 2 | 0 | 2 | 0 | 0.0033613
-844 | 844 | 0 | 0.6834 | 0 | -670 | 670 | 0 | 0.88158 | 0 | -1151 | 1151 | 0 | 0.83466 | 0 | -457 | 457 | 0 | 0.74673 | 0
-845 | 845 | 0 | 0.68421 | 0 | -699 | 699 | 0 | 0.91974 | 0 | -1092 | 1092 | 0 | 0.79188 | 0 | -592 | 592 | 0 | 0.96732 | 0
-843 | 843 | 0 | 0.68259 | 0 | -696 | 696 | 0 | 0.91579 | 0 | -680 | 680 | 0 | 0.49311 | 0 | -610 | 610 | 0 | 0.99673 | 0
-844 | 844 | 0 | 0.6834 | 0 | -637 | 637 | 0 | 0.83816 | 0 | -722 | 722 | 0 | 0.52357 | 0 | -467 | 467 | 0 | 0.76307 | 0
-845 | 845 | 0 | 0.68421 | 0 | -540 | 540 | 0 | 0.71053 | 0 | -594 | 594 | 0 | 0.43075 | 0 | -53 | 53 | 0 | 0.086601 | 0
-810 | 810 | 0 | 0.65587 | 0 | -106 | 106 | 0 | 0.13947 | 0 | 24 | 0 | 24 | 0 | 0.014824 | 2 | 0 | 2 | 0 | 0.0033613
-221 | 221 | 0 | 0.17895 | 0 | -81 | 81 | 0 | 0.10658 | 0 | 725 | 0 | 725 | 0 | 0.44781 | 272 | 0 | 272 | 0 | 0.45714
293 | 0 | 293 | 0 | 0.18278 | -5 | 5 | 0 | 0.0065789 | 0 | 420 | 0 | 420 | 0 | 0.25942 | 72 | 0 | 72 | 0 | 0.12101
719 | 0 | 719 | 0 | 0.44853 | 55 | 0 | 55 | 0 | 0.074627 | 520 | 0 | 520 | 0 | 0.32119 | 2 | 0 | 2 | 0 | 0.0033613
796 | 0 | 796 | 0 | 0.49657 | 261 | 0 | 261 | 0 | 0.35414 | 415 | 0 | 415 | 0 | 0.25633 | 258 | 0 | 258 | 0 | 0.43361
711 | 0 | 711 | 0 | 0.44354 | 318 | 0 | 318 | 0 | 0.43148 | 358 | 0 | 358 | 0 | 0.22112 | 300 | 0 | 300 | 0 | 0.5042
167 | 0 | 167 | 0 | 0.10418 | 338 | 0 | 338 | 0 | 0.45862 | 496 | 0 | 496 | 0 | 0.30636 | 109 | 0 | 109 | 0 | 0.18319
-418 | 418 | 0 | 0.33846 | 0 | 244 | 0 | 244 | 0 | 0.33107 | -131 | 131 | 0 | 0.094996 | 0 | -376 | 376 | 0 | 0.61438 | 0
-615 | 615 | 0 | 0.49798 | 0 | 228 | 0 | 228 | 0 | 0.30936 | -186 | 186 | 0 | 0.13488 | 0 | -495 | 495 | 0 | 0.80882 | 0
-626 | 626 | 0 | 0.50688 | 0 | 316 | 0 | 316 | 0 | 0.42877 | -77 | 77 | 0 | 0.055838 | 0 | -494 | 494 | 0 | 0.80719 | 0
-623 | 623 | 0 | 0.50445 | 0 | 461 | 0 | 461 | 0 | 0.62551 | 2 | 0 | 2 | 0 | 0.0012353 | -495 | 495 | 0 | 0.80882 | 0
-593 | 593 | 0 | 0.48016 | 0 | 597 | 0 | 597 | 0 | 0.81004 | -160 | 160 | 0 | 0.11603 | 0 | -495 | 495 | 0 | 0.80882 | 0
-83 | 83 | 0 | 0.067206 | 0 | 611 | 0 | 611 | 0 | 0.82904 | -51 | 51 | 0 | 0.036983 | 0 | -495 | 495 | 0 | 0.80882 | 0
447 | 0 | 447 | 0 | 0.27885 | 494 | 0 | 494 | 0 | 0.67028 | 280 | 0 | 280 | 0 | 0.17295 | -157 | 157 | 0 | 0.25654 | 0
545 | 0 | 545 | 0 | 0.33999 | 687 | 0 | 687 | 0 | 0.93216 | 324 | 0 | 324 | 0 | 0.20012 | 350 | 0 | 350 | 0 | 0.58824
537 | 0 | 537 | 0 | 0.335 | 571 | 0 | 571 | 0 | 0.77476 | 176 | 0 | 176 | 0 | 0.10871 | 363 | 0 | 363 | 0 | 0.61008
540 | 0 | 540 | 0 | 0.33687 | 705 | 0 | 705 | 0 | 0.95658 | 187 | 0 | 187 | 0 | 0.1155 | 166 | 0 | 166 | 0 | 0.27899
388 | 0 | 388 | 0 | 0.24205 | 709 | 0 | 709 | 0 | 0.96201 | 362 | 0 | 362 | 0 | 0.22359 | 62 | 0 | 62 | 0 | 0.1042
298 | 0 | 298 | 0 | 0.1859 | 711 | 0 | 711 | 0 | 0.96472 | 210 | 0 | 210 | 0 | 0.12971 | -415 | 415 | 0 | 0.6781 | 0
277 | 0 | 277 | 0 | 0.1728 | 712 | 0 | 712 | 0 | 0.96608 | 33 | 0 | 33 | 0 | 0.020383 | -495 | 495 | 0 | 0.80882 | 0
183 | 0 | 183 | 0 | 0.11416 | 712 | 0 | 712 | 0 | 0.96608 | -17 | 17 | 0 | 0.012328 | 0 | -495 | 495 | 0 | 0.80882 | 0
605 | 0 | 605 | 0 | 0.37742 | 709 | 0 | 709 | 0 | 0.96201 | 119 | 0 | 119 | 0 | 0.073502 | -494 | 494 | 0 | 0.80719 | 0
704 | 0 | 704 | 0 | 0.43918 | 706 | 0 | 706 | 0 | 0.95794 | 267 | 0 | 267 | 0 | 0.16492 | -13 | 13 | 0 | 0.021242 | 0
776 | 0 | 776 | 0 | 0.48409 | 675 | 0 | 675 | 0 | 0.91588 | 125 | 0 | 125 | 0 | 0.077208 | 263 | 0 | 263 | 0 | 0.44202
796 | 0 | 796 | 0 | 0.49657 | 644 | 0 | 644 | 0 | 0.87381 | 129 | 0 | 129 | 0 | 0.079679 | 273 | 0 | 273 | 0 | 0.45882
799 | 0 | 799 | 0 | 0.49844 | 469 | 0 | 469 | 0 | 0.63636 | 246 | 0 | 246 | 0 | 0.15195 | 130 | 0 | 130 | 0 | 0.21849
800 | 0 | 800 | 0 | 0.49906 | 525 | 0 | 525 | 0 | 0.71235 | 266 | 0 | 266 | 0 | 0.1643 | 150 | 0 | 150 | 0 | 0.2521
799 | 0 | 799 | 0 | 0.49844 | 599 | 0 | 599 | 0 | 0.81275 | 324 | 0 | 324 | 0 | 0.20012 | 175 | 0 | 175 | 0 | 0.29412
800 | 0 | 800 | 0 | 0.49906 | 591 | 0 | 591 | 0 | 0.8019 | 314 | 0 | 314 | 0 | 0.19395 | 175 | 0 | 175 | 0 | 0.29412
799 | 0 | 799 | 0 | 0.49844 | 657 | 0 | 657 | 0 | 0.89145 | 332 | 0 | 332 | 0 | 0.20506 | 175 | 0 | 175 | 0 | 0.29412
767 | 0 | 767 | 0 | 0.47848 | 711 | 0 | 711 | 0 | 0.96472 | 281 | 0 | 281 | 0 | 0.17356 | 150 | 0 | 150 | 0 | 0.2521
279 | 0 | 279 | 0 | 0.17405 | 711 | 0 | 711 | 0 | 0.96472 | 223 | 0 | 223 | 0 | 0.13774 | 7 | 0 | 7 | 0 | 0.011765
-199 | 199 | 0 | 0.16113 | 0 | 699 | 0 | 699 | 0 | 0.94844 | 28 | 0 | 28 | 0 | 0.017295 | 2 | 0 | 2 | 0 | 0.0033613
-431 | 431 | 0 | 0.34899 | 0 | 707 | 0 | 707 | 0 | 0.95929 | 200 | 0 | 200 | 0 | 0.12353 | 2 | 0 | 2 | 0 | 0.0033613
-314 | 314 | 0 | 0.25425 | 0 | 620 | 0 | 620 | 0 | 0.84125 | 95 | 0 | 95 | 0 | 0.058678 | 2 | 0 | 2 | 0 | 0.0033613
-283 | 283 | 0 | 0.22915 | 0 | 489 | 0 | 489 | 0 | 0.6635 | 255 | 0 | 255 | 0 | 0.1575 | 2 | 0 | 2 | 0 | 0.0033613
-204 | 204 | 0 | 0.16518 | 0 | 397 | 0 | 397 | 0 | 0.53867 | -10 | 10 | 0 | 0.0072516 | 0 | 2 | 0 | 2 | 0 | 0.0033613
-104 | 104 | 0 | 0.084211 | 0 | 712 | 0 | 712 | 0 | 0.96608 | 296 | 0 | 296 | 0 | 0.18283 | 59 | 0 | 59 | 0 | 0.09916
448 | 0 | 448 | 0 | 0.27948 | 712 | 0 | 712 | 0 | 0.96608 | 227 | 0 | 227 | 0 | 0.14021 | 196 | 0 | 196 | 0 | 0.32941
536 | 0 | 536 | 0 | 0.33437 | 711 | 0 | 711 | 0 | 0.96472 | 231 | 0 | 231 | 0 | 0.14268 | 225 | 0 | 225 | 0 | 0.37815
567 | 0 | 567 | 0 | 0.35371 | 711 | 0 | 711 | 0 | 0.96472 | 58 | 0 | 58 | 0 | 0.035825 | 273 | 0 | 273 | 0 | 0.45882
538 | 0 | 538 | 0 | 0.33562 | 711 | 0 | 711 | 0 | 0.96472 | 36 | 0 | 36 | 0 | 0.022236 | 298 | 0 | 298 | 0 | 0.50084
252 | 0 | 252 | 0 | 0.15721 | 711 | 0 | 711 | 0 | 0.96472 | 323 | 0 | 323 | 0 | 0.19951 | 386 | 0 | 386 | 0 | 0.64874
-243 | 243 | 0 | 0.19676 | 0 | 710 | 0 | 710 | 0 | 0.96336 | 241 | 0 | 241 | 0 | 0.14886 | 88 | 0 | 88 | 0 | 0.1479
-286 | 286 | 0 | 0.23158 | 0 | 686 | 0 | 686 | 0 | 0.9308 | -53 | 53 | 0 | 0.038434 | 0 | -218 | 218 | 0 | 0.35621 | 0
245 | 0 | 245 | 0 | 0.15284 | 334 | 0 | 334 | 0 | 0.45319 | -36 | 36 | 0 | 0.026106 | 0 | 86 | 0 | 86 | 0 | 0.14454
774 | 0 | 774 | 0 | 0.48284 | 491 | 0 | 491 | 0 | 0.66621 | 355 | 0 | 355 | 0 | 0.21927 | 223 | 0 | 223 | 0 | 0.37479
809 | 0 | 809 | 0 | 0.50468 | 389 | 0 | 389 | 0 | 0.52782 | 267 | 0 | 267 | 0 | 0.16492 | 201 | 0 | 201 | 0 | 0.33782
819 | 0 | 819 | 0 | 0.51092 | 255 | 0 | 255 | 0 | 0.346 | 204 | 0 | 204 | 0 | 0.126 | 201 | 0 | 201 | 0 | 0.33782
951 | 0 | 951 | 0 | 0.59326 | 364 | 0 | 364 | 0 | 0.49389 | 100 | 0 | 100 | 0 | 0.061767 | 200 | 0 | 200 | 0 | 0.33613
962 | 0 | 962 | 0 | 0.60012 | 428 | 0 | 428 | 0 | 0.58073 | 203 | 0 | 203 | 0 | 0.12539 | 200 | 0 | 200 | 0 | 0.33613
962 | 0 | 962 | 0 | 0.60012 | 491 | 0 | 491 | 0 | 0.66621 | 306 | 0 | 306 | 0 | 0.18901 | 200 | 0 | 200 | 0 | 0.33613
963 | 0 | 963 | 0 | 0.60075 | 548 | 0 | 548 | 0 | 0.74355 | 215 | 0 | 215 | 0 | 0.1328 | 225 | 0 | 225 | 0 | 0.37815
938 | 0 | 938 | 0 | 0.58515 | 699 | 0 | 699 | 0 | 0.94844 | 249 | 0 | 249 | 0 | 0.1538 | 225 | 0 | 225 | 0 | 0.37815
574 | 0 | 574 | 0 | 0.35808 | 669 | 0 | 669 | 0 | 0.90773 | 42 | 0 | 42 | 0 | 0.025942 | 249 | 0 | 249 | 0 | 0.41849
13 | 0 | 13 | 0 | 0.0081098 | 495 | 0 | 495 | 0 | 0.67164 | -6 | 6 | 0 | 0.004351 | 0 | -226 | 226 | 0 | 0.36928 | 0
-495 | 495 | 0 | 0.40081 | 0 | 683 | 0 | 683 | 0 | 0.92673 | 97 | 0 | 97 | 0 | 0.059914 | -487 | 487 | 0 | 0.79575 | 0
-580 | 580 | 0 | 0.46964 | 0 | 712 | 0 | 712 | 0 | 0.96608 | 120 | 0 | 120 | 0 | 0.07412 | -495 | 495 | 0 | 0.80882 | 0
-621 | 621 | 0 | 0.50283 | 0 | 712 | 0 | 712 | 0 | 0.96608 | 50 | 0 | 50 | 0 | 0.030883 | -496 | 496 | 0 | 0.81046 | 0
-701 | 701 | 0 | 0.56761 | 0 | 712 | 0 | 712 | 0 | 0.96608 | 144 | 0 | 144 | 0 | 0.088944 | -496 | 496 | 0 | 0.81046 | 0
-707 | 707 | 0 | 0.57247 | 0 | 712 | 0 | 712 | 0 | 0.96608 | 32 | 0 | 32 | 0 | 0.019765 | -496 | 496 | 0 | 0.81046 | 0
-656 | 656 | 0 | 0.53117 | 0 | 712 | 0 | 712 | 0 | 0.96608 | -24 | 24 | 0 | 0.017404 | 0 | -496 | 496 | 0 | 0.81046 | 0
-705 | 705 | 0 | 0.57085 | 0 | 710 | 0 | 710 | 0 | 0.96336 | -158 | 158 | 0 | 0.11458 | 0 | -496 | 496 | 0 | 0.81046 | 0
-707 | 707 | 0 | 0.57247 | 0 | 681 | 0 | 681 | 0 | 0.92402 | -185 | 185 | 0 | 0.13416 | 0 | -496 | 496 | 0 | 0.81046 | 0
-706 | 706 | 0 | 0.57166 | 0 | 537 | 0 | 537 | 0 | 0.72863 | -120 | 120 | 0 | 0.08702 | 0 | -495 | 495 | 0 | 0.80882 | 0
-706 | 706 | 0 | 0.57166 | 0 | 441 | 0 | 441 | 0 | 0.59837 | -150 | 150 | 0 | 0.10877 | 0 | -211 | 211 | 0 | 0.34477 | 0
-705 | 705 | 0 | 0.57085 | 0 | 245 | 0 | 245 | 0 | 0.33243 | -629 | 629 | 0 | 0.45613 | 0 | -470 | 470 | 0 | 0.76797 | 0
-705 | 705 | 0 | 0.57085 | 0 | 220 | 0 | 220 | 0 | 0.29851 | -753 | 753 | 0 | 0.54605 | 0 | -494 | 494 | 0 | 0.80719 | 0
-699 | 699 | 0 | 0.56599 | 0 | 303 | 0 | 303 | 0 | 0.41113 | -710 | 710 | 0 | 0.51487 | 0 | -495 | 495 | 0 | 0.80882 | 0
-575 | 575 | 0 | 0.46559 | 0 | 457 | 0 | 457 | 0 | 0.62008 | -37 | 37 | 0 | 0.026831 | 0 | -61 | 61 | 0 | 0.099673 | 0
12 | 0 | 12 | 0 | 0.007486 | 610 | 0 | 610 | 0 | 0.82768 | 404 | 0 | 404 | 0 | 0.24954 | 254 | 0 | 254 | 0 | 0.42689
569 | 0 | 569 | 0 | 0.35496 | 366 | 0 | 366 | 0 | 0.49661 | 351 | 0 | 351 | 0 | 0.2168 | 298 | 0 | 298 | 0 | 0.50084
934 | 0 | 934 | 0 | 0.58266 | 395 | 0 | 395 | 0 | 0.53596 | 464 | 0 | 464 | 0 | 0.2866 | 298 | 0 | 298 | 0 | 0.50084
914 | 0 | 914 | 0 | 0.57018 | 437 | 0 | 437 | 0 | 0.59294 | 901 | 0 | 901 | 0 | 0.55652 | 226 | 0 | 226 | 0 | 0.37983
910 | 0 | 910 | 0 | 0.56769 | 435 | 0 | 435 | 0 | 0.59023 | 1043 | 0 | 1043 | 0 | 0.64422 | 225 | 0 | 225 | 0 | 0.37815
910 | 0 | 910 | 0 | 0.56769 | 481 | 0 | 481 | 0 | 0.65265 | 1060 | 0 | 1060 | 0 | 0.65473 | 225 | 0 | 225 | 0 | 0.37815
910 | 0 | 910 | 0 | 0.56769 | 352 | 0 | 352 | 0 | 0.47761 | 1019 | 0 | 1019 | 0 | 0.6294 | 225 | 0 | 225 | 0 | 0.37815
883 | 0 | 883 | 0 | 0.55084 | 277 | 0 | 277 | 0 | 0.37585 | 1090 | 0 | 1090 | 0 | 0.67326 | 250 | 0 | 250 | 0 | 0.42017
489 | 0 | 489 | 0 | 0.30505 | 543 | 0 | 543 | 0 | 0.73677 | 1052 | 0 | 1052 | 0 | 0.64978 | 274 | 0 | 274 | 0 | 0.4605
-82 | 82 | 0 | 0.066397 | 0 | 702 | 0 | 702 | 0 | 0.95251 | 402 | 0 | 402 | 0 | 0.2483 | 21 | 0 | 21 | 0 | 0.035294
-667 | 667 | 0 | 0.54008 | 0 | 711 | 0 | 711 | 0 | 0.96472 | -212 | 212 | 0 | 0.15373 | 0 | -427 | 427 | 0 | 0.69771 | 0
-706 | 706 | 0 | 0.57166 | 0 | 711 | 0 | 711 | 0 | 0.96472 | -275 | 275 | 0 | 0.19942 | 0 | -494 | 494 | 0 | 0.80719 | 0
-708 | 708 | 0 | 0.57328 | 0 | 711 | 0 | 711 | 0 | 0.96472 | -332 | 332 | 0 | 0.24075 | 0 | -427 | 427 | 0 | 0.69771 | 0
-705 | 705 | 0 | 0.57085 | 0 | 711 | 0 | 711 | 0 | 0.96472 | -274 | 274 | 0 | 0.19869 | 0 | -46 | 46 | 0 | 0.075163 | 0
-629 | 629 | 0 | 0.50931 | 0 | 711 | 0 | 711 | 0 | 0.96472 | 357 | 0 | 357 | 0 | 0.22051 | 153 | 0 | 153 | 0 | 0.25714
-444 | 444 | 0 | 0.35951 | 0 | 712 | 0 | 712 | 0 | 0.96608 | 364 | 0 | 364 | 0 | 0.22483 | 283 | 0 | 283 | 0 | 0.47563
-139 | 139 | 0 | 0.11255 | 0 | 712 | 0 | 712 | 0 | 0.96608 | 180 | 0 | 180 | 0 | 0.11118 | 310 | 0 | 310 | 0 | 0.52101
-392 | 392 | 0 | 0.31741 | 0 | 712 | 0 | 712 | 0 | 0.96608 | 141 | 0 | 141 | 0 | 0.087091 | 310 | 0 | 310 | 0 | 0.52101
-598 | 598 | 0 | 0.48421 | 0 | 711 | 0 | 711 | 0 | 0.96472 | -365 | 365 | 0 | 0.26468 | 0 | 326 | 0 | 326 | 0 | 0.5479
-459 | 459 | 0 | 0.37166 | 0 | 699 | 0 | 699 | 0 | 0.94844 | -655 | 655 | 0 | 0.47498 | 0 | -116 | 116 | 0 | 0.18954 | 0
-693 | 693 | 0 | 0.56113 | 0 | 658 | 0 | 658 | 0 | 0.89281 | -739 | 739 | 0 | 0.5359 | 0 | -471 | 471 | 0 | 0.76961 | 0
-704 | 704 | 0 | 0.57004 | 0 | 576 | 0 | 576 | 0 | 0.78155 | -810 | 810 | 0 | 0.58738 | 0 | -494 | 494 | 0 | 0.80719 | 0
-703 | 703 | 0 | 0.56923 | 0 | 554 | 0 | 554 | 0 | 0.7517 | -822 | 822 | 0 | 0.59608 | 0 | -495 | 495 | 0 | 0.80882 | 0
-621 | 621 | 0 | 0.50283 | 0 | 675 | 0 | 675 | 0 | 0.91588 | -692 | 692 | 0 | 0.50181 | 0 | -495 | 495 | 0 | 0.80882 | 0
-636 | 636 | 0 | 0.51498 | 0 | 697 | 0 | 697 | 0 | 0.94573 | -437 | 437 | 0 | 0.3169 | 0 | -495 | 495 | 0 | 0.80882 | 0
-52 | 52 | 0 | 0.042105 | 0 | 431 | 0 | 431 | 0 | 0.5848 | 285 | 0 | 285 | 0 | 0.17603 | -62 | 62 | 0 | 0.10131 | 0
517 | 0 | 517 | 0 | 0.32252 | 368 | 0 | 368 | 0 | 0.49932 | 778 | 0 | 778 | 0 | 0.48054 | 1 | 0 | 1 | 0 | 0.0016807
929 | 0 | 929 | 0 | 0.57954 | 149 | 0 | 149 | 0 | 0.20217 | 961 | 0 | 961 | 0 | 0.59358 | 188 | 0 | 188 | 0 | 0.31597
956 | 0 | 956 | 0 | 0.59638 | 147 | 0 | 147 | 0 | 0.19946 | 894 | 0 | 894 | 0 | 0.55219 | 272 | 0 | 272 | 0 | 0.45714
958 | 0 | 958 | 0 | 0.59763 | 375 | 0 | 375 | 0 | 0.50882 | 888 | 0 | 888 | 0 | 0.54849 | 250 | 0 | 250 | 0 | 0.42017
958 | 0 | 958 | 0 | 0.59763 | 173 | 0 | 173 | 0 | 0.23474 | 1042 | 0 | 1042 | 0 | 0.64361 | 250 | 0 | 250 | 0 | 0.42017
951 | 0 | 951 | 0 | 0.59326 | 258 | 0 | 258 | 0 | 0.35007 | 1120 | 0 | 1120 | 0 | 0.69179 | 250 | 0 | 250 | 0 | 0.42017
824 | 0 | 824 | 0 | 0.51404 | 460 | 0 | 460 | 0 | 0.62415 | 527 | 0 | 527 | 0 | 0.32551 | 250 | 0 | 250 | 0 | 0.42017
279 | 0 | 279 | 0 | 0.17405 | 620 | 0 | 620 | 0 | 0.84125 | -83 | 83 | 0 | 0.060189 | 0 | -225 | 225 | 0 | 0.36765 | 0
-53 | 53 | 0 | 0.042915 | 0 | 712 | 0 | 712 | 0 | 0.96608 | -308 | 308 | 0 | 0.22335 | 0 | -487 | 487 | 0 | 0.79575 | 0
-319 | 319 | 0 | 0.2583 | 0 | 712 | 0 | 712 | 0 | 0.96608 | -263 | 263 | 0 | 0.19072 | 0 | -495 | 495 | 0 | 0.80882 | 0
-346 | 346 | 0 | 0.28016 | 0 | 712 | 0 | 712 | 0 | 0.96608 | -233 | 233 | 0 | 0.16896 | 0 | -495 | 495 | 0 | 0.80882 | 0
-489 | 489 | 0 | 0.39595 | 0 | 711 | 0 | 711 | 0 | 0.96472 | -211 | 211 | 0 | 0.15301 | 0 | -495 | 495 | 0 | 0.80882 | 0
-433 | 433 | 0 | 0.35061 | 0 | 712 | 0 | 712 | 0 | 0.96608 | -269 | 269 | 0 | 0.19507 | 0 | -495 | 495 | 0 | 0.80882 | 0
-203 | 203 | 0 | 0.16437 | 0 | 712 | 0 | 712 | 0 | 0.96608 | -279 | 279 | 0 | 0.20232 | 0 | -495 | 495 | 0 | 0.80882 | 0
-74 | 74 | 0 | 0.059919 | 0 | 712 | 0 | 712 | 0 | 0.96608 | -137 | 137 | 0 | 0.099347 | 0 | -495 | 495 | 0 | 0.80882 | 0
-15 | 15 | 0 | 0.012146 | 0 | 712 | 0 | 712 | 0 | 0.96608 | -462 | 462 | 0 | 0.33503 | 0 | -495 | 495 | 0 | 0.80882 | 0
-212 | 212 | 0 | 0.17166 | 0 | 712 | 0 | 712 | 0 | 0.96608 | -370 | 370 | 0 | 0.26831 | 0 | -495 | 495 | 0 | 0.80882 | 0
-372 | 372 | 0 | 0.30121 | 0 | 711 | 0 | 711 | 0 | 0.96472 | -580 | 580 | 0 | 0.42059 | 0 | -495 | 495 | 0 | 0.80882 | 0
-594 | 594 | 0 | 0.48097 | 0 | 696 | 0 | 696 | 0 | 0.94437 | -860 | 860 | 0 | 0.62364 | 0 | -495 | 495 | 0 | 0.80882 | 0
-703 | 703 | 0 | 0.56923 | 0 | 464 | 0 | 464 | 0 | 0.62958 | -900 | 900 | 0 | 0.65265 | 0 | -494 | 494 | 0 | 0.80719 | 0
-703 | 703 | 0 | 0.56923 | 0 | 215 | 0 | 215 | 0 | 0.29172 | -939 | 939 | 0 | 0.68093 | 0 | -494 | 494 | 0 | 0.80719 | 0
-704 | 704 | 0 | 0.57004 | 0 | 515 | 0 | 515 | 0 | 0.69878 | -856 | 856 | 0 | 0.62074 | 0 | -495 | 495 | 0 | 0.80882 | 0
-703 | 703 | 0 | 0.56923 | 0 | 555 | 0 | 555 | 0 | 0.75305 | -675 | 675 | 0 | 0.48949 | 0 | -495 | 495 | 0 | 0.80882 | 0
-664 | 664 | 0 | 0.53765 | 0 | 400 | 0 | 400 | 0 | 0.54274 | -548 | 548 | 0 | 0.39739 | 0 | -155 | 155 | 0 | 0.25327 | 0
-147 | 147 | 0 | 0.11903 | 0 | 134 | 0 | 134 | 0 | 0.18182 | -146 | 146 | 0 | 0.10587 | 0 | 0 | 0 | 0 | 0 | 0
-336 | 336 | 0 | 0.27206 | 0 | 35 | 0 | 35 | 0 | 0.04749 | -283 | 283 | 0 | 0.20522 | 0 | 2 | 0 | 2 | 0 | 0.0033613
-31 | 31 | 0 | 0.025101 | 0 | 213 | 0 | 213 | 0 | 0.28901 | -89 | 89 | 0 | 0.06454 | 0 | 2 | 0 | 2 | 0 | 0.0033613
28 | 0 | 28 | 0 | 0.017467 | 318 | 0 | 318 | 0 | 0.43148 | -311 | 311 | 0 | 0.22553 | 0 | 306 | 0 | 306 | 0 | 0.51429
10 | 0 | 10 | 0 | 0.0062383 | 390 | 0 | 390 | 0 | 0.52917 | -65 | 65 | 0 | 0.047136 | 0 | 373 | 0 | 373 | 0 | 0.62689
-3 | 3 | 0 | 0.0024291 | 0 | 394 | 0 | 394 | 0 | 0.5346 | 114 | 0 | 114 | 0 | 0.070414 | 373 | 0 | 373 | 0 | 0.62689
-17 | 17 | 0 | 0.013765 | 0 | 335 | 0 | 335 | 0 | 0.45455 | 144 | 0 | 144 | 0 | 0.088944 | 391 | 0 | 391 | 0 | 0.65714
-210 | 210 | 0 | 0.17004 | 0 | 246 | 0 | 246 | 0 | 0.33379 | 319 | 0 | 319 | 0 | 0.19704 | 345 | 0 | 345 | 0 | 0.57983
-768 | 768 | 0 | 0.62186 | 0 | 222 | 0 | 222 | 0 | 0.30122 | -31 | 31 | 0 | 0.02248 | 0 | 33 | 0 | 33 | 0 | 0.055462
-806 | 806 | 0 | 0.65263 | 0 | -22 | 22 | 0 | 0.028947 | 0 | -773 | 773 | 0 | 0.56055 | 0 | -290 | 290 | 0 | 0.47386 | 0
-734 | 734 | 0 | 0.59433 | 0 | -68 | 68 | 0 | 0.089474 | 0 | -792 | 792 | 0 | 0.57433 | 0 | -488 | 488 | 0 | 0.79739 | 0
-515 | 515 | 0 | 0.417 | 0 | -46 | 46 | 0 | 0.060526 | 0 | -1024 | 1024 | 0 | 0.74257 | 0 | -495 | 495 | 0 | 0.80882 | 0
-788 | 788 | 0 | 0.63806 | 0 | -73 | 73 | 0 | 0.096053 | 0 | -895 | 895 | 0 | 0.64902 | 0 | -495 | 495 | 0 | 0.80882 | 0
-813 | 813 | 0 | 0.6583 | 0 | -17 | 17 | 0 | 0.022368 | 0 | -913 | 913 | 0 | 0.66207 | 0 | -389 | 389 | 0 | 0.63562 | 0
-803 | 803 | 0 | 0.6502 | 0 | 404 | 0 | 404 | 0 | 0.54817 | -361 | 361 | 0 | 0.26178 | 0 | 88 | 0 | 88 | 0 | 0.1479
-806 | 806 | 0 | 0.65263 | 0 | 527 | 0 | 527 | 0 | 0.71506 | -357 | 357 | 0 | 0.25888 | 0 | 364 | 0 | 364 | 0 | 0.61176
-806 | 806 | 0 | 0.65263 | 0 | 433 | 0 | 433 | 0 | 0.58752 | -206 | 206 | 0 | 0.14938 | 0 | 183 | 0 | 183 | 0 | 0.30756
-807 | 807 | 0 | 0.65344 | 0 | -63 | 63 | 0 | 0.082895 | 0 | -385 | 385 | 0 | 0.27919 | 0 | 9 | 0 | 9 | 0 | 0.015126
-806 | 806 | 0 | 0.65263 | 0 | -582 | 582 | 0 | 0.76579 | 0 | -1087 | 1087 | 0 | 0.78825 | 0 | -116 | 116 | 0 | 0.18954 | 0
-805 | 805 | 0 | 0.65182 | 0 | -599 | 599 | 0 | 0.78816 | 0 | -1165 | 1165 | 0 | 0.84482 | 0 | -458 | 458 | 0 | 0.74837 | 0
-806 | 806 | 0 | 0.65263 | 0 | -398 | 398 | 0 | 0.52368 | 0 | -1232 | 1232 | 0 | 0.8934 | 0 | -495 | 495 | 0 | 0.80882 | 0
-806 | 806 | 0 | 0.65263 | 0 | -135 | 135 | 0 | 0.17763 | 0 | -1127 | 1127 | 0 | 0.81726 | 0 | -495 | 495 | 0 | 0.80882 | 0
-805 | 805 | 0 | 0.65182 | 0 | -21 | 21 | 0 | 0.027632 | 0 | -713 | 713 | 0 | 0.51704 | 0 | -63 | 63 | 0 | 0.10294 | 0
-743 | 743 | 0 | 0.60162 | 0 | 194 | 0 | 194 | 0 | 0.26323 | 41 | 0 | 41 | 0 | 0.025324 | 2 | 0 | 2 | 0 | 0.0033613
-457 | 457 | 0 | 0.37004 | 0 | 380 | 0 | 380 | 0 | 0.5156 | 368 | 0 | 368 | 0 | 0.2273 | 149 | 0 | 149 | 0 | 0.25042
-19 | 19 | 0 | 0.015385 | 0 | 99 | 0 | 99 | 0 | 0.13433 | 225 | 0 | 225 | 0 | 0.13897 | 8 | 0 | 8 | 0 | 0.013445
-5 | 5 | 0 | 0.0040486 | 0 | -2 | 2 | 0 | 0.0026316 | 0 | 520 | 0 | 520 | 0 | 0.32119 | 309 | 0 | 309 | 0 | 0.51933
6 | 0 | 6 | 0 | 0.003743 | -102 | 102 | 0 | 0.13421 | 0 | 475 | 0 | 475 | 0 | 0.29339 | 353 | 0 | 353 | 0 | 0.59328
207 | 0 | 207 | 0 | 0.12913 | -105 | 105 | 0 | 0.13816 | 0 | 331 | 0 | 331 | 0 | 0.20445 | 324 | 0 | 324 | 0 | 0.54454
143 | 0 | 143 | 0 | 0.089208 | -150 | 150 | 0 | 0.19737 | 0 | 425 | 0 | 425 | 0 | 0.26251 | 324 | 0 | 324 | 0 | 0.54454
-65 | 65 | 0 | 0.052632 | 0 | -156 | 156 | 0 | 0.20526 | 0 | 695 | 0 | 695 | 0 | 0.42928 | 349 | 0 | 349 | 0 | 0.58655
-63 | 63 | 0 | 0.051012 | 0 | -108 | 108 | 0 | 0.14211 | 0 | 674 | 0 | 674 | 0 | 0.41631 | 383 | 0 | 383 | 0 | 0.6437
-147 | 147 | 0 | 0.11903 | 0 | 142 | 0 | 142 | 0 | 0.19267 | 374 | 0 | 374 | 0 | 0.23101 | 497 | 0 | 497 | 0 | 0.83529
-547 | 547 | 0 | 0.44291 | 0 | 681 | 0 | 681 | 0 | 0.92402 | 173 | 0 | 173 | 0 | 0.10686 | 485 | 0 | 485 | 0 | 0.81513
-791 | 791 | 0 | 0.64049 | 0 | 694 | 0 | 694 | 0 | 0.94166 | 468 | 0 | 468 | 0 | 0.28907 | 286 | 0 | 286 | 0 | 0.48067
-804 | 804 | 0 | 0.65101 | 0 | 646 | 0 | 646 | 0 | 0.87653 | 240 | 0 | 240 | 0 | 0.14824 | 20 | 0 | 20 | 0 | 0.033613
-770 | 770 | 0 | 0.62348 | 0 | 434 | 0 | 434 | 0 | 0.58887 | 403 | 0 | 403 | 0 | 0.24892 | 1 | 0 | 1 | 0 | 0.0016807
-803 | 803 | 0 | 0.6502 | 0 | 674 | 0 | 674 | 0 | 0.91452 | 328 | 0 | 328 | 0 | 0.20259 | 286 | 0 | 286 | 0 | 0.48067
-806 | 806 | 0 | 0.65263 | 0 | 709 | 0 | 709 | 0 | 0.96201 | 313 | 0 | 313 | 0 | 0.19333 | 575 | 0 | 575 | 0 | 0.96639
-806 | 806 | 0 | 0.65263 | 0 | 700 | 0 | 700 | 0 | 0.9498 | 282 | 0 | 282 | 0 | 0.17418 | 595 | 0 | 595 | 0 | 1
-807 | 807 | 0 | 0.65344 | 0 | 705 | 0 | 705 | 0 | 0.95658 | 302 | 0 | 302 | 0 | 0.18653 | 577 | 0 | 577 | 0 | 0.96975
-807 | 807 | 0 | 0.65344 | 0 | 581 | 0 | 581 | 0 | 0.78833 | 201 | 0 | 201 | 0 | 0.12415 | 442 | 0 | 442 | 0 | 0.74286
-806 | 806 | 0 | 0.65263 | 0 | 79 | 0 | 79 | 0 | 0.10719 | -24 | 24 | 0 | 0.017404 | 0 | 327 | 0 | 327 | 0 | 0.54958
-806 | 806 | 0 | 0.65263 | 0 | -253 | 253 | 0 | 0.33289 | 0 | -926 | 926 | 0 | 0.6715 | 0 | -135 | 135 | 0 | 0.22059 | 0
-806 | 806 | 0 | 0.65263 | 0 | -306 | 306 | 0 | 0.40263 | 0 | -1284 | 1284 | 0 | 0.93111 | 0 | -471 | 471 | 0 | 0.76961 | 0
-806 | 806 | 0 | 0.65263 | 0 | -284 | 284 | 0 | 0.37368 | 0 | -1102 | 1102 | 0 | 0.79913 | 0 | -495 | 495 | 0 | 0.80882 | 0
-805 | 805 | 0 | 0.65182 | 0 | -21 | 21 | 0 | 0.027632 | 0 | -556 | 556 | 0 | 0.40319 | 0 | -63 | 63 | 0 | 0.10294 | 0
-803 | 803 | 0 | 0.6502 | 0 | 0 | 0 | 0 | 0 | 0 | -29 | 29 | 0 | 0.02103 | 0 | -111 | 111 | 0 | 0.18137 | 0
-720 | 720 | 0 | 0.583 | 0 | 0 | 0 | 0 | 0 | 0 | 320 | 0 | 320 | 0 | 0.19765 | -97 | 97 | 0 | 0.1585 | 0
-124 | 124 | 0 | 0.1004 | 0 | -8 | 8 | 0 | 0.010526 | 0 | 86 | 0 | 86 | 0 | 0.053119 | 288 | 0 | 288 | 0 | 0.48403
-124 | 124 | 0 | 0.1004 | 0 | -261 | 261 | 0 | 0.34342 | 0 | 163 | 0 | 163 | 0 | 0.10068 | 424 | 0 | 424 | 0 | 0.71261
-11 | 11 | 0 | 0.0089069 | 0 | -450 | 450 | 0 | 0.59211 | 0 | 213 | 0 | 213 | 0 | 0.13156 | 458 | 0 | 458 | 0 | 0.76975
-2 | 2 | 0 | 0.0016194 | 0 | -452 | 452 | 0 | 0.59474 | 0 | 284 | 0 | 284 | 0 | 0.17542 | 459 | 0 | 459 | 0 | 0.77143
-23 | 23 | 0 | 0.018623 | 0 | -158 | 158 | 0 | 0.20789 | 0 | 271 | 0 | 271 | 0 | 0.16739 | 496 | 0 | 496 | 0 | 0.83361
-267 | 267 | 0 | 0.21619 | 0 | 49 | 0 | 49 | 0 | 0.066486 | 524 | 0 | 524 | 0 | 0.32366 | 399 | 0 | 399 | 0 | 0.67059
-331 | 331 | 0 | 0.26802 | 0 | 0 | 0 | 0 | 0 | 0 | 294 | 0 | 294 | 0 | 0.18159 | 43 | 0 | 43 | 0 | 0.072269
-335 | 335 | 0 | 0.27126 | 0 | 0 | 0 | 0 | 0 | 0 | -746 | 746 | 0 | 0.54097 | 0 | -181 | 181 | 0 | 0.29575 | 0
-601 | 601 | 0 | 0.48664 | 0 | 0 | 0 | 0 | 0 | 0 | -594 | 594 | 0 | 0.43075 | 0 | -113 | 113 | 0 | 0.18464 | 0
-813 | 813 | 0 | 0.6583 | 0 | 0 | 0 | 0 | 0 | 0 | -563 | 563 | 0 | 0.40827 | 0 | -112 | 112 | 0 | 0.18301 | 0
-813 | 813 | 0 | 0.6583 | 0 | 0 | 0 | 0 | 0 | 0 | -228 | 228 | 0 | 0.16534 | 0 | -269 | 269 | 0 | 0.43954 | 0
-813 | 813 | 0 | 0.6583 | 0 | 0 | 0 | 0 | 0 | 0 | -524 | 524 | 0 | 0.37999 | 0 | -433 | 433 | 0 | 0.70752 | 0
-813 | 813 | 0 | 0.6583 | 0 | 0 | 0 | 0 | 0 | 0 | -750 | 750 | 0 | 0.54387 | 0 | -435 | 435 | 0 | 0.71078 | 0
-808 | 808 | 0 | 0.65425 | 0 | 0 | 0 | 0 | 0 | 0 | -808 | 808 | 0 | 0.58593 | 0 | -494 | 494 | 0 | 0.80719 | 0
-784 | 784 | 0 | 0.63482 | 0 | 0 | 0 | 0 | 0 | 0 | -817 | 817 | 0 | 0.59246 | 0 | -495 | 495 | 0 | 0.80882 | 0
-663 | 663 | 0 | 0.53684 | 0 | 0 | 0 | 0 | 0 | 0 | -792 | 792 | 0 | 0.57433 | 0 | -495 | 495 | 0 | 0.80882 | 0
-598 | 598 | 0 | 0.48421 | 0 | 0 | 0 | 0 | 0 | 0 | -881 | 881 | 0 | 0.63887 | 0 | -495 | 495 | 0 | 0.80882 | 0
-762 | 762 | 0 | 0.617 | 0 | 0 | 0 | 0 | 0 | 0 | -1190 | 1190 | 0 | 0.86294 | 0 | -495 | 495 | 0 | 0.80882 | 0
-424 | 424 | 0 | 0.34332 | 0 | 0 | 0 | 0 | 0 | 0 | -996 | 996 | 0 | 0.72226 | 0 | -495 | 495 | 0 | 0.80882 | 0
-410 | 410 | 0 | 0.33198 | 0 | 0 | 0 | 0 | 0 | 0 | -1191 | 1191 | 0 | 0.86367 | 0 | -494 | 494 | 0 | 0.80719 | 0
-399 | 399 | 0 | 0.32308 | 0 | 0 | 0 | 0 | 0 | 0 | -1168 | 1168 | 0 | 0.84699 | 0 | -494 | 494 | 0 | 0.80719 | 0
-234 | 234 | 0 | 0.18947 | 0 | 0 | 0 | 0 | 0 | 0 | -1040 | 1040 | 0 | 0.75417 | 0 | -495 | 495 | 0 | 0.80882 | 0
-100 | 100 | 0 | 0.080972 | 0 | 0 | 0 | 0 | 0 | 0 | -938 | 938 | 0 | 0.6802 | 0 | -139 | 139 | 0 | 0.22712 | 0
-42 | 42 | 0 | 0.034008 | 0 | 0 | 0 | 0 | 0 | 0 | -675 | 675 | 0 | 0.48949 | 0 | -58 | 58 | 0 | 0.094771 | 0
-86 | 86 | 0 | 0.069636 | 0 | 0 | 0 | 0 | 0 | 0 | -113 | 113 | 0 | 0.081943 | 0 | 2 | 0 | 2 | 0 | 0.0033613
-8 | 8 | 0 | 0.0064777 | 0 | 0 | 0 | 0 | 0 | 0 | 123 | 0 | 123 | 0 | 0.075973 | 233 | 0 | 233 | 0 | 0.3916
-2 | 2 | 0 | 0.0016194 | 0 | 0 | 0 | 0 | 0 | 0 | 270 | 0 | 270 | 0 | 0.16677 | 273 | 0 | 273 | 0 | 0.45882
-2 | 2 | 0 | 0.0016194 | 0 | 0 | 0 | 0 | 0 | 0 | 228 | 0 | 228 | 0 | 0.14083 | 273 | 0 | 273 | 0 | 0.45882
-9 | 9 | 0 | 0.0072874 | 0 | 0 | 0 | 0 | 0 | 0 | 162 | 0 | 162 | 0 | 0.10006 | 248 | 0 | 248 | 0 | 0.41681
-142 | 142 | 0 | 0.11498 | 0 | 0 | 0 | 0 | 0 | 0 | 47 | 0 | 47 | 0 | 0.02903 | 156 | 0 | 156 | 0 | 0.26218
-378 | 378 | 0 | 0.30607 | 0 | 0 | 0 | 0 | 0 | 0 | -432 | 432 | 0 | 0.31327 | 0 | -320 | 320 | 0 | 0.52288 | 0
-411 | 411 | 0 | 0.33279 | 0 | 0 | 0 | 0 | 0 | 0 | -743 | 743 | 0 | 0.5388 | 0 | -493 | 493 | 0 | 0.80556 | 0
-412 | 412 | 0 | 0.3336 | 0 | 0 | 0 | 0 | 0 | 0 | -738 | 738 | 0 | 0.53517 | 0 | -495 | 495 | 0 | 0.80882 | 0
-411 | 411 | 0 | 0.33279 | 0 | 0 | 0 | 0 | 0 | 0 | -647 | 647 | 0 | 0.46918 | 0 | -495 | 495 | 0 | 0.80882 | 0
-551 | 551 | 0 | 0.44615 | 0 | 0 | 0 | 0 | 0 | 0 | -667 | 667 | 0 | 0.48368 | 0 | -495 | 495 | 0 | 0.80882 | 0
-410 | 410 | 0 | 0.33198 | 0 | 0 | 0 | 0 | 0 | 0 | -463 | 463 | 0 | 0.33575 | 0 | -495 | 495 | 0 | 0.80882 | 0
-391 | 391 | 0 | 0.3166 | 0 | 0 | 0 | 0 | 0 | 0 | 36 | 0 | 36 | 0 | 0.022236 | -62 | 62 | 0 | 0.10131 | 0
-598 | 598 | 0 | 0.48421 | 0 | 0 | 0 | 0 | 0 | 0 | 313 | 0 | 313 | 0 | 0.19333 | 2 | 0 | 2 | 0 | 0.0033613
-922 | 922 | 0 | 0.74656 | 0 | 0 | 0 | 0 | 0 | 0 | 297 | 0 | 297 | 0 | 0.18345 | 2 | 0 | 2 | 0 | 0.0033613
-953 | 953 | 0 | 0.77166 | 0 | 0 | 0 | 0 | 0 | 0 | -142 | 142 | 0 | 0.10297 | 0 | -245 | 245 | 0 | 0.40033 | 0
-890 | 890 | 0 | 0.72065 | 0 | 0 | 0 | 0 | 0 | 0 | -969 | 969 | 0 | 0.70268 | 0 | -486 | 486 | 0 | 0.79412 | 0
-819 | 819 | 0 | 0.66316 | 0 | 0 | 0 | 0 | 0 | 0 | -907 | 907 | 0 | 0.65772 | 0 | -485 | 485 | 0 | 0.79248 | 0
-854 | 854 | 0 | 0.6915 | 0 | 0 | 0 | 0 | 0 | 0 | -1151 | 1151 | 0 | 0.83466 | 0 | -495 | 495 | 0 | 0.80882 | 0
-923 | 923 | 0 | 0.74737 | 0 | 0 | 0 | 0 | 0 | 0 | -907 | 907 | 0 | 0.65772 | 0 | -495 | 495 | 0 | 0.80882 | 0
-763 | 763 | 0 | 0.61781 | 0 | 0 | 0 | 0 | 0 | 0 | -808 | 808 | 0 | 0.58593 | 0 | -495 | 495 | 0 | 0.80882 | 0
-856 | 856 | 0 | 0.69312 | 0 | 0 | 0 | 0 | 0 | 0 | -540 | 540 | 0 | 0.39159 | 0 | -495 | 495 | 0 | 0.80882 | 0
-845 | 845 | 0 | 0.68421 | 0 | 0 | 0 | 0 | 0 | 0 | -339 | 339 | 0 | 0.24583 | 0 | -495 | 495 | 0 | 0.80882 | 0
-682 | 682 | 0 | 0.55223 | 0 | 0 | 0 | 0 | 0 | 0 | 89 | 0 | 89 | 0 | 0.054972 | -64 | 64 | 0 | 0.10458 | 0
-124 | 124 | 0 | 0.1004 | 0 | 0 | 0 | 0 | 0 | 0 | 40 | 0 | 40 | 0 | 0.024707 | 200 | 0 | 200 | 0 | 0.33613
-21 | 21 | 0 | 0.017004 | 0 | 0 | 0 | 0 | 0 | 0 | 397 | 0 | 397 | 0 | 0.24521 | 286 | 0 | 286 | 0 | 0.48067
-94 | 94 | 0 | 0.076113 | 0 | 0 | 0 | 0 | 0 | 0 | 641 | 0 | 641 | 0 | 0.39592 | 345 | 0 | 345 | 0 | 0.57983
-25 | 25 | 0 | 0.020243 | 0 | 0 | 0 | 0 | 0 | 0 | 456 | 0 | 456 | 0 | 0.28166 | 383 | 0 | 383 | 0 | 0.6437
-25 | 25 | 0 | 0.020243 | 0 | 0 | 0 | 0 | 0 | 0 | 476 | 0 | 476 | 0 | 0.29401 | 383 | 0 | 383 | 0 | 0.6437
-130 | 130 | 0 | 0.10526 | 0 | 0 | 0 | 0 | 0 | 0 | 539 | 0 | 539 | 0 | 0.33292 | 289 | 0 | 289 | 0 | 0.48571
-607 | 607 | 0 | 0.4915 | 0 | 0 | 0 | 0 | 0 | 0 | 107 | 0 | 107 | 0 | 0.06609 | -187 | 187 | 0 | 0.30556 | 0
-969 | 969 | 0 | 0.78462 | 0 | 0 | 0 | 0 | 0 | 0 | -563 | 563 | 0 | 0.40827 | 0 | -483 | 483 | 0 | 0.78922 | 0
-992 | 992 | 0 | 0.80324 | 0 | 0 | 0 | 0 | 0 | 0 | -639 | 639 | 0 | 0.46338 | 0 | -495 | 495 | 0 | 0.80882 | 0
-990 | 990 | 0 | 0.80162 | 0 | 0 | 0 | 0 | 0 | 0 | -869 | 869 | 0 | 0.63017 | 0 | -495 | 495 | 0 | 0.80882 | 0
-989 | 989 | 0 | 0.80081 | 0 | 0 | 0 | 0 | 0 | 0 | -993 | 993 | 0 | 0.72009 | 0 | -495 | 495 | 0 | 0.80882 | 0
-988 | 988 | 0 | 0.8 | 0 | 0 | 0 | 0 | 0 | 0 | -881 | 881 | 0 | 0.63887 | 0 | -495 | 495 | 0 | 0.80882 | 0
-973 | 973 | 0 | 0.78785 | 0 | 0 | 0 | 0 | 0 | 0 | -455 | 455 | 0 | 0.32995 | 0 | -496 | 496 | 0 | 0.81046 | 0
-998 | 998 | 0 | 0.8081 | 0 | 0 | 0 | 0 | 0 | 0 | -536 | 536 | 0 | 0.38869 | 0 | -496 | 496 | 0 | 0.81046 | 0
-989 | 989 | 0 | 0.80081 | 0 | 0 | 0 | 0 | 0 | 0 | -392 | 392 | 0 | 0.28426 | 0 | -496 | 496 | 0 | 0.81046 | 0
-981 | 981 | 0 | 0.79433 | 0 | 0 | 0 | 0 | 0 | 0 | -345 | 345 | 0 | 0.25018 | 0 | -496 | 496 | 0 | 0.81046 | 0
-986 | 986 | 0 | 0.79838 | 0 | 0 | 0 | 0 | 0 | 0 | -670 | 670 | 0 | 0.48586 | 0 | -496 | 496 | 0 | 0.81046 | 0
-990 | 990 | 0 | 0.80162 | 0 | 0 | 0 | 0 | 0 | 0 | -686 | 686 | 0 | 0.49746 | 0 | -495 | 495 | 0 | 0.80882 | 0
-989 | 989 | 0 | 0.80081 | 0 | 0 | 0 | 0 | 0 | 0 | -1016 | 1016 | 0 | 0.73677 | 0 | -495 | 495 | 0 | 0.80882 | 0
-990 | 990 | 0 | 0.80162 | 0 | 0 | 0 | 0 | 0 | 0 | -1063 | 1063 | 0 | 0.77085 | 0 | -607 | 607 | 0 | 0.99183 | 0
-990 | 990 | 0 | 0.80162 | 0 | 0 | 0 | 0 | 0 | 0 | -816 | 816 | 0 | 0.59173 | 0 | -610 | 610 | 0 | 0.99673 | 0
-978 | 978 | 0 | 0.7919 | 0 | 0 | 0 | 0 | 0 | 0 | -724 | 724 | 0 | 0.52502 | 0 | -610 | 610 | 0 | 0.99673 | 0
-817 | 817 | 0 | 0.66154 | 0 | 0 | 0 | 0 | 0 | 0 | -475 | 475 | 0 | 0.34445 | 0 | -611 | 611 | 0 | 0.99837 | 0
-597 | 597 | 0 | 0.4834 | 0 | 0 | 0 | 0 | 0 | 0 | 76 | 0 | 76 | 0 | 0.046943 | -139 | 139 | 0 | 0.22712 | 0
-24 | 24 | 0 | 0.019433 | 0 | 0 | 0 | 0 | 0 | 0 | 98 | 0 | 98 | 0 | 0.060531 | 54 | 0 | 54 | 0 | 0.090756
-11 | 11 | 0 | 0.0089069 | 0 | 0 | 0 | 0 | 0 | 0 | 243 | 0 | 243 | 0 | 0.15009 | 238 | 0 | 238 | 0 | 0.4
-9 | 9 | 0 | 0.0072874 | 0 | 0 | 0 | 0 | 0 | 0 | 341 | 0 | 341 | 0 | 0.21062 | 261 | 0 | 261 | 0 | 0.43866
-12 | 12 | 0 | 0.0097166 | 0 | 0 | 0 | 0 | 0 | 0 | 400 | 0 | 400 | 0 | 0.24707 | 241 | 0 | 241 | 0 | 0.40504
-12 | 12 | 0 | 0.0097166 | 0 | 0 | 0 | 0 | 0 | 0 | 270 | 0 | 270 | 0 | 0.16677 | 198 | 0 | 198 | 0 | 0.33277
-263 | 263 | 0 | 0.21296 | 0 | 0 | 0 | 0 | 0 | 0 | 320 | 0 | 320 | 0 | 0.19765 | 78 | 0 | 78 | 0 | 0.13109
-827 | 827 | 0 | 0.66964 | 0 | 0 | 0 | 0 | 0 | 0 | -97 | 97 | 0 | 0.070341 | 0 | -401 | 401 | 0 | 0.65523 | 0
-968 | 968 | 0 | 0.78381 | 0 | 0 | 0 | 0 | 0 | 0 | -711 | 711 | 0 | 0.51559 | 0 | -585 | 585 | 0 | 0.95588 | 0
-976 | 976 | 0 | 0.79028 | 0 | 0 | 0 | 0 | 0 | 0 | -829 | 829 | 0 | 0.60116 | 0 | -610 | 610 | 0 | 0.99673 | 0
-975 | 975 | 0 | 0.78947 | 0 | 0 | 0 | 0 | 0 | 0 | -850 | 850 | 0 | 0.61639 | 0 | -609 | 609 | 0 | 0.9951 | 0
-976 | 976 | 0 | 0.79028 | 0 | 0 | 0 | 0 | 0 | 0 | -970 | 970 | 0 | 0.70341 | 0 | -610 | 610 | 0 | 0.99673 | 0
-975 | 975 | 0 | 0.78947 | 0 | 0 | 0 | 0 | 0 | 0 | -956 | 956 | 0 | 0.69326 | 0 | -610 | 610 | 0 | 0.99673 | 0
-973 | 973 | 0 | 0.78785 | 0 | 0 | 0 | 0 | 0 | 0 | -692 | 692 | 0 | 0.50181 | 0 | -610 | 610 | 0 | 0.99673 | 0
-975 | 975 | 0 | 0.78947 | 0 | 0 | 0 | 0 | 0 | 0 | -929 | 929 | 0 | 0.67368 | 0 | -610 | 610 | 0 | 0.99673 | 0
-975 | 975 | 0 | 0.78947 | 0 | 0 | 0 | 0 | 0 | 0 | -1080 | 1080 | 0 | 0.78318 | 0 | -610 | 610 | 0 | 0.99673 | 0
-977 | 977 | 0 | 0.79109 | 0 | 0 | 0 | 0 | 0 | 0 | -982 | 982 | 0 | 0.71211 | 0 | -610 | 610 | 0 | 0.99673 | 0
-978 | 978 | 0 | 0.7919 | 0 | 0 | 0 | 0 | 0 | 0 | -844 | 844 | 0 | 0.61204 | 0 | -609 | 609 | 0 | 0.9951 | 0
-978 | 978 | 0 | 0.7919 | 0 | 0 | 0 | 0 | 0 | 0 | -1012 | 1012 | 0 | 0.73387 | 0 | -610 | 610 | 0 | 0.99673 | 0
-979 | 979 | 0 | 0.79271 | 0 | 0 | 0 | 0 | 0 | 0 | -1340 | 1340 | 0 | 0.97172 | 0 | -610 | 610 | 0 | 0.99673 | 0
-979 | 979 | 0 | 0.79271 | 0 | 0 | 0 | 0 | 0 | 0 | -1036 | 1036 | 0 | 0.75127 | 0 | -609 | 609 | 0 | 0.9951 | 0
-978 | 978 | 0 | 0.7919 | 0 | 0 | 0 | 0 | 0 | 0 | -1015 | 1015 | 0 | 0.73604 | 0 | -610 | 610 | 0 | 0.99673 | 0
| 0 | 0 | 0 | 0 | 0 | 0 | 0 | 0 | 0 | -649 | 649 | 0 | 0.47063 | 0 | -595 | 595 | 0 | 0.97222 | 0
-802 | 802 | 0 | 0.64939 | 0 | 0 | 0 | 0 | 0 | 0 | -106 | 106 | 0 | 0.076867 | 0 | -91 | 91 | 0 | 0.14869 | 0
-617 | 617 | 0 | 0.4996 | 0 | 0 | 0 | 0 | 0 | 0 | 355 | 0 | 355 | 0 | 0.21927 | 2 | 0 | 2 | 0 | 0.0033613
-234 | 234 | 0 | 0.18947 | 0 | 0 | 0 | 0 | 0 | 0 | 117 | 0 | 117 | 0 | 0.072267 | 187 | 0 | 187 | 0 | 0.31429
-80 | 80 | 0 | 0.064777 | 0 | 0 | 0 | 0 | 0 | 0 | 68 | 0 | 68 | 0 | 0.042001 | 256 | 0 | 256 | 0 | 0.43025
-13 | 13 | 0 | 0.010526 | 0 | 0 | 0 | 0 | 0 | 0 | 260 | 0 | 260 | 0 | 0.16059 | 282 | 0 | 282 | 0 | 0.47395
-17 | 17 | 0 | 0.013765 | 0 | 0 | 0 | 0 | 0 | 0 | 91 | 0 | 91 | 0 | 0.056208 | 286 | 0 | 286 | 0 | 0.48067
-57 | 57 | 0 | 0.046154 | 0 | 0 | 0 | 0 | 0 | 0 | 236 | 0 | 236 | 0 | 0.14577 | 244 | 0 | 244 | 0 | 0.41008
-569 | 569 | 0 | 0.46073 | 0 | 0 | 0 | 0 | 0 | 0 | 498 | 0 | 498 | 0 | 0.3076 | 136 | 0 | 136 | 0 | 0.22857
-866 | 866 | 0 | 0.70121 | 0 | 0 | 0 | 0 | 0 | 0 | 81 | 0 | 81 | 0 | 0.050031 | -341 | 341 | 0 | 0.55719 | 0
-990 | 990 | 0 | 0.80162 | 0 | 0 | 0 | 0 | 0 | 0 | -742 | 742 | 0 | 0.53807 | 0 | -576 | 576 | 0 | 0.94118 | 0
-991 | 991 | 0 | 0.80243 | 0 | 0 | 0 | 0 | 0 | 0 | -802 | 802 | 0 | 0.58158 | 0 | -610 | 610 | 0 | 0.99673 | 0
-990 | 990 | 0 | 0.80162 | 0 | 0 | 0 | 0 | 0 | 0 | -847 | 847 | 0 | 0.61421 | 0 | -610 | 610 | 0 | 0.99673 | 0
-979 | 979 | 0 | 0.79271 | 0 | 0 | 0 | 0 | 0 | 0 | -922 | 922 | 0 | 0.6686 | 0 | -610 | 610 | 0 | 0.99673 | 0
-993 | 993 | 0 | 0.80405 | 0 | 0 | 0 | 0 | 0 | 0 | -926 | 926 | 0 | 0.6715 | 0 | -609 | 609 | 0 | 0.9951 | 0
-993 | 993 | 0 | 0.80405 | 0 | 0 | 0 | 0 | 0 | 0 | -923 | 923 | 0 | 0.66933 | 0 | -610 | 610 | 0 | 0.99673 | 0
-974 | 974 | 0 | 0.78866 | 0 | 0 | 0 | 0 | 0 | 0 | -751 | 751 | 0 | 0.5446 | 0 | -610 | 610 | 0 | 0.99673 | 0
-983 | 983 | 0 | 0.79595 | 0 | 0 | 0 | 0 | 0 | 0 | -642 | 642 | 0 | 0.46555 | 0 | -610 | 610 | 0 | 0.99673 | 0
-980 | 980 | 0 | 0.79352 | 0 | 0 | 0 | 0 | 0 | 0 | -278 | 278 | 0 | 0.2016 | 0 | -610 | 610 | 0 | 0.99673 | 0
-975 | 975 | 0 | 0.78947 | 0 | 0 | 0 | 0 | 0 | 0 | -605 | 605 | 0 | 0.43872 | 0 | -541 | 541 | 0 | 0.88399 | 0
-977 | 977 | 0 | 0.79109 | 0 | 0 | 0 | 0 | 0 | 0 | -798 | 798 | 0 | 0.57868 | 0 | -609 | 609 | 0 | 0.9951 | 0
-977 | 977 | 0 | 0.79109 | 0 | 0 | 0 | 0 | 0 | 0 | -1098 | 1098 | 0 | 0.79623 | 0 | -610 | 610 | 0 | 0.99673 | 0
-977 | 977 | 0 | 0.79109 | 0 | 0 | 0 | 0 | 0 | 0 | -981 | 981 | 0 | 0.71139 | 0 | -610 | 610 | 0 | 0.99673 | 0
-965 | 965 | 0 | 0.78138 | 0 | 0 | 0 | 0 | 0 | 0 | -701 | 701 | 0 | 0.50834 | 0 | -610 | 610 | 0 | 0.99673 | 0
-769 | 769 | 0 | 0.62267 | 0 | 0 | 0 | 0 | 0 | 0 | -428 | 428 | 0 | 0.31037 | 0 | -611 | 611 | 0 | 0.99837 | 0
-542 | 542 | 0 | 0.43887 | 0 | 0 | 0 | 0 | 0 | 0 | -501 | 501 | 0 | 0.36331 | 0 | -96 | 96 | 0 | 0.15686 | 0
-362 | 362 | 0 | 0.29312 | 0 | 0 | 0 | 0 | 0 | 0 | -168 | 168 | 0 | 0.12183 | 0 | 2 | 0 | 2 | 0 | 0.0033613
-192 | 192 | 0 | 0.15547 | 0 | 0 | 0 | 0 | 0 | 0 | 161 | 0 | 161 | 0 | 0.099444 | 2 | 0 | 2 | 0 | 0.0033613
-10 | 10 | 0 | 0.0080972 | 0 | 0 | 0 | 0 | 0 | 0 | 270 | 0 | 270 | 0 | 0.16677 | 2 | 0 | 2 | 0 | 0.0033613
-15 | 15 | 0 | 0.012146 | 0 | 0 | 0 | 0 | 0 | 0 | 327 | 0 | 327 | 0 | 0.20198 | 2 | 0 | 2 | 0 | 0.0033613
-17 | 17 | 0 | 0.013765 | 0 | 0 | 0 | 0 | 0 | 0 | 423 | 0 | 423 | 0 | 0.26127 | 1 | 0 | 1 | 0 | 0.0016807
-57 | 57 | 0 | 0.046154 | 0 | 0 | 0 | 0 | 0 | 0 | 486 | 0 | 486 | 0 | 0.30019 | 1 | 0 | 1 | 0 | 0.0016807
-218 | 218 | 0 | 0.17652 | 0 | 0 | 0 | 0 | 0 | 0 | 457 | 0 | 457 | 0 | 0.28227 | 1 | 0 | 1 | 0 | 0.0016807
-438 | 438 | 0 | 0.35466 | 0 | 0 | 0 | 0 | 0 | 0 | 629 | 0 | 629 | 0 | 0.38851 | 1 | 0 | 1 | 0 | 0.0016807
-630 | 630 | 0 | 0.51012 | 0 | 0 | 0 | 0 | 0 | 0 | 62 | 0 | 62 | 0 | 0.038295 | -375 | 375 | 0 | 0.61275 | 0
-359 | 359 | 0 | 0.29069 | 0 | 0 | 0 | 0 | 0 | 0 | -535 | 535 | 0 | 0.38796 | 0 | -560 | 560 | 0 | 0.91503 | 0
-244 | 244 | 0 | 0.19757 | 0 | 0 | 0 | 0 | 0 | 0 | -623 | 623 | 0 | 0.45178 | 0 | -574 | 574 | 0 | 0.93791 | 0
-74 | 74 | 0 | 0.059919 | 0 | 0 | 0 | 0 | 0 | 0 | -253 | 253 | 0 | 0.18347 | 0 | -85 | 85 | 0 | 0.13889 | 0
168 | 0 | 168 | 0 | 0.1048 | 0 | 0 | 0 | 0 | 0 | 323 | 0 | 323 | 0 | 0.19951 | 210 | 0 | 210 | 0 | 0.35294
167 | 0 | 167 | 0 | 0.10418 | 0 | 0 | 0 | 0 | 0 | 325 | 0 | 325 | 0 | 0.20074 | 291 | 0 | 291 | 0 | 0.48908
366 | 0 | 366 | 0 | 0.22832 | 0 | 0 | 0 | 0 | 0 | 517 | 0 | 517 | 0 | 0.31933 | 371 | 0 | 371 | 0 | 0.62353
603 | 0 | 603 | 0 | 0.37617 | 0 | 0 | 0 | 0 | 0 | 420 | 0 | 420 | 0 | 0.25942 | 418 | 0 | 418 | 0 | 0.70252
734 | 0 | 734 | 0 | 0.45789 | 0 | 0 | 0 | 0 | 0 | 458 | 0 | 458 | 0 | 0.28289 | 418 | 0 | 418 | 0 | 0.70252
728 | 0 | 728 | 0 | 0.45415 | 0 | 0 | 0 | 0 | 0 | 373 | 0 | 373 | 0 | 0.23039 | 358 | 0 | 358 | 0 | 0.60168
560 | 0 | 560 | 0 | 0.34934 | 0 | 0 | 0 | 0 | 0 | -146 | 146 | 0 | 0.10587 | 0 | -116 | 116 | 0 | 0.18954 | 0
375 | 0 | 375 | 0 | 0.23394 | 0 | 0 | 0 | 0 | 0 | -511 | 511 | 0 | 0.37056 | 0 | -381 | 381 | 0 | 0.62255 | 0
455 | 0 | 455 | 0 | 0.28384 | 0 | 0 | 0 | 0 | 0 | -406 | 406 | 0 | 0.29442 | 0 | -364 | 364 | 0 | 0.59477 | 0
622 | 0 | 622 | 0 | 0.38802 | 0 | 0 | 0 | 0 | 0 | 270 | 0 | 270 | 0 | 0.16677 | -251 | 251 | 0 | 0.41013 | 0
919 | 0 | 919 | 0 | 0.5733 | 0 | 0 | 0 | 0 | 0 | 710 | 0 | 710 | 0 | 0.43854 | 207 | 0 | 207 | 0 | 0.3479
943 | 0 | 943 | 0 | 0.58827 | 0 | 0 | 0 | 0 | 0 | 908 | 0 | 908 | 0 | 0.56084 | 393 | 0 | 393 | 0 | 0.6605
943 | 0 | 943 | 0 | 0.58827 | 0 | 0 | 0 | 0 | 0 | 984 | 0 | 984 | 0 | 0.60778 | 396 | 0 | 396 | 0 | 0.66555
946 | 0 | 946 | 0 | 0.59014 | 0 | 0 | 0 | 0 | 0 | 933 | 0 | 933 | 0 | 0.57628 | 397 | 0 | 397 | 0 | 0.66723
946 | 0 | 946 | 0 | 0.59014 | 0 | 0 | 0 | 0 | 0 | 671 | 0 | 671 | 0 | 0.41445 | 327 | 0 | 327 | 0 | 0.54958
945 | 0 | 945 | 0 | 0.58952 | 0 | 0 | 0 | 0 | 0 | 644 | 0 | 644 | 0 | 0.39778 | 316 | 0 | 316 | 0 | 0.53109
945 | 0 | 945 | 0 | 0.58952 | 0 | 0 | 0 | 0 | 0 | 638 | 0 | 638 | 0 | 0.39407 | 338 | 0 | 338 | 0 | 0.56807
935 | 0 | 935 | 0 | 0.58328 | 0 | 0 | 0 | 0 | 0 | 853 | 0 | 853 | 0 | 0.52687 | 338 | 0 | 338 | 0 | 0.56807
850 | 0 | 850 | 0 | 0.53026 | 0 | 0 | 0 | 0 | 0 | 730 | 0 | 730 | 0 | 0.4509 | 417 | 0 | 417 | 0 | 0.70084
730 | 0 | 730 | 0 | 0.4554 | 0 | 0 | 0 | 0 | 0 | 629 | 0 | 629 | 0 | 0.38851 | 587 | 0 | 587 | 0 | 0.98655
608 | 0 | 608 | 0 | 0.37929 | 0 | 0 | 0 | 0 | 0 | 521 | 0 | 521 | 0 | 0.3218 | 595 | 0 | 595 | 0 | 1
504 | 0 | 504 | 0 | 0.31441 | 0 | 0 | 0 | 0 | 0 | 370 | 0 | 370 | 0 | 0.22854 | 595 | 0 | 595 | 0 | 1
302 | 0 | 302 | 0 | 0.1884 | 0 | 0 | 0 | 0 | 0 | 513 | 0 | 513 | 0 | 0.31686 | 595 | 0 | 595 | 0 | 1
457 | 0 | 457 | 0 | 0.28509 | 0 | 0 | 0 | 0 | 0 | 323 | 0 | 323 | 0 | 0.19951 | 595 | 0 | 595 | 0 | 1
586 | 0 | 586 | 0 | 0.36556 | 0 | 0 | 0 | 0 | 0 | 218 | 0 | 218 | 0 | 0.13465 | 407 | 0 | 407 | 0 | 0.68403
744 | 0 | 744 | 0 | 0.46413 | 0 | 0 | 0 | 0 | 0 | -73 | 73 | 0 | 0.052937 | 0 | 300 | 0 | 300 | 0 | 0.5042
425 | 0 | 425 | 0 | 0.26513 | 0 | 0 | 0 | 0 | 0 | 564 | 0 | 564 | 0 | 0.34836 | 250 | 0 | 250 | 0 | 0.42017
408 | 0 | 408 | 0 | 0.25452 | 0 | 0 | 0 | 0 | 0 | 498 | 0 | 498 | 0 | 0.3076 | 225 | 0 | 225 | 0 | 0.37815
170 | 0 | 170 | 0 | 0.10605 | 0 | 0 | 0 | 0 | 0 | 668 | 0 | 668 | 0 | 0.4126 | 225 | 0 | 225 | 0 | 0.37815
494 | 0 | 494 | 0 | 0.30817 | 0 | 0 | 0 | 0 | 0 | 578 | 0 | 578 | 0 | 0.35701 | 201 | 0 | 201 | 0 | 0.33782
407 | 0 | 407 | 0 | 0.2539 | 0 | 0 | 0 | 0 | 0 | 372 | 0 | 372 | 0 | 0.22977 | 201 | 0 | 201 | 0 | 0.33782
511 | 0 | 511 | 0 | 0.31878 | 0 | 0 | 0 | 0 | 0 | 370 | 0 | 370 | 0 | 0.22854 | 175 | 0 | 175 | 0 | 0.29412
479 | 0 | 479 | 0 | 0.29881 | 0 | 0 | 0 | 0 | 0 | 433 | 0 | 433 | 0 | 0.26745 | 9 | 0 | 9 | 0 | 0.015126
559 | 0 | 559 | 0 | 0.34872 | 0 | 0 | 0 | 0 | 0 | 757 | 0 | 757 | 0 | 0.46757 | 74 | 0 | 74 | 0 | 0.12437
785 | 0 | 785 | 0 | 0.48971 | 0 | 0 | 0 | 0 | 0 | 872 | 0 | 872 | 0 | 0.5386 | 126 | 0 | 126 | 0 | 0.21176
944 | 0 | 944 | 0 | 0.5889 | 0 | 0 | 0 | 0 | 0 | 935 | 0 | 935 | 0 | 0.57752 | 103 | 0 | 103 | 0 | 0.17311
945 | 0 | 945 | 0 | 0.58952 | 0 | 0 | 0 | 0 | 0 | 1024 | 0 | 1024 | 0 | 0.63249 | 102 | 0 | 102 | 0 | 0.17143
946 | 0 | 946 | 0 | 0.59014 | 0 | 0 | 0 | 0 | 0 | 958 | 0 | 958 | 0 | 0.59172 | 3 | 0 | 3 | 0 | 0.005042
946 | 0 | 946 | 0 | 0.59014 | 0 | 0 | 0 | 0 | 0 | 951 | 0 | 951 | 0 | 0.5874 | 1 | 0 | 1 | 0 | 0.0016807
945 | 0 | 945 | 0 | 0.58952 | 0 | 0 | 0 | 0 | 0 | 1052 | 0 | 1052 | 0 | 0.64978 | 1 | 0 | 1 | 0 | 0.0016807
946 | 0 | 946 | 0 | 0.59014 | 0 | 0 | 0 | 0 | 0 | 999 | 0 | 999 | 0 | 0.61705 | 1 | 0 | 1 | 0 | 0.0016807
946 | 0 | 946 | 0 | 0.59014 | 0 | 0 | 0 | 0 | 0 | 1067 | 0 | 1067 | 0 | 0.65905 | 1 | 0 | 1 | 0 | 0.0016807
918 | 0 | 918 | 0 | 0.57268 | 0 | 0 | 0 | 0 | 0 | 947 | 0 | 947 | 0 | 0.58493 | 1 | 0 | 1 | 0 | 0.0016807
513 | 0 | 513 | 0 | 0.32002 | 0 | 0 | 0 | 0 | 0 | 391 | 0 | 391 | 0 | 0.24151 | 2 | 0 | 2 | 0 | 0.0033613
-40 | 40 | 0 | 0.032389 | 0 | 0 | 0 | 0 | 0 | 0 | -350 | 350 | 0 | 0.25381 | 0 | 2 | 0 | 2 | 0 | 0.0033613
-190 | 190 | 0 | 0.15385 | 0 | 0 | 0 | 0 | 0 | 0 | -231 | 231 | 0 | 0.16751 | 0 | -124 | 124 | 0 | 0.20261 | 0
-93 | 93 | 0 | 0.075304 | 0 | 0 | 0 | 0 | 0 | 0 | -161 | 161 | 0 | 0.11675 | 0 | -193 | 193 | 0 | 0.31536 | 0
-46 | 46 | 0 | 0.037247 | 0 | 0 | 0 | 0 | 0 | 0 | -85 | 85 | 0 | 0.061639 | 0 | -185 | 185 | 0 | 0.30229 | 0
14 | 0 | 14 | 0 | 0.0087336 | 0 | 0 | 0 | 0 | 0 | 375 | 0 | 375 | 0 | 0.23162 | -66 | 66 | 0 | 0.10784 | 0
99 | 0 | 99 | 0 | 0.061759 | 0 | 0 | 0 | 0 | 0 | 923 | 0 | 923 | 0 | 0.57011 | 69 | 0 | 69 | 0 | 0.11597
74 | 0 | 74 | 0 | 0.046163 | 0 | 0 | 0 | 0 | 0 | 988 | 0 | 988 | 0 | 0.61025 | 2 | 0 | 2 | 0 | 0.0033613
123 | 0 | 123 | 0 | 0.076731 | 0 | 0 | 0 | 0 | 0 | 953 | 0 | 953 | 0 | 0.58863 | 2 | 0 | 2 | 0 | 0.0033613
65 | 0 | 65 | 0 | 0.040549 | 0 | 0 | 0 | 0 | 0 | 485 | 0 | 485 | 0 | 0.29957 | 2 | 0 | 2 | 0 | 0.0033613
-94 | 94 | 0 | 0.076113 | 0 | 0 | 0 | 0 | 0 | 0 | -125 | 125 | 0 | 0.090645 | 0 | -75 | 75 | 0 | 0.12255 | 0
-591 | 591 | 0 | 0.47854 | 0 | 0 | 0 | 0 | 0 | 0 | -296 | 296 | 0 | 0.21465 | 0 | -442 | 442 | 0 | 0.72222 | 0
-905 | 905 | 0 | 0.73279 | 0 | 0 | 0 | 0 | 0 | 0 | -591 | 591 | 0 | 0.42857 | 0 | -564 | 564 | 0 | 0.92157 | 0
-974 | 974 | 0 | 0.78866 | 0 | 0 | 0 | 0 | 0 | 0 | -633 | 633 | 0 | 0.45903 | 0 | -603 | 603 | 0 | 0.98529 | 0
-977 | 977 | 0 | 0.79109 | 0 | 0 | 0 | 0 | 0 | 0 | -553 | 553 | 0 | 0.40102 | 0 | -586 | 586 | 0 | 0.95752 | 0
-974 | 974 | 0 | 0.78866 | 0 | 0 | 0 | 0 | 0 | 0 | -633 | 633 | 0 | 0.45903 | 0 | -533 | 533 | 0 | 0.87092 | 0
-913 | 913 | 0 | 0.73927 | 0 | 0 | 0 | 0 | 0 | 0 | -159 | 159 | 0 | 0.1153 | 0 | -134 | 134 | 0 | 0.21895 | 0
-402 | 402 | 0 | 0.32551 | 0 | 0 | 0 | 0 | 0 | 0 | -61 | 61 | 0 | 0.044235 | 0 | 389 | 0 | 389 | 0 | 0.65378
-43 | 43 | 0 | 0.034818 | 0 | 0 | 0 | 0 | 0 | 0 | 87 | 0 | 87 | 0 | 0.053737 | 106 | 0 | 106 | 0 | 0.17815
-8 | 8 | 0 | 0.0064777 | 0 | 0 | 0 | 0 | 0 | 0 | 282 | 0 | 282 | 0 | 0.17418 | 221 | 0 | 221 | 0 | 0.37143
-9 | 9 | 0 | 0.0072874 | 0 | 0 | 0 | 0 | 0 | 0 | 170 | 0 | 170 | 0 | 0.105 | 200 | 0 | 200 | 0 | 0.33613
-37 | 37 | 0 | 0.02996 | 0 | 0 | 0 | 0 | 0 | 0 | 109 | 0 | 109 | 0 | 0.067326 | 520 | 0 | 520 | 0 | 0.87395
-274 | 274 | 0 | 0.22186 | 0 | 0 | 0 | 0 | 0 | 0 | 310 | 0 | 310 | 0 | 0.19148 | 511 | 0 | 511 | 0 | 0.85882
-825 | 825 | 0 | 0.66802 | 0 | 0 | 0 | 0 | 0 | 0 | 157 | 0 | 157 | 0 | 0.096973 | 236 | 0 | 236 | 0 | 0.39664
-971 | 971 | 0 | 0.78623 | 0 | 0 | 0 | 0 | 0 | 0 | -680 | 680 | 0 | 0.49311 | 0 | -258 | 258 | 0 | 0.42157 | 0
-979 | 979 | 0 | 0.79271 | 0 | 0 | 0 | 0 | 0 | 0 | -871 | 871 | 0 | 0.63162 | 0 | -570 | 570 | 0 | 0.93137 | 0
-977 | 977 | 0 | 0.79109 | 0 | 0 | 0 | 0 | 0 | 0 | -708 | 708 | 0 | 0.51342 | 0 | -449 | 449 | 0 | 0.73366 | 0
-977 | 977 | 0 | 0.79109 | 0 | 0 | 0 | 0 | 0 | 0 | -730 | 730 | 0 | 0.52937 | 0 | -443 | 443 | 0 | 0.72386 | 0
-968 | 968 | 0 | 0.78381 | 0 | 0 | 0 | 0 | 0 | 0 | -463 | 463 | 0 | 0.33575 | 0 | -318 | 318 | 0 | 0.51961 | 0
-847 | 847 | 0 | 0.68583 | 0 | 0 | 0 | 0 | 0 | 0 | -77 | 77 | 0 | 0.055838 | 0 | -152 | 152 | 0 | 0.24837 | 0
-748 | 748 | 0 | 0.60567 | 0 | 0 | 0 | 0 | 0 | 0 | 375 | 0 | 375 | 0 | 0.23162 | 95 | 0 | 95 | 0 | 0.15966
-581 | 581 | 0 | 0.47045 | 0 | 0 | 0 | 0 | 0 | 0 | 597 | 0 | 597 | 0 | 0.36875 | 75 | 0 | 75 | 0 | 0.12605
-297 | 297 | 0 | 0.24049 | 0 | 0 | 0 | 0 | 0 | 0 | 718 | 0 | 718 | 0 | 0.44348 | 75 | 0 | 75 | 0 | 0.12605
21 | 0 | 21 | 0 | 0.0131 | 0 | 0 | 0 | 0 | 0 | 684 | 0 | 684 | 0 | 0.42248 | 93 | 0 | 93 | 0 | 0.1563
-22 | 22 | 0 | 0.017814 | 0 | 0 | 0 | 0 | 0 | 0 | 854 | 0 | 854 | 0 | 0.52749 | 93 | 0 | 93 | 0 | 0.1563
-365 | 365 | 0 | 0.29555 | 0 | 0 | 0 | 0 | 0 | 0 | 317 | 0 | 317 | 0 | 0.1958 | 150 | 0 | 150 | 0 | 0.2521
-479 | 479 | 0 | 0.38785 | 0 | 0 | 0 | 0 | 0 | 0 | -286 | 286 | 0 | 0.2074 | 0 | -133 | 133 | 0 | 0.21732 | 0
-451 | 451 | 0 | 0.36518 | 0 | 0 | 0 | 0 | 0 | 0 | -391 | 391 | 0 | 0.28354 | 0 | -72 | 72 | 0 | 0.11765 | 0
-198 | 198 | 0 | 0.16032 | 0 | 0 | 0 | 0 | 0 | 0 | -138 | 138 | 0 | 0.10007 | 0 | 1 | 0 | 1 | 0 | 0.0016807
8 | 0 | 8 | 0 | 0.0049906 | 0 | 0 | 0 | 0 | 0 | 409 | 0 | 409 | 0 | 0.25263 | 121 | 0 | 121 | 0 | 0.20336
462 | 0 | 462 | 0 | 0.28821 | 0 | 0 | 0 | 0 | 0 | 387 | 0 | 387 | 0 | 0.23904 | 150 | 0 | 150 | 0 | 0.2521
673 | 0 | 673 | 0 | 0.41984 | 0 | 0 | 0 | 0 | 0 | 82 | 0 | 82 | 0 | 0.050649 | 175 | 0 | 175 | 0 | 0.29412
404 | 0 | 404 | 0 | 0.25203 | 0 | 0 | 0 | 0 | 0 | 317 | 0 | 317 | 0 | 0.1958 | 469 | 0 | 469 | 0 | 0.78824
593 | 0 | 593 | 0 | 0.36993 | 0 | 0 | 0 | 0 | 0 | 352 | 0 | 352 | 0 | 0.21742 | 496 | 0 | 496 | 0 | 0.83361
428 | 0 | 428 | 0 | 0.267 | 0 | 0 | 0 | 0 | 0 | 367 | 0 | 367 | 0 | 0.22668 | 308 | 0 | 308 | 0 | 0.51765
414 | 0 | 414 | 0 | 0.25827 | 0 | 0 | 0 | 0 | 0 | 317 | 0 | 317 | 0 | 0.1958 | 202 | 0 | 202 | 0 | 0.3395
105 | 0 | 105 | 0 | 0.065502 | 0 | 0 | 0 | 0 | 0 | 695 | 0 | 695 | 0 | 0.42928 | 151 | 0 | 151 | 0 | 0.25378
-281 | 281 | 0 | 0.22753 | 0 | 0 | 0 | 0 | 0 | 0 | 657 | 0 | 657 | 0 | 0.40581 | 151 | 0 | 151 | 0 | 0.25378
-813 | 813 | 0 | 0.6583 | 0 | 0 | 0 | 0 | 0 | 0 | 439 | 0 | 439 | 0 | 0.27116 | 175 | 0 | 175 | 0 | 0.29412
-965 | 965 | 0 | 0.78138 | 0 | 0 | 0 | 0 | 0 | 0 | -152 | 152 | 0 | 0.11022 | 0 | 10 | 0 | 10 | 0 | 0.016807
-852 | 852 | 0 | 0.68988 | 0 | 0 | 0 | 0 | 0 | 0 | 300 | 0 | 300 | 0 | 0.1853 | 187 | 0 | 187 | 0 | 0.31429
-771 | 771 | 0 | 0.62429 | 0 | 0 | 0 | 0 | 0 | 0 | 420 | 0 | 420 | 0 | 0.25942 | 281 | 0 | 281 | 0 | 0.47227
-842 | 842 | 0 | 0.68178 | 0 | 0 | 0 | 0 | 0 | 0 | 393 | 0 | 393 | 0 | 0.24274 | 293 | 0 | 293 | 0 | 0.49244
-842 | 842 | 0 | 0.68178 | 0 | 0 | 0 | 0 | 0 | 0 | 387 | 0 | 387 | 0 | 0.23904 | 24 | 0 | 24 | 0 | 0.040336
-842 | 842 | 0 | 0.68178 | 0 | 0 | 0 | 0 | 0 | 0 | 65 | 0 | 65 | 0 | 0.040148 | 2 | 0 | 2 | 0 | 0.0033613
-843 | 843 | 0 | 0.68259 | 0 | 0 | 0 | 0 | 0 | 0 | 289 | 0 | 289 | 0 | 0.17851 | 2 | 0 | 2 | 0 | 0.0033613
-554 | 554 | 0 | 0.44858 | 0 | 0 | 0 | 0 | 0 | 0 | 345 | 0 | 345 | 0 | 0.21309 | 2 | 0 | 2 | 0 | 0.0033613
-618 | 618 | 0 | 0.5004 | 0 | 0 | 0 | 0 | 0 | 0 | 320 | 0 | 320 | 0 | 0.19765 | 2 | 0 | 2 | 0 | 0.0033613
-792 | 792 | 0 | 0.6413 | 0 | 0 | 0 | 0 | 0 | 0 | 322 | 0 | 322 | 0 | 0.19889 | 2 | 0 | 2 | 0 | 0.0033613
-613 | 613 | 0 | 0.49636 | 0 | 0 | 0 | 0 | 0 | 0 | -295 | 295 | 0 | 0.21392 | 0 | 2 | 0 | 2 | 0 | 0.0033613
-833 | 833 | 0 | 0.67449 | 0 | 0 | 0 | 0 | 0 | 0 | -889 | 889 | 0 | 0.64467 | 0 | -454 | 454 | 0 | 0.74183 | 0
-725 | 725 | 0 | 0.58704 | 0 | 0 | 0 | 0 | 0 | 0 | -792 | 792 | 0 | 0.57433 | 0 | -587 | 587 | 0 | 0.95915 | 0
-540 | 540 | 0 | 0.43725 | 0 | 0 | 0 | 0 | 0 | 0 | -119 | 119 | 0 | 0.086294 | 0 | -170 | 170 | 0 | 0.27778 | 0
-542 | 542 | 0 | 0.43887 | 0 | 0 | 0 | 0 | 0 | 0 | 382 | 0 | 382 | 0 | 0.23595 | 279 | 0 | 279 | 0 | 0.46891
-528 | 528 | 0 | 0.42753 | 0 | 0 | 0 | 0 | 0 | 0 | 481 | 0 | 481 | 0 | 0.2971 | 323 | 0 | 323 | 0 | 0.54286
-150 | 150 | 0 | 0.12146 | 0 | 0 | 0 | 0 | 0 | 0 | 198 | 0 | 198 | 0 | 0.1223 | 387 | 0 | 387 | 0 | 0.65042
-60 | 60 | 0 | 0.048583 | 0 | 0 | 0 | 0 | 0 | 0 | -7 | 7 | 0 | 0.0050761 | 0 | 388 | 0 | 388 | 0 | 0.6521
-11 | 11 | 0 | 0.0089069 | 0 | 0 | 0 | 0 | 0 | 0 | 12 | 0 | 12 | 0 | 0.007412 | 585 | 0 | 585 | 0 | 0.98319
-6 | 6 | 0 | 0.0048583 | 0 | 0 | 0 | 0 | 0 | 0 | 128 | 0 | 128 | 0 | 0.079061 | 595 | 0 | 595 | 0 | 1
-8 | 8 | 0 | 0.0064777 | 0 | 0 | 0 | 0 | 0 | 0 | 8 | 0 | 8 | 0 | 0.0049413 | 507 | 0 | 507 | 0 | 0.8521
-31 | 31 | 0 | 0.025101 | 0 | 0 | 0 | 0 | 0 | 0 | 36 | 0 | 36 | 0 | 0.022236 | 381 | 0 | 381 | 0 | 0.64034
-379 | 379 | 0 | 0.30688 | 0 | 0 | 0 | 0 | 0 | 0 | -74 | 74 | 0 | 0.053662 | 0 | 158 | 0 | 158 | 0 | 0.26555
-939 | 939 | 0 | 0.76032 | 0 | 0 | 0 | 0 | 0 | 0 | -515 | 515 | 0 | 0.37346 | 0 | 7 | 0 | 7 | 0 | 0.011765
-978 | 978 | 0 | 0.7919 | 0 | 0 | 0 | 0 | 0 | 0 | -1157 | 1157 | 0 | 0.83901 | 0 | -454 | 454 | 0 | 0.74183 | 0
-978 | 978 | 0 | 0.7919 | 0 | 0 | 0 | 0 | 0 | 0 | -1109 | 1109 | 0 | 0.80421 | 0 | -607 | 607 | 0 | 0.99183 | 0
-977 | 977 | 0 | 0.79109 | 0 | 0 | 0 | 0 | 0 | 0 | -997 | 997 | 0 | 0.72299 | 0 | -608 | 608 | 0 | 0.99346 | 0
-977 | 977 | 0 | 0.79109 | 0 | 0 | 0 | 0 | 0 | 0 | -1098 | 1098 | 0 | 0.79623 | 0 | -608 | 608 | 0 | 0.99346 | 0
-977 | 977 | 0 | 0.79109 | 0 | 0 | 0 | 0 | 0 | 0 | -1030 | 1030 | 0 | 0.74692 | 0 | -608 | 608 | 0 | 0.99346 | 0
-965 | 965 | 0 | 0.78138 | 0 | 0 | 0 | 0 | 0 | 0 | -889 | 889 | 0 | 0.64467 | 0 | -608 | 608 | 0 | 0.99346 | 0
-972 | 972 | 0 | 0.78704 | 0 | 0 | 0 | 0 | 0 | 0 | -930 | 930 | 0 | 0.6744 | 0 | -608 | 608 | 0 | 0.99346 | 0
-830 | 830 | 0 | 0.67206 | 0 | 0 | 0 | 0 | 0 | 0 | -836 | 836 | 0 | 0.60624 | 0 | -608 | 608 | 0 | 0.99346 | 0
-765 | 765 | 0 | 0.61943 | 0 | 0 | 0 | 0 | 0 | 0 | -800 | 800 | 0 | 0.58013 | 0 | -608 | 608 | 0 | 0.99346 | 0
-877 | 877 | 0 | 0.71012 | 0 | 0 | 0 | 0 | 0 | 0 | -846 | 846 | 0 | 0.61349 | 0 | -608 | 608 | 0 | 0.99346 | 0
-973 | 973 | 0 | 0.78785 | 0 | 0 | 0 | 0 | 0 | 0 | -1006 | 1006 | 0 | 0.72951 | 0 | -608 | 608 | 0 | 0.99346 | 0
-876 | 876 | 0 | 0.70931 | 0 | 0 | 0 | 0 | 0 | 0 | -1079 | 1079 | 0 | 0.78245 | 0 | -608 | 608 | 0 | 0.99346 | 0
-829 | 829 | 0 | 0.67126 | 0 | 0 | 0 | 0 | 0 | 0 | -930 | 930 | 0 | 0.6744 | 0 | -608 | 608 | 0 | 0.99346 | 0
-599 | 599 | 0 | 0.48502 | 0 | 0 | 0 | 0 | 0 | 0 | -768 | 768 | 0 | 0.55693 | 0 | -608 | 608 | 0 | 0.99346 | 0
-413 | 413 | 0 | 0.33441 | 0 | 0 | 0 | 0 | 0 | 0 | -693 | 693 | 0 | 0.50254 | 0 | -206 | 206 | 0 | 0.3366 | 0
-117 | 117 | 0 | 0.094737 | 0 | 0 | 0 | 0 | 0 | 0 | -324 | 324 | 0 | 0.23495 | 0 | -3 | 3 | 0 | 0.004902 | 0
122 | 0 | 122 | 0 | 0.076107 | 0 | 0 | 0 | 0 | 0 | 150 | 0 | 150 | 0 | 0.09265 | 2 | 0 | 2 | 0 | 0.0033613
454 | 0 | 454 | 0 | 0.28322 | 0 | 0 | 0 | 0 | 0 | -425 | 425 | 0 | 0.30819 | 0 | -395 | 395 | 0 | 0.64542 | 0
451 | 0 | 451 | 0 | 0.28135 | 0 | 0 | 0 | 0 | 0 | -601 | 601 | 0 | 0.43582 | 0 | -394 | 394 | 0 | 0.64379 | 0
437 | 0 | 437 | 0 | 0.27261 | 0 | 0 | 0 | 0 | 0 | -350 | 350 | 0 | 0.25381 | 0 | -344 | 344 | 0 | 0.56209 | 0
527 | 0 | 527 | 0 | 0.32876 | 0 | 0 | 0 | 0 | 0 | -372 | 372 | 0 | 0.26976 | 0 | -243 | 243 | 0 | 0.39706 | 0
469 | 0 | 469 | 0 | 0.29258 | 0 | 0 | 0 | 0 | 0 | -71 | 71 | 0 | 0.051487 | 0 | -331 | 331 | 0 | 0.54085 | 0
419 | 0 | 419 | 0 | 0.26138 | 0 | 0 | 0 | 0 | 0 | -512 | 512 | 0 | 0.37128 | 0 | -379 | 379 | 0 | 0.61928 | 0
-119 | 119 | 0 | 0.096356 | 0 | 0 | 0 | 0 | 0 | 0 | -404 | 404 | 0 | 0.29297 | 0 | -498 | 498 | 0 | 0.81373 | 0
-414 | 414 | 0 | 0.33522 | 0 | 0 | 0 | 0 | 0 | 0 | -647 | 647 | 0 | 0.46918 | 0 | -605 | 605 | 0 | 0.98856 | 0
-494 | 494 | 0 | 0.4 | 0 | 0 | 0 | 0 | 0 | 0 | -549 | 549 | 0 | 0.39811 | 0 | -608 | 608 | 0 | 0.99346 | 0
-404 | 404 | 0 | 0.32713 | 0 | 0 | 0 | 0 | 0 | 0 | -527 | 527 | 0 | 0.38216 | 0 | -608 | 608 | 0 | 0.99346 | 0
-334 | 334 | 0 | 0.27045 | 0 | 0 | 0 | 0 | 0 | 0 | -686 | 686 | 0 | 0.49746 | 0 | -608 | 608 | 0 | 0.99346 | 0
-204 | 204 | 0 | 0.16518 | 0 | 0 | 0 | 0 | 0 | 0 | -660 | 660 | 0 | 0.47861 | 0 | -597 | 597 | 0 | 0.97549 | 0
-7 | 7 | 0 | 0.005668 | 0 | 0 | 0 | 0 | 0 | 0 | -605 | 605 | 0 | 0.43872 | 0 | -92 | 92 | 0 | 0.15033 | 0
111 | 0 | 111 | 0 | 0.069245 | 0 | 0 | 0 | 0 | 0 | -654 | 654 | 0 | 0.47426 | 0 | 3 | 0 | 3 | 0 | 0.005042
190 | 0 | 190 | 0 | 0.11853 | 0 | 0 | 0 | 0 | 0 | -718 | 718 | 0 | 0.52067 | 0 | -226 | 226 | 0 | 0.36928 | 0
238 | 0 | 238 | 0 | 0.14847 | 0 | 0 | 0 | 0 | 0 | -617 | 617 | 0 | 0.44743 | 0 | -494 | 494 | 0 | 0.80719 | 0
182 | 0 | 182 | 0 | 0.11354 | 0 | 0 | 0 | 0 | 0 | -717 | 717 | 0 | 0.51994 | 0 | -541 | 541 | 0 | 0.88399 | 0
-32 | 32 | 0 | 0.025911 | 0 | 0 | 0 | 0 | 0 | 0 | -693 | 693 | 0 | 0.50254 | 0 | -576 | 576 | 0 | 0.94118 | 0
-64 | 64 | 0 | 0.051822 | 0 | 0 | 0 | 0 | 0 | 0 | -677 | 677 | 0 | 0.49094 | 0 | -608 | 608 | 0 | 0.99346 | 0
84 | 0 | 84 | 0 | 0.052402 | 0 | 0 | 0 | 0 | 0 | -420 | 420 | 0 | 0.30457 | 0 | -590 | 590 | 0 | 0.96405 | 0
325 | 0 | 325 | 0 | 0.20274 | 0 | 0 | 0 | 0 | 0 | -249 | 249 | 0 | 0.18057 | 0 | -442 | 442 | 0 | 0.72222 | 0
531 | 0 | 531 | 0 | 0.33125 | 0 | 0 | 0 | 0 | 0 | -269 | 269 | 0 | 0.19507 | 0 | -340 | 340 | 0 | 0.55556 | 0
768 | 0 | 768 | 0 | 0.4791 | 0 | 0 | 0 | 0 | 0 | -367 | 367 | 0 | 0.26613 | 0 | -281 | 281 | 0 | 0.45915 | 0
756 | 0 | 756 | 0 | 0.47162 | 0 | 0 | 0 | 0 | 0 | -280 | 280 | 0 | 0.20305 | 0 | -229 | 229 | 0 | 0.37418 | 0
583 | 0 | 583 | 0 | 0.36369 | 0 | 0 | 0 | 0 | 0 | -45 | 45 | 0 | 0.032632 | 0 | -85 | 85 | 0 | 0.13889 | 0
662 | 0 | 662 | 0 | 0.41298 | 0 | 0 | 0 | 0 | 0 | -29 | 29 | 0 | 0.02103 | 0 | 2 | 0 | 2 | 0 | 0.0033613
647 | 0 | 647 | 0 | 0.40362 | 0 | 0 | 0 | 0 | 0 | -105 | 105 | 0 | 0.076142 | 0 | 2 | 0 | 2 | 0 | 0.0033613
528 | 0 | 528 | 0 | 0.32938 | 0 | 0 | 0 | 0 | 0 | -269 | 269 | 0 | 0.19507 | 0 | 2 | 0 | 2 | 0 | 0.0033613
397 | 0 | 397 | 0 | 0.24766 | 0 | 0 | 0 | 0 | 0 | -563 | 563 | 0 | 0.40827 | 0 | 2 | 0 | 2 | 0 | 0.0033613
219 | 0 | 219 | 0 | 0.13662 | 0 | 0 | 0 | 0 | 0 | -764 | 764 | 0 | 0.55402 | 0 | 2 | 0 | 2 | 0 | 0.0033613
-58 | 58 | 0 | 0.046964 | 0 | 0 | 0 | 0 | 0 | 0 | -804 | 804 | 0 | 0.58303 | 0 | 2 | 0 | 2 | 0 | 0.0033613
-565 | 565 | 0 | 0.45749 | 0 | 0 | 0 | 0 | 0 | 0 | -444 | 444 | 0 | 0.32197 | 0 | -249 | 249 | 0 | 0.40686 | 0
-770 | 770 | 0 | 0.62348 | 0 | 0 | 0 | 0 | 0 | 0 | -300 | 300 | 0 | 0.21755 | 0 | -421 | 421 | 0 | 0.68791 | 0
-854 | 854 | 0 | 0.6915 | 0 | 0 | 0 | 0 | 0 | 0 | -465 | 465 | 0 | 0.3372 | 0 | -520 | 520 | 0 | 0.84967 | 0
-844 | 844 | 0 | 0.6834 | 0 | 0 | 0 | 0 | 0 | 0 | -538 | 538 | 0 | 0.39014 | 0 | -567 | 567 | 0 | 0.92647 | 0
-834 | 834 | 0 | 0.6753 | 0 | 0 | 0 | 0 | 0 | 0 | -681 | 681 | 0 | 0.49384 | 0 | -583 | 583 | 0 | 0.95261 | 0
-741 | 741 | 0 | 0.6 | 0 | 0 | 0 | 0 | 0 | 0 | -764 | 764 | 0 | 0.55402 | 0 | -593 | 593 | 0 | 0.96895 | 0
-686 | 686 | 0 | 0.55547 | 0 | 0 | 0 | 0 | 0 | 0 | -747 | 747 | 0 | 0.5417 | 0 | -360 | 360 | 0 | 0.58824 | 0
-739 | 739 | 0 | 0.59838 | 0 | 0 | 0 | 0 | 0 | 0 | -765 | 765 | 0 | 0.55475 | 0 | -78 | 78 | 0 | 0.12745 | 0
-819 | 819 | 0 | 0.66316 | 0 | 0 | 0 | 0 | 0 | 0 | -745 | 745 | 0 | 0.54025 | 0 | -410 | 410 | 0 | 0.66993 | 0
-966 | 966 | 0 | 0.78219 | 0 | 0 | 0 | 0 | 0 | 0 | -864 | 864 | 0 | 0.62654 | 0 | -603 | 603 | 0 | 0.98529 | 0
-978 | 978 | 0 | 0.7919 | 0 | 0 | 0 | 0 | 0 | 0 | -1272 | 1272 | 0 | 0.92241 | 0 | -608 | 608 | 0 | 0.99346 | 0
-977 | 977 | 0 | 0.79109 | 0 | 0 | 0 | 0 | 0 | 0 | -1180 | 1180 | 0 | 0.85569 | 0 | -608 | 608 | 0 | 0.99346 | 0
-957 | 957 | 0 | 0.7749 | 0 | 0 | 0 | 0 | 0 | 0 | -803 | 803 | 0 | 0.58231 | 0 | -608 | 608 | 0 | 0.99346 | 0
-845 | 845 | 0 | 0.68421 | 0 | 0 | 0 | 0 | 0 | 0 | -627 | 627 | 0 | 0.45468 | 0 | -609 | 609 | 0 | 0.9951 | 0
-529 | 529 | 0 | 0.42834 | 0 | 0 | 0 | 0 | 0 | 0 | -528 | 528 | 0 | 0.38289 | 0 | -609 | 609 | 0 | 0.9951 | 0
-234 | 234 | 0 | 0.18947 | 0 | 0 | 0 | 0 | 0 | 0 | -494 | 494 | 0 | 0.35823 | 0 | -609 | 609 | 0 | 0.9951 | 0
-12 | 12 | 0 | 0.0097166 | 0 | 0 | 0 | 0 | 0 | 0 | -437 | 437 | 0 | 0.3169 | 0 | -561 | 561 | 0 | 0.91667 | 0
12 | 0 | 12 | 0 | 0.007486 | 0 | 0 | 0 | 0 | 0 | -460 | 460 | 0 | 0.33358 | 0 | -400 | 400 | 0 | 0.65359 | 0
76 | 0 | 76 | 0 | 0.047411 | 0 | 0 | 0 | 0 | 0 | -416 | 416 | 0 | 0.30167 | 0 | -314 | 314 | 0 | 0.51307 | 0
97 | 0 | 97 | 0 | 0.060512 | 0 | 0 | 0 | 0 | 0 | -445 | 445 | 0 | 0.3227 | 0 | -22 | 22 | 0 | 0.035948 | 0
120 | 0 | 120 | 0 | 0.07486 | 0 | 0 | 0 | 0 | 0 | -445 | 445 | 0 | 0.3227 | 0 | 2 | 0 | 2 | 0 | 0.0033613
130 | 0 | 130 | 0 | 0.081098 | 0 | 0 | 0 | 0 | 0 | -421 | 421 | 0 | 0.30529 | 0 | -170 | 170 | 0 | 0.27778 | 0
155 | 0 | 155 | 0 | 0.096694 | 0 | 0 | 0 | 0 | 0 | -401 | 401 | 0 | 0.29079 | 0 | -146 | 146 | 0 | 0.23856 | 0
191 | 0 | 191 | 0 | 0.11915 | 0 | 0 | 0 | 0 | 0 | -397 | 397 | 0 | 0.28789 | 0 | -145 | 145 | 0 | 0.23693 | 0
199 | 0 | 199 | 0 | 0.12414 | 0 | 0 | 0 | 0 | 0 | -407 | 407 | 0 | 0.29514 | 0 | -146 | 146 | 0 | 0.23856 | 0
194 | 0 | 194 | 0 | 0.12102 | 0 | 0 | 0 | 0 | 0 | -635 | 635 | 0 | 0.46048 | 0 | -104 | 104 | 0 | 0.16993 | 0
207 | 0 | 207 | 0 | 0.12913 | 0 | 0 | 0 | 0 | 0 | -736 | 736 | 0 | 0.53372 | 0 | -104 | 104 | 0 | 0.16993 | 0
326 | 0 | 326 | 0 | 0.20337 | 0 | 0 | 0 | 0 | 0 | -944 | 944 | 0 | 0.68455 | 0 | 0 | 0 | 0 | 0 | 0
319 | 0 | 319 | 0 | 0.199 | 0 | 0 | 0 | 0 | 0 | -868 | 868 | 0 | 0.62944 | 0 | 2 | 0 | 2 | 0 | 0.0033613
364 | 0 | 364 | 0 | 0.22707 | 0 | 0 | 0 | 0 | 0 | -769 | 769 | 0 | 0.55765 | 0 | 2 | 0 | 2 | 0 | 0.0033613
474 | 0 | 474 | 0 | 0.2957 | 0 | 0 | 0 | 0 | 0 | -418 | 418 | 0 | 0.30312 | 0 | 2 | 0 | 2 | 0 | 0.0033613
944 | 0 | 944 | 0 | 0.5889 | 0 | 0 | 0 | 0 | 0 | -128 | 128 | 0 | 0.092821 | 0 | 2 | 0 | 2 | 0 | 0.0033613
944 | 0 | 944 | 0 | 0.5889 | 0 | 0 | 0 | 0 | 0 | -11 | 11 | 0 | 0.0079768 | 0 | 2 | 0 | 2 | 0 | 0.0033613
932 | 0 | 932 | 0 | 0.58141 | 0 | 0 | 0 | 0 | 0 | -628 | 628 | 0 | 0.4554 | 0 | 2 | 0 | 2 | 0 | 0.0033613
632 | 0 | 632 | 0 | 0.39426 | 0 | 0 | 0 | 0 | 0 | -483 | 483 | 0 | 0.35025 | 0 | -108 | 108 | 0 | 0.17647 | 0
429 | 0 | 429 | 0 | 0.26762 | 0 | 0 | 0 | 0 | 0 | -760 | 760 | 0 | 0.55112 | 0 | -222 | 222 | 0 | 0.36275 | 0
416 | 0 | 416 | 0 | 0.25951 | 0 | 0 | 0 | 0 | 0 | -685 | 685 | 0 | 0.49674 | 0 | -268 | 268 | 0 | 0.43791 | 0
712 | 0 | 712 | 0 | 0.44417 | 0 | 0 | 0 | 0 | 0 | -482 | 482 | 0 | 0.34953 | 0 | -269 | 269 | 0 | 0.43954 | 0
730 | 0 | 730 | 0 | 0.4554 | 0 | 0 | 0 | 0 | 0 | -352 | 352 | 0 | 0.25526 | 0 | -170 | 170 | 0 | 0.27778 | 0
793 | 0 | 793 | 0 | 0.4947 | 0 | 0 | 0 | 0 | 0 | -263 | 263 | 0 | 0.19072 | 0 | -95 | 95 | 0 | 0.15523 | 0
931 | 0 | 931 | 0 | 0.58079 | 0 | 0 | 0 | 0 | 0 | -156 | 156 | 0 | 0.11313 | 0 | 0 | 0 | 0 | 0 | 0
943 | 0 | 943 | 0 | 0.58827 | 0 | 0 | 0 | 0 | 0 | 24 | 0 | 24 | 0 | 0.014824 | 1 | 0 | 1 | 0 | 0.0016807
945 | 0 | 945 | 0 | 0.58952 | 0 | 0 | 0 | 0 | 0 | 65 | 0 | 65 | 0 | 0.040148 | 1 | 0 | 1 | 0 | 0.0016807
943 | 0 | 943 | 0 | 0.58827 | 0 | 0 | 0 | 0 | 0 | 94 | 0 | 94 | 0 | 0.058061 | 1 | 0 | 1 | 0 | 0.0016807
943 | 0 | 943 | 0 | 0.58827 | 0 | 0 | 0 | 0 | 0 | 89 | 0 | 89 | 0 | 0.054972 | 1 | 0 | 1 | 0 | 0.0016807
944 | 0 | 944 | 0 | 0.5889 | 0 | 0 | 0 | 0 | 0 | 40 | 0 | 40 | 0 | 0.024707 | 1 | 0 | 1 | 0 | 0.0016807
930 | 0 | 930 | 0 | 0.58016 | 0 | 0 | 0 | 0 | 0 | 19 | 0 | 19 | 0 | 0.011736 | 1 | 0 | 1 | 0 | 0.0016807
709 | 0 | 709 | 0 | 0.4423 | 0 | 0 | 0 | 0 | 0 | -180 | 180 | 0 | 0.13053 | 0 | -112 | 112 | 0 | 0.18301 | 0
246 | 0 | 246 | 0 | 0.15346 | 0 | 0 | 0 | 0 | 0 | -348 | 348 | 0 | 0.25236 | 0 | -324 | 324 | 0 | 0.52941 | 0
-113 | 113 | 0 | 0.091498 | 0 | 0 | 0 | 0 | 0 | 0 | -480 | 480 | 0 | 0.34808 | 0 | -442 | 442 | 0 | 0.72222 | 0
72 | 0 | 72 | 0 | 0.044916 | 0 | 0 | 0 | 0 | 0 | -497 | 497 | 0 | 0.36041 | 0 | -444 | 444 | 0 | 0.72549 | 0
194 | 0 | 194 | 0 | 0.12102 | 0 | 0 | 0 | 0 | 0 | -490 | 490 | 0 | 0.35533 | 0 | -49 | 49 | 0 | 0.080065 | 0
156 | 0 | 156 | 0 | 0.097318 | 0 | 0 | 0 | 0 | 0 | -358 | 358 | 0 | 0.25961 | 0 | 0 | 0 | 0 | 0 | 0
228 | 0 | 228 | 0 | 0.14223 | 0 | 0 | 0 | 0 | 0 | -686 | 686 | 0 | 0.49746 | 0 | 0 | 0 | 0 | 0 | 0
249 | 0 | 249 | 0 | 0.15533 | 0 | 0 | 0 | 0 | 0 | -758 | 758 | 0 | 0.54967 | 0 | 0 | 0 | 0 | 0 | 0
284 | 0 | 284 | 0 | 0.17717 | 0 | 0 | 0 | 0 | 0 | -945 | 945 | 0 | 0.68528 | 0 | 0 | 0 | 0 | 0 | 0
213 | 0 | 213 | 0 | 0.13288 | 0 | 0 | 0 | 0 | 0 | -1007 | 1007 | 0 | 0.73024 | 0 | -401 | 401 | 0 | 0.65523 | 0
115 | 0 | 115 | 0 | 0.07174 | 0 | 0 | 0 | 0 | 0 | -1016 | 1016 | 0 | 0.73677 | 0 | -444 | 444 | 0 | 0.72549 | 0
-121 | 121 | 0 | 0.097976 | 0 | 0 | 0 | 0 | 0 | 0 | -980 | 980 | 0 | 0.71066 | 0 | -444 | 444 | 0 | 0.72549 | 0
-310 | 310 | 0 | 0.25101 | 0 | 0 | 0 | 0 | 0 | 0 | -1197 | 1197 | 0 | 0.86802 | 0 | -401 | 401 | 0 | 0.65523 | 0
-161 | 161 | 0 | 0.13036 | 0 | 0 | 0 | 0 | 0 | 0 | -1070 | 1070 | 0 | 0.77592 | 0 | -443 | 443 | 0 | 0.72386 | 0
9 | 0 | 9 | 0 | 0.0056145 | 0 | 0 | 0 | 0 | 0 | -1131 | 1131 | 0 | 0.82016 | 0 | -443 | 443 | 0 | 0.72386 | 0
263 | 0 | 263 | 0 | 0.16407 | 0 | 0 | 0 | 0 | 0 | -984 | 984 | 0 | 0.71356 | 0 | -444 | 444 | 0 | 0.72549 | 0
384 | 0 | 384 | 0 | 0.23955 | 0 | 0 | 0 | 0 | 0 | -861 | 861 | 0 | 0.62437 | 0 | -391 | 391 | 0 | 0.63889 | 0
654 | 0 | 654 | 0 | 0.40799 | 0 | 0 | 0 | 0 | 0 | -741 | 741 | 0 | 0.53735 | 0 | -37 | 37 | 0 | 0.060458 | 0
736 | 0 | 736 | 0 | 0.45914 | 0 | 0 | 0 | 0 | 0 | -745 | 745 | 0 | 0.54025 | 0 | -373 | 373 | 0 | 0.60948 | 0
461 | 0 | 461 | 0 | 0.28759 | 0 | 0 | 0 | 0 | 0 | -649 | 649 | 0 | 0.47063 | 0 | -183 | 183 | 0 | 0.29902 | 0
423 | 0 | 423 | 0 | 0.26388 | 0 | 0 | 0 | 0 | 0 | -625 | 625 | 0 | 0.45323 | 0 | -234 | 234 | 0 | 0.38235 | 0
452 | 0 | 452 | 0 | 0.28197 | 0 | 0 | 0 | 0 | 0 | -684 | 684 | 0 | 0.49601 | 0 | -210 | 210 | 0 | 0.34314 | 0
386 | 0 | 386 | 0 | 0.2408 | 0 | 0 | 0 | 0 | 0 | -716 | 716 | 0 | 0.51922 | 0 | -275 | 275 | 0 | 0.44935 | 0
216 | 0 | 216 | 0 | 0.13475 | 0 | 0 | 0 | 0 | 0 | -617 | 617 | 0 | 0.44743 | 0 | -321 | 321 | 0 | 0.52451 | 0
80 | 0 | 80 | 0 | 0.049906 | 0 | 0 | 0 | 0 | 0 | -706 | 706 | 0 | 0.51197 | 0 | -433 | 433 | 0 | 0.70752 | 0
-346 | 346 | 0 | 0.28016 | 0 | 0 | 0 | 0 | 0 | 0 | -845 | 845 | 0 | 0.61276 | 0 | -442 | 442 | 0 | 0.72222 | 0
-249 | 249 | 0 | 0.20162 | 0 | 0 | 0 | 0 | 0 | 0 | -850 | 850 | 0 | 0.61639 | 0 | -443 | 443 | 0 | 0.72386 | 0
-108 | 108 | 0 | 0.087449 | 0 | 0 | 0 | 0 | 0 | 0 | -869 | 869 | 0 | 0.63017 | 0 | -443 | 443 | 0 | 0.72386 | 0
79 | 0 | 79 | 0 | 0.049283 | 0 | 0 | 0 | 0 | 0 | -852 | 852 | 0 | 0.61784 | 0 | -384 | 384 | 0 | 0.62745 | 0
173 | 0 | 173 | 0 | 0.10792 | 0 | 0 | 0 | 0 | 0 | -1006 | 1006 | 0 | 0.72951 | 0 | -50 | 50 | 0 | 0.081699 | 0
98 | 0 | 98 | 0 | 0.061135 | 0 | 0 | 0 | 0 | 0 | -940 | 940 | 0 | 0.68165 | 0 | 2 | 0 | 2 | 0 | 0.0033613
156 | 0 | 156 | 0 | 0.097318 | 0 | 0 | 0 | 0 | 0 | -935 | 935 | 0 | 0.67803 | 0 | 2 | 0 | 2 | 0 | 0.0033613
117 | 0 | 117 | 0 | 0.072988 | 0 | 0 | 0 | 0 | 0 | -916 | 916 | 0 | 0.66425 | 0 | 2 | 0 | 2 | 0 | 0.0033613
98 | 0 | 98 | 0 | 0.061135 | 0 | 0 | 0 | 0 | 0 | -907 | 907 | 0 | 0.65772 | 0 | 2 | 0 | 2 | 0 | 0.0033613
108 | 0 | 108 | 0 | 0.067374 | 0 | 0 | 0 | 0 | 0 | -851 | 851 | 0 | 0.61711 | 0 | -392 | 392 | 0 | 0.64052 | 0
155 | 0 | 155 | 0 | 0.096694 | 0 | 0 | 0 | 0 | 0 | -873 | 873 | 0 | 0.63307 | 0 | -443 | 443 | 0 | 0.72386 | 0
-175 | 175 | 0 | 0.1417 | 0 | 0 | 0 | 0 | 0 | 0 | -1138 | 1138 | 0 | 0.82524 | 0 | -443 | 443 | 0 | 0.72386 | 0
-425 | 425 | 0 | 0.34413 | 0 | 0 | 0 | 0 | 0 | 0 | -1111 | 1111 | 0 | 0.80566 | 0 | -443 | 443 | 0 | 0.72386 | 0
-252 | 252 | 0 | 0.20405 | 0 | 0 | 0 | 0 | 0 | 0 | -905 | 905 | 0 | 0.65627 | 0 | -443 | 443 | 0 | 0.72386 | 0
-5 | 5 | 0 | 0.0040486 | 0 | 0 | 0 | 0 | 0 | 0 | -745 | 745 | 0 | 0.54025 | 0 | -444 | 444 | 0 | 0.72549 | 0
164 | 0 | 164 | 0 | 0.10231 | 0 | 0 | 0 | 0 | 0 | -637 | 637 | 0 | 0.46193 | 0 | -233 | 233 | 0 | 0.38072 | 0
238 | 0 | 238 | 0 | 0.14847 | 0 | 0 | 0 | 0 | 0 | -418 | 418 | 0 | 0.30312 | 0 | -424 | 424 | 0 | 0.69281 | 0
368 | 0 | 368 | 0 | 0.22957 | 0 | 0 | 0 | 0 | 0 | -386 | 386 | 0 | 0.27991 | 0 | -371 | 371 | 0 | 0.60621 | 0
256 | 0 | 256 | 0 | 0.1597 | 0 | 0 | 0 | 0 | 0 | -242 | 242 | 0 | 0.17549 | 0 | -306 | 306 | 0 | 0.5 | 0
158 | 0 | 158 | 0 | 0.098565 | 0 | 0 | 0 | 0 | 0 | -162 | 162 | 0 | 0.11748 | 0 | -311 | 311 | 0 | 0.50817 | 0
180 | 0 | 180 | 0 | 0.11229 | 0 | 0 | 0 | 0 | 0 | -157 | 157 | 0 | 0.11385 | 0 | -349 | 349 | 0 | 0.57026 | 0
207 | 0 | 207 | 0 | 0.12913 | 0 | 0 | 0 | 0 | 0 | -148 | 148 | 0 | 0.10732 | 0 | -400 | 400 | 0 | 0.65359 | 0
-77 | 77 | 0 | 0.062348 | 0 | 0 | 0 | 0 | 0 | 0 | -134 | 134 | 0 | 0.097172 | 0 | -444 | 444 | 0 | 0.72549 | 0
-403 | 403 | 0 | 0.32632 | 0 | 0 | 0 | 0 | 0 | 0 | -337 | 337 | 0 | 0.24438 | 0 | -444 | 444 | 0 | 0.72549 | 0
-720 | 720 | 0 | 0.583 | 0 | 0 | 0 | 0 | 0 | 0 | -787 | 787 | 0 | 0.5707 | 0 | -444 | 444 | 0 | 0.72549 | 0
-720 | 720 | 0 | 0.583 | 0 | 0 | 0 | 0 | 0 | 0 | -682 | 682 | 0 | 0.49456 | 0 | -443 | 443 | 0 | 0.72386 | 0
-714 | 714 | 0 | 0.57814 | 0 | 0 | 0 | 0 | 0 | 0 | -778 | 778 | 0 | 0.56418 | 0 | -443 | 443 | 0 | 0.72386 | 0
-719 | 719 | 0 | 0.58219 | 0 | 0 | 0 | 0 | 0 | 0 | -823 | 823 | 0 | 0.59681 | 0 | -443 | 443 | 0 | 0.72386 | 0
-718 | 718 | 0 | 0.58138 | 0 | 0 | 0 | 0 | 0 | 0 | -966 | 966 | 0 | 0.70051 | 0 | -443 | 443 | 0 | 0.72386 | 0
-694 | 694 | 0 | 0.56194 | 0 | 0 | 0 | 0 | 0 | 0 | -1023 | 1023 | 0 | 0.74184 | 0 | -443 | 443 | 0 | 0.72386 | 0
-729 | 729 | 0 | 0.59028 | 0 | 0 | 0 | 0 | 0 | 0 | -1053 | 1053 | 0 | 0.7636 | 0 | -443 | 443 | 0 | 0.72386 | 0
-734 | 734 | 0 | 0.59433 | 0 | 0 | 0 | 0 | 0 | 0 | -1068 | 1068 | 0 | 0.77447 | 0 | -443 | 443 | 0 | 0.72386 | 0
-728 | 728 | 0 | 0.58947 | 0 | 0 | 0 | 0 | 0 | 0 | -1113 | 1113 | 0 | 0.80711 | 0 | -443 | 443 | 0 | 0.72386 | 0
-610 | 610 | 0 | 0.49393 | 0 | 0 | 0 | 0 | 0 | 0 | -1082 | 1082 | 0 | 0.78463 | 0 | -443 | 443 | 0 | 0.72386 | 0
-731 | 731 | 0 | 0.5919 | 0 | 2 | 0 | 2 | 0 | 0.0027137 | -998 | 998 | 0 | 0.72371 | 0 | -443 | 443 | 0 | 0.72386 | 0
-958 | 958 | 0 | 0.77571 | 0 | -13 | 13 | 0 | 0.017105 | 0 | -1214 | 1214 | 0 | 0.88035 | 0 | -443 | 443 | 0 | 0.72386 | 0
-976 | 976 | 0 | 0.79028 | 0 | -39 | 39 | 0 | 0.051316 | 0 | -1181 | 1181 | 0 | 0.85642 | 0 | -443 | 443 | 0 | 0.72386 | 0
-974 | 974 | 0 | 0.78866 | 0 | 0 | 0 | 0 | 0 | 0 | -1069 | 1069 | 0 | 0.7752 | 0 | -444 | 444 | 0 | 0.72549 | 0
-976 | 976 | 0 | 0.79028 | 0 | 0 | 0 | 0 | 0 | 0 | -1028 | 1028 | 0 | 0.74547 | 0 | -444 | 444 | 0 | 0.72549 | 0
-976 | 976 | 0 | 0.79028 | 0 | 0 | 0 | 0 | 0 | 0 | -893 | 893 | 0 | 0.64757 | 0 | -444 | 444 | 0 | 0.72549 | 0
-976 | 976 | 0 | 0.79028 | 0 | 0 | 0 | 0 | 0 | 0 | -819 | 819 | 0 | 0.59391 | 0 | -444 | 444 | 0 | 0.72549 | 0
-976 | 976 | 0 | 0.79028 | 0 | 0 | 0 | 0 | 0 | 0 | -713 | 713 | 0 | 0.51704 | 0 | -445 | 445 | 0 | 0.72712 | 0
-846 | 846 | 0 | 0.68502 | 0 | 0 | 0 | 0 | 0 | 0 | -1072 | 1072 | 0 | 0.77737 | 0 | -444 | 444 | 0 | 0.72549 | 0
-976 | 976 | 0 | 0.79028 | 0 | 0 | 0 | 0 | 0 | 0 | -773 | 773 | 0 | 0.56055 | 0 | -444 | 444 | 0 | 0.72549 | 0
-977 | 977 | 0 | 0.79109 | 0 | 0 | 0 | 0 | 0 | 0 | -699 | 699 | 0 | 0.50689 | 0 | -444 | 444 | 0 | 0.72549 | 0
-976 | 976 | 0 | 0.79028 | 0 | 0 | 0 | 0 | 0 | 0 | -753 | 753 | 0 | 0.54605 | 0 | -445 | 445 | 0 | 0.72712 | 0
-977 | 977 | 0 | 0.79109 | 0 | 0 | 0 | 0 | 0 | 0 | -839 | 839 | 0 | 0.60841 | 0 | -445 | 445 | 0 | 0.72712 | 0
-977 | 977 | 0 | 0.79109 | 0 | 0 | 0 | 0 | 0 | 0 | -1058 | 1058 | 0 | 0.76722 | 0 | -444 | 444 | 0 | 0.72549 | 0
-977 | 977 | 0 | 0.79109 | 0 | 0 | 0 | 0 | 0 | 0 | -1140 | 1140 | 0 | 0.82669 | 0 | -443 | 443 | 0 | 0.72386 | 0
-977 | 977 | 0 | 0.79109 | 0 | 0 | 0 | 0 | 0 | 0 | -1175 | 1175 | 0 | 0.85207 | 0 | -443 | 443 | 0 | 0.72386 | 0
-969 | 969 | 0 | 0.78462 | 0 | 0 | 0 | 0 | 0 | 0 | -1068 | 1068 | 0 | 0.77447 | 0 | -443 | 443 | 0 | 0.72386 | 0
-847 | 847 | 0 | 0.68583 | 0 | 0 | 0 | 0 | 0 | 0 | -996 | 996 | 0 | 0.72226 | 0 | -443 | 443 | 0 | 0.72386 | 0
-838 | 838 | 0 | 0.67854 | 0 | -5 | 5 | 0 | 0.0065789 | 0 | -1018 | 1018 | 0 | 0.73822 | 0 | -443 | 443 | 0 | 0.72386 | 0
-837 | 837 | 0 | 0.67773 | 0 | -6 | 6 | 0 | 0.0078947 | 0 | -1086 | 1086 | 0 | 0.78753 | 0 | -443 | 443 | 0 | 0.72386 | 0
-834 | 834 | 0 | 0.6753 | 0 | -3 | 3 | 0 | 0.0039474 | 0 | -1011 | 1011 | 0 | 0.73314 | 0 | -443 | 443 | 0 | 0.72386 | 0
-958 | 958 | 0 | 0.77571 | 0 | 0 | 0 | 0 | 0 | 0 | -1009 | 1009 | 0 | 0.73169 | 0 | -443 | 443 | 0 | 0.72386 | 0
-975 | 975 | 0 | 0.78947 | 0 | 2 | 0 | 2 | 0 | 0.0027137 | -964 | 964 | 0 | 0.69906 | 0 | -444 | 444 | 0 | 0.72549 | 0
-975 | 975 | 0 | 0.78947 | 0 | 1 | 0 | 1 | 0 | 0.0013569 | -836 | 836 | 0 | 0.60624 | 0 | -444 | 444 | 0 | 0.72549 | 0
-976 | 976 | 0 | 0.79028 | 0 | 5 | 0 | 5 | 0 | 0.0067843 | -963 | 963 | 0 | 0.69833 | 0 | -443 | 443 | 0 | 0.72386 | 0
-977 | 977 | 0 | 0.79109 | 0 | 0 | 0 | 0 | 0 | 0 | -1235 | 1235 | 0 | 0.89558 | 0 | -443 | 443 | 0 | 0.72386 | 0
-977 | 977 | 0 | 0.79109 | 0 | -1 | 1 | 0 | 0.0013158 | 0 | -1234 | 1234 | 0 | 0.89485 | 0 | -443 | 443 | 0 | 0.72386 | 0
-977 | 977 | 0 | 0.79109 | 0 | 25 | 0 | 25 | 0 | 0.033921 | -1171 | 1171 | 0 | 0.84917 | 0 | -443 | 443 | 0 | 0.72386 | 0
-977 | 977 | 0 | 0.79109 | 0 | 0 | 0 | 0 | 0 | 0 | -1046 | 1046 | 0 | 0.75852 | 0 | -444 | 444 | 0 | 0.72549 | 0
-977 | 977 | 0 | 0.79109 | 0 | 0 | 0 | 0 | 0 | 0 | -912 | 912 | 0 | 0.66135 | 0 | -444 | 444 | 0 | 0.72549 | 0
-973 | 973 | 0 | 0.78785 | 0 | 0 | 0 | 0 | 0 | 0 | -753 | 753 | 0 | 0.54605 | 0 | -444 | 444 | 0 | 0.72549 | 0
-910 | 910 | 0 | 0.73684 | 0 | 0 | 0 | 0 | 0 | 0 | -705 | 705 | 0 | 0.51124 | 0 | -139 | 139 | 0 | 0.22712 | 0
-792 | 792 | 0 | 0.6413 | 0 | 0 | 0 | 0 | 0 | 0 | -663 | 663 | 0 | 0.48078 | 0 | -411 | 411 | 0 | 0.67157 | 0
-708 | 708 | 0 | 0.57328 | 0 | 0 | 0 | 0 | 0 | 0 | -699 | 699 | 0 | 0.50689 | 0 | -438 | 438 | 0 | 0.71569 | 0
-592 | 592 | 0 | 0.47935 | 0 | 0 | 0 | 0 | 0 | 0 | -706 | 706 | 0 | 0.51197 | 0 | -438 | 438 | 0 | 0.71569 | 0
-534 | 534 | 0 | 0.43239 | 0 | 0 | 0 | 0 | 0 | 0 | -642 | 642 | 0 | 0.46555 | 0 | -95 | 95 | 0 | 0.15523 | 0
-544 | 544 | 0 | 0.44049 | 0 | 0 | 0 | 0 | 0 | 0 | -286 | 286 | 0 | 0.2074 | 0 | 2 | 0 | 2 | 0 | 0.0033613
-605 | 605 | 0 | 0.48988 | 0 | 0 | 0 | 0 | 0 | 0 | -670 | 670 | 0 | 0.48586 | 0 | 2 | 0 | 2 | 0 | 0.0033613
-953 | 953 | 0 | 0.77166 | 0 | 0 | 0 | 0 | 0 | 0 | -912 | 912 | 0 | 0.66135 | 0 | -389 | 389 | 0 | 0.63562 | 0
-978 | 978 | 0 | 0.7919 | 0 | 0 | 0 | 0 | 0 | 0 | -850 | 850 | 0 | 0.61639 | 0 | -444 | 444 | 0 | 0.72549 | 0
-976 | 976 | 0 | 0.79028 | 0 | -7 | 7 | 0 | 0.0092105 | 0 | -952 | 952 | 0 | 0.69036 | 0 | -443 | 443 | 0 | 0.72386 | 0
-984 | 984 | 0 | 0.79676 | 0 | -15 | 15 | 0 | 0.019737 | 0 | -993 | 993 | 0 | 0.72009 | 0 | -443 | 443 | 0 | 0.72386 | 0
-983 | 983 | 0 | 0.79595 | 0 | 2 | 0 | 2 | 0 | 0.0027137 | -992 | 992 | 0 | 0.71936 | 0 | -443 | 443 | 0 | 0.72386 | 0
-967 | 967 | 0 | 0.783 | 0 | 14 | 0 | 14 | 0 | 0.018996 | -976 | 976 | 0 | 0.70776 | 0 | -443 | 443 | 0 | 0.72386 | 0
-853 | 853 | 0 | 0.69069 | 0 | 8 | 0 | 8 | 0 | 0.010855 | -1014 | 1014 | 0 | 0.73532 | 0 | -443 | 443 | 0 | 0.72386 | 0
-880 | 880 | 0 | 0.71255 | 0 | 10 | 0 | 10 | 0 | 0.013569 | -1076 | 1076 | 0 | 0.78028 | 0 | -278 | 278 | 0 | 0.45425 | 0
-830 | 830 | 0 | 0.67206 | 0 | 10 | 0 | 10 | 0 | 0.013569 | -1156 | 1156 | 0 | 0.83829 | 0 | -437 | 437 | 0 | 0.71405 | 0
-613 | 613 | 0 | 0.49636 | 0 | -10 | 10 | 0 | 0.013158 | 0 | -1166 | 1166 | 0 | 0.84554 | 0 | -443 | 443 | 0 | 0.72386 | 0
-953 | 953 | 0 | 0.77166 | 0 | -6 | 6 | 0 | 0.0078947 | 0 | -1072 | 1072 | 0 | 0.77737 | 0 | -443 | 443 | 0 | 0.72386 | 0
-978 | 978 | 0 | 0.7919 | 0 | 0 | 0 | 0 | 0 | 0 | -1248 | 1248 | 0 | 0.905 | 0 | -443 | 443 | 0 | 0.72386 | 0
-977 | 977 | 0 | 0.79109 | 0 | 0 | 0 | 0 | 0 | 0 | -1218 | 1218 | 0 | 0.88325 | 0 | -443 | 443 | 0 | 0.72386 | 0
-976 | 976 | 0 | 0.79028 | 0 | 5 | 0 | 5 | 0 | 0.0067843 | -1114 | 1114 | 0 | 0.80783 | 0 | -443 | 443 | 0 | 0.72386 | 0
-978 | 978 | 0 | 0.7919 | 0 | -19 | 19 | 0 | 0.025 | 0 | -1021 | 1021 | 0 | 0.74039 | 0 | -444 | 444 | 0 | 0.72549 | 0
-977 | 977 | 0 | 0.79109 | 0 | 1 | 0 | 1 | 0 | 0.0013569 | -936 | 936 | 0 | 0.67875 | 0 | -444 | 444 | 0 | 0.72549 | 0
-977 | 977 | 0 | 0.79109 | 0 | 221 | 0 | 221 | 0 | 0.29986 | -884 | 884 | 0 | 0.64104 | 0 | -444 | 444 | 0 | 0.72549 | 0
-968 | 968 | 0 | 0.78381 | 0 | 276 | 0 | 276 | 0 | 0.37449 | -537 | 537 | 0 | 0.38941 | 0 | -50 | 50 | 0 | 0.081699 | 0
-823 | 823 | 0 | 0.6664 | 0 | 242 | 0 | 242 | 0 | 0.32836 | -445 | 445 | 0 | 0.3227 | 0 | 2 | 0 | 2 | 0 | 0.0033613
-590 | 590 | 0 | 0.47773 | 0 | 19 | 0 | 19 | 0 | 0.02578 | -504 | 504 | 0 | 0.36548 | 0 | 2 | 0 | 2 | 0 | 0.0033613
-497 | 497 | 0 | 0.40243 | 0 | 0 | 0 | 0 | 0 | 0 | -357 | 357 | 0 | 0.25888 | 0 | 2 | 0 | 2 | 0 | 0.0033613
-434 | 434 | 0 | 0.35142 | 0 | 1 | 0 | 1 | 0 | 0.0013569 | -244 | 244 | 0 | 0.17694 | 0 | 2 | 0 | 2 | 0 | 0.0033613
-22 | 22 | 0 | 0.017814 | 0 | 18 | 0 | 18 | 0 | 0.024423 | -366 | 366 | 0 | 0.26541 | 0 | 2 | 0 | 2 | 0 | 0.0033613
-8 | 8 | 0 | 0.0064777 | 0 | 50 | 0 | 50 | 0 | 0.067843 | -122 | 122 | 0 | 0.08847 | 0 | 2 | 0 | 2 | 0 | 0.0033613
-126 | 126 | 0 | 0.10202 | 0 | 189 | 0 | 189 | 0 | 0.25645 | -363 | 363 | 0 | 0.26323 | 0 | 2 | 0 | 2 | 0 | 0.0033613
-320 | 320 | 0 | 0.25911 | 0 | 271 | 0 | 271 | 0 | 0.36771 | -277 | 277 | 0 | 0.20087 | 0 | 2 | 0 | 2 | 0 | 0.0033613
-732 | 732 | 0 | 0.59271 | 0 | 275 | 0 | 275 | 0 | 0.37313 | -564 | 564 | 0 | 0.40899 | 0 | 2 | 0 | 2 | 0 | 0.0033613
-912 | 912 | 0 | 0.73846 | 0 | 275 | 0 | 275 | 0 | 0.37313 | -118 | 118 | 0 | 0.085569 | 0 | 2 | 0 | 2 | 0 | 0.0033613
-883 | 883 | 0 | 0.71498 | 0 | 275 | 0 | 275 | 0 | 0.37313 | -77 | 77 | 0 | 0.055838 | 0 | 2 | 0 | 2 | 0 | 0.0033613
-799 | 799 | 0 | 0.64696 | 0 | 269 | 0 | 269 | 0 | 0.36499 | -353 | 353 | 0 | 0.25598 | 0 | 2 | 0 | 2 | 0 | 0.0033613
-452 | 452 | 0 | 0.36599 | 0 | 181 | 0 | 181 | 0 | 0.24559 | -725 | 725 | 0 | 0.52574 | 0 | -57 | 57 | 0 | 0.093137 | 0
-331 | 331 | 0 | 0.26802 | 0 | 192 | 0 | 192 | 0 | 0.26052 | -797 | 797 | 0 | 0.57796 | 0 | -132 | 132 | 0 | 0.21569 | 0
-311 | 311 | 0 | 0.25182 | 0 | 7 | 0 | 7 | 0 | 0.009498 | -667 | 667 | 0 | 0.48368 | 0 | -420 | 420 | 0 | 0.68627 | 0
-381 | 381 | 0 | 0.3085 | 0 | 64 | 0 | 64 | 0 | 0.086839 | -650 | 650 | 0 | 0.47136 | 0 | -444 | 444 | 0 | 0.72549 | 0
-764 | 764 | 0 | 0.61862 | 0 | 260 | 0 | 260 | 0 | 0.35278 | -790 | 790 | 0 | 0.57288 | 0 | -444 | 444 | 0 | 0.72549 | 0
-959 | 959 | 0 | 0.77652 | 0 | 146 | 0 | 146 | 0 | 0.1981 | -1141 | 1141 | 0 | 0.82741 | 0 | -444 | 444 | 0 | 0.72549 | 0
-905 | 905 | 0 | 0.73279 | 0 | -76 | 76 | 0 | 0.1 | 0 | -1064 | 1064 | 0 | 0.77157 | 0 | -443 | 443 | 0 | 0.72386 | 0
-965 | 965 | 0 | 0.78138 | 0 | 94 | 0 | 94 | 0 | 0.12754 | -784 | 784 | 0 | 0.56853 | 0 | -443 | 443 | 0 | 0.72386 | 0
-866 | 866 | 0 | 0.70121 | 0 | 140 | 0 | 140 | 0 | 0.18996 | -734 | 734 | 0 | 0.53227 | 0 | -444 | 444 | 0 | 0.72549 | 0
-804 | 804 | 0 | 0.65101 | 0 | 186 | 0 | 186 | 0 | 0.25237 | -632 | 632 | 0 | 0.4583 | 0 | -444 | 444 | 0 | 0.72549 | 0
-841 | 841 | 0 | 0.68097 | 0 | 252 | 0 | 252 | 0 | 0.34193 | -683 | 683 | 0 | 0.49529 | 0 | -444 | 444 | 0 | 0.72549 | 0
-574 | 574 | 0 | 0.46478 | 0 | 9 | 0 | 9 | 0 | 0.012212 | -721 | 721 | 0 | 0.52284 | 0 | -424 | 424 | 0 | 0.69281 | 0
-554 | 554 | 0 | 0.44858 | 0 | -85 | 85 | 0 | 0.11184 | 0 | -376 | 376 | 0 | 0.27266 | 0 | -184 | 184 | 0 | 0.30065 | 0
-297 | 297 | 0 | 0.24049 | 0 | -276 | 276 | 0 | 0.36316 | 0 | -388 | 388 | 0 | 0.28136 | 0 | -156 | 156 | 0 | 0.2549 | 0
-91 | 91 | 0 | 0.073684 | 0 | -279 | 279 | 0 | 0.36711 | 0 | -359 | 359 | 0 | 0.26033 | 0 | -327 | 327 | 0 | 0.53431 | 0
-11 | 11 | 0 | 0.0089069 | 0 | -221 | 221 | 0 | 0.29079 | 0 | -424 | 424 | 0 | 0.30747 | 0 | -211 | 211 | 0 | 0.34477 | 0
-3 | 3 | 0 | 0.0024291 | 0 | -110 | 110 | 0 | 0.14474 | 0 | -438 | 438 | 0 | 0.31762 | 0 | -330 | 330 | 0 | 0.53922 | 0
-5 | 5 | 0 | 0.0040486 | 0 | -35 | 35 | 0 | 0.046053 | 0 | -273 | 273 | 0 | 0.19797 | 0 | -280 | 280 | 0 | 0.45752 | 0
8 | 0 | 8 | 0 | 0.0049906 | 37 | 0 | 37 | 0 | 0.050204 | -278 | 278 | 0 | 0.2016 | 0 | -16 | 16 | 0 | 0.026144 | 0
10 | 0 | 10 | 0 | 0.0062383 | -89 | 89 | 0 | 0.11711 | 0 | -136 | 136 | 0 | 0.098622 | 0 | 3 | 0 | 3 | 0 | 0.005042
-14 | 14 | 0 | 0.011336 | 0 | -138 | 138 | 0 | 0.18158 | 0 | -343 | 343 | 0 | 0.24873 | 0 | 3 | 0 | 3 | 0 | 0.005042
-236 | 236 | 0 | 0.19109 | 0 | -7 | 7 | 0 | 0.0092105 | 0 | 76 | 0 | 76 | 0 | 0.046943 | 247 | 0 | 247 | 0 | 0.41513
-118 | 118 | 0 | 0.095547 | 0 | 0 | 0 | 0 | 0 | 0 | 244 | 0 | 244 | 0 | 0.15071 | 298 | 0 | 298 | 0 | 0.50084
-18 | 18 | 0 | 0.014575 | 0 | 1 | 0 | 1 | 0 | 0.0013569 | 379 | 0 | 379 | 0 | 0.2341 | 298 | 0 | 298 | 0 | 0.50084
33 | 0 | 33 | 0 | 0.020586 | 75 | 0 | 75 | 0 | 0.10176 | 486 | 0 | 486 | 0 | 0.30019 | 298 | 0 | 298 | 0 | 0.50084
64 | 0 | 64 | 0 | 0.039925 | 35 | 0 | 35 | 0 | 0.04749 | 563 | 0 | 563 | 0 | 0.34775 | 298 | 0 | 298 | 0 | 0.50084
177 | 0 | 177 | 0 | 0.11042 | 54 | 0 | 54 | 0 | 0.07327 | 552 | 0 | 552 | 0 | 0.34095 | 269 | 0 | 269 | 0 | 0.4521
144 | 0 | 144 | 0 | 0.089832 | 4 | 0 | 4 | 0 | 0.0054274 | 358 | 0 | 358 | 0 | 0.22112 | 142 | 0 | 142 | 0 | 0.23866
-122 | 122 | 0 | 0.098785 | 0 | 241 | 0 | 241 | 0 | 0.327 | -388 | 388 | 0 | 0.28136 | 0 | 8 | 0 | 8 | 0 | 0.013445
-396 | 396 | 0 | 0.32065 | 0 | 275 | 0 | 275 | 0 | 0.37313 | -443 | 443 | 0 | 0.32125 | 0 | 3 | 0 | 3 | 0 | 0.005042
-343 | 343 | 0 | 0.27773 | 0 | 276 | 0 | 276 | 0 | 0.37449 | -738 | 738 | 0 | 0.53517 | 0 | 3 | 0 | 3 | 0 | 0.005042
-18 | 18 | 0 | 0.014575 | 0 | 276 | 0 | 276 | 0 | 0.37449 | -622 | 622 | 0 | 0.45105 | 0 | 3 | 0 | 3 | 0 | 0.005042
20 | 0 | 20 | 0 | 0.012477 | 276 | 0 | 276 | 0 | 0.37449 | -31 | 31 | 0 | 0.02248 | 0 | 3 | 0 | 3 | 0 | 0.005042
161 | 0 | 161 | 0 | 0.10044 | 275 | 0 | 275 | 0 | 0.37313 | 398 | 0 | 398 | 0 | 0.24583 | 274 | 0 | 274 | 0 | 0.4605
298 | 0 | 298 | 0 | 0.1859 | 260 | 0 | 260 | 0 | 0.35278 | 436 | 0 | 436 | 0 | 0.2693 | 24 | 0 | 24 | 0 | 0.040336
250 | 0 | 250 | 0 | 0.15596 | 275 | 0 | 275 | 0 | 0.37313 | 162 | 0 | 162 | 0 | 0.10006 | 2 | 0 | 2 | 0 | 0.0033613
223 | 0 | 223 | 0 | 0.13911 | 204 | 0 | 204 | 0 | 0.2768 | -487 | 487 | 0 | 0.35315 | 0 | 2 | 0 | 2 | 0 | 0.0033613
139 | 0 | 139 | 0 | 0.086712 | 131 | 0 | 131 | 0 | 0.17775 | -612 | 612 | 0 | 0.4438 | 0 | 2 | 0 | 2 | 0 | 0.0033613
535 | 0 | 535 | 0 | 0.33375 | 6 | 0 | 6 | 0 | 0.0081411 | -143 | 143 | 0 | 0.1037 | 0 | 2 | 0 | 2 | 0 | 0.0033613
857 | 0 | 857 | 0 | 0.53462 | 235 | 0 | 235 | 0 | 0.31886 | 207 | 0 | 207 | 0 | 0.12786 | 189 | 0 | 189 | 0 | 0.31765
535 | 0 | 535 | 0 | 0.33375 | 273 | 0 | 273 | 0 | 0.37042 | 361 | 0 | 361 | 0 | 0.22298 | 201 | 0 | 201 | 0 | 0.33782
-56 | 56 | 0 | 0.045344 | 0 | 257 | 0 | 257 | 0 | 0.34871 | -147 | 147 | 0 | 0.1066 | 0 | 14 | 0 | 14 | 0 | 0.023529
-566 | 566 | 0 | 0.4583 | 0 | 275 | 0 | 275 | 0 | 0.37313 | -177 | 177 | 0 | 0.12835 | 0 | 3 | 0 | 3 | 0 | 0.005042
-752 | 752 | 0 | 0.60891 | 0 | 275 | 0 | 275 | 0 | 0.37313 | 41 | 0 | 41 | 0 | 0.025324 | -167 | 167 | 0 | 0.27288 | 0
-755 | 755 | 0 | 0.61134 | 0 | 275 | 0 | 275 | 0 | 0.37313 | -65 | 65 | 0 | 0.047136 | 0 | -178 | 178 | 0 | 0.29085 | 0
-484 | 484 | 0 | 0.3919 | 0 | 275 | 0 | 275 | 0 | 0.37313 | 211 | 0 | 211 | 0 | 0.13033 | -107 | 107 | 0 | 0.17484 | 0
-483 | 483 | 0 | 0.39109 | 0 | 276 | 0 | 276 | 0 | 0.37449 | 337 | 0 | 337 | 0 | 0.20815 | -1 | 1 | 0 | 0.001634 | 0
-689 | 689 | 0 | 0.55789 | 0 | 276 | 0 | 276 | 0 | 0.37449 | -136 | 136 | 0 | 0.098622 | 0 | 2 | 0 | 2 | 0 | 0.0033613
-594 | 594 | 0 | 0.48097 | 0 | 275 | 0 | 275 | 0 | 0.37313 | 96 | 0 | 96 | 0 | 0.059296 | 2 | 0 | 2 | 0 | 0.0033613
-505 | 505 | 0 | 0.40891 | 0 | 275 | 0 | 275 | 0 | 0.37313 | -316 | 316 | 0 | 0.22915 | 0 | 2 | 0 | 2 | 0 | 0.0033613
-421 | 421 | 0 | 0.34089 | 0 | 276 | 0 | 276 | 0 | 0.37449 | -428 | 428 | 0 | 0.31037 | 0 | -260 | 260 | 0 | 0.42484 | 0
-312 | 312 | 0 | 0.25263 | 0 | 276 | 0 | 276 | 0 | 0.37449 | -658 | 658 | 0 | 0.47716 | 0 | -388 | 388 | 0 | 0.63399 | 0
-408 | 408 | 0 | 0.33036 | 0 | 276 | 0 | 276 | 0 | 0.37449 | -856 | 856 | 0 | 0.62074 | 0 | -400 | 400 | 0 | 0.65359 | 0
-501 | 501 | 0 | 0.40567 | 0 | 276 | 0 | 276 | 0 | 0.37449 | -1157 | 1157 | 0 | 0.83901 | 0 | -365 | 365 | 0 | 0.59641 | 0
-394 | 394 | 0 | 0.31903 | 0 | 276 | 0 | 276 | 0 | 0.37449 | -838 | 838 | 0 | 0.60769 | 0 | -267 | 267 | 0 | 0.43627 | 0
-86 | 86 | 0 | 0.069636 | 0 | 275 | 0 | 275 | 0 | 0.37313 | -315 | 315 | 0 | 0.22843 | 0 | -133 | 133 | 0 | 0.21732 | 0
284 | 0 | 284 | 0 | 0.17717 | 275 | 0 | 275 | 0 | 0.37313 | 319 | 0 | 319 | 0 | 0.19704 | 73 | 0 | 73 | 0 | 0.12269
847 | 0 | 847 | 0 | 0.52838 | 275 | 0 | 275 | 0 | 0.37313 | 718 | 0 | 718 | 0 | 0.44348 | 84 | 0 | 84 | 0 | 0.14118
366 | 0 | 366 | 0 | 0.22832 | 275 | 0 | 275 | 0 | 0.37313 | 284 | 0 | 284 | 0 | 0.17542 | 3 | 0 | 3 | 0 | 0.005042
-69 | 69 | 0 | 0.05587 | 0 | 274 | 0 | 274 | 0 | 0.37178 | 309 | 0 | 309 | 0 | 0.19086 | 2 | 0 | 2 | 0 | 0.0033613
144 | 0 | 144 | 0 | 0.089832 | 241 | 0 | 241 | 0 | 0.327 | -452 | 452 | 0 | 0.32777 | 0 | 2 | 0 | 2 | 0 | 0.0033613
-11 | 11 | 0 | 0.0089069 | 0 | 206 | 0 | 206 | 0 | 0.27951 | -491 | 491 | 0 | 0.35606 | 0 | 2 | 0 | 2 | 0 | 0.0033613
-21 | 21 | 0 | 0.017004 | 0 | -75 | 75 | 0 | 0.098684 | 0 | 33 | 0 | 33 | 0 | 0.020383 | 2 | 0 | 2 | 0 | 0.0033613
-210 | 210 | 0 | 0.17004 | 0 | -101 | 101 | 0 | 0.13289 | 0 | 424 | 0 | 424 | 0 | 0.26189 | 1 | 0 | 1 | 0 | 0.0016807
-60 | 60 | 0 | 0.048583 | 0 | 0 | 0 | 0 | 0 | 0 | 372 | 0 | 372 | 0 | 0.22977 | 1 | 0 | 1 | 0 | 0.0016807
-423 | 423 | 0 | 0.34251 | 0 | 4 | 0 | 4 | 0 | 0.0054274 | 546 | 0 | 546 | 0 | 0.33725 | 1 | 0 | 1 | 0 | 0.0016807
-943 | 943 | 0 | 0.76356 | 0 | 227 | 0 | 227 | 0 | 0.30801 | -45 | 45 | 0 | 0.032632 | 0 | -456 | 456 | 0 | 0.7451 | 0
-978 | 978 | 0 | 0.7919 | 0 | 274 | 0 | 274 | 0 | 0.37178 | -475 | 475 | 0 | 0.34445 | 0 | -585 | 585 | 0 | 0.95588 | 0
-978 | 978 | 0 | 0.7919 | 0 | 191 | 0 | 191 | 0 | 0.25916 | -479 | 479 | 0 | 0.34735 | 0 | -608 | 608 | 0 | 0.99346 | 0
-977 | 977 | 0 | 0.79109 | 0 | 225 | 0 | 225 | 0 | 0.30529 | -668 | 668 | 0 | 0.48441 | 0 | -97 | 97 | 0 | 0.1585 | 0
-967 | 967 | 0 | 0.783 | 0 | 226 | 0 | 226 | 0 | 0.30665 | -760 | 760 | 0 | 0.55112 | 0 | -489 | 489 | 0 | 0.79902 | 0
-849 | 849 | 0 | 0.68745 | 0 | 108 | 0 | 108 | 0 | 0.14654 | -857 | 857 | 0 | 0.62146 | 0 | -607 | 607 | 0 | 0.99183 | 0
-843 | 843 | 0 | 0.68259 | 0 | 143 | 0 | 143 | 0 | 0.19403 | -778 | 778 | 0 | 0.56418 | 0 | -608 | 608 | 0 | 0.99346 | 0
-842 | 842 | 0 | 0.68178 | 0 | 110 | 0 | 110 | 0 | 0.14925 | -825 | 825 | 0 | 0.59826 | 0 | -608 | 608 | 0 | 0.99346 | 0
-844 | 844 | 0 | 0.6834 | 0 | 24 | 0 | 24 | 0 | 0.032564 | -1012 | 1012 | 0 | 0.73387 | 0 | -608 | 608 | 0 | 0.99346 | 0
-851 | 851 | 0 | 0.68907 | 0 | 8 | 0 | 8 | 0 | 0.010855 | -1090 | 1090 | 0 | 0.79043 | 0 | -608 | 608 | 0 | 0.99346 | 0
-966 | 966 | 0 | 0.78219 | 0 | -185 | 185 | 0 | 0.24342 | 0 | -1108 | 1108 | 0 | 0.80348 | 0 | -607 | 607 | 0 | 0.99183 | 0
-976 | 976 | 0 | 0.79028 | 0 | -294 | 294 | 0 | 0.38684 | 0 | -1234 | 1234 | 0 | 0.89485 | 0 | -607 | 607 | 0 | 0.99183 | 0
-976 | 976 | 0 | 0.79028 | 0 | -259 | 259 | 0 | 0.34079 | 0 | -1101 | 1101 | 0 | 0.7984 | 0 | -607 | 607 | 0 | 0.99183 | 0
-976 | 976 | 0 | 0.79028 | 0 | -291 | 291 | 0 | 0.38289 | 0 | -965 | 965 | 0 | 0.69978 | 0 | -608 | 608 | 0 | 0.99346 | 0
-977 | 977 | 0 | 0.79109 | 0 | -267 | 267 | 0 | 0.35132 | 0 | -1066 | 1066 | 0 | 0.77302 | 0 | -608 | 608 | 0 | 0.99346 | 0
-976 | 976 | 0 | 0.79028 | 0 | -29 | 29 | 0 | 0.038158 | 0 | -1110 | 1110 | 0 | 0.80493 | 0 | -608 | 608 | 0 | 0.99346 | 0
-976 | 976 | 0 | 0.79028 | 0 | -174 | 174 | 0 | 0.22895 | 0 | -833 | 833 | 0 | 0.60406 | 0 | -438 | 438 | 0 | 0.71569 | 0
-978 | 978 | 0 | 0.7919 | 0 | -116 | 116 | 0 | 0.15263 | 0 | -237 | 237 | 0 | 0.17186 | 0 | -141 | 141 | 0 | 0.23039 | 0
-978 | 978 | 0 | 0.7919 | 0 | -6 | 6 | 0 | 0.0078947 | 0 | -885 | 885 | 0 | 0.64177 | 0 | -536 | 536 | 0 | 0.87582 | 0
-979 | 979 | 0 | 0.79271 | 0 | -80 | 80 | 0 | 0.10526 | 0 | -560 | 560 | 0 | 0.40609 | 0 | -609 | 609 | 0 | 0.9951 | 0
-980 | 980 | 0 | 0.79352 | 0 | -41 | 41 | 0 | 0.053947 | 0 | -713 | 713 | 0 | 0.51704 | 0 | -472 | 472 | 0 | 0.77124 | 0
-978 | 978 | 0 | 0.7919 | 0 | -10 | 10 | 0 | 0.013158 | 0 | -804 | 804 | 0 | 0.58303 | 0 | -155 | 155 | 0 | 0.25327 | 0
-979 | 979 | 0 | 0.79271 | 0 | 13 | 0 | 13 | 0 | 0.017639 | -355 | 355 | 0 | 0.25743 | 0 | 0 | 0 | 0 | 0 | 0
-978 | 978 | 0 | 0.7919 | 0 | 11 | 0 | 11 | 0 | 0.014925 | -266 | 266 | 0 | 0.19289 | 0 | 2 | 0 | 2 | 0 | 0.0033613
-978 | 978 | 0 | 0.7919 | 0 | -10 | 10 | 0 | 0.013158 | 0 | -970 | 970 | 0 | 0.70341 | 0 | -470 | 470 | 0 | 0.76797 | 0
-977 | 977 | 0 | 0.79109 | 0 | -262 | 262 | 0 | 0.34474 | 0 | -721 | 721 | 0 | 0.52284 | 0 | -607 | 607 | 0 | 0.99183 | 0
-978 | 978 | 0 | 0.7919 | 0 | -71 | 71 | 0 | 0.093421 | 0 | -781 | 781 | 0 | 0.56635 | 0 | -608 | 608 | 0 | 0.99346 | 0
-977 | 977 | 0 | 0.79109 | 0 | -31 | 31 | 0 | 0.040789 | 0 | -750 | 750 | 0 | 0.54387 | 0 | -608 | 608 | 0 | 0.99346 | 0
-975 | 975 | 0 | 0.78947 | 0 | 160 | 0 | 160 | 0 | 0.2171 | -1224 | 1224 | 0 | 0.8876 | 0 | -608 | 608 | 0 | 0.99346 | 0
-870 | 870 | 0 | 0.70445 | 0 | 151 | 0 | 151 | 0 | 0.20488 | -1173 | 1173 | 0 | 0.85062 | 0 | -608 | 608 | 0 | 0.99346 | 0
-878 | 878 | 0 | 0.71093 | 0 | 225 | 0 | 225 | 0 | 0.30529 | -1289 | 1289 | 0 | 0.93474 | 0 | -608 | 608 | 0 | 0.99346 | 0
-839 | 839 | 0 | 0.67935 | 0 | -100 | 100 | 0 | 0.13158 | 0 | -1180 | 1180 | 0 | 0.85569 | 0 | -608 | 608 | 0 | 0.99346 | 0
-839 | 839 | 0 | 0.67935 | 0 | -122 | 122 | 0 | 0.16053 | 0 | -1171 | 1171 | 0 | 0.84917 | 0 | -608 | 608 | 0 | 0.99346 | 0
-844 | 844 | 0 | 0.6834 | 0 | -84 | 84 | 0 | 0.11053 | 0 | -1216 | 1216 | 0 | 0.8818 | 0 | -608 | 608 | 0 | 0.99346 | 0
-967 | 967 | 0 | 0.783 | 0 | -218 | 218 | 0 | 0.28684 | 0 | -1305 | 1305 | 0 | 0.94634 | 0 | -608 | 608 | 0 | 0.99346 | 0
-977 | 977 | 0 | 0.79109 | 0 | -239 | 239 | 0 | 0.31447 | 0 | -1357 | 1357 | 0 | 0.98405 | 0 | -608 | 608 | 0 | 0.99346 | 0
-977 | 977 | 0 | 0.79109 | 0 | 220 | 0 | 220 | 0 | 0.29851 | -1227 | 1227 | 0 | 0.88978 | 0 | -608 | 608 | 0 | 0.99346 | 0
-958 | 958 | 0 | 0.77571 | 0 | 244 | 0 | 244 | 0 | 0.33107 | -1069 | 1069 | 0 | 0.7752 | 0 | -608 | 608 | 0 | 0.99346 | 0
-660 | 660 | 0 | 0.53441 | 0 | 195 | 0 | 195 | 0 | 0.26459 | -959 | 959 | 0 | 0.69543 | 0 | -608 | 608 | 0 | 0.99346 | 0
-363 | 363 | 0 | 0.29393 | 0 | 223 | 0 | 223 | 0 | 0.30258 | -811 | 811 | 0 | 0.58811 | 0 | -608 | 608 | 0 | 0.99346 | 0
-233 | 233 | 0 | 0.18866 | 0 | 267 | 0 | 267 | 0 | 0.36228 | -874 | 874 | 0 | 0.63379 | 0 | -576 | 576 | 0 | 0.94118 | 0
66 | 0 | 66 | 0 | 0.041173 | 203 | 0 | 203 | 0 | 0.27544 | -662 | 662 | 0 | 0.48006 | 0 | -368 | 368 | 0 | 0.60131 | 0
-389 | 389 | 0 | 0.31498 | 0 | 269 | 0 | 269 | 0 | 0.36499 | -473 | 473 | 0 | 0.343 | 0 | -583 | 583 | 0 | 0.95261 | 0
-629 | 629 | 0 | 0.50931 | 0 | 271 | 0 | 271 | 0 | 0.36771 | -460 | 460 | 0 | 0.33358 | 0 | -609 | 609 | 0 | 0.9951 | 0
-668 | 668 | 0 | 0.54089 | 0 | 276 | 0 | 276 | 0 | 0.37449 | -419 | 419 | 0 | 0.30384 | 0 | -609 | 609 | 0 | 0.9951 | 0
-723 | 723 | 0 | 0.58543 | 0 | 276 | 0 | 276 | 0 | 0.37449 | -241 | 241 | 0 | 0.17476 | 0 | -609 | 609 | 0 | 0.9951 | 0
-705 | 705 | 0 | 0.57085 | 0 | 275 | 0 | 275 | 0 | 0.37313 | -161 | 161 | 0 | 0.11675 | 0 | -609 | 609 | 0 | 0.9951 | 0
-900 | 900 | 0 | 0.72874 | 0 | 275 | 0 | 275 | 0 | 0.37313 | -352 | 352 | 0 | 0.25526 | 0 | -609 | 609 | 0 | 0.9951 | 0
-926 | 926 | 0 | 0.7498 | 0 | 230 | 0 | 230 | 0 | 0.31208 | -595 | 595 | 0 | 0.43147 | 0 | -608 | 608 | 0 | 0.99346 | 0
-978 | 978 | 0 | 0.7919 | 0 | 262 | 0 | 262 | 0 | 0.3555 | -727 | 727 | 0 | 0.52719 | 0 | -608 | 608 | 0 | 0.99346 | 0
-814 | 814 | 0 | 0.65911 | 0 | 273 | 0 | 273 | 0 | 0.37042 | -791 | 791 | 0 | 0.5736 | 0 | -608 | 608 | 0 | 0.99346 | 0
-976 | 976 | 0 | 0.79028 | 0 | 251 | 0 | 251 | 0 | 0.34057 | -825 | 825 | 0 | 0.59826 | 0 | -608 | 608 | 0 | 0.99346 | 0
-948 | 948 | 0 | 0.76761 | 0 | 153 | 0 | 153 | 0 | 0.2076 | -837 | 837 | 0 | 0.60696 | 0 | -608 | 608 | 0 | 0.99346 | 0
-798 | 798 | 0 | 0.64615 | 0 | -95 | 95 | 0 | 0.125 | 0 | -869 | 869 | 0 | 0.63017 | 0 | -608 | 608 | 0 | 0.99346 | 0
-845 | 845 | 0 | 0.68421 | 0 | -98 | 98 | 0 | 0.12895 | 0 | -796 | 796 | 0 | 0.57723 | 0 | -608 | 608 | 0 | 0.99346 | 0
-843 | 843 | 0 | 0.68259 | 0 | 6 | 0 | 6 | 0 | 0.0081411 | -839 | 839 | 0 | 0.60841 | 0 | -608 | 608 | 0 | 0.99346 | 0
-843 | 843 | 0 | 0.68259 | 0 | 0 | 0 | 0 | 0 | 0 | -950 | 950 | 0 | 0.68891 | 0 | -608 | 608 | 0 | 0.99346 | 0
-864 | 864 | 0 | 0.6996 | 0 | 10 | 0 | 10 | 0 | 0.013569 | -816 | 816 | 0 | 0.59173 | 0 | -608 | 608 | 0 | 0.99346 | 0
-972 | 972 | 0 | 0.78704 | 0 | 10 | 0 | 10 | 0 | 0.013569 | -868 | 868 | 0 | 0.62944 | 0 | -608 | 608 | 0 | 0.99346 | 0
-973 | 973 | 0 | 0.78785 | 0 | -279 | 279 | 0 | 0.36711 | 0 | -1003 | 1003 | 0 | 0.72734 | 0 | -608 | 608 | 0 | 0.99346 | 0
-976 | 976 | 0 | 0.79028 | 0 | -293 | 293 | 0 | 0.38553 | 0 | -963 | 963 | 0 | 0.69833 | 0 | -608 | 608 | 0 | 0.99346 | 0
-975 | 975 | 0 | 0.78947 | 0 | -286 | 286 | 0 | 0.37632 | 0 | -1022 | 1022 | 0 | 0.74112 | 0 | -608 | 608 | 0 | 0.99346 | 0
-975 | 975 | 0 | 0.78947 | 0 | -294 | 294 | 0 | 0.38684 | 0 | -967 | 967 | 0 | 0.70123 | 0 | -608 | 608 | 0 | 0.99346 | 0
-977 | 977 | 0 | 0.79109 | 0 | -275 | 275 | 0 | 0.36184 | 0 | -667 | 667 | 0 | 0.48368 | 0 | -608 | 608 | 0 | 0.99346 | 0
-977 | 977 | 0 | 0.79109 | 0 | -22 | 22 | 0 | 0.028947 | 0 | -381 | 381 | 0 | 0.27629 | 0 | -609 | 609 | 0 | 0.9951 | 0
-978 | 978 | 0 | 0.7919 | 0 | 59 | 0 | 59 | 0 | 0.080054 | -153 | 153 | 0 | 0.11095 | 0 | -95 | 95 | 0 | 0.15523 | 0
-977 | 977 | 0 | 0.79109 | 0 | 6 | 0 | 6 | 0 | 0.0081411 | -329 | 329 | 0 | 0.23858 | 0 | 2 | 0 | 2 | 0 | 0.0033613
-970 | 970 | 0 | 0.78543 | 0 | 148 | 0 | 148 | 0 | 0.20081 | 341 | 0 | 341 | 0 | 0.21062 | 62 | 0 | 62 | 0 | 0.1042
-977 | 977 | 0 | 0.79109 | 0 | 266 | 0 | 266 | 0 | 0.36092 | 522 | 0 | 522 | 0 | 0.32242 | 2 | 0 | 2 | 0 | 0.0033613
-978 | 978 | 0 | 0.7919 | 0 | 275 | 0 | 275 | 0 | 0.37313 | 656 | 0 | 656 | 0 | 0.40519 | 2 | 0 | 2 | 0 | 0.0033613
-905 | 905 | 0 | 0.73279 | 0 | 276 | 0 | 276 | 0 | 0.37449 | 649 | 0 | 649 | 0 | 0.40086 | 258 | 0 | 258 | 0 | 0.43361
-799 | 799 | 0 | 0.64696 | 0 | 275 | 0 | 275 | 0 | 0.37313 | 152 | 0 | 152 | 0 | 0.093885 | 354 | 0 | 354 | 0 | 0.59496
-919 | 919 | 0 | 0.74413 | 0 | 234 | 0 | 234 | 0 | 0.3175 | -903 | 903 | 0 | 0.65482 | 0 | -94 | 94 | 0 | 0.15359 | 0
-970 | 970 | 0 | 0.78543 | 0 | 76 | 0 | 76 | 0 | 0.10312 | -1013 | 1013 | 0 | 0.73459 | 0 | -516 | 516 | 0 | 0.84314 | 0
-904 | 904 | 0 | 0.73198 | 0 | 238 | 0 | 238 | 0 | 0.32293 | -986 | 986 | 0 | 0.71501 | 0 | -607 | 607 | 0 | 0.99183 | 0
-850 | 850 | 0 | 0.68826 | 0 | 275 | 0 | 275 | 0 | 0.37313 | -934 | 934 | 0 | 0.6773 | 0 | -608 | 608 | 0 | 0.99346 | 0
-937 | 937 | 0 | 0.7587 | 0 | 276 | 0 | 276 | 0 | 0.37449 | -798 | 798 | 0 | 0.57868 | 0 | -608 | 608 | 0 | 0.99346 | 0
-834 | 834 | 0 | 0.6753 | 0 | 276 | 0 | 276 | 0 | 0.37449 | -644 | 644 | 0 | 0.46701 | 0 | -608 | 608 | 0 | 0.99346 | 0
-775 | 775 | 0 | 0.62753 | 0 | 276 | 0 | 276 | 0 | 0.37449 | -623 | 623 | 0 | 0.45178 | 0 | -95 | 95 | 0 | 0.15523 | 0
-691 | 691 | 0 | 0.55951 | 0 | 276 | 0 | 276 | 0 | 0.37449 | -445 | 445 | 0 | 0.3227 | 0 | 3 | 0 | 3 | 0 | 0.005042
-614 | 614 | 0 | 0.49717 | 0 | 276 | 0 | 276 | 0 | 0.37449 | -321 | 321 | 0 | 0.23278 | 0 | -379 | 379 | 0 | 0.61928 | 0
-405 | 405 | 0 | 0.32794 | 0 | 276 | 0 | 276 | 0 | 0.37449 | -401 | 401 | 0 | 0.29079 | 0 | -593 | 593 | 0 | 0.96895 | 0
-383 | 383 | 0 | 0.31012 | 0 | 276 | 0 | 276 | 0 | 0.37449 | -166 | 166 | 0 | 0.12038 | 0 | -608 | 608 | 0 | 0.99346 | 0
-541 | 541 | 0 | 0.43806 | 0 | 276 | 0 | 276 | 0 | 0.37449 | -547 | 547 | 0 | 0.39666 | 0 | -608 | 608 | 0 | 0.99346 | 0
-289 | 289 | 0 | 0.23401 | 0 | 276 | 0 | 276 | 0 | 0.37449 | -412 | 412 | 0 | 0.29877 | 0 | -608 | 608 | 0 | 0.99346 | 0
19 | 0 | 19 | 0 | 0.011853 | 276 | 0 | 276 | 0 | 0.37449 | -251 | 251 | 0 | 0.18202 | 0 | -608 | 608 | 0 | 0.99346 | 0
211 | 0 | 211 | 0 | 0.13163 | 276 | 0 | 276 | 0 | 0.37449 | 402 | 0 | 402 | 0 | 0.2483 | -97 | 97 | 0 | 0.1585 | 0
61 | 0 | 61 | 0 | 0.038054 | 276 | 0 | 276 | 0 | 0.37449 | 602 | 0 | 602 | 0 | 0.37183 | 2 | 0 | 2 | 0 | 0.0033613
143 | 0 | 143 | 0 | 0.089208 | 276 | 0 | 276 | 0 | 0.37449 | 153 | 0 | 153 | 0 | 0.094503 | 2 | 0 | 2 | 0 | 0.0033613
195 | 0 | 195 | 0 | 0.12165 | 276 | 0 | 276 | 0 | 0.37449 | 673 | 0 | 673 | 0 | 0.41569 | 2 | 0 | 2 | 0 | 0.0033613
746 | 0 | 746 | 0 | 0.46538 | 265 | 0 | 265 | 0 | 0.35957 | 701 | 0 | 701 | 0 | 0.43298 | 337 | 0 | 337 | 0 | 0.56639
942 | 0 | 942 | 0 | 0.58765 | 275 | 0 | 275 | 0 | 0.37313 | 666 | 0 | 666 | 0 | 0.41137 | 373 | 0 | 373 | 0 | 0.62689
945 | 0 | 945 | 0 | 0.58952 | 275 | 0 | 275 | 0 | 0.37313 | 714 | 0 | 714 | 0 | 0.44101 | 373 | 0 | 373 | 0 | 0.62689
945 | 0 | 945 | 0 | 0.58952 | 276 | 0 | 276 | 0 | 0.37449 | 858 | 0 | 858 | 0 | 0.52996 | 372 | 0 | 372 | 0 | 0.62521
946 | 0 | 946 | 0 | 0.59014 | 276 | 0 | 276 | 0 | 0.37449 | 949 | 0 | 949 | 0 | 0.58616 | 373 | 0 | 373 | 0 | 0.62689
948 | 0 | 948 | 0 | 0.59139 | 276 | 0 | 276 | 0 | 0.37449 | 945 | 0 | 945 | 0 | 0.58369 | 373 | 0 | 373 | 0 | 0.62689
918 | 0 | 918 | 0 | 0.57268 | 275 | 0 | 275 | 0 | 0.37313 | 815 | 0 | 815 | 0 | 0.5034 | 373 | 0 | 373 | 0 | 0.62689
345 | 0 | 345 | 0 | 0.21522 | 276 | 0 | 276 | 0 | 0.37449 | 624 | 0 | 624 | 0 | 0.38542 | 37 | 0 | 37 | 0 | 0.062185
-235 | 235 | 0 | 0.19028 | 0 | 276 | 0 | 276 | 0 | 0.37449 | 382 | 0 | 382 | 0 | 0.23595 | 2 | 0 | 2 | 0 | 0.0033613
-340 | 340 | 0 | 0.2753 | 0 | 276 | 0 | 276 | 0 | 0.37449 | 478 | 0 | 478 | 0 | 0.29524 | 2 | 0 | 2 | 0 | 0.0033613
-252 | 252 | 0 | 0.20405 | 0 | 276 | 0 | 276 | 0 | 0.37449 | 463 | 0 | 463 | 0 | 0.28598 | 2 | 0 | 2 | 0 | 0.0033613
-237 | 237 | 0 | 0.1919 | 0 | 276 | 0 | 276 | 0 | 0.37449 | 518 | 0 | 518 | 0 | 0.31995 | 276 | 0 | 276 | 0 | 0.46387
-169 | 169 | 0 | 0.13684 | 0 | 276 | 0 | 276 | 0 | 0.37449 | 475 | 0 | 475 | 0 | 0.29339 | 298 | 0 | 298 | 0 | 0.50084
-199 | 199 | 0 | 0.16113 | 0 | 276 | 0 | 276 | 0 | 0.37449 | 337 | 0 | 337 | 0 | 0.20815 | 371 | 0 | 371 | 0 | 0.62353
-258 | 258 | 0 | 0.20891 | 0 | 275 | 0 | 275 | 0 | 0.37313 | 3 | 0 | 3 | 0 | 0.001853 | 87 | 0 | 87 | 0 | 0.14622
-365 | 365 | 0 | 0.29555 | 0 | 252 | 0 | 252 | 0 | 0.34193 | -583 | 583 | 0 | 0.42277 | 0 | -409 | 409 | 0 | 0.6683 | 0
-534 | 534 | 0 | 0.43239 | 0 | 274 | 0 | 274 | 0 | 0.37178 | -1018 | 1018 | 0 | 0.73822 | 0 | -588 | 588 | 0 | 0.96078 | 0
-823 | 823 | 0 | 0.6664 | 0 | 276 | 0 | 276 | 0 | 0.37449 | -936 | 936 | 0 | 0.67875 | 0 | -608 | 608 | 0 | 0.99346 | 0
-902 | 902 | 0 | 0.73036 | 0 | 276 | 0 | 276 | 0 | 0.37449 | -958 | 958 | 0 | 0.69471 | 0 | -608 | 608 | 0 | 0.99346 | 0
-753 | 753 | 0 | 0.60972 | 0 | 276 | 0 | 276 | 0 | 0.37449 | -833 | 833 | 0 | 0.60406 | 0 | -608 | 608 | 0 | 0.99346 | 0
-775 | 775 | 0 | 0.62753 | 0 | 276 | 0 | 276 | 0 | 0.37449 | -597 | 597 | 0 | 0.43292 | 0 | -137 | 137 | 0 | 0.22386 | 0
-645 | 645 | 0 | 0.52227 | 0 | 275 | 0 | 275 | 0 | 0.37313 | -582 | 582 | 0 | 0.42204 | 0 | 2 | 0 | 2 | 0 | 0.0033613
-616 | 616 | 0 | 0.49879 | 0 | 272 | 0 | 272 | 0 | 0.36906 | -401 | 401 | 0 | 0.29079 | 0 | 2 | 0 | 2 | 0 | 0.0033613
-213 | 213 | 0 | 0.17247 | 0 | 216 | 0 | 216 | 0 | 0.29308 | 5 | 0 | 5 | 0 | 0.0030883 | 2 | 0 | 2 | 0 | 0.0033613
422 | 0 | 422 | 0 | 0.26326 | 274 | 0 | 274 | 0 | 0.37178 | 478 | 0 | 478 | 0 | 0.29524 | 395 | 0 | 395 | 0 | 0.66387
929 | 0 | 929 | 0 | 0.57954 | 269 | 0 | 269 | 0 | 0.36499 | 538 | 0 | 538 | 0 | 0.3323 | 447 | 0 | 447 | 0 | 0.75126
945 | 0 | 945 | 0 | 0.58952 | 269 | 0 | 269 | 0 | 0.36499 | 498 | 0 | 498 | 0 | 0.3076 | 447 | 0 | 447 | 0 | 0.75126
940 | 0 | 940 | 0 | 0.5864 | 275 | 0 | 275 | 0 | 0.37313 | 565 | 0 | 565 | 0 | 0.34898 | 447 | 0 | 447 | 0 | 0.75126
944 | 0 | 944 | 0 | 0.5889 | 275 | 0 | 275 | 0 | 0.37313 | 695 | 0 | 695 | 0 | 0.42928 | 447 | 0 | 447 | 0 | 0.75126
946 | 0 | 946 | 0 | 0.59014 | 275 | 0 | 275 | 0 | 0.37313 | 668 | 0 | 668 | 0 | 0.4126 | 374 | 0 | 374 | 0 | 0.62857
945 | 0 | 945 | 0 | 0.58952 | 275 | 0 | 275 | 0 | 0.37313 | 663 | 0 | 663 | 0 | 0.40951 | 373 | 0 | 373 | 0 | 0.62689
944 | 0 | 944 | 0 | 0.5889 | 275 | 0 | 275 | 0 | 0.37313 | 530 | 0 | 530 | 0 | 0.32736 | 373 | 0 | 373 | 0 | 0.62689
946 | 0 | 946 | 0 | 0.59014 | 269 | 0 | 269 | 0 | 0.36499 | 524 | 0 | 524 | 0 | 0.32366 | 373 | 0 | 373 | 0 | 0.62689
947 | 0 | 947 | 0 | 0.59077 | 270 | 0 | 270 | 0 | 0.36635 | 283 | 0 | 283 | 0 | 0.1748 | 372 | 0 | 372 | 0 | 0.62521
919 | 0 | 919 | 0 | 0.5733 | 273 | 0 | 273 | 0 | 0.37042 | -156 | 156 | 0 | 0.11313 | 0 | 335 | 0 | 335 | 0 | 0.56303
373 | 0 | 373 | 0 | 0.23269 | 232 | 0 | 232 | 0 | 0.31479 | -415 | 415 | 0 | 0.30094 | 0 | 335 | 0 | 335 | 0 | 0.56303
389 | 0 | 389 | 0 | 0.24267 | 275 | 0 | 275 | 0 | 0.37313 | -638 | 638 | 0 | 0.46265 | 0 | 370 | 0 | 370 | 0 | 0.62185
0 | 0 | 0 | 0 | 0 | 254 | 0 | 254 | 0 | 0.34464 | 7 | 0 | 7 | 0 | 0.0043237 | -49 | 49 | 0 | 0.080065 | 0
-27 | 27 | 0 | 0.021862 | 0 | 275 | 0 | 275 | 0 | 0.37313 | -118 | 118 | 0 | 0.085569 | 0 | 0 | 0 | 0 | 0 | 0
-587 | 587 | 0 | 0.4753 | 0 | 276 | 0 | 276 | 0 | 0.37449 | -628 | 628 | 0 | 0.4554 | 0 | 174 | 0 | 174 | 0 | 0.29244
-863 | 863 | 0 | 0.69879 | 0 | 276 | 0 | 276 | 0 | 0.37449 | -1015 | 1015 | 0 | 0.73604 | 0 | -50 | 50 | 0 | 0.081699 | 0
-968 | 968 | 0 | 0.78381 | 0 | 276 | 0 | 276 | 0 | 0.37449 | -1147 | 1147 | 0 | 0.83176 | 0 | -484 | 484 | 0 | 0.79085 | 0
-969 | 969 | 0 | 0.78462 | 0 | 276 | 0 | 276 | 0 | 0.37449 | -1095 | 1095 | 0 | 0.79405 | 0 | -601 | 601 | 0 | 0.98203 | 0
-841 | 841 | 0 | 0.68097 | 0 | 276 | 0 | 276 | 0 | 0.37449 | -948 | 948 | 0 | 0.68745 | 0 | -608 | 608 | 0 | 0.99346 | 0
-754 | 754 | 0 | 0.61053 | 0 | 276 | 0 | 276 | 0 | 0.37449 | -932 | 932 | 0 | 0.67585 | 0 | -608 | 608 | 0 | 0.99346 | 0
-640 | 640 | 0 | 0.51822 | 0 | 276 | 0 | 276 | 0 | 0.37449 | -860 | 860 | 0 | 0.62364 | 0 | -284 | 284 | 0 | 0.46405 | 0
-835 | 835 | 0 | 0.67611 | 0 | 254 | 0 | 254 | 0 | 0.34464 | -803 | 803 | 0 | 0.58231 | 0 | -472 | 472 | 0 | 0.77124 | 0
-422 | 422 | 0 | 0.3417 | 0 | -36 | 36 | 0 | 0.047368 | 0 | -857 | 857 | 0 | 0.62146 | 0 | -266 | 266 | 0 | 0.43464 | 0
-621 | 621 | 0 | 0.50283 | 0 | -4 | 4 | 0 | 0.0052632 | 0 | -612 | 612 | 0 | 0.4438 | 0 | -403 | 403 | 0 | 0.6585 | 0
-719 | 719 | 0 | 0.58219 | 0 | 0 | 0 | 0 | 0 | 0 | -542 | 542 | 0 | 0.39304 | 0 | -132 | 132 | 0 | 0.21569 | 0
-690 | 690 | 0 | 0.5587 | 0 | 0 | 0 | 0 | 0 | 0 | -711 | 711 | 0 | 0.51559 | 0 | 1 | 0 | 1 | 0 | 0.0016807
-427 | 427 | 0 | 0.34575 | 0 | -11 | 11 | 0 | 0.014474 | 0 | -417 | 417 | 0 | 0.30239 | 0 | 3 | 0 | 3 | 0 | 0.005042
-388 | 388 | 0 | 0.31417 | 0 | 0 | 0 | 0 | 0 | 0 | -64 | 64 | 0 | 0.04641 | 0 | 3 | 0 | 3 | 0 | 0.005042
-946 | 946 | 0 | 0.76599 | 0 | 12 | 0 | 12 | 0 | 0.016282 | -393 | 393 | 0 | 0.28499 | 0 | 3 | 0 | 3 | 0 | 0.005042
-979 | 979 | 0 | 0.79271 | 0 | 179 | 0 | 179 | 0 | 0.24288 | -893 | 893 | 0 | 0.64757 | 0 | -498 | 498 | 0 | 0.81373 | 0
-978 | 978 | 0 | 0.7919 | 0 | 209 | 0 | 209 | 0 | 0.28358 | -1089 | 1089 | 0 | 0.7897 | 0 | -608 | 608 | 0 | 0.99346 | 0
-977 | 977 | 0 | 0.79109 | 0 | -26 | 26 | 0 | 0.034211 | 0 | -1014 | 1014 | 0 | 0.73532 | 0 | -608 | 608 | 0 | 0.99346 | 0
-978 | 978 | 0 | 0.7919 | 0 | -2 | 2 | 0 | 0.0026316 | 0 | -1072 | 1072 | 0 | 0.77737 | 0 | -608 | 608 | 0 | 0.99346 | 0
-980 | 980 | 0 | 0.79352 | 0 | -3 | 3 | 0 | 0.0039474 | 0 | -1274 | 1274 | 0 | 0.92386 | 0 | -608 | 608 | 0 | 0.99346 | 0
-944 | 944 | 0 | 0.76437 | 0 | -43 | 43 | 0 | 0.056579 | 0 | -1184 | 1184 | 0 | 0.85859 | 0 | -608 | 608 | 0 | 0.99346 | 0
-460 | 460 | 0 | 0.37247 | 0 | 0 | 0 | 0 | 0 | 0 | -1330 | 1330 | 0 | 0.96447 | 0 | -608 | 608 | 0 | 0.99346 | 0
-427 | 427 | 0 | 0.34575 | 0 | 0 | 0 | 0 | 0 | 0 | -1308 | 1308 | 0 | 0.94851 | 0 | -608 | 608 | 0 | 0.99346 | 0
-445 | 445 | 0 | 0.36032 | 0 | 0 | 0 | 0 | 0 | 0 | -1285 | 1285 | 0 | 0.93183 | 0 | -608 | 608 | 0 | 0.99346 | 0
-452 | 452 | 0 | 0.36599 | 0 | 0 | 0 | 0 | 0 | 0 | -1260 | 1260 | 0 | 0.91371 | 0 | -608 | 608 | 0 | 0.99346 | 0
-944 | 944 | 0 | 0.76437 | 0 | 0 | 0 | 0 | 0 | 0 | -1225 | 1225 | 0 | 0.88832 | 0 | -608 | 608 | 0 | 0.99346 | 0
-980 | 980 | 0 | 0.79352 | 0 | 0 | 0 | 0 | 0 | 0 | -1270 | 1270 | 0 | 0.92096 | 0 | -608 | 608 | 0 | 0.99346 | 0
-981 | 981 | 0 | 0.79433 | 0 | 0 | 0 | 0 | 0 | 0 | -1141 | 1141 | 0 | 0.82741 | 0 | -608 | 608 | 0 | 0.99346 | 0
-979 | 979 | 0 | 0.79271 | 0 | 0 | 0 | 0 | 0 | 0 | -981 | 981 | 0 | 0.71139 | 0 | -608 | 608 | 0 | 0.99346 | 0
-979 | 979 | 0 | 0.79271 | 0 | 0 | 0 | 0 | 0 | 0 | -824 | 824 | 0 | 0.59753 | 0 | -608 | 608 | 0 | 0.99346 | 0
-732 | 732 | 0 | 0.59271 | 0 | 0 | 0 | 0 | 0 | 0 | -681 | 681 | 0 | 0.49384 | 0 | -568 | 568 | 0 | 0.9281 | 0
-597 | 597 | 0 | 0.4834 | 0 | 0 | 0 | 0 | 0 | 0 | -538 | 538 | 0 | 0.39014 | 0 | -541 | 541 | 0 | 0.88399 | 0
-356 | 356 | 0 | 0.28826 | 0 | 0 | 0 | 0 | 0 | 0 | -407 | 407 | 0 | 0.29514 | 0 | -487 | 487 | 0 | 0.79575 | 0
-160 | 160 | 0 | 0.12955 | 0 | 0 | 0 | 0 | 0 | 0 | -394 | 394 | 0 | 0.28571 | 0 | -436 | 436 | 0 | 0.71242 | 0
-144 | 144 | 0 | 0.1166 | 0 | 0 | 0 | 0 | 0 | 0 | -406 | 406 | 0 | 0.29442 | 0 | -416 | 416 | 0 | 0.67974 | 0
-268 | 268 | 0 | 0.217 | 0 | 0 | 0 | 0 | 0 | 0 | -293 | 293 | 0 | 0.21247 | 0 | -363 | 363 | 0 | 0.59314 | 0
-315 | 315 | 0 | 0.25506 | 0 | 0 | 0 | 0 | 0 | 0 | -159 | 159 | 0 | 0.1153 | 0 | -32 | 32 | 0 | 0.052288 | 0
-309 | 309 | 0 | 0.2502 | 0 | 0 | 0 | 0 | 0 | 0 | 216 | 0 | 216 | 0 | 0.13342 | 2 | 0 | 2 | 0 | 0.0033613
-873 | 873 | 0 | 0.70688 | 0 | 0 | 0 | 0 | 0 | 0 | -171 | 171 | 0 | 0.124 | 0 | 2 | 0 | 2 | 0 | 0.0033613
-979 | 979 | 0 | 0.79271 | 0 | 0 | 0 | 0 | 0 | 0 | -490 | 490 | 0 | 0.35533 | 0 | -71 | 71 | 0 | 0.11601 | 0
-979 | 979 | 0 | 0.79271 | 0 | 0 | 0 | 0 | 0 | 0 | -878 | 878 | 0 | 0.63669 | 0 | -506 | 506 | 0 | 0.8268 | 0
-977 | 977 | 0 | 0.79109 | 0 | 0 | 0 | 0 | 0 | 0 | -887 | 887 | 0 | 0.64322 | 0 | -598 | 598 | 0 | 0.97712 | 0
-946 | 946 | 0 | 0.76599 | 0 | 0 | 0 | 0 | 0 | 0 | -1240 | 1240 | 0 | 0.8992 | 0 | -608 | 608 | 0 | 0.99346 | 0
-978 | 978 | 0 | 0.7919 | 0 | 0 | 0 | 0 | 0 | 0 | -1338 | 1338 | 0 | 0.97027 | 0 | -608 | 608 | 0 | 0.99346 | 0
-979 | 979 | 0 | 0.79271 | 0 | 0 | 0 | 0 | 0 | 0 | -1270 | 1270 | 0 | 0.92096 | 0 | -608 | 608 | 0 | 0.99346 | 0
-979 | 979 | 0 | 0.79271 | 0 | 0 | 0 | 0 | 0 | 0 | -1327 | 1327 | 0 | 0.96229 | 0 | -608 | 608 | 0 | 0.99346 | 0
-979 | 979 | 0 | 0.79271 | 0 | 0 | 0 | 0 | 0 | 0 | -1240 | 1240 | 0 | 0.8992 | 0 | -608 | 608 | 0 | 0.99346 | 0
-979 | 979 | 0 | 0.79271 | 0 | 0 | 0 | 0 | 0 | 0 | -1157 | 1157 | 0 | 0.83901 | 0 | -608 | 608 | 0 | 0.99346 | 0
-978 | 978 | 0 | 0.7919 | 0 | 0 | 0 | 0 | 0 | 0 | -1043 | 1043 | 0 | 0.75635 | 0 | -608 | 608 | 0 | 0.99346 | 0
-982 | 982 | 0 | 0.79514 | 0 | 0 | 0 | 0 | 0 | 0 | -1065 | 1065 | 0 | 0.7723 | 0 | -608 | 608 | 0 | 0.99346 | 0
-979 | 979 | 0 | 0.79271 | 0 | 0 | 0 | 0 | 0 | 0 | -1116 | 1116 | 0 | 0.80928 | 0 | -608 | 608 | 0 | 0.99346 | 0
-981 | 981 | 0 | 0.79433 | 0 | 0 | 0 | 0 | 0 | 0 | -925 | 925 | 0 | 0.67078 | 0 | -608 | 608 | 0 | 0.99346 | 0
-978 | 978 | 0 | 0.7919 | 0 | 0 | 0 | 0 | 0 | 0 | -726 | 726 | 0 | 0.52647 | 0 | -567 | 567 | 0 | 0.92647 | 0
-712 | 712 | 0 | 0.57652 | 0 | 0 | 0 | 0 | 0 | 0 | -518 | 518 | 0 | 0.37563 | 0 | -485 | 485 | 0 | 0.79248 | 0
-303 | 303 | 0 | 0.24534 | 0 | 0 | 0 | 0 | 0 | 0 | -446 | 446 | 0 | 0.32342 | 0 | -393 | 393 | 0 | 0.64216 | 0
171 | 0 | 171 | 0 | 0.10667 | 0 | 0 | 0 | 0 | 0 | -299 | 299 | 0 | 0.21682 | 0 | -110 | 110 | 0 | 0.17974 | 0
427 | 0 | 427 | 0 | 0.26638 | 0 | 0 | 0 | 0 | 0 | 174 | 0 | 174 | 0 | 0.10747 | -218 | 218 | 0 | 0.35621 | 0
907 | 0 | 907 | 0 | 0.56581 | 0 | 0 | 0 | 0 | 0 | 655 | 0 | 655 | 0 | 0.40457 | -11 | 11 | 0 | 0.017974 | 0
948 | 0 | 948 | 0 | 0.59139 | 0 | 0 | 0 | 0 | 0 | 1152 | 0 | 1152 | 0 | 0.71155 | 83 | 0 | 83 | 0 | 0.1395
942 | 0 | 942 | 0 | 0.58765 | 0 | 0 | 0 | 0 | 0 | 1327 | 0 | 1327 | 0 | 0.81964 | 3 | 0 | 3 | 0 | 0.005042
942 | 0 | 942 | 0 | 0.58765 | 0 | 0 | 0 | 0 | 0 | 1374 | 0 | 1374 | 0 | 0.84867 | 161 | 0 | 161 | 0 | 0.27059
941 | 0 | 941 | 0 | 0.58702 | 0 | 0 | 0 | 0 | 0 | 1372 | 0 | 1372 | 0 | 0.84744 | 156 | 0 | 156 | 0 | 0.26218
861 | 0 | 861 | 0 | 0.53712 | 0 | 0 | 0 | 0 | 0 | 966 | 0 | 966 | 0 | 0.59666 | 187 | 0 | 187 | 0 | 0.31429
486 | 0 | 486 | 0 | 0.30318 | 0 | 0 | 0 | 0 | 0 | 173 | 0 | 173 | 0 | 0.10686 | -222 | 222 | 0 | 0.36275 | 0
89 | 0 | 89 | 0 | 0.055521 | 0 | 0 | 0 | 0 | 0 | -316 | 316 | 0 | 0.22915 | 0 | -468 | 468 | 0 | 0.76471 | 0
-160 | 160 | 0 | 0.12955 | 0 | 0 | 0 | 0 | 0 | 0 | -301 | 301 | 0 | 0.21827 | 0 | -523 | 523 | 0 | 0.85458 | 0
-142 | 142 | 0 | 0.11498 | 0 | 0 | 0 | 0 | 0 | 0 | -398 | 398 | 0 | 0.28861 | 0 | -534 | 534 | 0 | 0.87255 | 0
-266 | 266 | 0 | 0.21538 | 0 | 0 | 0 | 0 | 0 | 0 | -605 | 605 | 0 | 0.43872 | 0 | -534 | 534 | 0 | 0.87255 | 0
-323 | 323 | 0 | 0.26154 | 0 | 0 | 0 | 0 | 0 | 0 | -657 | 657 | 0 | 0.47643 | 0 | -552 | 552 | 0 | 0.90196 | 0
-303 | 303 | 0 | 0.24534 | 0 | 0 | 0 | 0 | 0 | 0 | -689 | 689 | 0 | 0.49964 | 0 | -540 | 540 | 0 | 0.88235 | 0
-356 | 356 | 0 | 0.28826 | 0 | 0 | 0 | 0 | 0 | 0 | -918 | 918 | 0 | 0.6657 | 0 | -586 | 586 | 0 | 0.95752 | 0
-696 | 696 | 0 | 0.56356 | 0 | 0 | 0 | 0 | 0 | 0 | -976 | 976 | 0 | 0.70776 | 0 | -554 | 554 | 0 | 0.90523 | 0
-706 | 706 | 0 | 0.57166 | 0 | 0 | 0 | 0 | 0 | 0 | -997 | 997 | 0 | 0.72299 | 0 | -607 | 607 | 0 | 0.99183 | 0
-926 | 926 | 0 | 0.7498 | 0 | 0 | 0 | 0 | 0 | 0 | -870 | 870 | 0 | 0.63089 | 0 | -608 | 608 | 0 | 0.99346 | 0
-978 | 978 | 0 | 0.7919 | 0 | 0 | 0 | 0 | 0 | 0 | -1032 | 1032 | 0 | 0.74837 | 0 | -608 | 608 | 0 | 0.99346 | 0
-980 | 980 | 0 | 0.79352 | 0 | 0 | 0 | 0 | 0 | 0 | -1151 | 1151 | 0 | 0.83466 | 0 | -608 | 608 | 0 | 0.99346 | 0
-978 | 978 | 0 | 0.7919 | 0 | 0 | 0 | 0 | 0 | 0 | -1252 | 1252 | 0 | 0.9079 | 0 | -608 | 608 | 0 | 0.99346 | 0
-980 | 980 | 0 | 0.79352 | 0 | 0 | 0 | 0 | 0 | 0 | -982 | 982 | 0 | 0.71211 | 0 | -608 | 608 | 0 | 0.99346 | 0
-978 | 978 | 0 | 0.7919 | 0 | 0 | 0 | 0 | 0 | 0 | -1049 | 1049 | 0 | 0.7607 | 0 | -608 | 608 | 0 | 0.99346 | 0
-978 | 978 | 0 | 0.7919 | 0 | 0 | 0 | 0 | 0 | 0 | -933 | 933 | 0 | 0.67658 | 0 | -609 | 609 | 0 | 0.9951 | 0
-980 | 980 | 0 | 0.79352 | 0 | 0 | 0 | 0 | 0 | 0 | -951 | 951 | 0 | 0.68963 | 0 | -522 | 522 | 0 | 0.85294 | 0
-979 | 979 | 0 | 0.79271 | 0 | 0 | 0 | 0 | 0 | 0 | -1022 | 1022 | 0 | 0.74112 | 0 | -381 | 381 | 0 | 0.62255 | 0
-949 | 949 | 0 | 0.76842 | 0 | 0 | 0 | 0 | 0 | 0 | -962 | 962 | 0 | 0.69761 | 0 | -101 | 101 | 0 | 0.16503 | 0
-361 | 361 | 0 | 0.29231 | 0 | 0 | 0 | 0 | 0 | 0 | -557 | 557 | 0 | 0.40392 | 0 | -57 | 57 | 0 | 0.093137 | 0
209 | 0 | 209 | 0 | 0.13038 | 0 | 0 | 0 | 0 | 0 | 109 | 0 | 109 | 0 | 0.067326 | 2 | 0 | 2 | 0 | 0.0033613
180 | 0 | 180 | 0 | 0.11229 | 0 | 0 | 0 | 0 | 0 | -170 | 170 | 0 | 0.12328 | 0 | 1 | 0 | 1 | 0 | 0.0016807
-363 | 363 | 0 | 0.29393 | 0 | 0 | 0 | 0 | 0 | 0 | -463 | 463 | 0 | 0.33575 | 0 | -55 | 55 | 0 | 0.089869 | 0
-947 | 947 | 0 | 0.7668 | 0 | 0 | 0 | 0 | 0 | 0 | -1244 | 1244 | 0 | 0.9021 | 0 | -501 | 501 | 0 | 0.81863 | 0
-979 | 979 | 0 | 0.79271 | 0 | 0 | 0 | 0 | 0 | 0 | -1185 | 1185 | 0 | 0.85932 | 0 | -596 | 596 | 0 | 0.97386 | 0
-979 | 979 | 0 | 0.79271 | 0 | 0 | 0 | 0 | 0 | 0 | -1211 | 1211 | 0 | 0.87817 | 0 | -608 | 608 | 0 | 0.99346 | 0
-979 | 979 | 0 | 0.79271 | 0 | 0 | 0 | 0 | 0 | 0 | -1290 | 1290 | 0 | 0.93546 | 0 | -608 | 608 | 0 | 0.99346 | 0
-980 | 980 | 0 | 0.79352 | 0 | 0 | 0 | 0 | 0 | 0 | -1171 | 1171 | 0 | 0.84917 | 0 | -608 | 608 | 0 | 0.99346 | 0
-956 | 956 | 0 | 0.77409 | 0 | 0 | 0 | 0 | 0 | 0 | -1271 | 1271 | 0 | 0.92168 | 0 | -608 | 608 | 0 | 0.99346 | 0
-654 | 654 | 0 | 0.52955 | 0 | 0 | 0 | 0 | 0 | 0 | -1296 | 1296 | 0 | 0.93981 | 0 | -608 | 608 | 0 | 0.99346 | 0
-633 | 633 | 0 | 0.51255 | 0 | 0 | 0 | 0 | 0 | 0 | -1311 | 1311 | 0 | 0.95069 | 0 | -608 | 608 | 0 | 0.99346 | 0
-635 | 635 | 0 | 0.51417 | 0 | 0 | 0 | 0 | 0 | 0 | -1210 | 1210 | 0 | 0.87745 | 0 | -608 | 608 | 0 | 0.99346 | 0
-648 | 648 | 0 | 0.5247 | 0 | 0 | 0 | 0 | 0 | 0 | -1141 | 1141 | 0 | 0.82741 | 0 | -608 | 608 | 0 | 0.99346 | 0
-966 | 966 | 0 | 0.78219 | 0 | 0 | 0 | 0 | 0 | 0 | -1160 | 1160 | 0 | 0.84119 | 0 | -608 | 608 | 0 | 0.99346 | 0
-979 | 979 | 0 | 0.79271 | 0 | 0 | 0 | 0 | 0 | 0 | -1066 | 1066 | 0 | 0.77302 | 0 | -608 | 608 | 0 | 0.99346 | 0
-978 | 978 | 0 | 0.7919 | 0 | 0 | 0 | 0 | 0 | 0 | -1143 | 1143 | 0 | 0.82886 | 0 | -608 | 608 | 0 | 0.99346 | 0
-979 | 979 | 0 | 0.79271 | 0 | 0 | 0 | 0 | 0 | 0 | -1153 | 1153 | 0 | 0.83611 | 0 | -608 | 608 | 0 | 0.99346 | 0
-979 | 979 | 0 | 0.79271 | 0 | 0 | 0 | 0 | 0 | 0 | -1247 | 1247 | 0 | 0.90428 | 0 | -608 | 608 | 0 | 0.99346 | 0
-979 | 979 | 0 | 0.79271 | 0 | 0 | 0 | 0 | 0 | 0 | -1122 | 1122 | 0 | 0.81363 | 0 | -608 | 608 | 0 | 0.99346 | 0
-979 | 979 | 0 | 0.79271 | 0 | 0 | 0 | 0 | 0 | 0 | -1214 | 1214 | 0 | 0.88035 | 0 | -609 | 609 | 0 | 0.9951 | 0
-951 | 951 | 0 | 0.77004 | 0 | 0 | 0 | 0 | 0 | 0 | -1095 | 1095 | 0 | 0.79405 | 0 | -217 | 217 | 0 | 0.35458 | 0
-515 | 515 | 0 | 0.417 | 0 | 0 | 0 | 0 | 0 | 0 | -1124 | 1124 | 0 | 0.81508 | 0 | -4 | 4 | 0 | 0.0065359 | 0
83 | 0 | 83 | 0 | 0.051778 | 0 | 0 | 0 | 0 | 0 | -151 | 151 | 0 | 0.1095 | 0 | -57 | 57 | 0 | 0.093137 | 0
662 | 0 | 662 | 0 | 0.41298 | 0 | 0 | 0 | 0 | 0 | 506 | 0 | 506 | 0 | 0.31254 | 2 | 0 | 2 | 0 | 0.0033613
906 | 0 | 906 | 0 | 0.56519 | 0 | 0 | 0 | 0 | 0 | 476 | 0 | 476 | 0 | 0.29401 | 157 | 0 | 157 | 0 | 0.26387
585 | 0 | 585 | 0 | 0.36494 | 0 | 0 | 0 | 0 | 0 | 474 | 0 | 474 | 0 | 0.29277 | 401 | 0 | 401 | 0 | 0.67395
70 | 0 | 70 | 0 | 0.043668 | 0 | 0 | 0 | 0 | 0 | 57 | 0 | 57 | 0 | 0.035207 | 1 | 0 | 1 | 0 | 0.0016807
-595 | 595 | 0 | 0.48178 | 0 | 0 | 0 | 0 | 0 | 0 | -675 | 675 | 0 | 0.48949 | 0 | -485 | 485 | 0 | 0.79248 | 0
-955 | 955 | 0 | 0.77328 | 0 | 0 | 0 | 0 | 0 | 0 | -1011 | 1011 | 0 | 0.73314 | 0 | -608 | 608 | 0 | 0.99346 | 0
-970 | 970 | 0 | 0.78543 | 0 | 0 | 0 | 0 | 0 | 0 | -1061 | 1061 | 0 | 0.7694 | 0 | -608 | 608 | 0 | 0.99346 | 0
-852 | 852 | 0 | 0.68988 | 0 | 0 | 0 | 0 | 0 | 0 | -986 | 986 | 0 | 0.71501 | 0 | -608 | 608 | 0 | 0.99346 | 0
-837 | 837 | 0 | 0.67773 | 0 | 0 | 0 | 0 | 0 | 0 | -970 | 970 | 0 | 0.70341 | 0 | -608 | 608 | 0 | 0.99346 | 0
-720 | 720 | 0 | 0.583 | 0 | 0 | 0 | 0 | 0 | 0 | -952 | 952 | 0 | 0.69036 | 0 | -608 | 608 | 0 | 0.99346 | 0
-461 | 461 | 0 | 0.37328 | 0 | 0 | 0 | 0 | 0 | 0 | -959 | 959 | 0 | 0.69543 | 0 | -558 | 558 | 0 | 0.91176 | 0
-297 | 297 | 0 | 0.24049 | 0 | 0 | 0 | 0 | 0 | 0 | -891 | 891 | 0 | 0.64612 | 0 | -455 | 455 | 0 | 0.74346 | 0
-144 | 144 | 0 | 0.1166 | 0 | 0 | 0 | 0 | 0 | 0 | -718 | 718 | 0 | 0.52067 | 0 | -428 | 428 | 0 | 0.69935 | 0
-94 | 94 | 0 | 0.076113 | 0 | 0 | 0 | 0 | 0 | 0 | -726 | 726 | 0 | 0.52647 | 0 | -393 | 393 | 0 | 0.64216 | 0
-209 | 209 | 0 | 0.16923 | 0 | 0 | 0 | 0 | 0 | 0 | -698 | 698 | 0 | 0.50616 | 0 | -392 | 392 | 0 | 0.64052 | 0
-318 | 318 | 0 | 0.25749 | 0 | 0 | 0 | 0 | 0 | 0 | -739 | 739 | 0 | 0.5359 | 0 | -449 | 449 | 0 | 0.73366 | 0
-16 | 16 | 0 | 0.012955 | 0 | 0 | 0 | 0 | 0 | 0 | -600 | 600 | 0 | 0.4351 | 0 | -393 | 393 | 0 | 0.64216 | 0
284 | 0 | 284 | 0 | 0.17717 | 0 | 0 | 0 | 0 | 0 | -419 | 419 | 0 | 0.30384 | 0 | -336 | 336 | 0 | 0.54902 | 0
553 | 0 | 553 | 0 | 0.34498 | 0 | 0 | 0 | 0 | 0 | -215 | 215 | 0 | 0.15591 | 0 | -246 | 246 | 0 | 0.40196 | 0
688 | 0 | 688 | 0 | 0.4292 | 0 | 0 | 0 | 0 | 0 | -157 | 157 | 0 | 0.11385 | 0 | -191 | 191 | 0 | 0.31209 | 0
803 | 0 | 803 | 0 | 0.50094 | 0 | 0 | 0 | 0 | 0 | -224 | 224 | 0 | 0.16244 | 0 | -191 | 191 | 0 | 0.31209 | 0
936 | 0 | 936 | 0 | 0.58391 | 0 | 0 | 0 | 0 | 0 | 93 | 0 | 93 | 0 | 0.057443 | -116 | 116 | 0 | 0.18954 | 0
945 | 0 | 945 | 0 | 0.58952 | 0 | 0 | 0 | 0 | 0 | 627 | 0 | 627 | 0 | 0.38728 | -1 | 1 | 0 | 0.001634 | 0
945 | 0 | 945 | 0 | 0.58952 | 0 | 0 | 0 | 0 | 0 | 912 | 0 | 912 | 0 | 0.56331 | 1 | 0 | 1 | 0 | 0.0016807
945 | 0 | 945 | 0 | 0.58952 | 0 | 0 | 0 | 0 | 0 | 878 | 0 | 878 | 0 | 0.54231 | 1 | 0 | 1 | 0 | 0.0016807
945 | 0 | 945 | 0 | 0.58952 | 0 | 0 | 0 | 0 | 0 | 1423 | 0 | 1423 | 0 | 0.87894 | 255 | 0 | 255 | 0 | 0.42857
945 | 0 | 945 | 0 | 0.58952 | 0 | 0 | 0 | 0 | 0 | 1431 | 0 | 1431 | 0 | 0.88388 | 273 | 0 | 273 | 0 | 0.45882
946 | 0 | 946 | 0 | 0.59014 | 0 | 0 | 0 | 0 | 0 | 1397 | 0 | 1397 | 0 | 0.86288 | 298 | 0 | 298 | 0 | 0.50084
946 | 0 | 946 | 0 | 0.59014 | 0 | 0 | 0 | 0 | 0 | 1263 | 0 | 1263 | 0 | 0.78011 | 298 | 0 | 298 | 0 | 0.50084
941 | 0 | 941 | 0 | 0.58702 | 0 | 0 | 0 | 0 | 0 | 880 | 0 | 880 | 0 | 0.54355 | 24 | 0 | 24 | 0 | 0.040336
874 | 0 | 874 | 0 | 0.54523 | 0 | 0 | 0 | 0 | 0 | 121 | 0 | 121 | 0 | 0.074737 | 2 | 0 | 2 | 0 | 0.0033613
829 | 0 | 829 | 0 | 0.51716 | 0 | 0 | 0 | 0 | 0 | -370 | 370 | 0 | 0.26831 | 0 | -261 | 261 | 0 | 0.42647 | 0
727 | 0 | 727 | 0 | 0.45352 | 0 | 0 | 0 | 0 | 0 | -277 | 277 | 0 | 0.20087 | 0 | -268 | 268 | 0 | 0.43791 | 0
770 | 0 | 770 | 0 | 0.48035 | 0 | 0 | 0 | 0 | 0 | -147 | 147 | 0 | 0.1066 | 0 | -126 | 126 | 0 | 0.20588 | 0
661 | 0 | 661 | 0 | 0.41235 | 0 | 0 | 0 | 0 | 0 | -279 | 279 | 0 | 0.20232 | 0 | -211 | 211 | 0 | 0.34477 | 0
545 | 0 | 545 | 0 | 0.33999 | 0 | 0 | 0 | 0 | 0 | -239 | 239 | 0 | 0.17331 | 0 | -189 | 189 | 0 | 0.30882 | 0
731 | 0 | 731 | 0 | 0.45602 | 0 | 0 | 0 | 0 | 0 | -243 | 243 | 0 | 0.17621 | 0 | -87 | 87 | 0 | 0.14216 | 0
763 | 0 | 763 | 0 | 0.47598 | 0 | 0 | 0 | 0 | 0 | -241 | 241 | 0 | 0.17476 | 0 | 94 | 0 | 94 | 0 | 0.15798
386 | 0 | 386 | 0 | 0.2408 | 0 | 0 | 0 | 0 | 0 | -65 | 65 | 0 | 0.047136 | 0 | -69 | 69 | 0 | 0.11275 | 0
320 | 0 | 320 | 0 | 0.19963 | 0 | 0 | 0 | 0 | 0 | -263 | 263 | 0 | 0.19072 | 0 | -300 | 300 | 0 | 0.4902 | 0
622 | 0 | 622 | 0 | 0.38802 | 0 | 0 | 0 | 0 | 0 | -283 | 283 | 0 | 0.20522 | 0 | -329 | 329 | 0 | 0.53758 | 0
777 | 0 | 777 | 0 | 0.48472 | 0 | 0 | 0 | 0 | 0 | -202 | 202 | 0 | 0.14648 | 0 | -281 | 281 | 0 | 0.45915 | 0
770 | 0 | 770 | 0 | 0.48035 | 0 | 0 | 0 | 0 | 0 | -234 | 234 | 0 | 0.16969 | 0 | -213 | 213 | 0 | 0.34804 | 0
724 | 0 | 724 | 0 | 0.45165 | 0 | 0 | 0 | 0 | 0 | 78 | 0 | 78 | 0 | 0.048178 | -197 | 197 | 0 | 0.3219 | 0
719 | 0 | 719 | 0 | 0.44853 | 0 | 0 | 0 | 0 | 0 | 49 | 0 | 49 | 0 | 0.030266 | -184 | 184 | 0 | 0.30065 | 0
936 | 0 | 936 | 0 | 0.58391 | 0 | 0 | 0 | 0 | 0 | 544 | 0 | 544 | 0 | 0.33601 | -173 | 173 | 0 | 0.28268 | 0
945 | 0 | 945 | 0 | 0.58952 | 0 | 0 | 0 | 0 | 0 | 885 | 0 | 885 | 0 | 0.54663 | 222 | 0 | 222 | 0 | 0.37311
945 | 0 | 945 | 0 | 0.58952 | 0 | 0 | 0 | 0 | 0 | 976 | 0 | 976 | 0 | 0.60284 | 274 | 0 | 274 | 0 | 0.4605
946 | 0 | 946 | 0 | 0.59014 | 0 | 0 | 0 | 0 | 0 | 1144 | 0 | 1144 | 0 | 0.70661 | 273 | 0 | 273 | 0 | 0.45882
946 | 0 | 946 | 0 | 0.59014 | 0 | 0 | 0 | 0 | 0 | 1229 | 0 | 1229 | 0 | 0.75911 | 298 | 0 | 298 | 0 | 0.50084
945 | 0 | 945 | 0 | 0.58952 | 0 | 0 | 0 | 0 | 0 | 1284 | 0 | 1284 | 0 | 0.79308 | 298 | 0 | 298 | 0 | 0.50084
946 | 0 | 946 | 0 | 0.59014 | 0 | 0 | 0 | 0 | 0 | 1318 | 0 | 1318 | 0 | 0.81408 | 298 | 0 | 298 | 0 | 0.50084
946 | 0 | 946 | 0 | 0.59014 | 0 | 0 | 0 | 0 | 0 | 1356 | 0 | 1356 | 0 | 0.83755 | 297 | 0 | 297 | 0 | 0.49916
946 | 0 | 946 | 0 | 0.59014 | 0 | 0 | 0 | 0 | 0 | 1311 | 0 | 1311 | 0 | 0.80976 | 395 | 0 | 395 | 0 | 0.66387
946 | 0 | 946 | 0 | 0.59014 | 0 | 0 | 0 | 0 | 0 | 1180 | 0 | 1180 | 0 | 0.72884 | 397 | 0 | 397 | 0 | 0.66723
924 | 0 | 924 | 0 | 0.57642 | 0 | 0 | 0 | 0 | 0 | 1028 | 0 | 1028 | 0 | 0.63496 | 312 | 0 | 312 | 0 | 0.52437
478 | 0 | 478 | 0 | 0.29819 | 0 | 0 | 0 | 0 | 0 | 762 | 0 | 762 | 0 | 0.47066 | 10 | 0 | 10 | 0 | 0.016807
454 | 0 | 454 | 0 | 0.28322 | 0 | 0 | 0 | 0 | 0 | 182 | 0 | 182 | 0 | 0.11242 | -76 | 76 | 0 | 0.12418 | 0
888 | 0 | 888 | 0 | 0.55396 | 0 | 0 | 0 | 0 | 0 | -11 | 11 | 0 | 0.0079768 | 0 | -339 | 339 | 0 | 0.55392 | 0
943 | 0 | 943 | 0 | 0.58827 | 0 | 0 | 0 | 0 | 0 | 453 | 0 | 453 | 0 | 0.2798 | 36 | 0 | 36 | 0 | 0.060504
944 | 0 | 944 | 0 | 0.5889 | 0 | 0 | 0 | 0 | 0 | 827 | 0 | 827 | 0 | 0.51081 | 373 | 0 | 373 | 0 | 0.62689
946 | 0 | 946 | 0 | 0.59014 | 0 | 0 | 0 | 0 | 0 | 841 | 0 | 841 | 0 | 0.51946 | 300 | 0 | 300 | 0 | 0.5042
936 | 0 | 936 | 0 | 0.58391 | 0 | 0 | 0 | 0 | 0 | 810 | 0 | 810 | 0 | 0.50031 | 298 | 0 | 298 | 0 | 0.50084
718 | 0 | 718 | 0 | 0.44791 | 0 | 0 | 0 | 0 | 0 | -6 | 6 | 0 | 0.004351 | 0 | -173 | 173 | 0 | 0.28268 | 0
619 | 0 | 619 | 0 | 0.38615 | 0 | 0 | 0 | 0 | 0 | -418 | 418 | 0 | 0.30312 | 0 | -381 | 381 | 0 | 0.62255 | 0
690 | 0 | 690 | 0 | 0.43044 | 0 | 0 | 0 | 0 | 0 | -350 | 350 | 0 | 0.25381 | 0 | -320 | 320 | 0 | 0.52288 | 0
839 | 0 | 839 | 0 | 0.52339 | 0 | 0 | 0 | 0 | 0 | -258 | 258 | 0 | 0.18709 | 0 | -247 | 247 | 0 | 0.40359 | 0
892 | 0 | 892 | 0 | 0.55646 | 0 | 0 | 0 | 0 | 0 | -169 | 169 | 0 | 0.12255 | 0 | -215 | 215 | 0 | 0.35131 | 0
913 | 0 | 913 | 0 | 0.56956 | 0 | 0 | 0 | 0 | 0 | -57 | 57 | 0 | 0.041334 | 0 | -215 | 215 | 0 | 0.35131 | 0
945 | 0 | 945 | 0 | 0.58952 | 0 | 0 | 0 | 0 | 0 | 177 | 0 | 177 | 0 | 0.10933 | -9 | 9 | 0 | 0.014706 | 0
944 | 0 | 944 | 0 | 0.5889 | 0 | 0 | 0 | 0 | 0 | 439 | 0 | 439 | 0 | 0.27116 | 371 | 0 | 371 | 0 | 0.62353
946 | 0 | 946 | 0 | 0.59014 | 0 | 0 | 0 | 0 | 0 | 954 | 0 | 954 | 0 | 0.58925 | 447 | 0 | 447 | 0 | 0.75126
944 | 0 | 944 | 0 | 0.5889 | 0 | 0 | 0 | 0 | 0 | 999 | 0 | 999 | 0 | 0.61705 | 473 | 0 | 473 | 0 | 0.79496
944 | 0 | 944 | 0 | 0.5889 | 0 | 0 | 0 | 0 | 0 | 1087 | 0 | 1087 | 0 | 0.6714 | 488 | 0 | 488 | 0 | 0.82017
942 | 0 | 942 | 0 | 0.58765 | 0 | 0 | 0 | 0 | 0 | 959 | 0 | 959 | 0 | 0.59234 | 451 | 0 | 451 | 0 | 0.75798
860 | 0 | 860 | 0 | 0.53649 | 0 | 0 | 0 | 0 | 0 | 198 | 0 | 198 | 0 | 0.1223 | 129 | 0 | 129 | 0 | 0.21681
280 | 0 | 280 | 0 | 0.17467 | 0 | 0 | 0 | 0 | 0 | -1090 | 1090 | 0 | 0.79043 | 0 | -378 | 378 | 0 | 0.61765 | 0
-291 | 291 | 0 | 0.23563 | 0 | 0 | 0 | 0 | 0 | 0 | -972 | 972 | 0 | 0.70486 | 0 | -347 | 347 | 0 | 0.56699 | 0
-467 | 467 | 0 | 0.37814 | 0 | 0 | 0 | 0 | 0 | 0 | -976 | 976 | 0 | 0.70776 | 0 | -344 | 344 | 0 | 0.56209 | 0
-349 | 349 | 0 | 0.28259 | 0 | 0 | 0 | 0 | 0 | 0 | -997 | 997 | 0 | 0.72299 | 0 | -345 | 345 | 0 | 0.56373 | 0
-349 | 349 | 0 | 0.28259 | 0 | 0 | 0 | 0 | 0 | 0 | -1209 | 1209 | 0 | 0.87672 | 0 | -345 | 345 | 0 | 0.56373 | 0
-357 | 357 | 0 | 0.28907 | 0 | 0 | 0 | 0 | 0 | 0 | -1163 | 1163 | 0 | 0.84336 | 0 | -345 | 345 | 0 | 0.56373 | 0
-492 | 492 | 0 | 0.39838 | 0 | 0 | 0 | 0 | 0 | 0 | -1106 | 1106 | 0 | 0.80203 | 0 | -345 | 345 | 0 | 0.56373 | 0
-500 | 500 | 0 | 0.40486 | 0 | 0 | 0 | 0 | 0 | 0 | -1163 | 1163 | 0 | 0.84336 | 0 | -344 | 344 | 0 | 0.56209 | 0
-492 | 492 | 0 | 0.39838 | 0 | 0 | 0 | 0 | 0 | 0 | -1069 | 1069 | 0 | 0.7752 | 0 | -345 | 345 | 0 | 0.56373 | 0
-512 | 512 | 0 | 0.41457 | 0 | 0 | 0 | 0 | 0 | 0 | -983 | 983 | 0 | 0.71284 | 0 | -345 | 345 | 0 | 0.56373 | 0
-514 | 514 | 0 | 0.41619 | 0 | 0 | 0 | 0 | 0 | 0 | -1174 | 1174 | 0 | 0.85134 | 0 | -344 | 344 | 0 | 0.56209 | 0
-530 | 530 | 0 | 0.42915 | 0 | 0 | 0 | 0 | 0 | 0 | -1243 | 1243 | 0 | 0.90138 | 0 | -344 | 344 | 0 | 0.56209 | 0
-959 | 959 | 0 | 0.77652 | 0 | 0 | 0 | 0 | 0 | 0 | -1175 | 1175 | 0 | 0.85207 | 0 | -345 | 345 | 0 | 0.56373 | 0
-975 | 975 | 0 | 0.78947 | 0 | 0 | 0 | 0 | 0 | 0 | -1055 | 1055 | 0 | 0.76505 | 0 | -345 | 345 | 0 | 0.56373 | 0
-966 | 966 | 0 | 0.78219 | 0 | 0 | 0 | 0 | 0 | 0 | -1059 | 1059 | 0 | 0.76795 | 0 | -345 | 345 | 0 | 0.56373 | 0
-977 | 977 | 0 | 0.79109 | 0 | 0 | 0 | 0 | 0 | 0 | -994 | 994 | 0 | 0.72081 | 0 | -345 | 345 | 0 | 0.56373 | 0
-977 | 977 | 0 | 0.79109 | 0 | 0 | 0 | 0 | 0 | 0 | -821 | 821 | 0 | 0.59536 | 0 | -345 | 345 | 0 | 0.56373 | 0
-978 | 978 | 0 | 0.7919 | 0 | 0 | 0 | 0 | 0 | 0 | -449 | 449 | 0 | 0.3256 | 0 | -28 | 28 | 0 | 0.045752 | 0
-972 | 972 | 0 | 0.78704 | 0 | 0 | 0 | 0 | 0 | 0 | -156 | 156 | 0 | 0.11313 | 0 | 2 | 0 | 2 | 0 | 0.0033613
-697 | 697 | 0 | 0.56437 | 0 | 0 | 0 | 0 | 0 | 0 | -504 | 504 | 0 | 0.36548 | 0 | 2 | 0 | 2 | 0 | 0.0033613
-107 | 107 | 0 | 0.08664 | 0 | 0 | 0 | 0 | 0 | 0 | 176 | 0 | 176 | 0 | 0.10871 | 2 | 0 | 2 | 0 | 0.0033613
458 | 0 | 458 | 0 | 0.28571 | 0 | 0 | 0 | 0 | 0 | 828 | 0 | 828 | 0 | 0.51143 | 2 | 0 | 2 | 0 | 0.0033613
216 | 0 | 216 | 0 | 0.13475 | 0 | 0 | 0 | 0 | 0 | 305 | 0 | 305 | 0 | 0.18839 | 2 | 0 | 2 | 0 | 0.0033613
-369 | 369 | 0 | 0.29879 | 0 | 0 | 0 | 0 | 0 | 0 | -912 | 912 | 0 | 0.66135 | 0 | -90 | 90 | 0 | 0.14706 | 0
-937 | 937 | 0 | 0.7587 | 0 | 0 | 0 | 0 | 0 | 0 | -919 | 919 | 0 | 0.66642 | 0 | -329 | 329 | 0 | 0.53758 | 0
-978 | 978 | 0 | 0.7919 | 0 | 0 | 0 | 0 | 0 | 0 | -905 | 905 | 0 | 0.65627 | 0 | -345 | 345 | 0 | 0.56373 | 0
-977 | 977 | 0 | 0.79109 | 0 | 0 | 0 | 0 | 0 | 0 | -829 | 829 | 0 | 0.60116 | 0 | -345 | 345 | 0 | 0.56373 | 0
-977 | 977 | 0 | 0.79109 | 0 | 0 | 0 | 0 | 0 | 0 | -786 | 786 | 0 | 0.56998 | 0 | -344 | 344 | 0 | 0.56209 | 0
-977 | 977 | 0 | 0.79109 | 0 | 0 | 0 | 0 | 0 | 0 | -843 | 843 | 0 | 0.61131 | 0 | -344 | 344 | 0 | 0.56209 | 0
-550 | 550 | 0 | 0.44534 | 0 | 0 | 0 | 0 | 0 | 0 | -668 | 668 | 0 | 0.48441 | 0 | -344 | 344 | 0 | 0.56209 | 0
-408 | 408 | 0 | 0.33036 | 0 | 0 | 0 | 0 | 0 | 0 | -455 | 455 | 0 | 0.32995 | 0 | -344 | 344 | 0 | 0.56209 | 0
-665 | 665 | 0 | 0.53846 | 0 | 0 | 0 | 0 | 0 | 0 | -494 | 494 | 0 | 0.35823 | 0 | -344 | 344 | 0 | 0.56209 | 0
-663 | 663 | 0 | 0.53684 | 0 | 0 | 0 | 0 | 0 | 0 | -518 | 518 | 0 | 0.37563 | 0 | -344 | 344 | 0 | 0.56209 | 0
-636 | 636 | 0 | 0.51498 | 0 | 0 | 0 | 0 | 0 | 0 | -481 | 481 | 0 | 0.3488 | 0 | -344 | 344 | 0 | 0.56209 | 0
-636 | 636 | 0 | 0.51498 | 0 | 0 | 0 | 0 | 0 | 0 | -473 | 473 | 0 | 0.343 | 0 | -344 | 344 | 0 | 0.56209 | 0
-636 | 636 | 0 | 0.51498 | 0 | 0 | 0 | 0 | 0 | 0 | -660 | 660 | 0 | 0.47861 | 0 | -344 | 344 | 0 | 0.56209 | 0
-635 | 635 | 0 | 0.51417 | 0 | 0 | 0 | 0 | 0 | 0 | -901 | 901 | 0 | 0.65337 | 0 | -344 | 344 | 0 | 0.56209 | 0
-633 | 633 | 0 | 0.51255 | 0 | 0 | 0 | 0 | 0 | 0 | -893 | 893 | 0 | 0.64757 | 0 | -344 | 344 | 0 | 0.56209 | 0
-632 | 632 | 0 | 0.51174 | 0 | 0 | 0 | 0 | 0 | 0 | -602 | 602 | 0 | 0.43655 | 0 | -345 | 345 | 0 | 0.56373 | 0
-626 | 626 | 0 | 0.50688 | 0 | 0 | 0 | 0 | 0 | 0 | -313 | 313 | 0 | 0.22698 | 0 | -345 | 345 | 0 | 0.56373 | 0
-536 | 536 | 0 | 0.43401 | 0 | 0 | 0 | 0 | 0 | 0 | -297 | 297 | 0 | 0.21537 | 0 | -345 | 345 | 0 | 0.56373 | 0
-530 | 530 | 0 | 0.42915 | 0 | 0 | 0 | 0 | 0 | 0 | 2 | 0 | 2 | 0 | 0.0012353 | -345 | 345 | 0 | 0.56373 | 0
-285 | 285 | 0 | 0.23077 | 0 | 0 | 0 | 0 | 0 | 0 | -333 | 333 | 0 | 0.24148 | 0 | -345 | 345 | 0 | 0.56373 | 0
103 | 0 | 103 | 0 | 0.064255 | 0 | 0 | 0 | 0 | 0 | -267 | 267 | 0 | 0.19362 | 0 | -272 | 272 | 0 | 0.44444 | 0
187 | 0 | 187 | 0 | 0.11666 | 0 | 0 | 0 | 0 | 0 | -178 | 178 | 0 | 0.12908 | 0 | -16 | 16 | 0 | 0.026144 | 0
534 | 0 | 534 | 0 | 0.33313 | 0 | 0 | 0 | 0 | 0 | 170 | 0 | 170 | 0 | 0.105 | 2 | 0 | 2 | 0 | 0.0033613
117 | 0 | 117 | 0 | 0.072988 | 0 | 0 | 0 | 0 | 0 | 49 | 0 | 49 | 0 | 0.030266 | 2 | 0 | 2 | 0 | 0.0033613
-416 | 416 | 0 | 0.33684 | 0 | 0 | 0 | 0 | 0 | 0 | -361 | 361 | 0 | 0.26178 | 0 | -314 | 314 | 0 | 0.51307 | 0
-622 | 622 | 0 | 0.50364 | 0 | 0 | 0 | 0 | 0 | 0 | -808 | 808 | 0 | 0.58593 | 0 | -345 | 345 | 0 | 0.56373 | 0
-631 | 631 | 0 | 0.51093 | 0 | 0 | 0 | 0 | 0 | 0 | -1045 | 1045 | 0 | 0.7578 | 0 | -344 | 344 | 0 | 0.56209 | 0
-529 | 529 | 0 | 0.42834 | 0 | -54 | 54 | 0 | 0.071053 | 0 | -1221 | 1221 | 0 | 0.88542 | 0 | -344 | 344 | 0 | 0.56209 | 0
-523 | 523 | 0 | 0.42348 | 0 | -41 | 41 | 0 | 0.053947 | 0 | -1256 | 1256 | 0 | 0.9108 | 0 | -344 | 344 | 0 | 0.56209 | 0
-523 | 523 | 0 | 0.42348 | 0 | 0 | 0 | 0 | 0 | 0 | -1196 | 1196 | 0 | 0.8673 | 0 | -344 | 344 | 0 | 0.56209 | 0
-560 | 560 | 0 | 0.45344 | 0 | -160 | 160 | 0 | 0.21053 | 0 | -1308 | 1308 | 0 | 0.94851 | 0 | -343 | 343 | 0 | 0.56046 | 0
-585 | 585 | 0 | 0.47368 | 0 | -278 | 278 | 0 | 0.36579 | 0 | -1270 | 1270 | 0 | 0.92096 | 0 | -343 | 343 | 0 | 0.56046 | 0
-526 | 526 | 0 | 0.42591 | 0 | -291 | 291 | 0 | 0.38289 | 0 | -1292 | 1292 | 0 | 0.93691 | 0 | -344 | 344 | 0 | 0.56209 | 0
-524 | 524 | 0 | 0.42429 | 0 | -294 | 294 | 0 | 0.38684 | 0 | -1284 | 1284 | 0 | 0.93111 | 0 | -343 | 343 | 0 | 0.56046 | 0
-934 | 934 | 0 | 0.75628 | 0 | -291 | 291 | 0 | 0.38289 | 0 | -1266 | 1266 | 0 | 0.91806 | 0 | -343 | 343 | 0 | 0.56046 | 0
-977 | 977 | 0 | 0.79109 | 0 | -291 | 291 | 0 | 0.38289 | 0 | -1180 | 1180 | 0 | 0.85569 | 0 | -343 | 343 | 0 | 0.56046 | 0
-976 | 976 | 0 | 0.79028 | 0 | -291 | 291 | 0 | 0.38289 | 0 | -1121 | 1121 | 0 | 0.81291 | 0 | -344 | 344 | 0 | 0.56209 | 0
-977 | 977 | 0 | 0.79109 | 0 | -291 | 291 | 0 | 0.38289 | 0 | -1222 | 1222 | 0 | 0.88615 | 0 | -343 | 343 | 0 | 0.56046 | 0
-977 | 977 | 0 | 0.79109 | 0 | -292 | 292 | 0 | 0.38421 | 0 | -1253 | 1253 | 0 | 0.90863 | 0 | -343 | 343 | 0 | 0.56046 | 0
-977 | 977 | 0 | 0.79109 | 0 | -292 | 292 | 0 | 0.38421 | 0 | -1206 | 1206 | 0 | 0.87455 | 0 | -344 | 344 | 0 | 0.56209 | 0
-976 | 976 | 0 | 0.79028 | 0 | -292 | 292 | 0 | 0.38421 | 0 | -1211 | 1211 | 0 | 0.87817 | 0 | -344 | 344 | 0 | 0.56209 | 0
-977 | 977 | 0 | 0.79109 | 0 | -292 | 292 | 0 | 0.38421 | 0 | -1299 | 1299 | 0 | 0.94199 | 0 | -344 | 344 | 0 | 0.56209 | 0
-977 | 977 | 0 | 0.79109 | 0 | -280 | 280 | 0 | 0.36842 | 0 | -1271 | 1271 | 0 | 0.92168 | 0 | -344 | 344 | 0 | 0.56209 | 0
-976 | 976 | 0 | 0.79028 | 0 | -292 | 292 | 0 | 0.38421 | 0 | -1297 | 1297 | 0 | 0.94054 | 0 | -344 | 344 | 0 | 0.56209 | 0
-978 | 978 | 0 | 0.7919 | 0 | -292 | 292 | 0 | 0.38421 | 0 | -1280 | 1280 | 0 | 0.92821 | 0 | -28 | 28 | 0 | 0.045752 | 0
-970 | 970 | 0 | 0.78543 | 0 | -285 | 285 | 0 | 0.375 | 0 | -451 | 451 | 0 | 0.32705 | 0 | 2 | 0 | 2 | 0 | 0.0033613
-667 | 667 | 0 | 0.54008 | 0 | -5 | 5 | 0 | 0.0065789 | 0 | 334 | 0 | 334 | 0 | 0.2063 | 2 | 0 | 2 | 0 | 0.0033613
-667 | 667 | 0 | 0.54008 | 0 | -9 | 9 | 0 | 0.011842 | 0 | 215 | 0 | 215 | 0 | 0.1328 | 2 | 0 | 2 | 0 | 0.0033613
-970 | 970 | 0 | 0.78543 | 0 | -287 | 287 | 0 | 0.37763 | 0 | -955 | 955 | 0 | 0.69253 | 0 | 2 | 0 | 2 | 0 | 0.0033613
-977 | 977 | 0 | 0.79109 | 0 | -291 | 291 | 0 | 0.38289 | 0 | -1266 | 1266 | 0 | 0.91806 | 0 | -315 | 315 | 0 | 0.51471 | 0
-977 | 977 | 0 | 0.79109 | 0 | -291 | 291 | 0 | 0.38289 | 0 | -1255 | 1255 | 0 | 0.91008 | 0 | -344 | 344 | 0 | 0.56209 | 0
-977 | 977 | 0 | 0.79109 | 0 | -291 | 291 | 0 | 0.38289 | 0 | -1285 | 1285 | 0 | 0.93183 | 0 | -343 | 343 | 0 | 0.56046 | 0
-977 | 977 | 0 | 0.79109 | 0 | -291 | 291 | 0 | 0.38289 | 0 | -1269 | 1269 | 0 | 0.92023 | 0 | -344 | 344 | 0 | 0.56209 | 0
-976 | 976 | 0 | 0.79028 | 0 | -291 | 291 | 0 | 0.38289 | 0 | -1308 | 1308 | 0 | 0.94851 | 0 | -344 | 344 | 0 | 0.56209 | 0
-977 | 977 | 0 | 0.79109 | 0 | -291 | 291 | 0 | 0.38289 | 0 | -1264 | 1264 | 0 | 0.91661 | 0 | -344 | 344 | 0 | 0.56209 | 0
-976 | 976 | 0 | 0.79028 | 0 | -291 | 291 | 0 | 0.38289 | 0 | -1262 | 1262 | 0 | 0.91516 | 0 | -344 | 344 | 0 | 0.56209 | 0
-976 | 976 | 0 | 0.79028 | 0 | -291 | 291 | 0 | 0.38289 | 0 | -1236 | 1236 | 0 | 0.8963 | 0 | -344 | 344 | 0 | 0.56209 | 0
-975 | 975 | 0 | 0.78947 | 0 | -291 | 291 | 0 | 0.38289 | 0 | -1247 | 1247 | 0 | 0.90428 | 0 | -344 | 344 | 0 | 0.56209 | 0
-972 | 972 | 0 | 0.78704 | 0 | -291 | 291 | 0 | 0.38289 | 0 | -1299 | 1299 | 0 | 0.94199 | 0 | -344 | 344 | 0 | 0.56209 | 0
-979 | 979 | 0 | 0.79271 | 0 | -291 | 291 | 0 | 0.38289 | 0 | -1154 | 1154 | 0 | 0.83684 | 0 | -343 | 343 | 0 | 0.56046 | 0
-979 | 979 | 0 | 0.79271 | 0 | -291 | 291 | 0 | 0.38289 | 0 | -1296 | 1296 | 0 | 0.93981 | 0 | -343 | 343 | 0 | 0.56046 | 0
-979 | 979 | 0 | 0.79271 | 0 | -291 | 291 | 0 | 0.38289 | 0 | -1285 | 1285 | 0 | 0.93183 | 0 | -343 | 343 | 0 | 0.56046 | 0
-977 | 977 | 0 | 0.79109 | 0 | -291 | 291 | 0 | 0.38289 | 0 | -1284 | 1284 | 0 | 0.93111 | 0 | -343 | 343 | 0 | 0.56046 | 0
-978 | 978 | 0 | 0.7919 | 0 | -291 | 291 | 0 | 0.38289 | 0 | -1240 | 1240 | 0 | 0.8992 | 0 | -344 | 344 | 0 | 0.56209 | 0
-978 | 978 | 0 | 0.7919 | 0 | -291 | 291 | 0 | 0.38289 | 0 | -1284 | 1284 | 0 | 0.93111 | 0 | -344 | 344 | 0 | 0.56209 | 0
-977 | 977 | 0 | 0.79109 | 0 | -291 | 291 | 0 | 0.38289 | 0 | -1304 | 1304 | 0 | 0.94561 | 0 | -344 | 344 | 0 | 0.56209 | 0
-978 | 978 | 0 | 0.7919 | 0 | -291 | 291 | 0 | 0.38289 | 0 | -1189 | 1189 | 0 | 0.86222 | 0 | -331 | 331 | 0 | 0.54085 | 0
-979 | 979 | 0 | 0.79271 | 0 | -280 | 280 | 0 | 0.36842 | 0 | -1234 | 1234 | 0 | 0.89485 | 0 | -25 | 25 | 0 | 0.04085 | 0
-980 | 980 | 0 | 0.79352 | 0 | -253 | 253 | 0 | 0.33289 | 0 | -937 | 937 | 0 | 0.67948 | 0 | 2 | 0 | 2 | 0 | 0.0033613
-928 | 928 | 0 | 0.75142 | 0 | -274 | 274 | 0 | 0.36053 | 0 | -680 | 680 | 0 | 0.49311 | 0 | 2 | 0 | 2 | 0 | 0.0033613
-658 | 658 | 0 | 0.53279 | 0 | 62 | 0 | 62 | 0 | 0.084125 | -16 | 16 | 0 | 0.011603 | 0 | 2 | 0 | 2 | 0 | 0.0033613
-657 | 657 | 0 | 0.53198 | 0 | -8 | 8 | 0 | 0.010526 | 0 | 34 | 0 | 34 | 0 | 0.021001 | 2 | 0 | 2 | 0 | 0.0033613
-970 | 970 | 0 | 0.78543 | 0 | -287 | 287 | 0 | 0.37763 | 0 | -566 | 566 | 0 | 0.41044 | 0 | 2 | 0 | 2 | 0 | 0.0033613
-978 | 978 | 0 | 0.7919 | 0 | -291 | 291 | 0 | 0.38289 | 0 | -1132 | 1132 | 0 | 0.82088 | 0 | -313 | 313 | 0 | 0.51144 | 0
-978 | 978 | 0 | 0.7919 | 0 | -291 | 291 | 0 | 0.38289 | 0 | -1273 | 1273 | 0 | 0.92313 | 0 | -344 | 344 | 0 | 0.56209 | 0
-979 | 979 | 0 | 0.79271 | 0 | -290 | 290 | 0 | 0.38158 | 0 | -1259 | 1259 | 0 | 0.91298 | 0 | -27 | 27 | 0 | 0.044118 | 0
-978 | 978 | 0 | 0.7919 | 0 | -290 | 290 | 0 | 0.38158 | 0 | -1205 | 1205 | 0 | 0.87382 | 0 | -56 | 56 | 0 | 0.091503 | 0
-978 | 978 | 0 | 0.7919 | 0 | -290 | 290 | 0 | 0.38158 | 0 | -1214 | 1214 | 0 | 0.88035 | 0 | -298 | 298 | 0 | 0.48693 | 0
-978 | 978 | 0 | 0.7919 | 0 | -290 | 290 | 0 | 0.38158 | 0 | -1221 | 1221 | 0 | 0.88542 | 0 | -313 | 313 | 0 | 0.51144 | 0
-835 | 835 | 0 | 0.67611 | 0 | -291 | 291 | 0 | 0.38289 | 0 | -1295 | 1295 | 0 | 0.93909 | 0 | -313 | 313 | 0 | 0.51144 | 0
-978 | 978 | 0 | 0.7919 | 0 | -291 | 291 | 0 | 0.38289 | 0 | -1108 | 1108 | 0 | 0.80348 | 0 | -343 | 343 | 0 | 0.56046 | 0
-977 | 977 | 0 | 0.79109 | 0 | -291 | 291 | 0 | 0.38289 | 0 | -1150 | 1150 | 0 | 0.83394 | 0 | -344 | 344 | 0 | 0.56209 | 0
-977 | 977 | 0 | 0.79109 | 0 | -291 | 291 | 0 | 0.38289 | 0 | -1152 | 1152 | 0 | 0.83539 | 0 | -344 | 344 | 0 | 0.56209 | 0
-978 | 978 | 0 | 0.7919 | 0 | -291 | 291 | 0 | 0.38289 | 0 | -1039 | 1039 | 0 | 0.75344 | 0 | -114 | 114 | 0 | 0.18627 | 0
-978 | 978 | 0 | 0.7919 | 0 | -291 | 291 | 0 | 0.38289 | 0 | -896 | 896 | 0 | 0.64975 | 0 | -97 | 97 | 0 | 0.1585 | 0
-979 | 979 | 0 | 0.79271 | 0 | -291 | 291 | 0 | 0.38289 | 0 | -1146 | 1146 | 0 | 0.83104 | 0 | -475 | 475 | 0 | 0.77614 | 0
-977 | 977 | 0 | 0.79109 | 0 | -291 | 291 | 0 | 0.38289 | 0 | -1215 | 1215 | 0 | 0.88107 | 0 | -535 | 535 | 0 | 0.87418 | 0
-977 | 977 | 0 | 0.79109 | 0 | -291 | 291 | 0 | 0.38289 | 0 | -1318 | 1318 | 0 | 0.95577 | 0 | -535 | 535 | 0 | 0.87418 | 0
-976 | 976 | 0 | 0.79028 | 0 | -283 | 283 | 0 | 0.37237 | 0 | -1188 | 1188 | 0 | 0.86149 | 0 | -538 | 538 | 0 | 0.87908 | 0
-978 | 978 | 0 | 0.7919 | 0 | -170 | 170 | 0 | 0.22368 | 0 | -1207 | 1207 | 0 | 0.87527 | 0 | -608 | 608 | 0 | 0.99346 | 0
-972 | 972 | 0 | 0.78704 | 0 | -6 | 6 | 0 | 0.0078947 | 0 | -624 | 624 | 0 | 0.4525 | 0 | -98 | 98 | 0 | 0.16013 | 0
-852 | 852 | 0 | 0.68988 | 0 | 0 | 0 | 0 | 0 | 0 | -371 | 371 | 0 | 0.26904 | 0 | 2 | 0 | 2 | 0 | 0.0033613
-475 | 475 | 0 | 0.38462 | 0 | 0 | 0 | 0 | 0 | 0 | -48 | 48 | 0 | 0.034808 | 0 | 2 | 0 | 2 | 0 | 0.0033613
-399 | 399 | 0 | 0.32308 | 0 | 5 | 0 | 5 | 0 | 0.0067843 | 111 | 0 | 111 | 0 | 0.068561 | 2 | 0 | 2 | 0 | 0.0033613
2 | 0 | 2 | 0 | 0.0012477 | 200 | 0 | 200 | 0 | 0.27137 | 490 | 0 | 490 | 0 | 0.30266 | 2 | 0 | 2 | 0 | 0.0033613
446 | 0 | 446 | 0 | 0.27823 | 273 | 0 | 273 | 0 | 0.37042 | 548 | 0 | 548 | 0 | 0.33848 | 2 | 0 | 2 | 0 | 0.0033613
513 | 0 | 513 | 0 | 0.32002 | 275 | 0 | 275 | 0 | 0.37313 | 607 | 0 | 607 | 0 | 0.37492 | 2 | 0 | 2 | 0 | 0.0033613
-13 | 13 | 0 | 0.010526 | 0 | 274 | 0 | 274 | 0 | 0.37178 | 62 | 0 | 62 | 0 | 0.038295 | 2 | 0 | 2 | 0 | 0.0033613
-739 | 739 | 0 | 0.59838 | 0 | 255 | 0 | 255 | 0 | 0.346 | -966 | 966 | 0 | 0.70051 | 0 | -325 | 325 | 0 | 0.53105 | 0
-959 | 959 | 0 | 0.77652 | 0 | 68 | 0 | 68 | 0 | 0.092266 | -782 | 782 | 0 | 0.56708 | 0 | -539 | 539 | 0 | 0.88072 | 0
-982 | 982 | 0 | 0.79514 | 0 | 178 | 0 | 178 | 0 | 0.24152 | -656 | 656 | 0 | 0.47571 | 0 | -552 | 552 | 0 | 0.90196 | 0
-980 | 980 | 0 | 0.79352 | 0 | 243 | 0 | 243 | 0 | 0.32972 | -784 | 784 | 0 | 0.56853 | 0 | -553 | 553 | 0 | 0.90359 | 0
-978 | 978 | 0 | 0.7919 | 0 | 272 | 0 | 272 | 0 | 0.36906 | -674 | 674 | 0 | 0.48876 | 0 | -553 | 553 | 0 | 0.90359 | 0
-972 | 972 | 0 | 0.78704 | 0 | 246 | 0 | 246 | 0 | 0.33379 | -512 | 512 | 0 | 0.37128 | 0 | -132 | 132 | 0 | 0.21569 | 0
-978 | 978 | 0 | 0.7919 | 0 | 248 | 0 | 248 | 0 | 0.3365 | -152 | 152 | 0 | 0.11022 | 0 | 2 | 0 | 2 | 0 | 0.0033613
-971 | 971 | 0 | 0.78623 | 0 | 266 | 0 | 266 | 0 | 0.36092 | -449 | 449 | 0 | 0.3256 | 0 | 2 | 0 | 2 | 0 | 0.0033613
-762 | 762 | 0 | 0.617 | 0 | 273 | 0 | 273 | 0 | 0.37042 | -656 | 656 | 0 | 0.47571 | 0 | 2 | 0 | 2 | 0 | 0.0033613
-868 | 868 | 0 | 0.70283 | 0 | 274 | 0 | 274 | 0 | 0.37178 | -947 | 947 | 0 | 0.68673 | 0 | -381 | 381 | 0 | 0.62255 | 0
-816 | 816 | 0 | 0.66073 | 0 | 274 | 0 | 274 | 0 | 0.37178 | -982 | 982 | 0 | 0.71211 | 0 | -560 | 560 | 0 | 0.91503 | 0
-762 | 762 | 0 | 0.617 | 0 | 270 | 0 | 270 | 0 | 0.36635 | -750 | 750 | 0 | 0.54387 | 0 | -608 | 608 | 0 | 0.99346 | 0
-333 | 333 | 0 | 0.26964 | 0 | 226 | 0 | 226 | 0 | 0.30665 | -618 | 618 | 0 | 0.44815 | 0 | -608 | 608 | 0 | 0.99346 | 0
-176 | 176 | 0 | 0.14251 | 0 | 271 | 0 | 271 | 0 | 0.36771 | -339 | 339 | 0 | 0.24583 | 0 | -407 | 407 | 0 | 0.66503 | 0
416 | 0 | 416 | 0 | 0.25951 | 274 | 0 | 274 | 0 | 0.37178 | 32 | 0 | 32 | 0 | 0.019765 | 109 | 0 | 109 | 0 | 0.18319
90 | 0 | 90 | 0 | 0.056145 | 274 | 0 | 274 | 0 | 0.37178 | 369 | 0 | 369 | 0 | 0.22792 | 10 | 0 | 10 | 0 | 0.016807
625 | 0 | 625 | 0 | 0.38989 | 274 | 0 | 274 | 0 | 0.37178 | 526 | 0 | 526 | 0 | 0.32489 | 329 | 0 | 329 | 0 | 0.55294
937 | 0 | 937 | 0 | 0.58453 | 275 | 0 | 275 | 0 | 0.37313 | 746 | 0 | 746 | 0 | 0.46078 | 426 | 0 | 426 | 0 | 0.71597
945 | 0 | 945 | 0 | 0.58952 | 275 | 0 | 275 | 0 | 0.37313 | 1018 | 0 | 1018 | 0 | 0.62878 | 494 | 0 | 494 | 0 | 0.83025
945 | 0 | 945 | 0 | 0.58952 | 275 | 0 | 275 | 0 | 0.37313 | 1081 | 0 | 1081 | 0 | 0.6677 | 495 | 0 | 495 | 0 | 0.83193
943 | 0 | 943 | 0 | 0.58827 | 275 | 0 | 275 | 0 | 0.37313 | 1029 | 0 | 1029 | 0 | 0.63558 | 495 | 0 | 495 | 0 | 0.83193
944 | 0 | 944 | 0 | 0.5889 | 275 | 0 | 275 | 0 | 0.37313 | 1080 | 0 | 1080 | 0 | 0.66708 | 495 | 0 | 495 | 0 | 0.83193
945 | 0 | 945 | 0 | 0.58952 | 275 | 0 | 275 | 0 | 0.37313 | 1082 | 0 | 1082 | 0 | 0.66831 | 474 | 0 | 474 | 0 | 0.79664
945 | 0 | 945 | 0 | 0.58952 | 275 | 0 | 275 | 0 | 0.37313 | 1045 | 0 | 1045 | 0 | 0.64546 | 464 | 0 | 464 | 0 | 0.77983
937 | 0 | 937 | 0 | 0.58453 | 272 | 0 | 272 | 0 | 0.36906 | 790 | 0 | 790 | 0 | 0.48796 | 426 | 0 | 426 | 0 | 0.71597
648 | 0 | 648 | 0 | 0.40424 | 243 | 0 | 243 | 0 | 0.32972 | 508 | 0 | 508 | 0 | 0.31377 | 564 | 0 | 564 | 0 | 0.9479
691 | 0 | 691 | 0 | 0.43107 | 272 | 0 | 272 | 0 | 0.36906 | 380 | 0 | 380 | 0 | 0.23471 | 549 | 0 | 549 | 0 | 0.92269
780 | 0 | 780 | 0 | 0.48659 | 273 | 0 | 273 | 0 | 0.37042 | 338 | 0 | 338 | 0 | 0.20877 | 520 | 0 | 520 | 0 | 0.87395
815 | 0 | 815 | 0 | 0.50842 | 261 | 0 | 261 | 0 | 0.35414 | 405 | 0 | 405 | 0 | 0.25015 | 490 | 0 | 490 | 0 | 0.82353
746 | 0 | 746 | 0 | 0.46538 | 269 | 0 | 269 | 0 | 0.36499 | 541 | 0 | 541 | 0 | 0.33416 | 276 | 0 | 276 | 0 | 0.46387
899 | 0 | 899 | 0 | 0.56082 | 223 | 0 | 223 | 0 | 0.30258 | 581 | 0 | 581 | 0 | 0.35886 | 502 | 0 | 502 | 0 | 0.8437
843 | 0 | 843 | 0 | 0.52589 | 254 | 0 | 254 | 0 | 0.34464 | 640 | 0 | 640 | 0 | 0.39531 | 539 | 0 | 539 | 0 | 0.90588
856 | 0 | 856 | 0 | 0.534 | 266 | 0 | 266 | 0 | 0.36092 | 701 | 0 | 701 | 0 | 0.43298 | 539 | 0 | 539 | 0 | 0.90588
463 | 0 | 463 | 0 | 0.28883 | 228 | 0 | 228 | 0 | 0.30936 | 66 | 0 | 66 | 0 | 0.040766 | 328 | 0 | 328 | 0 | 0.55126
176 | 0 | 176 | 0 | 0.10979 | 274 | 0 | 274 | 0 | 0.37178 | -526 | 526 | 0 | 0.38144 | 0 | -156 | 156 | 0 | 0.2549 | 0
238 | 0 | 238 | 0 | 0.14847 | 265 | 0 | 265 | 0 | 0.35957 | -430 | 430 | 0 | 0.31182 | 0 | -525 | 525 | 0 | 0.85784 | 0
292 | 0 | 292 | 0 | 0.18216 | 273 | 0 | 273 | 0 | 0.37042 | -278 | 278 | 0 | 0.2016 | 0 | -77 | 77 | 0 | 0.12582 | 0
368 | 0 | 368 | 0 | 0.22957 | 274 | 0 | 274 | 0 | 0.37178 | 366 | 0 | 366 | 0 | 0.22607 | 2 | 0 | 2 | 0 | 0.0033613
915 | 0 | 915 | 0 | 0.5708 | 275 | 0 | 275 | 0 | 0.37313 | 668 | 0 | 668 | 0 | 0.4126 | 132 | 0 | 132 | 0 | 0.22185
945 | 0 | 945 | 0 | 0.58952 | 275 | 0 | 275 | 0 | 0.37313 | 343 | 0 | 343 | 0 | 0.21186 | 184 | 0 | 184 | 0 | 0.30924
945 | 0 | 945 | 0 | 0.58952 | 275 | 0 | 275 | 0 | 0.37313 | 615 | 0 | 615 | 0 | 0.37986 | 272 | 0 | 272 | 0 | 0.45714
945 | 0 | 945 | 0 | 0.58952 | 96 | 0 | 96 | 0 | 0.13026 | 1100 | 0 | 1100 | 0 | 0.67943 | 273 | 0 | 273 | 0 | 0.45882
947 | 0 | 947 | 0 | 0.59077 | -210 | 210 | 0 | 0.27632 | 0 | 1085 | 0 | 1085 | 0 | 0.67017 | 73 | 0 | 73 | 0 | 0.12269
946 | 0 | 946 | 0 | 0.59014 | -288 | 288 | 0 | 0.37895 | 0 | 1330 | 0 | 1330 | 0 | 0.82149 | 2 | 0 | 2 | 0 | 0.0033613
946 | 0 | 946 | 0 | 0.59014 | -257 | 257 | 0 | 0.33816 | 0 | 1304 | 0 | 1304 | 0 | 0.80544 | 225 | 0 | 225 | 0 | 0.37815
945 | 0 | 945 | 0 | 0.58952 | -215 | 215 | 0 | 0.28289 | 0 | 1323 | 0 | 1323 | 0 | 0.81717 | 391 | 0 | 391 | 0 | 0.65714
906 | 0 | 906 | 0 | 0.56519 | -263 | 263 | 0 | 0.34605 | 0 | 1081 | 0 | 1081 | 0 | 0.6677 | 355 | 0 | 355 | 0 | 0.59664
329 | 0 | 329 | 0 | 0.20524 | -153 | 153 | 0 | 0.20132 | 0 | 21 | 0 | 21 | 0 | 0.012971 | -89 | 89 | 0 | 0.14542 | 0
-237 | 237 | 0 | 0.1919 | 0 | 40 | 0 | 40 | 0 | 0.054274 | -625 | 625 | 0 | 0.45323 | 0 | -516 | 516 | 0 | 0.84314 | 0
-368 | 368 | 0 | 0.29798 | 0 | 261 | 0 | 261 | 0 | 0.35414 | -875 | 875 | 0 | 0.63452 | 0 | -608 | 608 | 0 | 0.99346 | 0
-554 | 554 | 0 | 0.44858 | 0 | 274 | 0 | 274 | 0 | 0.37178 | -869 | 869 | 0 | 0.63017 | 0 | -608 | 608 | 0 | 0.99346 | 0
-486 | 486 | 0 | 0.39352 | 0 | 274 | 0 | 274 | 0 | 0.37178 | -997 | 997 | 0 | 0.72299 | 0 | -608 | 608 | 0 | 0.99346 | 0
-554 | 554 | 0 | 0.44858 | 0 | 275 | 0 | 275 | 0 | 0.37313 | -960 | 960 | 0 | 0.69616 | 0 | -608 | 608 | 0 | 0.99346 | 0
-405 | 405 | 0 | 0.32794 | 0 | 274 | 0 | 274 | 0 | 0.37178 | -994 | 994 | 0 | 0.72081 | 0 | -608 | 608 | 0 | 0.99346 | 0
-308 | 308 | 0 | 0.24939 | 0 | 274 | 0 | 274 | 0 | 0.37178 | -953 | 953 | 0 | 0.69108 | 0 | -608 | 608 | 0 | 0.99346 | 0
-292 | 292 | 0 | 0.23644 | 0 | 272 | 0 | 272 | 0 | 0.36906 | -897 | 897 | 0 | 0.65047 | 0 | -608 | 608 | 0 | 0.99346 | 0
-467 | 467 | 0 | 0.37814 | 0 | 245 | 0 | 245 | 0 | 0.33243 | -806 | 806 | 0 | 0.58448 | 0 | -608 | 608 | 0 | 0.99346 | 0
-762 | 762 | 0 | 0.617 | 0 | 272 | 0 | 272 | 0 | 0.36906 | -925 | 925 | 0 | 0.67078 | 0 | -608 | 608 | 0 | 0.99346 | 0
-899 | 899 | 0 | 0.72794 | 0 | 274 | 0 | 274 | 0 | 0.37178 | -1027 | 1027 | 0 | 0.74474 | 0 | -608 | 608 | 0 | 0.99346 | 0
-786 | 786 | 0 | 0.63644 | 0 | 274 | 0 | 274 | 0 | 0.37178 | -769 | 769 | 0 | 0.55765 | 0 | -608 | 608 | 0 | 0.99346 | 0
-505 | 505 | 0 | 0.40891 | 0 | 274 | 0 | 274 | 0 | 0.37178 | -537 | 537 | 0 | 0.38941 | 0 | -608 | 608 | 0 | 0.99346 | 0
-241 | 241 | 0 | 0.19514 | 0 | 110 | 0 | 110 | 0 | 0.14925 | -411 | 411 | 0 | 0.29804 | 0 | -609 | 609 | 0 | 0.9951 | 0
-177 | 177 | 0 | 0.14332 | 0 | 23 | 0 | 23 | 0 | 0.031208 | -352 | 352 | 0 | 0.25526 | 0 | -609 | 609 | 0 | 0.9951 | 0
-278 | 278 | 0 | 0.2251 | 0 | 27 | 0 | 27 | 0 | 0.036635 | -368 | 368 | 0 | 0.26686 | 0 | -325 | 325 | 0 | 0.53105 | 0
-664 | 664 | 0 | 0.53765 | 0 | 1 | 0 | 1 | 0 | 0.0013569 | 18 | 0 | 18 | 0 | 0.011118 | -20 | 20 | 0 | 0.03268 | 0
-446 | 446 | 0 | 0.36113 | 0 | 0 | 0 | 0 | 0 | 0 | -42 | 42 | 0 | 0.030457 | 0 | -369 | 369 | 0 | 0.60294 | 0
-104 | 104 | 0 | 0.084211 | 0 | 0 | 0 | 0 | 0 | 0 | -245 | 245 | 0 | 0.17766 | 0 | -310 | 310 | 0 | 0.50654 | 0
-11 | 11 | 0 | 0.0089069 | 0 | 3 | 0 | 3 | 0 | 0.0040706 | -158 | 158 | 0 | 0.11458 | 0 | -21 | 21 | 0 | 0.034314 | 0
97 | 0 | 97 | 0 | 0.060512 | 11 | 0 | 11 | 0 | 0.014925 | 130 | 0 | 130 | 0 | 0.080296 | 2 | 0 | 2 | 0 | 0.0033613
-368 | 368 | 0 | 0.29798 | 0 | 0 | 0 | 0 | 0 | 0 | -382 | 382 | 0 | 0.27701 | 0 | 2 | 0 | 2 | 0 | 0.0033613
-950 | 950 | 0 | 0.76923 | 0 | 6 | 0 | 6 | 0 | 0.0081411 | -810 | 810 | 0 | 0.58738 | 0 | 2 | 0 | 2 | 0 | 0.0033613
-977 | 977 | 0 | 0.79109 | 0 | -86 | 86 | 0 | 0.11316 | 0 | -1247 | 1247 | 0 | 0.90428 | 0 | -481 | 481 | 0 | 0.78595 | 0
-978 | 978 | 0 | 0.7919 | 0 | -286 | 286 | 0 | 0.37632 | 0 | -1191 | 1191 | 0 | 0.86367 | 0 | -594 | 594 | 0 | 0.97059 | 0
-951 | 951 | 0 | 0.77004 | 0 | -290 | 290 | 0 | 0.38158 | 0 | -1196 | 1196 | 0 | 0.8673 | 0 | -607 | 607 | 0 | 0.99183 | 0
-452 | 452 | 0 | 0.36599 | 0 | -291 | 291 | 0 | 0.38289 | 0 | -1153 | 1153 | 0 | 0.83611 | 0 | -608 | 608 | 0 | 0.99346 | 0
-427 | 427 | 0 | 0.34575 | 0 | -291 | 291 | 0 | 0.38289 | 0 | -1242 | 1242 | 0 | 0.90065 | 0 | -576 | 576 | 0 | 0.94118 | 0
-446 | 446 | 0 | 0.36113 | 0 | -291 | 291 | 0 | 0.38289 | 0 | -1218 | 1218 | 0 | 0.88325 | 0 | -607 | 607 | 0 | 0.99183 | 0
-951 | 951 | 0 | 0.77004 | 0 | -291 | 291 | 0 | 0.38289 | 0 | -1257 | 1257 | 0 | 0.91153 | 0 | -608 | 608 | 0 | 0.99346 | 0
-976 | 976 | 0 | 0.79028 | 0 | -291 | 291 | 0 | 0.38289 | 0 | -1216 | 1216 | 0 | 0.8818 | 0 | -608 | 608 | 0 | 0.99346 | 0
-979 | 979 | 0 | 0.79271 | 0 | -291 | 291 | 0 | 0.38289 | 0 | -1206 | 1206 | 0 | 0.87455 | 0 | -607 | 607 | 0 | 0.99183 | 0
-975 | 975 | 0 | 0.78947 | 0 | -291 | 291 | 0 | 0.38289 | 0 | -1201 | 1201 | 0 | 0.87092 | 0 | -312 | 312 | 0 | 0.5098 | 0
-981 | 981 | 0 | 0.79433 | 0 | -290 | 290 | 0 | 0.38158 | 0 | -1290 | 1290 | 0 | 0.93546 | 0 | -19 | 19 | 0 | 0.031046 | 0
-978 | 978 | 0 | 0.7919 | 0 | -290 | 290 | 0 | 0.38158 | 0 | -1250 | 1250 | 0 | 0.90645 | 0 | 2 | 0 | 2 | 0 | 0.0033613
-976 | 976 | 0 | 0.79028 | 0 | -291 | 291 | 0 | 0.38289 | 0 | -1243 | 1243 | 0 | 0.90138 | 0 | -455 | 455 | 0 | 0.74346 | 0
-976 | 976 | 0 | 0.79028 | 0 | -291 | 291 | 0 | 0.38289 | 0 | -1305 | 1305 | 0 | 0.94634 | 0 | -606 | 606 | 0 | 0.9902 | 0
-977 | 977 | 0 | 0.79109 | 0 | -291 | 291 | 0 | 0.38289 | 0 | -1121 | 1121 | 0 | 0.81291 | 0 | -607 | 607 | 0 | 0.99183 | 0
-976 | 976 | 0 | 0.79028 | 0 | -291 | 291 | 0 | 0.38289 | 0 | -1312 | 1312 | 0 | 0.95141 | 0 | -608 | 608 | 0 | 0.99346 | 0
-976 | 976 | 0 | 0.79028 | 0 | -288 | 288 | 0 | 0.37895 | 0 | -1262 | 1262 | 0 | 0.91516 | 0 | -386 | 386 | 0 | 0.63072 | 0
-971 | 971 | 0 | 0.78623 | 0 | -205 | 205 | 0 | 0.26974 | 0 | -576 | 576 | 0 | 0.41769 | 0 | -311 | 311 | 0 | 0.50817 | 0
-901 | 901 | 0 | 0.72955 | 0 | -129 | 129 | 0 | 0.16974 | 0 | -890 | 890 | 0 | 0.6454 | 0 | -73 | 73 | 0 | 0.11928 | 0
-339 | 339 | 0 | 0.27449 | 0 | 6 | 0 | 6 | 0 | 0.0081411 | -1084 | 1084 | 0 | 0.78608 | 0 | 3 | 0 | 3 | 0 | 0.005042
3 | 0 | 3 | 0 | 0.0018715 | 181 | 0 | 181 | 0 | 0.24559 | 19 | 0 | 19 | 0 | 0.011736 | 3 | 0 | 3 | 0 | 0.005042
548 | 0 | 548 | 0 | 0.34186 | -91 | 91 | 0 | 0.11974 | 0 | 309 | 0 | 309 | 0 | 0.19086 | 176 | 0 | 176 | 0 | 0.2958
53 | 0 | 53 | 0 | 0.033063 | 12 | 0 | 12 | 0 | 0.016282 | 489 | 0 | 489 | 0 | 0.30204 | 121 | 0 | 121 | 0 | 0.20336
-529 | 529 | 0 | 0.42834 | 0 | 241 | 0 | 241 | 0 | 0.327 | -180 | 180 | 0 | 0.13053 | 0 | 5 | 0 | 5 | 0 | 0.0084034
-946 | 946 | 0 | 0.76599 | 0 | 110 | 0 | 110 | 0 | 0.14925 | -1189 | 1189 | 0 | 0.86222 | 0 | -462 | 462 | 0 | 0.7549 | 0
-737 | 737 | 0 | 0.59676 | 0 | -67 | 67 | 0 | 0.088158 | 0 | -917 | 917 | 0 | 0.66497 | 0 | -74 | 74 | 0 | 0.12092 | 0
-719 | 719 | 0 | 0.58219 | 0 | -3 | 3 | 0 | 0.0039474 | 0 | -934 | 934 | 0 | 0.6773 | 0 | 3 | 0 | 3 | 0 | 0.005042
-720 | 720 | 0 | 0.583 | 0 | -7 | 7 | 0 | 0.0092105 | 0 | -977 | 977 | 0 | 0.70848 | 0 | -123 | 123 | 0 | 0.20098 | 0
-713 | 713 | 0 | 0.57733 | 0 | -108 | 108 | 0 | 0.14211 | 0 | -928 | 928 | 0 | 0.67295 | 0 | -382 | 382 | 0 | 0.62418 | 0
-714 | 714 | 0 | 0.57814 | 0 | -265 | 265 | 0 | 0.34868 | 0 | -734 | 734 | 0 | 0.53227 | 0 | -443 | 443 | 0 | 0.72386 | 0
-714 | 714 | 0 | 0.57814 | 0 | -127 | 127 | 0 | 0.16711 | 0 | -665 | 665 | 0 | 0.48223 | 0 | -443 | 443 | 0 | 0.72386 | 0
-715 | 715 | 0 | 0.57895 | 0 | 51 | 0 | 51 | 0 | 0.069199 | -654 | 654 | 0 | 0.47426 | 0 | -443 | 443 | 0 | 0.72386 | 0
-704 | 704 | 0 | 0.57004 | 0 | 259 | 0 | 259 | 0 | 0.35142 | -660 | 660 | 0 | 0.47861 | 0 | -443 | 443 | 0 | 0.72386 | 0
-718 | 718 | 0 | 0.58138 | 0 | 273 | 0 | 273 | 0 | 0.37042 | -443 | 443 | 0 | 0.32125 | 0 | -50 | 50 | 0 | 0.081699 | 0
-720 | 720 | 0 | 0.583 | 0 | 273 | 0 | 273 | 0 | 0.37042 | -78 | 78 | 0 | 0.056563 | 0 | 2 | 0 | 2 | 0 | 0.0033613
-717 | 717 | 0 | 0.58057 | 0 | 273 | 0 | 273 | 0 | 0.37042 | 51 | 0 | 51 | 0 | 0.031501 | 2 | 0 | 2 | 0 | 0.0033613
-720 | 720 | 0 | 0.583 | 0 | 273 | 0 | 273 | 0 | 0.37042 | -342 | 342 | 0 | 0.24801 | 0 | -464 | 464 | 0 | 0.75817 | 0
-711 | 711 | 0 | 0.57571 | 0 | 273 | 0 | 273 | 0 | 0.37042 | -612 | 612 | 0 | 0.4438 | 0 | -592 | 592 | 0 | 0.96732 | 0
-576 | 576 | 0 | 0.4664 | 0 | 273 | 0 | 273 | 0 | 0.37042 | -575 | 575 | 0 | 0.41697 | 0 | -523 | 523 | 0 | 0.85458 | 0
-370 | 370 | 0 | 0.2996 | 0 | 273 | 0 | 273 | 0 | 0.37042 | -313 | 313 | 0 | 0.22698 | 0 | -487 | 487 | 0 | 0.79575 | 0
-147 | 147 | 0 | 0.11903 | 0 | 273 | 0 | 273 | 0 | 0.37042 | -375 | 375 | 0 | 0.27194 | 0 | -473 | 473 | 0 | 0.77288 | 0
297 | 0 | 297 | 0 | 0.18528 | 273 | 0 | 273 | 0 | 0.37042 | 325 | 0 | 325 | 0 | 0.20074 | -57 | 57 | 0 | 0.093137 | 0
226 | 0 | 226 | 0 | 0.14099 | 274 | 0 | 274 | 0 | 0.37178 | 815 | 0 | 815 | 0 | 0.5034 | 433 | 0 | 433 | 0 | 0.72773
301 | 0 | 301 | 0 | 0.18777 | 274 | 0 | 274 | 0 | 0.37178 | 979 | 0 | 979 | 0 | 0.60469 | 374 | 0 | 374 | 0 | 0.62857
667 | 0 | 667 | 0 | 0.41609 | 274 | 0 | 274 | 0 | 0.37178 | 726 | 0 | 726 | 0 | 0.44842 | 493 | 0 | 493 | 0 | 0.82857
672 | 0 | 672 | 0 | 0.41921 | 274 | 0 | 274 | 0 | 0.37178 | 678 | 0 | 678 | 0 | 0.41878 | 496 | 0 | 496 | 0 | 0.83361
414 | 0 | 414 | 0 | 0.25827 | 274 | 0 | 274 | 0 | 0.37178 | 997 | 0 | 997 | 0 | 0.61581 | 421 | 0 | 421 | 0 | 0.70756
329 | 0 | 329 | 0 | 0.20524 | 273 | 0 | 273 | 0 | 0.37042 | 684 | 0 | 684 | 0 | 0.42248 | 111 | 0 | 111 | 0 | 0.18655
-277 | 277 | 0 | 0.22429 | 0 | 274 | 0 | 274 | 0 | 0.37178 | 362 | 0 | 362 | 0 | 0.22359 | -393 | 393 | 0 | 0.64216 | 0
-553 | 553 | 0 | 0.44777 | 0 | 274 | 0 | 274 | 0 | 0.37178 | -405 | 405 | 0 | 0.29369 | 0 | -605 | 605 | 0 | 0.98856 | 0
-580 | 580 | 0 | 0.46964 | 0 | 274 | 0 | 274 | 0 | 0.37178 | -644 | 644 | 0 | 0.46701 | 0 | -608 | 608 | 0 | 0.99346 | 0
-444 | 444 | 0 | 0.35951 | 0 | 274 | 0 | 274 | 0 | 0.37178 | -407 | 407 | 0 | 0.29514 | 0 | -608 | 608 | 0 | 0.99346 | 0
-374 | 374 | 0 | 0.30283 | 0 | 274 | 0 | 274 | 0 | 0.37178 | -482 | 482 | 0 | 0.34953 | 0 | -604 | 604 | 0 | 0.98693 | 0
-185 | 185 | 0 | 0.1498 | 0 | 274 | 0 | 274 | 0 | 0.37178 | -393 | 393 | 0 | 0.28499 | 0 | -469 | 469 | 0 | 0.76634 | 0
-220 | 220 | 0 | 0.17814 | 0 | 274 | 0 | 274 | 0 | 0.37178 | -321 | 321 | 0 | 0.23278 | 0 | -453 | 453 | 0 | 0.7402 | 0
-215 | 215 | 0 | 0.17409 | 0 | 273 | 0 | 273 | 0 | 0.37042 | -331 | 331 | 0 | 0.24003 | 0 | -453 | 453 | 0 | 0.7402 | 0
-223 | 223 | 0 | 0.18057 | 0 | 260 | 0 | 260 | 0 | 0.35278 | -310 | 310 | 0 | 0.2248 | 0 | -453 | 453 | 0 | 0.7402 | 0
-211 | 211 | 0 | 0.17085 | 0 | 232 | 0 | 232 | 0 | 0.31479 | -336 | 336 | 0 | 0.24365 | 0 | -453 | 453 | 0 | 0.7402 | 0
-219 | 219 | 0 | 0.17733 | 0 | 273 | 0 | 273 | 0 | 0.37042 | -125 | 125 | 0 | 0.090645 | 0 | -453 | 453 | 0 | 0.7402 | 0
-284 | 284 | 0 | 0.22996 | 0 | 274 | 0 | 274 | 0 | 0.37178 | -347 | 347 | 0 | 0.25163 | 0 | -413 | 413 | 0 | 0.67484 | 0
-267 | 267 | 0 | 0.21619 | 0 | 274 | 0 | 274 | 0 | 0.37178 | -458 | 458 | 0 | 0.33212 | 0 | -492 | 492 | 0 | 0.80392 | 0
-98 | 98 | 0 | 0.079352 | 0 | 274 | 0 | 274 | 0 | 0.37178 | -339 | 339 | 0 | 0.24583 | 0 | -540 | 540 | 0 | 0.88235 | 0
104 | 0 | 104 | 0 | 0.064878 | 275 | 0 | 275 | 0 | 0.37313 | -135 | 135 | 0 | 0.097897 | 0 | -437 | 437 | 0 | 0.71405 | 0
296 | 0 | 296 | 0 | 0.18465 | 275 | 0 | 275 | 0 | 0.37313 | 101 | 0 | 101 | 0 | 0.062384 | -46 | 46 | 0 | 0.075163 | 0
449 | 0 | 449 | 0 | 0.2801 | 275 | 0 | 275 | 0 | 0.37313 | 588 | 0 | 588 | 0 | 0.36319 | 2 | 0 | 2 | 0 | 0.0033613
460 | 0 | 460 | 0 | 0.28696 | 275 | 0 | 275 | 0 | 0.37313 | 1179 | 0 | 1179 | 0 | 0.72823 | 91 | 0 | 91 | 0 | 0.15294
690 | 0 | 690 | 0 | 0.43044 | 275 | 0 | 275 | 0 | 0.37313 | 1219 | 0 | 1219 | 0 | 0.75293 | 91 | 0 | 91 | 0 | 0.15294
693 | 0 | 693 | 0 | 0.43231 | 275 | 0 | 275 | 0 | 0.37313 | 1227 | 0 | 1227 | 0 | 0.75788 | 91 | 0 | 91 | 0 | 0.15294
693 | 0 | 693 | 0 | 0.43231 | 275 | 0 | 275 | 0 | 0.37313 | 1249 | 0 | 1249 | 0 | 0.77146 | 91 | 0 | 91 | 0 | 0.15294
693 | 0 | 693 | 0 | 0.43231 | 275 | 0 | 275 | 0 | 0.37313 | 1263 | 0 | 1263 | 0 | 0.78011 | 91 | 0 | 91 | 0 | 0.15294
694 | 0 | 694 | 0 | 0.43294 | 275 | 0 | 275 | 0 | 0.37313 | 1214 | 0 | 1214 | 0 | 0.74985 | 91 | 0 | 91 | 0 | 0.15294
692 | 0 | 692 | 0 | 0.43169 | 274 | 0 | 274 | 0 | 0.37178 | 949 | 0 | 949 | 0 | 0.58616 | 91 | 0 | 91 | 0 | 0.15294
667 | 0 | 667 | 0 | 0.41609 | 274 | 0 | 274 | 0 | 0.37178 | 89 | 0 | 89 | 0 | 0.054972 | -63 | 63 | 0 | 0.10294 | 0
412 | 0 | 412 | 0 | 0.25702 | 274 | 0 | 274 | 0 | 0.37178 | -668 | 668 | 0 | 0.48441 | 0 | -249 | 249 | 0 | 0.40686 | 0
508 | 0 | 508 | 0 | 0.31691 | 274 | 0 | 274 | 0 | 0.37178 | -560 | 560 | 0 | 0.40609 | 0 | -303 | 303 | 0 | 0.4951 | 0
678 | 0 | 678 | 0 | 0.42296 | 274 | 0 | 274 | 0 | 0.37178 | -611 | 611 | 0 | 0.44307 | 0 | -229 | 229 | 0 | 0.37418 | 0
688 | 0 | 688 | 0 | 0.4292 | 274 | 0 | 274 | 0 | 0.37178 | -607 | 607 | 0 | 0.44017 | 0 | -177 | 177 | 0 | 0.28922 | 0
694 | 0 | 694 | 0 | 0.43294 | 274 | 0 | 274 | 0 | 0.37178 | -531 | 531 | 0 | 0.38506 | 0 | -177 | 177 | 0 | 0.28922 | 0
694 | 0 | 694 | 0 | 0.43294 | 274 | 0 | 274 | 0 | 0.37178 | -550 | 550 | 0 | 0.39884 | 0 | -134 | 134 | 0 | 0.21895 | 0
694 | 0 | 694 | 0 | 0.43294 | 274 | 0 | 274 | 0 | 0.37178 | -611 | 611 | 0 | 0.44307 | 0 | -134 | 134 | 0 | 0.21895 | 0
695 | 0 | 695 | 0 | 0.43356 | 274 | 0 | 274 | 0 | 0.37178 | -560 | 560 | 0 | 0.40609 | 0 | -144 | 144 | 0 | 0.23529 | 0
691 | 0 | 691 | 0 | 0.43107 | 275 | 0 | 275 | 0 | 0.37313 | -569 | 569 | 0 | 0.41262 | 0 | -203 | 203 | 0 | 0.3317 | 0
644 | 0 | 644 | 0 | 0.40175 | 274 | 0 | 274 | 0 | 0.37178 | -745 | 745 | 0 | 0.54025 | 0 | -235 | 235 | 0 | 0.38399 | 0
421 | 0 | 421 | 0 | 0.26263 | 274 | 0 | 274 | 0 | 0.37178 | -774 | 774 | 0 | 0.56128 | 0 | -332 | 332 | 0 | 0.54248 | 0
509 | 0 | 509 | 0 | 0.31753 | 274 | 0 | 274 | 0 | 0.37178 | -728 | 728 | 0 | 0.52792 | 0 | -269 | 269 | 0 | 0.43954 | 0
604 | 0 | 604 | 0 | 0.37679 | 274 | 0 | 274 | 0 | 0.37178 | -527 | 527 | 0 | 0.38216 | 0 | -206 | 206 | 0 | 0.3366 | 0
589 | 0 | 589 | 0 | 0.36744 | 274 | 0 | 274 | 0 | 0.37178 | -416 | 416 | 0 | 0.30167 | 0 | -120 | 120 | 0 | 0.19608 | 0
786 | 0 | 786 | 0 | 0.49033 | 274 | 0 | 274 | 0 | 0.37178 | -155 | 155 | 0 | 0.1124 | 0 | 0 | 0 | 0 | 0 | 0
778 | 0 | 778 | 0 | 0.48534 | 275 | 0 | 275 | 0 | 0.37313 | 265 | 0 | 265 | 0 | 0.16368 | 2 | 0 | 2 | 0 | 0.0033613
931 | 0 | 931 | 0 | 0.58079 | 274 | 0 | 274 | 0 | 0.37178 | 331 | 0 | 331 | 0 | 0.20445 | 135 | 0 | 135 | 0 | 0.22689
946 | 0 | 946 | 0 | 0.59014 | 275 | 0 | 275 | 0 | 0.37313 | 1023 | 0 | 1023 | 0 | 0.63187 | 224 | 0 | 224 | 0 | 0.37647
945 | 0 | 945 | 0 | 0.58952 | 274 | 0 | 274 | 0 | 0.37178 | 959 | 0 | 959 | 0 | 0.59234 | 250 | 0 | 250 | 0 | 0.42017
945 | 0 | 945 | 0 | 0.58952 | 275 | 0 | 275 | 0 | 0.37313 | 892 | 0 | 892 | 0 | 0.55096 | 250 | 0 | 250 | 0 | 0.42017
946 | 0 | 946 | 0 | 0.59014 | 275 | 0 | 275 | 0 | 0.37313 | 946 | 0 | 946 | 0 | 0.58431 | 274 | 0 | 274 | 0 | 0.4605
946 | 0 | 946 | 0 | 0.59014 | 275 | 0 | 275 | 0 | 0.37313 | 901 | 0 | 901 | 0 | 0.55652 | 298 | 0 | 298 | 0 | 0.50084
925 | 0 | 925 | 0 | 0.57704 | 275 | 0 | 275 | 0 | 0.37313 | 760 | 0 | 760 | 0 | 0.46943 | 298 | 0 | 298 | 0 | 0.50084
578 | 0 | 578 | 0 | 0.36057 | 275 | 0 | 275 | 0 | 0.37313 | 849 | 0 | 849 | 0 | 0.5244 | 298 | 0 | 298 | 0 | 0.50084
35 | 0 | 35 | 0 | 0.021834 | 274 | 0 | 274 | 0 | 0.37178 | 492 | 0 | 492 | 0 | 0.30389 | 298 | 0 | 298 | 0 | 0.50084
0 | 0 | 0 | 0 | 0 | 274 | 0 | 274 | 0 | 0.37178 | 45 | 0 | 45 | 0 | 0.027795 | 24 | 0 | 24 | 0 | 0.040336
0 | 0 | 0 | 0 | 0 | 274 | 0 | 274 | 0 | 0.37178 | -523 | 523 | 0 | 0.37926 | 0 | 3 | 0 | 3 | 0 | 0.005042
0 | 0 | 0 | 0 | 0 | 274 | 0 | 274 | 0 | 0.37178 | -491 | 491 | 0 | 0.35606 | 0 | 3 | 0 | 3 | 0 | 0.005042
0 | 0 | 0 | 0 | 0 | 274 | 0 | 274 | 0 | 0.37178 | -319 | 319 | 0 | 0.23133 | 0 | -278 | 278 | 0 | 0.45425 | 0
0 | 0 | 0 | 0 | 0 | 274 | 0 | 274 | 0 | 0.37178 | -360 | 360 | 0 | 0.26106 | 0 | -329 | 329 | 0 | 0.53758 | 0
0 | 0 | 0 | 0 | 0 | 274 | 0 | 274 | 0 | 0.37178 | -299 | 299 | 0 | 0.21682 | 0 | -329 | 329 | 0 | 0.53758 | 0
0 | 0 | 0 | 0 | 0 | 274 | 0 | 274 | 0 | 0.37178 | -345 | 345 | 0 | 0.25018 | 0 | -318 | 318 | 0 | 0.51961 | 0
-9 | 9 | 0 | 0.0072874 | 0 | 274 | 0 | 274 | 0 | 0.37178 | -596 | 596 | 0 | 0.4322 | 0 | -361 | 361 | 0 | 0.58987 | 0
46 | 0 | 46 | 0 | 0.028696 | 274 | 0 | 274 | 0 | 0.37178 | -973 | 973 | 0 | 0.70558 | 0 | -380 | 380 | 0 | 0.62092 | 0
-92 | 92 | 0 | 0.074494 | 0 | 274 | 0 | 274 | 0 | 0.37178 | -1056 | 1056 | 0 | 0.76577 | 0 | -450 | 450 | 0 | 0.73529 | 0
-42 | 42 | 0 | 0.034008 | 0 | 274 | 0 | 274 | 0 | 0.37178 | -993 | 993 | 0 | 0.72009 | 0 | -436 | 436 | 0 | 0.71242 | 0
191 | 0 | 191 | 0 | 0.11915 | 274 | 0 | 274 | 0 | 0.37178 | -830 | 830 | 0 | 0.60189 | 0 | -402 | 402 | 0 | 0.65686 | 0
385 | 0 | 385 | 0 | 0.24017 | 274 | 0 | 274 | 0 | 0.37178 | -747 | 747 | 0 | 0.5417 | 0 | -349 | 349 | 0 | 0.57026 | 0
492 | 0 | 492 | 0 | 0.30692 | 274 | 0 | 274 | 0 | 0.37178 | -674 | 674 | 0 | 0.48876 | 0 | -290 | 290 | 0 | 0.47386 | 0
532 | 0 | 532 | 0 | 0.33188 | 274 | 0 | 274 | 0 | 0.37178 | -399 | 399 | 0 | 0.28934 | 0 | -301 | 301 | 0 | 0.49183 | 0
725 | 0 | 725 | 0 | 0.45228 | 274 | 0 | 274 | 0 | 0.37178 | -13 | 13 | 0 | 0.0094271 | 0 | -242 | 242 | 0 | 0.39542 | 0
796 | 0 | 796 | 0 | 0.49657 | 274 | 0 | 274 | 0 | 0.37178 | 378 | 0 | 378 | 0 | 0.23348 | 327 | 0 | 327 | 0 | 0.54958
797 | 0 | 797 | 0 | 0.49719 | 275 | 0 | 275 | 0 | 0.37313 | 658 | 0 | 658 | 0 | 0.40642 | 529 | 0 | 529 | 0 | 0.88908
797 | 0 | 797 | 0 | 0.49719 | 275 | 0 | 275 | 0 | 0.37313 | 895 | 0 | 895 | 0 | 0.55281 | 580 | 0 | 580 | 0 | 0.97479
789 | 0 | 789 | 0 | 0.4922 | 275 | 0 | 275 | 0 | 0.37313 | 988 | 0 | 988 | 0 | 0.61025 | 580 | 0 | 580 | 0 | 0.97479
798 | 0 | 798 | 0 | 0.49782 | 275 | 0 | 275 | 0 | 0.37313 | 1220 | 0 | 1220 | 0 | 0.75355 | 595 | 0 | 595 | 0 | 1
798 | 0 | 798 | 0 | 0.49782 | 275 | 0 | 275 | 0 | 0.37313 | 1242 | 0 | 1242 | 0 | 0.76714 | 583 | 0 | 583 | 0 | 0.97983
798 | 0 | 798 | 0 | 0.49782 | 275 | 0 | 275 | 0 | 0.37313 | 1057 | 0 | 1057 | 0 | 0.65287 | 595 | 0 | 595 | 0 | 1
798 | 0 | 798 | 0 | 0.49782 | 274 | 0 | 274 | 0 | 0.37178 | 905 | 0 | 905 | 0 | 0.55899 | 570 | 0 | 570 | 0 | 0.95798
798 | 0 | 798 | 0 | 0.49782 | 274 | 0 | 274 | 0 | 0.37178 | 513 | 0 | 513 | 0 | 0.31686 | 523 | 0 | 523 | 0 | 0.87899
798 | 0 | 798 | 0 | 0.49782 | 274 | 0 | 274 | 0 | 0.37178 | 231 | 0 | 231 | 0 | 0.14268 | 539 | 0 | 539 | 0 | 0.90588
794 | 0 | 794 | 0 | 0.49532 | 274 | 0 | 274 | 0 | 0.37178 | -507 | 507 | 0 | 0.36766 | 0 | 79 | 0 | 79 | 0 | 0.13277
542 | 0 | 542 | 0 | 0.33812 | 274 | 0 | 274 | 0 | 0.37178 | -524 | 524 | 0 | 0.37999 | 0 | -177 | 177 | 0 | 0.28922 | 0
466 | 0 | 466 | 0 | 0.2907 | 274 | 0 | 274 | 0 | 0.37178 | -656 | 656 | 0 | 0.47571 | 0 | -231 | 231 | 0 | 0.37745 | 0
7 | 0 | 7 | 0 | 0.0043668 | 274 | 0 | 274 | 0 | 0.37178 | -216 | 216 | 0 | 0.15664 | 0 | -10 | 10 | 0 | 0.01634 | 0
0 | 0 | 0 | 0 | 0 | 274 | 0 | 274 | 0 | 0.37178 | 326 | 0 | 326 | 0 | 0.20136 | 2 | 0 | 2 | 0 | 0.0033613
0 | 0 | 0 | 0 | 0 | 274 | 0 | 274 | 0 | 0.37178 | 209 | 0 | 209 | 0 | 0.12909 | 333 | 0 | 333 | 0 | 0.55966
0 | 0 | 0 | 0 | 0 | 274 | 0 | 274 | 0 | 0.37178 | -406 | 406 | 0 | 0.29442 | 0 | -105 | 105 | 0 | 0.17157 | 0
0 | 0 | 0 | 0 | 0 | 274 | 0 | 274 | 0 | 0.37178 | -410 | 410 | 0 | 0.29732 | 0 | -317 | 317 | 0 | 0.51797 | 0
0 | 0 | 0 | 0 | 0 | 274 | 0 | 274 | 0 | 0.37178 | -349 | 349 | 0 | 0.25308 | 0 | -378 | 378 | 0 | 0.61765 | 0
0 | 0 | 0 | 0 | 0 | 274 | 0 | 274 | 0 | 0.37178 | -238 | 238 | 0 | 0.17259 | 0 | -342 | 342 | 0 | 0.55882 | 0
0 | 0 | 0 | 0 | 0 | 274 | 0 | 274 | 0 | 0.37178 | -158 | 158 | 0 | 0.11458 | 0 | -268 | 268 | 0 | 0.43791 | 0
0 | 0 | 0 | 0 | 0 | 274 | 0 | 274 | 0 | 0.37178 | 247 | 0 | 247 | 0 | 0.15256 | -17 | 17 | 0 | 0.027778 | 0
0 | 0 | 0 | 0 | 0 | 274 | 0 | 274 | 0 | 0.37178 | 439 | 0 | 439 | 0 | 0.27116 | 3 | 0 | 3 | 0 | 0.005042
0 | 0 | 0 | 0 | 0 | 275 | 0 | 275 | 0 | 0.37313 | 1047 | 0 | 1047 | 0 | 0.6467 | 255 | 0 | 255 | 0 | 0.42857
42 | 0 | 42 | 0 | 0.026201 | 263 | 0 | 263 | 0 | 0.35685 | 1298 | 0 | 1298 | 0 | 0.80173 | 394 | 0 | 394 | 0 | 0.66218
572 | 0 | 572 | 0 | 0.35683 | 274 | 0 | 274 | 0 | 0.37178 | 1413 | 0 | 1413 | 0 | 0.87276 | 397 | 0 | 397 | 0 | 0.66723
787 | 0 | 787 | 0 | 0.49095 | 275 | 0 | 275 | 0 | 0.37313 | 1299 | 0 | 1299 | 0 | 0.80235 | 397 | 0 | 397 | 0 | 0.66723
797 | 0 | 797 | 0 | 0.49719 | 275 | 0 | 275 | 0 | 0.37313 | 1255 | 0 | 1255 | 0 | 0.77517 | 397 | 0 | 397 | 0 | 0.66723
797 | 0 | 797 | 0 | 0.49719 | 275 | 0 | 275 | 0 | 0.37313 | 1251 | 0 | 1251 | 0 | 0.7727 | 397 | 0 | 397 | 0 | 0.66723
759 | 0 | 759 | 0 | 0.47349 | 274 | 0 | 274 | 0 | 0.37178 | 1122 | 0 | 1122 | 0 | 0.69302 | 397 | 0 | 397 | 0 | 0.66723
196 | 0 | 196 | 0 | 0.12227 | 274 | 0 | 274 | 0 | 0.37178 | 275 | 0 | 275 | 0 | 0.16986 | 44 | 0 | 44 | 0 | 0.07395
-384 | 384 | 0 | 0.31093 | 0 | 274 | 0 | 274 | 0 | 0.37178 | -372 | 372 | 0 | 0.26976 | 0 | -446 | 446 | 0 | 0.72876 | 0
-493 | 493 | 0 | 0.39919 | 0 | 274 | 0 | 274 | 0 | 0.37178 | -423 | 423 | 0 | 0.30674 | 0 | -606 | 606 | 0 | 0.9902 | 0
-486 | 486 | 0 | 0.39352 | 0 | 274 | 0 | 274 | 0 | 0.37178 | -363 | 363 | 0 | 0.26323 | 0 | -608 | 608 | 0 | 0.99346 | 0
-321 | 321 | 0 | 0.25992 | 0 | 274 | 0 | 274 | 0 | 0.37178 | -327 | 327 | 0 | 0.23713 | 0 | -609 | 609 | 0 | 0.9951 | 0
-288 | 288 | 0 | 0.2332 | 0 | 274 | 0 | 274 | 0 | 0.37178 | -335 | 335 | 0 | 0.24293 | 0 | -609 | 609 | 0 | 0.9951 | 0
-363 | 363 | 0 | 0.29393 | 0 | 274 | 0 | 274 | 0 | 0.37178 | -371 | 371 | 0 | 0.26904 | 0 | -598 | 598 | 0 | 0.97712 | 0
-318 | 318 | 0 | 0.25749 | 0 | 274 | 0 | 274 | 0 | 0.37178 | -465 | 465 | 0 | 0.3372 | 0 | -568 | 568 | 0 | 0.9281 | 0
-313 | 313 | 0 | 0.25344 | 0 | 274 | 0 | 274 | 0 | 0.37178 | -444 | 444 | 0 | 0.32197 | 0 | -549 | 549 | 0 | 0.89706 | 0
-214 | 214 | 0 | 0.17328 | 0 | 274 | 0 | 274 | 0 | 0.37178 | -394 | 394 | 0 | 0.28571 | 0 | -534 | 534 | 0 | 0.87255 | 0
-361 | 361 | 0 | 0.29231 | 0 | 274 | 0 | 274 | 0 | 0.37178 | -576 | 576 | 0 | 0.41769 | 0 | -534 | 534 | 0 | 0.87255 | 0
-307 | 307 | 0 | 0.24858 | 0 | 274 | 0 | 274 | 0 | 0.37178 | -694 | 694 | 0 | 0.50326 | 0 | -605 | 605 | 0 | 0.98856 | 0
-263 | 263 | 0 | 0.21296 | 0 | 274 | 0 | 274 | 0 | 0.37178 | -670 | 670 | 0 | 0.48586 | 0 | -608 | 608 | 0 | 0.99346 | 0
-113 | 113 | 0 | 0.091498 | 0 | 274 | 0 | 274 | 0 | 0.37178 | -507 | 507 | 0 | 0.36766 | 0 | -608 | 608 | 0 | 0.99346 | 0
16 | 0 | 16 | 0 | 0.0099813 | 274 | 0 | 274 | 0 | 0.37178 | -451 | 451 | 0 | 0.32705 | 0 | -550 | 550 | 0 | 0.89869 | 0
115 | 0 | 115 | 0 | 0.07174 | 274 | 0 | 274 | 0 | 0.37178 | -441 | 441 | 0 | 0.3198 | 0 | -523 | 523 | 0 | 0.85458 | 0
151 | 0 | 151 | 0 | 0.094198 | 274 | 0 | 274 | 0 | 0.37178 | -398 | 398 | 0 | 0.28861 | 0 | -523 | 523 | 0 | 0.85458 | 0
314 | 0 | 314 | 0 | 0.19588 | 273 | 0 | 273 | 0 | 0.37042 | -261 | 261 | 0 | 0.18927 | 0 | -323 | 323 | 0 | 0.52778 | 0
5 | 0 | 5 | 0 | 0.0031192 | 226 | 0 | 226 | 0 | 0.30665 | -148 | 148 | 0 | 0.10732 | 0 | -403 | 403 | 0 | 0.6585 | 0
-78 | 78 | 0 | 0.063158 | 0 | 274 | 0 | 274 | 0 | 0.37178 | -34 | 34 | 0 | 0.024656 | 0 | -383 | 383 | 0 | 0.62582 | 0
-119 | 119 | 0 | 0.096356 | 0 | 207 | 0 | 207 | 0 | 0.28087 | -4 | 4 | 0 | 0.0029007 | 0 | -371 | 371 | 0 | 0.60621 | 0
-6 | 6 | 0 | 0.0048583 | 0 | 265 | 0 | 265 | 0 | 0.35957 | 248 | 0 | 248 | 0 | 0.15318 | -32 | 32 | 0 | 0.052288 | 0
-127 | 127 | 0 | 0.10283 | 0 | 7 | 0 | 7 | 0 | 0.009498 | 123 | 0 | 123 | 0 | 0.075973 | 2 | 0 | 2 | 0 | 0.0033613
-486 | 486 | 0 | 0.39352 | 0 | -20 | 20 | 0 | 0.026316 | 0 | -560 | 560 | 0 | 0.40609 | 0 | 2 | 0 | 2 | 0 | 0.0033613
-498 | 498 | 0 | 0.40324 | 0 | -274 | 274 | 0 | 0.36053 | 0 | -788 | 788 | 0 | 0.57143 | 0 | -400 | 400 | 0 | 0.65359 | 0
-498 | 498 | 0 | 0.40324 | 0 | -291 | 291 | 0 | 0.38289 | 0 | -893 | 893 | 0 | 0.64757 | 0 | -603 | 603 | 0 | 0.98529 | 0
-498 | 498 | 0 | 0.40324 | 0 | -290 | 290 | 0 | 0.38158 | 0 | -965 | 965 | 0 | 0.69978 | 0 | -608 | 608 | 0 | 0.99346 | 0
-498 | 498 | 0 | 0.40324 | 0 | -290 | 290 | 0 | 0.38158 | 0 | -1240 | 1240 | 0 | 0.8992 | 0 | -608 | 608 | 0 | 0.99346 | 0
-498 | 498 | 0 | 0.40324 | 0 | -290 | 290 | 0 | 0.38158 | 0 | -1309 | 1309 | 0 | 0.94924 | 0 | -608 | 608 | 0 | 0.99346 | 0
-498 | 498 | 0 | 0.40324 | 0 | -290 | 290 | 0 | 0.38158 | 0 | -1315 | 1315 | 0 | 0.95359 | 0 | -608 | 608 | 0 | 0.99346 | 0
-498 | 498 | 0 | 0.40324 | 0 | -290 | 290 | 0 | 0.38158 | 0 | -1293 | 1293 | 0 | 0.93764 | 0 | -608 | 608 | 0 | 0.99346 | 0
-498 | 498 | 0 | 0.40324 | 0 | -290 | 290 | 0 | 0.38158 | 0 | -1340 | 1340 | 0 | 0.97172 | 0 | -608 | 608 | 0 | 0.99346 | 0
-499 | 499 | 0 | 0.40405 | 0 | -291 | 291 | 0 | 0.38289 | 0 | -1351 | 1351 | 0 | 0.9797 | 0 | -608 | 608 | 0 | 0.99346 | 0
-498 | 498 | 0 | 0.40324 | 0 | -291 | 291 | 0 | 0.38289 | 0 | -1330 | 1330 | 0 | 0.96447 | 0 | -536 | 536 | 0 | 0.87582 | 0
-499 | 499 | 0 | 0.40405 | 0 | -291 | 291 | 0 | 0.38289 | 0 | -1182 | 1182 | 0 | 0.85714 | 0 | -328 | 328 | 0 | 0.53595 | 0
-499 | 499 | 0 | 0.40405 | 0 | -291 | 291 | 0 | 0.38289 | 0 | -1314 | 1314 | 0 | 0.95286 | 0 | -303 | 303 | 0 | 0.4951 | 0
-498 | 498 | 0 | 0.40324 | 0 | -291 | 291 | 0 | 0.38289 | 0 | -986 | 986 | 0 | 0.71501 | 0 | -584 | 584 | 0 | 0.95425 | 0
-498 | 498 | 0 | 0.40324 | 0 | -291 | 291 | 0 | 0.38289 | 0 | -1079 | 1079 | 0 | 0.78245 | 0 | -608 | 608 | 0 | 0.99346 | 0
-498 | 498 | 0 | 0.40324 | 0 | -291 | 291 | 0 | 0.38289 | 0 | -1201 | 1201 | 0 | 0.87092 | 0 | -608 | 608 | 0 | 0.99346 | 0
-498 | 498 | 0 | 0.40324 | 0 | -291 | 291 | 0 | 0.38289 | 0 | -1191 | 1191 | 0 | 0.86367 | 0 | -608 | 608 | 0 | 0.99346 | 0
-499 | 499 | 0 | 0.40405 | 0 | -291 | 291 | 0 | 0.38289 | 0 | -1208 | 1208 | 0 | 0.876 | 0 | -567 | 567 | 0 | 0.92647 | 0
-498 | 498 | 0 | 0.40324 | 0 | -291 | 291 | 0 | 0.38289 | 0 | -1244 | 1244 | 0 | 0.9021 | 0 | -498 | 498 | 0 | 0.81373 | 0
-498 | 498 | 0 | 0.40324 | 0 | -291 | 291 | 0 | 0.38289 | 0 | -1273 | 1273 | 0 | 0.92313 | 0 | -123 | 123 | 0 | 0.20098 | 0
-499 | 499 | 0 | 0.40405 | 0 | -291 | 291 | 0 | 0.38289 | 0 | -1240 | 1240 | 0 | 0.8992 | 0 | -334 | 334 | 0 | 0.54575 | 0
-500 | 500 | 0 | 0.40486 | 0 | -291 | 291 | 0 | 0.38289 | 0 | -1174 | 1174 | 0 | 0.85134 | 0 | -111 | 111 | 0 | 0.18137 | 0
-501 | 501 | 0 | 0.40567 | 0 | -261 | 261 | 0 | 0.34342 | 0 | -1038 | 1038 | 0 | 0.75272 | 0 | -57 | 57 | 0 | 0.093137 | 0
-500 | 500 | 0 | 0.40486 | 0 | -291 | 291 | 0 | 0.38289 | 0 | -500 | 500 | 0 | 0.36258 | 0 | -118 | 118 | 0 | 0.19281 | 0
-499 | 499 | 0 | 0.40405 | 0 | -291 | 291 | 0 | 0.38289 | 0 | -1160 | 1160 | 0 | 0.84119 | 0 | -448 | 448 | 0 | 0.73203 | 0
-499 | 499 | 0 | 0.40405 | 0 | -291 | 291 | 0 | 0.38289 | 0 | -1066 | 1066 | 0 | 0.77302 | 0 | -551 | 551 | 0 | 0.90033 | 0
-499 | 499 | 0 | 0.40405 | 0 | -291 | 291 | 0 | 0.38289 | 0 | -1212 | 1212 | 0 | 0.8789 | 0 | -607 | 607 | 0 | 0.99183 | 0
-498 | 498 | 0 | 0.40324 | 0 | -290 | 290 | 0 | 0.38158 | 0 | -1283 | 1283 | 0 | 0.93038 | 0 | -545 | 545 | 0 | 0.89052 | 0
-498 | 498 | 0 | 0.40324 | 0 | -290 | 290 | 0 | 0.38158 | 0 | -1300 | 1300 | 0 | 0.94271 | 0 | -474 | 474 | 0 | 0.77451 | 0
-498 | 498 | 0 | 0.40324 | 0 | -290 | 290 | 0 | 0.38158 | 0 | -1302 | 1302 | 0 | 0.94416 | 0 | -327 | 327 | 0 | 0.53431 | 0
-499 | 499 | 0 | 0.40405 | 0 | -290 | 290 | 0 | 0.38158 | 0 | -1236 | 1236 | 0 | 0.8963 | 0 | -377 | 377 | 0 | 0.61601 | 0
-499 | 499 | 0 | 0.40405 | 0 | -290 | 290 | 0 | 0.38158 | 0 | -1053 | 1053 | 0 | 0.7636 | 0 | -422 | 422 | 0 | 0.68954 | 0
-499 | 499 | 0 | 0.40405 | 0 | -291 | 291 | 0 | 0.38289 | 0 | -1071 | 1071 | 0 | 0.77665 | 0 | -395 | 395 | 0 | 0.64542 | 0
-499 | 499 | 0 | 0.40405 | 0 | -291 | 291 | 0 | 0.38289 | 0 | -1206 | 1206 | 0 | 0.87455 | 0 | -428 | 428 | 0 | 0.69935 | 0
-498 | 498 | 0 | 0.40324 | 0 | -291 | 291 | 0 | 0.38289 | 0 | -1203 | 1203 | 0 | 0.87237 | 0 | -272 | 272 | 0 | 0.44444 | 0
-498 | 498 | 0 | 0.40324 | 0 | -291 | 291 | 0 | 0.38289 | 0 | -1267 | 1267 | 0 | 0.91878 | 0 | -111 | 111 | 0 | 0.18137 | 0
-498 | 498 | 0 | 0.40324 | 0 | -291 | 291 | 0 | 0.38289 | 0 | -1275 | 1275 | 0 | 0.92458 | 0 | -134 | 134 | 0 | 0.21895 | 0
-498 | 498 | 0 | 0.40324 | 0 | -291 | 291 | 0 | 0.38289 | 0 | -1200 | 1200 | 0 | 0.8702 | 0 | -233 | 233 | 0 | 0.38072 | 0
-498 | 498 | 0 | 0.40324 | 0 | -291 | 291 | 0 | 0.38289 | 0 | -1187 | 1187 | 0 | 0.86077 | 0 | -345 | 345 | 0 | 0.56373 | 0
-498 | 498 | 0 | 0.40324 | 0 | -291 | 291 | 0 | 0.38289 | 0 | -1051 | 1051 | 0 | 0.76215 | 0 | -515 | 515 | 0 | 0.8415 | 0
-498 | 498 | 0 | 0.40324 | 0 | -291 | 291 | 0 | 0.38289 | 0 | -1062 | 1062 | 0 | 0.77012 | 0 | -607 | 607 | 0 | 0.99183 | 0
-498 | 498 | 0 | 0.40324 | 0 | -289 | 289 | 0 | 0.38026 | 0 | -1154 | 1154 | 0 | 0.83684 | 0 | -608 | 608 | 0 | 0.99346 | 0
-498 | 498 | 0 | 0.40324 | 0 | -255 | 255 | 0 | 0.33553 | 0 | -1047 | 1047 | 0 | 0.75925 | 0 | -592 | 592 | 0 | 0.96732 | 0
-499 | 499 | 0 | 0.40405 | 0 | -290 | 290 | 0 | 0.38158 | 0 | -1264 | 1264 | 0 | 0.91661 | 0 | -436 | 436 | 0 | 0.71242 | 0
-498 | 498 | 0 | 0.40324 | 0 | -287 | 287 | 0 | 0.37763 | 0 | -1077 | 1077 | 0 | 0.781 | 0 | -470 | 470 | 0 | 0.76797 | 0
-498 | 498 | 0 | 0.40324 | 0 | -237 | 237 | 0 | 0.31184 | 0 | -1056 | 1056 | 0 | 0.76577 | 0 | -447 | 447 | 0 | 0.73039 | 0
-498 | 498 | 0 | 0.40324 | 0 | -246 | 246 | 0 | 0.32368 | 0 | -1067 | 1067 | 0 | 0.77375 | 0 | -447 | 447 | 0 | 0.73039 | 0
-498 | 498 | 0 | 0.40324 | 0 | -288 | 288 | 0 | 0.37895 | 0 | -1066 | 1066 | 0 | 0.77302 | 0 | -447 | 447 | 0 | 0.73039 | 0
-499 | 499 | 0 | 0.40405 | 0 | -290 | 290 | 0 | 0.38158 | 0 | -1185 | 1185 | 0 | 0.85932 | 0 | -502 | 502 | 0 | 0.82026 | 0
-499 | 499 | 0 | 0.40405 | 0 | -291 | 291 | 0 | 0.38289 | 0 | -1118 | 1118 | 0 | 0.81073 | 0 | -606 | 606 | 0 | 0.9902 | 0
-499 | 499 | 0 | 0.40405 | 0 | -290 | 290 | 0 | 0.38158 | 0 | -1033 | 1033 | 0 | 0.74909 | 0 | -608 | 608 | 0 | 0.99346 | 0
-499 | 499 | 0 | 0.40405 | 0 | -291 | 291 | 0 | 0.38289 | 0 | -1104 | 1104 | 0 | 0.80058 | 0 | -608 | 608 | 0 | 0.99346 | 0
-498 | 498 | 0 | 0.40324 | 0 | -290 | 290 | 0 | 0.38158 | 0 | -1210 | 1210 | 0 | 0.87745 | 0 | -608 | 608 | 0 | 0.99346 | 0
-499 | 499 | 0 | 0.40405 | 0 | -290 | 290 | 0 | 0.38158 | 0 | -1205 | 1205 | 0 | 0.87382 | 0 | -550 | 550 | 0 | 0.89869 | 0
-499 | 499 | 0 | 0.40405 | 0 | -290 | 290 | 0 | 0.38158 | 0 | -1296 | 1296 | 0 | 0.93981 | 0 | -334 | 334 | 0 | 0.54575 | 0
-499 | 499 | 0 | 0.40405 | 0 | -290 | 290 | 0 | 0.38158 | 0 | -1252 | 1252 | 0 | 0.9079 | 0 | -363 | 363 | 0 | 0.59314 | 0
-499 | 499 | 0 | 0.40405 | 0 | -290 | 290 | 0 | 0.38158 | 0 | -1145 | 1145 | 0 | 0.83031 | 0 | -479 | 479 | 0 | 0.78268 | 0
-498 | 498 | 0 | 0.40324 | 0 | -280 | 280 | 0 | 0.36842 | 0 | -1168 | 1168 | 0 | 0.84699 | 0 | -402 | 402 | 0 | 0.65686 | 0
-498 | 498 | 0 | 0.40324 | 0 | -154 | 154 | 0 | 0.20263 | 0 | -1184 | 1184 | 0 | 0.85859 | 0 | -456 | 456 | 0 | 0.7451 | 0
-507 | 507 | 0 | 0.41053 | 0 | -260 | 260 | 0 | 0.34211 | 0 | -1076 | 1076 | 0 | 0.78028 | 0 | -259 | 259 | 0 | 0.4232 | 0
-525 | 525 | 0 | 0.4251 | 0 | -290 | 290 | 0 | 0.38158 | 0 | -1005 | 1005 | 0 | 0.72879 | 0 | -572 | 572 | 0 | 0.93464 | 0
-819 | 819 | 0 | 0.66316 | 0 | -291 | 291 | 0 | 0.38289 | 0 | -799 | 799 | 0 | 0.57941 | 0 | -608 | 608 | 0 | 0.99346 | 0
-841 | 841 | 0 | 0.68097 | 0 | -286 | 286 | 0 | 0.37632 | 0 | -748 | 748 | 0 | 0.54242 | 0 | -608 | 608 | 0 | 0.99346 | 0
-841 | 841 | 0 | 0.68097 | 0 | -125 | 125 | 0 | 0.16447 | 0 | -913 | 913 | 0 | 0.66207 | 0 | -608 | 608 | 0 | 0.99346 | 0
-839 | 839 | 0 | 0.67935 | 0 | -122 | 122 | 0 | 0.16053 | 0 | -787 | 787 | 0 | 0.5707 | 0 | -608 | 608 | 0 | 0.99346 | 0
-840 | 840 | 0 | 0.68016 | 0 | -8 | 8 | 0 | 0.010526 | 0 | -500 | 500 | 0 | 0.36258 | 0 | -586 | 586 | 0 | 0.95752 | 0
-840 | 840 | 0 | 0.68016 | 0 | -2 | 2 | 0 | 0.0026316 | 0 | -271 | 271 | 0 | 0.19652 | 0 | -505 | 505 | 0 | 0.82516 | 0
-840 | 840 | 0 | 0.68016 | 0 | -81 | 81 | 0 | 0.10658 | 0 | -568 | 568 | 0 | 0.41189 | 0 | -368 | 368 | 0 | 0.60131 | 0
-840 | 840 | 0 | 0.68016 | 0 | -111 | 111 | 0 | 0.14605 | 0 | -559 | 559 | 0 | 0.40537 | 0 | -327 | 327 | 0 | 0.53431 | 0
-840 | 840 | 0 | 0.68016 | 0 | -73 | 73 | 0 | 0.096053 | 0 | -564 | 564 | 0 | 0.40899 | 0 | -313 | 313 | 0 | 0.51144 | 0
-840 | 840 | 0 | 0.68016 | 0 | -127 | 127 | 0 | 0.16711 | 0 | -641 | 641 | 0 | 0.46483 | 0 | -313 | 313 | 0 | 0.51144 | 0
-840 | 840 | 0 | 0.68016 | 0 | -230 | 230 | 0 | 0.30263 | 0 | -741 | 741 | 0 | 0.53735 | 0 | -332 | 332 | 0 | 0.54248 | 0
-840 | 840 | 0 | 0.68016 | 0 | -291 | 291 | 0 | 0.38289 | 0 | -969 | 969 | 0 | 0.70268 | 0 | -396 | 396 | 0 | 0.64706 | 0
-840 | 840 | 0 | 0.68016 | 0 | -291 | 291 | 0 | 0.38289 | 0 | -1151 | 1151 | 0 | 0.83466 | 0 | -527 | 527 | 0 | 0.86111 | 0
-840 | 840 | 0 | 0.68016 | 0 | -291 | 291 | 0 | 0.38289 | 0 | -1285 | 1285 | 0 | 0.93183 | 0 | -607 | 607 | 0 | 0.99183 | 0
-840 | 840 | 0 | 0.68016 | 0 | -290 | 290 | 0 | 0.38158 | 0 | -1311 | 1311 | 0 | 0.95069 | 0 | -608 | 608 | 0 | 0.99346 | 0
-845 | 845 | 0 | 0.68421 | 0 | -291 | 291 | 0 | 0.38289 | 0 | -1315 | 1315 | 0 | 0.95359 | 0 | -608 | 608 | 0 | 0.99346 | 0
-840 | 840 | 0 | 0.68016 | 0 | -291 | 291 | 0 | 0.38289 | 0 | -1290 | 1290 | 0 | 0.93546 | 0 | -608 | 608 | 0 | 0.99346 | 0
-840 | 840 | 0 | 0.68016 | 0 | -290 | 290 | 0 | 0.38158 | 0 | -1243 | 1243 | 0 | 0.90138 | 0 | -608 | 608 | 0 | 0.99346 | 0
-840 | 840 | 0 | 0.68016 | 0 | -291 | 291 | 0 | 0.38289 | 0 | -1294 | 1294 | 0 | 0.93836 | 0 | -608 | 608 | 0 | 0.99346 | 0
-840 | 840 | 0 | 0.68016 | 0 | -291 | 291 | 0 | 0.38289 | 0 | -1245 | 1245 | 0 | 0.90283 | 0 | -608 | 608 | 0 | 0.99346 | 0
-839 | 839 | 0 | 0.67935 | 0 | -291 | 291 | 0 | 0.38289 | 0 | -1092 | 1092 | 0 | 0.79188 | 0 | -608 | 608 | 0 | 0.99346 | 0
-840 | 840 | 0 | 0.68016 | 0 | -291 | 291 | 0 | 0.38289 | 0 | -1240 | 1240 | 0 | 0.8992 | 0 | -607 | 607 | 0 | 0.99183 | 0
-840 | 840 | 0 | 0.68016 | 0 | -290 | 290 | 0 | 0.38158 | 0 | -1171 | 1171 | 0 | 0.84917 | 0 | -607 | 607 | 0 | 0.99183 | 0
-840 | 840 | 0 | 0.68016 | 0 | -290 | 290 | 0 | 0.38158 | 0 | -1134 | 1134 | 0 | 0.82234 | 0 | -607 | 607 | 0 | 0.99183 | 0
-840 | 840 | 0 | 0.68016 | 0 | -280 | 280 | 0 | 0.36842 | 0 | -1057 | 1057 | 0 | 0.7665 | 0 | -607 | 607 | 0 | 0.99183 | 0
-840 | 840 | 0 | 0.68016 | 0 | -139 | 139 | 0 | 0.18289 | 0 | -1151 | 1151 | 0 | 0.83466 | 0 | -608 | 608 | 0 | 0.99346 | 0
-840 | 840 | 0 | 0.68016 | 0 | -5 | 5 | 0 | 0.0065789 | 0 | -998 | 998 | 0 | 0.72371 | 0 | -595 | 595 | 0 | 0.97222 | 0
-840 | 840 | 0 | 0.68016 | 0 | 0 | 0 | 0 | 0 | 0 | -785 | 785 | 0 | 0.56925 | 0 | -538 | 538 | 0 | 0.87908 | 0
-840 | 840 | 0 | 0.68016 | 0 | 0 | 0 | 0 | 0 | 0 | -879 | 879 | 0 | 0.63742 | 0 | -426 | 426 | 0 | 0.69608 | 0
-840 | 840 | 0 | 0.68016 | 0 | 0 | 0 | 0 | 0 | 0 | -559 | 559 | 0 | 0.40537 | 0 | -379 | 379 | 0 | 0.61928 | 0
-840 | 840 | 0 | 0.68016 | 0 | 0 | 0 | 0 | 0 | 0 | -386 | 386 | 0 | 0.27991 | 0 | -447 | 447 | 0 | 0.73039 | 0
-829 | 829 | 0 | 0.67126 | 0 | 0 | 0 | 0 | 0 | 0 | -102 | 102 | 0 | 0.073967 | 0 | -434 | 434 | 0 | 0.70915 | 0
-463 | 463 | 0 | 0.3749 | 0 | 0 | 0 | 0 | 0 | 0 | 70 | 0 | 70 | 0 | 0.043237 | -523 | 523 | 0 | 0.85458 | 0
-385 | 385 | 0 | 0.31174 | 0 | 0 | 0 | 0 | 0 | 0 | -41 | 41 | 0 | 0.029732 | 0 | -525 | 525 | 0 | 0.85784 | 0
-352 | 352 | 0 | 0.28502 | 0 | 0 | 0 | 0 | 0 | 0 | 45 | 0 | 45 | 0 | 0.027795 | -553 | 553 | 0 | 0.90359 | 0
-360 | 360 | 0 | 0.2915 | 0 | 0 | 0 | 0 | 0 | 0 | -116 | 116 | 0 | 0.084119 | 0 | -575 | 575 | 0 | 0.93954 | 0
-424 | 424 | 0 | 0.34332 | 0 | 0 | 0 | 0 | 0 | 0 | -144 | 144 | 0 | 0.10442 | 0 | -605 | 605 | 0 | 0.98856 | 0
-817 | 817 | 0 | 0.66154 | 0 | 0 | 0 | 0 | 0 | 0 | 78 | 0 | 78 | 0 | 0.048178 | -594 | 594 | 0 | 0.97059 | 0
-840 | 840 | 0 | 0.68016 | 0 | 0 | 0 | 0 | 0 | 0 | -575 | 575 | 0 | 0.41697 | 0 | -111 | 111 | 0 | 0.18137 | 0
-840 | 840 | 0 | 0.68016 | 0 | -8 | 8 | 0 | 0.010526 | 0 | -726 | 726 | 0 | 0.52647 | 0 | -1 | 1 | 0 | 0.001634 | 0
-840 | 840 | 0 | 0.68016 | 0 | -286 | 286 | 0 | 0.37632 | 0 | -1104 | 1104 | 0 | 0.80058 | 0 | -1 | 1 | 0 | 0.001634 | 0
-840 | 840 | 0 | 0.68016 | 0 | -291 | 291 | 0 | 0.38289 | 0 | -1066 | 1066 | 0 | 0.77302 | 0 | -1 | 1 | 0 | 0.001634 | 0
-840 | 840 | 0 | 0.68016 | 0 | -291 | 291 | 0 | 0.38289 | 0 | -1061 | 1061 | 0 | 0.7694 | 0 | -1 | 1 | 0 | 0.001634 | 0
-841 | 841 | 0 | 0.68097 | 0 | -290 | 290 | 0 | 0.38158 | 0 | -1077 | 1077 | 0 | 0.781 | 0 | -1 | 1 | 0 | 0.001634 | 0
-840 | 840 | 0 | 0.68016 | 0 | -291 | 291 | 0 | 0.38289 | 0 | -1119 | 1119 | 0 | 0.81146 | 0 | -1 | 1 | 0 | 0.001634 | 0
-840 | 840 | 0 | 0.68016 | 0 | -290 | 290 | 0 | 0.38158 | 0 | -1128 | 1128 | 0 | 0.81798 | 0 | -1 | 1 | 0 | 0.001634 | 0
-840 | 840 | 0 | 0.68016 | 0 | -291 | 291 | 0 | 0.38289 | 0 | -1207 | 1207 | 0 | 0.87527 | 0 | 1 | 0 | 1 | 0 | 0.0016807
-840 | 840 | 0 | 0.68016 | 0 | -291 | 291 | 0 | 0.38289 | 0 | -1229 | 1229 | 0 | 0.89123 | 0 | 2 | 0 | 2 | 0 | 0.0033613
-840 | 840 | 0 | 0.68016 | 0 | -291 | 291 | 0 | 0.38289 | 0 | -1248 | 1248 | 0 | 0.905 | 0 | 2 | 0 | 2 | 0 | 0.0033613
-840 | 840 | 0 | 0.68016 | 0 | -291 | 291 | 0 | 0.38289 | 0 | -1224 | 1224 | 0 | 0.8876 | 0 | 2 | 0 | 2 | 0 | 0.0033613
-830 | 830 | 0 | 0.67206 | 0 | -271 | 271 | 0 | 0.35658 | 0 | -1026 | 1026 | 0 | 0.74402 | 0 | -495 | 495 | 0 | 0.80882 | 0
-658 | 658 | 0 | 0.53279 | 0 | -17 | 17 | 0 | 0.022368 | 0 | -1094 | 1094 | 0 | 0.79333 | 0 | -227 | 227 | 0 | 0.37092 | 0
-66 | 66 | 0 | 0.053441 | 0 | 7 | 0 | 7 | 0 | 0.009498 | -745 | 745 | 0 | 0.54025 | 0 | -5 | 5 | 0 | 0.0081699 | 0
299 | 0 | 299 | 0 | 0.18653 | 270 | 0 | 270 | 0 | 0.36635 | 231 | 0 | 231 | 0 | 0.14268 | 2 | 0 | 2 | 0 | 0.0033613
765 | 0 | 765 | 0 | 0.47723 | 275 | 0 | 275 | 0 | 0.37313 | 180 | 0 | 180 | 0 | 0.11118 | 2 | 0 | 2 | 0 | 0.0033613
798 | 0 | 798 | 0 | 0.49782 | 275 | 0 | 275 | 0 | 0.37313 | 589 | 0 | 589 | 0 | 0.3638 | 2 | 0 | 2 | 0 | 0.0033613
798 | 0 | 798 | 0 | 0.49782 | 275 | 0 | 275 | 0 | 0.37313 | 328 | 0 | 328 | 0 | 0.20259 | 2 | 0 | 2 | 0 | 0.0033613
798 | 0 | 798 | 0 | 0.49782 | 275 | 0 | 275 | 0 | 0.37313 | 867 | 0 | 867 | 0 | 0.53552 | 2 | 0 | 2 | 0 | 0.0033613
798 | 0 | 798 | 0 | 0.49782 | 275 | 0 | 275 | 0 | 0.37313 | 896 | 0 | 896 | 0 | 0.55343 | 2 | 0 | 2 | 0 | 0.0033613
798 | 0 | 798 | 0 | 0.49782 | 275 | 0 | 275 | 0 | 0.37313 | 1030 | 0 | 1030 | 0 | 0.6362 | 131 | 0 | 131 | 0 | 0.22017
798 | 0 | 798 | 0 | 0.49782 | 274 | 0 | 274 | 0 | 0.37178 | 1144 | 0 | 1144 | 0 | 0.70661 | 223 | 0 | 223 | 0 | 0.37479
798 | 0 | 798 | 0 | 0.49782 | 275 | 0 | 275 | 0 | 0.37313 | 1025 | 0 | 1025 | 0 | 0.63311 | 14 | 0 | 14 | 0 | 0.023529
797 | 0 | 797 | 0 | 0.49719 | 274 | 0 | 274 | 0 | 0.37178 | 534 | 0 | 534 | 0 | 0.32983 | 169 | 0 | 169 | 0 | 0.28403
798 | 0 | 798 | 0 | 0.49782 | 274 | 0 | 274 | 0 | 0.37178 | 28 | 0 | 28 | 0 | 0.017295 | 8 | 0 | 8 | 0 | 0.013445
798 | 0 | 798 | 0 | 0.49782 | 274 | 0 | 274 | 0 | 0.37178 | -58 | 58 | 0 | 0.042059 | 0 | 2 | 0 | 2 | 0 | 0.0033613
798 | 0 | 798 | 0 | 0.49782 | 275 | 0 | 275 | 0 | 0.37313 | -59 | 59 | 0 | 0.042785 | 0 | 2 | 0 | 2 | 0 | 0.0033613
798 | 0 | 798 | 0 | 0.49782 | 275 | 0 | 275 | 0 | 0.37313 | -28 | 28 | 0 | 0.020305 | 0 | 2 | 0 | 2 | 0 | 0.0033613
798 | 0 | 798 | 0 | 0.49782 | 275 | 0 | 275 | 0 | 0.37313 | 513 | 0 | 513 | 0 | 0.31686 | 2 | 0 | 2 | 0 | 0.0033613
798 | 0 | 798 | 0 | 0.49782 | 275 | 0 | 275 | 0 | 0.37313 | 1039 | 0 | 1039 | 0 | 0.64175 | 1 | 0 | 1 | 0 | 0.0016807
798 | 0 | 798 | 0 | 0.49782 | 274 | 0 | 274 | 0 | 0.37178 | 877 | 0 | 877 | 0 | 0.54169 | 2 | 0 | 2 | 0 | 0.0033613
758 | 0 | 758 | 0 | 0.47286 | 275 | 0 | 275 | 0 | 0.37313 | -192 | 192 | 0 | 0.13923 | 0 | 2 | 0 | 2 | 0 | 0.0033613
218 | 0 | 218 | 0 | 0.136 | 275 | 0 | 275 | 0 | 0.37313 | -692 | 692 | 0 | 0.50181 | 0 | 2 | 0 | 2 | 0 | 0.0033613
34 | 0 | 34 | 0 | 0.02121 | 274 | 0 | 274 | 0 | 0.37178 | -347 | 347 | 0 | 0.25163 | 0 | -114 | 114 | 0 | 0.18627 | 0
218 | 0 | 218 | 0 | 0.136 | 274 | 0 | 274 | 0 | 0.37178 | -82 | 82 | 0 | 0.059463 | 0 | -1 | 1 | 0 | 0.001634 | 0
758 | 0 | 758 | 0 | 0.47286 | 274 | 0 | 274 | 0 | 0.37178 | 573 | 0 | 573 | 0 | 0.35392 | 145 | 0 | 145 | 0 | 0.2437
775 | 0 | 775 | 0 | 0.48347 | 274 | 0 | 274 | 0 | 0.37178 | 512 | 0 | 512 | 0 | 0.31624 | 63 | 0 | 63 | 0 | 0.10588
530 | 0 | 530 | 0 | 0.33063 | 274 | 0 | 274 | 0 | 0.37178 | 478 | 0 | 478 | 0 | 0.29524 | 2 | 0 | 2 | 0 | 0.0033613
774 | 0 | 774 | 0 | 0.48284 | 274 | 0 | 274 | 0 | 0.37178 | 472 | 0 | 472 | 0 | 0.29154 | 431 | 0 | 431 | 0 | 0.72437
793 | 0 | 793 | 0 | 0.4947 | 274 | 0 | 274 | 0 | 0.37178 | 139 | 0 | 139 | 0 | 0.085855 | 308 | 0 | 308 | 0 | 0.51765
793 | 0 | 793 | 0 | 0.4947 | 274 | 0 | 274 | 0 | 0.37178 | 310 | 0 | 310 | 0 | 0.19148 | 298 | 0 | 298 | 0 | 0.50084
793 | 0 | 793 | 0 | 0.4947 | 274 | 0 | 274 | 0 | 0.37178 | 460 | 0 | 460 | 0 | 0.28413 | 274 | 0 | 274 | 0 | 0.4605
793 | 0 | 793 | 0 | 0.4947 | 275 | 0 | 275 | 0 | 0.37313 | 557 | 0 | 557 | 0 | 0.34404 | 250 | 0 | 250 | 0 | 0.42017
794 | 0 | 794 | 0 | 0.49532 | 275 | 0 | 275 | 0 | 0.37313 | 714 | 0 | 714 | 0 | 0.44101 | 225 | 0 | 225 | 0 | 0.37815
762 | 0 | 762 | 0 | 0.47536 | 275 | 0 | 275 | 0 | 0.37313 | 763 | 0 | 763 | 0 | 0.47128 | 225 | 0 | 225 | 0 | 0.37815
185 | 0 | 185 | 0 | 0.11541 | 271 | 0 | 271 | 0 | 0.36771 | -108 | 108 | 0 | 0.078318 | 0 | -62 | 62 | 0 | 0.10131 | 0
-413 | 413 | 0 | 0.33441 | 0 | 93 | 0 | 93 | 0 | 0.12619 | -678 | 678 | 0 | 0.49166 | 0 | -354 | 354 | 0 | 0.57843 | 0
-928 | 928 | 0 | 0.75142 | 0 | 97 | 0 | 97 | 0 | 0.13161 | -449 | 449 | 0 | 0.3256 | 0 | -394 | 394 | 0 | 0.64379 | 0
-876 | 876 | 0 | 0.70931 | 0 | 87 | 0 | 87 | 0 | 0.11805 | -334 | 334 | 0 | 0.2422 | 0 | -394 | 394 | 0 | 0.64379 | 0
-811 | 811 | 0 | 0.65668 | 0 | 79 | 0 | 79 | 0 | 0.10719 | -323 | 323 | 0 | 0.23423 | 0 | -394 | 394 | 0 | 0.64379 | 0
-880 | 880 | 0 | 0.71255 | 0 | 51 | 0 | 51 | 0 | 0.069199 | -236 | 236 | 0 | 0.17114 | 0 | -394 | 394 | 0 | 0.64379 | 0
-785 | 785 | 0 | 0.63563 | 0 | 48 | 0 | 48 | 0 | 0.065129 | -286 | 286 | 0 | 0.2074 | 0 | -394 | 394 | 0 | 0.64379 | 0
-815 | 815 | 0 | 0.65992 | 0 | -97 | 97 | 0 | 0.12763 | 0 | -356 | 356 | 0 | 0.25816 | 0 | -394 | 394 | 0 | 0.64379 | 0
-685 | 685 | 0 | 0.55466 | 0 | 0 | 0 | 0 | 0 | 0 | -477 | 477 | 0 | 0.3459 | 0 | -394 | 394 | 0 | 0.64379 | 0
-843 | 843 | 0 | 0.68259 | 0 | -101 | 101 | 0 | 0.13289 | 0 | -571 | 571 | 0 | 0.41407 | 0 | -394 | 394 | 0 | 0.64379 | 0
-970 | 970 | 0 | 0.78543 | 0 | -114 | 114 | 0 | 0.15 | 0 | -843 | 843 | 0 | 0.61131 | 0 | -393 | 393 | 0 | 0.64216 | 0
-976 | 976 | 0 | 0.79028 | 0 | -118 | 118 | 0 | 0.15526 | 0 | -938 | 938 | 0 | 0.6802 | 0 | -597 | 597 | 0 | 0.97549 | 0
-978 | 978 | 0 | 0.7919 | 0 | -79 | 79 | 0 | 0.10395 | 0 | -836 | 836 | 0 | 0.60624 | 0 | -608 | 608 | 0 | 0.99346 | 0
-963 | 963 | 0 | 0.77976 | 0 | -37 | 37 | 0 | 0.048684 | 0 | -715 | 715 | 0 | 0.51849 | 0 | -608 | 608 | 0 | 0.99346 | 0
-780 | 780 | 0 | 0.63158 | 0 | 0 | 0 | 0 | 0 | 0 | -592 | 592 | 0 | 0.4293 | 0 | -608 | 608 | 0 | 0.99346 | 0
-943 | 943 | 0 | 0.76356 | 0 | 0 | 0 | 0 | 0 | 0 | -484 | 484 | 0 | 0.35098 | 0 | -609 | 609 | 0 | 0.9951 | 0
-631 | 631 | 0 | 0.51093 | 0 | 4 | 0 | 4 | 0 | 0.0054274 | -419 | 419 | 0 | 0.30384 | 0 | -609 | 609 | 0 | 0.9951 | 0
-431 | 431 | 0 | 0.34899 | 0 | 61 | 0 | 61 | 0 | 0.082768 | -350 | 350 | 0 | 0.25381 | 0 | -585 | 585 | 0 | 0.95588 | 0
-538 | 538 | 0 | 0.43563 | 0 | 4 | 0 | 4 | 0 | 0.0054274 | -434 | 434 | 0 | 0.31472 | 0 | -609 | 609 | 0 | 0.9951 | 0
-584 | 584 | 0 | 0.47287 | 0 | 0 | 0 | 0 | 0 | 0 | -198 | 198 | 0 | 0.14358 | 0 | -375 | 375 | 0 | 0.61275 | 0
-558 | 558 | 0 | 0.45182 | 0 | 0 | 0 | 0 | 0 | 0 | -207 | 207 | 0 | 0.15011 | 0 | -397 | 397 | 0 | 0.64869 | 0
-550 | 550 | 0 | 0.44534 | 0 | 0 | 0 | 0 | 0 | 0 | -218 | 218 | 0 | 0.15809 | 0 | -304 | 304 | 0 | 0.49673 | 0
-936 | 936 | 0 | 0.75789 | 0 | 16 | 0 | 16 | 0 | 0.02171 | -414 | 414 | 0 | 0.30022 | 0 | -553 | 553 | 0 | 0.90359 | 0
-975 | 975 | 0 | 0.78947 | 0 | -20 | 20 | 0 | 0.026316 | 0 | -674 | 674 | 0 | 0.48876 | 0 | -608 | 608 | 0 | 0.99346 | 0
-978 | 978 | 0 | 0.7919 | 0 | -274 | 274 | 0 | 0.36053 | 0 | -943 | 943 | 0 | 0.68383 | 0 | -608 | 608 | 0 | 0.99346 | 0
-979 | 979 | 0 | 0.79271 | 0 | -291 | 291 | 0 | 0.38289 | 0 | -988 | 988 | 0 | 0.71646 | 0 | -608 | 608 | 0 | 0.99346 | 0
-950 | 950 | 0 | 0.76923 | 0 | -291 | 291 | 0 | 0.38289 | 0 | -940 | 940 | 0 | 0.68165 | 0 | -608 | 608 | 0 | 0.99346 | 0
-398 | 398 | 0 | 0.32227 | 0 | -291 | 291 | 0 | 0.38289 | 0 | -920 | 920 | 0 | 0.66715 | 0 | -608 | 608 | 0 | 0.99346 | 0
-378 | 378 | 0 | 0.30607 | 0 | -291 | 291 | 0 | 0.38289 | 0 | -919 | 919 | 0 | 0.66642 | 0 | -608 | 608 | 0 | 0.99346 | 0
-401 | 401 | 0 | 0.3247 | 0 | -291 | 291 | 0 | 0.38289 | 0 | -977 | 977 | 0 | 0.70848 | 0 | -608 | 608 | 0 | 0.99346 | 0
-948 | 948 | 0 | 0.76761 | 0 | -291 | 291 | 0 | 0.38289 | 0 | -816 | 816 | 0 | 0.59173 | 0 | -608 | 608 | 0 | 0.99346 | 0
-976 | 976 | 0 | 0.79028 | 0 | -291 | 291 | 0 | 0.38289 | 0 | -752 | 752 | 0 | 0.54532 | 0 | -608 | 608 | 0 | 0.99346 | 0
-977 | 977 | 0 | 0.79109 | 0 | -262 | 262 | 0 | 0.34474 | 0 | -833 | 833 | 0 | 0.60406 | 0 | -608 | 608 | 0 | 0.99346 | 0
-977 | 977 | 0 | 0.79109 | 0 | 252 | 0 | 252 | 0 | 0.34193 | -661 | 661 | 0 | 0.47933 | 0 | -608 | 608 | 0 | 0.99346 | 0
-964 | 964 | 0 | 0.78057 | 0 | 274 | 0 | 274 | 0 | 0.37178 | -610 | 610 | 0 | 0.44235 | 0 | -608 | 608 | 0 | 0.99346 | 0
-506 | 506 | 0 | 0.40972 | 0 | 274 | 0 | 274 | 0 | 0.37178 | -659 | 659 | 0 | 0.47788 | 0 | -608 | 608 | 0 | 0.99346 | 0
182 | 0 | 182 | 0 | 0.11354 | 274 | 0 | 274 | 0 | 0.37178 | -523 | 523 | 0 | 0.37926 | 0 | -608 | 608 | 0 | 0.99346 | 0
700 | 0 | 700 | 0 | 0.43668 | 274 | 0 | 274 | 0 | 0.37178 | -314 | 314 | 0 | 0.2277 | 0 | -467 | 467 | 0 | 0.76307 | 0
931 | 0 | 931 | 0 | 0.58079 | 274 | 0 | 274 | 0 | 0.37178 | -123 | 123 | 0 | 0.089195 | 0 | -218 | 218 | 0 | 0.35621 | 0
945 | 0 | 945 | 0 | 0.58952 | 275 | 0 | 275 | 0 | 0.37313 | 61 | 0 | 61 | 0 | 0.037678 | -9 | 9 | 0 | 0.014706 | 0
944 | 0 | 944 | 0 | 0.5889 | 274 | 0 | 274 | 0 | 0.37178 | 259 | 0 | 259 | 0 | 0.15998 | 2 | 0 | 2 | 0 | 0.0033613
944 | 0 | 944 | 0 | 0.5889 | 275 | 0 | 275 | 0 | 0.37313 | 629 | 0 | 629 | 0 | 0.38851 | 1 | 0 | 1 | 0 | 0.0016807
943 | 0 | 943 | 0 | 0.58827 | 274 | 0 | 274 | 0 | 0.37178 | 784 | 0 | 784 | 0 | 0.48425 | 74 | 0 | 74 | 0 | 0.12437
943 | 0 | 943 | 0 | 0.58827 | 275 | 0 | 275 | 0 | 0.37313 | 785 | 0 | 785 | 0 | 0.48487 | 77 | 0 | 77 | 0 | 0.12941
944 | 0 | 944 | 0 | 0.5889 | 275 | 0 | 275 | 0 | 0.37313 | 924 | 0 | 924 | 0 | 0.57072 | 69 | 0 | 69 | 0 | 0.11597
946 | 0 | 946 | 0 | 0.59014 | 275 | 0 | 275 | 0 | 0.37313 | 905 | 0 | 905 | 0 | 0.55899 | 67 | 0 | 67 | 0 | 0.11261
947 | 0 | 947 | 0 | 0.59077 | 274 | 0 | 274 | 0 | 0.37178 | 902 | 0 | 902 | 0 | 0.55713 | 67 | 0 | 67 | 0 | 0.11261
947 | 0 | 947 | 0 | 0.59077 | 275 | 0 | 275 | 0 | 0.37313 | 983 | 0 | 983 | 0 | 0.60716 | 67 | 0 | 67 | 0 | 0.11261
935 | 0 | 935 | 0 | 0.58328 | 274 | 0 | 274 | 0 | 0.37178 | 387 | 0 | 387 | 0 | 0.23904 | 67 | 0 | 67 | 0 | 0.11261
579 | 0 | 579 | 0 | 0.3612 | 274 | 0 | 274 | 0 | 0.37178 | -284 | 284 | 0 | 0.20595 | 0 | 2 | 0 | 2 | 0 | 0.0033613
385 | 0 | 385 | 0 | 0.24017 | 274 | 0 | 274 | 0 | 0.37178 | -575 | 575 | 0 | 0.41697 | 0 | 2 | 0 | 2 | 0 | 0.0033613
460 | 0 | 460 | 0 | 0.28696 | 274 | 0 | 274 | 0 | 0.37178 | -674 | 674 | 0 | 0.48876 | 0 | 2 | 0 | 2 | 0 | 0.0033613
465 | 0 | 465 | 0 | 0.29008 | 274 | 0 | 274 | 0 | 0.37178 | -732 | 732 | 0 | 0.53082 | 0 | 2 | 0 | 2 | 0 | 0.0033613
469 | 0 | 469 | 0 | 0.29258 | 274 | 0 | 274 | 0 | 0.37178 | -861 | 861 | 0 | 0.62437 | 0 | -76 | 76 | 0 | 0.12418 | 0
470 | 0 | 470 | 0 | 0.2932 | 274 | 0 | 274 | 0 | 0.37178 | -811 | 811 | 0 | 0.58811 | 0 | -82 | 82 | 0 | 0.13399 | 0
477 | 0 | 477 | 0 | 0.29757 | 274 | 0 | 274 | 0 | 0.37178 | -765 | 765 | 0 | 0.55475 | 0 | -57 | 57 | 0 | 0.093137 | 0
470 | 0 | 470 | 0 | 0.2932 | 267 | 0 | 267 | 0 | 0.36228 | -913 | 913 | 0 | 0.66207 | 0 | 3 | 0 | 3 | 0 | 0.005042
477 | 0 | 477 | 0 | 0.29757 | -3 | 3 | 0 | 0.0039474 | 0 | -607 | 607 | 0 | 0.44017 | 0 | -57 | 57 | 0 | 0.093137 | 0
631 | 0 | 631 | 0 | 0.39364 | 76 | 0 | 76 | 0 | 0.10312 | -847 | 847 | 0 | 0.61421 | 0 | -57 | 57 | 0 | 0.093137 | 0
613 | 0 | 613 | 0 | 0.38241 | 78 | 0 | 78 | 0 | 0.10583 | -900 | 900 | 0 | 0.65265 | 0 | 2 | 0 | 2 | 0 | 0.0033613
816 | 0 | 816 | 0 | 0.50905 | 117 | 0 | 117 | 0 | 0.15875 | -772 | 772 | 0 | 0.55983 | 0 | 2 | 0 | 2 | 0 | 0.0033613
937 | 0 | 937 | 0 | 0.58453 | 165 | 0 | 165 | 0 | 0.22388 | -557 | 557 | 0 | 0.40392 | 0 | 2 | 0 | 2 | 0 | 0.0033613
945 | 0 | 945 | 0 | 0.58952 | 203 | 0 | 203 | 0 | 0.27544 | -384 | 384 | 0 | 0.27846 | 0 | 2 | 0 | 2 | 0 | 0.0033613
946 | 0 | 946 | 0 | 0.59014 | 178 | 0 | 178 | 0 | 0.24152 | -220 | 220 | 0 | 0.15954 | 0 | 2 | 0 | 2 | 0 | 0.0033613
945 | 0 | 945 | 0 | 0.58952 | 167 | 0 | 167 | 0 | 0.22659 | -49 | 49 | 0 | 0.035533 | 0 | 2 | 0 | 2 | 0 | 0.0033613
947 | 0 | 947 | 0 | 0.59077 | 181 | 0 | 181 | 0 | 0.24559 | 478 | 0 | 478 | 0 | 0.29524 | 74 | 0 | 74 | 0 | 0.12437
946 | 0 | 946 | 0 | 0.59014 | 272 | 0 | 272 | 0 | 0.36906 | 402 | 0 | 402 | 0 | 0.2483 | 77 | 0 | 77 | 0 | 0.12941
946 | 0 | 946 | 0 | 0.59014 | 243 | 0 | 243 | 0 | 0.32972 | 440 | 0 | 440 | 0 | 0.27177 | 77 | 0 | 77 | 0 | 0.12941
945 | 0 | 945 | 0 | 0.58952 | 239 | 0 | 239 | 0 | 0.32429 | 497 | 0 | 497 | 0 | 0.30698 | 77 | 0 | 77 | 0 | 0.12941
946 | 0 | 946 | 0 | 0.59014 | 238 | 0 | 238 | 0 | 0.32293 | 510 | 0 | 510 | 0 | 0.31501 | 77 | 0 | 77 | 0 | 0.12941
947 | 0 | 947 | 0 | 0.59077 | 256 | 0 | 256 | 0 | 0.34735 | 364 | 0 | 364 | 0 | 0.22483 | 77 | 0 | 77 | 0 | 0.12941
927 | 0 | 927 | 0 | 0.57829 | 273 | 0 | 273 | 0 | 0.37042 | 521 | 0 | 521 | 0 | 0.3218 | 77 | 0 | 77 | 0 | 0.12941
633 | 0 | 633 | 0 | 0.39488 | 274 | 0 | 274 | 0 | 0.37178 | -195 | 195 | 0 | 0.14141 | 0 | 2 | 0 | 2 | 0 | 0.0033613
228 | 0 | 228 | 0 | 0.14223 | 274 | 0 | 274 | 0 | 0.37178 | -484 | 484 | 0 | 0.35098 | 0 | 2 | 0 | 2 | 0 | 0.0033613
127 | 0 | 127 | 0 | 0.079226 | 274 | 0 | 274 | 0 | 0.37178 | -508 | 508 | 0 | 0.36838 | 0 | 2 | 0 | 2 | 0 | 0.0033613
55 | 0 | 55 | 0 | 0.034311 | 274 | 0 | 274 | 0 | 0.37178 | -766 | 766 | 0 | 0.55547 | 0 | 2 | 0 | 2 | 0 | 0.0033613
237 | 0 | 237 | 0 | 0.14785 | 274 | 0 | 274 | 0 | 0.37178 | -1032 | 1032 | 0 | 0.74837 | 0 | 2 | 0 | 2 | 0 | 0.0033613
263 | 0 | 263 | 0 | 0.16407 | 274 | 0 | 274 | 0 | 0.37178 | -822 | 822 | 0 | 0.59608 | 0 | 2 | 0 | 2 | 0 | 0.0033613
241 | 0 | 241 | 0 | 0.15034 | 274 | 0 | 274 | 0 | 0.37178 | -852 | 852 | 0 | 0.61784 | 0 | 2 | 0 | 2 | 0 | 0.0033613
65 | 0 | 65 | 0 | 0.040549 | 274 | 0 | 274 | 0 | 0.37178 | -790 | 790 | 0 | 0.57288 | 0 | 2 | 0 | 2 | 0 | 0.0033613
42 | 0 | 42 | 0 | 0.026201 | 266 | 0 | 266 | 0 | 0.36092 | -1025 | 1025 | 0 | 0.74329 | 0 | 2 | 0 | 2 | 0 | 0.0033613
40 | 0 | 40 | 0 | 0.024953 | 45 | 0 | 45 | 0 | 0.061058 | -970 | 970 | 0 | 0.70341 | 0 | -61 | 61 | 0 | 0.099673 | 0
-115 | 115 | 0 | 0.093117 | 0 | -200 | 200 | 0 | 0.26316 | 0 | -765 | 765 | 0 | 0.55475 | 0 | -70 | 70 | 0 | 0.11438 | 0
-649 | 649 | 0 | 0.52551 | 0 | 240 | 0 | 240 | 0 | 0.32564 | -585 | 585 | 0 | 0.42422 | 0 | -134 | 134 | 0 | 0.21895 | 0
-346 | 346 | 0 | 0.28016 | 0 | 267 | 0 | 267 | 0 | 0.36228 | -570 | 570 | 0 | 0.41334 | 0 | -135 | 135 | 0 | 0.22059 | 0
-111 | 111 | 0 | 0.089879 | 0 | 80 | 0 | 80 | 0 | 0.10855 | -37 | 37 | 0 | 0.026831 | 0 | -59 | 59 | 0 | 0.096405 | 0
12 | 0 | 12 | 0 | 0.007486 | 100 | 0 | 100 | 0 | 0.13569 | -212 | 212 | 0 | 0.15373 | 0 | 2 | 0 | 2 | 0 | 0.0033613
114 | 0 | 114 | 0 | 0.071117 | 150 | 0 | 150 | 0 | 0.20353 | 261 | 0 | 261 | 0 | 0.16121 | 2 | 0 | 2 | 0 | 0.0033613
670 | 0 | 670 | 0 | 0.41797 | 8 | 0 | 8 | 0 | 0.010855 | 720 | 0 | 720 | 0 | 0.44472 | 76 | 0 | 76 | 0 | 0.12773
719 | 0 | 719 | 0 | 0.44853 | 187 | 0 | 187 | 0 | 0.25373 | 841 | 0 | 841 | 0 | 0.51946 | 77 | 0 | 77 | 0 | 0.12941
946 | 0 | 946 | 0 | 0.59014 | 155 | 0 | 155 | 0 | 0.21031 | 706 | 0 | 706 | 0 | 0.43607 | 77 | 0 | 77 | 0 | 0.12941
945 | 0 | 945 | 0 | 0.58952 | 51 | 0 | 51 | 0 | 0.069199 | 822 | 0 | 822 | 0 | 0.50772 | 102 | 0 | 102 | 0 | 0.17143
946 | 0 | 946 | 0 | 0.59014 | -10 | 10 | 0 | 0.013158 | 0 | 836 | 0 | 836 | 0 | 0.51637 | 126 | 0 | 126 | 0 | 0.21176
946 | 0 | 946 | 0 | 0.59014 | 97 | 0 | 97 | 0 | 0.13161 | 598 | 0 | 598 | 0 | 0.36936 | 175 | 0 | 175 | 0 | 0.29412
945 | 0 | 945 | 0 | 0.58952 | 28 | 0 | 28 | 0 | 0.037992 | 613 | 0 | 613 | 0 | 0.37863 | 225 | 0 | 225 | 0 | 0.37815
915 | 0 | 915 | 0 | 0.5708 | -15 | 15 | 0 | 0.019737 | 0 | 200 | 0 | 200 | 0 | 0.12353 | 225 | 0 | 225 | 0 | 0.37815
337 | 0 | 337 | 0 | 0.21023 | 88 | 0 | 88 | 0 | 0.1194 | -730 | 730 | 0 | 0.52937 | 0 | -52 | 52 | 0 | 0.084967 | 0
-249 | 249 | 0 | 0.20162 | 0 | -34 | 34 | 0 | 0.044737 | 0 | -678 | 678 | 0 | 0.49166 | 0 | -76 | 76 | 0 | 0.12418 | 0
-927 | 927 | 0 | 0.75061 | 0 | 274 | 0 | 274 | 0 | 0.37178 | -368 | 368 | 0 | 0.26686 | 0 | -76 | 76 | 0 | 0.12418 | 0
-966 | 966 | 0 | 0.78219 | 0 | 274 | 0 | 274 | 0 | 0.37178 | -328 | 328 | 0 | 0.23785 | 0 | 2 | 0 | 2 | 0 | 0.0033613
-820 | 820 | 0 | 0.66397 | 0 | 274 | 0 | 274 | 0 | 0.37178 | 15 | 0 | 15 | 0 | 0.009265 | 2 | 0 | 2 | 0 | 0.0033613
-360 | 360 | 0 | 0.2915 | 0 | 174 | 0 | 174 | 0 | 0.23609 | 412 | 0 | 412 | 0 | 0.25448 | 2 | 0 | 2 | 0 | 0.0033613
-344 | 344 | 0 | 0.27854 | 0 | 274 | 0 | 274 | 0 | 0.37178 | 220 | 0 | 220 | 0 | 0.13589 | 73 | 0 | 73 | 0 | 0.12269
-42 | 42 | 0 | 0.034008 | 0 | 274 | 0 | 274 | 0 | 0.37178 | 359 | 0 | 359 | 0 | 0.22174 | 68 | 0 | 68 | 0 | 0.11429
-78 | 78 | 0 | 0.063158 | 0 | 274 | 0 | 274 | 0 | 0.37178 | 299 | 0 | 299 | 0 | 0.18468 | 67 | 0 | 67 | 0 | 0.11261
-57 | 57 | 0 | 0.046154 | 0 | 274 | 0 | 274 | 0 | 0.37178 | 303 | 0 | 303 | 0 | 0.18715 | 67 | 0 | 67 | 0 | 0.11261
-116 | 116 | 0 | 0.093927 | 0 | 274 | 0 | 274 | 0 | 0.37178 | -171 | 171 | 0 | 0.124 | 0 | 3 | 0 | 3 | 0 | 0.005042
-13 | 13 | 0 | 0.010526 | 0 | 274 | 0 | 274 | 0 | 0.37178 | -528 | 528 | 0 | 0.38289 | 0 | 3 | 0 | 3 | 0 | 0.005042
215 | 0 | 215 | 0 | 0.13412 | 274 | 0 | 274 | 0 | 0.37178 | -417 | 417 | 0 | 0.30239 | 0 | 2 | 0 | 2 | 0 | 0.0033613
516 | 0 | 516 | 0 | 0.3219 | 274 | 0 | 274 | 0 | 0.37178 | -562 | 562 | 0 | 0.40754 | 0 | 2 | 0 | 2 | 0 | 0.0033613
400 | 0 | 400 | 0 | 0.24953 | 274 | 0 | 274 | 0 | 0.37178 | -91 | 91 | 0 | 0.06599 | 0 | 2 | 0 | 2 | 0 | 0.0033613
439 | 0 | 439 | 0 | 0.27386 | 274 | 0 | 274 | 0 | 0.37178 | 346 | 0 | 346 | 0 | 0.21371 | 2 | 0 | 2 | 0 | 0.0033613
444 | 0 | 444 | 0 | 0.27698 | 274 | 0 | 274 | 0 | 0.37178 | 451 | 0 | 451 | 0 | 0.27857 | 74 | 0 | 74 | 0 | 0.12437
536 | 0 | 536 | 0 | 0.33437 | 275 | 0 | 275 | 0 | 0.37313 | 885 | 0 | 885 | 0 | 0.54663 | 77 | 0 | 77 | 0 | 0.12941
945 | 0 | 945 | 0 | 0.58952 | 274 | 0 | 274 | 0 | 0.37178 | 1055 | 0 | 1055 | 0 | 0.65164 | 77 | 0 | 77 | 0 | 0.12941
945 | 0 | 945 | 0 | 0.58952 | 275 | 0 | 275 | 0 | 0.37313 | 1050 | 0 | 1050 | 0 | 0.64855 | 77 | 0 | 77 | 0 | 0.12941
944 | 0 | 944 | 0 | 0.5889 | 275 | 0 | 275 | 0 | 0.37313 | 1315 | 0 | 1315 | 0 | 0.81223 | 75 | 0 | 75 | 0 | 0.12605
946 | 0 | 946 | 0 | 0.59014 | 275 | 0 | 275 | 0 | 0.37313 | 1285 | 0 | 1285 | 0 | 0.7937 | 67 | 0 | 67 | 0 | 0.11261
948 | 0 | 948 | 0 | 0.59139 | 275 | 0 | 275 | 0 | 0.37313 | 1091 | 0 | 1091 | 0 | 0.67387 | 67 | 0 | 67 | 0 | 0.11261
947 | 0 | 947 | 0 | 0.59077 | 275 | 0 | 275 | 0 | 0.37313 | 1281 | 0 | 1281 | 0 | 0.79123 | 67 | 0 | 67 | 0 | 0.11261
946 | 0 | 946 | 0 | 0.59014 | 275 | 0 | 275 | 0 | 0.37313 | 1250 | 0 | 1250 | 0 | 0.77208 | 67 | 0 | 67 | 0 | 0.11261
931 | 0 | 931 | 0 | 0.58079 | 274 | 0 | 274 | 0 | 0.37178 | 870 | 0 | 870 | 0 | 0.53737 | 67 | 0 | 67 | 0 | 0.11261
550 | 0 | 550 | 0 | 0.34311 | 274 | 0 | 274 | 0 | 0.37178 | 193 | 0 | 193 | 0 | 0.11921 | 2 | 0 | 2 | 0 | 0.0033613
473 | 0 | 473 | 0 | 0.29507 | 274 | 0 | 274 | 0 | 0.37178 | -226 | 226 | 0 | 0.16389 | 0 | -107 | 107 | 0 | 0.17484 | 0
482 | 0 | 482 | 0 | 0.30069 | 274 | 0 | 274 | 0 | 0.37178 | -195 | 195 | 0 | 0.14141 | 0 | -211 | 211 | 0 | 0.34477 | 0
507 | 0 | 507 | 0 | 0.31628 | 274 | 0 | 274 | 0 | 0.37178 | -37 | 37 | 0 | 0.026831 | 0 | -262 | 262 | 0 | 0.4281 | 0
508 | 0 | 508 | 0 | 0.31691 | 274 | 0 | 274 | 0 | 0.37178 | -211 | 211 | 0 | 0.15301 | 0 | -305 | 305 | 0 | 0.49837 | 0
509 | 0 | 509 | 0 | 0.31753 | 274 | 0 | 274 | 0 | 0.37178 | -250 | 250 | 0 | 0.18129 | 0 | -367 | 367 | 0 | 0.59967 | 0
467 | 0 | 467 | 0 | 0.29133 | 274 | 0 | 274 | 0 | 0.37178 | -195 | 195 | 0 | 0.14141 | 0 | -368 | 368 | 0 | 0.60131 | 0
311 | 0 | 311 | 0 | 0.19401 | 274 | 0 | 274 | 0 | 0.37178 | -319 | 319 | 0 | 0.23133 | 0 | -405 | 405 | 0 | 0.66176 | 0
45 | 0 | 45 | 0 | 0.028072 | 274 | 0 | 274 | 0 | 0.37178 | -509 | 509 | 0 | 0.36911 | 0 | -467 | 467 | 0 | 0.76307 | 0
-273 | 273 | 0 | 0.22105 | 0 | 274 | 0 | 274 | 0 | 0.37178 | -618 | 618 | 0 | 0.44815 | 0 | -604 | 604 | 0 | 0.98693 | 0
-282 | 282 | 0 | 0.22834 | 0 | 274 | 0 | 274 | 0 | 0.37178 | -574 | 574 | 0 | 0.41624 | 0 | -608 | 608 | 0 | 0.99346 | 0
-338 | 338 | 0 | 0.27368 | 0 | 265 | 0 | 265 | 0 | 0.35957 | -449 | 449 | 0 | 0.3256 | 0 | -540 | 540 | 0 | 0.88235 | 0
-143 | 143 | 0 | 0.11579 | 0 | 159 | 0 | 159 | 0 | 0.21574 | -537 | 537 | 0 | 0.38941 | 0 | -481 | 481 | 0 | 0.78595 | 0
-57 | 57 | 0 | 0.046154 | 0 | 124 | 0 | 124 | 0 | 0.16825 | -613 | 613 | 0 | 0.44453 | 0 | -433 | 433 | 0 | 0.70752 | 0
-10 | 10 | 0 | 0.0080972 | 0 | 129 | 0 | 129 | 0 | 0.17503 | -508 | 508 | 0 | 0.36838 | 0 | -433 | 433 | 0 | 0.70752 | 0
-2 | 2 | 0 | 0.0016194 | 0 | 216 | 0 | 216 | 0 | 0.29308 | -430 | 430 | 0 | 0.31182 | 0 | -45 | 45 | 0 | 0.073529 | 0
218 | 0 | 218 | 0 | 0.136 | 272 | 0 | 272 | 0 | 0.36906 | -285 | 285 | 0 | 0.20667 | 0 | -321 | 321 | 0 | 0.52451 | 0
385 | 0 | 385 | 0 | 0.24017 | 274 | 0 | 274 | 0 | 0.37178 | -97 | 97 | 0 | 0.070341 | 0 | -29 | 29 | 0 | 0.047386 | 0
554 | 0 | 554 | 0 | 0.3456 | 275 | 0 | 275 | 0 | 0.37313 | 203 | 0 | 203 | 0 | 0.12539 | 2 | 0 | 2 | 0 | 0.0033613
611 | 0 | 611 | 0 | 0.38116 | 274 | 0 | 274 | 0 | 0.37178 | 578 | 0 | 578 | 0 | 0.35701 | 1 | 0 | 1 | 0 | 0.0016807
610 | 0 | 610 | 0 | 0.38054 | 274 | 0 | 274 | 0 | 0.37178 | 169 | 0 | 169 | 0 | 0.10439 | 2 | 0 | 2 | 0 | 0.0033613
591 | 0 | 591 | 0 | 0.36868 | 274 | 0 | 274 | 0 | 0.37178 | 329 | 0 | 329 | 0 | 0.20321 | 2 | 0 | 2 | 0 | 0.0033613
934 | 0 | 934 | 0 | 0.58266 | 274 | 0 | 274 | 0 | 0.37178 | 763 | 0 | 763 | 0 | 0.47128 | 298 | 0 | 298 | 0 | 0.50084
915 | 0 | 915 | 0 | 0.5708 | 274 | 0 | 274 | 0 | 0.37178 | 778 | 0 | 778 | 0 | 0.48054 | 312 | 0 | 312 | 0 | 0.52437
372 | 0 | 372 | 0 | 0.23206 | 274 | 0 | 274 | 0 | 0.37178 | 204 | 0 | 204 | 0 | 0.126 | 26 | 0 | 26 | 0 | 0.043697
154 | 0 | 154 | 0 | 0.09607 | 274 | 0 | 274 | 0 | 0.37178 | -260 | 260 | 0 | 0.18854 | 0 | -317 | 317 | 0 | 0.51797 | 0
418 | 0 | 418 | 0 | 0.26076 | 274 | 0 | 274 | 0 | 0.37178 | -283 | 283 | 0 | 0.20522 | 0 | -440 | 440 | 0 | 0.71895 | 0
556 | 0 | 556 | 0 | 0.34685 | 274 | 0 | 274 | 0 | 0.37178 | -271 | 271 | 0 | 0.19652 | 0 | -433 | 433 | 0 | 0.70752 | 0
707 | 0 | 707 | 0 | 0.44105 | 274 | 0 | 274 | 0 | 0.37178 | -224 | 224 | 0 | 0.16244 | 0 | -421 | 421 | 0 | 0.68791 | 0
827 | 0 | 827 | 0 | 0.51591 | 274 | 0 | 274 | 0 | 0.37178 | -188 | 188 | 0 | 0.13633 | 0 | -389 | 389 | 0 | 0.63562 | 0
907 | 0 | 907 | 0 | 0.56581 | 274 | 0 | 274 | 0 | 0.37178 | -299 | 299 | 0 | 0.21682 | 0 | -355 | 355 | 0 | 0.58007 | 0
936 | 0 | 936 | 0 | 0.58391 | 274 | 0 | 274 | 0 | 0.37178 | -365 | 365 | 0 | 0.26468 | 0 | -320 | 320 | 0 | 0.52288 | 0
832 | 0 | 832 | 0 | 0.51903 | 274 | 0 | 274 | 0 | 0.37178 | -544 | 544 | 0 | 0.39449 | 0 | -319 | 319 | 0 | 0.52124 | 0
773 | 0 | 773 | 0 | 0.48222 | 274 | 0 | 274 | 0 | 0.37178 | -562 | 562 | 0 | 0.40754 | 0 | -336 | 336 | 0 | 0.54902 | 0
917 | 0 | 917 | 0 | 0.57205 | 274 | 0 | 274 | 0 | 0.37178 | -471 | 471 | 0 | 0.34155 | 0 | -264 | 264 | 0 | 0.43137 | 0
945 | 0 | 945 | 0 | 0.58952 | 274 | 0 | 274 | 0 | 0.37178 | -409 | 409 | 0 | 0.29659 | 0 | -201 | 201 | 0 | 0.32843 | 0
945 | 0 | 945 | 0 | 0.58952 | 275 | 0 | 275 | 0 | 0.37313 | -19 | 19 | 0 | 0.013778 | 0 | -8 | 8 | 0 | 0.013072 | 0
945 | 0 | 945 | 0 | 0.58952 | 275 | 0 | 275 | 0 | 0.37313 | 518 | 0 | 518 | 0 | 0.31995 | 3 | 0 | 3 | 0 | 0.005042
945 | 0 | 945 | 0 | 0.58952 | 275 | 0 | 275 | 0 | 0.37313 | 661 | 0 | 661 | 0 | 0.40828 | -60 | 60 | 0 | 0.098039 | 0
945 | 0 | 945 | 0 | 0.58952 | 275 | 0 | 275 | 0 | 0.37313 | 1428 | 0 | 1428 | 0 | 0.88203 | 162 | 0 | 162 | 0 | 0.27227
945 | 0 | 945 | 0 | 0.58952 | 274 | 0 | 274 | 0 | 0.37178 | 1491 | 0 | 1491 | 0 | 0.92094 | 102 | 0 | 102 | 0 | 0.17143
945 | 0 | 945 | 0 | 0.58952 | 274 | 0 | 274 | 0 | 0.37178 | 1510 | 0 | 1510 | 0 | 0.93267 | 77 | 0 | 77 | 0 | 0.12941
947 | 0 | 947 | 0 | 0.59077 | 275 | 0 | 275 | 0 | 0.37313 | 1327 | 0 | 1327 | 0 | 0.81964 | 77 | 0 | 77 | 0 | 0.12941
947 | 0 | 947 | 0 | 0.59077 | 268 | 0 | 268 | 0 | 0.36364 | 1387 | 0 | 1387 | 0 | 0.8567 | 77 | 0 | 77 | 0 | 0.12941
947 | 0 | 947 | 0 | 0.59077 | 19 | 0 | 19 | 0 | 0.02578 | 1427 | 0 | 1427 | 0 | 0.88141 | 77 | 0 | 77 | 0 | 0.12941
938 | 0 | 938 | 0 | 0.58515 | -8 | 8 | 0 | 0.010526 | 0 | 1467 | 0 | 1467 | 0 | 0.90611 | 102 | 0 | 102 | 0 | 0.17143
785 | 0 | 785 | 0 | 0.48971 | -68 | 68 | 0 | 0.089474 | 0 | 832 | 0 | 832 | 0 | 0.5139 | 4 | 0 | 4 | 0 | 0.0067227
224 | 0 | 224 | 0 | 0.13974 | -108 | 108 | 0 | 0.14211 | 0 | -283 | 283 | 0 | 0.20522 | 0 | -122 | 122 | 0 | 0.19935 | 0
7 | 0 | 7 | 0 | 0.0043668 | -183 | 183 | 0 | 0.24079 | 0 | -211 | 211 | 0 | 0.15301 | 0 | -256 | 256 | 0 | 0.4183 | 0
-7 | 7 | 0 | 0.005668 | 0 | -172 | 172 | 0 | 0.22632 | 0 | -243 | 243 | 0 | 0.17621 | 0 | -344 | 344 | 0 | 0.56209 | 0
-6 | 6 | 0 | 0.0048583 | 0 | -284 | 284 | 0 | 0.37368 | 0 | -278 | 278 | 0 | 0.2016 | 0 | -426 | 426 | 0 | 0.69608 | 0
1 | 0 | 1 | 0 | 0.00062383 | -199 | 199 | 0 | 0.26184 | 0 | -267 | 267 | 0 | 0.19362 | 0 | -485 | 485 | 0 | 0.79248 | 0
99 | 0 | 99 | 0 | 0.061759 | -7 | 7 | 0 | 0.0092105 | 0 | -351 | 351 | 0 | 0.25453 | 0 | -504 | 504 | 0 | 0.82353 | 0
-145 | 145 | 0 | 0.11741 | 0 | 272 | 0 | 272 | 0 | 0.36906 | -404 | 404 | 0 | 0.29297 | 0 | -504 | 504 | 0 | 0.82353 | 0
-333 | 333 | 0 | 0.26964 | 0 | 274 | 0 | 274 | 0 | 0.37178 | -306 | 306 | 0 | 0.2219 | 0 | -504 | 504 | 0 | 0.82353 | 0
-258 | 258 | 0 | 0.20891 | 0 | 274 | 0 | 274 | 0 | 0.37178 | -340 | 340 | 0 | 0.24656 | 0 | -539 | 539 | 0 | 0.88072 | 0
-424 | 424 | 0 | 0.34332 | 0 | 274 | 0 | 274 | 0 | 0.37178 | -546 | 546 | 0 | 0.39594 | 0 | -563 | 563 | 0 | 0.91993 | 0
-595 | 595 | 0 | 0.48178 | 0 | 274 | 0 | 274 | 0 | 0.37178 | -677 | 677 | 0 | 0.49094 | 0 | -608 | 608 | 0 | 0.99346 | 0
-461 | 461 | 0 | 0.37328 | 0 | 273 | 0 | 273 | 0 | 0.37042 | -686 | 686 | 0 | 0.49746 | 0 | -552 | 552 | 0 | 0.90196 | 0
-180 | 180 | 0 | 0.14575 | 0 | 254 | 0 | 254 | 0 | 0.34464 | -642 | 642 | 0 | 0.46555 | 0 | -484 | 484 | 0 | 0.79085 | 0
-182 | 182 | 0 | 0.14737 | 0 | 273 | 0 | 273 | 0 | 0.37042 | -558 | 558 | 0 | 0.40464 | 0 | -384 | 384 | 0 | 0.62745 | 0
-181 | 181 | 0 | 0.14656 | 0 | 274 | 0 | 274 | 0 | 0.37178 | -558 | 558 | 0 | 0.40464 | 0 | -340 | 340 | 0 | 0.55556 | 0
-310 | 310 | 0 | 0.25101 | 0 | 274 | 0 | 274 | 0 | 0.37178 | -316 | 316 | 0 | 0.22915 | 0 | -310 | 310 | 0 | 0.50654 | 0
-288 | 288 | 0 | 0.2332 | 0 | 255 | 0 | 255 | 0 | 0.346 | 278 | 0 | 278 | 0 | 0.17171 | -22 | 22 | 0 | 0.035948 | 0
-103 | 103 | 0 | 0.083401 | 0 | 15 | 0 | 15 | 0 | 0.020353 | -372 | 372 | 0 | 0.26976 | 0 | 2 | 0 | 2 | 0 | 0.0033613
-199 | 199 | 0 | 0.16113 | 0 | 3 | 0 | 3 | 0 | 0.0040706 | -180 | 180 | 0 | 0.13053 | 0 | -115 | 115 | 0 | 0.18791 | 0
-21 | 21 | 0 | 0.017004 | 0 | 61 | 0 | 61 | 0 | 0.082768 | -99 | 99 | 0 | 0.071791 | 0 | -88 | 88 | 0 | 0.14379 | 0
0 | 0 | 0 | 0 | 0 | 235 | 0 | 235 | 0 | 0.31886 | -148 | 148 | 0 | 0.10732 | 0 | -88 | 88 | 0 | 0.14379 | 0
99 | 0 | 99 | 0 | 0.061759 | 273 | 0 | 273 | 0 | 0.37042 | -2 | 2 | 0 | 0.0014503 | 0 | -111 | 111 | 0 | 0.18137 | 0
151 | 0 | 151 | 0 | 0.094198 | 274 | 0 | 274 | 0 | 0.37178 | -51 | 51 | 0 | 0.036983 | 0 | -190 | 190 | 0 | 0.31046 | 0
29 | 0 | 29 | 0 | 0.018091 | 274 | 0 | 274 | 0 | 0.37178 | -313 | 313 | 0 | 0.22698 | 0 | -317 | 317 | 0 | 0.51797 | 0
-249 | 249 | 0 | 0.20162 | 0 | 274 | 0 | 274 | 0 | 0.37178 | -516 | 516 | 0 | 0.37418 | 0 | -471 | 471 | 0 | 0.76961 | 0
-451 | 451 | 0 | 0.36518 | 0 | 274 | 0 | 274 | 0 | 0.37178 | -564 | 564 | 0 | 0.40899 | 0 | -556 | 556 | 0 | 0.9085 | 0
-521 | 521 | 0 | 0.42186 | 0 | 228 | 0 | 228 | 0 | 0.30936 | -534 | 534 | 0 | 0.38724 | 0 | -558 | 558 | 0 | 0.91176 | 0
-577 | 577 | 0 | 0.46721 | 0 | 41 | 0 | 41 | 0 | 0.055631 | -488 | 488 | 0 | 0.35388 | 0 | -604 | 604 | 0 | 0.98693 | 0
-459 | 459 | 0 | 0.37166 | 0 | 0 | 0 | 0 | 0 | 0 | -504 | 504 | 0 | 0.36548 | 0 | -594 | 594 | 0 | 0.97059 | 0
-320 | 320 | 0 | 0.25911 | 0 | 0 | 0 | 0 | 0 | 0 | -495 | 495 | 0 | 0.35896 | 0 | -594 | 594 | 0 | 0.97059 | 0
-220 | 220 | 0 | 0.17814 | 0 | 0 | 0 | 0 | 0 | 0 | -530 | 530 | 0 | 0.38434 | 0 | -594 | 594 | 0 | 0.97059 | 0
-51 | 51 | 0 | 0.041296 | 0 | 22 | 0 | 22 | 0 | 0.029851 | -555 | 555 | 0 | 0.40247 | 0 | -608 | 608 | 0 | 0.99346 | 0
-110 | 110 | 0 | 0.089069 | 0 | 259 | 0 | 259 | 0 | 0.35142 | -575 | 575 | 0 | 0.41697 | 0 | -608 | 608 | 0 | 0.99346 | 0
-266 | 266 | 0 | 0.21538 | 0 | 274 | 0 | 274 | 0 | 0.37178 | -567 | 567 | 0 | 0.41117 | 0 | -608 | 608 | 0 | 0.99346 | 0
-172 | 172 | 0 | 0.13927 | 0 | 274 | 0 | 274 | 0 | 0.37178 | -732 | 732 | 0 | 0.53082 | 0 | -608 | 608 | 0 | 0.99346 | 0
-74 | 74 | 0 | 0.059919 | 0 | 274 | 0 | 274 | 0 | 0.37178 | -788 | 788 | 0 | 0.57143 | 0 | -608 | 608 | 0 | 0.99346 | 0
233 | 0 | 233 | 0 | 0.14535 | 274 | 0 | 274 | 0 | 0.37178 | -571 | 571 | 0 | 0.41407 | 0 | -544 | 544 | 0 | 0.88889 | 0
752 | 0 | 752 | 0 | 0.46912 | 274 | 0 | 274 | 0 | 0.37178 | -303 | 303 | 0 | 0.21972 | 0 | -407 | 407 | 0 | 0.66503 | 0
732 | 0 | 732 | 0 | 0.45664 | 274 | 0 | 274 | 0 | 0.37178 | -2 | 2 | 0 | 0.0014503 | 0 | -291 | 291 | 0 | 0.47549 | 0
909 | 0 | 909 | 0 | 0.56706 | 274 | 0 | 274 | 0 | 0.37178 | 134 | 0 | 134 | 0 | 0.082767 | -228 | 228 | 0 | 0.37255 | 0
921 | 0 | 921 | 0 | 0.57455 | 275 | 0 | 275 | 0 | 0.37313 | 424 | 0 | 424 | 0 | 0.26189 | -10 | 10 | 0 | 0.01634 | 0
945 | 0 | 945 | 0 | 0.58952 | 274 | 0 | 274 | 0 | 0.37178 | 1323 | 0 | 1323 | 0 | 0.81717 | 210 | 0 | 210 | 0 | 0.35294
945 | 0 | 945 | 0 | 0.58952 | 275 | 0 | 275 | 0 | 0.37313 | 1387 | 0 | 1387 | 0 | 0.8567 | 249 | 0 | 249 | 0 | 0.41849
944 | 0 | 944 | 0 | 0.5889 | 275 | 0 | 275 | 0 | 0.37313 | 1481 | 0 | 1481 | 0 | 0.91476 | 249 | 0 | 249 | 0 | 0.41849
945 | 0 | 945 | 0 | 0.58952 | 275 | 0 | 275 | 0 | 0.37313 | 1393 | 0 | 1393 | 0 | 0.86041 | 249 | 0 | 249 | 0 | 0.41849
920 | 0 | 920 | 0 | 0.57392 | 275 | 0 | 275 | 0 | 0.37313 | 1303 | 0 | 1303 | 0 | 0.80482 | 249 | 0 | 249 | 0 | 0.41849
392 | 0 | 392 | 0 | 0.24454 | 274 | 0 | 274 | 0 | 0.37178 | 932 | 0 | 932 | 0 | 0.57566 | 250 | 0 | 250 | 0 | 0.42017
-307 | 307 | 0 | 0.24858 | 0 | 274 | 0 | 274 | 0 | 0.37178 | 121 | 0 | 121 | 0 | 0.074737 | -90 | 90 | 0 | 0.14706 | 0
-956 | 956 | 0 | 0.77409 | 0 | 274 | 0 | 274 | 0 | 0.37178 | -534 | 534 | 0 | 0.38724 | 0 | -261 | 261 | 0 | 0.42647 | 0
-960 | 960 | 0 | 0.77733 | 0 | 263 | 0 | 263 | 0 | 0.35685 | -518 | 518 | 0 | 0.37563 | 0 | -265 | 265 | 0 | 0.43301 | 0
-706 | 706 | 0 | 0.57166 | 0 | 137 | 0 | 137 | 0 | 0.18589 | -603 | 603 | 0 | 0.43727 | 0 | -245 | 245 | 0 | 0.40033 | 0
-892 | 892 | 0 | 0.72227 | 0 | 265 | 0 | 265 | 0 | 0.35957 | -185 | 185 | 0 | 0.13416 | 0 | -245 | 245 | 0 | 0.40033 | 0
-966 | 966 | 0 | 0.78219 | 0 | 274 | 0 | 274 | 0 | 0.37178 | -144 | 144 | 0 | 0.10442 | 0 | -276 | 276 | 0 | 0.45098 | 0
-891 | 891 | 0 | 0.72146 | 0 | 274 | 0 | 274 | 0 | 0.37178 | -661 | 661 | 0 | 0.47933 | 0 | -290 | 290 | 0 | 0.47386 | 0
-901 | 901 | 0 | 0.72955 | 0 | 274 | 0 | 274 | 0 | 0.37178 | -832 | 832 | 0 | 0.60334 | 0 | -318 | 318 | 0 | 0.51961 | 0
-865 | 865 | 0 | 0.7004 | 0 | 274 | 0 | 274 | 0 | 0.37178 | -867 | 867 | 0 | 0.62872 | 0 | -345 | 345 | 0 | 0.56373 | 0
-877 | 877 | 0 | 0.71012 | 0 | 274 | 0 | 274 | 0 | 0.37178 | -853 | 853 | 0 | 0.61856 | 0 | -391 | 391 | 0 | 0.63889 | 0
-972 | 972 | 0 | 0.78704 | 0 | 272 | 0 | 272 | 0 | 0.36906 | -712 | 712 | 0 | 0.51632 | 0 | -462 | 462 | 0 | 0.7549 | 0
-979 | 979 | 0 | 0.79271 | 0 | 251 | 0 | 251 | 0 | 0.34057 | -721 | 721 | 0 | 0.52284 | 0 | -590 | 590 | 0 | 0.96405 | 0
-971 | 971 | 0 | 0.78623 | 0 | 273 | 0 | 273 | 0 | 0.37042 | -365 | 365 | 0 | 0.26468 | 0 | -608 | 608 | 0 | 0.99346 | 0
-839 | 839 | 0 | 0.67935 | 0 | 274 | 0 | 274 | 0 | 0.37178 | -521 | 521 | 0 | 0.37781 | 0 | -565 | 565 | 0 | 0.9232 | 0
-687 | 687 | 0 | 0.55628 | 0 | 274 | 0 | 274 | 0 | 0.37178 | -577 | 577 | 0 | 0.41842 | 0 | -468 | 468 | 0 | 0.76471 | 0
-253 | 253 | 0 | 0.20486 | 0 | 274 | 0 | 274 | 0 | 0.37178 | -174 | 174 | 0 | 0.12618 | 0 | -54 | 54 | 0 | 0.088235 | 0
345 | 0 | 345 | 0 | 0.21522 | 274 | 0 | 274 | 0 | 0.37178 | 221 | 0 | 221 | 0 | 0.1365 | 3 | 0 | 3 | 0 | 0.005042
920 | 0 | 920 | 0 | 0.57392 | 274 | 0 | 274 | 0 | 0.37178 | 445 | 0 | 445 | 0 | 0.27486 | 255 | 0 | 255 | 0 | 0.42857
948 | 0 | 948 | 0 | 0.59139 | 274 | 0 | 274 | 0 | 0.37178 | 767 | 0 | 767 | 0 | 0.47375 | 298 | 0 | 298 | 0 | 0.50084
947 | 0 | 947 | 0 | 0.59077 | 274 | 0 | 274 | 0 | 0.37178 | 899 | 0 | 899 | 0 | 0.55528 | 298 | 0 | 298 | 0 | 0.50084
946 | 0 | 946 | 0 | 0.59014 | 274 | 0 | 274 | 0 | 0.37178 | 1001 | 0 | 1001 | 0 | 0.61828 | 396 | 0 | 396 | 0 | 0.66555
947 | 0 | 947 | 0 | 0.59077 | 275 | 0 | 275 | 0 | 0.37313 | 1146 | 0 | 1146 | 0 | 0.70784 | 494 | 0 | 494 | 0 | 0.83025
947 | 0 | 947 | 0 | 0.59077 | 275 | 0 | 275 | 0 | 0.37313 | 1083 | 0 | 1083 | 0 | 0.66893 | 540 | 0 | 540 | 0 | 0.90756
916 | 0 | 916 | 0 | 0.57143 | 274 | 0 | 274 | 0 | 0.37178 | 890 | 0 | 890 | 0 | 0.54972 | 497 | 0 | 497 | 0 | 0.83529
338 | 0 | 338 | 0 | 0.21085 | 274 | 0 | 274 | 0 | 0.37178 | 3 | 0 | 3 | 0 | 0.001853 | 25 | 0 | 25 | 0 | 0.042017
-125 | 125 | 0 | 0.10121 | 0 | 274 | 0 | 274 | 0 | 0.37178 | -429 | 429 | 0 | 0.31109 | 0 | -525 | 525 | 0 | 0.85784 | 0
-323 | 323 | 0 | 0.26154 | 0 | 274 | 0 | 274 | 0 | 0.37178 | -497 | 497 | 0 | 0.36041 | 0 | -608 | 608 | 0 | 0.99346 | 0
-315 | 315 | 0 | 0.25506 | 0 | 274 | 0 | 274 | 0 | 0.37178 | -389 | 389 | 0 | 0.28209 | 0 | -580 | 580 | 0 | 0.94771 | 0
-245 | 245 | 0 | 0.19838 | 0 | 274 | 0 | 274 | 0 | 0.37178 | -468 | 468 | 0 | 0.33938 | 0 | -525 | 525 | 0 | 0.85784 | 0
-270 | 270 | 0 | 0.21862 | 0 | 274 | 0 | 274 | 0 | 0.37178 | -462 | 462 | 0 | 0.33503 | 0 | -512 | 512 | 0 | 0.8366 | 0
-114 | 114 | 0 | 0.092308 | 0 | 274 | 0 | 274 | 0 | 0.37178 | -458 | 458 | 0 | 0.33212 | 0 | -419 | 419 | 0 | 0.68464 | 0
-133 | 133 | 0 | 0.10769 | 0 | 274 | 0 | 274 | 0 | 0.37178 | -333 | 333 | 0 | 0.24148 | 0 | -324 | 324 | 0 | 0.52941 | 0
-157 | 157 | 0 | 0.12713 | 0 | 274 | 0 | 274 | 0 | 0.37178 | -269 | 269 | 0 | 0.19507 | 0 | -120 | 120 | 0 | 0.19608 | 0
-221 | 221 | 0 | 0.17895 | 0 | 274 | 0 | 274 | 0 | 0.37178 | 225 | 0 | 225 | 0 | 0.13897 | 0 | 0 | 0 | 0 | 0
-405 | 405 | 0 | 0.32794 | 0 | 274 | 0 | 274 | 0 | 0.37178 | 480 | 0 | 480 | 0 | 0.29648 | 2 | 0 | 2 | 0 | 0.0033613
-397 | 397 | 0 | 0.32146 | 0 | 274 | 0 | 274 | 0 | 0.37178 | 386 | 0 | 386 | 0 | 0.23842 | 2 | 0 | 2 | 0 | 0.0033613
160 | 0 | 160 | 0 | 0.099813 | 274 | 0 | 274 | 0 | 0.37178 | 711 | 0 | 711 | 0 | 0.43916 | 76 | 0 | 76 | 0 | 0.12773
511 | 0 | 511 | 0 | 0.31878 | 274 | 0 | 274 | 0 | 0.37178 | 851 | 0 | 851 | 0 | 0.52563 | 77 | 0 | 77 | 0 | 0.12941
927 | 0 | 927 | 0 | 0.57829 | 274 | 0 | 274 | 0 | 0.37178 | 1020 | 0 | 1020 | 0 | 0.63002 | 77 | 0 | 77 | 0 | 0.12941
947 | 0 | 947 | 0 | 0.59077 | 274 | 0 | 274 | 0 | 0.37178 | 1143 | 0 | 1143 | 0 | 0.70599 | 73 | 0 | 73 | 0 | 0.12269
946 | 0 | 946 | 0 | 0.59014 | 275 | 0 | 275 | 0 | 0.37313 | 1294 | 0 | 1294 | 0 | 0.79926 | 71 | 0 | 71 | 0 | 0.11933
946 | 0 | 946 | 0 | 0.59014 | 275 | 0 | 275 | 0 | 0.37313 | 1331 | 0 | 1331 | 0 | 0.82211 | 71 | 0 | 71 | 0 | 0.11933
946 | 0 | 946 | 0 | 0.59014 | 275 | 0 | 275 | 0 | 0.37313 | 1139 | 0 | 1139 | 0 | 0.70352 | 71 | 0 | 71 | 0 | 0.11933
946 | 0 | 946 | 0 | 0.59014 | 275 | 0 | 275 | 0 | 0.37313 | 1055 | 0 | 1055 | 0 | 0.65164 | 71 | 0 | 71 | 0 | 0.11933
945 | 0 | 945 | 0 | 0.58952 | 275 | 0 | 275 | 0 | 0.37313 | 987 | 0 | 987 | 0 | 0.60964 | 71 | 0 | 71 | 0 | 0.11933
945 | 0 | 945 | 0 | 0.58952 | 275 | 0 | 275 | 0 | 0.37313 | 967 | 0 | 967 | 0 | 0.59728 | 77 | 0 | 77 | 0 | 0.12941
944 | 0 | 944 | 0 | 0.5889 | 275 | 0 | 275 | 0 | 0.37313 | 931 | 0 | 931 | 0 | 0.57505 | 72 | 0 | 72 | 0 | 0.12101
945 | 0 | 945 | 0 | 0.58952 | 274 | 0 | 274 | 0 | 0.37178 | 995 | 0 | 995 | 0 | 0.61458 | 72 | 0 | 72 | 0 | 0.12101
915 | 0 | 915 | 0 | 0.5708 | 274 | 0 | 274 | 0 | 0.37178 | 790 | 0 | 790 | 0 | 0.48796 | 72 | 0 | 72 | 0 | 0.12101
353 | 0 | 353 | 0 | 0.22021 | 265 | 0 | 265 | 0 | 0.35957 | -190 | 190 | 0 | 0.13778 | 0 | -203 | 203 | 0 | 0.3317 | 0
-69 | 69 | 0 | 0.05587 | 0 | 169 | 0 | 169 | 0 | 0.22931 | -191 | 191 | 0 | 0.13851 | 0 | -64 | 64 | 0 | 0.10458 | 0
-12 | 12 | 0 | 0.0097166 | 0 | 248 | 0 | 248 | 0 | 0.3365 | 178 | 0 | 178 | 0 | 0.10994 | 2 | 0 | 2 | 0 | 0.0033613
403 | 0 | 403 | 0 | 0.2514 | 15 | 0 | 15 | 0 | 0.020353 | 4 | 0 | 4 | 0 | 0.0024707 | 2 | 0 | 2 | 0 | 0.0033613
578 | 0 | 578 | 0 | 0.36057 | 0 | 0 | 0 | 0 | 0 | 550 | 0 | 550 | 0 | 0.33972 | 2 | 0 | 2 | 0 | 0.0033613
929 | 0 | 929 | 0 | 0.57954 | 0 | 0 | 0 | 0 | 0 | 738 | 0 | 738 | 0 | 0.45584 | 2 | 0 | 2 | 0 | 0.0033613
945 | 0 | 945 | 0 | 0.58952 | 0 | 0 | 0 | 0 | 0 | 695 | 0 | 695 | 0 | 0.42928 | 2 | 0 | 2 | 0 | 0.0033613
947 | 0 | 947 | 0 | 0.59077 | 0 | 0 | 0 | 0 | 0 | 957 | 0 | 957 | 0 | 0.59111 | 2 | 0 | 2 | 0 | 0.0033613
946 | 0 | 946 | 0 | 0.59014 | 128 | 0 | 128 | 0 | 0.17368 | 862 | 0 | 862 | 0 | 0.53243 | 2 | 0 | 2 | 0 | 0.0033613
909 | 0 | 909 | 0 | 0.56706 | 20 | 0 | 20 | 0 | 0.027137 | 278 | 0 | 278 | 0 | 0.17171 | 76 | 0 | 76 | 0 | 0.12773
395 | 0 | 395 | 0 | 0.24641 | 274 | 0 | 274 | 0 | 0.37178 | -404 | 404 | 0 | 0.29297 | 0 | 2 | 0 | 2 | 0 | 0.0033613
460 | 0 | 460 | 0 | 0.28696 | 289 | 0 | 289 | 0 | 0.39213 | -401 | 401 | 0 | 0.29079 | 0 | 2 | 0 | 2 | 0 | 0.0033613
706 | 0 | 706 | 0 | 0.44042 | 290 | 0 | 290 | 0 | 0.39349 | -105 | 105 | 0 | 0.076142 | 0 | 2 | 0 | 2 | 0 | 0.0033613
878 | 0 | 878 | 0 | 0.54772 | 290 | 0 | 290 | 0 | 0.39349 | 625 | 0 | 625 | 0 | 0.38604 | 1 | 0 | 1 | 0 | 0.0016807
945 | 0 | 945 | 0 | 0.58952 | 290 | 0 | 290 | 0 | 0.39349 | 1005 | 0 | 1005 | 0 | 0.62075 | 76 | 0 | 76 | 0 | 0.12773
945 | 0 | 945 | 0 | 0.58952 | 291 | 0 | 291 | 0 | 0.39484 | 928 | 0 | 928 | 0 | 0.57319 | 77 | 0 | 77 | 0 | 0.12941
944 | 0 | 944 | 0 | 0.5889 | 291 | 0 | 291 | 0 | 0.39484 | 1134 | 0 | 1134 | 0 | 0.70043 | 77 | 0 | 77 | 0 | 0.12941
945 | 0 | 945 | 0 | 0.58952 | 291 | 0 | 291 | 0 | 0.39484 | 1106 | 0 | 1106 | 0 | 0.68314 | 77 | 0 | 77 | 0 | 0.12941
944 | 0 | 944 | 0 | 0.5889 | 292 | 0 | 292 | 0 | 0.3962 | 1303 | 0 | 1303 | 0 | 0.80482 | 68 | 0 | 68 | 0 | 0.11429
943 | 0 | 943 | 0 | 0.58827 | 291 | 0 | 291 | 0 | 0.39484 | 1238 | 0 | 1238 | 0 | 0.76467 | 67 | 0 | 67 | 0 | 0.11261
944 | 0 | 944 | 0 | 0.5889 | 291 | 0 | 291 | 0 | 0.39484 | 1188 | 0 | 1188 | 0 | 0.73379 | 67 | 0 | 67 | 0 | 0.11261
944 | 0 | 944 | 0 | 0.5889 | 291 | 0 | 291 | 0 | 0.39484 | 1234 | 0 | 1234 | 0 | 0.7622 | 67 | 0 | 67 | 0 | 0.11261
945 | 0 | 945 | 0 | 0.58952 | 291 | 0 | 291 | 0 | 0.39484 | 1458 | 0 | 1458 | 0 | 0.90056 | 67 | 0 | 67 | 0 | 0.11261
945 | 0 | 945 | 0 | 0.58952 | 291 | 0 | 291 | 0 | 0.39484 | 1477 | 0 | 1477 | 0 | 0.91229 | 67 | 0 | 67 | 0 | 0.11261
944 | 0 | 944 | 0 | 0.5889 | 291 | 0 | 291 | 0 | 0.39484 | 1279 | 0 | 1279 | 0 | 0.78999 | 67 | 0 | 67 | 0 | 0.11261
944 | 0 | 944 | 0 | 0.5889 | 290 | 0 | 290 | 0 | 0.39349 | 1031 | 0 | 1031 | 0 | 0.63681 | 71 | 0 | 71 | 0 | 0.11933
945 | 0 | 945 | 0 | 0.58952 | 290 | 0 | 290 | 0 | 0.39349 | 996 | 0 | 996 | 0 | 0.61519 | 71 | 0 | 71 | 0 | 0.11933
945 | 0 | 945 | 0 | 0.58952 | 290 | 0 | 290 | 0 | 0.39349 | 1123 | 0 | 1123 | 0 | 0.69364 | 71 | 0 | 71 | 0 | 0.11933
946 | 0 | 946 | 0 | 0.59014 | 290 | 0 | 290 | 0 | 0.39349 | 1038 | 0 | 1038 | 0 | 0.64114 | 71 | 0 | 71 | 0 | 0.11933
945 | 0 | 945 | 0 | 0.58952 | 290 | 0 | 290 | 0 | 0.39349 | 851 | 0 | 851 | 0 | 0.52563 | 71 | 0 | 71 | 0 | 0.11933
945 | 0 | 945 | 0 | 0.58952 | 290 | 0 | 290 | 0 | 0.39349 | 771 | 0 | 771 | 0 | 0.47622 | 71 | 0 | 71 | 0 | 0.11933
946 | 0 | 946 | 0 | 0.59014 | 289 | 0 | 289 | 0 | 0.39213 | 968 | 0 | 968 | 0 | 0.5979 | 71 | 0 | 71 | 0 | 0.11933
947 | 0 | 947 | 0 | 0.59077 | 290 | 0 | 290 | 0 | 0.39349 | 1133 | 0 | 1133 | 0 | 0.69981 | 71 | 0 | 71 | 0 | 0.11933
947 | 0 | 947 | 0 | 0.59077 | 290 | 0 | 290 | 0 | 0.39349 | 1000 | 0 | 1000 | 0 | 0.61767 | 2 | 0 | 2 | 0 | 0.0033613
947 | 0 | 947 | 0 | 0.59077 | 290 | 0 | 290 | 0 | 0.39349 | 820 | 0 | 820 | 0 | 0.50649 | 2 | 0 | 2 | 0 | 0.0033613
946 | 0 | 946 | 0 | 0.59014 | 290 | 0 | 290 | 0 | 0.39349 | 712 | 0 | 712 | 0 | 0.43978 | 2 | 0 | 2 | 0 | 0.0033613
946 | 0 | 946 | 0 | 0.59014 | 290 | 0 | 290 | 0 | 0.39349 | 756 | 0 | 756 | 0 | 0.46695 | 77 | 0 | 77 | 0 | 0.12941
943 | 0 | 943 | 0 | 0.58827 | 290 | 0 | 290 | 0 | 0.39349 | 582 | 0 | 582 | 0 | 0.35948 | 77 | 0 | 77 | 0 | 0.12941
936 | 0 | 936 | 0 | 0.58391 | 290 | 0 | 290 | 0 | 0.39349 | 552 | 0 | 552 | 0 | 0.34095 | 71 | 0 | 71 | 0 | 0.11933
944 | 0 | 944 | 0 | 0.5889 | 290 | 0 | 290 | 0 | 0.39349 | 575 | 0 | 575 | 0 | 0.35516 | 67 | 0 | 67 | 0 | 0.11261
944 | 0 | 944 | 0 | 0.5889 | 292 | 0 | 292 | 0 | 0.3962 | 1060 | 0 | 1060 | 0 | 0.65473 | 67 | 0 | 67 | 0 | 0.11261
944 | 0 | 944 | 0 | 0.5889 | 337 | 0 | 337 | 0 | 0.45726 | 1320 | 0 | 1320 | 0 | 0.81532 | 77 | 0 | 77 | 0 | 0.12941
944 | 0 | 944 | 0 | 0.5889 | 338 | 0 | 338 | 0 | 0.45862 | 1272 | 0 | 1272 | 0 | 0.78567 | 77 | 0 | 77 | 0 | 0.12941
944 | 0 | 944 | 0 | 0.5889 | 338 | 0 | 338 | 0 | 0.45862 | 1237 | 0 | 1237 | 0 | 0.76405 | 77 | 0 | 77 | 0 | 0.12941
945 | 0 | 945 | 0 | 0.58952 | 337 | 0 | 337 | 0 | 0.45726 | 1043 | 0 | 1043 | 0 | 0.64422 | 77 | 0 | 77 | 0 | 0.12941
945 | 0 | 945 | 0 | 0.58952 | 337 | 0 | 337 | 0 | 0.45726 | 913 | 0 | 913 | 0 | 0.56393 | 77 | 0 | 77 | 0 | 0.12941
947 | 0 | 947 | 0 | 0.59077 | 337 | 0 | 337 | 0 | 0.45726 | 1047 | 0 | 1047 | 0 | 0.6467 | 102 | 0 | 102 | 0 | 0.17143
947 | 0 | 947 | 0 | 0.59077 | 337 | 0 | 337 | 0 | 0.45726 | 1252 | 0 | 1252 | 0 | 0.77332 | 150 | 0 | 150 | 0 | 0.2521
946 | 0 | 946 | 0 | 0.59014 | 337 | 0 | 337 | 0 | 0.45726 | 1236 | 0 | 1236 | 0 | 0.76343 | 200 | 0 | 200 | 0 | 0.33613
947 | 0 | 947 | 0 | 0.59077 | 337 | 0 | 337 | 0 | 0.45726 | 1199 | 0 | 1199 | 0 | 0.74058 | 250 | 0 | 250 | 0 | 0.42017
947 | 0 | 947 | 0 | 0.59077 | 336 | 0 | 336 | 0 | 0.4559 | 980 | 0 | 980 | 0 | 0.60531 | 225 | 0 | 225 | 0 | 0.37815
948 | 0 | 948 | 0 | 0.59139 | 336 | 0 | 336 | 0 | 0.4559 | 998 | 0 | 998 | 0 | 0.61643 | 175 | 0 | 175 | 0 | 0.29412
947 | 0 | 947 | 0 | 0.59077 | 336 | 0 | 336 | 0 | 0.4559 | 954 | 0 | 954 | 0 | 0.58925 | 126 | 0 | 126 | 0 | 0.21176
947 | 0 | 947 | 0 | 0.59077 | 336 | 0 | 336 | 0 | 0.4559 | 980 | 0 | 980 | 0 | 0.60531 | 77 | 0 | 77 | 0 | 0.12941
947 | 0 | 947 | 0 | 0.59077 | 336 | 0 | 336 | 0 | 0.4559 | 1028 | 0 | 1028 | 0 | 0.63496 | 77 | 0 | 77 | 0 | 0.12941
947 | 0 | 947 | 0 | 0.59077 | 336 | 0 | 336 | 0 | 0.4559 | 1005 | 0 | 1005 | 0 | 0.62075 | 77 | 0 | 77 | 0 | 0.12941
948 | 0 | 948 | 0 | 0.59139 | 336 | 0 | 336 | 0 | 0.4559 | 1007 | 0 | 1007 | 0 | 0.62199 | 77 | 0 | 77 | 0 | 0.12941
947 | 0 | 947 | 0 | 0.59077 | 336 | 0 | 336 | 0 | 0.4559 | 922 | 0 | 922 | 0 | 0.56949 | 77 | 0 | 77 | 0 | 0.12941
946 | 0 | 946 | 0 | 0.59014 | 336 | 0 | 336 | 0 | 0.4559 | 847 | 0 | 847 | 0 | 0.52316 | 77 | 0 | 77 | 0 | 0.12941
947 | 0 | 947 | 0 | 0.59077 | 336 | 0 | 336 | 0 | 0.4559 | 861 | 0 | 861 | 0 | 0.53181 | 77 | 0 | 77 | 0 | 0.12941
947 | 0 | 947 | 0 | 0.59077 | 336 | 0 | 336 | 0 | 0.4559 | 977 | 0 | 977 | 0 | 0.60346 | 77 | 0 | 77 | 0 | 0.12941
946 | 0 | 946 | 0 | 0.59014 | 337 | 0 | 337 | 0 | 0.45726 | 1001 | 0 | 1001 | 0 | 0.61828 | 77 | 0 | 77 | 0 | 0.12941
947 | 0 | 947 | 0 | 0.59077 | 337 | 0 | 337 | 0 | 0.45726 | 1099 | 0 | 1099 | 0 | 0.67881 | 77 | 0 | 77 | 0 | 0.12941
945 | 0 | 945 | 0 | 0.58952 | 337 | 0 | 337 | 0 | 0.45726 | 1272 | 0 | 1272 | 0 | 0.78567 | 72 | 0 | 72 | 0 | 0.12101
944 | 0 | 944 | 0 | 0.5889 | 335 | 0 | 335 | 0 | 0.45455 | 1216 | 0 | 1216 | 0 | 0.75108 | 67 | 0 | 67 | 0 | 0.11261
945 | 0 | 945 | 0 | 0.58952 | 337 | 0 | 337 | 0 | 0.45726 | 1171 | 0 | 1171 | 0 | 0.72329 | 67 | 0 | 67 | 0 | 0.11261
945 | 0 | 945 | 0 | 0.58952 | 337 | 0 | 337 | 0 | 0.45726 | 1138 | 0 | 1138 | 0 | 0.7029 | 67 | 0 | 67 | 0 | 0.11261
942 | 0 | 942 | 0 | 0.58765 | 337 | 0 | 337 | 0 | 0.45726 | 1277 | 0 | 1277 | 0 | 0.78876 | 67 | 0 | 67 | 0 | 0.11261
944 | 0 | 944 | 0 | 0.5889 | 337 | 0 | 337 | 0 | 0.45726 | 1352 | 0 | 1352 | 0 | 0.83508 | 67 | 0 | 67 | 0 | 0.11261
943 | 0 | 943 | 0 | 0.58827 | 337 | 0 | 337 | 0 | 0.45726 | 1276 | 0 | 1276 | 0 | 0.78814 | 67 | 0 | 67 | 0 | 0.11261
945 | 0 | 945 | 0 | 0.58952 | 337 | 0 | 337 | 0 | 0.45726 | 1242 | 0 | 1242 | 0 | 0.76714 | 67 | 0 | 67 | 0 | 0.11261
946 | 0 | 946 | 0 | 0.59014 | 337 | 0 | 337 | 0 | 0.45726 | 1188 | 0 | 1188 | 0 | 0.73379 | 67 | 0 | 67 | 0 | 0.11261
945 | 0 | 945 | 0 | 0.58952 | 336 | 0 | 336 | 0 | 0.4559 | 977 | 0 | 977 | 0 | 0.60346 | 67 | 0 | 67 | 0 | 0.11261
946 | 0 | 946 | 0 | 0.59014 | 336 | 0 | 336 | 0 | 0.4559 | 575 | 0 | 575 | 0 | 0.35516 | 77 | 0 | 77 | 0 | 0.12941
946 | 0 | 946 | 0 | 0.59014 | 336 | 0 | 336 | 0 | 0.4559 | 779 | 0 | 779 | 0 | 0.48116 | 77 | 0 | 77 | 0 | 0.12941
948 | 0 | 948 | 0 | 0.59139 | 336 | 0 | 336 | 0 | 0.4559 | 623 | 0 | 623 | 0 | 0.38481 | 72 | 0 | 72 | 0 | 0.12101
945 | 0 | 945 | 0 | 0.58952 | 336 | 0 | 336 | 0 | 0.4559 | 716 | 0 | 716 | 0 | 0.44225 | 67 | 0 | 67 | 0 | 0.11261
946 | 0 | 946 | 0 | 0.59014 | 336 | 0 | 336 | 0 | 0.4559 | 802 | 0 | 802 | 0 | 0.49537 | 67 | 0 | 67 | 0 | 0.11261
946 | 0 | 946 | 0 | 0.59014 | 336 | 0 | 336 | 0 | 0.4559 | 726 | 0 | 726 | 0 | 0.44842 | 67 | 0 | 67 | 0 | 0.11261
946 | 0 | 946 | 0 | 0.59014 | 336 | 0 | 336 | 0 | 0.4559 | 678 | 0 | 678 | 0 | 0.41878 | 67 | 0 | 67 | 0 | 0.11261
946 | 0 | 946 | 0 | 0.59014 | 336 | 0 | 336 | 0 | 0.4559 | 659 | 0 | 659 | 0 | 0.40704 | 67 | 0 | 67 | 0 | 0.11261
946 | 0 | 946 | 0 | 0.59014 | 336 | 0 | 336 | 0 | 0.4559 | 457 | 0 | 457 | 0 | 0.28227 | 67 | 0 | 67 | 0 | 0.11261
946 | 0 | 946 | 0 | 0.59014 | 336 | 0 | 336 | 0 | 0.4559 | -104 | 104 | 0 | 0.075417 | 0 | 67 | 0 | 67 | 0 | 0.11261
945 | 0 | 945 | 0 | 0.58952 | 336 | 0 | 336 | 0 | 0.4559 | 199 | 0 | 199 | 0 | 0.12292 | 67 | 0 | 67 | 0 | 0.11261
946 | 0 | 946 | 0 | 0.59014 | 336 | 0 | 336 | 0 | 0.4559 | 392 | 0 | 392 | 0 | 0.24212 | 67 | 0 | 67 | 0 | 0.11261
945 | 0 | 945 | 0 | 0.58952 | 336 | 0 | 336 | 0 | 0.4559 | 657 | 0 | 657 | 0 | 0.40581 | 67 | 0 | 67 | 0 | 0.11261
946 | 0 | 946 | 0 | 0.59014 | 336 | 0 | 336 | 0 | 0.4559 | 857 | 0 | 857 | 0 | 0.52934 | 67 | 0 | 67 | 0 | 0.11261
945 | 0 | 945 | 0 | 0.58952 | 337 | 0 | 337 | 0 | 0.45726 | 935 | 0 | 935 | 0 | 0.57752 | 67 | 0 | 67 | 0 | 0.11261
945 | 0 | 945 | 0 | 0.58952 | 337 | 0 | 337 | 0 | 0.45726 | 1174 | 0 | 1174 | 0 | 0.72514 | 67 | 0 | 67 | 0 | 0.11261
946 | 0 | 946 | 0 | 0.59014 | 292 | 0 | 292 | 0 | 0.3962 | 1267 | 0 | 1267 | 0 | 0.78258 | 77 | 0 | 77 | 0 | 0.12941
946 | 0 | 946 | 0 | 0.59014 | 290 | 0 | 290 | 0 | 0.39349 | 1320 | 0 | 1320 | 0 | 0.81532 | 77 | 0 | 77 | 0 | 0.12941
945 | 0 | 945 | 0 | 0.58952 | 291 | 0 | 291 | 0 | 0.39484 | 1353 | 0 | 1353 | 0 | 0.8357 | 77 | 0 | 77 | 0 | 0.12941
946 | 0 | 946 | 0 | 0.59014 | 291 | 0 | 291 | 0 | 0.39484 | 1369 | 0 | 1369 | 0 | 0.84558 | 77 | 0 | 77 | 0 | 0.12941
945 | 0 | 945 | 0 | 0.58952 | 291 | 0 | 291 | 0 | 0.39484 | 1346 | 0 | 1346 | 0 | 0.83138 | 77 | 0 | 77 | 0 | 0.12941
946 | 0 | 946 | 0 | 0.59014 | 290 | 0 | 290 | 0 | 0.39349 | 1265 | 0 | 1265 | 0 | 0.78135 | 77 | 0 | 77 | 0 | 0.12941
949 | 0 | 949 | 0 | 0.59201 | 290 | 0 | 290 | 0 | 0.39349 | 1079 | 0 | 1079 | 0 | 0.66646 | 77 | 0 | 77 | 0 | 0.12941
949 | 0 | 949 | 0 | 0.59201 | 290 | 0 | 290 | 0 | 0.39349 | 900 | 0 | 900 | 0 | 0.5559 | 77 | 0 | 77 | 0 | 0.12941
949 | 0 | 949 | 0 | 0.59201 | 311 | 0 | 311 | 0 | 0.42198 | 661 | 0 | 661 | 0 | 0.40828 | 77 | 0 | 77 | 0 | 0.12941
950 | 0 | 950 | 0 | 0.59264 | 337 | 0 | 337 | 0 | 0.45726 | 600 | 0 | 600 | 0 | 0.3706 | 77 | 0 | 77 | 0 | 0.12941
947 | 0 | 947 | 0 | 0.59077 | 337 | 0 | 337 | 0 | 0.45726 | 466 | 0 | 466 | 0 | 0.28783 | 77 | 0 | 77 | 0 | 0.12941
947 | 0 | 947 | 0 | 0.59077 | 337 | 0 | 337 | 0 | 0.45726 | 486 | 0 | 486 | 0 | 0.30019 | 77 | 0 | 77 | 0 | 0.12941
948 | 0 | 948 | 0 | 0.59139 | 336 | 0 | 336 | 0 | 0.4559 | 504 | 0 | 504 | 0 | 0.3113 | 77 | 0 | 77 | 0 | 0.12941
945 | 0 | 945 | 0 | 0.58952 | 336 | 0 | 336 | 0 | 0.4559 | 487 | 0 | 487 | 0 | 0.3008 | 77 | 0 | 77 | 0 | 0.12941
946 | 0 | 946 | 0 | 0.59014 | 336 | 0 | 336 | 0 | 0.4559 | 477 | 0 | 477 | 0 | 0.29463 | 77 | 0 | 77 | 0 | 0.12941
946 | 0 | 946 | 0 | 0.59014 | 336 | 0 | 336 | 0 | 0.4559 | 567 | 0 | 567 | 0 | 0.35022 | 77 | 0 | 77 | 0 | 0.12941
915 | 0 | 915 | 0 | 0.5708 | 336 | 0 | 336 | 0 | 0.4559 | 87 | 0 | 87 | 0 | 0.053737 | 77 | 0 | 77 | 0 | 0.12941
342 | 0 | 342 | 0 | 0.21335 | 332 | 0 | 332 | 0 | 0.45047 | -867 | 867 | 0 | 0.62872 | 0 | 3 | 0 | 3 | 0 | 0.005042
-158 | 158 | 0 | 0.12794 | 0 | 293 | 0 | 293 | 0 | 0.39756 | -936 | 936 | 0 | 0.67875 | 0 | 3 | 0 | 3 | 0 | 0.005042
48 | 0 | 48 | 0 | 0.029944 | 334 | 0 | 334 | 0 | 0.45319 | -1125 | 1125 | 0 | 0.81581 | 0 | 3 | 0 | 3 | 0 | 0.005042
607 | 0 | 607 | 0 | 0.37867 | 336 | 0 | 336 | 0 | 0.4559 | -131 | 131 | 0 | 0.094996 | 0 | 2 | 0 | 2 | 0 | 0.0033613
937 | 0 | 937 | 0 | 0.58453 | 313 | 0 | 313 | 0 | 0.42469 | 333 | 0 | 333 | 0 | 0.20568 | 144 | 0 | 144 | 0 | 0.24202
944 | 0 | 944 | 0 | 0.5889 | 25 | 0 | 25 | 0 | 0.033921 | 532 | 0 | 532 | 0 | 0.3286 | 126 | 0 | 126 | 0 | 0.21176
946 | 0 | 946 | 0 | 0.59014 | 101 | 0 | 101 | 0 | 0.13704 | 673 | 0 | 673 | 0 | 0.41569 | 77 | 0 | 77 | 0 | 0.12941
945 | 0 | 945 | 0 | 0.58952 | 321 | 0 | 321 | 0 | 0.43555 | 799 | 0 | 799 | 0 | 0.49351 | 77 | 0 | 77 | 0 | 0.12941
944 | 0 | 944 | 0 | 0.5889 | 279 | 0 | 279 | 0 | 0.37856 | 973 | 0 | 973 | 0 | 0.60099 | 77 | 0 | 77 | 0 | 0.12941
944 | 0 | 944 | 0 | 0.5889 | 158 | 0 | 158 | 0 | 0.21438 | 1230 | 0 | 1230 | 0 | 0.75973 | 77 | 0 | 77 | 0 | 0.12941
944 | 0 | 944 | 0 | 0.5889 | 193 | 0 | 193 | 0 | 0.26187 | 1195 | 0 | 1195 | 0 | 0.73811 | 77 | 0 | 77 | 0 | 0.12941
944 | 0 | 944 | 0 | 0.5889 | 199 | 0 | 199 | 0 | 0.27001 | 1277 | 0 | 1277 | 0 | 0.78876 | 77 | 0 | 77 | 0 | 0.12941
944 | 0 | 944 | 0 | 0.5889 | 312 | 0 | 312 | 0 | 0.42334 | 1338 | 0 | 1338 | 0 | 0.82644 | 77 | 0 | 77 | 0 | 0.12941
939 | 0 | 939 | 0 | 0.58578 | 228 | 0 | 228 | 0 | 0.30936 | 1331 | 0 | 1331 | 0 | 0.82211 | 77 | 0 | 77 | 0 | 0.12941
941 | 0 | 941 | 0 | 0.58702 | 64 | 0 | 64 | 0 | 0.086839 | 1286 | 0 | 1286 | 0 | 0.79432 | 77 | 0 | 77 | 0 | 0.12941
796 | 0 | 796 | 0 | 0.49657 | 105 | 0 | 105 | 0 | 0.14247 | 1109 | 0 | 1109 | 0 | 0.68499 | 77 | 0 | 77 | 0 | 0.12941
770 | 0 | 770 | 0 | 0.48035 | 128 | 0 | 128 | 0 | 0.17368 | 1037 | 0 | 1037 | 0 | 0.64052 | 77 | 0 | 77 | 0 | 0.12941
799 | 0 | 799 | 0 | 0.49844 | 334 | 0 | 334 | 0 | 0.45319 | 966 | 0 | 966 | 0 | 0.59666 | 102 | 0 | 102 | 0 | 0.17143
944 | 0 | 944 | 0 | 0.5889 | 336 | 0 | 336 | 0 | 0.4559 | 1030 | 0 | 1030 | 0 | 0.6362 | 126 | 0 | 126 | 0 | 0.21176
944 | 0 | 944 | 0 | 0.5889 | 337 | 0 | 337 | 0 | 0.45726 | 1099 | 0 | 1099 | 0 | 0.67881 | 85 | 0 | 85 | 0 | 0.14286
946 | 0 | 946 | 0 | 0.59014 | 337 | 0 | 337 | 0 | 0.45726 | 1190 | 0 | 1190 | 0 | 0.73502 | 70 | 0 | 70 | 0 | 0.11765
946 | 0 | 946 | 0 | 0.59014 | 337 | 0 | 337 | 0 | 0.45726 | 1097 | 0 | 1097 | 0 | 0.67758 | 70 | 0 | 70 | 0 | 0.11765
946 | 0 | 946 | 0 | 0.59014 | 337 | 0 | 337 | 0 | 0.45726 | 1030 | 0 | 1030 | 0 | 0.6362 | 70 | 0 | 70 | 0 | 0.11765
947 | 0 | 947 | 0 | 0.59077 | 336 | 0 | 336 | 0 | 0.4559 | 821 | 0 | 821 | 0 | 0.5071 | 102 | 0 | 102 | 0 | 0.17143
948 | 0 | 948 | 0 | 0.59139 | 336 | 0 | 336 | 0 | 0.4559 | 431 | 0 | 431 | 0 | 0.26621 | 102 | 0 | 102 | 0 | 0.17143
947 | 0 | 947 | 0 | 0.59077 | 337 | 0 | 337 | 0 | 0.45726 | 837 | 0 | 837 | 0 | 0.51699 | 102 | 0 | 102 | 0 | 0.17143
947 | 0 | 947 | 0 | 0.59077 | 337 | 0 | 337 | 0 | 0.45726 | 857 | 0 | 857 | 0 | 0.52934 | 77 | 0 | 77 | 0 | 0.12941
948 | 0 | 948 | 0 | 0.59139 | 337 | 0 | 337 | 0 | 0.45726 | 1053 | 0 | 1053 | 0 | 0.6504 | 77 | 0 | 77 | 0 | 0.12941
947 | 0 | 947 | 0 | 0.59077 | 337 | 0 | 337 | 0 | 0.45726 | 1147 | 0 | 1147 | 0 | 0.70846 | 77 | 0 | 77 | 0 | 0.12941
945 | 0 | 945 | 0 | 0.58952 | 337 | 0 | 337 | 0 | 0.45726 | 1181 | 0 | 1181 | 0 | 0.72946 | 77 | 0 | 77 | 0 | 0.12941
945 | 0 | 945 | 0 | 0.58952 | 337 | 0 | 337 | 0 | 0.45726 | 1235 | 0 | 1235 | 0 | 0.76282 | 77 | 0 | 77 | 0 | 0.12941
947 | 0 | 947 | 0 | 0.59077 | 337 | 0 | 337 | 0 | 0.45726 | 1130 | 0 | 1130 | 0 | 0.69796 | 77 | 0 | 77 | 0 | 0.12941
946 | 0 | 946 | 0 | 0.59014 | 337 | 0 | 337 | 0 | 0.45726 | 1177 | 0 | 1177 | 0 | 0.72699 | 77 | 0 | 77 | 0 | 0.12941
945 | 0 | 945 | 0 | 0.58952 | 337 | 0 | 337 | 0 | 0.45726 | 985 | 0 | 985 | 0 | 0.6084 | 77 | 0 | 77 | 0 | 0.12941
946 | 0 | 946 | 0 | 0.59014 | 337 | 0 | 337 | 0 | 0.45726 | 1068 | 0 | 1068 | 0 | 0.65967 | 77 | 0 | 77 | 0 | 0.12941
945 | 0 | 945 | 0 | 0.58952 | 337 | 0 | 337 | 0 | 0.45726 | 1198 | 0 | 1198 | 0 | 0.73996 | 77 | 0 | 77 | 0 | 0.12941
946 | 0 | 946 | 0 | 0.59014 | 337 | 0 | 337 | 0 | 0.45726 | 1244 | 0 | 1244 | 0 | 0.76838 | 77 | 0 | 77 | 0 | 0.12941
944 | 0 | 944 | 0 | 0.5889 | 337 | 0 | 337 | 0 | 0.45726 | 1173 | 0 | 1173 | 0 | 0.72452 | 77 | 0 | 77 | 0 | 0.12941
945 | 0 | 945 | 0 | 0.58952 | 337 | 0 | 337 | 0 | 0.45726 | 1210 | 0 | 1210 | 0 | 0.74737 | 77 | 0 | 77 | 0 | 0.12941
947 | 0 | 947 | 0 | 0.59077 | 337 | 0 | 337 | 0 | 0.45726 | 1089 | 0 | 1089 | 0 | 0.67264 | 77 | 0 | 77 | 0 | 0.12941
948 | 0 | 948 | 0 | 0.59139 | 337 | 0 | 337 | 0 | 0.45726 | 959 | 0 | 959 | 0 | 0.59234 | 126 | 0 | 126 | 0 | 0.21176
947 | 0 | 947 | 0 | 0.59077 | 337 | 0 | 337 | 0 | 0.45726 | 843 | 0 | 843 | 0 | 0.52069 | 200 | 0 | 200 | 0 | 0.33613
947 | 0 | 947 | 0 | 0.59077 | 336 | 0 | 336 | 0 | 0.4559 | 802 | 0 | 802 | 0 | 0.49537 | 225 | 0 | 225 | 0 | 0.37815
947 | 0 | 947 | 0 | 0.59077 | 336 | 0 | 336 | 0 | 0.4559 | 801 | 0 | 801 | 0 | 0.49475 | 250 | 0 | 250 | 0 | 0.42017
948 | 0 | 948 | 0 | 0.59139 | 336 | 0 | 336 | 0 | 0.4559 | 999 | 0 | 999 | 0 | 0.61705 | 298 | 0 | 298 | 0 | 0.50084
946 | 0 | 946 | 0 | 0.59014 | 336 | 0 | 336 | 0 | 0.4559 | 860 | 0 | 860 | 0 | 0.53119 | 487 | 0 | 487 | 0 | 0.81849
880 | 0 | 880 | 0 | 0.54897 | 336 | 0 | 336 | 0 | 0.4559 | 710 | 0 | 710 | 0 | 0.43854 | 556 | 0 | 556 | 0 | 0.93445
691 | 0 | 691 | 0 | 0.43107 | 336 | 0 | 336 | 0 | 0.4559 | 670 | 0 | 670 | 0 | 0.41384 | 450 | 0 | 450 | 0 | 0.7563
336 | 0 | 336 | 0 | 0.20961 | 336 | 0 | 336 | 0 | 0.4559 | 628 | 0 | 628 | 0 | 0.38789 | 389 | 0 | 389 | 0 | 0.65378
258 | 0 | 258 | 0 | 0.16095 | 336 | 0 | 336 | 0 | 0.4559 | 591 | 0 | 591 | 0 | 0.36504 | 341 | 0 | 341 | 0 | 0.57311
185 | 0 | 185 | 0 | 0.11541 | 336 | 0 | 336 | 0 | 0.4559 | 494 | 0 | 494 | 0 | 0.30513 | 360 | 0 | 360 | 0 | 0.60504
322 | 0 | 322 | 0 | 0.20087 | 336 | 0 | 336 | 0 | 0.4559 | 389 | 0 | 389 | 0 | 0.24027 | 360 | 0 | 360 | 0 | 0.60504
237 | 0 | 237 | 0 | 0.14785 | 331 | 0 | 331 | 0 | 0.44912 | 376 | 0 | 376 | 0 | 0.23224 | 360 | 0 | 360 | 0 | 0.60504
88 | 0 | 88 | 0 | 0.054897 | 173 | 0 | 173 | 0 | 0.23474 | 440 | 0 | 440 | 0 | 0.27177 | 317 | 0 | 317 | 0 | 0.53277
98 | 0 | 98 | 0 | 0.061135 | 329 | 0 | 329 | 0 | 0.4464 | 618 | 0 | 618 | 0 | 0.38172 | 455 | 0 | 455 | 0 | 0.76471
6 | 0 | 6 | 0 | 0.003743 | 335 | 0 | 335 | 0 | 0.45455 | 684 | 0 | 684 | 0 | 0.42248 | 59 | 0 | 59 | 0 | 0.09916
133 | 0 | 133 | 0 | 0.082969 | 335 | 0 | 335 | 0 | 0.45455 | 640 | 0 | 640 | 0 | 0.39531 | 343 | 0 | 343 | 0 | 0.57647
290 | 0 | 290 | 0 | 0.18091 | 335 | 0 | 335 | 0 | 0.45455 | 807 | 0 | 807 | 0 | 0.49846 | 398 | 0 | 398 | 0 | 0.66891
346 | 0 | 346 | 0 | 0.21585 | 335 | 0 | 335 | 0 | 0.45455 | 812 | 0 | 812 | 0 | 0.50154 | 382 | 0 | 382 | 0 | 0.64202
364 | 0 | 364 | 0 | 0.22707 | 335 | 0 | 335 | 0 | 0.45455 | 793 | 0 | 793 | 0 | 0.48981 | 356 | 0 | 356 | 0 | 0.59832
323 | 0 | 323 | 0 | 0.2015 | 336 | 0 | 336 | 0 | 0.4559 | 783 | 0 | 783 | 0 | 0.48363 | 240 | 0 | 240 | 0 | 0.40336
181 | 0 | 181 | 0 | 0.11291 | 336 | 0 | 336 | 0 | 0.4559 | 698 | 0 | 698 | 0 | 0.43113 | 329 | 0 | 329 | 0 | 0.55294
186 | 0 | 186 | 0 | 0.11603 | 317 | 0 | 317 | 0 | 0.43012 | 597 | 0 | 597 | 0 | 0.36875 | 274 | 0 | 274 | 0 | 0.4605
339 | 0 | 339 | 0 | 0.21148 | 238 | 0 | 238 | 0 | 0.32293 | 441 | 0 | 441 | 0 | 0.27239 | 224 | 0 | 224 | 0 | 0.37647
-498 | 498 | 0 | 0.40324 | 0 | 186 | 0 | 186 | 0 | 0.25237 | -467 | 467 | 0 | 0.33865 | 0 | -222 | 222 | 0 | 0.36275 | 0
-960 | 960 | 0 | 0.77733 | 0 | -191 | 191 | 0 | 0.25132 | 0 | -1022 | 1022 | 0 | 0.74112 | 0 | -273 | 273 | 0 | 0.44608 | 0
-977 | 977 | 0 | 0.79109 | 0 | -245 | 245 | 0 | 0.32237 | 0 | -979 | 979 | 0 | 0.70993 | 0 | -292 | 292 | 0 | 0.47712 | 0
-977 | 977 | 0 | 0.79109 | 0 | -122 | 122 | 0 | 0.16053 | 0 | -763 | 763 | 0 | 0.5533 | 0 | -120 | 120 | 0 | 0.19608 | 0
-974 | 974 | 0 | 0.78866 | 0 | -65 | 65 | 0 | 0.085526 | 0 | -743 | 743 | 0 | 0.5388 | 0 | 0 | 0 | 0 | 0 | 0
-975 | 975 | 0 | 0.78947 | 0 | -53 | 53 | 0 | 0.069737 | 0 | -329 | 329 | 0 | 0.23858 | 0 | 2 | 0 | 2 | 0 | 0.0033613
-973 | 973 | 0 | 0.78785 | 0 | -1 | 1 | 0 | 0.0013158 | 0 | -104 | 104 | 0 | 0.075417 | 0 | -272 | 272 | 0 | 0.44444 | 0
-936 | 936 | 0 | 0.75789 | 0 | -2 | 2 | 0 | 0.0026316 | 0 | -582 | 582 | 0 | 0.42204 | 0 | -318 | 318 | 0 | 0.51961 | 0
-972 | 972 | 0 | 0.78704 | 0 | -23 | 23 | 0 | 0.030263 | 0 | -995 | 995 | 0 | 0.72154 | 0 | -367 | 367 | 0 | 0.59967 | 0
-976 | 976 | 0 | 0.79028 | 0 | -1 | 1 | 0 | 0.0013158 | 0 | -875 | 875 | 0 | 0.63452 | 0 | -367 | 367 | 0 | 0.59967 | 0
-976 | 976 | 0 | 0.79028 | 0 | 0 | 0 | 0 | 0 | 0 | -780 | 780 | 0 | 0.56563 | 0 | -326 | 326 | 0 | 0.53268 | 0
-976 | 976 | 0 | 0.79028 | 0 | 0 | 0 | 0 | 0 | 0 | -819 | 819 | 0 | 0.59391 | 0 | -279 | 279 | 0 | 0.45588 | 0
-958 | 958 | 0 | 0.77571 | 0 | 0 | 0 | 0 | 0 | 0 | -660 | 660 | 0 | 0.47861 | 0 | -240 | 240 | 0 | 0.39216 | 0
-530 | 530 | 0 | 0.42915 | 0 | 6 | 0 | 6 | 0 | 0.0081411 | -697 | 697 | 0 | 0.50544 | 0 | -342 | 342 | 0 | 0.55882 | 0
-77 | 77 | 0 | 0.062348 | 0 | 96 | 0 | 96 | 0 | 0.13026 | -616 | 616 | 0 | 0.4467 | 0 | -318 | 318 | 0 | 0.51961 | 0
76 | 0 | 76 | 0 | 0.047411 | 333 | 0 | 333 | 0 | 0.45183 | 121 | 0 | 121 | 0 | 0.074737 | -25 | 25 | 0 | 0.04085 | 0
598 | 0 | 598 | 0 | 0.37305 | 336 | 0 | 336 | 0 | 0.4559 | 771 | 0 | 771 | 0 | 0.47622 | 346 | 0 | 346 | 0 | 0.58151
714 | 0 | 714 | 0 | 0.44541 | 337 | 0 | 337 | 0 | 0.45726 | 903 | 0 | 903 | 0 | 0.55775 | 398 | 0 | 398 | 0 | 0.66891
648 | 0 | 648 | 0 | 0.40424 | 337 | 0 | 337 | 0 | 0.45726 | 937 | 0 | 937 | 0 | 0.57875 | 382 | 0 | 382 | 0 | 0.64202
454 | 0 | 454 | 0 | 0.28322 | 336 | 0 | 336 | 0 | 0.4559 | 877 | 0 | 877 | 0 | 0.54169 | 356 | 0 | 356 | 0 | 0.59832
372 | 0 | 372 | 0 | 0.23206 | 336 | 0 | 336 | 0 | 0.4559 | 607 | 0 | 607 | 0 | 0.37492 | 332 | 0 | 332 | 0 | 0.55798
446 | 0 | 446 | 0 | 0.27823 | 336 | 0 | 336 | 0 | 0.4559 | 552 | 0 | 552 | 0 | 0.34095 | 332 | 0 | 332 | 0 | 0.55798
349 | 0 | 349 | 0 | 0.21772 | 336 | 0 | 336 | 0 | 0.4559 | 454 | 0 | 454 | 0 | 0.28042 | 273 | 0 | 273 | 0 | 0.45882
121 | 0 | 121 | 0 | 0.075483 | 336 | 0 | 336 | 0 | 0.4559 | 350 | 0 | 350 | 0 | 0.21618 | 223 | 0 | 223 | 0 | 0.37479
-92 | 92 | 0 | 0.074494 | 0 | 336 | 0 | 336 | 0 | 0.4559 | 246 | 0 | 246 | 0 | 0.15195 | 340 | 0 | 340 | 0 | 0.57143
-47 | 47 | 0 | 0.038057 | 0 | 322 | 0 | 322 | 0 | 0.43691 | 22 | 0 | 22 | 0 | 0.013589 | 368 | 0 | 368 | 0 | 0.61849
-62 | 62 | 0 | 0.050202 | 0 | 92 | 0 | 92 | 0 | 0.12483 | -412 | 412 | 0 | 0.29877 | 0 | 36 | 0 | 36 | 0 | 0.060504
-548 | 548 | 0 | 0.44372 | 0 | 48 | 0 | 48 | 0 | 0.065129 | -958 | 958 | 0 | 0.69471 | 0 | -239 | 239 | 0 | 0.39052 | 0
-670 | 670 | 0 | 0.54251 | 0 | 32 | 0 | 32 | 0 | 0.043419 | -492 | 492 | 0 | 0.35678 | 0 | -182 | 182 | 0 | 0.29739 | 0
-125 | 125 | 0 | 0.10121 | 0 | 13 | 0 | 13 | 0 | 0.017639 | -107 | 107 | 0 | 0.077592 | 0 | -5 | 5 | 0 | 0.0081699 | 0
-26 | 26 | 0 | 0.021053 | 0 | 328 | 0 | 328 | 0 | 0.44505 | 147 | 0 | 147 | 0 | 0.090797 | 344 | 0 | 344 | 0 | 0.57815
-4 | 4 | 0 | 0.0032389 | 0 | 336 | 0 | 336 | 0 | 0.4559 | -375 | 375 | 0 | 0.27194 | 0 | 320 | 0 | 320 | 0 | 0.53782
-101 | 101 | 0 | 0.081781 | 0 | 323 | 0 | 323 | 0 | 0.43826 | -1110 | 1110 | 0 | 0.80493 | 0 | 27 | 0 | 27 | 0 | 0.045378
-325 | 325 | 0 | 0.26316 | 0 | 8 | 0 | 8 | 0 | 0.010855 | -1050 | 1050 | 0 | 0.76142 | 0 | -335 | 335 | 0 | 0.54739 | 0
-258 | 258 | 0 | 0.20891 | 0 | 12 | 0 | 12 | 0 | 0.016282 | -786 | 786 | 0 | 0.56998 | 0 | -158 | 158 | 0 | 0.25817 | 0
125 | 0 | 125 | 0 | 0.077979 | 329 | 0 | 329 | 0 | 0.4464 | -60 | 60 | 0 | 0.04351 | 0 | 302 | 0 | 302 | 0 | 0.50756
161 | 0 | 161 | 0 | 0.10044 | 336 | 0 | 336 | 0 | 0.4559 | 206 | 0 | 206 | 0 | 0.12724 | 316 | 0 | 316 | 0 | 0.53109
276 | 0 | 276 | 0 | 0.17218 | 336 | 0 | 336 | 0 | 0.4559 | 287 | 0 | 287 | 0 | 0.17727 | 408 | 0 | 408 | 0 | 0.68571
398 | 0 | 398 | 0 | 0.24828 | 336 | 0 | 336 | 0 | 0.4559 | 450 | 0 | 450 | 0 | 0.27795 | 382 | 0 | 382 | 0 | 0.64202
253 | 0 | 253 | 0 | 0.15783 | 337 | 0 | 337 | 0 | 0.45726 | 658 | 0 | 658 | 0 | 0.40642 | 469 | 0 | 469 | 0 | 0.78824
236 | 0 | 236 | 0 | 0.14722 | 337 | 0 | 337 | 0 | 0.45726 | 695 | 0 | 695 | 0 | 0.42928 | 471 | 0 | 471 | 0 | 0.7916
144 | 0 | 144 | 0 | 0.089832 | 336 | 0 | 336 | 0 | 0.4559 | 745 | 0 | 745 | 0 | 0.46016 | 405 | 0 | 405 | 0 | 0.68067
54 | 0 | 54 | 0 | 0.033687 | 336 | 0 | 336 | 0 | 0.4559 | 949 | 0 | 949 | 0 | 0.58616 | 366 | 0 | 366 | 0 | 0.61513
8 | 0 | 8 | 0 | 0.0049906 | 336 | 0 | 336 | 0 | 0.4559 | 927 | 0 | 927 | 0 | 0.57258 | 344 | 0 | 344 | 0 | 0.57815
-92 | 92 | 0 | 0.074494 | 0 | 336 | 0 | 336 | 0 | 0.4559 | 885 | 0 | 885 | 0 | 0.54663 | 326 | 0 | 326 | 0 | 0.5479
-264 | 264 | 0 | 0.21377 | 0 | 336 | 0 | 336 | 0 | 0.4559 | 717 | 0 | 717 | 0 | 0.44287 | 352 | 0 | 352 | 0 | 0.5916
-455 | 455 | 0 | 0.36842 | 0 | 336 | 0 | 336 | 0 | 0.4559 | 681 | 0 | 681 | 0 | 0.42063 | 265 | 0 | 265 | 0 | 0.44538
-591 | 591 | 0 | 0.47854 | 0 | 336 | 0 | 336 | 0 | 0.4559 | 568 | 0 | 568 | 0 | 0.35083 | 215 | 0 | 215 | 0 | 0.36134
-737 | 737 | 0 | 0.59676 | 0 | 335 | 0 | 335 | 0 | 0.45455 | 473 | 0 | 473 | 0 | 0.29216 | 227 | 0 | 227 | 0 | 0.38151
-950 | 950 | 0 | 0.76923 | 0 | 314 | 0 | 314 | 0 | 0.42605 | -47 | 47 | 0 | 0.034083 | 0 | 15 | 0 | 15 | 0 | 0.02521
-954 | 954 | 0 | 0.77247 | 0 | 185 | 0 | 185 | 0 | 0.25102 | -223 | 223 | 0 | 0.16171 | 0 | -265 | 265 | 0 | 0.43301 | 0
-954 | 954 | 0 | 0.77247 | 0 | 100 | 0 | 100 | 0 | 0.13569 | -250 | 250 | 0 | 0.18129 | 0 | -486 | 486 | 0 | 0.79412 | 0
-965 | 965 | 0 | 0.78138 | 0 | 109 | 0 | 109 | 0 | 0.1479 | 298 | 0 | 298 | 0 | 0.18406 | -210 | 210 | 0 | 0.34314 | 0
-966 | 966 | 0 | 0.78219 | 0 | 311 | 0 | 311 | 0 | 0.42198 | 504 | 0 | 504 | 0 | 0.3113 | -4 | 4 | 0 | 0.0065359 | 0
-714 | 714 | 0 | 0.57814 | 0 | 336 | 0 | 336 | 0 | 0.4559 | 254 | 0 | 254 | 0 | 0.15689 | 3 | 0 | 3 | 0 | 0.005042
-974 | 974 | 0 | 0.78866 | 0 | 300 | 0 | 300 | 0 | 0.40706 | -267 | 267 | 0 | 0.19362 | 0 | -103 | 103 | 0 | 0.1683 | 0
-973 | 973 | 0 | 0.78785 | 0 | 336 | 0 | 336 | 0 | 0.4559 | -160 | 160 | 0 | 0.11603 | 0 | -542 | 542 | 0 | 0.88562 | 0
-728 | 728 | 0 | 0.58947 | 0 | 335 | 0 | 335 | 0 | 0.45455 | 28 | 0 | 28 | 0 | 0.017295 | -609 | 609 | 0 | 0.9951 | 0
-883 | 883 | 0 | 0.71498 | 0 | 335 | 0 | 335 | 0 | 0.45455 | -75 | 75 | 0 | 0.054387 | 0 | -541 | 541 | 0 | 0.88399 | 0
-745 | 745 | 0 | 0.60324 | 0 | 335 | 0 | 335 | 0 | 0.45455 | -64 | 64 | 0 | 0.04641 | 0 | -541 | 541 | 0 | 0.88399 | 0
-776 | 776 | 0 | 0.62834 | 0 | 336 | 0 | 336 | 0 | 0.4559 | 164 | 0 | 164 | 0 | 0.1013 | -473 | 473 | 0 | 0.77288 | 0
-583 | 583 | 0 | 0.47206 | 0 | 336 | 0 | 336 | 0 | 0.4559 | 138 | 0 | 138 | 0 | 0.085238 | -572 | 572 | 0 | 0.93464 | 0
-416 | 416 | 0 | 0.33684 | 0 | 336 | 0 | 336 | 0 | 0.4559 | 499 | 0 | 499 | 0 | 0.30821 | -452 | 452 | 0 | 0.73856 | 0
206 | 0 | 206 | 0 | 0.12851 | 336 | 0 | 336 | 0 | 0.4559 | 667 | 0 | 667 | 0 | 0.41198 | 24 | 0 | 24 | 0 | 0.040336
813 | 0 | 813 | 0 | 0.50717 | 336 | 0 | 336 | 0 | 0.4559 | 874 | 0 | 874 | 0 | 0.53984 | 534 | 0 | 534 | 0 | 0.89748
825 | 0 | 825 | 0 | 0.51466 | 337 | 0 | 337 | 0 | 0.45726 | 927 | 0 | 927 | 0 | 0.57258 | 542 | 0 | 542 | 0 | 0.91092
575 | 0 | 575 | 0 | 0.3587 | 336 | 0 | 336 | 0 | 0.4559 | 919 | 0 | 919 | 0 | 0.56763 | 476 | 0 | 476 | 0 | 0.8
430 | 0 | 430 | 0 | 0.26825 | 336 | 0 | 336 | 0 | 0.4559 | 896 | 0 | 896 | 0 | 0.55343 | 463 | 0 | 463 | 0 | 0.77815
217 | 0 | 217 | 0 | 0.13537 | 336 | 0 | 336 | 0 | 0.4559 | 940 | 0 | 940 | 0 | 0.58061 | 447 | 0 | 447 | 0 | 0.75126
-116 | 116 | 0 | 0.093927 | 0 | 336 | 0 | 336 | 0 | 0.4559 | 773 | 0 | 773 | 0 | 0.47746 | 357 | 0 | 357 | 0 | 0.6
-641 | 641 | 0 | 0.51903 | 0 | 325 | 0 | 325 | 0 | 0.44098 | 557 | 0 | 557 | 0 | 0.34404 | 36 | 0 | 36 | 0 | 0.060504
-682 | 682 | 0 | 0.55223 | 0 | 285 | 0 | 285 | 0 | 0.3867 | 159 | 0 | 159 | 0 | 0.098209 | 3 | 0 | 3 | 0 | 0.005042
-629 | 629 | 0 | 0.50931 | 0 | 335 | 0 | 335 | 0 | 0.45455 | -180 | 180 | 0 | 0.13053 | 0 | 3 | 0 | 3 | 0 | 0.005042
-778 | 778 | 0 | 0.62996 | 0 | 318 | 0 | 318 | 0 | 0.43148 | -25 | 25 | 0 | 0.018129 | 0 | 3 | 0 | 3 | 0 | 0.005042
-685 | 685 | 0 | 0.55466 | 0 | 234 | 0 | 234 | 0 | 0.3175 | -438 | 438 | 0 | 0.31762 | 0 | 3 | 0 | 3 | 0 | 0.005042
-841 | 841 | 0 | 0.68097 | 0 | 172 | 0 | 172 | 0 | 0.23338 | -647 | 647 | 0 | 0.46918 | 0 | 3 | 0 | 3 | 0 | 0.005042
-789 | 789 | 0 | 0.63887 | 0 | 100 | 0 | 100 | 0 | 0.13569 | -812 | 812 | 0 | 0.58883 | 0 | -154 | 154 | 0 | 0.25163 | 0
-806 | 806 | 0 | 0.65263 | 0 | 201 | 0 | 201 | 0 | 0.27273 | -881 | 881 | 0 | 0.63887 | 0 | -249 | 249 | 0 | 0.40686 | 0
-776 | 776 | 0 | 0.62834 | 0 | 204 | 0 | 204 | 0 | 0.2768 | -729 | 729 | 0 | 0.52864 | 0 | -152 | 152 | 0 | 0.24837 | 0
-798 | 798 | 0 | 0.64615 | 0 | 182 | 0 | 182 | 0 | 0.24695 | -575 | 575 | 0 | 0.41697 | 0 | -2 | 2 | 0 | 0.003268 | 0
-923 | 923 | 0 | 0.74737 | 0 | 191 | 0 | 191 | 0 | 0.25916 | -707 | 707 | 0 | 0.51269 | 0 | 3 | 0 | 3 | 0 | 0.005042
-1036 | 1036 | 0 | 0.83887 | 0 | 333 | 0 | 333 | 0 | 0.45183 | -986 | 986 | 0 | 0.71501 | 0 | -390 | 390 | 0 | 0.63725 | 0
-1192 | 1192 | 0 | 0.96518 | 0 | 319 | 0 | 319 | 0 | 0.43284 | -923 | 923 | 0 | 0.66933 | 0 | -602 | 602 | 0 | 0.98366 | 0
-758 | 758 | 0 | 0.61377 | 0 | 321 | 0 | 321 | 0 | 0.43555 | -747 | 747 | 0 | 0.5417 | 0 | -561 | 561 | 0 | 0.91667 | 0
-960 | 960 | 0 | 0.77733 | 0 | 333 | 0 | 333 | 0 | 0.45183 | -624 | 624 | 0 | 0.4525 | 0 | -410 | 410 | 0 | 0.66993 | 0
-594 | 594 | 0 | 0.48097 | 0 | 336 | 0 | 336 | 0 | 0.4559 | -504 | 504 | 0 | 0.36548 | 0 | -480 | 480 | 0 | 0.78431 | 0
-286 | 286 | 0 | 0.23158 | 0 | 336 | 0 | 336 | 0 | 0.4559 | -26 | 26 | 0 | 0.018854 | 0 | -273 | 273 | 0 | 0.44608 | 0
177 | 0 | 177 | 0 | 0.11042 | 336 | 0 | 336 | 0 | 0.4559 | 292 | 0 | 292 | 0 | 0.18036 | 212 | 0 | 212 | 0 | 0.3563
763 | 0 | 763 | 0 | 0.47598 | 336 | 0 | 336 | 0 | 0.4559 | 534 | 0 | 534 | 0 | 0.32983 | 293 | 0 | 293 | 0 | 0.49244
1052 | 0 | 1052 | 0 | 0.65627 | 336 | 0 | 336 | 0 | 0.4559 | 680 | 0 | 680 | 0 | 0.42001 | 298 | 0 | 298 | 0 | 0.50084
1090 | 0 | 1090 | 0 | 0.67998 | 336 | 0 | 336 | 0 | 0.4559 | 639 | 0 | 639 | 0 | 0.39469 | 299 | 0 | 299 | 0 | 0.50252
1071 | 0 | 1071 | 0 | 0.66812 | 336 | 0 | 336 | 0 | 0.4559 | 542 | 0 | 542 | 0 | 0.33477 | 298 | 0 | 298 | 0 | 0.50084
1099 | 0 | 1099 | 0 | 0.68559 | 336 | 0 | 336 | 0 | 0.4559 | 492 | 0 | 492 | 0 | 0.30389 | 299 | 0 | 299 | 0 | 0.50252
712 | 0 | 712 | 0 | 0.44417 | 336 | 0 | 336 | 0 | 0.4559 | -223 | 223 | 0 | 0.16171 | 0 | 24 | 0 | 24 | 0 | 0.040336
127 | 0 | 127 | 0 | 0.079226 | 336 | 0 | 336 | 0 | 0.4559 | -990 | 990 | 0 | 0.71791 | 0 | -277 | 277 | 0 | 0.45261 | 0
-304 | 304 | 0 | 0.24615 | 0 | 315 | 0 | 315 | 0 | 0.42741 | -924 | 924 | 0 | 0.67005 | 0 | -544 | 544 | 0 | 0.88889 | 0
-590 | 590 | 0 | 0.47773 | 0 | 301 | 0 | 301 | 0 | 0.40841 | -800 | 800 | 0 | 0.58013 | 0 | -599 | 599 | 0 | 0.97876 | 0
-978 | 978 | 0 | 0.7919 | 0 | 334 | 0 | 334 | 0 | 0.45319 | -692 | 692 | 0 | 0.50181 | 0 | -523 | 523 | 0 | 0.85458 | 0
-874 | 874 | 0 | 0.70769 | 0 | 291 | 0 | 291 | 0 | 0.39484 | -519 | 519 | 0 | 0.37636 | 0 | -580 | 580 | 0 | 0.94771 | 0
-736 | 736 | 0 | 0.59595 | 0 | 76 | 0 | 76 | 0 | 0.10312 | -581 | 581 | 0 | 0.42132 | 0 | -556 | 556 | 0 | 0.9085 | 0
-755 | 755 | 0 | 0.61134 | 0 | 126 | 0 | 126 | 0 | 0.17096 | -609 | 609 | 0 | 0.44162 | 0 | -505 | 505 | 0 | 0.82516 | 0
-658 | 658 | 0 | 0.53279 | 0 | 212 | 0 | 212 | 0 | 0.28765 | -580 | 580 | 0 | 0.42059 | 0 | -505 | 505 | 0 | 0.82516 | 0
-668 | 668 | 0 | 0.54089 | 0 | 254 | 0 | 254 | 0 | 0.34464 | -618 | 618 | 0 | 0.44815 | 0 | -505 | 505 | 0 | 0.82516 | 0
-796 | 796 | 0 | 0.64453 | 0 | 301 | 0 | 301 | 0 | 0.40841 | -737 | 737 | 0 | 0.53445 | 0 | -559 | 559 | 0 | 0.9134 | 0
-1235 | 1235 | 0 | 1 | 0 | 302 | 0 | 302 | 0 | 0.40977 | -994 | 994 | 0 | 0.72081 | 0 | -608 | 608 | 0 | 0.99346 | 0
-1133 | 1133 | 0 | 0.91741 | 0 | 250 | 0 | 250 | 0 | 0.33921 | -800 | 800 | 0 | 0.58013 | 0 | -608 | 608 | 0 | 0.99346 | 0
-876 | 876 | 0 | 0.70931 | 0 | 185 | 0 | 185 | 0 | 0.25102 | -579 | 579 | 0 | 0.41987 | 0 | -609 | 609 | 0 | 0.9951 | 0
-718 | 718 | 0 | 0.58138 | 0 | 202 | 0 | 202 | 0 | 0.27408 | -460 | 460 | 0 | 0.33358 | 0 | -555 | 555 | 0 | 0.90686 | 0
-540 | 540 | 0 | 0.43725 | 0 | 172 | 0 | 172 | 0 | 0.23338 | -278 | 278 | 0 | 0.2016 | 0 | -486 | 486 | 0 | 0.79412 | 0
-332 | 332 | 0 | 0.26883 | 0 | 214 | 0 | 214 | 0 | 0.29037 | -254 | 254 | 0 | 0.18419 | 0 | -461 | 461 | 0 | 0.75327 | 0
-177 | 177 | 0 | 0.14332 | 0 | 149 | 0 | 149 | 0 | 0.20217 | -96 | 96 | 0 | 0.069616 | 0 | -239 | 239 | 0 | 0.39052 | 0
91 | 0 | 91 | 0 | 0.056769 | 326 | 0 | 326 | 0 | 0.44233 | 449 | 0 | 449 | 0 | 0.27733 | -64 | 64 | 0 | 0.10458 | 0
681 | 0 | 681 | 0 | 0.42483 | 337 | 0 | 337 | 0 | 0.45726 | 625 | 0 | 625 | 0 | 0.38604 | 2 | 0 | 2 | 0 | 0.0033613
1267 | 0 | 1267 | 0 | 0.79039 | 338 | 0 | 338 | 0 | 0.45862 | 879 | 0 | 879 | 0 | 0.54293 | 59 | 0 | 59 | 0 | 0.09916
1603 | 0 | 1603 | 0 | 1 | 274 | 0 | 274 | 0 | 0.37178 | 679 | 0 | 679 | 0 | 0.41939 | 2 | 0 | 2 | 0 | 0.0033613
1553 | 0 | 1553 | 0 | 0.96881 | 338 | 0 | 338 | 0 | 0.45862 | 626 | 0 | 626 | 0 | 0.38666 | 2 | 0 | 2 | 0 | 0.0033613
1496 | 0 | 1496 | 0 | 0.93325 | 337 | 0 | 337 | 0 | 0.45726 | 694 | 0 | 694 | 0 | 0.42866 | 2 | 0 | 2 | 0 | 0.0033613
967 | 0 | 967 | 0 | 0.60324 | 337 | 0 | 337 | 0 | 0.45726 | 988 | 0 | 988 | 0 | 0.61025 | 465 | 0 | 465 | 0 | 0.78151
369 | 0 | 369 | 0 | 0.23019 | 330 | 0 | 330 | 0 | 0.44776 | 273 | 0 | 273 | 0 | 0.16862 | 79 | 0 | 79 | 0 | 0.13277
-6 | 6 | 0 | 0.0048583 | 0 | 116 | 0 | 116 | 0 | 0.15739 | -339 | 339 | 0 | 0.24583 | 0 | 2 | 0 | 2 | 0 | 0.0033613
-174 | 174 | 0 | 0.14089 | 0 | 76 | 0 | 76 | 0 | 0.10312 | -473 | 473 | 0 | 0.343 | 0 | -311 | 311 | 0 | 0.50817 | 0
-242 | 242 | 0 | 0.19595 | 0 | 45 | 0 | 45 | 0 | 0.061058 | -562 | 562 | 0 | 0.40754 | 0 | -360 | 360 | 0 | 0.58824 | 0
-211 | 211 | 0 | 0.17085 | 0 | 62 | 0 | 62 | 0 | 0.084125 | -636 | 636 | 0 | 0.4612 | 0 | -359 | 359 | 0 | 0.5866 | 0
-169 | 169 | 0 | 0.13684 | 0 | 124 | 0 | 124 | 0 | 0.16825 | -616 | 616 | 0 | 0.4467 | 0 | -343 | 343 | 0 | 0.56046 | 0
-86 | 86 | 0 | 0.069636 | 0 | 212 | 0 | 212 | 0 | 0.28765 | -565 | 565 | 0 | 0.40972 | 0 | -279 | 279 | 0 | 0.45588 | 0
-44 | 44 | 0 | 0.035628 | 0 | 201 | 0 | 201 | 0 | 0.27273 | -511 | 511 | 0 | 0.37056 | 0 | -236 | 236 | 0 | 0.38562 | 0
-126 | 126 | 0 | 0.10202 | 0 | 99 | 0 | 99 | 0 | 0.13433 | -661 | 661 | 0 | 0.47933 | 0 | -211 | 211 | 0 | 0.34477 | 0
-417 | 417 | 0 | 0.33765 | 0 | 71 | 0 | 71 | 0 | 0.096336 | -885 | 885 | 0 | 0.64177 | 0 | -259 | 259 | 0 | 0.4232 | 0
-683 | 683 | 0 | 0.55304 | 0 | 108 | 0 | 108 | 0 | 0.14654 | -865 | 865 | 0 | 0.62727 | 0 | -313 | 313 | 0 | 0.51144 | 0
-260 | 260 | 0 | 0.21053 | 0 | 140 | 0 | 140 | 0 | 0.18996 | -703 | 703 | 0 | 0.50979 | 0 | -379 | 379 | 0 | 0.61928 | 0
-22 | 22 | 0 | 0.017814 | 0 | 117 | 0 | 117 | 0 | 0.15875 | -481 | 481 | 0 | 0.3488 | 0 | -206 | 206 | 0 | 0.3366 | 0
12 | 0 | 12 | 0 | 0.007486 | 264 | 0 | 264 | 0 | 0.35821 | 97 | 0 | 97 | 0 | 0.059914 | -6 | 6 | 0 | 0.0098039 | 0
272 | 0 | 272 | 0 | 0.16968 | 333 | 0 | 333 | 0 | 0.45183 | 316 | 0 | 316 | 0 | 0.19518 | 2 | 0 | 2 | 0 | 0.0033613
244 | 0 | 244 | 0 | 0.15221 | 336 | 0 | 336 | 0 | 0.4559 | 25 | 0 | 25 | 0 | 0.015442 | -105 | 105 | 0 | 0.17157 | 0
538 | 0 | 538 | 0 | 0.33562 | 337 | 0 | 337 | 0 | 0.45726 | 411 | 0 | 411 | 0 | 0.25386 | 1 | 0 | 1 | 0 | 0.0016807

## Generation
Country | AL | AT | BA | BE | BG | CH | CZ | DE | DK | ES | FR | GR | HR | HU | IT | LU | MA | ME | MK | NL | PL | PT | RO | RS | SI | SK
Nuclear |  | 0 | 0 | 32093 | 14708 | 26370 | 28636 | 91799 | 0 | 54709 | 415857 | 0 | 0 | 14649 | 0 | 0 |  | 0 | 0 | 4091 | 0 | 0 | 10740 | 0 | 6060 | 14457
Fossil |  | 13232 | 8723 | 22388 | 19582 | 2092 | 41656 | 317247 | 14603 | 99600 | 25833 | 29048 | 2927 | 8888 | 159997 | 1420 |  | 1323 | 3707 | 80399 | 128402 | 17727 | 23021 | 25361 | 3303 | 4605
of which lignite |  | 0 | 8723 | 0 | 15587 | 0 | 32577 | 148769 | 0 | 4547 | 0 | 22708 | 0 | 5549 | 0 | 0 |  | 1323 | 3517 | 0 | 49564 | 0 | 13316 | 25298 | 2778 | 1690
of which coal |  | 2953 | 0 | 4018 | 2432 | 0 | 4562 | 114824 | 10803 | 39365 | 8359 | 0 | 2137 | 632 | 35236 | 0 |  | 0 | 0 | 0 | 67061 | 11068 | 2512 | 0 | 457 | 981
of which gas |  | 5161 | 0 | 18334 | 1563 | 0 | 4361 | 37227 | 3751 | 46541 | 14267 | 6339 | 444 | 2663 | 93288 | 1420 |  | 0 | 190 | 0 | 3173 | 6320 | 2719 | 63 | 6 | 1718
of which oil |  | 597 | 0 | 36 | 0 | 0 | 45 | 1434 | 49 | 9147 | 3206 | 1 | 0 | 44 | 17340 | 0 |  | 0 | 0 | 0 | 0 | 139 | 0 | 0 | 0 | 216
of which mixed fuels |  | 0 | 0 | 0 | 0 | 0 | 0 | 14993 | 0 | 0 | 0 | 0 | 346 | 0 | 11333 | 0 |  | 0 | 0 | 0 | 0 | 0 | 4474 | 0 | 0 | 0
of which other fossil fuels |  | 4520 | 0 | 0 | 0 | 2092 | 111 | 0 | 0 | 0 | 0 | 0 | 0 | 0 | 2800 | 0 |  | 0 | 0 | 80399 | 8604 | 200 | 0 | 0 | 62 | 0
RES except of hydro |  | 6495 | 0 | 11773 | 2669 | 1863 | 6767 | 128721 | 15963 | 68914 | 30479 | 8048 | 929 | 2300 | 48905 | 190 |  | 0 | 42 | 11646 | 14455 | 15076 | 8260 | 0 | 475 | 1727
of which wind |  | 3640 | 0 | 4437 | 1313 | 90 | 470 | 55484 | 13061 | 51027 | 17085 | 3009 | 730 | 632 | 15068 | 79 |  | 0 | 42 | 5808 | 7276 | 11812 | 6138 | 0 | 4 | 6
of which solar |  | 351 | 0 | 2834 | 1229 | 544 | 2094 | 34961 | 596 | 13158 | 5941 | 3557 | 35 | 7 | 23306 | 61 |  | 0 | 0 | 86 | 4 | 571 | 1616 | 0 | 227 | 476
of which biomass |  | 2504 | 0 | 4502 | 127 | 886 | 1840 | 36800 | 2306 | 4729 | 5869 | 207 | 50 | 1661 | 4978 | 50 |  | 0 | 0 | 5752 | 6751 | 2693 | 506 | 0 | 148 | 899
of which other RES |  | 0 | 0 | 0 | 0 | 343 | 2363 | 1476 | 0 | 0 | 1583 | 1275 | 114 | 0 | 5553 | 0 |  | 0 | 0 | 0 | 424 | 0 | 0 | 0 | 96 | 346
Hydro |  | 44728 | 5747 | 1432 | 4698 | 39308 | 2984 | 24098 | 16 | 42389 | 68017 | 4607 | 8326 | 294 | 58031 | 1162 |  | 1686 | 1136 | 82 | 2712 | 16170 | 18646 | 11472 | 6319 | 4514
of which renewable hydro |  | 40902 | 5747 | 266 | 4169 | 36953 | 1933 | 16663 | 16 | 38460 | 62476 | 701 | 8326 | 294 | 54976 | 91 |  | 0 | 0 | 82 | 2152 | 15310 | 18646 | 10858 | 6046 | 4269
of which other hydro |  | 3826 | 0 | 1166 | 529 | 2355 | 1051 | 7435 | 0 | 3929 | 5541 | 3906 | 0 | 0 | 3055 | 1071 |  | 1686 | 1136 | 0 | 560 | 860 | 0 | 614 | 273 | 245
Non-identifiable |  | 652 | 0 | 0 | 0 | 0 | 0 | 0 | 0 | 1241 | 0 | 0 | 0 | 0 | 0 | 72 |  | 0 | 0 | 0 | 0 | 0 | 0 | 0 | 123 | 79
Total generation |  | 65109 | 14470 | 67686 | 41657 | 69633 | 80043 | 561865 | 30582 | 266853 | 540187 | 41704 | 12182 | 26131 | 266933 | 2844 |  | 3009 | 4885 | 96218 | 145569 | 48973 | 60667 | 36833 | 16280 | 25382
Physical import |  | 26711 | 3163 | 21698 | 4323 | 28116 | 11832 | 38881 | 12785 | 12308 | 8006 | 9462 | 10905 | 19079 | 46756 | 6971 |  | 3884 | 5598 | 32853 | 13509 | 7247 | 1363 | 7325 | 7254 | 12963
Physical export |  | 17437 | 5998 | 4190 | 13746 | 32439 | 28138 | 74590 | 9801 | 15716 | 75231 | 642 | 6228 | 5690 | 3008 | 2052 |  | 3638 | 2637 | 17899 | 11342 | 6343 | 8493 | 5044 | 9946 | 11862
Exch. balance |  | 9274 | -2835 | 17508 | -9423 | -4323 | -16306 | -35709 | 2984 | -3408 | -67225 | 8820 | 4677 | 13389 | 43748 | 4919 |  | 246 | 2961 | 14954 | 2167 | 904 | -7130 | 2281 | -2692 | 1101
Pump |  | 5466 | 0 | 1562 | 812 | 2355 | 1350 | 8004 | 0 | 5328 | 7916 | 187 | 168 | 0 | 2253 | 1501 |  | 0 | 0 | 0 | 833 | 1079 | 251 | 902 | 363 | 334
Consumption |  | 68917 | 11635 | 83632 | 31422 | 62955 | 62387 | 518152 | 33566 | 258117 | 465046 | 50337 | 16691 | 39520 | 308428 | 6262 |  | 3255 | 7846 | 111172 | 146903 | 48798 | 53286 | 38212 | 13225 | 26149