## F860_BOILER
YEAR | UTILITY_ID | PLANT_CODE | BOILER_ID | BOILER_STATUS | REGULATION_PARTICULATE | REGULATION_SULFUR | REGULATION_NITROGEN | STANDARD_PARTICULATE_RATE | STANDARD_SULFUR_RATE | STANDARD_NITROGEN_RATE | UNIT_PARTICULATE | UNIT_SULFUR | UNIT_NITROGEN | PERIOD_PARTICULATE | PERIOD_SULFUR | PERIOD_NITROGEN | COMP_YEAR_PARTICULATE | COMP_YEAR_SULFUR | COMP_YEAR_NITROGEN | STRATEGY_PARTICULATE1 | STRATEGY_PARTICULATE2 | STRATEGY_PARTICULATE3 | STRATEGY_SULFUR1 | STRATEGY_SULFUR2 | STRATEGY_SULFUR3 | STRATEGY_NITROGEN1 | STRATEGY_NITROGEN2 | STRATEGY_NITROGEN3 | STRATEGY_FOR_CAAA1 | STRATEGY_FOR_CAAA2 | STRATEGY_FOR_CAAA3 | TYPE_OF_BOILER | INSERVICE_MM | INSERVICE_YR | RETIREMENT_MM | RETIREMENT_YR | MAX_STEAM_FLOW | COAL_FIRE_STEAM_FLOW | PET_FIRE_STEAM_FLOW | GAS_FIRE_STEAM_FLOW | OTHER_FIRE_STEAM_FLOW | WASTE_HEAT_INPUT | PRIMARY_FUEL1 | PRIMARY_FUEL2 | PRIMARY_FUEL3 | PRIMARY_FUEL4 | PRIMARY_FUEL5 | PRIMARY_FUEL6 | PRIMARY_FUEL7 | PRIMARY_FUEL8 | FIRE_PRIMARY_FUEL1 | FIRE_PRIMARY_FUEL2 | FIRE_PRIMARY_FUEL3 | EFFICIENCY_100_PCT_LOAD | EFFICIENCY_50_PCT_LOAD | AIR_FLOW_100_PCT_LOAD | WET_DRY_BOTTOM | FLY_ASH_REINJECTION | NOX_CONTROL_STATUS | LOW_NOX_PROCESS1 | LOW_NOX_PROCESS2 | LOW_NOX_PROCESS3 | LOW_NOX_MANUFACTURER | BOILER_MANUFACTURER | PLANNED_FOR_CAAA1 | PLANNED_FOR_CAAA2 | PLANNED_FOR_CAAA3 | MERCURY_EMISSION_CONTROL | MERCURY_EMISSION_ACJ | MERCURY_EMISSION_BH | MERCURY_EMISSION_DS | MERCURY_EMISSION_EP | MERCURY_EMISSION_FGD | MERCURY_EMISSION_LI | MERCURY_EMISSION_WS | MERCURY_EMISSION_OT
2007 | 9273 | 994 | 1 | OP | ST | ST | FD | 0.41 | 6 | 0.45 | PB | DP | NP | PS | MO | YR | 1981 | 1974 | 1995 | MS |  |  | MS |  |  | MS |  |  | IF |  |  | N | 5 | 1967 | 5 | 2027 | 1655 | 96 | 0 | 0 | 0 |  | BIT | [7 empty] | TF |  |  | 89.1 | 89.5 |  | D | N | OP | LN |  |  | CE | CE | NC |  |  | Y |  |  |  | Y | Y |  | Y
2007 | 54745 | 10425 | 1RB | OP | [55 empty] | NA | [7 empty] | N
2007 | 12792 | 2629 | 3 | RE | ST | ST | ST | 0.1 | 0.37 | 0.25 | PB | SU | NP | NV | NV | NV | 1972 | 1972 | 1995 | MS |  |  | MS |  |  | MS |  |  | NC |  |  | N | 3 | 1955 |  |  | 500 | 0 | 111 | 700 | 0 |  | NG | [7 empty] | FF |  |  | 88 | 89 | 190000 | D | N |  | NA |  |  |  | CE |  |  |  | N
2007 | 18611 | 55518 | 2 | OP | LO | LO | LO | 18.14 | 1.11 | 18 | PH | DH | NH | OH | OH | OH | 2003 | 2003 | 2003 |  |  |  | MS |  |  | MS | [5 empty] | Db | 4 | 2003 | 4 | 2043 | 484.8 |  | 0 | 161.5 | 0 | 922 | NG | [7 empty] | DB |  |  | 89.3 |  | 713789 |  | N |  | NA |  |  |  | AL |  |  |  | N
2007 | 17638 | 55269 | 2 | OP | ST | ST | ST | 24 | 12 | 3.5 | PH | DH | NM | OH | OH | DA | 2003 | 2003 | 2003 | MS |  |  | MS |  |  | MS | [5 empty] | Da | 5 | 2003 | 5 | 2032 | 568 | 0 | 0 | 240 | 0 |  | NG | [7 empty] | DB |  |  |  |  | 731786 |  | N | OP | LN | SR |  | CN | AI | NC |  |  | N
2007 | 11806 | 6081 | CA1 | PL | ST | ST | St | 0.01 | 0.0015 | 0.0074 | PB | SU | NP | OH | OH | OH | 2013 | 2013 | 2013 | OT |  |  | OT |  |  | OT |  |  | OT |  |  | N | 6 | 2013 | [5 empty] | 280.4 |  |  | NG | [7 empty] | DB | [6 empty] | N | PL | SR |  |  | NA |  | SS |  |  | N
2007 | 55816 | 56576 | 7218 | [55 empty] | PL | AA | CF | FR | FW |  |  |  |  | N
2007 | 18569 | 55439 | HRSG1 | OP | ST | ST | St | 9.6 | 3.1 | 20.7 | PH | DH | NH | NV | NV | NV | 2004 | 2004 | 2004 | MS |  |  | MS |  |  | MS |  |  | NC |  |  | Db | 5 | 2004 |  |  | 845 |  |  | 540 |  | 938 | NG | [7 empty] | DB |  |  |  |  | 762600 |  |  | OP | SR |  |  | NA | DL | NC |  |  | N
2007 | 13914 | 55089 | 20F101 | OP | ST | ST | St | 0.03 | 0.8 | 1.6 | PB | DP | OT | DT | DT | MO | 2002 | 2002 | 2002 | MS |  |  | MS |  |  | MS |  |  | NC |  |  | Da | 7 | 2002 |  |  | 672 |  |  | 88.6 | 177 | 949.9 | NG | OG | [6 empty] | OT |  |  | 87.3 |  |  |  | N | OP | LN |  |  | CN | AI | NC |  |  | N
2007 | 19876 | 56808 | 2 |  | ST | ST | St | 0.01 | 0.35 | 0.07 | PB | DP | NP | OH | TH | MO | 2012 | 2012 | 2012 | [9 empty] | CF | IF |  | Da | [26 empty] | PL | SN |  |  | NA |  | CF | IF |  |  | Y | Y | Y
2007 | 55893 | 56643 | 7 | [55 empty] | OP | SN |  |  | FT |  |  |  |  | N
2007 | 56029 | 56817 | 1
2007 | 10755 | 55097 | HRSG2 | OP | ST | ST | St | 20.3 | 2.8 | 79 | PH | DH | NH | OH | OH | OH | 2000 | 2000 | 2000 | MS |  |  | MS |  |  | MS |  |  | NC |  |  | Db | 7 | 2000 |  |  | 464 |  |  | 464 |  | 2085.8 | NG | [7 empty] | DB |  |  | 48.1 | 44.2 | 750000 |  | N | OP | LN |  |  | GE | AI | NC |  |  | N
2007 | 14645 | 1175 | 6 | OP | [54 empty] | OP | OV |  |  | NA |  |  |  |  | Y |  |  |  | Y
2007 | 18315 | 108 | SGU1 | OP | ST | ST | ST | 20 | 0.48 | 0.45 | OP | DP | NP | SM | MO | MO | 1983 | 1983 | 1983 | MS |  |  | MS |  |  | MS | [5 empty] | Da | 8 | 1983 |  |  | 2500 | 210 | 0 | 0 | 0 |  | SUB | [7 empty] | OF |  |  | 86.3 | 87.3 | 650000 | D | N | OP | LN |  |  | BW | BW |  |  |  | N
2007 | 18340 | 52106 | 37 | OP | [27 empty] | N | [26 empty] | OP | LN |  |  | JZ |  |  |  |  | N
2007 | 18445 | 689 | 7 | OP | ST | ST |  | 0.1 | 1.87 |  | PB | DP |  | NS | NS |  | 1993 | 1993 |  | MS |  |  | MS | [5 empty] | SS |  |  | N | 6 | 1966 |  |  | 500 |  | 93.8 | 575 | 0 |  | NG | RFO | [6 empty] | FF |  |  | 88.5 | 89.5 | 181500 |  | N |  | NA |  |  |  | RS | SS |  |  | N
2007 | 18454 | 645 | BB03 | OP | ST | ST | St | 0.03 | 6.5 | 0.7 | PB | DP | NP | WO | WO | NS | 1976 | 1976 | 1978 | MS |  |  | MS |  |  | MS |  |  | SS | IF |  | N | 5 | 1976 |  |  | 3136 | 190 | 0 | 0 | 0 |  | BIT | SUB | PC | [5 empty] | OF |  |  | 87.8 | 89.5 | 751200 | W | Y | OP | LN |  |  | FW | RS | NC |  |  | Y |  |  |  | Y | Y
2007 | 18454 | 645 | BB04 | OP | FD | FD | FD | 0.01 | 0.82 | 0.1 | PB | DP | NP | NV | MO | MO | 1985 | 1985 | 2007 | MS |  |  | MS |  |  | MS |  |  | NC |  |  | Da | 2 | 1985 |  |  | 3300 | 206.5 | 0 | 0 | 0 |  | BIT | SUB | PC | [5 empty] | TF |  |  | 88 | 88.5 | 709118 | D | N | OP | LN |  |  | FW | CE | NC |  |  | Y |  |  |  | Y | Y
2007 | 17698 | 3476 | 2 | OP | ST | NA | NA | 0.1 |  |  | PH |  |  | WO |  |  | 1976 |  |  | MS | [11 empty] | N | 12 | 1950 |  |  | 300 | 0 | 0 | 373.7 | 0 |  | NG | [7 empty] | FF |  |  | 83.1 | 83.5 | 71000 |  | N |  | NA |  |  |  | BW |  |  |  | N
2007 | 6567 | 56400 | HRSG1 | CO | FD | FD | FD | 0.03 | 1.2 | 0.11 | PB | DP | NP | MO | MO | MO | 2008 |  |  | MS |  |  | MS |  |  | MS |  |  | NC |  |  | Da | 5 | 2008 | 6 | 2038 | 849 |  |  | 550.4 |  | 1901 | NG | [7 empty] | DB |  |  | 58 |  | 63833 |  |  | CO | SR |  |  | NA | VO | NC |  |  | N
2007 | 12436 | 10328 | BLR6 | [56 empty] | NA |  |  | NA |  |  |  |  | N
2007 | 16098 | 54338 | 6 | [56 empty] | NA | [7 empty] | N
2007 | 924 | 7757 | 4 | PL | FD | FD | FD | 0.0035 | 1.06 | 2 | PB | DH | NM | DA | PS | TH | 2011 | 2011 | 2011 | MS |  |  | MS |  |  | MS | [5 empty] | Db | 6 | 2011 | [16 empty] | DB | [7 empty] | CO | LN | SR |  | SW | VO |  |  |  | N
2007 | 54895 | 56259 | HRSG11 | CO | ST | ST | St | 0.01 | 1.67 | 14.59 | OP | DP | NM | SM | YR | DA | 2010 | 2010 | 2010 | [9 empty] | SS |  |  | Db | 7 | 2010 |  |  | 993 |  |  | 3650 |  | 264 | NG | DFO | [6 empty] | DB | [11 empty] | NA | AL | SS |  |  | N
2007 | 18458 | 54693 | HRSG 4 | RE | [55 empty] | NA | [7 empty] | N
2007 | 18458 | 54693 | HRSG 5 | OP | [55 empty] | NA | [7 empty] | N
2007 | 17539 | 3295 | URQ3 | OP | ST | ST | ST | 40 | 3 | 0.4 | OP | DM | NM | SM | DA | YR | 1978 | 1974 | 2000 | MS |  |  | MS |  |  | LN |  |  | IF | SS |  | N | 10 | 1955 |  |  | 700 | 36.7 | 178.5 | 900 | 0 |  | BIT | NG | DFO | [5 empty] | TF | CF |  | 89.3 | 89.4 | 229000 | D | N | OP | LN | OV |  | CE | CE |  |  |  | N
2007 | 17539 | 3297 | WAT1 | OP | ST | ST | FD | 40 | 3.5 | 0.59 | OP | DM | NM | SM | DA | YR | 1978 | 1974 | 2000 | MS |  |  | MS |  |  | LN |  |  | IF | SS |  | N | 7 | 1970 |  |  | 2567 | 131.1 | 0 | 0 | 0 |  | BIT | [7 empty] | OF |  |  | 89.6 | 90.2 | 738933 | D | N | OP | LN | SR |  | BW | RS |  |  |  | N
2007 | 20737 | 2022 | 1 | RE | [27 empty] | D | [27 empty] | NA | [7 empty] | N
2007 | 20737 | 2022 | 2 | SB | [27 empty] | N | 11 | 1953 |  |  | 105 |  |  | 150 |  |  | NG | [7 empty] | SF |  |  | 78.5 | 73.8 |  |  | N | SB | LN |  |  | CN | OT |  |  |  | N
2007 | 15095 | 2937 | 5 | SB | [55 empty] | NA | [7 empty] | N
2007 | 15147 | 2398 | 2201 | OP | ST | ST | St | 16.6 | 42 | 6 | PH | DH | NM | NV | NV | NV | 2002 | 2002 | 2002 | [9 empty] | NC |  |  | Db | 5 | 2002 |  |  | 3540 | 0 | 0 | 220 | 0 |  | NG | [7 empty] | DB |  |  | 93 | 90 | 825000 |  | N | OP | SR |  |  | NA | FW | NC |  |  | N
2007 | 15147 | 2406 | 22 | OP | ST | ST | St | 78 | 64.4 | 6 | PH | DH | NM | NV | NV | NV | 2006 | 2006 | 2006 | [12 empty] | Db | 5 | 2006 | 5 | 2046 | 836.3 | 0 | 0 | 503.5 | 0 | 923.5 | NG | [7 empty] | DB | [6 empty] | N | OP | SR |  |  | NA | GE | NC |  |  | N
2007 | 15147 | 2408 | 2 | OP | ST | ST | ST | 90 | 1.5 | 1.8 | PH | SB | NP | NV | NV | NV | 1992 | 1972 | 1995 | MS |  |  | MS |  |  | MS |  |  | SS |  |  | N | 6 | 1961 |  |  | 2060 | 115 | 0 | 2700 | 0 |  | BIT | NG | [6 empty] | FF |  |  | 92.4 | 91.3 | 927550 | W | N | OP | SN | SR |  | NA | FW | IF |  |  | Y | Y |  |  | Y
2007 | 17062 | 54532 | 1PB | RE | [30 empty] | 12 | 2006 | [22 empty] | OP | LN |  |  | CN |  |  |  |  | N
2007 | 17164 | 50111 | BLR1 | OP | [27 empty] | N | [26 empty] | OP | SN |  |  | NA |  |  |  |  | N
2007 | 17166 | 2330 | 2 | OP | ST | ST | ST | 153.61 | 1055.84 | 4624.58 | PH | DH | OT | OH | TH | YR | 1995 | 1995 | 1995 | MS |  |  | MS |  |  | MS |  |  | NC |  |  | N | 9 | 1971 | 6 | 2021 | 770 | 0 | 178.6 | 1150 | 0 |  | NG | RFO | [6 empty] | FF |  |  | 84.6 | 84.2 | 902000 |  | N |  | NA |  |  |  | BW | NC |  |  | N
2007 | 17177 | 6768 | 1 | OP | FD | FD | FD | 0.1 | 1.2 | 0.5 | PB | DP | NP | OH | WO | WO | 1981 | 1981 | 1981 | MS |  |  | MS |  |  | MS | [5 empty] | D | 9 | 1981 |  |  | 1750 | 102.5 | 0 | 0 | 0 |  | SUB | [7 empty] | OF |  |  | 84 | 84 | 481903 | D | N | OP | LN |  |  | BW | BW |  |  |  | N
2007 | 17235 | 3113 | 1 | OP | ST | ST | ST | 0.1 | 3.7 | 0.37 | PB | DP | NP | PS | MO | MO | 1958 | 1958 | 1995 | MS |  |  | MS |  |  | MS |  |  | TU | SS |  | N | 10 | 1958 | 12 | 2024 | 1150 | 55.2 | 0 | 0 | 0 |  | BIT | [7 empty] | TF |  |  | 89 | 90 | 421000 | D | N | OP | LN |  |  | CE | CE | ND |  |  | N
2007 | 56190 | 7652 | D-3 | OP | [27 empty] | N | [27 empty] | NA | [7 empty] | N
2007 | 56190 | 7652 | D-4 | OP | [27 empty] | N | [27 empty] | NA | [7 empty] | N
2007 | 15537 | 3140 | 2 | OP | ST | ST | ST | 0.1 | 4.8 | 0.45 | PB | DP | NP | NV | OT | MO | 1976 | 1979 | 1995 | MS |  |  | MS |  |  | MS |  |  | ND |  |  | N | 10 | 1965 | 6 | 2014 | 2500 | 150 | 0 | 0 | 0 |  | BIT | [7 empty] | TF |  |  | 89 | 91 | 711000 | D | N | OP | LN | OV |  | CE | CE | IF |  |  | N
2007 | 15276 | 3148 | 2 | RE | ST | ST | ST | 0.1 | 4.8 | 0.5 | PB | DP | NP | NV | OT | MO | 1972 | 1979 | 1995 | MS |  |  | MS |  |  | MS |  |  | ND |  |  | N | 6 | 1956 | 9 | 2007 | 1400 | 72.5 | 0 | 0 | 0 |  | BIT | [7 empty] | FF |  |  | 85.9 | 84.3 | 385000 | D | N | OP | LN |  |  | RS | FW | NC |  |  | N
2007 | 18642 | 3405 | 4 | OP | ST | ST | FD | 0.11 | 4 | 0.45 | PB | DP | NP | PS | DA | YR | 1978 | 1978 | 1997 | MS |  |  | MS |  |  | MS |  |  | SS |  |  | N | 10 | 1957 |  |  | 1280 | 69.8 | 0 | 0 | 0 |  | BIT | [7 empty] | TF |  |  | 88.9 | 89.5 | 313000 | D | N | OP | LN |  |  | IC | CE | NC |  |  | N
2007 | 18642 | 3406 | 1 | OP | ST | ST | FD | 0.1 | 3.4 | 0.48 | PB | DP | NP | PS | DA | YR | 1982 | 1982 | 1996 | MS |  |  | MS |  |  | MS | OT |  | SS |  |  | N | 10 | 1951 |  |  | 1000 | 58.8 | 0 | 0 | 0 |  | BIT | [7 empty] | TF |  |  | 88.1 | 89.4 | 203000 | D | N | OP | OT |  |  | NA | CE | NC |  |  | N
2007 | 18642 | 3406 | 4 | OP | ST | ST | FD | 0.1 | 3.4 | 0.48 | PB | DP | NP | PS | DA | YR | 1982 | 1982 | 1996 | MS |  |  | MS |  |  | MS |  |  | SS |  |  | N | 4 | 1952 |  |  | 1000 | 53.8 | 0 | 0 | 0 |  | BIT | [7 empty] | TF |  |  | 88.1 | 89.4 | 203000 | D | N | OP | OT |  |  | NA | CE | NC |  |  | N
2007 | 19526 | 50733 | 4BH3 | OP | ST | ST | St | 0.036 | 0.4567 |  | PB | DP | OT | DA | DA | OT | 1993 | 1991 | 2004 | MS |  |  | MS |  |  | MS |  |  | NC |  |  | N | 6 | 1967 |  |  | 300 |  |  | 5706.9 | 418 |  | BFG | NG | [6 empty] | TF |  |  | 85.6 |  | 66270 |  | N |  | NA |  |  |  | CE | NC |  |  | N
2007 | 19526 | 50733 | TBB2 | OP | ST | ST | St | 0.037 | 0.427 |  | PB | SB | OT | DA | DA | OT | 1993 | 1991 | 2004 | MS |  |  | MS |  |  | MS |  |  | NC |  |  | N | 6 | 1948 |  |  | 265 |  | 52.7 | 4090 | 620 |  | BFG | OG | NG | [5 empty] | FF |  |  | 80.1 |  | 84084 |  | N |  | NA |  |  |  | BW | NC |  |  | N
2007 | 8884 | 1439 | 15 | OP | [54 empty] | OP | LA |  |  | NA |  |  |  |  | N
2007 | 31719 | 1507 | 1 | OP | ST | ST | St | 0.2 | 2.16 | 0.45 | PB | DP | NP | OH | OH | OH | 1983 | 1978 | 1994 | MS |  |  | MS |  |  | MS | [5 empty] | N | 12 | 1957 |  |  | 456 | 0 | 100 | 0 | 0 |  | RFO | [7 empty] | FF |  |  | 86.8 | 87.4 | 218000 |  | N | OP | LA | BF | LN | CM | FW | NC |  |  | N
2007 | 803 | 55455 | HRSG1B | OP | NA | LO | LO |  | 0.2 | 0.2 |  | DP | NP |  | NS | TH |  | 2002 | 2002 |  |  |  | MS |  |  | MS |  |  | NC |  |  | Db | 7 | 2002 | 6 | 2032 | 650 |  | 0 | 122 | 0 | 1055 | NG | [7 empty] | DB |  |  | 98 | 88.1 | 3433318 |  | N | OP | SR |  |  | NA | VO | NC |  |  | N
2007 | 11089 | 55800 | HRSG2 | PL | [28 empty] | 6 | 2012 | [8 empty] | NG | [7 empty] | DB | bar: OP OP to LA LA; NA CM
2007 | 18642 | 1379 | 3 | OP | ST | ST | FD | 0.11 | 1.2 | 0.47 | PB | DP | NP | PS | DA | YR | 1981 | 1981 | 2000 | MS |  |  | MS |  |  | MS | LN | OT | NC |  |  | N | 10 | 1953 |  |  | 1000 | 58.2 | 0 | 0 | 0 |  | BIT | [7 empty] | FF |  |  | 88.3 | 89.1 | 242000 | D | N | OP | LN |  |  | BW | BW | NC |  |  | N
2007 | 18642 | 1379 | 7 | OP | ST | ST | FD | 0.11 | 1.2 | 0.46 | PB | DP | NP | PS | DA | YR | 1980 | 1980 | 2000 | MS |  |  | MS |  |  | MS | LN | OT | NC |  |  | N | 12 | 1954 |  |  | 1000 | 58.2 | 0 | 0 | 0 |  | BIT | [7 empty] | FF |  |  | 88.3 | 89.1 | 242000 | D | N | OP | LN |  |  | BW | BW | NC |  |  | N
2007 | 18642 | 3403 | 3 | OP | ST | ST | FD | 0.1 | 5 | 0.37 | PB | DP | NP | PS | DA | YR | 1979 | 1978 | 1996 | MS |  |  | MS |  |  | MS |  |  | TU | SS |  | N | 5 | 1959 |  |  | 1960 | 111.5 | 0 | 0 | 0 |  | SUB | [7 empty] | TF |  |  | 89.8 | 90.4 | 475000 | D | N | OP | LN |  |  | IC | CE | NC |  |  | N
2007 | 14932 | 50888 | BLR1 | OP | ST | ST | ST | 0.01 | 0.13 | 0.1 | PB | DP | NP | OH | DA | DA | 1995 | 1995 | 1995 | MS |  |  | MS |  |  | MS |  |  | NC |  |  | Da | 8 | 1995 |  |  | 795 | 73.5 | 0 | 0 | 0 |  | WC | TDF | OTH | [5 empty] | FB |  |  | 85 | 87 | 222000 | D | N | OP | SN | CF |  | NA | FW | NC |  |  | N
2007 | 7972 | 55369 | HRSG1 | [64 empty] | N
2007 | 12796 | 3943 | 1 | OP | ST | ST | FD | 0.05 | 3.1 | 0.45 | PB | DP | NP | PS | DA | YR | 1982 | 1976 | 1997 | MS |  |  | MS |  |  | MS |  |  | SS |  |  | N | 11 | 1967 |  |  | 4000 | 186 | 0 | 0 | 0 |  | BIT | SUB | DFO | [5 empty] | TF |  |  | 88.6 | 88.6 | 1250000 | D | N | OP | LN | OV | SN | FW | CE | IF |  |  | Y |  |  |  | Y
2007 | 12796 | 3943 | 2 | OP | ST | ST | FD | 0.05 | 3.1 | 0.68 | PB | DP | NP | PS | DA | YR | 1983 | 1976 | 1997 | MS |  |  | MS |  |  | MS |  |  | SS |  |  | N | 12 | 1968 |  |  | 4000 | 179 | 0 | 0 | 0 |  | BIT | SUB | [6 empty] | OF |  |  | 90.7 | 90.6 | 1250000 | D | N | OP | LN | OV | SN | BW | BW | IF |  |  | Y |  |  |  | Y
2007 | 12796 | 3945 | 7 | OP | ST | ST | FD | 0.05 | 1.85 | 0.8 | PB | DP | NP | WO | DA | YR | 1974 | 1990 | 2004 | MS |  |  | MS |  |  | MS |  |  | SU |  |  | N | 1 | 1943 |  |  | 438 | 24 | 0 | 0 | 0 |  | BIT | DFO | [6 empty] | VF |  |  | 86 | 78 | 227500 | D D: W; N N: N; LN LN: NA; CE BW: FW; IF IF: OT |  |  | Y |  |  |  | Y
2007 | 12823 | 10344 | B2 | OP | [27 empty] | N | [24 empty] | OP OP: OP; LN LN: OV; FW BW: NA |  |  | Y | Y |  | Y | Y |  | Y
2007 | 12685 | 2053 | 1A | OP | ST | ST | NA | 0.32 | 4.8 |  | PB | DP |  | NV | NV |  | 1972 | 1972 |  | MS |  |  | MS | [8 empty] | N | 3 | 1977 |  |  | 184 | 0 | 39 | 251 | 0 |  | NG | RFO | [6 empty] | FF |  |  | 83.5 | 83.5 | 50233 | N N: N; LN LN: NA; CE BW: CE; IF IF: NC |  |  | N
2007 | 12685 | 2053 | 1B | SC | ST | ST | NA | 0.3 | 4.8 |  | PB | DP |  | NV | NV |  | 1972 | 1972 |  | MS |  |  | MS | [8 empty] | N | 3 | 1977 |  |  | 184 | 0 | 39 | 251 | 0 |  | NG | RFO | [6 empty] | FF |  |  | 83.5 | 83.5 | 50233 | N N: N; LN LN: NA; CE BW: CE; IF IF: NC |  |  | N
2007 | 12686 | 2049 | 2 | OP | ST | ST | NA | 0.286 | 4.8 |  | PB | DP |  | NS | NS |  | 1978 | 1978 |  | MS |  |  | MS | [5 empty] | NC |  |  | N | 5 | 1960 |  |  | 582 | 0 | 136 | 803 | 0 |  | NG | [7 empty] | TF |  |  | 85.4 | 85.6 | 360658 | N N: N; LN LN: NA; CE BW: CE; IF IF: NC |  |  | N
2007 | 12686 | 6073 | 2 | OP | FD | FD | FD | 0.1 | 1.2 | 0.7 | PB | DP | NP | NS | NS | YR | 1981 | 1981 | 1981 | MS |  |  | MS |  |  | MS |  |  | SS |  |  | D | 6 | 1981 |  |  | 3611 | 213.9 | 735.3 | 0 | 0 |  | BIT | DFO | [6 empty] | TF |  |  | 89 | 90 | 1080000 | D D: W; N N: N; LN LN: NA; CE BW: CE; IF IF: SS |  |  | N
2007 | 54899 | 599 | 3 | OP | ST | ST | ST | 0.3 | 1 | 0.5 | PB | SU | NP | NV | NV | NV | 1981 | 1992 | 1998 | MS |  |  | MS |  |  | MS |  |  | SS | UP |  | N | 9 | 1975 |  |  | 786 |  | 166 | 1144 | 0 |  | RFO | NG | [6 empty] | FF |  |  | 90.6 | 91.8 | 175895 |  | Y | OP | LN | OV |  | FN | RS | SS |  |  | N
2007 | 2338 | 56104 | HRSG2 | OP | [28 empty] | 7 | 2006 |  |  | 450 |  |  | 735 |  | 742 | NG | [7 empty] | DB |  |  | 85 | 70 | 725000 |  | N | OP | LN | SR |  | SW | NT |  |  |  | N
2007 | 54885 | 55687 | HRSG2 | OP | FD | FD | FD | 20.43 | 1.38 | 20.9 | PH | DH | NH | TH | TH | TH | 2003 | 2003 | 2003 | [12 empty] | Da | 10 | 2003 | 12 | 2028 | 856.2 |  | 0 | 51.3 | 0 | 929.5 | NG | [7 empty] | DB |  |  | 90.9 | 90.8 | 745779 |  | N | OP | LN | SR |  | FN | AL |  |  |  | N
2007 | 15844 | 329 | 1 | OP | LO | LO | LO | 0.1 | 500 | 100 | PC | DM | NM | FT | NV | OH | 1976 | 1969 | 1997 | MS |  |  | MS |  |  | MS |  |  | NC |  |  | N | 4 | 1961 | 12 | 2013 | 475 | 0 | 120 | 643 | 0 |  | NG | [7 empty] | TF |  |  | 83 | 84 | 180000 |  | N | OP | FR |  |  | NA | CE | ND |  |  | N
2007 | 15844 | 329 | 31 | OP | LO | LO | LO | 0.003 | 500 | 42 | PC | DC | NM | NV | NV | OH | 1999 | 1999 | 1999 | MS |  |  | MS |  |  | MS |  |  | NC |  |  | N | 5 | 1978 | 5 | 2018 | 444 | 0 | 0 | 233 | 0 | 942 | NG | [7 empty] | DB | [5 empty] | N N: N; LN LN: NA; CE BW: WE; IF IF: ND |  |  | N
2007 | 15844 | 329 | 41 | OP | LO | LO | LO | 0.003 | 500 | 42 | PC | DC | NM | NV | NV | OH | 1999 | 1999 | 1999 | MS |  |  | MS |  |  | MS |  |  | NC |  |  | N | 5 | 1978 | 5 | 2018 | 444 | 0 | 0 | 233 | 0 | 942 | NG | [7 empty] | DB | [5 empty] | N N: N; LN LN: NA; CE BW: WE; IF IF: ND |  |  | N
2007 | 15873 | 3118 | 2 | OP | ST | ST | ST | 0.1 | 0.2 | 0.45 | PB | DP | NP | NV | TH | MO | 1976 | 1996 | 1995 | MS |  |  | MS |  |  | MS |  |  | CU |  |  | N | 5 | 1971 | 12 | 2044 | 6350 | 325 | 0 | 0 | 0 |  | BIT | [7 empty] | TF |  |  | 90 | 90 | 1412472 | D | N | OP | LN |  |  | CE | CE | ND |  |  | Y |  |  |  | Y | Y |  | Y
2007 | 54885 | 55976 | 301 | OP | ST | ST | St | 0.01 | 0.002 | 3.5 | PB | DP | NP | OH | OH | OH | 2003 | 2003 | 2003 | MS |  |  | MS |  |  | MS |  |  | NC |  |  | Db | 8 | 2003 | 8 | 2033 | 643 |  | 0 | 1661 | 0 | 491 | NG | [7 empty] | DB |  |  |  |  | 830 | OP OP: OP; LN LN: SR; FW BW: NA; CE BW: AL; IF IF: ND |  |  | N
2007 | 12927 | 1449 | 4 | OP | [27 empty] | N | [35 empty] | N | bar: LN LN
2007 | 12971 | 10165 | 1 | OP | [27 empty] | N | [24 empty] | OP OP: OP; LN LN: CF; OV OV: FR; SN SN: OV; FW BW: NA |  |  | Y |  |  |  | Y
2007 | 16572 | 141 | 2 | OP | LO | LO | NA | 237 | 1 |  | PH | DP |  | OH | TH |  | 1970 | 1970 |  | MS |  |  | MS | [5 empty] | OT |  |  | N | 4 | 1957 |  |  | 750 | 0 | 162 | 1004.9 | 0 |  | NG | DFO | [6 empty] | FF |  |  | 83.8 | 84.8 | 182789 | N N: N; LN LN: NA; FW BW: NA; CE BW: RS; IF IF: OT |  |  | N
2007 | 16572 | 141 | 3 | OP | LO | LO | NA | 348 | 1 |  | PH | DP |  | OH | TH |  | 1970 | 1970 |  | MS |  |  | MS | [5 empty] | OT |  |  | N | 4 | 1961 |  |  | 1200 | 0 | 268 | 1655.9 | 0 |  | NG | DFO | [6 empty] | OT |  |  | 85.4 | 86 | 311200 | N N: N; LN LN: NA; FW BW: NA; CE BW: RS; IF IF: OT |  |  | N
2007 | 12653 | 1573 | 1 | OP | ST | ST | ST | 0.14 | 3.5 | 0.1 | PB | DP | NP | DT | OH | YR | 1970 | 1970 | 2007 | MS |  |  | MS |  |  | MS |  |  | NC |  |  | N | 6 | 1970 |  |  | 4250 | 207.7 | 848 | 0 | 0 |  | SC | BIT | [6 empty] | TF |  |  | 92 | 92 | 1068326 | D | N | OP | LN | OV | SR | CE | CE | IF |  |  | N
2007 | 803 | 2442 | 5 | OP | FD | FD | FD | 0.05 | 88 | 0.65 | PB | SR | NP | PS | OT | OT | 2007 | 2008 | 2007 | MS |  |  | OT |  |  | MS |  |  | IF |  |  | N | 7 | 1970 |  |  | 5446 | 421 | 0 | 0 | 0 |  | SUB | [7 empty] | OF |  |  | 88.7 | 89 | 2141200 | D | N | OP | LN |  |  | FW | BW | NC |  |  | Y |  | Y |  |  | Y |  | Y
2007 | 17698 | 6139 | 1 | OP | FD | FD | St | 0.1 | 1.2 | 0.36 | PB | DP | NP | OH | TH | MO | 1977 | 1977 | 2003 | MS |  |  | MS |  |  | MS | [5 empty] | D | 3 | 1977 |  |  | 3793 | 312.5 | 0 | 0 | 0 |  | SUB | [7 empty] | OF |  |  | 85.8 | 86.1 | 1099000 | D | N | OP | LN | OV |  | AB | BW | NC |  |  | N
2007 | 17698 | 7902 | 1 | OP | FD | FD | St | 0.01 | 1.2 | 1543 | PB | DP | NH | NV | TH | NV | 1985 | 1985 | 2005 | MS |  |  | MS |  |  | MS | [5 empty] | D | 1 | 1985 |  |  | 4900 | 541 | 0 | 0 | 0 |  | LIG | [7 empty] | OF |  |  | 84.1 | 84.4 | 1484000 | D | N | OP | LN | OV |  | AB | BW | NC |  |  | N
2007 | 17718 | 2454 | 122B | OP | NA | NA | ST |  |  | 0.3 |  |  | NP |  |  | NV |  |  | 1965 | [6 empty] | MS | [5 empty] | N | 7 | 1965 | 12 | 2025 | 1400 | 0 | 0 | 1990 | 0 |  | NG | [7 empty] | TF |  |  | 84.5 | 85 | 375200 | N: N; LN: NA; CE: CE |  |  | N
2007 | 20847 | 7549 | 3 | OP | [27 empty] | N | [35 empty] | N | bar: LN
2007 | 814 | 167 | 3 | OP | ST | ST | ST | 22.3 | 794 | 877.1 | PH | DH | NH | TH | TH | TH | 1990 | 1990 | 1990 | MS |  |  | MS |  |  | MS | [5 empty] | N | 6 | 1954 |  |  | 1200 | 0 | 234.6 | 1499 | 0 |  | NG | [7 empty] | FF |  |  | 84 | 84 | 258770 | N: N; LN: NA; CE: BW |  |  | N
2007 | 20508 | 50900 | 8PB | OP | [27 empty] | N | [24 empty] | OP: OP; LN: OV; OV: FR; SR: LA; CE: NA |  |  | N
2007 | 55766 | 50874 | 19425 | OP | [27 empty] | N | [35 empty] | N | bar: LN
2007 | 18760 | 50229 | TPCBLR | OP | [27 empty] | N | [35 empty] | N | bar: LN
2007 | 55850 | 10502 | 02 | OP | [27 empty] | N | [24 empty] | OP: OP; LN: SN; OV: LN; CE: BW |  |  | Y |  |  |  | Y
2007 | 18870 | 55462 | PC2 | PL | ST | ST | St | [24 empty] | Da | 1 | 2010 | [33 empty] | N | bar: OP to LN; CE
2007 | 54827 | 50774 | 1 | OP | [27 empty] | N | [35 empty] | N | bar: LN
2007 | 19781 | 50770 | B1 | OP | [27 empty] | N | [35 empty] | N | bar: LN
2007 | 24211 | 126 | 4 | OP | LO | LO | LO | 20 | 1 | 0.7 | OP | DP | NP | SM | TH | TH | 1988 | 1988 | 1988 | MS |  |  | MS |  |  | MS |  |  | SS |  |  | N | 5 | 1967 |  |  | 722 | 48.8 | 218 | 1608 | 0 |  | BIT | SUB | [6 empty] | FF |  |  | 87.5 | 88 | 286667 | D | N | OP | LN |  |  | FW | FW |  |  |  | N
2007 | 18518 | 55132 | HRSG2 | OP | FD | FD | FD | 24.8 | 33.5 | 106 | PH | DH | NH |  |  |  | 2001 | 2001 | 2001 | [9 empty] | NC |  |  | Da | 7 | 2001 |  |  | 654 |  |  | 518.9 |  | 1524 | NG | [7 empty] | DB |  |  |  |  | 780000 | OP: OP; LN: LN; CE: GE; CE: DL; IF: NC |  |  | N
2007 | 5347 | 52006 | HRU100 | OP | ST |  | St | 0.6 |  | 0.2 | PB |  | NP | NS |  | DT | 1997 |  | 2004 | [10 empty] | NC |  | Db | 11 | 1978 |  |  | 645 |  |  | 441.5 |  | 345.4 | OG | OTH | [6 empty] | DB |  |  | 94 | 85 | 483793 | N: N; LN: NA; CE: VO; IF: NC |  |  | N
2007 | 733 | 55350 | 1 | CO | FD | FD | FD | 0.03 | 0.2 | 0.15 | PB | DP | NP | TH | TH | TH | 2013 | 2013 | 2013 | MS |  |  | MS |  |  | MS |  |  | ND |  |  | Da | 6 | 2013 |  |  | 649.3 |  |  | 337.9 |  |  | NG | [7 empty] | DB |  |  | 40 |  |  |  | N | CO | LN |  |  | GE | NM | ND |  |  | N
2007 | 733 | 55350 | 2 | CO | FD | FD | FD | 0.03 | 0.2 | 0.15 | PB | DP | NP | TH | TH | TH | 2013 | 2013 | 2013 | MS |  |  | MS |  |  | MS |  |  | ND |  |  | Da | 6 | 2013 |  |  | 649.3 |  |  | 337.9 |  |  | NG | [7 empty] | DB |  |  | 40 |  |  |  | N | CO | LN |  |  | GE | NM | ND |  |  | N
2007 | 20541 | 50878 | UNIT1 | OP | [27 empty] | N | [24 empty] | OP: OP; LN: AA; OV: SN; CE: NA |  |  | Y | Y | Y | Y
2007 | 20541 | 50878 | UNIT2 | OP | [27 empty] | N | [24 empty] | OP: OP; LN: AA; OV: SN; CE: NA |  |  | Y | Y | Y | Y
2007 | 20541 | 50881 | BLR3 | OP | [27 empty] | N | [24 empty] | OP: OP; LN: SN; CE: NA |  |  | N
2007 | 55871 | 50884 | B101 | OP | [27 empty] | N | [24 empty] | OP: OP; LN: SN; CE: NA |  |  | Y | Y
2007 | 20541 | 54746 | 1 | OP | [27 empty] | N | [24 empty] | OP: OP; LN: SN; CE: NA |  |  | Y | Y | Y |  |  | Y
2007 | 18642 | 3419 | D | OS | ST | ST | NA | 0.14 | 4 |  | PB | DP |  | PS | DA |  | 1981 | 1979 |  | MS |  |  | MS | [5 empty] | NC |  |  | N | 4 | 1945 |  |  | 600 | 26.2 | 0 | 0 | 0 |  | BIT | [7 empty] | VF |  |  | 88 | 89.6 | 119000 | D: D; N: N; LN: NA; CE: BW; IF: NC |  |  | N
2007 | 19524 | 52073 | HRSG B | OP | [52 empty] | OP: OP; LN: SR; CE: NA |  |  | N
2007 | 19528 | 54780 | B2 | OP | [27 empty] | N | [24 empty] | OP: OP; LN: LN; CE: JZ |  |  | N
2007 | 19539 | 54775 | BLR11 | OP | [27 empty] | N | [24 empty] | OP: OP; LN: CF; CE: NA |  |  | N
2007 | 19541 | 54276 | 6 | OP | [27 empty] | N | [24 empty] | OP: OP; LN: CF; CE: NA |  |  | Y |  | Y
2007 | 14127 | 6096 | 2 | CO | ST | ST | St | 0.02 | 0.1 | 0.07 | PB | DP | NP | SM | TH | MO | 2009 | 2009 | 2009 | MS |  |  | MS |  |  | MS |  |  | IF |  |  | D | 5 | 2009 |  |  | 4750 | 363.5 |  |  |  |  | SUB | [7 empty] | OF |  |  | 87.2 | 87.2 | 1822800 | D | N | CO | SR |  |  | OT | OT |  |  |  | Y | Y | Y
2007 | 19545 | 4151 | 3 | OP | [27 empty] | N | [35 empty] | N | bar: LN
2007 | 13100 | 7946 | HRSG2 | OP |  |  | St |  |  | 3.5 |  |  | NM |  |  | MO |  |  | 2003 | [6 empty] | MS | [5 empty] | Db | 6 | 2003 |  |  | 620 |  |  | 170 |  | 1576 | NG | [7 empty] | DB |  |  | 90 |  |  |  | N | OP | LN | SR |  | GE | NT |  |  |  | N
2007 | 17235 | 3115 | 1 | OP | ST | ST | ST | 0.1 | 2.7 | 0.45 | PB | DP | NP | PS | TH | MO | 1974 | 1974 | 1995 | MS |  |  | MS |  |  | MS |  |  | SS |  |  | N | 6 | 1951 | 12 | 2024 | 570 | 26.8 | 0 | 0 | 0 |  | BIT | [7 empty] | TF |  |  | 89 | 88 | 234000 | D | N | OP | LN |  |  | CE | CE | ND |  |  | N
2007 | 20547 | 50185 | 3RB | OS | [27 empty] | N | [35 empty] | Y |  |  |  |  | Y |  | Y | bar: LN
2007 | 54888 | 298 | LIM1 | OP | FD | FD | FD | 0.03 | 9000 | 0.45 | PB | DH | NP | NS | TH | YR | 1985 | 1991 | 1997 | MS |  |  | MS |  |  | MS | OV | BO | NC |  |  | Da | 10 | 1985 |  |  | 6100 | 650 | 0 | 0 | 0 |  | LIG | SUB | PC | [5 empty] | TF |  |  | 82.9 | 84.2 | 2610000 | D | N | OP | OV | LN |  | FW | CE | NC |  |  | Y |  |  |  | Y
2007 | 54888 | 3460 | CBY2 | OP | FD | ST | ST | 0.1 | 0.51 | 0.25 | PB | DP | OT | NS | TH | DA | 1977 | 1994 | 1999 | MS |  |  | MS |  |  | MS | FR | BO | NC |  |  | D | 3 | 1972 |  |  | 5200 |  | 1293 | 6830 | 0 |  | NG | [7 empty] | OF |  |  | 86 |  | 1361000 |  | N | OP | OV | FR | SR | NA | BW |  |  |  | N
2007 | 23330 | 10250 | 2 | OP | [63 empty] | Y | Y | Y | Y |  |  | Y | bar: LN
2007 | 55727 | 10187 | COBOIL | OP | [27 empty] | N | [35 empty] | N | bar: LN
2007 | 19545 | 56319 | 1 | PL | [63 empty] | Y | Y | Y | Y | Y | Y | bar: LN
2007 | 986 | 79 | 2 | OP | [63 empty] | N | bar: LN
2007 | 1015 | 3549 | 1 | RE | ST | FD | ST | 15 | 48 | 9 | OP | OT | OT | SM | YR | YR | 1960 | 2000 | 2003 | MS |  |  | MS |  |  | LA |  |  | NC |  |  | N | 11 | 1960 | 12 | 2004 | 800 | 0 | 170 | 1183.1 | 0 |  | NG | [7 empty] | TF |  |  | 32.4 | 32.4 | 197000 | N: N; OP: RE; LN: LA; CE: NA; CE: CE |  |  | N
2007 | 1307 | 6204 | 1 | OP | ST | ST | FD | 0.1 | 0.2 | 0.5 | PB | DP | NP | TH | TH | YR | 1980 | 1980 | 1997 | MS |  |  | MS |  |  | MS |  |  | NC |  |  | D | 7 | 1980 |  |  | 4025 | 339.3 | 0 | 0 | 0 |  | SUB | [7 empty] | OF |  |  | 85 | 84 | 1027139 | D | N | OP | LN |  |  | BW | BW | NC |  |  | N
2007 | 55903 | 50189 | 1HFB | OP | FD | FD | FD | 0.1 | 0.8 | 0.3 | PB | DP | NP | TH | TH | TH | 1982 | 1982 | 1982 | MS |  |  | MS |  |  | MS |  |  | NC |  |  | D | 6 | 1977 |  |  | 650 | 12.1 | 96.6 | 0 | 0 |  | WDS | BIT | RFO | [5 empty] | SS |  |  | 68 |  | 172 | D: D; N: N; LN: NA; CE: FW; IF: NC |  |  | N
2007 | 20547 | 50185 | PB | OS | [27 empty] | N | [35 empty] | Y | [6 empty] | Y | bar: LN
2007 | 16572 | 4941 | 1 | OP | FD | FD | FD | 0.06 | 0.1 | 0.45 | PB | DP | NP | OT | OT | YR | 1974 | 2000 | 1997 | MS |  |  | MS |  |  | MS |  |  | IF | OT |  | N | 5 | 1974 |  |  | 5410 | 326 | 0 | 0 | 0 |  | BIT | [7 empty] | TF |  |  | 88.8 | 89.5 | 1317000 | D | N | OP | OV |  |  | NA | CE | IF | OT |  | N
2007 | 16572 | 6177 | U2B | OP | ST | ST | ST | 0.1 | 0.8 | 0.7 | PB | DP | NP | OH | TH | TH | 1980 | 1980 | 1980 | MS |  |  | MS |  |  | MS |  |  | OT | IF |  | D | 10 | 1980 |  |  | 2747 | 220 | 0 | 0 | 0 |  | SUB | [7 empty] | OF |  |  | 88.3 | 88.9 | 789600 | D | N | OP | OV | LA |  | NA | RS | IF | OT |  | N
2007 | 16604 | 3611 | 2 | OP | ST | ST | ST | 0.1 | 440 |  | PB | DM | OT | WO | NV | YR | 1974 | 1974 | 2004 | MS |  |  | MS |  |  | MS |  |  | NC |  |  | N | 1 | 1974 |  |  | 2900 | 0 | 0 | 3750 | 0 |  | NG | [7 empty] | TF |  |  | 86.6 | 87.1 | 728513 |  | N | OP | OV | FR |  | NA | CE | NC |  |  | N
2007 | 16604 | 6181 | 1 | OP | FD | FD | FD | 0.1 | 1.2 | 0.45 | PB | DP | NP | NV | MO | YR | 1977 | 1977 | 1997 | MS |  |  | MS |  |  | MS |  |  | NC |  |  | D | 5 | 1977 |  |  | 2900 | 249 | 0 | 0 | 0 |  | SUB | [7 empty] | TF | CF |  | 85.1 | 86.4 | 898693 | D | N | OP | OV | LN | AA | CE | CE | NC |  |  | N
2007 | 19856 | 2434 | 8 | OP | [27 empty] | N | [24 empty] | OP: OP; OV: LN; LN: OV; CE: JZ |  |  | N
2007 | 19856 | 2434 | 9 | OP | [27 empty] | N | [24 empty] | OP: OP; OV: LN; LN: OV; CE: JZ |  |  | N
2007 | 814 | 6641 | 1 | OP | FD | FD | FD | 0.04 | 0.93 | 0.7 | PB | DP | NP | NV | NV | NV | 1983 | 1983 | 1983 | MS |  |  | MS |  |  | MS |  |  | NC |  |  | D | 1 | 1983 |  |  | 6023 | 500 | 0 | 0 | 0 |  | SUB | [7 empty] | TF |  |  | 85.1 | 85.1 | 2379146 | W | N | OP | OV |  |  | NA | CE | NC |  |  | N
2007 | 1307 | 6469 | B1 | OP | ST | ST | ST | 0.1 | 1.2 | 0.5 | PB | DP | NP | TH | TH | TH | 1983 | 1983 | 1983 | MS |  |  | MS |  |  | MS |  |  | NC |  |  | D | 7 | 1984 |  |  | 3162 | 340 | 0 | 0 | 65 |  | LIG | [7 empty] | TF |  |  | 81.8 | 82.6 | 1093012 | D | N | OP | LN |  |  | CE | CE | NC |  |  | N
2007 | 1745 | 10869 | NORTH | OP | [27 empty] | N | [24 empty] | OP: OP; OV: LA; LN: OV; CE: NA |  |  | N
2007 | 1745 | 10869 | SOUTH | OP | [27 empty] | N | [24 empty] | OP: OP; OV: LA; LN: OV; CE: NA |  |  | N
2007 | 20856 | 8023 | 1 | OP | ST | ST | NA | 0.6 | 3.2 |  | PB | DP |  | PS | DA |  | 1975 | 1986 |  | MS |  |  | MS | [5 empty] | NC | SS |  | D | 5 | 1975 |  |  | 3800 | 305.8 | 0 | 0 | 0 |  | SUB | [7 empty] | TF | CF |  | 86.6 | 86.8 | 694500 | D | N | OP | OV |  |  | NA | CE | IF |  |  | N
2007 | 20856 | 8023 | 2 | OP | FD | FD | FD | 0.1 | 1.2 | 0.7 | PB | DP | NP | PS | NV | NV | 1978 | 1978 | 1978 | MS |  |  | MS |  |  | MS |  |  | NC |  |  | D | 4 | 1978 |  |  | 3800 | 305.8 | 0 | 0 | 0 |  | SUB | [7 empty] | TF | CF |  | 86.6 | 86.8 | 729500 | D | N | OP | OV |  |  | NA | CE | IF |  |  | N
2007 | 21025 | 10621 | HRSG50 | OP | [52 empty] | OP: OP; OV: SR; CE: NA |  |  | N
2007 | 50018 | 1626 | 4 | OP | ST | ST | ST | 0.04 | 1.21 | 0.28 | PB | DP | NP | NV | YR | DA | 1995 | 1995 | 1995 | MS |  |  | MS |  |  | MS |  |  | SS |  |  | N | 7 | 1972 | 6 | 2018 | 3250 |  | 814.2 | 0 | 0 |  | RFO | [7 empty] | FF |  |  | 88.1 | 88.4 | 680000 | D | N | OP | LN |  |  | RD | RS |  |  |  | Y |  |  |  | Y
2007 | 23142 | 55389 | HRSG2 | CN | FD | FD | FD | [24 empty] | Da | [18 empty] | DB | [16 empty] | N
2007 | 23279 | 1570 | 11 | OP | ST | ST | St | 0.2 | 1.8 | 0.45 | PB | DP | NP | NS | OH | YR | 1972 | 1979 | 1996 | MS |  |  | MS |  |  | MS |  |  | SU |  |  | N | 11 | 1958 |  |  | 660 | 45 | 0 | 0 | 0 |  | BIT | DFO | [6 empty] | TF |  |  | 88 | 88.5 | 270000 | W | N | OP | LN | OV |  | CE | CE | NC |  |  | Y |  |  |  | Y
2007 | 23279 | 1570 | 9 | OP | ST | ST | FD | 0.25 | 1.8 | 0.5 | PB | DP | NP | NS | NS | YR | 1972 | 1979 | 1996 | MS |  |  | MS |  |  | MS | OT |  | SU |  |  | N | 10 | 1947 |  |  | 385 | 20 | 0 | 0 | 0 |  | BIT | [7 empty] | FF |  |  | 86.5 | 87.2 | 146000 | D | N | OP | LN |  |  | GR | CE | NC |  |  | Y |  |  |  | Y
2007 | 10545 | 54423 | HRSG2 | [53 empty] | OP: OP; OV: OT; CE: NA |  |  | N
2007 | 9210 | 54656 | RB4 | OP | [27 empty] | N | [35 empty] | Y |  |  |  | Y | bar: OV
2007 | 924 | 2167 | 2 | OP | ST | ST | ST | 0.18 | 10 | 0.15 | PB | DP | NP | NV | NV | OT | 1982 | 1981 | 2004 | MS |  |  | MS |  |  | OT |  |  | SS |  |  | N | 2 | 1977 |  |  | 4350 | 325 | 0 | 0 | 0 |  | SUB | [7 empty] | CY |  |  | 84 | 84 | 1067000 | W | N | OZ | SR |  |  | NA | BW | SS |  |  | Y |  |  |  | Y
2007 | 5310 | 52019 | HR601 | OP | ST | ST | ST | 0.0192 | 0.0031 | 9 | PB | DP | NM | OH | OH | OH | 1992 | 1992 | 1992 | MS |  |  | MS |  |  | MS |  |  | OT |  |  | Da | 5 | 1992 | 5 | 2017 | 550 | 0 | 44.2 | 267.5 | 0 | 771 | NG | DFO | [6 empty] | DB |  |  | 99 | 99 |  |  | N | OP | SR |  |  | NA | NT | NC |  |  | N
2007 | 5416 | 2720 | 5 | OP | ST | ST | ST | 0.15 | 1.63 | 1.8 | PB | DP | NP | DA | DA | DA | 1986 | 1999 | 2000 | MS |  |  | MS |  |  | MS |  |  | SS |  |  | N | 7 | 1941 | 6 | 2011 | 375 | 17.4 | 0 | 0 | 0 |  | BIT | [7 empty] | TF |  |  | 86.8 | 86.9 | 86553 | D | N | OP | LA | BF | LN | CE | CE | SS |  |  | Y |  |  |  | Y
2007 | 17718 | 6193 | 061B | OP | FD | FD | FD | 20 | 1.2 | 0.49 | OP | DP | NP | SM | TH | TH | 1984 | 1976 | 1976 | MS |  |  | MS |  |  | MS |  |  | NC |  |  | D | 7 | 1976 | 12 | 2031 | 2682 | 199.5 | 0 | 0 | 0 |  | SUB | [7 empty] | TF |  |  | 84.9 | 86.1 | 831800 | D | N | OP | OV |  |  | NA | CE | NC |  |  | Y |  |  |  | Y
2007 | 24211 | 8223 | 2 | OP | ST | ST | ST | 0.034 | 0.69 | 0.697 | PB | DP | NP | PS | TH | TH | 1990 | 1990 | 1990 | MS |  |  | MS |  |  | MS |  |  | NC |  |  | D | 6 | 1990 | 6 | 2045 | 2815 | 218.5 | 0 | 0 | 0 |  | SUB | [7 empty] | TF |  |  | 87.7 | 88 | 727900 | D | N | OP | LN |  |  | CE | CE |  |  |  | N
2007 | 26751 | 2511 | 20 | OP | ST | ST | ST | 0.1 | 0.37 | 0.25 | PB | SU | NP | NV | NV | OH | 1971 | 1971 | 1995 | MS |  |  | MS |  |  | MS | [5 empty] | N | 11 | 1963 |  |  | 1150 | 0 | 252.5 | 1644.9 | 0 |  | NG | RFO | [6 empty] | TF |  |  | 83.7 | 83.3 | 307540 | N: Y; OP: OP; LA: AA; CE: NA; CE: CE |  |  | N
2007 | 9231 | 2132 | 2 | OP | ST | ST | NA | 0.28 | 6.3 |  | PB | SB |  | EH | TH |  | 1979 | 1979 |  | MS |  |  | MS | [5 empty] | OT |  |  | N | 5 | 1958 |  |  | 220 | 16.1 | 49 | 260 | 0 |  | BIT | NG | DFO | [5 empty] | TF |  |  | 87 | 88 | 65000 | D: D; N: N; LA: NA; CE: CE |  |  | N
2007 | 9231 | 2171 | 1 | OP | [27 empty] | N | [35 empty] | N | bar: LA
2007 | 12588 | 3788 | 4 | OP | ST | ST | FD | 0.12 | 1.52 | 0.38 | PH | DH | NP | DT | NS | YR | 1972 | 1972 | 1997 | MS |  |  | MS |  |  | MS |  |  | IF |  |  | N | 2 | 1956 |  |  | 725 | 37 | 0 | 0 | 0 |  | BIT | [7 empty] | TF |  |  | 91 | 91 | 362412 | D | N | OP | LN | OV |  | CM | CE | IF |  |  | N
2007 | 12588 | 3788 | 5 | OP | ST | ST | FD | 0.12 | 1.52 | 0.38 | PH | DH | NP | DT | NS | YR | 1972 | 1972 | 1997 | MS |  |  | MS |  |  | MS |  |  | IF |  |  | N | 5 | 1957 |  |  | 725 | 37 | 0 | 0 | 0 |  | BIT | [7 empty] | TF |  |  | 91 | 91 | 362412 | D | N | OP | LN | OV |  | CM | CE | IF |  |  | N
2007 | 9273 | 990 | 70 | OP | LO | LO | FD | 0.1 | 4.7 | 0.45 | PB | DM | NP | PS | MO | YR | 1980 | 1980 | 1995 | MS |  |  | MS |  |  | MS |  |  | IF | TU |  | N | 7 | 1973 | 7 | 2033 | 3145 | 186 | 0 | 0 | 0 |  | BIT | DFO | [6 empty] | TF |  |  | 89.5 | 90.1 | 1465000 | D | N | OZ | LN | SR | OV | CE | CE |  |  |  | N
2007 | 22200 | 50308 | 5 | OP | [63 empty] | Y |  | Y | bar: LN
2007 | 22200 | 50308 | 8 | OP | [27 empty] | N | [35 empty] | Y |  | Y | bar: LN
2007 | 14362 | 50296 | R1 | OP | [63 empty] | N | bar: LN
2007 | 20847 | 1769 | 7 | OP | FD | FD | St | 0.1 | 1.2 | 0.7 | PB | DP | NP | NV | TH | TH | 1982 | 1982 | 1982 | MS |  |  | MS |  |  | MS |  |  | NC |  |  | D | 6 | 1978 |  |  | 615 | 53.6 | 0 | 0 | 0 |  | BIT | [7 empty] | OF |  |  | 83.6 | 86.3 | 178000 | D | N | OP | LN |  |  | RS | RS | NC |  |  | Y | Y | Y |  | Y
2007 | 26751 | 2516 | 1 | OP | ST | ST | ST | 0.1 | 1 | 0.25 | PB | SU | NP | NV | NV | OH | 1971 | 1976 | 1995 | MS |  |  | MS |  |  | MS | [5 empty] | N | 7 | 1967 |  |  | 2550 | 0 | 528 | 3835 | 0 |  | RFO | NG | [6 empty] | TF |  |  | 84.1 | 83.7 | 657859 |  | Y | OP | OV |  |  | NA | CE |  |  |  | N
2007 | 27131 | 50146 | D | OP | [27 empty] | N | [35 empty] | N | bar: LN
2007 | 40577 | 7286 | 4 | OP | ST | ST | FD | 0.1 | 9.5 | 0.46 | PB | DP | NP | NS | NS | YR | 1984 | 1984 | 2000 | MS |  |  | MS |  |  | MS |  |  | SS |  |  | N | 6 | 1951 | 10 | 2008 | 650 | 31.2 | 0 | 0 | 0 |  | BIT | NG | [6 empty] | FF |  |  | 89.2 | 85 | 300000 | D | N | OP | LN |  |  | GR | BW | NC |  |  | N
2007 | 40606 | 2241 | B-1 | SB | [27 empty] | N | [35 empty] | N | bar: LN
2007 | 40606 | 2241 | B-3 | SB | [27 empty] | N | [35 empty] | N | bar: LN
2007 | 14412 | 55306 | 1 B | OP | LO | LO | LO | 12.5 | 3 | 3 | PH | DH | NM | OH | TH | TH | 2003 | 2003 | 2003 | MS |  |  | MS |  |  | MS |  |  | NC |  |  | Da | 7 | 2003 |  |  | 704 | 0 | 0 | 0 | 282 |  | NG | [7 empty] | DB |  |  |  |  | 145000 |  | N | OP | LN | SR |  | GR | OT | NC |  |  | N
2007 | 14465 | 50275 | 2 | OP | [27 empty] | N | [24 empty] | OZ: OP; LN: OV; CE: NA |  |  |  | N
2007 | 55903 | 50189 | PKG | SB | FD | FD | FD | 0.05 | 0.5 | 0.2 | PB | DP | NP | TH | TH | TH | 1997 | 1997 | 1997 | MS |  |  | MS |  |  | MS |  |  | NC |  |  | Db | 6 | 1997 |  |  | 250 |  | 56.4 | 0 | 0 |  | DFO | [7 empty] | FF |  |  | 65.4 |  | 75 |  | N | OP | LN | FR |  | JZ | ID | NC |  |  | N
2007 | 23598 | 50191 | REC3 | SB | [27 empty] | N | [35 empty] | N | bar: LN
2007 | 56097 | 50846 | PB1 | OP | [27 empty] | N | [35 empty] | N | bar: LN
2007 | 19323 | 3452 | 2 | OP | ST | ST | ST | 0.1 | 440 |  | PB | DM | OT | WO | TH | YR | 1973 | 1992 | 2005 | MS |  |  | MS |  |  | MS |  |  | NC |  |  | N | 11 | 1973 |  |  | 3825 |  | 880 | 4900 | 0 |  | NG | [7 empty] | OF |  |  | 85.1 | 84.9 | 847000 |  | N | OP | LN | OV | SR | RJ | BW | NC |  |  | N
2007 | 55983 | 3494 | 6 | OP | ST | ST | St | 0.1 | 440 |  | PB | DM | NP | WO | TH | OT | 1973 | 1973 | 2004 | MS |  |  | MS |  |  | MS |  |  | NC |  |  | N | 12 | 1973 |  |  | 3800 |  | 887 | 5322 | 0 |  | NG | [7 empty] | RF |  |  | 82.7 | 82.9 | 966035 |  | N | OP | FR |  |  | NA | FW | NC |  |  | N
2007 | 22611 | 54752 | 1PB | OP | [27 empty] | N | [35 empty] | N | bar: NA LN
2007 | 54708 | 10379 | 1A | OP | [27 empty] | N | [25 empty] | OP: OP; NA LN: OV; NA RJ: NA |  |  | N
2007 | 54708 | 10379 | 1B | OP | [27 empty] | N | [25 empty] | OP: OP; NA LN: OV; NA RJ: NA |  |  | N
2007 | 15534 | 3149 | 2 | OP | ST | ST | ST | 0.1 | 4.8 | 0.5 | PB | DP | NP | NV | NV | MO | 1979 | 1979 | 1995 | MS |  |  | MS |  |  | MS |  |  | ND |  |  | N | 4 | 1973 |  |  | 5700 |  | 0 | 0 | 0 |  | BIT | [7 empty] | TF |  |  | 90 | 91 | 1550000 | D | N | OP | LN | OV | SR | CE | CE | IF |  |  | N
2007 | 15400 | 50456 | PB2 | OP | [52 empty] | OP OP: OP; OV LN: LN; NA CE: CN |  |  | N
2007 | 19946 | 50293 | BLR100 | OP | [27 empty] | N | [35 empty] | N | bar: OV LN
2007 | 20169 | 7931 | SG02 | OP | FD | FD | FD | 0.1 |  | 4.5 | PC |  | NM | NV |  | DA | 2003 |  | 2003 | MS | [5 empty] | MS |  |  | NC |  |  | Db | 6 | 2003 |  |  | 523.2 | 0 | 0 | 310 | 0 | 1455 | NG | [7 empty] | DB |  |  | 54 |  | 743500 |  | N | OP | SR |  |  | NA | FW | NC |  |  | N
2007 | 17610 | 54004 | PB2 | OP | [27 empty] | N | [24 empty] | OP OP: OP; OV LN: CF; OV OV: FR; NA CE: NA |  |  | N
2007 | 17633 | 1012 | 1 | RE | ST | FD | FD | 0.68 | 2.79 | 0.5 | PB | DP | NP | NV | MO | YR | 1972 | 1995 | 1997 | MS |  |  | MS |  |  | OT |  |  | SS |  |  | N | 6 | 1955 | 12 | 2006 | 437 | 27.3 | 0 | 0 | 0 |  | BIT | [7 empty] | FF |  |  | 87 | 88 | 128468 | D: D; N: N; OV LN: NA; NA CE: BW; NA IF: NC |  |  | Y |  |  |  | Y
2007 | 54802 | 260 | 6-1 | OP | LO | LO | LO | 0.15 | 2000 | 10 | PC | DM | NM | NV | NV | OH | 1974 | 1974 | 2001 | MS |  |  | MS |  |  | MS |  |  | NC |  |  | N | 12 | 1967 | 12 | 2019 | 5300 |  | 1012.7 | 6690 | 0 |  | NG | [7 empty] | OF |  |  | 84.6 | 84.1 | 1066100 |  | N | OP | FR | SR | LN | BW | BW |  |  |  | N
2007 | 17718 | 6194 | 171B | OP | FD | FD | FD | 20 | 1.2 | 0.49 | OP | DP | NP | SM | TH | TH | 1982 | 1982 | 1982 | MS |  |  | MS |  |  | MS |  |  | NC |  |  | D | 7 | 1982 | 12 | 2037 | 3797 | 304 | 0 | 0 | 0 |  | SUB | [7 empty] | TF |  |  | 86 | 86 | 1071200 | D | N | OP | OV |  |  | NA | CE | NC |  |  | Y |  | Y
2007 | 6811 | 54238 | N64516 | OP | [27 empty] | N | [24 empty] | OP OP: OP; OV LN: CF; OV OV: SN; NA CE: NA |  |  | N
2007 | 15296 | 2491 | 001 | OP | ST | ST | ST | 0.1 | 0.3 | 0.25 | PB | SU | NP | NV | NV | NV | 1977 | 1977 | 1977 | MS |  |  | MS |  |  | MS | [5 empty] | N | 6 | 1977 |  |  | 6600 | 0 | 1260 | 8000 | 0 |  | NG | RFO | [6 empty] | FF |  |  | 88.3 | 88 | 1515000 |  | N | OP | FR | OT |  | NA | FW | NC |  |  | N
2007 | 15298 | 6076 | 2 | OP | FD | FD | FD | 0.1 | 1.2 | 0.7 | PB | DP | NP | OT | TH | TH | 1976 | 1976 | 1976 | MS |  |  | MS |  |  | MS |  |  |  | NC |  | D | 8 | 1976 |  |  | 2520 | 197.9 | 0 | 0 | 0 |  | SUB | [7 empty] | TF | CF |  | 86.1 | 86.1 | 855000 | D | N | OP | LN |  |  | CE | CE | NC |  |  | N
2007 | 15300 | 52176 | HRSG1 | OP | [63 empty] | N | bar: OV LN
2007 | 15321 | 1317 | 5 | OP | [27 empty] | N | [35 empty] | N | bar: OV LN
2007 | 20546 | 1382 | H1 | OP | ST | ST | FD | 0.21 | 5.2 | 0.5 | PB | DP | NP | TH | DA | YR | 1978 | 1980 | 1997 | MS |  |  | MS |  |  | LN |  |  | IF | CU |  | N | 6 | 1973 |  |  | 1160 | 70 | 0 | 0 | 0 |  | BIT | PC | [6 empty] | FF |  |  | 87.9 | 89.3 | 321500 | W | N | OP | LN | SR |  | RS | RS | NC |  |  | Y |  |  |  | Y | Y |  |  | Y
2007 | 5416 | 2727 | 3 | OP | ST | ST | ST | 0.18 | 2.3 | 1.8 | PB | DP | NP | DA | DA | DA | 1986 | 1999 | 2000 | MS |  |  | MS |  |  | MS |  |  | SS | IF |  | N | 5 | 1969 |  |  | 4210 | 207.8 | 0 | 0 | 0 |  | BIT | [7 empty] | TF |  |  | 90.1 | 90.4 | 1026441 | D | N | OP | LN | OV | SR | CE | CE | NC |  |  | Y |  |  |  | Y | Y |  | Y | Y
2007 | 5416 | 2732 | 9 | OP | ST | ST | ST | 0.12 | 2.3 | 1.8 | PB | DP | NP | DA | DA | DA | 1986 | 1999 | 2000 | MS |  |  | MS |  |  | MS |  |  | SS |  |  | N | 8 | 1954 |  |  | 1000 | 52 | 0 | 0 | 0 |  | BIT | [7 empty] | TF |  |  | 89.2 | 89.9 | 267797 | D | N | OP | LN | OV | SN | CE | CE | SS |  |  | Y |  |  |  | Y
2007 | 17828 | 963 | 31 | OP | ST | ST | NA | 0.1 | 6 |  | PB | DP |  | TH | TH |  | 1987 | 1968 |  | MS |  |  | MS | [5 empty] | IF |  |  | N | 6 | 1968 | 12 | 2018 | 690 | 41 | 0 | 0 | 0 |  | BIT | [7 empty] | CY |  |  | 88 | 88 | 175000 | W | N | OZ | SR |  |  | NA | BW | NC |  |  | Y |  |  |  | Y | Y |  |  | Y
2007 | 17828 | 963 | 33 | OP | ST | ST | ST | 0.1 | 1.2 | 0.7 | PB | DP | NP | NV | TH | NV | 1978 | 1983 | 1978 | MS |  |  | MS |  |  | MS |  |  | IF |  |  | D | 6 | 1978 | 12 | 2028 | 1365 | 95 | 0 | 0 | 0 |  | BIT | [7 empty] | TF |  |  | 87 | 88 | 424000 | W | N | OZ | SR |  |  | NA | CE | NC |  |  | Y |  |  |  | Y | Y |  |  | Y
2007 | 12492 | 10745 | 10HR82 | OP | ST | ST | ST | 0.75 | 3.91 | 24.9 | PH | DH | NH | OH | OH | DA | 1990 | 1990 | 1990 | MS |  |  | MS |  |  | MS |  |  | NC |  |  | Db | 1 | 1990 |  |  | 539 |  | 0 | 245 | 0 | 605 | NG | [7 empty] | DB |  |  |  |  | 540000 |  | N | OP | LN |  |  | CN | CE | NC |  |  | N
2007 | 21025 | 50611 | 031 | OP | [63 empty] | Y |  | Y |  |  |  | Y | bar: LN LN
2007 | 21048 | 1866 | 8 | OP | [27 empty] | N | [24 empty] | OP OP: OP; LN LN: CF; CE CE: NA |  |  | Y |  | Y
2007 | 17650 | 55965 | 6B | OP | FD | FD | FD | 0.01 | 0.01 | 0.013 | PB | SU | NP | DT | OT | MO | 2002 | 2002 | 2002 | MS |  |  | MS |  |  | MS |  |  | NC |  |  | Db | 6 | 2002 |  |  | 156 |  | 0 | 290.1 | 0 |  | NG | [7 empty] | DB |  |  | 93 | 92 | 932.4 |  | N | OP | SR |  |  | NA | VO | NC |  |  | N
2007 | 11249 | 1364 | 3 | OP | FD | LO | FD | 20 | 1.2 | 0.5 | OP | DP | NP | SM | TH | YR | 1978 | 1985 | 1978 | MS |  |  | MS |  |  | MS |  |  | NC |  |  | D | 8 | 1978 |  |  | 3144 | 189.8 | 0 | 0 | 0 |  | BIT | [7 empty] | OF |  |  | 88.7 | 89.2 | 1430000 | D | N | OP | LN |  |  | BW | BW | NC |  |  | Y |  |  |  | Y | Y |  |  | Y
2007 | 12258 | 10883 | PSG2 | OP | [52 empty] | OP OP: OP; LN LN: LN; CE CE: DB |  |  | N
2007 | 55867 | 10208 | 10 | OP | FD | FD | FD | 0.03 | 250 | 400 | PC | DM | NM | NS | NS | NS | 1984 | 1984 | 1984 | MS |  |  | MS |  |  | MS |  |  | NC |  |  | N | 6 | 1972 |  |  | 565 |  | 67.1 | 0 | 3 |  | BLQ | RFO | NG | [5 empty] | SF |  |  | 70 | 68.5 | 878700 | N N: N; LN LN: NA; CE CE: BW |  |  | Y |  |  |  | Y
2007 | 19724 | 52048 | 7 | OP | [27 empty] | N | [35 empty] | N | bar: LN LN
2007 | 5511 | 2480 | 1 | OP | ST | ST | ST | 0.1 | 1 | 0.25 | PB | SU | NP | NV | NV | DA | 1972 | 1972 | 1995 | MS |  |  | MS |  |  | MS |  |  | NC |  |  | N | 12 | 1951 |  |  | 500 | 0 | 112 | 680 | 0 |  | RFO | NG | [6 empty] | TF |  |  | 88.4 | 89 | 114000 | D D: D; N N: N; LN LN: NA; CE CE: CE; NC SS: NC |  |  | N
2007 | 19436 | 2104 | 3 | OP | ST | ST | FD | 0.12 | 2.3 | 0.5 | PB | DP | NP | NS | TH | YR | 1982 | 1979 | 1996 | MS |  |  | MS |  |  | MS |  |  | SS |  |  | N | 1 | 1959 |  |  | 1850 | 127.5 | 0 | 1070 | 0 |  | SUB | NG | [6 empty] | FF |  |  | 88.8 | 90.4 | 693288 | D | N | OP | LN | OV |  | AC | FW | NC |  |  | N
2007 | 19450 | 50150 | 6 HRSG | OP | [63 empty] | N | bar: LN LN
2007 | 19517 | 50729 | R1BLR | OP | [63 empty] | N | bar: LN LN
2007 | 4062 | 2843 | 9 | OP | ST | ST | St | 0.1 | 5.6 |  | PB | DP | OT | DT | OT | YR | 1976 | 2001 | 2000 | MS |  |  | MS |  |  | MS | [5 empty] | N | 11 | 1955 |  |  | 900 | 42.9 | 0 | 0 | 0 |  | BIT | [7 empty] | FF |  |  | 86.5 | 87.5 | 131500 | D | N | OP | LN |  |  | RS | RS |  |  |  | N
2007 | 5352 | 50152 | HRSGW | [53 empty] | OP OP: OP; LN LN: LN; CE CE: JZ |  |  | N
2007 | 54784 | 10495 | 7 | OP | ST | ST | ST | 0.2 | 176.4 | 378 | OP | DH | NH | SM | TH | DA | 1990 | 1990 | 1990 | MS |  |  | MS |  |  | MS |  |  | NC |  |  | Da | 12 | 1990 |  |  | 460 | 415 | 0 | 0 | 0 |  | BIT | WDS | TDF | [5 empty] | FB |  |  | 86.7 | 80 | 114000 | D | Y | OP | CF |  |  | NA | PR | NC |  |  | N
2007 | 12307 | 50101 | RB2 | OP | [27 empty] | N | [35 empty] | N | bar: LN LN; CE CE
2007 | 5519 | 50627 | HRSG | OP | [52 empty] | OP OP: OP; LN LN: OT; CE CE: NA |  |  | N
2007 | 5543 | 10788 | BLR15 | OP | [27 empty] | N | [35 empty] | N | bar: LN LN
2007 | 18020 | 50743 | 3 | OP | [27 empty] | N | [35 empty] | N | bar: LN LN
2007 | 18041 | 981 | 4 | OP | ST | ST | FD | 0.1 | 1.2 | 0.86 | PB | DP | NP | OH | MO | OT | 1980 | 1980 | 1994 | MS |  |  | MS |  |  | MS |  |  | SS |  |  | N | 5 | 1962 | 12 | 2028 | 2200 | 124 | 0 | 0 | 0 |  | SUB | [7 empty] | CY |  |  | 89 | 90 | 470000 | W | Y | OZ | OV |  |  | NA | BW |  |  |  | N
2007 | 18147 | 50813 | RB1 | OP | [27 empty] | N | [35 empty] | N | bar: LN LN
2007 | 55937 | 3459 | 4 | OP | ST | ST | St | 0.1 | 440 | 0.1 | PB | DM | NP | NV | YR | DA | 1974 | 1974 | 2003 | MS |  |  | MS |  |  | MS |  |  | NC |  |  | N | 8 | 1974 |  |  | 4035 |  |  | 5100 |  |  | NG | [7 empty] | OF |  |  | 85.6 | 85.4 | 906300 |  | N | OP | FR | BF |  | NA | BW | NC |  |  | N
2007 | 54702 | 56350 | HRSG 2 | OP |  |  | LO |  |  | 5 |  |  | NM |  |  | DA |  |  | 2007 | [6 empty] | MS | [5 empty] | Db | 6 | 2007 | 6 | 2033 | 342 | [5 empty] | NG | [7 empty] | DB |  |  | 98 | 49 |  |  | Y | OP | LN | SR |  | GE | DL |  |  |  | N
2007 | 3452 | 10213 | HRSG5 | [53 empty] | OP OP: OP; LN LN: LN; OV OV: SR; CE CE: CN |  |  | N
2007 | 924 | 55340 | HRSG1 | OP | FD | FD | FD | 0.021 | 0.002 | 3.5 | PB | DP | NM | PS | OT | TH | 2007 | 2007 | 2007 | MS |  |  | MS |  |  | MS | [6 empty] | 8 | 2007 | [8 empty] | NG | [7 empty] | DB | [5 empty] | OP OP: OP; LN LN: LN; OV OV: SR; CE CE: SW; CE CE: AI |  |  | N
2007 | 20558 | 50473 | C
2007 | 6844 | 55480 | HRSG 3 | OP | ST | ST | St | 22.06 | 36.17 | 106.25 | PH | DH | NH | OH | OH | OH | 2003 | 2003 | 2003 | MS |  |  | MS |  |  | MS |  |  | NC |  |  | Db | 6 | 2003 | 4 | 2034 | 764.9 |  |  | 764.9 |  | 2085.8 | NG | [7 empty] | DB |  |  | 48.1 | 44.2 | 770304 |  | N | OP | LN |  |  | GE | AL | NC |  |  | N
2007 | 11208 | 408 | 7 | OP | ST | FD | St | 0.01 | 150 | 2.5 | PC | OT | NM | FT | YR | OH | 2004 | 2004 | 2004 | MS |  |  | MS |  |  | MS |  |  | NC |  |  | Db | 7 | 2004 |  |  | 535 | 0 | 0 | 175 | 0 | 841 | NG | [7 empty] | DB |  |  |  |  | 770000 |  | N | OP | LN | SR |  | GR | AL | NC |  |  | N
2007 | 6090 | 50625 | 18 | RE | ST | ST | ST | 30 | 0.32 | 71.2 | OP | DC | NH | SM | OT | OH | 1996 | 1997 | 2001 | MS |  |  | MS |  |  | MS |  |  | NC |  |  | N | 6 | 1957 | 2 | 2005 | 250 | 0 | 0 | 250 | 0 |  | OG | NG | [6 empty] | FF |  |  | 81.9 | 78.6 | 500000 |  | N | RE | FR | OV | OT | NA | CE | NC |  |  | N
2007 | 6090 | 50625 | 22 | RE | ST | ST | ST | 79.76 | 19.43 | 159.52 | PH | DH | NH | OH | OH | OH | 2007 | 2007 | 2007 | MS |  |  | MS |  |  | MS |  |  | NC |  |  | Da | 6 | 1976 | 10 | 2007 | 600 | 0 | 0 | 600 | 0 |  | OG | NG | [6 empty] | TF |  |  | 85 | 83.2 | 600000 |  | N | OP | FR | OV |  | NA | CE | NC |  |  | N
2007 | 54745 | 10425 | 3PB | OP | [63 empty] | N | bar: FR
2007 | 54745 | 10425 | BRKBLR | OP | [53 empty] | RE: OP; FR: SN; NA: NA |  |  | N
2007 | 9324 | 988 | U1 | OP | FD | ST | St | 0.09 | 1.2 |  | PB | DP | OT | DT | MO | YR | 1977 | 1977 | 2000 | MS |  |  | MS |  |  | MS |  |  | SS |  |  | N | 3 | 1951 |  |  | 930 | 57.5 | 0 | 0 | 0 |  | BIT | [7 empty] | VF |  |  | 88.8 | 88.9 | 269200 | D | N | OP | LN |  |  | BW | BW | NC |  |  | N
2007 | 9324 | 988 | U4 | OP | FD | ST | St | 0.1 | 5.24 |  | PB | DP | OT | DT | MO | YR | 1977 | 1977 | 2000 | MS |  |  | MS |  |  | MS |  |  | SS |  |  | N | 7 | 1964 |  |  | 3840 | 232 | 0 | 0 | 0 |  | SUB | [7 empty] | CY |  |  | 90.1 | 90.1 | 952800 | W | N | OP | OT |  |  | BW | BW | NC |  |  | N
2007 | 55965 | 10234 | 2 | SB | [27 empty] | N | [35 empty] | N | bar: FR
2007 | 55965 | 54857 | B22 | OP | [27 empty] | N | [35 empty] | N | bar: FR
2007 | 55965 | 54857 | B24 | OP | [27 empty] | N | [25 empty] | RE: OP; FR: OV; NA: NA |  |  | N
2007 | 54796 | 55380 | 4 A | OP | LO | LO | LO | 0.02 | 3 | 3.5 | PB | DH | NM | TH | DA | MO | 2003 | 2003 | 2003 | MS |  |  | MS |  |  | MS |  |  | NC |  |  | Da | 6 | 2003 |  |  | 704 |  | 0 | 284 | 282 |  | NG | [7 empty] | DB |  |  |  |  | 145000 |  | N | OP | LN | SR |  | GR | OT | NC |  |  | N
2007 | 19365 | 50482 | B2 | OP | [27 empty] | N | [35 empty] | N | bar: FR
2007 | 19365 | 50483 | B2 | OP | [27 empty] | N | [35 empty] | Y | [6 empty] | Y | bar: FR
2007 | 4922 | 2850 | 3 | OP | ST | ST | NA | 0.1 | 3.16 |  | PB | DP |  | PS | MO |  | 1983 | 1976 |  | MS |  |  | MS | [5 empty] | SS |  |  | N | 5 | 1972 |  |  | 4400 | 250 | 0 | 0 | 0 |  | BIT | [7 empty] | OF |  |  | 89.9 | 90.1 | 1210400 | D | N | OP | LN | SR |  | EG | BW | IF |  |  | N
2007 | 7570 | 6030 | 2 | OP | ST | ST | ST | 0.1 | 6336 | 5104 | PB | DH | NH | PS | TH | YR | 1981 | 1981 | 1981 | MS |  |  | MS |  |  | MS |  |  | IF |  |  | D | 7 | 1981 |  |  | 3764 | 420 | 0 | 0 | 0 |  | LIG | [7 empty] | TF |  |  | 80.5 | 80.5 | 2310000 | D | N | OP | OV | LN |  | FW | CE | NC |  |  | N
2007 | 8543 | 1979 | 3 | OP | [27 empty] | N | [35 empty] | N | bar: FR; NA
2007 | 12384 | 886 | 19 | OP | ST | ST | FD | 0.1 | 1.8 | 0.4 | PB | DP | NP | OH | OH | YR | 1980 | 1980 | 2000 | MS |  |  | MS |  |  | MS | LN |  |  |  |  | N | 3 | 1959 |  |  | 2200 | 139 | 0 | 2600 | 0 |  | SUB | [7 empty] | TF |  |  | 89 | 89 | 464000 | D | N | OP | LN |  |  | CE | CE |  |  |  | N
2007 | 50085 | 10062 | BLR1 | OP | [27 empty] | N | [25 empty] | RE: SB; FR: SN; OV: LN; NA: JZ |  |  | Y | Y | Y | Y |  |  | Y
2007 | 55771 | 50254 | 2PB | OP | [27 empty] | N | [35 empty] | N | bar: FR
2007 | 195 | 3 | 4 | OP | ST | ST | FD | 0.12 | 1.8 | 0.4 | PB | DP | NP | PS | DA | OT | 1975 | 1975 | 2000 | MS |  |  | MS |  |  | MS |  |  | SS |  |  | N | 12 | 1969 | 12 | 2029 | 2568 | 138.5 | 0 | 0 | 0 |  | BIT | [7 empty] | TF |  |  | 89 | 90 | 590000 | D | N | OP | LN | OV | SN | AL | CE | SS |  |  | N
2007 | 6151 | 1973 | 4 | SB | [27 empty] | N | [35 empty] | N | bar: NA LN; NA AL
2007 | 10000 | 2079 | 5A | OP | FD | FD | ST | 0.018 | 0.12 | 0.08 | PB | DP | NP | PS | MO | MO | 2001 | 2001 | 2001 | MS |  |  | MS |  |  | MS |  |  | NC |  |  | Da | 6 | 2001 |  |  | 3990 | 330.4 | 0 | 3681.6 | 0 |  | SUB | NG | [6 empty] | OF |  |  | 88.7 | 87.4 | 1172100 | D | N | OP | LN | OV | SR | BW | BW | NC |  |  | N
2007 | 10005 | 1240 | 2 | OP | ST | ST | NA | 0.14 | 3 |  | PB | DP |  | PS | TH |  | 1971 | 1971 |  | MS |  |  | MS | [5 empty] | NC |  |  | N | 6 | 1967 |  |  | 2700 | 0 | 440 | 3930 | 0 |  | RFO | NG | [6 empty] | FF |  |  | 85 | 86 | 665780 | N: N; NA LN: NA; NA BW: RS; NA NC: NC |  |  | N
2007 | 11249 | 1364 | 4 | OP | FD | LO | FD | 20 | 1.2 | 0.5 | OP | DP | NP | SM | TH | YR | 1982 | 1982 | 1982 | MS |  |  | MS |  |  | MS |  |  | NC |  |  | D | 9 | 1982 |  |  | 3660 | 224.1 | 0 | 0 | 0 |  | BIT | [7 empty] | OF |  |  | 88.7 | 89.2 | 1840000 | D | N | OP | LN |  |  | BW | BW | NC |  |  | Y |  |  |  | Y | Y |  |  | Y
2007 | 49942 | 50561 | 0001 | OP | ST | ST | St | 0.016 | 0.00066 | 85.9 | PB | SB | NM | PS | PS | TH | 1991 | 1991 | 1991 |  |  |  | MS |  |  | MS | [5 empty] | Db | 4 | 1991 |  |  | 566 |  | 0 | 413 | 0 | 683 | NG | [7 empty] | DB |  |  | 98 | 98 | 872616 | N: N; OP: OP; NA LN: LN; NA BW: GR; NA BW: NT |  |  | N
2007 | 49942 | 50561 | 0002 | OP | ST | ST | St | 0.016 | 0.00066 | 85.9 | PB | SB | NM | PS | PS | TH | 1991 | 1991 | 1991 |  |  |  | MS |  |  | MS | [5 empty] | Db | 4 | 1991 |  |  | 566 |  | 0 | 413 | 0 | 683 | NG | [7 empty] | DB |  |  | 98 | 98 | 8726163 | N: N; OP: OP; NA LN: LN; NA BW: GR; NA BW: NT |  |  | N
2007 | 2838 | 55327 | HRSG1 | OP | ST | ST | ST | 28.3 | 28.2 | 3.5 | PH | DH | NM | TH | OH | TH | 2002 | 2002 | 2002 | MS |  |  | MS |  |  | MS |  |  | OT |  |  | Da | 6 | 2002 |  |  | 850 |  | 0 | 378 | 0 | 972 | NG | [7 empty] | DB | [6 empty] | N | OP | LN | SR |  | FN | NT | OT |  |  | N
2007 | 29122 | 55293 | HRSG 2 | OP | FD | NA | FD | 0.01 |  | 0.01 | PB |  | NP | NS |  | TH | 2003 |  | 2003 | MS | [5 empty] | MS | [5 empty] | Da | 6 | 2003 | 6 | 2033 | 850 | 0 | 0 | 376.2 | 0 |  | NG | [7 empty] | DB | [5 empty] | N: N; OP: OP; NA LN: SR; NA BW: NA; NA BW: NT |  |  | N
2007 | 29122 | 55293 | HRSG 3 | OP | FD | NA | FD | 0.01 |  | 0.01 | PB |  | NP | NS |  | TH | 2003 |  | 2003 | MS | [5 empty] | MS | [5 empty] | Da | 6 | 2003 | 6 | 2033 | 850 | 0 | 0 | 376.2 | 0 |  | NG | [7 empty] | DB | [5 empty] | N: N; OP: OP; NA LN: SR; NA BW: NA; NA BW: NT |  |  | N
2007 | 12435 | 4146 | B2 | OP | [63 empty] | Y |  |  |  | Y | bar: NA LN
2007 | 12436 | 10328 | BLR1 | OP | [52 empty] | OP: OP; NA LN: LN; NA OV: OV; NA SR: SN; NA BW: AC |  |  | Y |  | Y
2007 | 12631 | 228 | 10 | OP | LO | LO | LO | 0.15 | 300 | 175 | PC | DP | NM | NV | OH | OH | 1970 | 1974 | 1995 | MS |  |  | MS |  |  | MS |  |  | NC |  |  | N | 8 | 1964 |  |  | 2160 | 0 | 495 | 3400 | 0 |  | NG | [7 empty] | OF |  |  | 84.6 | 84 | 510000 |  | N | OP | OV | FR | LN | JZ | BW | NC |  |  | N
2007 | 12631 | 271 | 7 | OP | LO | LO | LO | 0.15 | 300 | 175 | PC | DP | NM | NV | OH | OH | 1972 | 1974 | 1995 | MS |  |  | MS |  |  | MS |  |  | NC |  |  | N | 12 | 1972 |  |  | 5360 | 0 | 1039.2 | 6670 | 0 |  | NG | [7 empty] | TF |  |  | 85.1 | 85.1 | 1145000 |  | N | OP | FR | LA |  | NA | CE | NC |  |  | N
2007 | 12628 | 1571 | 1 | OP | ST | ST | ST | 0.03 | 3.5 | 0.5 | PC | DP | NP | DT | WO | YR | 1981 | 1978 | 2000 | MS |  |  | MS |  |  | MS |  |  | NC |  |  | N | 8 | 1964 |  |  | 2500 | 115.5 | 0 | 0 | 0 |  | SC | DFO | [6 empty] | OF |  |  | 91 | 91 | 637822 | D | N | OP | LN | OV |  | RS | BW | IF |  |  | N
2007 | 12628 | 1571 | 2 | OP | ST | ST | ST | 0.03 | 3.5 | 0.5 | PC | DP | NP | DT | WO | YR | 1981 | 1978 | 2000 | MS |  |  | MS |  |  | MS |  |  | NC |  |  | N | 3 | 1965 |  |  | 2500 | 115.5 | 0 | 0 | 0 |  | SC | DFO | [6 empty] | OF |  |  | 91 | 91 | 637822 | D | N | OP | LN | OV | SR | RS | BW | IF |  |  | N
2007 | 6035 | 3453 | 6 | OP | ST | ST | ST | 15 | 440 | 0.27 | OP | DM | NP | SM | TH | DA | 1972 | 1972 | 2001 | MS |  |  | MS |  |  | MS |  |  | NC |  |  | N | 2 | 1956 | 12 | 2022 | 1050 |  | 191.2 | 1171 | 0 |  | NG | RFO | [6 empty] | FF |  |  | 83.7 | 86.1 | 251585 |  | N | OP | BF | LN | FR | RJ | RS | ND |  |  | N
2007 | 195 | 8 | 6 | OP | ST | ST | FD | 0.12 | 4 | 0.46 | PB | DP | NP | PS | DA | OT | 1975 | 1975 | 2000 | MS |  |  | MS |  |  | MS |  |  | SS |  |  | N | 4 | 1951 | 12 | 2016 | 975 | 52 | 0 | 0 | 0 |  | BIT | [7 empty] | FF |  |  | 88.5 | 88.8 | 222200 | D | N | OP | LN |  |  | BW | CE | SS |  |  | N
2007 | 11269 | 3601 | 3 | OP | NA | FD | NA |  | 0.0006 |  |  | DP |  |  | YR |  |  | 1995 |  |  |  |  | MS | [5 empty] | IF |  |  | N | 4 | 1972 |  |  | 2169 | 0 | 562 | 3041 | 0 |  | NG | DFO | [6 empty] | TF |  |  | 86 | 86 | 793208 |  | N | OP | OV | FR |  | NA | CE | IF |  |  | N
2007 | 11292 | 3604 | 5 | OS | [27 empty] | N | [35 empty] | N | bar: LN BF
2007 | 55711 | 10446 | HTFHTR | OP | [53 empty] | OP OP: OP; LN BF: LN; RS RJ: AZ |  |  | N
2007 | 55983 | 3508 | 3 | OP | ST | NA | ST | 0.1 |  |  | PB |  | OT | WO |  | YR | 1972 |  | 2004 | MS | [5 empty] | MS | [5 empty] | N | 5 | 1971 |  |  | 2595 |  | 0 | 3895 | 0 |  | NG | [7 empty] | OF |  |  | 74.1 | 77 | 732700 |  | N N: N; LN BF: NA; RS RJ: NA; BW RS: FW |  |  | N
2007 | 19323 | 50615 | HRSG02 | OP | ST | ST | St | 10 | 1.9 | 0.2 | OP | DH | NP | TH | TH | TH | 2002 | 2002 | 2002 | MS |  |  | MS |  |  | MS |  |  | NC |  |  |  | 6 | 1989 |  |  | 291.4 |  |  | 68.5 | [10 empty] | OT |  |  |  |  | 500000 |  | N N: N; LN BF: NA; BW RS: OT; IF ND: NC |  |  | N
2007 | 49805 | 56163 | 2 | OP | ST | NA | St | 17.3 |  | 216 | PH |  | NH | DT |  | DT | 2007 |  | 2007 | MS | [5 empty] | MS | [5 empty] | N | 6 | 1945 |  |  | 350 | 15 | 0 | 0 | 0 |  | BIT | [7 empty] | FF |  |  | 85 | 69 |  | W | N | OP | LN |  |  | BW | BW |  |  |  | N
2007 | 49841 | 56191 | 1 | OP | [63 empty] | N | bar: LN BF
2007 | 14006 | 8102 | 1 | OP | ST | ST | St | 0.1 | 7.41 |  | PB | DP | OT | DT | MO | YR | 1974 | 1974 | 2000 | MS |  |  | MS |  |  | MS |  |  | NC |  |  | N | 5 | 1974 |  |  | 9775 | 543 | 0 | 0 | 0 |  | BIT | [7 empty] | OF |  |  | 88.4 | 88.4 | 2300000 | D | N | OP | LN | SR |  | RS | BW | NC |  |  | Y |  |  |  | Y | Y |  | Y
2007 | 14015 | 2876 | 4 | OP | ST | FD | FD | 0.1 | 7860 | 455 | PB | OT | OT | TH | YR | OT | 1980 | 2000 | 2004 | MS |  |  | MS |  |  | MS |  |  | SS |  |  | N | 11 | 1955 |  |  | 1336 | 77 | 0 | 0 | 0 |  | BIT | SUB | [6 empty] | FF |  |  | 88.8 | 86.5 | 400000 | W | N | OP | OV | SR |  | NA | BW | IF |  |  | N
2007 | 54787 | 52193 | HRSG 1 | OP | ST | ST | ST | 0.009 | 0.05 | 42 | PB | SU | NM | OT |  |  | 2001 | 2001 | 2001 | MS |  |  | MS |  |  | MS |  |  | RP |  |  | Db | 5 | 2000 | 5 | 2050 | 350 |  | 13.2 | 3375 | 0 | 524 | NG | [7 empty] | DB |  |  | 37.2 | 35 | 2121800 |  | N | OP | LN | OT |  | GR | GE | RP |  |  | N
2007 | 770 | 2094 | 3 | OP | ST | ST | FD | 0.12 | 9 | 0.86 | PB | DP | NP | NV | TH | FT | 1969 | 1978 | 2000 | MS |  |  | MS |  |  | MS |  |  | SS | SU | CF | N | 6 | 1969 |  |  | 2584 | 200 | 0 | 0 | 0 |  | SUB | [7 empty] | CY |  |  | 88.5 | 89.2 | 644010 | W | N | OP | OV |  |  | NA | BW | SS |  |  | N
2007 | 770 | 2098 | 2 | OP | ST | ST | NA | 0.14 | 8.6 |  | PB | DP |  | OH | TH |  | 1975 | 1978 |  | MS |  |  | MS | [5 empty] | NC |  |  | N | 6 | 1961 |  |  | 90 | 0 | 26.2 | 201 | 0 |  | NG | DFO | [6 empty] | FF |  |  | 72 | 74 | 25000 |  | N N: N; LN BF: NA; BW RS: CE |  |  | N
2007 | 49886 | 56220 | P01 | PL | ST | ST | St | [9 empty] | 2011 | 2011 | 2011 | [12 empty] | Da | 4 | 2011 |  |  |  | 0 | 0 | 0 | 0 | [12 empty] | 87 |  | 1508412 | D | N | PL | OV | SR |  | NA |  | ND |  |  | Y | Y
2007 | 49886 | 56220 | P02 | PL | ST | ST | St | [9 empty] | 2011 | 2011 | 2011 | [12 empty] | Da | 4 | 2011 |  |  |  | 0 | 0 | 0 | 0 | [12 empty] | 87 |  | 1508412 | D | N | PL | OV | SR |  | NA |  | ND |  |  | Y | Y
2007 | 55965 | 54885 | B21 | OP | [27 empty] | N | [25 empty] | OP OP: OP; LN BF: OV; RS RJ: NA |  |  | N
2007 | 22001 | 3152 | 4 | OP | ST | ST | ST | 0.1 | 4.8 | 0.5 | PB | DP | NP | NV | DA | MO | 1979 | 1979 | 1995 | MS |  |  | MS |  |  | MS |  |  | NC |  |  | N | 8 | 1953 |  |  | 1100 | 48.6 | 0 | 0 | 0 |  | BIT | SC | [6 empty] | FF |  |  | 84.2 | 89 | 298000 | D | N | OP | LN |  |  | RS | FW | IF |  |  | Y |  |  |  | Y
2007 | 11169 | 54562 | PB16 | OP | [27 empty] | N | [35 empty] | N | bar: LN BF
2007 | 11208 | 400 | 1 | OP | ST | FD | St | 0.1 | 664 | 5 | PC | OT | NM | FT | YR | OT | 1978 | 1977 | 1994 | MS |  |  | MS |  |  | MS |  |  | NC |  |  | N | 1 | 1960 |  |  | 1500 | 0 | 347 | 1862 | 0 |  | NG | RFO | [6 empty] | FF |  |  | 89 | 90 | 260000 |  | N | OP | FR | SR |  | NA | CE | NC |  |  | N
2007 | 13069 | 358 | MV3B | OP | ST | ST | St | 0.1 | 150 | 2 | PC | DP | NM | OH | OH | OH | 2005 | 2005 | 2005 | MS |  |  | MS |  |  | MS |  |  | SS |  |  | N | 12 | 2005 |  |  |  | 0 | 0 | 135 | 0 |  | NG | [7 empty] | DB |  |  |  |  | 913953 |  | N | OP | LN |  |  | JZ | FW | SS |  |  | N
2007 | 56150 | 10211 | 211 | OP | [27 empty] | N | [35 empty] | N | bar: LN BF
2007 | 56150 | 10211 | 213 | OP | [27 empty] | N | [35 empty] | N | bar: LN BF
2007 | 9454 | 10398 | A | OP | [27 empty] | N | [35 empty] | N | bar: LN BF
2007 | 56062 | 51038 | B2 | OP | [63 empty] | Y | Y | Y | bar: LN BF
2007 | 55745 | 55463 | FB2 | OP | ST | ST | ST | 0.25 | 0.2 | 0.2 | PB | DP | NP | NV | NV | NV | 2003 | 2003 | 2003 | MS |  |  | MS |  |  | MS |  |  | NC |  |  | Da | 7 | 2003 | 7 | 2033 | 328 |  | 0 | 589.9 | 0 |  | NG | [7 empty] | DB |  |  | 89.9 | 87 | 705988 |  | N | OP | LN | SR |  | FW | FW | NC |  |  | N
2007 | 55863 | 10627 | RB4 | OP | [27 empty] | N | [35 empty] | N | bar: LN BF
2007 | 22148 | 315 | 2 | OP | LO | LO | LO | 0.07 | 80 |  | PC | OT | OT | WA | NV | YR | 1976 | 1977 | 1974 | MS |  |  | MS |  |  | MS |  |  | SS |  |  | N | 2 | 1957 |  |  | 1140 | 0 | 265 | 1500 | 0 |  | NG | [7 empty] | FF |  |  | 88 | 88.1 | 271328 |  | N | OP | OV | FR | SR | NA | BW |  |  |  | N
2007 | 22148 | 315 | 4 | OP | LO | LO | LO | 0.07 | 80 |  | PC | OT | OT | WA | NV | YR | 1976 | 1977 | 1974 | MS |  |  | MS |  |  | MS |  |  | SS |  |  | N | 6 | 1962 |  |  | 2305 | 0 | 460 | 2650 | 0 |  | NG | [7 empty] | TF |  |  | 88.2 | 89.2 | 577040 |  | N | OP | FR | SR |  | NA | CE |  |  |  | N
2007 | 7801 | 641 | 2 | RE | ST | ST | NA | 0.1 | 1.98 |  | PB | DP |  | PS | NS |  | 1972 | 1972 |  | MS |  |  | MS | [5 empty] | NC |  |  | N | 6 | 1949 | 5 | 2006 | 230 | 0 | 55.6 | 320 | 0 |  | NG | DFO | [6 empty] | FF |  |  | 82 | 82 | 46684 |  | N N: N; LN BF: NA; BW RS: RS |  |  | N
2007 | 7801 | 641 | 6 | OP | ST | ST | FD | 0.1 | 2.4 | 0.5 | PB | DP | NP | PS | DA | YR | 1972 | 1972 | 2000 | MS |  |  | MS |  |  | MS |  |  | SS |  |  | N | 5 | 1970 |  |  | 2337 | 140.4 | 0 | 3200 | 0 |  | BIT | NG | [6 empty] | FF |  |  | 89 | 90 | 765680 | D | N | OP | LN | SN |  | RI | FW | IF |  |  | N
2007 | 7801 | 643 | 1 | OP | ST | ST | FD | 0.1 | 2.1 | 0.4 | PB | DP | NP | PS | DA | YR | 1972 | 1972 | 2000 | MS |  |  | MS |  |  | MS |  |  | SS |  |  | N | 6 | 1965 |  |  | 1075 | 73.8 | 0 | 0 | 0 |  | BIT | [7 empty] | TF |  |  | 89 | 90 | 434062 | D | N | OP | OT |  |  | NA | CE | NC |  |  | N
2007 | 50102 | 54763 | PB3 | OP | [63 empty] | N | bar: LN BF
2007 | 50102 | 54763 | R3 | OP | [54 empty] | OP | LA | LN | OV | BW |  |  |  |  | N
2007 | 9628 | 10377 | 2A | OP | ST | ST | ST | 0.03 | 1.52 | 0.6 | PB | DP | NP | NS | NS | MO | 1987 | 1987 | 1987 | MS |  |  | MS |  |  | MS |  |  | NC |  |  | Db | 12 | 1987 | 12 | 2027 | 158 | 8.1 | 0 | 0 | 0 |  | BIT | [7 empty] | SS |  |  | 85.1 | 86.9 | 38054 | D | Y | OP | OV |  |  | NA | FW | NC |  |  | Y |  | Y
2007 | 14232 | 6098 | 1 | OP | ST | ST | FD | 0.26 | 3 | 0.86 | PB | DP | NP | PS | TH | YR | 1975 | 1975 | 2000 | MS |  |  | MS |  |  | MS |  |  | SS |  |  | N | 5 | 1975 | 5 | 2020 | 3250 | 316 | 0 | 0 | 0 |  | SUB | [7 empty] | CY |  |  | 81.6 | 81.9 | 962850 | W | N | OP | OV |  |  | IH | BW | NC |  |  | N
2007 | 14246 | 2003 | 5 | SC | [63 empty] | N | bar: LN BF
2007 | 195 | 26 | 5 | OP | ST | ST | FD | 0.12 | 3.8 | 0.45 | PB | DP | NP | PS | DA | OT | 1975 | 1975 | 1996 | MS |  |  | MS |  |  | MS |  |  | SS |  |  | N | 8 | 1974 | 12 | 2034 | 6351 | 374.7 | 0 | 0 | 0 |  | SC | [7 empty] | TF |  |  | 89 | 90 | 2365000 | D | N | OP | LN | OV |  | NE | CE |  |  |  | N
2007 | 195 | 6002 | 4 | OP | LO | LO | LO | 0.03 | 1.2 | 0.1 | PB | DP | NP | PS | TH | MO | 2007 | 1991 | 2008 | MS |  |  | MS |  |  | MS |  |  | SS |  |  | D | 3 | 1991 | 12 | 2051 | 4672 | 318 | 0 | 0 | 0 |  | SUB | [7 empty] | OF |  |  | 87.3 | 87.9 | 1402670 | D | N | OP | LN | SR |  | BW | BW | IF |  |  | N
2007 | 13337 | 6077 | 2 | OP | ST | ST | ST | 0.1 | 1.2 | 0.7 | PB | DP | NP | TH | TH | TH | 1986 | 1982 | 1982 | MS |  |  | MS |  |  | MS |  |  | NC |  |  | D | 1 | 1982 |  |  | 4700 | 403 | 0 | 0 | 0 |  | SUB | [7 empty] | OF |  |  | 85.4 | 85.7 | 1278454 | D | N | OP | LN |  |  | BW | BW | NC |  |  | N
2007 | 10005 | 1242 | 2 | OP | ST | ST | NA | 0.15 | 3 |  | PB | DP |  | PS | TH |  | 1971 | 1971 |  | MS |  |  | MS | [5 empty] | NC |  |  | N | 2 | 1954 |  |  | 625 | 0 | 138.3 | 966 | 0 |  | RFO | NG | [6 empty] | FF |  |  | 83 | 84 | 159000 |  | N N: N; LN BF: NA; BW RS: FW; IF ND: NC |  |  | N
2007 | 55711 | 10439 | 3U100 | OP | [53 empty] | OP OP: OP; LN BF: LN; RS RJ: MI |  |  | N
2007 | 9686 | 10202 | 4REC | OP | [27 empty] | N |  |  |  |  | 500 | [5 empty] | BLQ | RFO | [6 empty] | OT |  |  | 65 | 65 | [12 empty] | N | bar: LN BF
2007 | 12258 | 10883 | GTHSG1 | OP | [53 empty] | OP OP: OP; LN BF: SR; RS RJ: NA |  |  | N
2007 | 772 | 10866 | 9 | OP | [27 empty] | N | [35 empty] | N | bar: LN BF
2007 | 803 | 117 | CC5A | OP | LO | LO | LO | 70.1 | 1 | 0.2 | PH | DH | NP | TH | OH | TH | 2003 | 2003 | 2003 | MS |  |  | MS |  |  | MS | LN |  |  |  |  | Db | 6 | 2003 | 6 | 2053 | 429 | 0 | 0 | 75.4 | 0 | 1026 | NG | [7 empty] | DB |  |  | 90.5 | 87.4 | 703660 |  | N | OP | SR | LN |  | NA | KW |  |  |  | N
2007 | 803 | 117 | CC5B | OP | LO | LO | LO | 70.1 | 1 | 0.2 | PH | DH | NP | TH | OH | TH | 2003 | 2003 | 2003 | MS |  |  | MS |  |  | MS | [5 empty] | Db | 6 | 2003 | 6 | 2053 | 429 | 0 | 0 | 75.4 | 0 | 1026 | NG | [7 empty] | DB |  |  | 90.5 | 87.4 | 703660 |  | N | OP | SR |  |  | NA | KW |  |  |  | N
2007 | 4202 | 52188 | DB1 | OP | [27 empty] | N | [25 empty] | OP OP: RE; LN BF: OT; RS RJ: NA |  |  | N
2007 | 4222 | 54556 | BLR6 | OP | [27 empty] | N | [25 empty] | OP OP: OP; LN BF: FR; OV LN: LN; RS RJ: BW |  |  | N
2007 | 4222 | 54556 | BLR7 | OP | [53 empty] | OP OP: OP; LN BF: FR; OV LN: LN; RS RJ: NA |  |  | N
2007 | 13781 | 4005 | 1 | OP | [27 empty] | N | [25 empty] | OP OP: OP; LN BF: CF; OV LN: SN; RS RJ: NA |  |  | N
2007 | 3542 | 2832 | 8 | OP | FD | FD | FD | 0.1 | 1.2 | 0.7 | PB | DP | NP | NV | MO | NA | 1978 | 1978 | 1978 | MS |  |  | MS |  |  | MS |  |  | IF |  |  | Da | 2 | 1978 |  |  | 3800 | 228.5 | 0 | 0 | 0 |  | BIT | [7 empty] | OF |  |  | 88.3 | 87.8 | 750000 | D | N | OP | LN | OV | SR | RS | BW | NC |  |  | Y |  |  |  | Y | Y |  | Y | Y
2007 | 3599 | 992 | 15 | OP | [27 empty] | N | [35 empty] | N | bar: LN
2007 | 21463 | 1595 | 2 | OP | ST | ST | ST | 0.12 | 0.0022 | 0.28 | PB | DH | NP | PS | OT | DA | 1972 | 1995 | 1995 | MS |  |  | MS |  |  | MS |  |  | NC |  |  | N | 6 | 1949 |  |  | 210 | 0 | 57.1 | 240 | 0 |  | NG | [7 empty] | FF |  |  | 94 | 80 | 2379610 |  | N | OP | OT |  |  | NA | BW | NC |  |  | N
2007 | 21554 | 136 | 1 | OP | ST | ST | FD | 0.03 | 1.2 | 0.5 | PB | DP | NP | PS | MO | YR | 1983 | 1983 | 1983 | MS |  |  | MS |  |  | MS |  |  | NC |  |  | Da | 2 | 1984 | 1 | 2045 | 4904 | 266 | 0 | 0 | 266 |  | BIT | PC | [6 empty] | OF |  |  | 88.8 | 89 | 1600000 | D | N | OP | LN | OV |  | FW | FW | NC |  |  | Y |  |  |  | Y | Y |  | Y
2007 | 21554 | 136 | 2 | OP | ST | ST | FD | 0.03 | 1.2 | 0.5 | PB | DP | NP | PS | MO | YR | 1984 | 1984 | 1984 | MS |  |  | MS |  |  | MS |  |  | NC |  |  | Da | 12 | 1984 | 1 | 2045 | 4904 | 266 | 0 | 0 | 266 |  | BIT | PC | [6 empty] | OF |  |  | 88.8 | 89 | 1600000 | D | N | OP | LN | OV |  | FW | FW | NC |  |  | Y |  |  |  | Y | Y |  | Y
2007 | 44466 | 52130 | 36BLR | OP | [52 empty] | OP: OP; LN: FR; OV: LN; SR: OV; RS: AC |  |  | N
2007 | 3890 | 50006 | HRSG4 | OP | ST |  | St | 0.02 |  | 0.03 | PB |  | NP | PS |  | TH | 1992 |  | 1992 | MS | [5 empty] | MS | [5 empty] | Db | 4 | 1992 |  |  | 461 |  |  | 300 | 75 | 560 | NG | WO | [6 empty] | DB |  |  |  |  | 832045 | N: N; OP: OP; LN: SR; RS: NA; BW: NT |  |  | N
2007 | 55936 | 1391 | 2A | OP | ST | ST | St | 65.2 | 805.9 | 328.4 | PH | DH | NH | NV | NV | NV | 1954 | 1954 | 1954 | MS |  |  | MS |  |  | MS |  |  | SS |  |  | N | 2 | 1954 |  |  | 500 |  |  | 783.3 |  |  | NG | [7 empty] | TF |  |  | 82.5 | 82.9 | 148400 |  | N | OP | FR | LN |  | CN | CE | NC |  |  | N
2007 | 803 | 118 | 2 | OP | LO | LO | NA | 228 | 1 |  | PH | DP |  | OH | WO |  | 1979 | 1979 |  | MS |  |  | MS | [8 empty] | N | 6 | 1955 | 6 | 2020 | 900 | 0 | 200 | 1050 | 0 |  | NG | RFO | [6 empty] | TF |  |  | 83 | 83 | 370000 | N: N; LN: NA; BW: CE |  |  | N
2007 | 803 | 120 | 1 | OP | [27 empty] | N | [35 empty] | N | bar: LN
2007 | 14063 | 2956 | 2 | OP | ST | ST | NA | 20 | 0.05 |  | OP | DC |  | NV | DA |  | 1984 | 1985 |  | MS |  |  | MS | [8 empty] | N | 2 | 1973 |  |  | 3776 | 0 | 0 | 5300 | 0 |  | NG | [7 empty] | OF |  |  | 85.7 | 85.5 | 107410 | N: N; LN: NA; BW: BW |  |  | N
2007 | 3046 | 2713 | 3 | OP | ST | ST | ST | 0.11 | 2.3 | 1.8 | PB | DP | NP | PS | DA | NV | 1988 | 1977 | 1976 | MS |  |  | MS |  |  | MS |  |  | SS |  |  | N | 6 | 1972 |  |  | 3100 | 169.4 | 0 | 0 | 0 |  | BIT | [7 empty] | RF |  |  | 88.6 | 89.8 | 853600 | D | N | OP | LN | LA | OV | BW | RS | IF |  |  | Y |  |  |  | Y
2007 | 6452 | 6043 | PMR2 | OP | FD | FD | FD | 0.1 | 0.8 | 0.3 | PB | DP | NP | NV | NV | NV | 1980 | 1980 | 1980 | MS |  |  | MS |  |  | MS |  |  | NC |  | SS | D | 6 | 1981 |  |  | 5751 | 0 | 1300 | 8200 | 0 |  | RFO | NG | [6 empty] | FF |  |  | 88 | 90 | 1423000 |  | Y | OP | LN |  |  | IC | FW | NC |  |  | N
2007 | 6455 | 628 | 1 | OP | ST | ST | FD | 0.1 | 2.1 | 0.45 | PB | DP | NP | TH | NV | YR | 1975 | 1975 | 2005 | MS |  |  | MS |  |  | MS |  |  | ND |  |  | N | 10 | 1966 |  |  | 2548 | 126 | 0 | 0 | 0 |  | BIT | [7 empty] | TF |  |  | 86.7 | 86.9 | 736000 | D | N | OP | LN |  |  | AL | CE | ND |  |  | Y |  |  |  | Y
2007 | 9996 | 1294 | 3 | SC | LO | FD | NA | 20 | 516 |  | OP | OT |  | SM | NV |  | 1972 | 2000 |  | MS |  |  | MS | [5 empty] | NC |  |  | N | 3 | 1962 | 3 | 2017 | 425 | 24.5 | 0 | 612 | 0 |  | NG | [7 empty] | CY |  |  | 83.5 | 83.5 | 110100 | D: W; N N: N; NA LN: NA; BW RS: BW; BW IF: NC |  |  | N
2007 | 21773 | 50931 | BLR2 | OP | [27 empty] | N | [24 empty] | N OP: OP; NA LN: CF; NA LA: OV; NA BW: NA |  |  | N
2007 | 22001 | 3152 | 1A | OP | ST | ST | ST | 0.1 | 4.8 | 1.1 | PB | DP | NP | NV | DA | MO | 1973 | 1979 | 1995 | MS |  |  | MS |  |  | MS |  |  | NC |  |  | N | 11 | 1949 |  |  | 400 | 24 | 0 | 0 | 0 |  | BIT | SC | WC | [5 empty] | AF |  |  | 83.4 | 85.9 | 116524 | D | N | OP | LN |  |  | FW | FW | IF |  |  | Y |  | Y
2007 | 22001 | 3152 | 1B | OP | ST | ST | ST | 0.1 | 4.8 | 1.1 | PB | DP | NP | NV | DA | MO | 1973 | 1979 | 1995 | MS |  |  | MS |  |  | MS |  |  | NC |  |  | N | 11 | 1949 |  |  | 400 | 24 | 0 | 0 | 0 |  | BIT | SC | WC | [5 empty] | AF |  |  | 83.4 | 85.9 | 116524 | D | N | OP | LN |  |  | FW | FW | IF |  |  | Y |  | Y
2007 | 22001 | 3152 | 3 | OP | ST | ST | ST | 0.1 | 4.8 | 0.5 | PB | DP | NP | NV | DA | MO | 1979 | 1979 | 1995 | MS |  |  | MS |  |  | MS |  |  | NC |  |  | N | 4 | 1951 |  |  | 880 | 43 | 0 | 0 | 0 |  | BIT | SC | [6 empty] | FF |  |  | 87 | 89.2 | 252000 | D | N | OP | LN |  |  | RS | FW | IF |  |  | Y |  |  |  | Y
2007 | 15466 | 6248 | 1 | OP | ST | FD | St | 0.1 | 1.2 | 0.7 | PB | DP | NP | DT | TH | TH | 1981 | 1981 | 1981 | MS |  |  | MS |  |  | MS |  |  | NC |  |  | D | 6 | 1981 |  |  | 3684 | 329.5 | 0 | 0 | 0 |  | SUB | NG | [6 empty] | OF |  |  | 85 | 86 | 1190290 | D | N | OP | LN | OV |  | FW | FW | NC |  |  | Y |  | Y
2007 | 16553 | 54271 | HRSG1 | OP | [27 empty] | N | [24 empty] | N OP: OP; NA LN: SR; NA BW: NA |  |  | N
2007 | 7140 | 733 | 1 | OP | ST | ST | FD | 0.31 | 3 | 0.45 | PB | SU | NP | PS | NV | YR | 1972 | 1972 | 1996 | MS |  |  | MS |  |  | MS |  |  | WA | SS |  | N | 6 | 1953 |  |  | 375 | 19.7 | 0 | 0 | 0 |  | BIT | NG | [6 empty] | TF |  |  | 88.9 | 90.4 | 6633 | D: D; N N: N; NA LN: NA; BW RS: CE; BW IF: NC |  |  | N
2007 | 7140 | 733 | 2 | OP | ST | ST | FD | 0.302 | 3 | 0.45 | PB | SU | NP | PS | NV | YR | 1972 | 1972 | 1996 | MS |  |  | MS |  |  | MS |  |  | SS |  |  | N | 6 | 1961 |  |  | 375 | 19.7 | 0 | 0 | 0 |  | BIT | NG | [6 empty] | TF |  |  | 88.9 | 90.4 | 6633 | D: D; N N: N; NA LN: NA; BW RS: CE; BW IF: NC |  |  | N
2007 | 3046 | 2716 | 2 | OP | ST | ST | ST | 0.14 | 2.3 | 1.8 | PB | DP | NP | PS | DA | NV | 1988 | 1977 | 1976 | MS |  |  | MS |  |  | MS |  |  | SS |  |  | N | 6 | 1950 |  |  | 425 | 19.5 | 0 | 0 | 0 |  | BIT | [7 empty] | FF |  |  | 88 | 88 | 95500 | D: D; N N: N; NA LN: NA; BW RS: BW; BW IF: NC |  |  | Y |  |  |  | Y
2007 | 3046 | 2716 | 3 | OP | ST | ST | ST | 0.15 | 2.3 | 1.8 | PB | DP | NP | PS | DA | NV | 1988 | 1977 | 1976 | MS |  |  | MS |  |  | MS |  |  | SS |  |  | N | 8 | 1952 |  |  | 550 | 26.3 | 0 | 735 | 0 |  | BIT | [7 empty] | TF |  |  | 90 | 90 | 121000 | D: D; N N: N; NA LN: NA; BW RS: CE; BW IF: NC |  |  | Y |  |  |  | Y
2007 | 3103 | 10729 | STRBLR | OP | [27 empty] | N | [24 empty] | N OP: OP; NA LN: LN; NA BW: JZ |  |  | Y |  | Y
2007 | 1922 | 55044 | PB3 | OP | [27 empty] | N | [24 empty] | N OP: OP; NA LN: FR; NA LA: LN; NA BW: CN |  |  | N
2007 | 2172 | 3627 | 1 | OP | [27 empty] | N | [35 empty] | N | bar: NA LN
2007 | 2172 | 3627 | 3 | SB | [27 empty] | N | [35 empty] | N | bar: NA LN
2007 | 2172 | 3628 | 1 | OP | FD | ST | ST | 0.1 | 440 | 0.5 | PB | DM | NP | YR | TH | WO | 1996 | 1996 | 1972 | MS |  |  | MS |  |  | MS |  |  | NC |  |  | D | 10 | 1968 | 12 | 2030 | 750 | 0 | 171 | 936 | 0 |  | NG | [7 empty] | FF |  |  | 86 | 86 | 168700 | N N: N; NA LN: NA; BW RS: FW; BW IF: NC |  |  | N
2007 | 55936 | 1391 | 1A | OP | ST | ST | St | 65.2 | 805.9 | 328.4 | PH | DH | NH | NV | NV | NV | 1954 | 1954 | 1954 | MS |  |  | MS |  |  | MS |  |  | SS |  |  | N | 3 | 1954 |  |  | 500 |  |  | 783.3 |  |  | NG | [7 empty] | TF |  |  | 82.5 | 82.9 | 148400 |  | N | OP | FR | LN |  | CN | CE | NC |  |  | N
2007 | 14254 | 50043 | HRSG2 | OP | [52 empty] | N OP: OP; NA LN: LN; NA BW: GE |  |  | N
2007 | 15470 | 1010 | 4 | OP | LO | LO | NA | 0.1338 | 4.04 |  | PB | DP |  | NV | MO |  | 1979 | 1983 |  | MS | DB |  | MS | OT |  |  |  |  | SS |  |  | N | 1 | 1955 |  |  | 700 | 42.5 | 0 | 0 | 0 |  | BIT | [7 empty] | FF |  |  | 88.1 | 89 | 312000 | D | N | OP | LN | OV |  | RS | FW | NC |  |  | Y |  |  |  | Y
2007 | 20541 | 54529 | 0001 | OP | [27 empty] | N | [24 empty] | N OP: OP; NA LN: SN; NA BW: NA |  |  | N
2007 | 18488 | 1682 | 9 | OP | ST | ST | ST | 0.12 | 1.21 | 0.28 | PB | DP | NP | PS | YR | DA | 1979 | 1978 | 1995 | MS |  |  | MS |  |  | MS |  |  | SS |  |  | N | 9 | 1975 |  |  | 557 | 0 | 164.1 | 1020 | 0 |  | NG | RFO | [6 empty] | FF |  |  | 85 | 75 | 197000 |  | N | OP | LA | OV |  | NA | RS | NC |  |  | N
2007 | 22218 | 52072 | 3 | OP | [27 empty] | N | [35 empty] | N | bar: NA LN
2007 | 22337 | 52069 | HP6 | OP | [27 empty] | N | [24 empty] | N OP: OP; NA LN: LN; NA BW: CN |  |  | N
2007 | 7166 | 10610 | COMB | OP | [27 empty] | N | [35 empty] | Y |  |  |  | Y | bar: NA LN
2007 | 50129 | 10612 | RB2 | OP | [27 empty] | N | 10 | 1977 | [8 empty] | OBS | NG | [6 empty] | SF |  |  | 65 | 62 | 307000 | N N: N; N OP: OP; NA LN: OV; NA BW: NA; BW RS: CE |  |  | N
2007 | 18611 | 55062 | HRSG3 | OP | FD | FD | FD | 23.5 | 33.5 | 147 | PH | DH | NH | OH | OH | OH | 2000 | 2000 | 2000 | MS |  |  | MS |  |  | MS |  |  | NC |  |  | Da | 9 | 2000 |  |  | 790 |  | 399.6 | 550 |  | 1168 | NG | [7 empty] | DB |  |  |  |  | 747000 | N OP: OP; NA LN: LN; NA BW: GE; BW RS: DL; BW IF: NC |  |  | N
2007 | 14254 | 50043 | HRSG3 | OP | [52 empty] | N OP: OP; NA LN: SR; NA BW: CN |  |  | N
2007 | 14286 | 55467 | 1 | OP | ST | ST | ST | 18 | 0.01 | 4.5 | PH | DP | NM | OH | OH | OH | 2002 | 2002 | 2002 | MS |  |  | MS |  |  | MS |  |  | NC |  |  | Da | 8 | 2002 | 5 | 2012 | 568 | 0 | 0 | 234 | 0 |  | NG | [7 empty] | DB |  |  |  |  | 739859 |  | N | OP | LN | SR |  | GE | AI | NC |  |  | N
2007 | 14286 | 55467 | 3 | OP | ST | ST | ST | 18 | 0.006 | 4.5 | PH | DP | NM | OH | OH | OH | 2002 | 2002 | 2002 | MS |  |  | MS |  |  | MS |  |  | NC |  |  | Da | 8 | 2002 | 5 | 2012 | 568 | 0 | 0 | 234 | 0 |  | NG | [7 empty] | DB |  |  |  |  | 739859 |  | N | OP | LN | SR |  | GE | AI | NC |  |  | N
2007 | 11216 | 10623 | 2 | [53 empty] | N OP: OP; NA LN: FR; NA LA: LN; NA BW: JZ |  |  | N
2007 | 14298 | 55215 | HRSG4 | OP | ST | ST | ST | 21 | 2.7 | 82 | PH | DH | NH | OH | OH | OH | 2001 | 2001 | 2001 | MS |  |  | MS |  |  | MS |  |  | NC |  |  | Db | 6 | 2001 | 6 | 2020 | 600 | 0 | 0 | 230 | 0 | 1300 | NG | [7 empty] | DB |  |  | 67 | 67 | 737917 |  | N | OP | LN |  |  | CN | AI | NC |  |  | N
2007 | 16181 | 2008 | 4 | OP | [27 empty] | N | [24 empty] | N OP: OP; NA LN: LN; NA BW: RJ |  |  | N
2007 | 16183 | 2642 | 2 | OP | ST | ST | ST | 0.21 | 3.4 | 0.42 | PB | DP | NP | NV | YR | DA | 1971 | 1988 | 1995 | MS |  |  | SS |  |  | OT |  |  | SS | UP |  | N | 12 | 1950 |  |  | 430 | 23 | 44.3 | 0 | 0 |  | BIT | DFO | [6 empty] | TF |  |  | 88 | 89 | 108000 | D | N | OP | LN | SN |  | CE | CE | NC |  |  | N
2007 | 22380 | 546 | 5 | OP | ST | ST | ST | 0.14 | 0.3 | 0.25 | PB | SU | NP | OH | OH | OH | 1980 | 2003 | 1995 | MS |  |  | MS |  |  | MS |  |  | NC |  |  | N | 6 | 1954 |  |  | 575 | 27 | 150 | 840 | 0 |  | RFO | NG | [6 empty] | TF |  |  | 89 | 89 | 234000 |  | N | OP | LA |  |  | NA | CE | NC |  |  | Y |  |  |  | Y
2007 | 22380 | 546 | 6 | OP | ST | ST | ST | 0.14 | 0.3 | 0.25 | PB | SU | NP | OH | OH | OH | 1980 | 2003 | 1995 | MS |  |  | MS |  |  | MS |  |  | NC |  |  | N | 6 | 1971 |  |  | 2806 | 0 | 702 | 0 | 0 |  | RFO | [7 empty] | TF |  |  | 86 | 87 | 812000 |  | N | OP | LA | BF |  | NA | CE | NC |  |  | N
2007 | 15474 | 2965 | 1403 | SB | ST | ST | NA | 20 | 0.5 |  | OP | DC |  | SM | FM |  | 1957 | 1957 |  | MS |  |  | MS | [8 empty] | N | 1 | 1958 |  |  | 885 | 0 | 0 | 1268 | 0 |  | NG | [7 empty] | FF |  |  | 84 | 85 | 222886 | N N: N; NA LN: NA; BW RS: BW |  |  | N
2007 | 15474 | 8059 | 7251 | OP | ST | ST | NA | 20 | 0.52 |  | OP | DC |  | SM | FM |  | 1974 | 1974 |  | MS |  |  | MS | [5 empty] | NC |  |  | N | 2 | 1974 |  |  | 436.7 | 0 | 0 | 300 | 0 |  | NG | [7 empty] | DB |  |  | 89 | 89 | 564409 | N N: N; NA LN: NA; BW RS: WE; BW IF: NC |  |  | N
2007 | 54755 | 55216 | HRSG 1 | OP | [52 empty] | N OP: OP; NA LN: LN; NA BW: CN |  |  | N
2007 | 55731 | 50253 | 2C | OS | [27 empty] | N | [24 empty] | N OP: OS; NA LN: LN; NA BW: JZ |  |  | N
2007 | 142 | 10676 | 4 | OP | ST | ST | ST | 0.105 | 0.7 | 0.7 | PB | DP | NP | PS | DA | MO | 1980 | 1980 | 1994 | MS |  |  | MS |  |  | MS |  |  | NC |  |  | N | 7 | 1987 |  |  | 400 | 21.2 | 0 | 0 | 0 |  | BIT | PC | [6 empty] | FF |  |  | 84 |  | 150000 | D | N | OP | LN | OV | LA | BW | BW | NC |  |  | Y |  |  |  | Y | Y |  | Y
2007 | 4226 | 2502 | 62 | RE | ST | ST | LO | 0.1 | 0.3 | 150 | PB | SU | NM | NV | NV | NV | 1973 | 1972 | 1995 | MS |  |  | MS |  |  | BO |  |  | NC |  |  | N | 12 | 1937 | 5 | 2005 | 688 | 0 | 141.5 | 836 | 0 |  | NG | RFO | [6 empty] | TF |  |  | 81.7 | 82.2 | 183014 |  | N | RE | BF |  |  | NA | CE | NC |  |  | N
2007 | 4254 | 1695 | 1 | OP | FD | FD | FD | 0.03 | 0.05 | 0.1 | PB | SB | NP | PS | PS | DA | 2000 | 2000 | 2000 | MS |  |  | MS |  |  | MS |  |  | SS | RP |  | Da | 5 | 2000 |  |  | 600 | 0 | 0 | 770 | 0 |  | NG | [7 empty] | TF |  |  | 89.3 | 89.6 | 370000 | D | N | OP | LN |  |  | CN | CE | NC |  |  | N
2007 | 4254 | 1702 | 3 | OP | ST | ST | ST | 0.1 | 1.11 | 0.45 | PG | DP | NP | PS | MO | DA | 1971 | 1971 | 2000 | MS |  |  | MS |  |  | MS |  |  | NC |  |  | N | 6 | 1974 |  |  | 4650 | 0 | 1285.7 | 0 | 0 |  | RFO | DFO | NG | [5 empty] | FF |  |  | 89.4 | 91.1 | 1600000 |  | N | OP | LN |  |  | RS | RS | NC |  |  | N
2007 | 4254 | 1720 | 7 | OP | ST | ST | FD | 0.18 | 1.67 | 0.45 | PG | DP | NP | PS | MO | YR | 1971 | 1980 | 1997 | MS |  |  | MS |  |  | MS |  |  | NC |  |  | N | 4 | 1955 |  |  | 1050 | 63 | 0 | 0 | 0 |  | BIT | SUB | [6 empty] | TF |  |  | 89.3 | 89.6 | 340000 | D: D; N: N; LN LN: NA; JZ BW: CE; JZ NC: NC |  |  | N
2007 | 7140 | 709 | 2 | OP | ST | ST | ST | 0.24 | 3 | 0.5 | PB | SU | NP | NV | NV | MO | 1972 | 1972 | 2003 | MS |  |  | MS |  |  | MS |  |  | SS |  |  | N | 4 | 1967 |  |  | 2246 | 122.9 | 0 | 0 | 0 |  | SC | [7 empty] | OF |  |  | 89.1 | 90.1 | 600667 | D | N | OP | LN |  |  | BW | RS | SS |  |  | N
2007 | 7140 | 710 | MB2 | OP | ST | ST | St | 0.24 | 3 | 0.45 | PB | SU | NP | PS | NV | MO | 1972 | 1972 | 2003 | MS |  |  | MS |  |  | MS |  |  | SS |  |  | N | 6 | 1964 |  |  | 1734 | 94.3 | 0 | 2301 | 0 |  | BIT | NG | [6 empty] | TF |  |  | 89 | 91 | 508000 | D | N | OP | LA | LN | AA | AL | CE | SS |  |  | N
2007 | 14932 | 50976 | AAB01 | OP | ST | ST | ST | 10 | 582 | 582 | OP | DH | NH | SM | DA | DA | 1995 | 1995 | 1995 | MS |  |  | MS |  |  | MS |  |  | IF |  |  | Db | 12 | 1995 | 12 | 2025 | 2500 | 264 | 0 | 0 | 0 |  | BIT | [7 empty] | OF |  |  | 89.4 | 89.5 | 651556 | D | N | OP | SR | OV | LN | FW | FW | NC |  |  | Y |  | Y | Y |  | Y | Y
2007 | 9269 | 983 | 4 | OP | ST | FD | FD | 0.24 | 8434 | 470 | PB | OT | OT | TH | YR | OT | 1979 | 2000 | 2004 | MS |  |  | MS |  |  | MS |  |  | SS |  |  | N | 10 | 1955 |  |  | 1340 | 89 | 0 | 0 | 0 |  | SUB | BIT | [6 empty] | FF |  |  | 88.8 | 86.5 | 400000 | W | N | OP | OV | SR |  | NA | BW | IF |  |  | N
2007 | 14310 | 50397 | REC037 | OP | ST | ST | ST | 35.4 | 145 | 120 | PH | OT | OT | NS | DA | MO | 1994 | 1994 | 1994 | MS |  |  | MS |  |  | MS |  |  | NC |  |  | Db | 12 | 1993 |  |  | 431 | 0 | 300 | 0 | 0 |  | BLQ | [7 empty] | FF |  |  | 82.5 |  | 106900 |  | N | OP | SC |  |  | NA | AL | NC |  |  | N
2007 | 14328 | 246 | 2 | OP | LO | LO | NA | 0.2 | 1000 |  | PC | DM |  | NV | NV |  | 1971 | 1972 |  | MS |  |  | MS | [5 empty] | NC |  |  | N | 12 | 1958 | 12 | 2009 | 556 | 0 | 101 | 612 | 0 |  | NG | RFO | [6 empty] | FF |  |  | 84.6 | 84.3 | 141900 | N N: N; LA SR: NA; CE FW: RS; SS NC: NC |  |  | N
2007 | 15726 | 10560 | RB6 | OP | [63 empty] | N | bar: LA SR
2007 | 19365 | 50483 | B7 | OP | [63 empty] | N | bar: LA SR
2007 | 19436 | 2103 | 1 | OP | ST | ST | FD | 0.12 | 4.8 | 0.45 | PB | DP | NP | NS | DA | YR | 1984 | 1979 | 1996 | MS |  |  | MS |  |  | MS |  |  | SS |  |  | N | 6 | 1970 |  |  | 4284 | 330.3 | 0 | 0 | 0 |  | SUB | [7 empty] | TF | CF |  | 85.2 | 85.8 | 1318525 | D | N | OP | LN | OV |  | CE | CE | NC |  |  | N
2007 | 3989 | 493 | 2 | OP | [27 empty] | N | [35 empty] | N | bar: LA SR
2007 | 3335 | 55537 | 7 | RE | [27 empty] | N |  |  | 10 | 2005 | [31 empty] | N | bar: LA SR
2007 | 13922 | 548 | 1 | OP | ST | ST | ST | 40 | 0.3 | 0.25 | OP | SU | NP | SM | NV | DA | 1960 | 1960 | 1960 | MS |  |  | MS |  |  | MS |  |  | NC |  |  | N | 6 | 1960 |  |  | 1200 | 0 | 240 | 0 | 0 |  | RFO | [7 empty] | TF |  |  | 87 | 87 | 488000 |  | N | OP | LA | SN | LN | IH | CE |  |  |  | N
2007 | 13923 | 2594 | 5 | OP | ST | ST | ST | 0.1 | 1.5 | 0.25 | PB | SU | NP | NV | DA | DA | 1976 | 1976 | 1998 | MS |  |  | MS |  |  | MS | [5 empty] | N | 2 | 1976 |  |  | 6300 | 0 | 1255 | 0 | 0 |  | RFO | [7 empty] | FF |  |  | 90.3 | 89.3 | 1412000 |  | N | OP | OV | LA | FR | NA | FW |  |  |  | N
2007 | 6526 | 2866 | 3 | OP | ST | ST | ST | 0.1 | 2.91 | 0.46 | PB | DP | NP | PS | MO | YR | 1982 | 1979 | 2000 | MS |  |  | MS |  |  | MS |  |  | NC |  |  | N | 7 | 1961 |  |  | 1250 | 75 | 0 | 0 | 0 |  | BIT | SUB | [6 empty] | FF |  |  | 88.9 | 89.8 | 350087 | D | N | OP | LN | OV | SN | RJ | FW | NC |  |  | N
2007 | 14354 | 6165 | 3 | OP | ST | ST | ST | 0.02 | 0.12 | 0.46 | PB | DP | NP | PS | MO | YR | 1983 | 1983 | 1988 | MS |  |  | MS |  |  | MS |  |  | NC |  |  | Da | 6 | 1983 |  |  | 3341 | 184.5 | 0 | 0 | 0 |  | BIT | [7 empty] | OF |  |  | 88.7 | 89.2 | 945000 | D | N | OP | LN |  |  | BW | BW | NC |  |  | Y |  | Y |  |  | Y
2007 | 14354 | 8066 | BW74 | OP | ST | ST | ST | 0.1 | 0.2 | 0.7 | PB | DP | NP | WO | WO | TH | 1979 | 1979 | 1979 | MS |  |  | MS |  |  | MS |  |  | NC |  |  | D | 11 | 1979 |  |  | 3980 | 256 | 0 | 0 | 0 |  | SUB | [7 empty] | TF | CF |  | 88.4 | 88.5 | 931000 | D | N | OP | OV |  |  | NA | CE | NC |  |  | Y |  |  |  | Y | Y
2007 | 16899 | 50837 | UNIT3 | OP | [27 empty] | N | [24 empty] | OP: OP; LN: SN; RJ: NA |  |  | N
2007 | 20237 | 54207 | 2 | OP | [27 empty] | N | [35 empty] | N | bar: LN
2007 | 3258 | 1218 | 2 | OP | [52 empty] | OP: OP; LN: LN; RJ: RJ |  |  | Y |  |  |  | Y
2007 | 3265 | 1400 | 2 | OP | ST | ST | St | 4.05 | 2000 | 148.2 | PH | DM | NH | NV | TH | NS | 2006 | 2006 | 2006 | MS |  |  | MS |  |  | MS |  |  | NC |  |  | N | 5 | 1956 |  |  | 385 | 0 | 0 | 528 | 0 |  | NG | [7 empty] | FF |  |  | 85 | 85 | 90500 | N: N; LN: NA; FW: RS; NC: NC |  |  | N
2007 | 3265 | 1400 | 3 | OP | ST | ST | St | 144 | 2000 | 2232 | PH | DM | NH | NV | TH | NS | 2006 | 2006 | 2006 | MS |  |  | MS |  |  | MS |  |  | NC |  |  | N | 3 | 1971 |  |  | 2431 | 0 | 0 | 3408 | 0 |  | NG | DFO | [6 empty] | OF |  |  | 85 | 83 | 647000 | N: N; LN: NA; FW: BW; NC: NC |  |  | N
2007 | 3265 | 6190 | 1 | OP | ST | ST | ST | 204 | 2000 | 1410 | PH | DM | NH | NS | TH | NS | 2006 | 2006 | 2006 | MS |  |  | MS |  |  | MS |  |  | NC |  |  | N | 6 | 1975 |  |  | 3033 | 0 | 660 | 4165 | 0 |  | NG | DFO | [6 empty] | OF |  |  | 85.3 | 84.6 | 742200 |  | N | OP | OV | FR | LN | BW | BW | NC |  |  | N
2007 | 733 | 3938 | 11 | OP | FD | FD | St | 0.05 | 4195 |  | PB | DH | OT | DT | DA | YR | 1979 | 1976 | 2000 | MS |  |  | MS |  |  | MS |  |  | NC |  |  | N | 1 | 1950 |  |  | 930 | 60.5 | 0 | 0 | 0 |  | BIT | [7 empty] | VF |  |  | 89 | 89.2 | 236691 | D | N | OP | LN |  |  | BW | BW | NC |  |  | N
2007 | 733 | 3938 | 31 | OP | FD | FD | St | 0.05 | 4195 |  | PB | DH | OT | DT | DA | YR | 1979 | 1976 | 2000 | MS |  |  | MS |  |  | MS |  |  | NC |  |  | N | 8 | 1951 |  |  | 930 | 60.5 | 0 | 0 | 0 |  | BIT | [7 empty] | VF |  |  | 89 | 89.2 | 236691 | D | N | OP | LN |  |  | BW | BW | NC |  |  | N
2007 | 3542 | 2832 | 5-1 | OP | ST | ST | NA | 0.1 | 5 |  | PB | DP |  | NV | MO |  | 1977 | 1979 |  | MS |  |  | MS | [5 empty] | NC |  |  | D | 12 | 1949 |  |  | 375 | 22.5 | 0 | 0 | 0 |  | BIT | [7 empty] | VF |  |  | 85 | 86.2 | 90000 | D | N |  | NA |  |  | NA | BW | NC |  |  | N
2007 | 2053 | 54216 | AOW2 | OP | [27 empty] | N | [25 empty] | OP: OP; OV: LN; FR: OV; BW: NA |  |  | N
2007 | 2053 | 54216 | AOW4 | OP | [27 empty] | N | [25 empty] | OP: OP; OV: LN; FR: OV; BW: NA |  |  | N
2007 | 2430 | 10683 | HR2 | OP | [53 empty] | OP: OP; OV: LN; BW: CN |  |  | N
2007 | 2442 | 6243 | 1 | OP | NA | NA | FD |  |  | 0.2 |  |  | NP |  |  | TH |  |  | 1978 | [6 empty] | MS | [5 empty] | D | 4 | 1978 | 12 | 2038 | 775 | 0 | 175 | 1009 | 0 |  | NG | [7 empty] | FF |  |  | 85.6 | 85 | 199116 |  | N | OP | OV | OT |  | NA | BW |  |  |  | N
2007 | 5517 | 891 | 2 | OP | ST | ST | NA | 0.1 | 1 |  | PB | DP |  | OH | OH |  | 1972 | 1972 |  | MS |  |  | MS | [5 empty] | US |  |  | N | 8 | 1947 |  |  | 285 | 17.4 | 56 | 0 | 0 |  | RFO | DFO | [6 empty] | TF |  |  | 85 | 85 | 66300 | D | N: N; OV: NA; BW: CE; NC: NC |  |  | N
2007 | 15473 | 2450 | 3 | OP | LO | LO | LO | 0.05 | 0.34 | 0.3 | PB | DP | NP | TH | TH | TH | 1973 | 1973 | 1973 | MS |  |  | MS |  |  | MS |  |  | NC |  |  | N | 8 | 1962 |  |  | 650 | 0 | 0 | 800 | 0 |  | NG | [7 empty] | FF |  |  | 83 | 85 | 190000 |  | N: N; OV: NA; BW: BW; NC: NC |  |  | N
2007 | 19781 | 50772 | B1 | OP | [27 empty] | N | [25 empty] | OP: OP; OV: OV; BW: NA |  |  | N
2007 | 3593 | 55076 | AA002 | OP | ST | FD | FD | 0.015 | 0.25 | 0.2 | PB | DP | NP | DA | DA | DA | 2002 | 2002 | 2002 | MS |  |  | MS |  |  | MS |  |  | CF | OT |  | Da | 3 | 2002 | 3 | 2032 | 3161 | 209.5 | 0 | 271.5 | 0 |  | LIG | [7 empty] | FB |  |  | 82.4 |  | 933008 | D | N | OP | CF |  |  | NA | AL |  |  |  | Y |  | Y |  |  |  | Y
2007 | 19099 | 3845 | BW21 | OP | LO | LO | LO | 0.01 | 250 | 0.3 | PC | DM | NP | OH | OH | YR | 1974 | 2003 | 2003 | MS |  |  | MS |  |  | MS |  |  | IF |  |  | N | 12 | 1972 |  |  | 5168 | 420 | 0 | 0 | 0 |  | SUB | [7 empty] | TF |  |  | 85.5 | 86.8 | 1442982 | D | N | OP | LN | OV |  | AL | CE | NC |  |  | Y |  |  |  | Y | Y
2007 | 54796 | 55380 | 1 A | OP | LO | LO | LO | 0.02 | 3 | 3.5 | PB | DH | NM | TH | DA | MO | 2003 | 2003 | 2003 | MS |  |  | MS |  |  | MS |  |  | NC |  |  | Da | 1 | 2003 |  |  | 704 |  | 0 | 284 | 282 |  | NG | [7 empty] | DB |  |  |  |  | 145000 |  | N | OP | LN | SR |  | GR | OT | NC |  |  | N
2007 | 20404 | 3517 | 7 | RE | [27 empty] | N | [35 empty] | N | bar: OV
2007 | 20404 | 3521 | 4 | RE | [27 empty] | N | [35 empty] | N | bar: OV
2007 | 20404 | 3524 | 3 | RE | ST | ST | NA | 79 | 440 |  | PH | DM |  | OH | TH |  | 1959 | 1959 |  | MS |  |  | MS | [5 empty] | NC |  |  | N | 4 | 1959 |  |  | 350 | 0 | 78 | 462 | 0 |  | NG | [7 empty] | FF |  |  | 84 | 83 | 85333 |  | N: N; OV: NA; BW: BW |  |  | N
2007 | 20404 | 4938 | 2 | SC | FD | FD | FD | 0.1 | 0.8 | 0.2 | PB | DP | NP | OH | OH | OH | 1977 | 1977 | 1977 | MS |  |  | MS |  |  | MS |  |  | NC |  |  | D | 7 | 1977 |  |  | 1389 | 0 | 322 | 1783 | 0 |  | NG | RFO | [6 empty] | FF |  |  | 86.2 | 86.5 | 473680 |  | N | SC | FR |  |  | NA | RS |  |  |  | N
2007 | 22484 | 356 | 5 | OP | LO | LO | LO | 0.1 | 80 | 240 | PC | OT | NM | FT | NV | FT | 1976 | 1977 | 1974 | BO |  |  | MS |  |  | MS |  |  | CF |  |  | N | 10 | 1954 |  |  | 1254 | 0 | 280 | 1630 | 0 |  | NG | [7 empty] | FF |  |  | 86 | 86 | 1535000 |  | N | OP | BF | SR | FR | NA | BW |  |  |  | N
2007 | 22500 | 1248 | 2 | SB | ST | ST | NA | 0.16 | 3 |  | PB | DP |  | PS | TH |  | 1971 | 1971 |  | MS |  |  | MS | [5 empty] | NC |  |  | N | 6 | 1950 |  |  | 270 | 0 | 56.2 | 363.7 | 0 |  | NG | RFO | [6 empty] | FF |  |  | 81 | 84 | 57756 |  | N: N; OV: NA; BW: CE; NC: NC |  |  | N
2007 | 55789 | 10700 | BLR1 | OP | [53 empty] | OP: OP; OV: AA; BW: NA |  |  | N
2007 | 11241 | 1402 | 3 | OP | ST | ST | ST | 20 | 2000 | 0.05 | OP | DM | NO | SM | NV | YR | 1969 | 1969 | 1969 | MS |  |  | MS |  |  | MS |  |  | ND |  |  | N | 3 | 1969 |  |  | 3980 | 0 | 925.9 | 5400 | 0 |  | NG | [7 empty] | OF |  |  | 85 | 85.7 | 933000 |  | N: N; OV: NA; BW: FW; NC: NC | ND |  | N
2007 | 49979 | 3439 | 2 | OP | ST | ST | NA | 15 | 440 |  | OP | DM |  | SM | TH |  | 1989 | 1992 |  | MS |  |  | MS | [5 empty] | NC |  |  | N | 5 | 1955 |  |  | 300 |  | 67 | 374 | 0 |  | NG | [7 empty] | FF |  |  | 83 | 84 | 71000 |  | N: N; OV: NA; BW: BW |  |  | N
2007 | 54907 | 3440 | 2 | RE | NA | NA | NA | [21 empty] | NC |  |  | N | 3 | 1956 | 7 | 2007 | 630 |  | 130 | 834 | 0 |  | NG | [7 empty] | FF |  |  | 84 | 84 | 138000 |  | N: N; OV: NA; BW: BW |  |  | N
2007 | 49979 | 3441 | 5 | SC | NA | NA | NA | [24 empty] | N | 6 | 1949 |  |  | 300 |  | 0 | 376 | 0 |  | NG | [7 empty] | FF |  |  | 82.7 | 82.7 | 70898 |  | N: N; OV: NA; BW: BW |  |  | N
2007 | 49979 | 3441 | 6 | SC | NA | NA | NA | [24 empty] | N | 5 | 1965 |  |  | 1100 |  | 261 | 1505 | 0 |  | NG | [7 empty] | OF |  |  | 85 | 85 | 301500 |  | N: N; OV: NA; BW: BW |  |  | N
2007 | 54907 | 3443 | 6 | SC | ST | ST | St |  |  |  | OP | SU | NP | SM | NV | YR | 1998 | 1998 | 2000 | [9 empty] | NC |  |  | N | 3 | 1955 |  |  | 630 |  | 0 | 834 | 0 |  | NG | [7 empty] | FF |  |  | 82 | 84 | 132000 |  | N: N; OV: NA; BW: BW |  |  | N
2007 | 16380 | 54820 | 1 | PL | [53 empty] | OP: PL; OV: SN; BW: NA |  |  | N
2007 | 19547 | 765 | 1 | OP | ST | ST | NA | 40 | 0.5 |  | OP | SU |  | SM | NV |  | 1972 | 1972 |  | MS |  |  | MS | [5 empty] | NC |  |  | N | 4 | 1963 |  |  | 610 | 0 | 122 | 0 | 0 |  | RFO | [7 empty] | RF |  |  | 89.3 | 89.7 | 163000 |  | N: N; OV: NA; BW: BW; NC: NC |  |  | N
2007 | 19547 | 765 | 4 | OP | ST | ST | NA | 40 | 0.5 |  | OP | SU |  | SM | NV |  | 1972 | 1972 |  | MS |  |  | MS | [5 empty] | NC |  |  | N | 8 | 1972 |  |  | 610 | 0 | 124 | 0 | 0 |  | RFO | [7 empty] | TF |  |  | 89.6 | 90.3 | 181000 |  | N: N; OV: NA; BW: CE; NC: NC |  |  | N
2007 | 19547 | 765 | 6 | OP | FD | FD | FD | 0.1 | 0.53 | 0.23 | PB | DP | NP | DT | TH | TH | 1989 | 1981 | 1989 | MS |  |  | MS |  |  | MS |  |  | NC |  |  | D | 3 | 1981 |  |  | 965 | 0 | 199 | 0 | 0 |  | RFO | [7 empty] | FF |  |  | 90 | 90.3 | 224000 |  | N | OP | LN | FR | OV | BW | BW | NC |  |  | N
2007 | 19547 | 766 | 6 | OP | ST | ST | NA | 40 | 0.5 |  | OP | SU |  | SM | NV |  | 1972 | 1972 |  | MS |  |  | MS | [5 empty] | NC |  |  | N | 7 | 1961 |  |  | 485 | 0 | 98 | 0 | 0 |  | RFO | [7 empty] | FF |  |  | 88.5 | 88.5 | 102000 |  | N: N; LN: NA; BW: BW; NC: NC |  |  | N
2007 | 19564 | 50366 | BLR1 | OP | [27 empty] | N | [25 empty] | OP: OP; LN: LN; BW: NC |  |  | N
2007 | 19564 | 50366 | BLR4 | OP | [27 empty] | N | [35 empty] | N | bar: LN
2007 | 19685 | 50121 | HOC | OP | [27 empty] | N | [25 empty] | OP: OP; LN: LA; BW: NA |  |  | N
2007 | 19691 | 50628 | 2B | OP | [53 empty] | OP: OP; LN: LN; FR: FR; BW: JZ |  |  | N
2007 | 22500 | 1252 | 10 | OP | ST | ST | NA | 0.16 | 3 |  | PB | DP |  | PS | TH |  | 1971 | 1971 |  | MS |  |  | MS | [5 empty] | NC |  |  | N | 4 | 1962 |  |  | 1100 | 86.7 | 286 | 1770 | 0 |  | SUB | NG | [6 empty] | TF |  |  | 88.4 | 88.8 | 552806 | D | N: N; LN: NA; BW: CE; NC: NC |  |  | Y |  |  |  | Y
2007 | 22500 | 1252 | 9 | OP | ST | ST | NA | 0.16 | 3 |  | PB | DP |  | PS | TH |  | 1971 | 1971 |  | MS |  |  | MS | [5 empty] | NC |  |  | N | 8 | 1957 |  |  | 635 | 40.4 | 133 | 826.5 | 0 | 635 | SUB | NG | [6 empty] | TF |  |  | 88.3 | 87.7 | 280528 | D | N: N; LN: NA; BW: CE; NC: NC |  |  | Y |  |  |  | Y
2007 | 14928 | 54236 | BLR5 | OP | [27 empty] | N | [25 empty] | OP: OP; LN: LN; FR: FR; BW: JZ |  |  | N
2007 | 19436 | 2103 | 3 | OP | ST | ST | FD | 0.12 | 4.8 | 0.45 | PB | DP | NP | NS | DA | YR | 1983 | 1979 | 1996 | MS |  |  | MS |  |  | MS |  |  | SS |  |  | N | 8 | 1972 |  |  | 4284 | 330.3 | 0 | 0 | 0 |  | SUB | [7 empty] | TF | CF |  | 85.2 | 85.8 | 1318525 | D | N | OP | LN | OV |  | CE | CE | NC |  |  | N
2007 | 19436 | 2104 | 2 | OP | ST | ST | FD | 0.12 | 2.3 | 0.45 | PB | DP | NP | NS | TH | YR | 1982 | 1979 | 1996 | MS |  |  | MS |  |  | MS |  |  | SS |  |  | N | 7 | 1954 |  |  | 925 | 62.4 | 0 | 1557 | 0 |  | SUB | NG | [6 empty] | TF | CF |  | 88.1 | 89.1 | 338938 | D | N | OP | LN |  |  | AL | CE | NC |  |  | N
2007 | 5610 | 50481 | 325-31 | OP | FD | FD | ST | 0.05 | 90 | 0.4 | PB | SR | NP | PS | OT | OT | 1995 | 1995 | 1995 | MS |  |  | MS |  |  | MS |  |  | NC |  |  | Db | 1 | 1995 |  |  | 600 | 33.9 | 0 | 0 | 0 |  | BIT | OG | NG | [5 empty] | OF |  |  | 88.5 |  | 160784 | D | N | OP | LN | OV |  | RS | RS | NC |  |  | N
2007 | 5610 | 50481 | 83-18 | OP | ST | ST | NA | 0.09 | 2.4 |  | PB | DP |  | OT | OH |  | 1974 | 1974 |  | MS |  |  | MS | [5 empty] | NC |  |  | N | 6 | 1947 |  |  | 150 | 9.5 | 0 | 0 | 0 |  | BIT | SLW | [6 empty] | SS |  |  | 84.9 |  | 52888 | D | N: Y; LN: NA; BW: BW; NC: NC |  |  | N
2007 | 9417 | 1058 | 4 | OP | [27 empty] | N | [25 empty] | OP: TS; LN: LN; BW: BW |  |  | N
2007 | 3370 | 55299 | HRSG2 | OP | NA | NA | ST |  |  | 3.5 |  |  | NM |  |  | TH |  |  | 2002 | [6 empty] | MS | [5 empty] | Da | 4 | 2002 |  |  | 950 | 0 | 0 | 415 | 0 | 821 | NG | [7 empty] | DB | [6 empty] | N | OP | LN | SR |  | CN | NT |  |  |  | N
2007 | 7140 | 727 | 3 | OP | ST | ST | FD | 0.24 | 3 | 0.45 | PB | SU | NP | PS | NV | YR | 1972 | 1972 | 1996 | MS |  |  | MS |  |  | MS |  |  | SS | WA |  | N | 5 | 1964 |  |  | 1075 | 59.2 | 0 | 0 | 0 |  | BIT | [7 empty] | TF |  |  | 89 | 91 | 600000 | D | N: N; LN: NA; BW: CE; NC: NC |  |  | N
2007 | 4484 | 50649 | 2 | OP | [27 empty] | N | [25 empty] | OP: OP; LN: SN; BW: NA |  |  | Y | Y
2007 | 9097 | 50656 | UNIT1 | OP | [27 empty] | N | [25 empty] | OP: OP; LN: SN; BW: NA |  |  | Y | Y
2007 | 49760 | 50657 | 1 | OP | [27 empty] | N | [26 empty] | OP | LN | OV | SN | PB |  |  |  |  | Y | Y | Y | Y |  | Y | Y
2007 | 7168 | 52175 | B1 | OP | [27 empty] | N | [35 empty] | N | bar: LN
2007 | 7209 | 54225 | 2 | OP | [27 empty] | N | [25 empty] | OP: OP; LN: LN; BW: CN |  |  | N
2007 | 7353 | 6288 | 1 | OP | [53 empty] | OP: OP; LN: LN; BW: FW |  |  | Y |  | Y |  |  | Y
2007 | 7375 | 54321 | 3B101 | OP | [53 empty] | OP: OP; LN: LA; FR: FR; BW: NA |  |  | N
2007 | 5701 | 3456 | HRSG2 | OP | ST | ST | ST | 15 | 17.3 | 188.1 | OP | DH | NH | SM | OH | OH | 1975 | 1975 | 1992 | MS |  |  | MS |  |  | MS |  |  | NC |  |  | N | 8 | 1975 |  |  | 400 | 0 | 0 | 100 | 0 |  | NG | [7 empty] | CF | DB |  | 53 |  | 250000 |  | N | OP | OT |  |  | NA | WE | NC |  |  | N
2007 | 5860 | 1239 | 40 | OP | [27 empty] | N | [25 empty] | OP: OP; LN: LA; BW: NA |  |  | N
2007 | 12341 | 1082 | 1 | OP | ST | ST | FD | 0.49 | 1.2 | 0.46 | PB | DP | NP | NV | TH | YR | 1973 | 1976 | 1997 | MS |  |  | MS |  |  | MS |  |  | NC |  |  | N | 2 | 1954 |  |  | 425 | 24.8 | 0 | 556.2 | 0 |  | SUB | [7 empty] | FF |  |  | 88.5 | 88.8 | 151209 | D | N | OP | LN |  |  | AB | BW | NC |  |  | N
2007 | 20558 | 50474 | E
2007 | 6958 | 4266 | 3 | RE | NA | NA | NA | [24 empty] | N | 6 | 1963 | 5 | 2005 | 280 | 0 | 48 | 369 | 0 |  | NG | [7 empty] | TF |  |  | 83 | 83 | 51666 |  | N: N; LN: NA; BW: CE |  |  | N
2007 | 10623 | 675 | 6 | RE | [27 empty] | N |  |  | 1 | 2003 | [31 empty] | N | bar: LN
2007 | 56155 | 1831 | 2 | OP | ST | ST | FD | 0.2 | 1.67 | 0.4 | PG | DP | NP | NV | DA | YR | 1978 | 1980 | 2000 | MS |  |  | MS |  |  |  | OT |  | SS |  |  | N | 6 | 1958 |  |  | 430 | 20.1 | 0 | 0 | 0 |  | SUB | [7 empty] | TF |  |  | 88 | 88.5 | 91200 | D | N | OP | OT |  |  | NA | CE |  |  |  | N
2007 | 56155 | 1831 | 5 | OP | ST | ST | FD | 0.2 | 1.67 | 0.46 | PG | DP | NP | NV | DA | YR | 1976 | 1980 | 2000 | MS |  |  | MS |  |  | MS |  |  | SS |  |  | N | 6 | 1968 |  |  | 675 | 31.4 | 0 | 0 | 0 |  | SUB | [7 empty] | FF |  |  | 88.4 | 88.8 | 144700 | D | N | OP | LN |  |  | BW | BW |  |  |  | N
2007 | 56155 | 1831 | 6 | OP | ST | ST | FD | 0.2 | 1.67 | 0.46 | PG | DP | NP | NV | DA | YR | 1976 | 1980 | 2000 | MS |  |  | MS |  |  | MS |  |  | SS |  |  | N | 6 | 1970 |  |  | 675 | 31.4 | 0 | 0 | 0 |  | SUB | [7 empty] | FF |  |  | 88.4 | 88.8 | 144700 | D | N | OP | LN |  |  | BW | BW |  |  |  | N
2007 | 55877 | 10485 | 2 | OP | ST | ST | ST | 0.03 | 0.01 | 0.25 | PC | SU | NP | PS | NV | PS | 1949 | 1949 | 1949 | MS |  |  | MS |  |  | MS | [5 empty] | N | 6 | 1948 |  |  | 375 |  | 103.2 | 581.9 | 0 |  | BFG | NG | RFO | [5 empty] | SF |  |  | 68.2 | 73.5 | 340000 |  | N: N; LN: NA; BW: CE |  |  | N
2007 | 55877 | 10485 | 3 | OP | ST | ST | ST | 0.03 | 0.01 | 0.25 | PC | SU | NP | PS | NV | PS | 1954 | 1954 | 1954 | MS |  |  | MS |  |  | MS |  |  | NC |  |  | N | 6 | 1953 | 6 | 2058 | 395 |  | 108.7 | 612.9 | 10972 |  | BFG | NG | RFO | [5 empty] | TF |  |  | 71.5 | 75.8 | 410000 |  | N: N; LN: NA; BW: CE; NC: NC |  |  | N
2007 | 9384 | 50245 | PB3 | OP | FD | FD | FD | 0.03 | 0.045 | 0.25 | PB | DP | NP | YR | TH | TH | 1992 | 1992 | 1992 | MS |  |  | MS |  |  | MS |  |  | ND |  |  | N | 5 | 1993 |  |  | 400 | 0 | 0 | 400 | 400 |  | WDS | [7 empty] | FB |  |  | 60 | 55 | 450 |  | N | OP | FR | CF |  | NA | TM | ND |  |  | N
2007 | 9390 | 54087 | RB02 | OP | [27 empty] | N | [35 empty] | N | bar: LN
2007 | 9303 | 50243 | 6 | SB | [27 empty] | N | [25 empty] | OP: SB; LN: LN; BW: RS |  |  | N
2007 | 13695 | 10382 | UNIT2 | OP | [27 empty] | N | [25 empty] | OP: OP; LN: OV; BW: NA |  |  | N
2007 | 14127 | 2291 | 4 | OP | ST | ST | ST | 20 | 2.5 | 0.45 | OP | DP | NP | SM | WO | YR | 1963 | 1963 | 1997 | MS |  |  | MS |  |  | MS | [5 empty] | N | 6 | 1963 |  |  | 950 | 57 | 0 | 1329 | 0 |  | SUB | [7 empty] | TF |  |  | 88 | 89 | 246000 | D | N: N; LN: NA; BW: CE; NC: NC |  |  | N
2007 | 7570 | 2824 | 10 | OP | ST | ST | ST | 0.03 | 0.6 | 0.6 | PB | DP | NP | SM | MO | MO | 1982 | 1982 | 1982 | MS |  |  | MS |  |  | MS |  |  | IF |  |  | Da | 6 | 1982 | 6 | 2027 | 440 | 42.1 | 0 | 0 | 0 |  | SUB | [7 empty] | TF |  |  | 83 | 84 | 160000 | D | N | OP | LN |  |  | CE | CE | IF |  |  | N
2007 | 11517 | 10338 | ABLR | OP | [27 empty] | N | [35 empty] | N | bar: OP to LN
2007 | 11701 | 1843 | 3 | OP | [27 empty] | N | [25 empty] | OP: OP; LN: OV; BW: NA |  |  | N
2007 | 11732 | 2144 | 5 | OP | [63 empty] | N | bar: LN
2007 | 6526 | 2835 | 10 | RE | ST | ST | ST | 0.12 | 8.2 | 0.46 | PB | DP | NP | TH | MO | YR | 1979 | 1981 | 2000 |  |  |  | MS |  |  | MS |  |  | SU | OT |  | N | 6 | 1948 | 12 | 2002 | 460 | 21.5 | 0 | 0 | 0 |  | BIT | [7 empty] | FF |  |  |  |  | 228000 | D | N: N; LN: NA; BW: BW |  |  | N
2007 | 6455 | 628 | 4 | OP | ST | ST | St | 0.1 | 1.2 | 0.5 | PB | DP | NP | TH | NV | YR | 1982 | 1982 | 2005 | MS |  |  | MS |  |  | MS |  |  | ND |  |  | D | 12 | 1982 |  |  | 4750 | 390 | 0 | 0 | 0 |  | BIT | [7 empty] | FF |  |  | 88.9 | 88.2 | 1200000 | D | N | OP | LN |  |  | BW | BW | ND |  |  | Y |  |  |  | Y
2007 | 9393 | 54096 | BLRB2 | OP | [27 empty] | N | [25 empty] | OP: OP; LN: OT; FR: LN; BW: BW |  |  | N
2007 | 54738 | 54098 | B10 | OP | [27 empty] | N | [35 empty] | N | bar: LN
2007 | 54738 | 54098 | B11 | OP | [27 empty] | N | [35 empty] | N | bar: LN
2007 | 8032 | 10373 | CB1302 | OP | [27 empty] | N | [25 empty] | OP: OP; LN: CF; BW: NA |  |  | N
2007 | 8287 | 772 | 5 | OP | [27 empty] | N | [35 empty] | N | bar: LN
2007 | 8483 | 10207 | 1 | OP | [27 empty] | N | [35 empty] | N | bar: LN
2007 | 12647 | 1893 | 2 | OP | ST | ST | FD | 0.1 | 4 | 0.46 | PB | DP | NP | OH | OH | YR | 1978 | 1969 | 2000 | MS |  |  | MS |  |  | LN |  |  | NC |  |  | N | 1 | 1960 |  |  | 500 | 250 | 0 | 0 | 0 |  | SUB | DFO | [6 empty] | FF |  |  | 84.9 | 83.5 | 155980 | D | N | OP | LN |  |  | EA | RS | NC |  |  | N
2007 | 12647 | 10686 | 5 | OP | [53 empty] | OP: OP; LN: OV; BW: NA |  |  | N
2007 | 261 | 6705 | 3 | OP | ST | ST | St | 0.228 | 5.11 | 0.38 | PB | DP | NP | NV | DA | OT | 1979 | 1989 | 2004 | MS |  |  | MS |  |  | MS |  |  | IF |  |  | N | 10 | 1965 |  |  | 1100 | 69.9 | 0 | 320 | 0 |  | BIT | NG | [6 empty] | FF |  |  | 88.1 | 88.2 | 820000 | D | N | OP | LN | OV |  | BW | BW | IF |  |  | N
2007 | 13756 | 997 | 12 | OP | ST | ST | St | 0.24 | 6 | 0.65 | PB | DP | NP | PS | OT | YR | 1981 | 1988 | 2000 | MS |  |  | MS |  |  | OV |  |  | TU | SS |  | N | 5 | 1974 |  |  | 3450 | 226 | 0 | 4410 | 0 |  | SUB | NG | [6 empty] | CY |  |  | 88.3 | 89.3 | 1783000 | W | N | OP | OV | SR |  | NA | BW | IF |  |  | N
2007 | 13781 | 1904 | 4 | OP | ST | ST | FD | 0.3 | 1.3 | 0.46 | PB | DP | OT | PS | OH | YR | 1976 | 1976 | 2000 | MS |  |  | MS |  |  | MS |  |  | NC |  |  | N | 10 | 1960 |  |  | 1250 | 80.8 | 0 | 1728 | 0 |  | SUB | NG | [6 empty] | FF |  |  | 87 | 87 | 328889 | D | N: N; LN: NA; BW: BW; NC: NC |  |  | N
2007 | 13781 | 1912 | 6 | RE | ST | ST | FD | 0.4 | 1.95 | 0.5 | PB | DP | NP | DT | OH | YR | 1971 | 1971 | 1995 | MS |  |  | MS |  |  | MS |  |  | NC |  |  | N | 5 | 1959 | 8 | 2007 | 1200 | 86 | 0 | 1620 | 0 |  | SUB | NG | [6 empty] | FF |  |  | 84.2 | 85.4 | 354468 | D | N: N; LN: NA; BW: BW |  |  | N
2007 | 473 | 10642 | 1 | OP | [27 empty] | N | [25 empty] | OP: OP; LN: SN; BW: NA |  |  | Y |  | Y | Y |  |  | Y
2007 | 473 | 10642 | 2 | OP | [27 empty] | N | [25 empty] | OP: OP; LN: SN; BW: NA |  |  | N
2007 | 772 | 10864 | 1 | OP | ST | FD | FD | 0.03 | 1.03 | 0.4 | PB | DP | NP | TH | TH | MO | 1988 | 1988 | 1988 | MS |  |  | MS |  |  | MS |  |  | NC |  |  | Db | 10 | 1988 |  |  | 477 | 32.8 | 0 | 0 | 0 |  | SUB | BIT | [6 empty] | FB |  |  | 84 | 80 | 200000 | D | N | OP | CF |  |  | NA | KL | NC |  |  | N
2007 | 4922 | 2850 | 4 | OP | ST | ST | NA | 0.1 | 3.16 |  | PB | DP |  | PS | MO |  | 1983 | 1976 |  | MS |  |  | MS | [5 empty] | SS |  |  | N | 6 | 1974 |  |  | 4400 | 250 | 0 | 0 | 0 |  | BIT | [7 empty] | OF |  |  | 89.9 | 90.1 | 1210400 | D | N | OP | LN | SR |  | BW | BW | IF |  |  | N
2007 | 4922 | 6031 | 2 | OP | ST | FD | FD | 0.1 | 1.2 | 0.7 | PB | DP | NP | PS | TH | TH | 1982 | 1982 | 1982 | MS |  |  | MS |  |  | MS |  |  | SS | IF |  | D | 6 | 1982 | 6 | 2022 | 4545 | 282.6 | 0 | 0 | 0 |  | BIT | [7 empty] | OF |  |  | 89 | 89 | 1210000 | D | N | OP | LN | SR |  | EG | BW | NC |  |  | N
2007 | 4994 | 55464 | HRSG1 | OP | ST | ST | ST | 33.9 | 31.9 | 24.3 | PH | DH | NH | NS | NS | TH | 2003 | 2003 | 2003 | MS |  |  | MS |  |  | MS |  |  | NC |  |  | Da | 6 | 2003 |  |  | 1100 | 0 | 0 | 7000 | 0 | 1827 | NG | [7 empty] | DB | [6 empty] | N | OP | LN | SR |  | CN | NT | NC |  |  | N
2007 | 4994 | 55464 | HRSG3 | OP | ST | ST | St | 33.9 | 31.9 | 24.3 | PH | DH | NH | NS | NS | TH | 2004 | 2004 | 2004 | MS |  |  | MS |  |  | MS |  |  | NC |  |  | Da | 6 | 2004 |  |  | 1100 | 0 | 0 | 7000 | 0 | 1827 | NG | [7 empty] | DB | [6 empty] | N | OP | LN | SR |  | CN | NT | NC |  |  | N
2007 | 4994 | 55464 | HRSG4 | OP | ST | ST | St | 33.9 | 31.9 | 24.3 | PH | DH | NH | NS | NS | TH | 2004 | 2004 | 2004 | MS |  |  | MS |  |  | MS |  |  | NC |  |  | Da | 6 | 2004 |  |  | 1100 | 0 | 0 | 7000 | 0 | 1827 | NG | [7 empty] | DB | [6 empty] | N | OP | LN | SR |  | CN | NT | NC |  |  | N
2007 | 5030 | 55333 | HRSG3 | OP | ST | ST | ST | 9 | 1.49 | 2.5 | PH | DH | NM | OH | OH | OH | 2002 | 2002 | 2002 | MS |  |  | MS |  |  | MS |  |  | NC |  |  | Db | 6 | 2002 |  |  | 568 | 0 | 0 | 196 | 0 | 1001 | NG | [7 empty] | DB | [6 empty] | N | OP | LN | SR |  | CN | DL | NC |  |  | N
2007 | 3807 | 10849 | BLR2 | OP | FD | FD | NA | 0.6 | 1.5 |  | PB | DP |  | SM | YR |  | 1989 | 1989 |  | MS |  |  | MS | [5 empty] | NC |  |  | N | 1 | 1963 |  |  | 575 | 32.3 | 0 | 751 | 0 |  | SUB | NG | [6 empty] | FF |  |  | 88.8 |  | 595000 | D | N: N; LN: NA; BW: BW; NC: NC |  |  | Y |  | Y
2007 | 3836 | 50736 | B1 | OP | [27 empty] | N | [25 empty] | OP: OP; LN: SN; BW: NA |  |  | N
2007 | 3901 | 10071 | 2B | OP | ST | ST | ST | 0.03 | 1.52 | 0.6 | PB | DP | NP | NS | NS | MO | 1988 | 1988 | 1988 | MS |  |  | MS |  |  | MS |  |  | NC |  |  | Db | 6 | 1988 | 6 | 2028 | 158 | 8 | 0 | 0 | 0 |  | BIT | [7 empty] | SS |  |  | 85.1 | 86.9 | 38054 | D | Y | OP | OV |  |  | NA | FW | NC |  |  | Y |  | Y
2007 | 55740 | 54081 | 3A | OP | ST | ST | ST | 0.02 | 0.13 | 0.3 | PB | DP | NP | NS | TH | MO | 1992 | 1992 | 1992 | MS |  |  | MS |  |  | MS |  |  | NC |  |  | Da | 8 | 1992 | 5 | 2032 | 275 | 13.2 | 0 | 0 | 0 |  | BIT | [7 empty] | SS |  |  | 84.5 | 86.2 | 69619 | D | Y | OP | FR |  |  | NA | CE | NC |  |  | Y |  | Y | Y
2007 | 50081 | 55611 | BOIL3 | OP | [27 empty] | N | [25 empty] | OP: OP; LN: LN; BW: CN |  |  | N
2007 | 13399 | 54350 | AUX | OP | [53 empty] | OP: OP; LN: SR; BW: NA |  |  | N
2007 | 13407 | 2324 | 2 | OP | FD | FD | FD | 0.2 | 0.55 | 0.46 | PB | DP | NP | OH | TH | YR | 1968 | 1974 | 1995 | MS |  |  | MS |  |  | MS |  |  | IF | SS |  | N | 7 | 1968 |  |  | 845 | 44.2 | 0 | 0 | 0 |  | BIT | LIG | [6 empty] | FF |  |  | 88.3 | 90 | 202000 | D | N | OP | LN | OV |  | FW | FW | NC |  |  | Y | [6 empty] | Y
2007 | 13407 | 55322 | HRSG3 | OP | LO | LO | LO | 28.25 | 4.78 | 28.95 | PH | DH | NH | OH | OH | OH | 2006 | 2006 | 2006 | MS |  |  | MS |  |  | MS |  |  | NC |  |  | Da | 3 | 2006 | 3 | 2036 | 250 | 0 | 0 | 499 | 0 | 1772 | NG | [7 empty] | DB |  |  | 38 | 38 | 800000 |  | N | CO | SR |  |  | NA | AI | NC |  |  | N
2007 | 11843 | 6056 | K4 | OP | [63 empty] | N | bar: LN
2007 | 12222 | 54802 | BB3 | OP | [27 empty] | Db | [35 empty] | N | bar: LN
2007 | 520 | 864 | 01 | OP | ST | ST | ST | 0.2 | 23000 | 0.25 | PB | DH | NP | PS | TH | OT | 1972 | 1972 | 2003 | MS |  |  | MS |  |  | MS |  |  | NC |  |  | N | 6 | 1948 |  |  | 285 | 12.5 | 0 | 0 | 0 |  | BIT | [7 empty] | TF |  |  | 85 | 85 | 67555 | D | N: N; LN: NA; BW: CE; NC: NC |  |  | N
2007 | 520 | 6017 | 1 | OP | FD | FD | ST | 0.1 | 1.2 | 0.25 | PB | DP | NP | PS | PS | OT | 1977 | 1979 | 2003 | MS |  |  | MS |  |  | MS |  |  | NC |  |  | D | 11 | 1977 |  |  | 4158 | 224 | 0 | 0 | 0 |  | SUB | [7 empty] | TF |  |  | 88 | 90 | 1155000 | D | N | OP | LN | OV |  | CE | CE | NC |  |  | N
2007 | 13478 | 1409 | 2 | OP | ST | ST | ST | 20 | 2000 | 0.05 | OP | DM | NO | SM | NV | YR | 1969 | 1969 | 1969 | MS |  |  | MS |  |  | MS | [5 empty] | N | 2 | 1963 |  |  | 1700 | 0 | 364.7 | 2186 | 0 |  | NG | [7 empty] | OF |  |  | 85 | 85.2 | 441300 |  | N: N; LN: NA; BW: RS |  |  | N
2007 | 6541 | 10554 | THB-20 | OP | ST | ST | St | 5.71 | 0.83 | 119.02 | PH | DH | NH | OH | OH | OH | 1993 | 1993 | 1993 | MS |  |  | MS |  |  | MS |  |  | SS |  |  | Db | 7 | 1993 |  |  | 365 | 0 | 0 | 327.2 | 0 | 526 | OG | [7 empty] | DB |  |  | 78 | 76 | 500000 |  | N | OP | LN |  |  | ZC | AT | NC |  |  | N
2007 | 6541 | 10554 | THB-40 | OP | ST | ST | St | 5.71 | 0.83 | 132.2 | PH | DH | NH | OH | OH | OH | 1994 | 1994 | 1994 | MS |  |  | MS |  |  | MS |  |  | SS |  |  | Db | 5 | 1994 |  |  | 365 | 0 | 0 | 98.6 | 0 | 586 | NG | [7 empty] | DB |  |  | 78 | 76 | 500000 |  | N | OP | LN |  |  | ZC | AT | NC |  |  | N
2007 | 12384 | 879 | 51 | OP | ST | ST | FD | 0.1 | 1.8 | 0.86 | PB | DP | NP | OH | OH | YR | 1980 | 1980 | 2000 | MS |  |  | MS |  |  | MS | [5 empty] | N | 5 | 1972 |  |  | 3037 | 176.5 | 0 | 0 | 0 |  | SUB | [7 empty] | CY |  |  | 89 | 89 | 774000 | W | N: N; LN: NA; BW: BW |  |  | N
2007 | 12384 | 884 | 2 | OP | ST | ST | FD | 0.1 | 1.8 | 0.86 | PB | DP | NP | OH | OH | YR | 1980 | 1980 | 2000 | MS |  |  | MS |  |  | MS | [5 empty] | N | 3 | 1955 |  |  | 1200 | 81 | 0 | 0 | 0 |  | SUB | [7 empty] | CY |  |  | 89.2 | 89.5 | 276000 | W | N: N; LN: NA; BW: BW |  |  | N
2007 | 6616 | 658 | 7 | OP | ST | ST | FD | 0.57 | 2.5 | 0.2 | PH | DH | NP | YR | ND | TH | 1979 | 1979 | 1979 | MS |  |  | MS |  |  | MS |  |  | NC |  |  | N | 6 | 1963 |  |  | 335 | 0 | 75.8 | 453.2 | 0 |  | NG | DFO | [6 empty] | FF |  |  | 82.8 | 87.9 | 87436 |  | N: N; LN: NA; BW: FW; NC: NC |  |  | N
2007 | 4254 | 1723 | 3 | OP | ST | ST | FD | 0.19 | 1.67 | 0.5 | PG | DP | NP | PS | MO | YR | 1971 | 1980 | 1997 | MS |  |  | MS |  |  | MS |  |  | NC |  |  | N | 8 | 1953 |  |  | 850 | 53.9 | 0 | 0 | 0 |  | BIT | SUB | [6 empty] | FF |  |  | 89.1 | 89.3 | 320000 | D | N | OP | LN |  |  | FW | BW | NC |  |  | N
2007 | 4252 | 593 | 3 | OP | ST | ST | ST | 59.59 | 1 | 0.38 | PH | SU | NP | OH | NV | DA | 1983 | 1983 | 2001 | MS |  |  | MS |  |  | MS |  |  | NC |  |  | N | 12 | 1957 |  |  | 575 | 27.4 | 128.3 | 757 | 0 |  | BIT | RFO | NG | [5 empty] | TF |  |  | 89.3 | 89.5 | 205000 | D | N | OP | SN |  |  | NA | CE | OT |  |  | N
2007 | 772 | 10865 | CFB5 | OP | ST | ST | FD | 0.03 | 1.2 | 0.6 | PB | DP | NP | PS | MO | MO | 1987 | 1987 | 1987 | MS |  |  | MS |  |  | MS |  |  | NC |  |  | Db | 12 | 1987 |  |  | 425 | 24.5 | 0 | 0 | 0 |  | BIT | SUB | [6 empty] | FB |  |  | 84 | 80 | 121560 | D | N | OP | CF | SN |  | NA | KL | NC |  |  | N
2007 | 2867 | 10350 | HRSG | OP | [53 empty] | OP: OP; LN: LN; FR: OT; BW: OT |  |  | N
2007 | 4405 | 55358 | FB4 | OP | ST | ST | ST | 6.8 | 1.5 | 10.7 | PH | DH | NH | NV | NV | NV | 2003 | 2003 | 2003 | MS |  |  | MS |  |  | MS |  |  | NC |  |  | Da | 5 | 2003 | 5 | 2033 | 315 | 0 | 0 | 559.1 | 0 |  | NG | [7 empty] | DB |  |  | 89.9 | 87 | 700511 |  | N | OP | LN | SR |  | JZ | FW | NC |  |  | N
2007 | 4426 | 54945 | 13 | OP | [27 empty] | N | [25 empty] | OP: OP; LN: SN; BW: NA |  |  | N
2007 | 13982 | 50661 | B | OP | [53 empty] | OP: OP; LN: OV; BW: NA |  |  | Y | Y
2007 | 4435 | 10013 | 1 | OP | [27 empty] | N | [25 empty] | OP: OP; LN: OV; BW: NA |  |  | Y | Y | Y | Y |  |  | Y
2007 | 5109 | 1740 | 3 | OP | LO | LO | NA | 0.175 | 1.67 |  | PB | DP |  | OT | OT |  | 1999 | 1999 |  | MS |  |  | MS | [5 empty] | NC |  |  | N | 10 | 1958 |  |  | 2000 | 125 | 0 | 3324 | 0 |  | BIT | NG | OG | [5 empty] | FF |  |  | 89.2 | 88.1 | 1333000 | D | N | OP | LN |  |  | MB | FW | NC |  |  | N
2007 | 6727 | 55527 | CFB2 | PL | FD | FD | FD | 0.015 | 0.25 | 0.125 | PB | DP | NP | YR | YR | YR | 2009 | 2009 | 2009 | [12 empty] | Db | 1 | 2009 | [16 empty] | FB | [6 empty] | OP: PL; LN: CF; BW: FW; BW: FW |  |  | N
2007 | 7140 | 710 | 6B | CO | [28 empty] | 6 | 2012
2007 | 6455 | 634 | 4D | PL | [28 empty] | 6 | 2009 | [23 empty] | OP: PL; LN: SR; BW: NA
2007 | 54757 | 7999 | HRSG2 | CO | ST | ST | St | 0 | 19.8 | 21.7 | PC | DH | NH | NV | OH | OH | 2008 | 2008 | 2008 | [12 empty] | Db | 5 | 2008 |  |  | 831 |  |  | 564.1 |  | 917.6 | NG | [7 empty] | DB |  |  |  |  | 760889 |  |  | CO | LN | SR |  | GE | AI |  |  |  | N
2007 | 2522 | 50466 | 2BB | OP | [27 empty] | N | [35 empty] | N | bar: LN
2007 | 6778 | 56024 | 3 | RE | [53 empty] | OP: RE; LN: LN; BW: CN |  |  | N
2007 | 554 | 1122 | 7 | OP | [53 empty] | OP: OP; LN: LA; BW: NA |  |  | N
2007 | 623 | 10430 | B9 | OP | [27 empty] | N | [35 empty] | Y |  |  |  | Y | bar: LN
2007 | 9312 | 54091 | RB2 | OP | FD | NA | NA | 0.044 |  |  | PC |  |  | SM |  |  | 1981 |  |  | MS | [11 empty] | D | 10 | 1981 |  |  | 429 |  | 142.9 | 322.7 | 70 |  | BLQ | [7 empty] | OF |  |  | 52.1 | 52.1 | 240000 |  | N: Y; LN: NA; BW: BW |  |  | N
2007 | 9382 | 54100 | N1REBO | OP | [63 empty] | N | bar: LN
2007 | 8633 | 50858 | MWC1B | OP | [53 empty] | OP: OP; LN: SN; BW: NA |  |  | Y | Y | Y | Y
2007 | 4496 | 50663 | B100 | OP | [27 empty] | N | [25 empty] | OP: OP; LN: SN; BW: NA |  |  | Y | Y | Y | Y
2007 | 4498 | 50632 | 1 | OP | [53 empty] | OP: OP; LN: OV; FR: SN; BW: NA |  |  | Y | Y | Y | Y |  | Y | Y
2007 | 4508 | 1024 | 5 | OP | [27 empty] | N | [35 empty] | N | bar: LN
2007 | 10171 | 1361 | 1 | RE | ST | ST | NA | 0.22 | 1.2 |  | PB | DP |  | DA | DA |  | 1972 | 1975 |  | MS |  |  | MS | [8 empty] | N | 10 | 1947 |  |  | 150 | 0 | 83.3 | 0 | 0 |  | DFO | [7 empty] | FF |  |  | 87 | 85 | 66000 |  | N: N; LN: NA; BW: BW |  |  | N
2007 | 10171 | 1361 | 3 | RE | ST | ST | NA | 0.22 | 1.2 |  | PB | DP |  | DA | DA |  | 1972 | 1975 |  | MS |  |  | MS | [8 empty] | N | 6 | 1948 |  |  | 150 | 0 | 83.3 | 0 | 0 |  | DFO | [7 empty] | FF |  |  | 87 | 85 | 66000 |  | N: N; LN: NA; BW: BW |  |  | N
2007 | 10285 | 55270 | HRSG2 | OP | NA | NA | ST |  |  | 0.09 |  |  | NP |  |  | MO |  |  | 2002 | [6 empty] | MS | [5 empty] | Db | 7 | 2002 | 12 | 2042 | 276 | 0 | 0 | 181.2 | 0 | 148.6 | NG | [7 empty] | DB |  |  | 78.6 | 76.8 | 326565 |  | N | OP | LA |  |  | NA | DL |  |  |  | N
2007 | 10308 | 50707 | HRSG E | OP | ST | ST | ST | 5 | 1.34 | 25 |  |  | NM | YR | YR | DA | 1994 | 1994 | 1994 | MS |  |  | MS |  |  | MS |  |  | NC |  |  | Db | 6 | 1994 | 6 | 2044 | 180 | 0 | 0 | 167 | 0 |  | NG | [7 empty] | DB |  |  | 78.6 | 76.8 | 329000 |  | N | OP | LA |  |  | NA | NT | NC |  |  | N
2007 | 65 | 50249 | 4 | RE | [27 empty] | N |  |  | 11 | 2007 | [31 empty] | N | bar: LN
2007 | 20447 | 3008 | 1 | SB | NA | NA | NA | [21 empty] | NC |  |  | N | 12 | 1964 |  |  | 458 | 0 | 0 | 467.5 | 0 |  | NG | [7 empty] | FF |  |  | 85 | 85.1 | 168000 |  | N: N; LN: NA; BW: BW; NC: NC |  |  | N
2007 | 13994 | 7917 | 8A | OP | FD | ST | FD | 0.01 | 2.5 | 3 | PB | SU | NM | TH | NS | TH | 2002 | 2002 | 2002 | MS |  |  | MS |  |  | MS |  |  | NC |  |  | Dc | 2 | 2003 | 6 | 2063 | 857 |  |  | 87.2 |  | 846 | NG | [7 empty] | DB |  |  | 32 | 34 | 257742 |  | N | OP | LN | SR |  | SW | VO | NC |  |  | N
2007 | 50006 | 10793 | BLR3 | OP | [27 empty] | N | [25 empty] | OP: OP; LN: OT; BW: NA |  |  | N
2007 | 50006 | 10795 | BLR3 | OP | [27 empty] | N | [35 empty] | N | bar: LN
2007 | 54909 | 56031 | HRSG1 | OP | ST | ST | St | 28.4 | 6.6 | 3 | PH | DH | NM | TH | TH | DA | 2006 | 2006 | 2006 | MS |  |  | MS |  |  | MS |  |  | NC |  |  | Db | 6 | 2006 |  |  | 892.5 |  | 0 | 614 | 0 |  | NG | DFO | [6 empty] | DB | [6 empty] | N | OP | LN | SR |  | GE | NT | NC |  |  | N
2007 | 9273 | 994 | 3 | OP | FD | FD | FD | 0.1 | 1.2 | 0.45 | PB | DM | OT | PS | TH | YR | 1977 | 1977 | 1995 | MS |  |  | MS |  |  | MS |  |  | IF |  |  | D | 11 | 1977 | 11 | 2037 | 4150 | 253 | 0 | 0 | 0 |  | BIT | [7 empty] | TF |  |  | 87.9 | 88.9 |  | D | N | OZ | OV | SR |  | NA | CE | NC |  |  | Y |  |  |  | Y | Y |  | Y
2007 | 9279 | 55823 | BLR1 | CN | ST | ST | St | [24 empty] | N | [35 empty] | N | bar: LN
2007 | 49968 | 10684 | BLR26 | OP | [27 empty] | N | [26 empty] | OP | LN | OV | SN | CE |  |  |  |  | N
2007 | 18611 | 55518 | 3 | OP | LO | LO | LO | 18.14 | 1.11 | 18 | PH | DH | NH | OH | OH | OH | 2003 | 2003 | 2003 |  |  |  | MS |  |  | MS | [5 empty] | Db | 4 | 2003 | 4 | 2043 | 484.8 |  | 0 | 161.5 | 0 | 922 | NG | [7 empty] | DB |  |  | 89.3 |  | 713789 |  | N: N; LN: NA; BW: AL |  |  | N
2007 | 18611 | 55334 | HRSG 2 | OP | ST | ST | ST | 0.012 | 0.001 | 4.5 | PB | DP | NP | OH | OH | OH | 2002 | 2002 | 2002 |  |  |  | MS |  |  | MS | [5 empty] | Db | 9 | 2002 | 9 | 2042 | 900 |  | 0 | 103.3 | 0 | 541 | NG | [7 empty] | DB |  |  | 86 | 86 |  |  | N | OP | SR |  |  | NA | OT |  |  |  | N
2007 | 8723 | 1830 | 5 | OP | [53 empty] | OP: OP; LN: LN; BW: GR |  |  | N
2007 | 8776 | 9864 | 8 | OP | [54 empty] | OP | FR | LA | LN | JZ |  |  |  |  | N
2007 | 18569 | 55439 | HRSG2 | OP | ST | ST | St | 16.2 | 4 | 26.7 | PH | DH | NH | NV | NV | NV | 2004 | 2004 | 2004 | MS |  |  | MS |  |  | MS |  |  | NC |  |  | Db | 5 | 2004 |  |  | 845 |  |  | 540 |  | 938 | NG | [7 empty] | DB |  |  |  |  | 762600 |  |  | OP | SR |  |  | NA | DL | NC |  |  | N
2007 | 56 | 56616 | 4PB | [55 empty] | CO | SN | CF | FR | NA |  |  |  |  | N
2007 | 10376 | 7238 | MS3B | [54 empty] | OP: OP; LN: LN; FR: SR; BW: GE |  |  | N
2007 | 10875 | 52010 | BLR3 | [54 empty] | OP: OP; LN: SN; BW: NA |  |  | Y | Y | Y | Y
2007 | 18189 | 50247 | B020 | OP | [27 empty] | N | [35 empty] | N | bar: LN
2007 | 18315 | 1336 | S-2 | OP | ST | ST | NA | 20 | 3 |  | OP | DP |  | FM | NS |  | 1973 | 1973 |  | MS |  |  | MS | [5 empty] | NC |  |  | N | 4 | 1973 |  |  | 615 | 0 | 150 | 1000 | 0 |  | NG | RFO | [6 empty] | TF |  |  | 86 | 85 | 200000 |  | N: N; LN: NA; BW: CE; NC: NC |  |  | N
2007 | 18340 | 52106 | 38 | OP | [27 empty] | N | [25 empty] | OP: OP; LN: LN; BW: JZ |  |  | N
2007 | 17650 | 7897 | 2A | OP | FD | FD | FD | 21.5 | 0.0006 | 0.013 | PH | DP | NP | DT | DT | TH | 2003 | 2003 | 2003 | MS |  |  | MS |  |  | MS |  |  | NC |  |  | Db | 6 | 2003 | 6 | 2033 | 156 |  |  | 541 |  |  | NG | [7 empty] | DB |  |  | 93 | 92 | 932.4 |  | N | OP | SR |  |  | NA | DL | NC |  |  | N
2007 | 17650 | 55821 | 25 | OP | FD | FD | FD | 0.1 | 1.5 | 3.5 | PB | OT | NM | OT | MO | TH | 2003 | 2003 | 2003 | MS |  |  | MS |  |  | MS |  |  | NC |  |  | Da | 10 | 2003 |  |  | 156 | 0 | 0 | 541 | 0 |  | NG | [7 empty] | DB |  |  | 93 | 92 | 1030000 |  | N | OP | SR |  |  | NA | DL | NC |  |  | N
2007 | 17698 | 1416 | 5A | OP | ST | ST | St | 0.6 | 2000 | 380.33 | PB | DM | NH | NV | NV | NV | 1987 | 1987 | 1977 | MS |  |  | MS |  |  | MS |  |  | NC |  |  | N | 4 | 1960 |  |  | 810 | 0 | 0 | 1056 | 0 |  | NG | [7 empty] | TF |  |  | 84.2 | 85.4 | 211000 |  | N: N; LN: NA; BW: CE; NC: NC |  |  | N
2007 | 17698 | 1417 | 1 | OP | ST | ST | St | 26.2 | 298 | 209 | PH | DH | NH | NV | NV | NV | 1977 | 1977 | 1977 | MS |  |  | MS |  |  | MS | [5 empty] | N | 7 | 1947 |  |  | 250 | 0 | 0 | 322 | 0 |  | NG | [7 empty] | FF |  |  | 82.2 | 82.5 | 58000 |  | N: N; LN: NA; BW: BW; NC: NC |  |  | N
2007 | 15452 | 6156 | NHB1 | OP | ST | ST | ST | 0.06 | 1.1 | 0.17 | PB | DP | NP | NV | NV | NV | 1975 | 2004 | 1975 | MS |  |  | MS |  |  | MS |  |  | SS |  |  | N | 8 | 1975 |  |  | 3270 | 0 | 669.2 | 1800 | 0 |  | RFO | NG | [6 empty] | TF |  |  | 89.4 | 90.5 | 732605 |  | Y | OP | LA | FR | OV | NA | CE | NC |  |  | N
2007 | 15466 | 469 | 3 | OP | ST | ST | ST | 0.1 | 1.1 | 0.6 | PB | DP | NP | DT | TH | MO | 1982 | 1994 | 1997 | MS |  |  | MS |  |  | MS |  |  | NC |  |  | N | 6 | 1962 |  |  | 1140 | 62.4 | 0 | 1900 | 0 |  | BIT | NG | SUB | [5 empty] | FF |  |  | 87.7 | 87.6 | 330000 | D | N | OP | LN | OV |  | FW | BW | NC |  |  | Y |  | Y
2007 | 15466 | 470 | 1 | OP | ST | ST | FD | 0.1 | 1.2 | 0.4 | PB | DP | NP | DT | TH | YR | 1982 | 1982 | 1997 | MS |  |  | MS |  |  | MS |  |  | NC |  |  | N | 6 | 1973 |  |  | 2534 | 214 | 0 | 0 | 0 |  | SUB | NG | [6 empty] | TF |  |  | 84.7 | 86.1 | 900225 | D | Y: N; LA: NA; CE: CE | IF |  | Y |  | Y
2007 | 16098 | 54338 | 2 | [64 empty] | N | bar: LA
2007 | 50173 | 55708 | BLR1 | PL | FD | FD | FD | 0.03 | 0.05 | 0.1 | PB | DP | NP | MO | MO | MO | 2012 | 2012 | 2012 | [12 empty] | Db | 4 | 2012 |  |  | 930 | [5 empty] | WDS | [7 empty] | FB |  |  |  |  | 85394 |  | N | PL | CF | SN |  | NA | KP | SS |  |  | N
2007 | 50111 | 1443 | 1 | OP | ST | ST | NA | 0.6 | 2000 | 0.56 | PB | DM |  | NV | TH |  | 1965 | 1965 |  | MS |  |  | MS | [5 empty] | NC |  |  | N | 4 | 1965 |  |  | 425 | 0 | 0 | 513 | 0 |  | NG | [7 empty] | FF |  |  | 84 | 85 | 80188 |  | Y: N; LA: NA; CE: BW; NC: NC |  |  | N
2007 | 17427 | 50814 | 5REC | OP | [27 empty] | N | [35 empty] | N | bar: LA
2007 | 17427 | 50814 | PB | OP | [63 empty] | N | bar: LA
2007 | 17539 | 3297 | WAT2 | OP | ST | ST | FD | 40 | 3.5 | 0.59 | OP | DM | NM | SM | DA | YR | 1978 | 1974 | 2000 | MS |  |  | MS |  |  | LN |  |  | IF | SS |  | N | 11 | 1971 |  |  | 2567 | 131.1 | 0 | 0 | 0 |  | BIT | [7 empty] | OF |  |  | 90 | 90.8 | 738933 | D | N | OP | LN | SR |  | BW | RS |  |  |  | N
2007 | 15466 | 6112 | 2 | OP | ST | ST | ST | 0.03 | 0.2 | 15 | PB | DP | NM | DT | MO | OH | 1998 | 1998 | 1998 | MS |  |  | MS |  |  | MS |  |  | NC |  |  | Da | 5 | 1998 |  |  | 690 | 0 | 0 | 447.6 | 0 | 753 | NG | [7 empty] | OT |  |  | 88.7 | 88.6 |  |  | N | OP | OT |  |  | NA | VO | NC |  |  | N
2007 | 54888 | 3464 | GBY5 | OP | ST | ST | ST | 0.1 | 150 | 0.13 | PB | DM | NP | WO | TH | DA | 1973 | 1993 | 1999 | MS |  |  | MS |  |  | MS | OV | BO | NC |  |  | N | 6 | 1973 |  |  | 3054 |  | 744 | 9676 | 0 |  | NG | [7 empty] | TF |  |  | 85 | 85 | 3442000 |  | N | OP | LA | FR |  | NA | CE | NC |  |  | N
2007 | 20847 | 1769 | 3 | OP | ST | ST | NA | 0.23 | 1.67 |  | PG | DP |  | NV | DA |  | 1982 | 1980 |  | MS |  |  | MS | [5 empty] | NC |  |  | N | 1 | 1964 |  |  | 375 | 23 | 0 | 0 | 0 |  | BIT | [7 empty] | TF |  |  | 88.7 | 89.5 | 97500 | D | N | OP | LN |  |  | AL | CE | NC |  |  | Y |  | Y
2007 | 5517 | 55131 | B4 | OP | ST | ST | ST | 43.9 | 15.6 | 4.5 | PH | DH | NM | OH | OH | OH | 2002 | 2002 | 2002 | MS |  |  | MS |  |  | MS | [5 empty] | Db | 7 | 2002 | 7 | 2032 | 677 |  | 0 | 350 | 0 | 2166 | NG | [7 empty] | DB |  |  |  |  | 800945 |  | N | OP | LN | SR |  | CN | FW |  |  |  | N
2007 | 50096 | 55318 | 2 | OP | ST | ST | NA | 0.1 | 2.75 |  | PB | DP |  | TH | NV |  | 1972 | 1972 |  | MS |  |  | MS | [5 empty] | NC |  |  | N | 9 | 1964 |  |  | 1200 | 0 | 256.7 | 1722.4 | 0 |  | RFO | NG | [6 empty] | TF |  |  | 88.9 | 88 | 313313 |  | Y: N; LA: NA; CE: CE; NC: NC |  |  | N
2007 | 14952 | 50388 | K2 | OP | [27 empty] | N | [35 empty] | N | bar: LA
2007 | 15095 | 2937 | 6 | SB | [63 empty] | N | bar: LA
2007 | 54708 | 10378 | 1A | OP | ST | ST | St | 20 | 1.47 | 0.54 | OP | SU | NP | SM | NS | MO | 1987 | 1987 | 1987 | MS |  |  | MS |  |  | MS |  |  | NC |  |  | Db | 9 | 1987 | 9 | 2027 | 170 | 8 | 0 | 0 | 0 |  | BIT | [7 empty] | SS |  |  | 84.2 | 85.9 | 56200 | D | Y | OP | OV |  |  | NA | FW | NC |  |  | N
2007 | 17043 | 2943 | 2 | OP | [27 empty] | N | [35 empty] | N | bar: LA
2007 | 17166 | 2336 | 4 | OP | ST | FD | FD | 0.022 | 15.4 | 141 | PH | DH | NH | OH | OH | OH | 2004 | 2004 | 2004 | MS |  |  | MS |  |  | MS |  |  | SS |  |  | Db | 7 | 2004 |  |  | 329 | 0 | 0 | 138.5 | 0 |  | NG | [7 empty] | DB |  |  | 79.6 | 82.2 | 400000 |  | N | OP | LN | OT |  | AT | AT |  |  |  | N
2007 | 13100 | 7946 | HRSG1 | OP |  |  | St |  |  | 3.5 |  |  | NM |  |  | MO |  |  | 2003 | [6 empty] | MS | [5 empty] | Db | 6 | 2003 |  |  | 620 |  |  | 170 |  | 1576 | NG | [7 empty] | DB |  |  | 90 |  |  |  | N | OP | LN | SR |  | GE | NT |  |  |  | N
2007 | 18642 | 1378 | 1 | OP | ST | ST | FD | 0.11 | 1.2 | 0.8 | PB | DP | NP | PS | DA | YR | 1983 | 1983 | 2000 | MS |  |  | MS |  |  | MS |  |  | IF | NC |  | N | 11 | 1963 |  |  | 4900 | 306 | 0 | 0 | 0 |  | BIT | [7 empty] | CY |  |  | 89.7 | 90.2 | 1182000 | W | N | OP | OV | SR |  | NA | BW | NC |  |  | N
2007 | 56190 | 7652 | D-2 | OP | [27 empty] | N | [35 empty] | N | bar: LA
2007 | 20508 | 50900 | 7PB | OP | [27 empty] | N | [26 empty] | OP | OV | FR | LA | NA |  |  |  |  | N
2007 | 19519 | 50732 | ETBLR1 | OP | [27 empty] | N | [35 empty] | N | bar: LA
2007 | 19519 | 50732 | ETBLR2 | OP | [27 empty] | N | [35 empty] | N | bar: LA
2007 | 18642 | 50 | 4 | OP | ST | ST | FD | 0.12 | 1.6 | 0.69 | PB | DP | NP | PS | DA | YR | 1977 | 1979 | 2000 | MS |  |  | MS |  |  | MS |  |  | ND |  |  | N | 1 | 1953 |  |  | 1000 | 51.3 | 0 | 0 | 0 |  | BIT | [7 empty] | FF |  |  | 88.7 | 89.7 | 211000 | D | N | OP | LN |  |  | EG | BW | NC |  |  | N
2007 | 18642 | 50 | 5 | OP | ST | ST | FD | 0.12 | 1.6 | 0.69 | PB | DP | NP | PS | DA | YR | 1977 | 1979 | 2000 | MS |  |  | MS |  |  | MS |  |  | ND |  |  | N | 6 | 1954 |  |  | 850 | 48.9 | 0 | 0 | 0 |  | BIT | [7 empty] | FF |  |  | 88.5 | 89 | 204000 | D | N | OP | LN |  |  | EG | BW | NC |  |  | N
2007 | 31719 | 1507 | 2 | OP | ST | ST | ST | 0.2 | 2.16 | 0.45 | PB | DP | NP | OH | OH | OH | 1983 | 1978 | 1994 | MS |  |  | MS |  |  | MS | [5 empty] | N | 3 | 1958 |  |  | 456 | 0 | 100 | 0 | 0 |  | RFO | [7 empty] | FF |  |  | 86.8 | 87.4 | 218000 |  | N | OP | LA | BF | LN | CM | FW | NC |  |  | N
2007 | 31719 | 1507 | 3 | OP | ST | ST | St | 0.2 | 2.16 | 0.18 | PB | DP | NP | OH | OH | OH | 1983 | 1978 | 1994 | MS |  |  | MS |  |  | MS | [5 empty] | N | 7 | 1965 |  |  | 840 | 0 | 189 | 0 | 0 |  | RFO | [7 empty] | TF |  |  | 87.5 | 89.3 | 440000 |  | N | OP | LA |  |  | NA | CE | NC |  |  | N
2007 | 34359 | 50969 | BLR11 | OP | [27 empty] | N | [25 empty] | OP: OP; LA: CF; CM: NA |  |  | Y |  | Y |  |  | Y
2007 | 34359 | 50969 | BLR12 | OP | [27 empty] | N | [25 empty] | OP: OP; LA: FR; BF: LN; CM: CN |  |  | N
2007 | 34359 | 50969 | BLR8 | OP | [27 empty] | N | [25 empty] | OP: OP; LA: OV; CM: NA |  |  | Y |  | Y |  |  | Y | Y
2007 | 34359 | 50969 | HRSG1 | OP | [63 empty] | N | bar: LA
2007 | 18642 | 1379 | 1 | OP | ST | ST | FD | 0.11 | 1.2 | 0.47 | PB | DP | NP | PS | DA | YR | 1981 | 1981 | 2000 | MS |  |  | MS |  |  | MS | LN | OT | NC |  |  | N | 4 | 1953 |  |  | 1000 | 58.2 | 0 | 0 | 0 |  | BIT | [7 empty] | FF |  |  | 88.3 | 89.1 | 242000 | D | N | OP | LN |  |  | BW | BW | NC |  |  | N
2007 | 18642 | 1379 | 10 | OP | ST | ST | ST | 0.03 | 1.2 | 0.6 | PB | DP | NP | PS | MO | MO | 1990 | 1990 | 1990 | MS |  |  | MS |  |  | MS | OT |  | IF | NC |  | Da | 12 | 1990 |  |  | 1000 | 65.5 | 0 | 0 | 0 |  | BIT | [7 empty] | FB |  |  | 88 |  | 313000 | D | N | OP | CF |  |  | NA | CE | NC |  |  | N
2007 | 18642 | 1379 | 4 | OP | ST | ST | FD | 0.11 | 1.2 | 0.47 | PB | DP | NP | PS | DA | YR | 1981 | 1981 | 2000 | MS |  |  | MS |  |  | MS | LN | OT | NC |  |  | N | 1 | 1954 |  |  | 1000 | 58.2 | 0 | 0 | 0 |  | BIT | [7 empty] | FF |  |  | 88.3 | 89.1 | 242000 | D | N | OP | LN |  |  | BW | BW | NC |  |  | N
2007 | 18642 | 3403 | 4 | OP | ST | ST | FD | 0.1 | 5 | 0.37 | PB | DP | NP | PS | DA | YR | 1979 | 1978 | 1996 | MS |  |  | MS |  |  | MS |  |  | TU | SS |  | N | 8 | 1959 |  |  | 1960 | 111.5 | 0 | 0 | 0 |  | SUB | [7 empty] | TF |  |  | 89.8 | 90.4 | 475000 | D | N | OP | LN |  |  | IC | CE | NC |  |  | N
2007 | 22500 | 6068 | 2 | OP | FD | FD | FD | 0.1 | 1.2 | 0.9 | PB | DP | NP | PS | TH | TH | 1980 | 1980 | 1980 | MS |  |  | MS |  |  | MS |  |  | NC |  |  | D | 5 | 1980 |  |  | 5050 | 437 | 0 | 0 | 0 |  | SUB | [7 empty] | TF |  |  | 85 | 86 | 2781000 | D | N: N; LA: NA; FW: CE; NC: NC |  |  | Y |  |  |  | Y |  |  | Y
2007 | 18642 | 3407 | 1 | OP | ST | ST | FD | 0.1 | 2.8 | 0.58 | PB | DP | NP | PS | DA | YR | 1978 | 1979 | 2000 | MS |  |  | MS |  |  | MS | OT |  | SS |  |  | N | 2 | 1954 |  |  | 1000 | 57.9 | 0 | 0 | 0 |  | BIT | [7 empty] | TF |  |  | 88.6 | 89.3 | 224000 | D | N | OZ | OT |  |  | NA | CE | NC |  |  | N
2007 | 12685 | 2051 | 1 | SB | ST | ST | NA | 0.27 | 4.8 |  | PB | DP |  | NV | NV |  | 1972 | 1972 |  | MS |  |  | MS | [5 empty] | NC |  |  | D | 12 | 1953 |  |  | 950 | 0 | 180 | 1120 | 0 |  | NG | RFO | [6 empty] | FF |  |  | 84 | 83 | 206000 |  | N: N; LA: NA; FW: FW; NC: ND |  |  | N
2007 | 40230 | 7790 | 1-1 | OP | FD | FD | FD | 0.03 | 0.1 | 0.5 | PB | DP | NP | NV | YR | YR | 1986 | 1986 | 1986 | MS |  |  | MS |  |  | MS |  |  | NC |  |  | Da | 5 | 1986 |  |  | 3150 | 230 | 0 | 0 | 0 |  | BIT | [7 empty] | OF |  |  | 85.5 | 85.2 | 822000 | D | N | OP | LN |  |  | AB | FW |  |  |  | Y |  |  |  |  | Y |  |  | Y
2007 | 40430 | 50305 | K21 | OP | [63 empty] | N | bar: LA
2007 | 56069 | 56848 | HRSG8 | [64 empty] | Y | Y |  |  |  | Y | bar: LA
2007 | 19323 | 6180 | 1 | CO | ST | ST | St | 0.04 | 1.4 | 0.08 | PB | OT | NP | YR | MO | MO | 2009 | 2009 | 2009 | OT |  |  | OT |  |  | OT |  |  | IF |  |  | Da | 10 | 2009 |  |  | 5740 | 576.4 |  |  |  |  | LIG | [7 empty] | CF |  |  | 83.7 | 82.5 | 1994482 | W | N | CO | LN | OV | SR | AL | AL | IF |  |  | Y | Y | Y |  |  |  |  | Y
2007 | 22979 | 55375 | HRSG4 | CO | FD | FD | FD | [24 empty] | Db | 5 | 2011 | 2 | 2031 | 685 |  |  |  |  | 1087.8 | NG | [7 empty] | DB | [5 empty] | CO: CO; NA LN: SR; NA AL: NA; NA AL: AL |  |  | N
2007 | 15824 | 50225 | 1SG1B | OP | [27 empty] | N | [24 empty] | CO: OP; NA LN: SN; NA AL: NA |  |  | Y | Y |  | Y | Y
2007 | 15836 | 331 | 3 | OP | LO | LO | LO | 0.1 | 500 | 7 | PC | DM | NM | FT | NV | MO | 1976 | 1977 | 2002 | MS |  |  | MS |  |  | MS |  |  | NC |  |  | N | 5 | 1963 |  |  | 2305 | 0 | 460 | 2835 | 0 |  | NG | [7 empty] | TF |  |  | 90 | 90 | 577040 |  | N | OP | LA | FR | SR | NA | CE | ND |  |  | N
2007 | 16553 | 54271 | HRSG2 | OP | [27 empty] | N | [25 empty] | OP OP: OP; SN LA: SR; NA NA: NA |  |  | N
2007 | 16572 | 143 | 4 | OS | [27 empty] | N | [35 empty] | N | bar: OP OP to SN LA; NA NA
2007 | 17698 | 6139 | 2 | OP | FD | FD | St | 0.08 | 1.1 | 0.36 | PB | DP | NP | TH | TH | MO | 1980 | 1980 | 2005 | MS |  |  | MS |  |  | MS | [5 empty] | D | 4 | 1980 |  |  | 3793 | 312.5 | 0 | 0 | 0 |  | SUB | [7 empty] | OF |  |  | 85.8 | 86.1 | 1099000 | D | N | OP | LN |  |  | BW | BW | NC |  |  | N
2007 | 20856 | 4048 | 4 | OP | [27 empty] | N | [35 empty] | N | bar: SN LA
2007 | 54888 | 3468 | SRB3 | OP | ST | ST | ST | 117 | 150 | 0.23 | PH | DM | NP | OH | TH | DA | 1976 | 1993 | 1999 | MS |  |  | MS |  |  | MS | BO |  | NC |  |  | N | 2 | 1959 |  |  | 1550 |  | 381 | 2130 |  |  | NG | [7 empty] | TF |  |  | 85 |  | 436000 |  | N | OP | LA | FR |  | NA | CE |  |  |  | N
2007 | 814 | 170 | 3 | OP | ST | ST | ST | 5.8 | 1 | 631 | PH | DH | NH | DA | DA | DA | 1990 | 1990 | 1990 | MS |  |  | MS |  |  | MS | [5 empty] | N | 6 | 1953 |  |  | 950 | 0 | 172 | 1090 | 0 |  | NG | [7 empty] | FF |  |  | 83 | 84 | 216000 |  | N: N; SN LA: NA; NA CE: FW |  |  | N
2007 | 814 | 6009 | 1 | OP | FD | FD | FD | 0.1 | 1.2 | 0.7 | PB | DP | NP | OH | TH | TH | 1980 | 1980 | 1980 | MS |  |  | MS |  |  | MS |  |  | NC |  |  | D | 8 | 1980 |  |  | 6023 | 445 | 0 | 0 | 0 |  | SUB | [7 empty] | TF |  |  | 86 | 88 | 2872984 | D | N | OP | OV | LN |  | CE | CE | NC |  |  | N
2007 | 20541 | 10503 | SG201B | OP | [27 empty] | N | [25 empty] | OP OP: OP; SN LA: OV; NA NA: NA |  |  | Y | Y |  |  | Y
2007 | 54888 | 3469 | THW2 | RE | ST | ST | ST | 117 | 150 | 0.23 | PH | DM | NP | OH | TH | DA | 1976 | 1993 | 1999 | MS |  |  | MS |  |  | MS | BO | LA | NC |  |  | N | 6 | 1960 | 12 | 2005 | 1727 |  | 421.8 | 2379.2 | 0 |  | NG | [7 empty] | TF |  |  | 86.1 |  | 214500 |  | N | RE | LA | FR |  | NA | CE | NC |  |  | N
2007 | 54888 | 3471 | WEB3 | RE | ST | ST | ST | 0.1 |  | 0.27 | PB |  | NP | WO |  | DA | 1976 |  | 1999 | [6 empty] | MS | BO | FR |  |  |  | N | 5 | 1965 | 3 | 2006 | 2500 |  | 150 | 3426 | 0 |  | NG | [7 empty] | OF |  |  | 85 | 85.7 | 628617 |  | N | SC | LA | FR |  | NA | RS |  |  |  | N
2007 | 2091 | 52031 | B01B3 | OP | [27 empty] | N | [25 empty] | OP OP: OP; SN LA: LN; SN FR: FR; NA NA: CN |  |  | N
2007 | 19526 | 50733 | TBB3 | OP | ST | ST | St | 0.037 | 0.427 |  | PB | SB | OT | DA | DA | OT | 1993 | 1991 | 2004 | MS |  |  | MS |  |  | MS |  |  | NC |  |  | N | 6 | 1948 |  |  | 265 |  | 52.7 | 4090 | 620 |  | BFG | OG | NG | [5 empty] | FF |  |  | 80.1 |  | 84084 |  | N: N; SN LA: NA; NA CE: BW; NA ND: NC |  |  | N
2007 | 14354 | 56102 | HRSG1B | OP | ST |  | St | 0.066 |  | 2.25 | PB |  | NM | DA |  | TH | 2006 |  | 2006 | MS | [5 empty] | MS | [5 empty] | Db | 3 | 2006 | 3 | 2041 | 731.1 |  |  | 3852 |  |  | NG | [7 empty] | DB |  |  | 88.8 |  | 3021000 |  | N | OP | LN | SR |  | GE | VO |  |  |  | N
2007 | 772 | 10860 | CFB1 | CO | ST | ST | St | 0.018 | 1.2 | 0.2 | PB | DP | NP | PS | MO | MO | 2009 | 2009 | 2009 | MS |  |  | MS |  |  | MS |  |  | CF | OT |  | Db | 9 | 2008 |  |  | 1200 | 80.8 |  |  |  |  | SUB | BIT | [6 empty] | FB |  |  | 84.3 |  | 340000 | D | N | CO | SN |  |  | NA | KP | CF | OT |  | Y |  | Y
2007 | 20541 | 50885 | BLR1 | OP | [27 empty] | N | [25 empty] | OP OP: OP; SN LA: SN; NA NA: NA |  |  | Y | Y | Y |  |  |  | Y | Y
2007 | 20541 | 50887 | BLR1 | OP | [27 empty] | N | [25 empty] | OP OP: OP; SN LA: SN; NA NA: NA |  |  | N
2007 | 20541 | 54033 | BLR3 | OP | [27 empty] | N | [25 empty] | OP OP: OP; SN LA: SN; NA NA: NA |  |  | N
2007 | 20541 | 54746 | 2 | OP | [27 empty] | N | [25 empty] | OP OP: OP; SN LA: SN; NA NA: NA |  |  | Y | Y
2007 | 18642 | 3407 | 9 | OP | ST | ST | FD | 0.1 | 2.8 | 0.5 | PB | DP | NP | PS | DA | YR | 1978 | 1979 | 2000 | MS |  |  | MS |  |  | MS | OT |  | SS |  |  | N | 12 | 1955 |  |  | 1280 | 76.5 | 0 | 0 | 0 |  | BIT | [7 empty] | TF |  |  | 88.6 | 89.3 | 313000 | D | N | OP | OT |  |  | NA | CE | NC |  |  | N
2007 | 19524 | 52073 | HRSG A | OP | [53 empty] | OP OP: OP; SN LA: SR; NA NA: NA |  |  | N
2007 | 19533 | 50307 | B1 | OP | [27 empty] | N | [35 empty] | N | bar: SN LA
2007 | 19537 | 50118 | HRSG8 | SB | [63 empty] | N | bar: SN LA; NA NA
2007 | 19545 | 4150 | 5 | OP | [27 empty] | N | [35 empty] | N | bar: SN LA
2007 | 19545 | 4151 | 2 | OP | [27 empty] | N | [35 empty] | N | bar: SN LA
2007 | 17235 | 3131 | 4 | OP | ST | ST | ST | 0.1 | 3.7 | 0.45 | PB | DP | NP | NV | MO | YR | 1976 | 1982 | 1996 | MS |  |  | MS |  |  | MS |  |  | SS |  |  | N | 6 | 1960 | 12 | 2034 | 1300 | 72 | 0 | 0 | 0 |  | BIT | [7 empty] | TF |  |  | 90 | 90 | 359667 | D | N | OP | LN | SN |  | CE | CE | ND |  |  | N
2007 | 17254 | 54547 | HRSG 2 | OP | FD | NA | FD | 15.9 |  | 34 | PH |  |  | OH |  | OH | 1995 |  | 1995 | MS | [5 empty] | MS | [5 empty] | Db | 9 | 1994 |  |  | 699 | 0 | 0 | 168 | 0 | 1881 | NG | [7 empty] | DB |  |  | 82 | 80 | 835378 |  | N | OP | SR | LN |  | CN | VO |  |  |  | N
2007 | 20547 | 50185 | 1RB | OS | [27 empty] | N | [35 empty] | Y |  |  |  |  | Y |  | Y | bar: SN LA
2007 | 54888 | 3460 | CBY1 | OP | FD | ST | ST | 0.1 | 0.51 | 0.25 | PB | DP | OT | NS | TH | DA | 1977 | 1994 | 1999 | MS |  |  | MS |  |  | MS | FR | BO | NC |  |  | D | 12 | 1970 |  |  | 5200 |  | 1293 | 6830 | 0 |  | NG | [7 empty] | OF |  |  | 86 |  | 1361000 |  | N | OP | OV | FR | SR | NA | BW |  |  |  | N
2007 | 54779 | 3461 | DWP9 | RE | ST | ST | ST | 104 | 150 | 0.36 | PH | DM | NP | OH | TH | DA | 1976 | 1993 | 1999 |  |  |  | MS |  |  | MS | FR | BO | NC |  |  | N | 5 | 1955 | 11 | 2005 | 1200 |  | 0 | 1691.7 | 0 |  | NG | [7 empty] | FF |  |  | 83.9 |  | 324667 |  | N | RE | LA |  |  | NA | RS |  |  |  | N
2007 | 23279 | 3182 | 77 | RE | LO | LO | NA | 0.08 | 0.6 |  | PB | DP |  | OH | OH |  | 1974 | 1974 |  | MS |  |  | MS | [5 empty] | ND |  |  | N | 12 | 1945 | 5 | 2005 | 830 | 0 | 170 | 0 | 0 |  | DFO | [7 empty] | VF |  |  | 89 | 89 | 240000 |  | N | RE | NA |  |  |  | BW | ND |  |  | N
2007 | 23693 | 335 | 4A | OP | FD | FD | FD | 11 | 0.83 | 5 | PH | DP | NM | MO | DT | DT | 1976 | 1997 | 1991 | MS |  |  | MS |  |  | MS | [5 empty] | Db | 6 | 2003 |  |  | 1638 | 0 | 0 | 2095 | 0 |  | NG | [7 empty] | FF |  |  | 85.2 | 85.4 | 16780 |  | N | OP | SR | FR | LN | TC | BW |  |  |  | N
2007 | 19547 | 764 | 16 | OP | ST | ST | NA | 40 | 0.5 |  | OP | SU |  | SM | NV |  | 1972 | 1972 |  | MS |  |  | MS | [5 empty] | NC |  |  | N | 12 | 1954 |  |  | 485 | 0 | 92 | 0 | 0 |  | RFO | [7 empty] | FF |  |  | 86.9 | 87.6 | 111000 |  | N: N; SN LA: NA; NA CE: BW; NA ND: NC |  |  | N
2007 | 40577 | 7286 | 1 | OP | ST | ST | FD | 0.1 | 9.5 | 0.46 | PB | DP | NP | NS | NS | YR | 1984 | 1984 | 2000 | MS |  |  | MS |  |  | MS |  |  | SS |  |  | N | 6 | 1951 | 10 | 2008 | 650 | 31.2 | 0 | 0 | 0 |  | BIT | NG | [6 empty] | FF |  |  | 89.2 | 85 | 300000 | D | N | OP | LN |  |  | GR | BW | NC |  |  | N
2007 | 1009 | 1961 | NEPP | OP | [53 empty] | OP OP: OP; SN LA: LN; NA NA: EL |  |  | Y |  |  |  | Y
2007 | 55903 | 50189 | 1CB | RE | ST | ST | ST | 0.2053 | 2.3 | 0.8 | PB | DP | NP | TH | TH | TH | 1965 | 1966 | 1967 |  |  |  | MS |  |  | MS |  |  | NC |  |  | N | 6 | 1965 | 5 | 2006 | 520 | 26 | 98.4 | 0 | 0 |  | BIT | [7 empty] | FF |  |  | 87 | 88.1 | 118 | D | N | RE | NA |  |  |  | RS | NC |  |  | N
2007 | 13192 | 2490 | 30 | OP | ST | ST | LO | 0.1 | 0.3 | 150 | PB | SU | NM | NV | NV | NV | 1971 | 1972 | 1995 | MS |  |  | MS |  |  | BO |  |  | NC |  |  | N | 1 | 1969 |  |  | 3580 | 173.8 | 693.8 | 4800 | 0 |  | NG | [7 empty] | TF |  |  | 88.6 | 89.8 | 826269 | D | N | OP | BF |  |  | NA | CE | NC |  |  | N
2007 | 16572 | 8068 | 5B | OP | FD | LO | FD | 0.03 | 0.0014 | 1.6 | PB | OT | OT | TH | TH | MO | 2005 | 2005 | 2005 | MS |  |  | MS |  |  | MS |  |  | NC |  |  | Da | 4 | 2005 |  |  | 794 | 0 | 0 | 499.9 | 0 | 943 | NG | [7 empty] | DB |  |  | 93.2 | 86.8 | 668610 |  | N | OP | SR |  |  | NA | AL | OT |  |  | N
2007 | 16604 | 3612 | 2 | OP | ST | ST | ST | 190 | 440 |  | PH | DM | OT | NV | NV | YR | 1968 | 1968 | 2004 | MS |  |  | MS |  |  | MS |  |  | NC |  |  | N | 4 | 1968 |  |  | 1800 | 0 | 0 | 2330 | 0 |  | NG | [7 empty] | TF |  |  | 85.4 | 86.2 | 460500 |  | N: N; SN LA: NA; NA CE: CE; NA ND: NC |  |  | N
2007 | 16604 | 3613 | 4 | OP | ST | FD | ST | 154.1 |  |  | PH | OT | OT | NV | YR | YR | 1963 | 2000 | 2004 | MS |  |  | MS |  |  | MS |  |  | NC |  |  | N | 3 | 1963 |  |  | 1250 | 0 | 0 | 1614 | 0 |  | NG | [7 empty] | OF |  |  | 85 | 85.6 | 308200 |  | N: N; SN LA: NA; NA CE: BW; NA ND: NC |  |  | N
2007 | 1415 | 55200 | HRSG5 | OP | ST | ST | St | 14.9 | 1.3 | 39 | OT | OT | OT | YR | YR | YR | 2002 | 2002 | 2002 | [9 empty] | NC |  |  | Db | 10 | 2002 |  |  | 207.93 | 0 | 0 | 125 | 0 |  | NG | [7 empty] | DB |  |  |  |  | 866646 |  | N | OP | SR |  |  | NA | OT | NC |  |  | N
2007 | 23142 | 55389 | HRSG3 | CN | FD | FD | FD | [24 empty] | Da | [18 empty] | DB | [16 empty] | N
2007 | 8884 | 1439 | 16 | OP | [53 empty] | OP OP: OP; SN LA: OV; NA NA: NA |  |  | N
2007 | 9210 | 54656 | PB1 | OP | [27 empty] | N | [25 empty] | OP OP: OP; SN LA: LN; NA NA: PB |  |  | Y | [6 empty] | Y
2007 | 814 | 6641 | 2 | OP | FD | FD | FD | 0.04 | 0.93 | 0.7 | PB | DP | NP | NV | NV | NV | 1985 | 1985 | 1985 | MS |  |  | MS |  |  | MS |  |  | NC |  |  | D | 1 | 1985 |  |  | 6023 | 500 | 0 | 0 | 0 |  | SUB | [7 empty] | TF |  |  | 86 | 86 | 2379146 | W | N | OP | OV |  |  | NA | CE | NC |  |  | N
2007 | 30151 | 10755 | HR2 | OP | [63 empty] | N | bar: SN LA
2007 | 17718 | 3484 | 143B | OP | ST | NA | NA | 15 |  |  | OP |  |  | SM |  |  | 1968 |  |  | MS | [11 empty] | N | 8 | 1968 | 12 | 2030 | 1783 | 0 | 0 | 2250 | 0 |  | NG | [7 empty] | TF |  |  | 85.4 | 86 | 427300 |  | N | OP | OT |  |  | NA | CE |  |  |  | N
2007 | 26751 | 2511 | 10 | OP | ST | ST | ST | 0.1 | 0.37 | 0.25 | PB | SU | NP | NV | NV | OH | 1971 | 1971 | 1995 | MS |  |  | MS |  |  | MS | [5 empty] | N | 11 | 1956 |  |  | 1150 | 0 | 252.1 | 1642.1 | 0 |  | NG | RFO | [6 empty] | TF |  |  | 83.7 | 83.3 | 312504 |  | Y | OP | OV |  |  | NA | CE |  |  |  | N
2007 | 26751 | 2513 | 40 | OP | ST | ST | ST | 0.1 | 0.3 | 0.25 | PB | SU | NP | NV | NV | OH | 1971 | 1971 | 1995 | MS |  |  | MS |  |  | MS | [5 empty] | N | 12 | 1953 |  |  | 750 | 0 | 158.8 | 1033 | 0 |  | NG | [7 empty] | TF |  |  | 84.7 | 83.7 | 203492 |  | Y | OP | OV |  |  | NA | CE |  |  |  | N
2007 | 14369 | 50476 | B10 | OP | [27 empty] | N | [35 empty] | N | bar: SN LA
2007 | 14369 | 50476 | B5 | OP | [27 empty] | N | [35 empty] | N | bar: SN LA
2007 | 14369 | 50476 | B7 | OP | [27 empty] | N | [35 empty] | N | bar: SN LA
2007 | 14381 | 2936 | 3 | SB | [63 empty] | N | bar: SN LA
2007 | 17543 | 3319 | 1 | OP | ST | FD | NA | 0.6 | 3.5 |  | PB | DP |  | NV | NV |  | 1954 | 1954 |  | MS |  |  | MS | [8 empty] | N | 1 | 1954 | 12 | 2014 | 460 | 0 | 104 | 0 | 0 |  | RFO | WO | [6 empty] | FF |  |  | 87.1 | 87.4 | 111852 | D | N: N; SN LA: NA; NA CE: RS; NA ND: NC |  |  | N
2007 | 17543 | 3319 | 2 | OP | ST | FD | NA | 0.6 | 3.5 |  | PB | DP |  | NV | NV |  | 1954 | 1954 |  | MS |  |  | MS | [8 empty] | N | 1 | 1954 | 12 | 2014 | 460 | 0 | 104 | 0 | 0 |  | RFO | WO | [6 empty] | FF |  |  | 87.1 | 87.4 | 111852 | D | N: N; SN LA: NA; NA CE: RS; NA ND: NC |  |  | N
2007 | 17568 | 2070 | 1 | OP | ST | ST | NA | 0.28 | 4.8 |  | PB | DP |  | NV | OH |  | 1974 | 1974 |  | MS |  |  | MS | [5 empty] | NC |  |  | N | 8 | 1970 |  |  | 504 | 0 | 117 | 599 | 0 |  | NG | RFO | [6 empty] | FF |  |  | 78 | 77 | 108000 |  | N: N; SN LA: NA; NA CE: CE; NA ND: NC |  |  | N
2007 | 17568 | 6061 | 2 | OP | ST | ST | ST | 0.1 | 1.2 | 0.7 | PB | DP | NP | OH | TH | TH | 1979 | 1979 | 1979 | MS |  |  | MS |  |  | MS |  |  | SU |  |  | D | 12 | 1978 |  |  | 1575 | 81.7 | 0 | 0 | 0 |  | BIT | [7 empty] | OF |  |  | 88 | 85 | 213677 | D | N | OP | LN | OV |  | RS | RS |  |  |  | Y |  |  |  | Y |  |  | Y
2007 | 26751 | 2516 | 2 | OP | ST | ST | ST | 0.1 | 1 | 0.25 | PB | SU | NP | NV | NV | OH | 1971 | 1976 | 1995 | MS |  |  | MS |  |  | MS | [5 empty] | N | 6 | 1968 |  |  | 2550 | 0 | 530.8 | 3835 | 0 |  | NG | RFO | [6 empty] | TF |  |  | 84.1 | 83.7 | 661348 |  | Y | OP | OV |  |  | NA | CE |  |  |  | N
2007 | 27718 | 50803 | 1 | SB | [27 empty] | N | [26 empty] | SB | LN | LA | FR | CN |  |  |  |  | N
2007 | 42018 | 54998 | 12300 | OP | [27 empty] | N | [35 empty] | N | bar: SN LA
2007 | 14412 | 55306 | 4 A | OP | LO | LO | LO | 12.5 | 3 | 3 | PH | DH | NM | OH | TH | TH | 2003 | 2003 | 2003 | MS |  |  | MS |  |  | MS |  |  | NC |  |  | Da | 5 | 2003 |  |  | 704 | 0 | 0 | 0 | 282 |  | NG | [7 empty] | DB |  |  |  |  | 145000 |  | N | OP | LN | SR |  | GR | OT | NC |  |  | N
2007 | 14465 | 50275 | 3 | OP | [27 empty] | N | [25 empty] | OP OP: OP; SN LA: OV; NA NA: NA |  |  | N
2007 | 10545 | 54424 | HRSG1 | OP | [63 empty] | N | bar: OP OP to SN LA
2007 | 14534 | 420 | B3 | OP | LO | LO | LO | 0.1 | 16 | 0.412 | PC | DM |  | NV | NV | OH | 1977 | 1977 | 1993 | MS |  |  | MS |  |  | MS | [5 empty] | N | 6 | 1965 |  |  | 500 | 0 | 219.8 | 628 | 0 |  | NG | RFO | [9 empty] | 85.5 | 86 | 113000 |  | N | OP | SR |  |  | NA | FW |  |  |  | N
2007 | 14597 | 1513 | 1 | SC | [27 empty] | N | [35 empty] | N | bar: SN LA
2007 | 23598 | 50191 | PB | OP | [27 empty] | N | [35 empty] | N | bar: SN LA
2007 | 23598 | 50191 | PKG | OP | [27 empty] | N | [25 empty] | OP OP: OP; SN LA: FR; SN FR: LN; NA NA: CN |  |  | N
2007 | 20543 | 50192 | 1 | OP | [27 empty] | N | [25 empty] | OP OP: OP; SN LA: LA; SN FR: OV; NA NA: NA |  |  | N
2007 | 20543 | 50192 | 3 | OP | [27 empty] | N | [35 empty] | N | bar: SN LA
2007 | 23815 | 50244 | RBB | OP | [27 empty] | N | [35 empty] | N | bar: OP OP to SN LA; NA NA
2007 | 23815 | 50244 | RCB | OP | [27 empty] | N | [25 empty] | OP OP: OP; SN LA: LN; NA NA: EA |  |  | N
2007 | 23955 | 50087 | 3 | OP | [53 empty] | OP OP: OP; SN LA: LN; SN FR: FR; NA NA: FN |  |  | N
2007 | 19876 | 10773 | 2 | [54 empty] | OP OP: OP; SN LA: OV; SN FR: SN; NA NA: NA |  |  | Y |  | Y | Y
2007 | 2879 | 55411 | HRSG1 | CN | ST | ST | ST | 0.012 | 0.0056 | 0.013 | PB | DP | NP | DT | DT | TH | 2007 | 2007 | 2007 | [12 empty] | Db |  |  |  |  | 663 |  | 0 | 187.6 | 0 |  | NG | [7 empty] | DB | [6 empty] | N | CN | LN | SR |  | CN | NT |  |  |  | N
2007 | 56097 | 50846 | PB2 | OP | [27 empty] | N | [35 empty] | N | bar: SN LA
2007 | 19323 | 3492 | 5 | OP | ST | ST | ST | 15 | 440 |  | OP | DM | OT | SM | TH | YR | 1972 | 1992 | 2004 | MS |  |  | MS |  |  | MS |  |  | NC |  |  | N | 6 | 1959 |  |  | 1200 |  | 225 | 1562 | 0 |  | NG | [7 empty] | FF |  |  | 85.3 | 85.4 | 364000 |  | N: N; SN LA: NA; NA CE: RS; NA ND: NC |  |  | N
2007 | 5416 | 8042 | 2 | OP | ST | ST | ST | 0.15 | 2.3 | 1.8 | PB | DP | NP | DA | DA | DA | 1986 | 1999 | 2001 | MS |  |  | MS |  |  | MS |  |  | SS |  |  | N | 12 | 1975 |  |  | 7300 | 359 | 0 | 0 | 0 |  | BIT | [7 empty] | OF |  |  | 89.5 | 89.4 | 1869459 | D | N | OP | LN | SR | OV | BW | BW | SS | IF |  | Y |  |  |  | Y | Y |  | Y | Y
2007 | 55839 | 55429 | 4REC | OP | [63 empty] | N | bar: NA LN
2007 | 54708 | 10378 | 1C | OP | ST | ST | St | 20 | 1.47 | 0.54 | OP | SU | NP | SM | NV | MO | 1987 | 1987 | 1987 | MS |  |  | MS |  |  | MS |  |  | NC |  |  | Db | 9 | 1987 | 9 | 2027 | 158 | 8 | 0 | 0 | 0 |  | BIT | [7 empty] | SS |  |  | 84.2 | 85.9 | 56200 | D | Y | OP | OV |  |  | NA | FW | NC |  |  | N
2007 | 54708 | 10379 | 1C | OP | [27 empty] | N | [24 empty] | N OP: OP; NA LN: OV; NA BW: NA |  | N
2007 | 23279 | 3179 | 1 | OP | ST | ST | ST | 0.1 | 4 | 0.58 | PB | DP | NP | PS | DA | MO | 1975 | 1979 | 1995 | MS |  |  | MS |  |  | MS |  |  | SS |  |  | N | 11 | 1969 |  |  | 3925 | 200 | 0 | 0 | 0 |  | BIT | DFO | SUB | NG |  |  |  |  | OF |  |  | 89.4 | 90.1 | 1169000 | D | N | OP | LN | OV |  | BW | BW |  |  |  | Y |  |  |  | Y
2007 | 15400 | 50456 | 4 | OP | [27 empty] | N | [24 empty] | N OP: OP; NA LN: LN; NA BW: CE |  | N
2007 | 15430 | 10033 | 13 | OP | [63 empty] | N | bar: NA LN
2007 | 55843 | 259 | 4 | OP | ST | LO | LO | 0.3 | 2000 | 56 | PC | DM | NM | OH | NV | OH | 1971 | 1974 | 1993 | MS |  |  | MS |  |  | MS |  |  | NC |  |  | N | 8 | 1963 | 12 | 2012 | 2160 |  | 0 | 3081.8 | 0 |  | NG | [7 empty] | FF |  |  | 84.6 | 85.2 | 490200 |  | N | OP | OV | LN | FR | BW | BW | NC |  |  | N
2007 | 56151 | 310 | 4 | OP | LO | LO | LO | 0.1 | 0.25 | 0.15 | PC | SU | OT | OH | OH | DA | 1971 | 2001 | 2001 | MS |  |  | MS |  |  | MS | [5 empty] | N | 12 | 1971 |  |  | 1568 |  | 419 | 2476 | 0 |  | NG | RFO | [6 empty] | TF |  |  | 82 | 85 | 417000 |  | N | OP | SR | OV | LA | NA | CE |  |  |  | N
2007 | 15262 | 50637 | 2PWR | OP | ST | NA | NA | 20 |  |  | OP |  |  | OT |  |  | 1984 |  |  | MS | [11 empty] | N | 6 | 1952 | 6 | 2020 | 220 |  | 45 | 340.1 |  |  | NG | [7 empty] | FF |  |  | 84 | 82 | 66600 |  | N: N; NA OV: NA; NA BW: BW |  |  | N
2007 | 15262 | 50637 | 4REC | OP | ST | NA | NA | 40 |  |  | OP |  |  | OT |  |  | 1971 |  |  | MS | [11 empty] | N | 11 | 1971 | 6 | 2025 | 250 |  |  | 240 |  |  | BLQ | NG | [6 empty] | OF |  |  | 65 | 65 | 180000 |  | N: N; NA OV: NA; NA BW: BW |  |  | N
2007 | 15262 | 50638 | REC1 | OP | [27 empty] | N | [25 empty] | OP: OP; NA OV: OV; NA BW: NA |  |  | N
2007 | 15537 | 3140 | 1 | OP | ST | ST | ST | 0.1 | 4.8 | 0.45 | PB | DP | NP | NV | OT | MO | 1980 | 1979 | 1995 | MS |  |  | MS |  |  | MS |  |  | ND |  |  | N | 6 | 1961 | 6 | 2014 | 2100 | 135 | 0 | 0 | 0 |  | BIT | [7 empty] | TF |  |  | 88.9 | 89.8 | 625000 | D | N | OP | LN |  |  | CE | CE | IF |  |  | N
2007 | 17729 | 10418 | H5 | OP | [27 empty] | N | [35 empty] | N | bar: NA OV
2007 | 17828 | 964 | 8 | OP | ST | ST |  | 0.1 | 6 |  | PB | DP |  | NV | OH |  | 1986 | 1965 |  | MS |  |  | MS | [8 empty] | N | 12 | 1965 |  |  | 375 | 21.5 | 0 | 0 | 0 |  | BIT | DFO | [6 empty] | CY |  |  | 86 | 86 | 87000 | W | N: N; NA OV: NA; NA BW: BW |  |  | Y |  |  |  | Y
2007 | 17891 | 2942 | 5 | SB | [27 empty] | N | [35 empty] | N | bar: NA OV
2007 | 21048 | 1866 | 5 | SB | [27 empty] | N | [25 empty] | OP: OP; NA OV: LN; NA BW: NB |  |  | N
2007 | 15470 | 1004 | HRSG1 | CO | FD | FD | FD | 0.015 | 1.4 | 0.5 | PB | DP | NP | MO | MO | MO | 2012 | 2012 | 2012 | [9 empty] | ND |  |  | Db | 6 | 2012 | 6 | 2042 | 814.81 |  |  | 2064 |  |  | OTH | NG | [6 empty] | OT |  |  |  |  | 4192 |  | N | CO | SR |  |  |  | DS | ND |  |  | Y | [7 empty] | Y
2007 | 3542 | 2832 | 5-2 | OP | ST | ST | NA | 0.1 | 5 |  | PB | DP |  | NV | MO |  | 1977 | 1979 |  | MS |  |  | MS | [5 empty] | NC |  |  | D | 12 | 1949 |  |  | 375 | 22.5 | 0 | 0 | 0 |  | BIT | [7 empty] | VF |  |  | 85 | 86.2 | 90000 | D | N |  | NA |  |  | NA | BW | NC |  |  | N
2007 | 3542 | 2832 | 6 | OP | ST | ST | NA | 0.1 | 5 |  | PB | DP |  | NV | MO |  | 1976 | 1979 |  | MS |  |  | MS | [5 empty] | NC |  |  | D | 11 | 1960 |  |  | 1000 | 62 | 0 | 0 | 0 |  | BIT | [7 empty] | TF |  |  | 90 | 90.5 | 240500 | D | N | OP | LN | OV |  | FW | CE | NC |  |  | Y |  |  |  | Y
2007 | 12258 | 10883 | HSG1 | OP | [53 empty] | OP: OP; NA OV: LN; NA BW: CN |  |  | N
2007 | 19876 | 3803 | 4 | OP | ST | ST | St | 0.11 | 2.64 | 0.45 | PB | SB | OT | NS | NS | OT | 1972 | 1972 | 1997 | MS |  |  | MS |  |  | MS |  |  | SS |  |  | N | 5 | 1962 |  |  | 1620 | 78.3 | 338 | 0 | 0 |  | BIT | [7 empty] | TF |  |  | 90 | 91 | 374603 | D | N | OZ | SR |  |  | NA | CE | SS |  |  | N
2007 | 19511 | 50711 | BLR3 | OP | [63 empty] | N | bar: NA OV
2007 | 19517 | 50729 | 1BLR | OP | [63 empty] | N | bar: NA OV
2007 | 55936 | 1393 | 1A | OP | FD | FD | FD | 33.7 | 1.2 | 0.6 | PH | DP | NP | NV | MO | MO | 1992 | 1992 | 1992 | MS |  |  | MS |  |  | MS |  |  | OT |  |  | Db | 7 | 1992 |  |  | 825 |  | 41.3 |  |  |  | PC | [7 empty] | FB |  |  | 90 |  | 370000 |  | Y | OP | CF |  |  | NA | FW | OT |  |  | N
2007 | 7140 | 708 | 2 | OP | ST | ST | ST | 0.24 | 3 | 0.42 | PB | SU | NP | YR | YR | MO | 1969 | 1976 | 2003 | MS |  |  | MS |  |  | MS |  |  | SS |  |  | N | 6 | 1954 |  |  | 725 | 41 | 0 | 0 | 0 |  | BIT | [7 empty] | FF |  |  | 89 | 89 | 187159 | D | N | OP | LN |  |  | BC | BW | IF |  |  | N
2007 | 11208 | 400 | 6 | OP | LO | LO | LO | 0.1 | 1490 | 5 | PC | OT | NM | FT | YR | OT | 1978 | 1977 | 1992 | MS |  |  | MS |  |  | MS |  |  | NC |  |  | N | 3 | 1967 |  |  | 2060 | 0 | 474 | 3702 | 0 |  | NG | RFO | [6 empty] | OF |  |  | 86 | 88 | 383250 |  | N | OP | FR |  |  | NA | BW | NC |  |  | N
2007 | 11208 | 404 | 2 | OP | ST | FD | St | 0.1 | 641 | 7 | PC | OT | NM | FT | YR | OT | 1978 | 1978 | 1992 | MS |  |  | MS |  |  | MS |  |  | NC |  |  | N | 7 | 1959 |  |  | 1200 | 0 | 300 | 1700 | 0 |  | NG | [7 empty] | FF |  |  | 88 | 90 | 341000 |  | N | OP | FR |  |  | NA | CE | NC |  |  | N
2007 | 55867 | 10208 | 7 | OP | NA | NA | NA | [24 empty] | N | 6 | 1947 |  |  | 150 |  | 0 | 150 | 0 |  | NG | [7 empty] | FF |  |  | 82 | 79 | 177000 |  | N: N; NA OV: NA; NA BW: RS |  |  | N
2007 | 50007 | 10792 | BOIL1 | OP | [27 empty] | N | [25 empty] | OP: OP; NA OV: OV; NA BW: NA |  |  | N
2007 | 19876 | 10771 | 1 | SC | [27 empty] | N | [25 empty] | OP: OP; NA OV: OV; NA LN: SN; NA BW: NA |  |  | Y |  | Y | Y
2007 | 49777 | 56124 | 10BLR | OP | [54 empty] | OP | LN | AA | OV | JZ |  |  |  |  | N
2007 | 18020 | 50743 | 2 | OP | [27 empty] | N | [35 empty] | N | bar: NA OV
2007 | 18020 | 50743 | 4 | OP | [27 empty] | N | [35 empty] | N | bar: NA OV
2007 | 18125 | 3000 | 2 | OP | [53 empty] | OP: OP; NA OV: FR; NA LN: LN; NA BW: CN |  |  | N
2007 | 18157 | 50807 | 4BB | OP | [27 empty] | N | [35 empty] | N | bar: NA OV
2007 | 18155 | 50810 | PB | OP | [27 empty] | N | [35 empty] | N | bar: NA OV
2007 | 980 | 55309 | HRSG | [54 empty] | OP: OP; NA OV: SR; NA BW: RD |  |  | N
2007 | 3452 | 10213 | HRSG2 | [54 empty] | OP: OP; NA OV: LN; NA LN: SR; NA BW: CN |  |  | N
2007 | 29116 | 55209 | HR4 | OP | ST | ST | FD | 0.03 | 0.2 | 0.2 | PB | DC | NH | YR | YR | YR | 2002 | 2002 | 2002 | [12 empty] | Da | 9 | 2002 |  |  | 360 |  |  | 280 |  | 350 | NG | [7 empty] | DB |  |  | 34 | 34 | bar: NA BW
2007 | 20558 | 50473 | D
2007 | 55937 | 3459 | 3 | OP | ST | ST | St | 0.1 | 440 | 0.1 | PB | DM | NP | NV | YR | DA | 1966 | 1966 | 2003 | MS |  |  | MS |  |  | MS |  |  | NC |  |  | N | 12 | 1966 |  |  | 2800 |  |  | 3760 |  |  | NG | [7 empty] | TF |  |  | 84.5 | 85.2 | 720200 |  | N | OP | LA | AA | LN | CE | CE | NC |  |  | N
2007 | 6035 | 7701 | 4 | OP | [53 empty] | OP: OP; LA: LN; CE: FN |  |  | N
2007 | 6090 | 50625 | 33 | OP | ST | ST | ST | 5.35 | 18.61 | 42.78 | PH | DH | NH | OH | OH | OH | 2005 | 2005 | 2005 | MS |  |  | MS |  |  | MS |  |  | NC |  |  | N | 6 | 1965 |  |  | 500 | 0 | 0 | 500 | 0 |  | OG | NG | [6 empty] | TF |  |  | 85.3 | 82.2 | 600000 |  | N | OP | FR | LN | OT | CN | CE | NC |  |  | N
2007 | 54817 | 55298 | HRSG1B | OP | FD | FD | St | 0.01 | 0 | 2.5 | PB | DP | NM | PS | DT | OT | 2004 | 2004 | 2004 | MS | BO |  | MS | BO |  | MS | BO |  | NC |  |  | Da | 5 | 2004 | 12 | 2034 | 1200 |  | 0 | 300 | 0 | 3325 | NG | [7 empty] | DB |  |  | 90 | 75 | 1400000 |  | N | OP | SR |  |  | NA | OT | NC |  |  | N
2007 | 54745 | 10425 | 2RB | OP | [27 empty] | N | [35 empty] | N | bar: LN FR
2007 | 17465 | 10017 | PB10 | OP | ST | ST | ST | 0.1 | 0.8 | 0.3 | PB | DP | NP | NS | NS | NS | 1984 | 1984 | 1984 | MS |  |  | MS |  |  | MS |  |  | NC |  |  | D | 6 | 1981 |  |  | 420 |  | 85.1 | 0 | 154790 |  | WDS | SLW | RFO | [5 empty] | FF |  |  | 70.5 |  | 350000 | D | N: Y; LN FR: NA; FN CE: FW; FN NC: NC |  |  | N
2007 | 55965 | 10477 | P1 | OP | [27 empty] | N | [25 empty] | OP OP: OP; LN FR: OV; FN CN: NA |  |  | N
2007 | 54796 | 55380 | 4 B | OP | LO | LO | LO | 0.02 | 3 | 3.5 | PB | DH | NM | TH | DA | MO | 2003 | 2003 | 2003 | MS |  |  | MS |  |  | MS |  |  | NC |  |  | Da | 6 | 2003 |  |  | 704 |  | 0 | 0 | 282 |  | NG | [7 empty] | DB |  |  |  |  | 145000 |  | N | OP | LN | SR |  | GR | OT | NC |  |  | N
2007 | 19194 | 50651 | 3 | OP | [27 empty] | N | 1 | 1947 | 12 | 2018 | 210 | 10.6 |  |  |  |  | BIT | [7 empty] | FF |  |  | 81 | 81 | 4200000 | D | N | OP | LN |  |  | EA | BW |  |  |  | N
2007 | 19194 | 50651 | 5 | OP | [27 empty] | N | 1 | 1948 | 12 | 2018 | 105 | 5.3 |  |  |  |  | BIT | [7 empty] | FF |  |  | 81 | 81 | 4200000 | D | N | OP | LN |  |  | EA | BW |  |  |  | N
2007 | 19365 | 50482 | B3 | OP | [27 empty] | N | [35 empty] | N | bar: LN FR
2007 | 4922 | 2848 | H-4 | OP | ST | ST | NA | 0.1 | 1.6 |  | PB | DP |  | PS | MO |  | 1974 | 1982 |  | MS |  |  | MS | [5 empty] | SS |  |  | N | 2 | 1951 |  |  | 430 | 23.4 | 0 | 0 | 0 |  | BIT | [7 empty] | TF |  |  | 88 | 88 | 103333 | D | N | OP | LN | OV |  | AC | CE | NC |  |  | N
2007 | 4922 | 2850 | 2 | OP | ST | ST | NA | 0.1 | 3.16 |  | PB | DP |  | PS | MO |  | 1983 | 1976 |  | MS |  |  | MS | [5 empty] | SS |  |  | N | 10 | 1970 |  |  | 4400 | 250 | 0 | 0 | 0 |  | BIT | [7 empty] | OF |  |  | 89.9 | 90.1 | 1210400 | D | N | OP | LN | SR |  | EG | BW | IF |  |  | N
2007 | 7651 | 2062 | H3 | OP | [27 empty] | N | [35 empty] | N | bar: LN FR
2007 | 54727 | 55086 | HRSG1A | OP | ST | ST | ST | 22 | 19.7 | 16.8 | PH | DH | NH | OH | OH | OH | 2000 | 2000 | 2000 | MS |  |  | MS |  |  | MS | [5 empty] | Db | 7 | 2000 | 7 | 2030 | 1000 |  | 0 | 502 | 0 | 990.4 | NG | [7 empty] | DB |  |  | 95.1 | 93.3 | 2745 |  | N | OP | LN |  |  | FN | FW | NC |  |  | N
2007 | 9401 | 50250 | 4PB | OP | [27 empty] | N | [26 empty] | OP | LA | LN | OV | FW |  |  |  |  | N
2007 | 55771 | 50254 | 1PB | OP | [27 empty] | N | [35 empty] | N | bar: LN FR
2007 | 11241 | 1404 | 10 | OP | ST | ST | ST | 20 | 2000 | 0.05 | OP | DM | NO | SM | NV | YR | 1969 | 1969 | 1969 | MS |  |  | MS |  |  | MS |  |  | NC |  |  | N | 6 | 1958 |  |  | 1550 | 0 | 341 | 2125 | 0 |  | NG | [7 empty] | OF |  |  | 85.6 | 85.6 | 250000 |  | N: N; LN FR: NA; FN CE: RS; FN NC: NC |  |  | N
2007 | 195 | 3 | 3 | OP | ST | ST | FD | 0.12 | 1.8 | 0.4 | PB | DP | NP | PS | DA | OT | 1975 | 1975 | 2000 | MS |  |  | MS |  |  | MS |  |  | SS |  |  | N | 7 | 1959 | 12 | 2024 | 1700 | 95 | 0 | 0 | 0 |  | BIT | [7 empty] | TF |  |  | 89 | 90 | 452000 | D | N | OP | LN | SN | OV | AL | CE | SS |  |  | N
2007 | 195 | 3 | 5 | OP | ST | ST | FD | 0.12 | 1.8 | 0.4 | PB | DP | NP | PS | DA | OT | 1975 | 1975 | 2000 | MS |  |  | MS |  |  | MS |  |  | SS |  |  | N | 10 | 1971 | 12 | 2031 | 5020 | 250 | 0 | 0 | 0 |  | BIT | [7 empty] | TF |  |  | 89 | 90 | 1275000 | D | N | OP | LN | OV |  | AL | CE | SS |  |  | N
2007 | 195 | 3 | 6A | OP | ST | NA | St | 0.011 |  | 0.013 | PB |  | NP | NV |  | TH | 2000 |  | 2000 | MS | [5 empty] | MS | [5 empty] | Db | 5 | 2000 | 12 | 2040 | 119 | 0 | 0 | 172.4 | 0 | 1030 | NG | [7 empty] | DB |  |  | 88 |  | 2484491 | N: N; OP: OP; LN: SR; AL: NA; CE: OT |  |  | N
2007 | 195 | 7 | 1 | OP | ST | ST | FD | 0.12 | 4 | 0.45 | PB | DP | NP | YR | DA | OT | 1975 | 1973 | 1996 | MS |  |  | MS |  |  | MS |  |  | SS |  |  | N | 4 | 1949 | 1 | 2014 | 600 | 32.8 | 0 | 833 | 0 |  | SC | BIT | NG | [5 empty] | TF |  |  | 86.5 | 87 | 140000 | D | N | OZ | LA |  |  | NA | CE | SS |  |  | N
2007 | 6151 | 1973 | 3 | SB | [27 empty] | N | [35 empty] | N | bar: LN; AL
2007 | 56174 | 10511 | 8 | OP | [27 empty] | N | [35 empty] | N | bar: LN; AL
2007 | 55985 | 50530 | H43 | OP | [27 empty] | N | [24 empty] | OP: OP; LN: SR; SN: LN; AL: JZ |  |  | N
2007 | 10000 | 2080 | 1 | OP | ST | ST | FD | 0.2 | 1.3 | 0.45 | PB | DP | NP | DT | YR | YR | 1973 | 1988 | 1996 | MS |  |  | MS |  |  | MS |  |  | NC |  |  | N | 7 | 1958 |  |  | 1260 | 117.3 | 0 | 0 | 0 |  | SUB | [7 empty] | TF |  |  | 88.7 | 89.1 | 341600 | D: D; N: N; LN: NA; CE: CE; SS: NC |  |  | N
2007 | 2838 | 55327 | HRSG2 | OP | ST | ST | ST | 28.3 | 28.2 | 3.5 | PH | DH | NM | TH | OH | TH | 2002 | 2002 | 2002 | MS |  |  | MS |  |  | MS |  |  | OT |  |  | Da | 6 | 2002 |  |  | 850 |  | 0 | 378 | 0 | 972 | NG | [7 empty] | DB | [6 empty] | N | OP | LN | SR |  | FN | OT | OT |  |  | N
2007 | 19856 | 2434 | 10 | OP | [27 empty] | N | [24 empty] | OP: OP; LN: LN; SN: OV; AL: RS |  |  | Y |  |  |  | Y
2007 | 19856 | 2434 | 7 | OS | [27 empty] | N | [35 empty] | N | bar: LN
2007 | 50085 | 10062 | BLR3 | OP | [27 empty] | N | [24 empty] | OP: SB; LN: SN; SN: LN; AL: JZ |  |  | Y | Y | Y | Y |  |  | Y
2007 | 12436 | 10328 | BLR3 | OP | [52 empty] | OP: OP; LN: LN; SN: OV; OV: SN; AL: GR |  |  | Y |  |  |  | Y
2007 | 16968 | 54472 | ZURN | [64 empty] | N | bar: LN
2007 | 195 | 8 | 7 | OP | ST | ST | FD | 0.12 | 4 | 0.46 | PB | DP | NP | PS | DA | OT | 1975 | 1975 | 2000 | MS |  |  | MS |  |  | MS |  |  | SS |  |  | N | 7 | 1952 | 12 | 2017 | 975 | 52 | 0 | 0 | 0 |  | BIT | [7 empty] | FF |  |  | 88.5 | 88.8 | 222200 | D | N | OP | LN |  |  | BW | BW | SS |  |  | N
2007 | 14006 | 2872 | 4 | OP | ST | ST | St | 0.1 | 7.6 |  | PB | DP | OT | DT | OT | YR | 1971 | 1980 | 2000 | MS |  |  | MS |  |  | MS |  |  | SS |  |  | N | 10 | 1968 |  |  | 4035 | 257 | 0 | 0 | 0 |  | BIT | [7 empty] | CY |  |  | 86.9 | 86.2 | 969318 | D | N | OP | OV | LN |  | BW | BW | SS |  |  | N
2007 | 11427 | 10823 | B201 | OP | [27 empty] | N | [24 empty] | OP: OP; LN: LN; SN: FR; AL: PL |  |  | N
2007 | 50097 | 50282 | 25PB | OP | [27 empty] | N | [24 empty] | OP: OP; LN: LN; SN: OV; AL: CE |  |  | Y |  | Y
2007 | 10071 | 6474 | 1 | OP | [27 empty] | N | [24 empty] | OP: OP; LN: LN; AL: PB |  |  | N
2007 | 16024 | 54464 | B003 | OP | [27 empty] | N | [35 empty] | N | bar: LN
2007 | 49805 | 56163 | 4 | OP | FD | NA | FD | 33.5 |  | 377 | PH |  | NH | DT |  | DT | 2007 |  | 2007 | MS | [5 empty] | MS | [5 empty] | N | 6 | 1959 |  |  | 600 | 28.5 | 0 | 0 | 0 |  | BIT | [7 empty] | TF |  |  | 89 | 72 |  | D: D; N: N; LN: NA; CE: CE |  |  | N
2007 | 49846 | 10334 | 1 | OP | [52 empty] | OP: OP; LN: OV; AL: NA |  |  | N
2007 | 9417 | 1046 | 1 | OP | [27 empty] | N | [5 empty] | 34.5 | [29 empty] | N | bar: LN
2007 | 9417 | 1048 | 1 | OP | ST | ST | St | 0.8 | 4.3 | 0.45 | PB | DP | NP | OH | TH | OH | 1975 | 1990 | 1996 | MS |  |  | MS |  |  | MS |  |  | SS |  |  | N | 6 | 1947 |  |  | 175 | 0 | 0 | 227.4 | 0 |  | NG | [7 empty] | FF |  |  | 82.2 | 82.6 | 39100 | N: N; LN: NA; CE: BW; SS: NC |  |  | N
2007 | 14006 | 3948 | 2 | OP | ST | ST | St | 0.05 | 1.2 |  | PB | DP | OT | DT | DA | YR | 1978 | 1977 | 2000 | MS |  |  | MS |  |  | MS | [5 empty] | N | 5 | 1971 |  |  | 5280 | 292.5 | 0 | 0 | 0 |  | BIT | [7 empty] | OF |  |  | 88.7 | 87.9 | 1388000 | D | N | OP | LN | SR |  | FW | FW |  |  |  | Y |  |  |  |  | Y
2007 | 12971 | 10165 | 3 | OP | [27 empty] | N | [24 empty] | OP: OP; LN: CF; SN: FR; OV: OV; AL: NA |  |  | Y |  |  |  | Y
2007 | 12981 | 50973 | 29 | OP | ST | ST | NA | 11 | 11 | 11 | PH | DH | NH | FM | FM | FM | 1990 | 1990 | 1990 | [9 empty] | NC |  |  | D | 1 | 1969 |  |  | 400 |  |  |  | 274 | 136.9 | NG | [7 empty] | DB | SF |  | 89 | 75 | 552.4 | D: D; N: N; LN: NA; CE: CE |  |  | N
2007 | 54787 | 52193 | BLR2 | OP | ST | ST | ST | 20 | 1 | 0.04 | OP | SU | NP | OT | NV | DA | 2004 | 2004 | 2004 | MS |  |  | MS |  |  | MS |  |  | SS |  |  | N | 9 | 1956 | 12 | 2050 | 550 |  | 116.1 | 771.9 | 0 |  | OG | [7 empty] | SF |  |  | 82.9 | 79.8 | 131300 |  | N | OP | OV |  |  | NA | RS | SS |  |  | N
2007 | 770 | 460 | 49 | OP | [27 empty] | N | [35 empty] | N | bar: LN
2007 | 770 | 2098 | 4 | OP | ST | ST | St | 0.14 | 8.6 | 0.68 | PB | DP | NP | OH | TH | OT | 1975 | 1978 | 2005 | MS |  |  | MS |  |  | MS |  |  | SS |  |  | N | 7 | 1951 |  |  | 200 | 0 | 47.3 | 322 | 0 |  | NG | DFO | [6 empty] | FF |  |  | 82.4 | 85.1 | 46000 | D: D; N: N; LN: NA; CE: BW; SS: SS |  |  | N
2007 | 54907 | 3438 | 1 | OP | ST | ST | NA | 53.3 | 440 |  | PH | DM |  | NV | TH |  | 1998 | 1998 |  | MS |  |  | MS | [5 empty] | NC |  |  | N | 6 | 1958 |  |  | 630 |  | 142 | 834 | 0 |  | NG | [7 empty] | FF |  |  | 83 | 84 | 139100 | N: N; LN: NA; CE: BW; SS: NC |  |  | N
2007 | 55732 | 52089 | NO4BLR | OP | [27 empty] | N | [35 empty] | N | bar: LN
2007 | 22048 | 54469 | BLR2 | OP | [27 empty] | N | [24 empty] | OP: OP; LN: LA; SN: OV; AL: NA |  |  | N
2007 | 11169 | 54562 | RF18 | OP | [27 empty] | N | [35 empty] | N | bar: LN
2007 | 19876 | 52118 | 101 | OP | [27 empty] | N | [24 empty] | OP: OP; LN: OV; SN: SN; AL: NA |  |  | N
2007 | 13168 | 2549 | 63 | RE | ST | ST | LO | 0.17 | 1.4 |  | PB | SB |  | NV | DA |  | 1973 | 1974 |  | MS |  |  | MS | [5 empty] | SU |  |  | N | 6 | 1942 | 5 | 2006 | 900 | 35 | 0 | 0 | 0 |  | BIT | [7 empty] | AF |  |  | 90 | 90 | 490179 | D: W; N: N; LN: NA; CE: BW |  |  | N
2007 | 9617 | 667 | 3 | OP | ST | ST | ST | 0.1 | 1.8 | 0.3 | PB | DP | NP | NV | NV | NV | 1977 | 1977 | 1982 | MS |  |  | MS |  |  | MS |  |  | NC |  |  | N | 6 | 1977 | 6 | 2017 | 3548 | 0 | 828.6 | 5010 | 0 |  | RFO | NG | [6 empty] | FF |  |  | 90.3 | 91.2 | 861162 |  | N | OP | LN |  |  | IC | RS | NC |  |  | N
2007 | 9617 | 7846 | HRSG3 | OP | ST | ST | St | 0.1 | 1.98 | 0.3 | PB | DP | NP | NV | NV | NV | 2005 | 2005 | 2005 | MS |  |  | MS |  |  | MS |  |  | NC |  |  | Da | 2 | 2005 | 2 | 2045 | 574 |  |  | 95 | 0 | 1500 | NG | [7 empty] | DB |  |  | 90 | 88.5 | 25000 | D | N | OP | LN |  |  | GR | NT | NC |  |  | N
2007 | 55745 | 55463 | FB3 | OP | ST | ST | ST | 0.25 | 0.25 | 0.2 | PB | DP | NP | NV | NV | NV | 2003 | 2003 | 2003 | MS |  |  | MS |  |  | MS |  |  | NC |  |  | Da | 8 | 2003 | 8 | 2033 | 328 |  | 0 | 568.9 | 0 |  | NG | [7 empty] | DB |  |  | 89.9 | 87 | 705988 |  | N | OP | LN | SR |  | FW | FW | NC |  |  | N
2007 | 9332 | 594 | 4 | OP | ST | ST | ST | 0.1 | 1.2 | 0.7 | PB | DP | NP | NV | TH | TH | 1981 | 1981 | 1987 | MS |  |  | MS |  |  | MS |  |  | NC |  |  | D | 6 | 1980 |  |  | 3330 | 227 | 0 | 0 | 0 |  | BIT | [7 empty] | OF |  |  | 88.4 | 89.3 | 1956700 | D | N | OP | OV | LN | SN | RS | RS | NC |  |  | N
2007 | 9356 | 54090 | 1PB | OP | [27 empty] | N | [35 empty] | N | bar: OV
2007 | 9356 | 54090 | 2PB | OP | [27 empty] | N | [35 empty] | N | bar: OV
2007 | 9356 | 54090 | 6REC | OP | [27 empty] | N | [35 empty] | N | bar: OV
2007 | 23632 | 10426 | WFB | OP | [63 empty] | N | bar: OV
2007 | 22125 | 2535 | 1 | OP | ST | ST | ST | 0.21 | 1.7 | 0.42 | PB | SB | NP | NV | YR | DA | 1972 | 1988 | 1995 | MS |  |  | MS |  |  | MS |  |  | IF |  |  | N | 9 | 1955 |  |  | 900 | 45.4 | 0 | 0 | 0 |  | BIT | DFO | [6 empty] | TF |  |  | 89.3 | 89.3 | 222000 | D | N | OP | LN | SR |  | CE | CE |  |  |  | Y |  |  |  | Y | Y |  | Y | Y
2007 | 22148 | 315 | 5 | OP | LO | LO | LO | 0.05 | 80 |  | PC | OT | OT | WA | NV | YR | 1976 | 1977 | 1974 | MS |  |  | MS |  |  | MS |  |  | SS |  |  | N | 3 | 1964 |  |  | 3316 | 0 | 705 | 4155 | 0 |  | NG | [7 empty] | OF |  |  | 84.6 | 88.7 | 733658 |  | N | OP | LN | SR | FR | AU | BW |  |  |  | N
2007 | 22148 | 315 | 6 | OP | LO | LO | LO | 0.05 | 80 |  | PC | OT | OT | WA | NV | YR | 1976 | 1977 | 1974 | MS |  |  | MS |  |  | MS |  |  | SS |  |  | N | 9 | 1966 |  |  | 3316 | 0 | 705 | 4155 | 0 |  | NG | [7 empty] | OF |  |  | 84.6 | 88.7 | 733658 |  | N | OP | LN | SR | FR | AU | BW |  |  |  | N
2007 | 22199 | 50392 | 1 | OP | [63 empty] | N | bar: OV
2007 | 7698 | 55153 | HRSG2 | OP | ST | ST | ST | 5 | 2.8 | 79 | OP | DH | NH | SM | OH | OH | 2000 | 2000 | 2000 | MS |  |  | MS |  |  | MS |  |  | NC |  |  | Db | 10 | 2000 | 10 | 2030 | 600 | 0 | 0 | 140 | 0 | 1333 | NG | [7 empty] | DB |  |  | 41 | 41 | 720700 |  | N | OP | LN |  |  | FN | AI | NC |  |  | N
2007 | 7801 | 641 | 3 | RE | ST | ST | NA | 0.1 | 1.98 |  | PB | DP |  | PS | NS |  | 1972 | 1972 |  | MS |  |  | MS | [5 empty] | NC |  |  | N | 9 | 1952 | 5 | 2006 | 325 | 0 | 95.6 | 550 | 0 |  | NG | DFO | [6 empty] | FF |  |  | 84 | 83 | 63264 | N: N; OV: NA; RS: RS |  |  | N
2007 | 7801 | 643 | 4 | OP | FD | FD | FD | 0.1 | 1.5 | 83 | PB | OT | NH | OT | MO | MO | 2002 | 2002 | 2002 | MS |  |  | MS |  |  | MS |  |  | NC |  |  | Da | 4 | 2002 |  |  | 167 | 0 | 0 | 440 | 0 |  | NG | [7 empty] | DB |  |  | 93 | 92 | 981324 | N: N; OV: NA; RS: VO; NC: NC |  |  | N
2007 | 54880 | 10244 | 7 | OS | [27 empty] | N | [35 empty] | N | bar: OV
2007 | 9645 | 2682 | 9 | OP | [52 empty] | OP: OP; OV: LN; RS: CE |  |  | Y |  |  |  | Y
2007 | 195 | 6002 | 1 | OP | LO | LO | LO | 0.1 | 1.2 | 0.46 | PB | DP | NP | PS | TH | OT | 1978 | 1978 | 2000 | MS |  |  | MS |  |  | MS |  |  | SS |  |  | D | 10 | 1978 | 12 | 2038 | 4672 | 318 | 0 | 0 | 0 |  | SUB | [7 empty] | OF |  |  | 89 | 87.3 | 1402670 | D | N | OP | LN | SR |  | BW | BW | IF |  |  | N
2007 | 195 | 7721 | HRSG | OP | [52 empty] | OP: OP; OV: SR; RS: NA |  |  | N
2007 | 204 | 54429 | RB2 | OP | [27 empty] | N | [24 empty] | OP: OP; OV: LA; RS: NA |  |  | N
2007 | 13337 | 2277 | 2 | OP | LO | LO | NA | 0.15 | 2.5 |  | PB | DP |  | OH | WO |  | 1975 | 1976 |  | MS |  |  | MS | [5 empty] | NC |  |  | Dc | 7 | 1961 |  |  | 831 | 74 | 0 | 1158 | 0 |  | SUB | NG | [6 empty] | CY |  |  | 82.6 | 83.4 | 238400 | D: W; N: N; OV: NA; RS: BW; NC: NC |  |  | N
2007 | 10005 | 1242 | 4 | OP | ST | ST | NA | 0.15 | 3 |  | PB | DP |  | PS | TH |  | 1971 | 1971 |  | MS |  |  | MS | [5 empty] | NC |  |  | N | 4 | 1959 |  |  | 800 | 0 | 168.7 | 1184 | 0 |  | RFO | NG | [6 empty] | FF |  |  | 84 | 85 | 227000 | N: N; OV: NA; RS: FW; NC: NC |  |  | N
2007 | 55711 | 10440 | 4U100 | OP | [52 empty] | OP: OP; OV: LN; RS: MI |  |  | N
2007 | 13781 | 3982 | 1 | OP | [27 empty] | N | [35 empty] | N | bar: OP to OV
2007 | 30151 | 87 | 1 | OP | ST | FD | FD | 0.02 | 0.2 | 0.45 | PB | DP | NP | OH | MO | MO | 1985 | 1985 | 1985 | MS |  |  | MS |  |  | MS |  |  | NC |  |  | Da | 12 | 1984 | 12 | 2030 | 1777 | 153.2 | 0 | 0 | 0 | 2471 | SUB | [7 empty] | TF |  |  | 85.3 | 87 | 547650 | D | N | OP | LN |  |  | CE | CE | NC |  |  | Y |  | Y |  |  |  |  | Y
2007 | 30151 | 6021 | C1 | OP | ST | ST | St | 0.03 | 0.13 | 0.3 | PB | DP | NP | WO | ND | YR | 1980 | 1980 | 1980 | MS |  |  | MS |  |  | MS |  |  | NC |  |  | D | 7 | 1980 | 10 | 2030 | 3035 | 257 | 0 | 0 | 0 |  | SUB | [7 empty] | OF |  |  | 88 | 87 | 877778 | D | N | OP | LN |  |  | BW | BW | NC |  |  | Y |  | Y |  |  | Y |  | Y
2007 | 15473 | 2451 | 2 | OP | ST | ST | ST | 0.05 | 72 | 0.7 | PB | SR | NP | TH | TH | TH | 1973 | 1980 | 1976 | MS |  |  | MS |  |  | MS | LA | OV |  |  |  | N | 12 | 1973 | 12 | 2022 | 2600 | 172 | 0 | 0 | 0 |  | SUB | [7 empty] | FF |  |  | 88.1 | 89.2 | 767555 | W | N | OP | LA |  |  | NA | FW |  |  |  | N
2007 | 15473 | 2475 | 1 | SC | [63 empty] | N | bar: OV
2007 | 44466 | 52130 | 15BLR | OP | [63 empty] | N | bar: OV
2007 | 772 | 10865 | CFB7 | OP | ST | ST | St | 0.025 | 0.7 | 0.12 | PB | DP | NP | PS | MO | MO | 1996 | 1996 | 1996 | MS |  |  | MS |  |  | MS |  |  | NC |  |  | Db | 3 | 1996 |  |  | 477 | 27.5 | 0 | 0 | 0 |  | BIT | SUB | [6 empty] | FB |  |  | 84 | 80 | 126933 | D | N | OP | CF | SN |  | NA | TM | NC |  |  | N
2007 | 772 | 10865 | CFB9 | OP | ST | ST | ST | 0.025 | 0.7 | 0.07 | PB | DP | NP | PS | MO | MO | 2002 | 2002 | 2002 | MS |  |  | MS |  |  | MS |  |  | NC |  |  | Db | 2 | 2001 |  |  | 1200 | 66.7 | 0 | 0 | 0 |  | BIT | SUB | [6 empty] | FB |  |  | 86.9 | 82.9 | 386183 | D | N | OP | CF | SN |  | NA | TM | NC |  |  | N
2007 | 772 | 10866 | 10 | OP | [27 empty] | N | [24 empty] | OP: OP; OV: LN; LN: FR; RS: CN |  |  | N
2007 | 772 | 10866 | 3 | OP | [27 empty] | N | [24 empty] | OP: OP; OV: LN; RS: BW |  |  | N
2007 | 796 | 160 | 1 | OP | NA | FD | NA |  | 1 |  |  | DP |  |  | TH |  |  | 1995 |  |  |  |  | MS | [5 empty] | NC |  |  | N | 11 | 1964 |  |  | 610 | 0 | 0 | 850 | 0 |  | NG | [7 empty] | FF |  |  | 83.2 | 82 | 154976 | D: D; N: N; OV: NA; RS: BW; NC: NC |  |  | N
2007 | 4202 | 52188 | B6 | OP | [63 empty] | N | bar: OV
2007 | 4202 | 52188 | B8 | OP | [52 empty] | OP: OP; OV: LN; RS: JZ |  |  | N
2007 | 4222 | 54556 | BLR3 | RE | [27 empty] | N |  |  | 10 | 2007 | [20 empty] | OP: OP; OV: LN; RS: AC |  |  | N
2007 | 4222 | 54556 | BLR5 | OP | [27 empty] | N | [35 empty] | N | bar: OV
2007 | 4226 | 2502 | 61 | RE | ST | ST | LO | 0.1 | 0.3 | 150 | PB | SU | NM | NV | NV | NV | 1973 | 1972 | 1995 | MS |  |  | MS |  |  | BO |  |  | NC |  |  | N | 12 | 1937 | 5 | 2005 | 709 | 0 | 146 | 862 | 0 |  | NG | RFO | [6 empty] | TF |  |  | 81.7 | 82.2 | 181387 |  | N | RE | BF |  |  | NA | CE | NC |  |  | N
2007 | 6452 | 617 | PPE4 | OP | ST | ST | ST | 0.1 | 2.75 | 0.53 | PB | DP | NP | NV | NV | MO | 1982 | 1982 | 1993 | MS |  |  | MS |  |  | MS |  |  | NC |  | SS | N | 4 | 1965 |  |  | 2640 | 0 | 590 | 3786 | 0 |  | RFO | NG | [6 empty] | FF |  |  | 88 | 89 | 650000 |  | Y | OP | LN |  |  | JZ | FW | NC |  |  | N
2007 | 55839 | 55429 | 3REC | bar: OV
2007 | 3599 | 992 | 12 | OP | [27 empty] | N | [24 empty] | OP: OP; OV: LN; RS: FW |  |  | N
2007 | 3599 | 992 | 14 | OP | [27 empty] | N | [24 empty] | OP: OP; OV: LN; RS: AU |  |  | N
2007 | 3599 | 992 | 17 | OP | [27 empty] | N | [35 empty] | N | bar: OV
2007 | 14081 | 50855 | NE2 | OP | [52 empty] | OP: OP; OV: SR; RS: NA |  |  | N
2007 | 44466 | 52130 | 34BLR | OP | [52 empty] | OP: OP; OV: FR; LN: LN; SN: OV; RS: AC |  |  | N
2007 | 49756 | 856 | 1 | OP | ST | ST | ST | 0.2 | 6.6 | 0.25 | PB | DP | NP | PS | DA | OT | 1960 | 1978 | 2003 | MS |  |  | MS |  |  | MS |  |  | NC |  |  | N | 6 | 1960 |  |  | 850 | 60.9 | 0 | 0 | 0 |  | BIT | [7 empty] | FF |  |  | 87.2 | 88 | 316100 | D | N | OP | LN |  |  | RS | RS | CF |  |  | N
2007 | 3890 | 50006 | HRSG1 | OP | ST |  | St | 0.02 |  | 0.03 | PB |  | NP | PS |  | TH | 1992 |  | 1992 | MS | [5 empty] | MS | [5 empty] | Db | 4 | 1992 |  |  | 461 |  |  | 300 | 75 | 560 | NG | WO | [6 empty] | DB |  |  |  |  | 832045 | N: N; OP: OP; OV: SR; RS: NA; RS: NT |  |  | N
2007 | 3890 | 50006 | HRSG2 | OP | ST |  | St | 0.02 |  | 0.03 | PB |  | NP | PS |  | TH | 1992 |  | 1992 | MS | [5 empty] | MS | [5 empty] | Db | 4 | 1992 |  |  | 461 |  |  | 300 | 75 | 560 | NG | WO | [6 empty] | DB |  |  |  |  | 832045 | N: N; OP: OP; OV: SR; RS: NA; RS: NT |  |  | N
2007 | 34164 | 55400 | HRSG1 | OP | LO | LO | LO | 15 | 3.6 | 15.8 | PH | DH | NH | OH | OH | OH | 2007 | 2007 | 2007 | MS |  |  | MS |  |  | MS |  |  | OT |  |  | Da | 7 | 2003 |  |  | 1246 |  |  | 414 |  |  | NG | [7 empty] | DB |  |  | 90 | 85 | 120000 |  | N | OP | SR |  |  | NA | OT | OT |  |  | N
2007 | 55936 | 1392 | 10 | SB | ST | ST | St | 43.9 | 450.4 | 301.2 | PH | DH | NH | NV | NV | NV | 1950 | 1950 | 1950 | MS |  |  | MS |  |  | MS |  |  | ND |  |  | N | 1 | 1950 |  |  | 400 |  |  | 545 |  |  | NG | [7 empty] | FF |  |  | 82.6 | 82.7 | 101900 |  | N | SB | LN |  |  | RJ | CE | NC |  |  | N
2007 | 803 | 2442 | 1 | OP | FD | FD | FD | 0.05 | 88 | 0.85 | PB | SR | NP | PS | OT | OT | 2007 | 2008 | 2007 | MS |  |  | OT |  |  | MS |  |  | CF |  |  | N | 5 | 1963 |  |  | 1270 | 96 | 0 | 0 | 0 |  | BIT | [7 empty] | FF |  |  | 87 | 88 | 516000 | D | N | OP | LN |  |  | FW | RS | NC |  |  | Y |  |  |  |  | Y |  | Y
2007 | 14063 | 2952 | 5 | OP | FD | FD | FD | 0.1 | 1.2 | 0.45 | PB | DP | NP | NV | TH | YR | 1979 | 1979 | 1997 | MS |  |  | MS |  |  | MS |  |  | SS |  |  | D | 10 | 1978 |  |  | 3824 | 296 | 0 | 0 | 0 |  | SUB | [7 empty] | TF |  |  | 86.5 | 86.5 | 1181294 | D | N | OP | OV |  |  | NA | CE | SS |  |  | N
2007 | 6452 | 6246 | HRSG12 | OP | NA | ST | NA |  | 0.2 |  |  | DP |  |  | NV |  |  | 1982 |  |  |  |  | MS | [5 empty] | NC |  | SS | N | 6 | 1976 |  |  | 443 | 0 | 43.5 | 266 | 0 | 254 | NG | RFO | [6 empty] | DB |  |  | 86 |  |  | N: N; OV: NA; RS: WE; NC: NC |  |  | N
2007 | 9996 | 1295 | 1 | OP | LO | FD | NA | 20 | 2032 |  | OP | OT |  | SM | NV |  | 1982 | 2000 |  | MS |  |  | MS | [5 empty] | SS |  |  | N | 5 | 1965 | 5 | 2020 | 575 | 35.2 | 0 | 865 | 0 |  | SUB | NG | [6 empty] | CY |  |  | 87.6 | 88.1 | 149900 | D: W; N: N; OV: NA; RS: BW |  |  | N
2007 | 10000 | 1241 | 1 | OP | ST | ST | FD | 0.12 | 3 | 0.86 | PB | DP | NP | PS | TH | YR | 1977 | 1977 | 2000 | MS |  |  | MS |  |  | OT |  |  | NC |  |  | N | 6 | 1973 |  |  | 6193 | 463.4 | 0 | 0 | 0 |  | SUB | BIT | [6 empty] | CY |  |  | 84.6 | 85.4 | 1659000 | W | N | OP | OV |  |  | NA | BW | NC |  |  | N
2007 | 55937 | 3459 | 2 | OP | ST | ST | St | 106 | 440 | 0.1 | PH | DM | NP | NV | YR | DA | 1962 | 1962 | 2005 | MS |  |  | MS |  |  | MS |  |  | NC |  |  | N | 12 | 1962 |  |  | 1584 |  |  | 2085 |  |  | NG | [7 empty] | TF |  |  | 84.5 | 85 | 415500 |  | N | OP | LA | BF |  | NA | CE | NC |  |  | N
2007 | 13168 | 2549 | 66 | RE | ST | ST | LO | 0.17 | 1.4 | 1 | PB | SB | NP | NV | DA | MO | 1973 | 1974 |  | MS |  |  | MS | [5 empty] | SU |  |  | N | 6 | 1954 | 12 | 2007 | 656 | 34.6 | 0 | 0 | 0 |  | BIT | [7 empty] | AF |  |  | 90 | 90 | 394311 | D: W; N: N; OV: NA; RS: BW |  |  | N
2007 | 21579 | 55297 | HRSG3 | OP | ST | ST | ST | 33.7 | 0.006 | 2.5 | PH | SB | NM | DA | DA | DA | 2004 | 2004 | 2004 | MS |  |  | MS |  |  | MS |  |  | NC |  |  | Da | 3 | 2004 |  |  | 779 | 0 | 0 | 2765 | 0 |  | NA | [7 empty] | DB | [6 empty] | N | OP | SR | LN |  | NA | DL |  |  |  | N
2007 | 16624 | 6183 | SM-1 | OP | ST | ST | St | 1300 | 1.2 | 0.5 | OT | DP | NP | YR | TH | OH | 1982 | 1982 | 1982 | MS |  |  | MS |  |  | MS |  |  | IF |  |  | D | 1 | 1982 | 5 | 2015 | 3054 | 437.6 | 0 | 0 | 0 |  | LIG | [7 empty] | OF |  |  | 80 | 81 | 851643 | D | N | OP | LN | OV |  | BW | BW | NC |  |  | N
2007 | 7140 | 56150 | 11A | OP | FD | ST | FD | 0.01 | 0.05 | 2.5 | PB | SU | NM | NS | NV | TH | 2005 | 2005 | 2005 | MS |  |  | MS |  |  | MS |  |  | SS |  |  | Db | 6 | 2005 |  |  | 842.762 |  |  | 541 |  |  | NG | DFO | [6 empty] | DB |  |  | 93 | 92 | 1030000 |  | N | OP | SR |  |  | NA | DL | SS |  |  | N
2007 | 16729 | 54574 | HRSG1 | OP | [52 empty] | OP: OP; OV: SR; RS: NA |  |  | N
2007 | 3103 | 10729 | PCBLR | OP | [27 empty] | N | [35 empty] | Y |  | Y | bar: OV
2007 | 3106 | 10855 | STKR1 | OP | [27 empty] | N | [24 empty] | OP: OP; OV: FR; LN: OV; RS: NA |  |  | Y |  | Y
2007 | 4161 | 602 | 2 | OP | ST | FD | FD | 0.03 | 1.2 | 0.46 | PC | DP | NP | PS | TH | OT | 1991 | 1991 | 1991 | MS |  |  | MS |  |  | MS |  |  | NC |  |  | D | 5 | 1991 | 6 | 2031 | 4425 | 250 | 0 | 0 | 0 |  | BIT | [7 empty] | OF |  |  | 88.5 | 88.9 | 1550000 | D | N | OZ | LN | SR |  | BW | BW | NC |  |  | N
2007 | 7067 | 54318 | E | OP | [27 empty] | N | [24 empty] | OP: OP; OV: FR; LN: LN; RS: FW |  |  | N
2007 | 1922 | 55044 | PB4 | OP | [27 empty] | N | [24 empty] | OP: OP; OV: FR; LN: LN; RS: CN |  |  | N
2007 | 1959 | 10354 | 1 | OP | [27 empty] | N | [24 empty] | OP: OP; OV: SN; LN: AA; SN: OT; RS: NA |  |  | Y |  |  |  | Y |  |  |  | Y
2007 | 2226 | 10290 | EU1 | OP | [27 empty] | N | [24 empty] | OP: OP; OV: LA; LN: FU; SN: SR; RS: NA |  |  | N
2007 | 15470 | 1010 | 2 | OP | LO | LO | NA | 0.1338 | 4.04 |  | PB | DP |  | NV | MO |  | 1979 | 1983 |  | MS | DB |  | MS | OT |  |  |  |  | TU | SS |  | N | 8 | 1953 |  |  | 700 | 42.5 | 0 | 0 | 0 |  | BIT | [7 empty] | FF |  |  | 88.1 | 89 | 312000 | D | N | OP | LN | OV |  | RS | FW | NC |  |  | Y |  |  |  | Y
2007 | 55983 | 3502 | 2 | OP | ST | ST | ST | 15 | 440 |  | OP | DM | OT | SM | TH | YR | 1972 | 1972 | 2004 | MS |  |  | MS |  |  | MS |  |  | NC |  |  | N | 7 | 1959 |  |  | 1600 |  | 350 | 2300 | 0 |  | NG | [7 empty] | FF |  |  | 83.9 | 83.9 | 375189 | N: N; OV: NA; RS: NA; RS: FW; NC: NC |  |  | N
2007 | 18642 | 47 | 1 | OP | ST | ST | FD | 0.12 | 2.2 | 0.45 | PB | DP | NP | PS | DA | YR | 1978 | 1991 | 1996 | MS |  |  | MS |  |  | MS |  |  | SS |  |  | N | 1 | 1955 |  |  | 1280 | 76.1 | 0 | 0 | 0 |  | BIT | [7 empty] | FF |  |  | 88.5 | 88.4 | 309870 | D | N | OP | LN |  |  | FW | BW | NC |  |  | N
2007 | 22337 | 52069 | HP5 | OP | [27 empty] | N | [35 empty] | N | bar: OV
2007 | 16534 | 7552 | HRSG | [53 empty] | OP: OP; OV: LN; LN: SR; RS: CN |  |  | N
2007 | 50003 | 10605 | 6PB | OP | [27 empty] | N | [24 empty] | OP: OP; OV: FR; LN: LN; RS: OT |  |  | N
2007 | 4580 | 10606 | 6A | OP | [27 empty] | N | [24 empty] | OP: OP; OV: LA; RS: NA |  |  | N
2007 | 4580 | 10606 | 9A | OP | [27 empty] | N | [24 empty] | OP: OP; OV: LA; RS: NA |  |  | N
2007 | 14268 | 1374 | 2 | OP | ST | ST | St | 0.14 | 6 | 0.44 | PB | DP | NP | NV | NV | YR | 1978 | 1978 | 1995 | MS |  |  | MS |  |  | MS |  |  | IF |  |  | N | 7 | 1974 |  |  | 1900 | 115.8 | 0 | 0 | 0 |  | BIT | [7 empty] | TF |  |  | 89 | 90.1 | 775000 | D | N | OP | LN | SN |  | AB | CE | NC |  |  | Y |  |  |  | Y | Y
2007 | 11216 | 10623 | 3 | [53 empty] | OP: OP; OV: FR; LN: LN; RS: JZ |  |  | N
2007 | 14298 | 55215 | HRSG1 | OP | ST | ST | ST | 21 | 2.7 | 82 | PH | DH | NH | OH | OH | OH | 2001 | 2001 | 2001 | MS |  |  | MS |  |  | MS |  |  | NC |  |  | Db | 6 | 2001 | 6 | 2020 | 600 | 0 | 0 | 230 | 0 | 1300 | NG | [7 empty] | DB |  |  | 67 | 67 | 737917 |  | N | OP | LN |  |  | CN | AI | NC |  |  | N
2007 | 16183 | 2642 | 1 | OP | ST | ST | ST | 0.21 | 3.4 | 0.42 | PB | DP | NP | NV | YR | DA | 1971 | 1988 | 1995 | MS |  |  | SS |  |  | OT |  |  | SS | UP |  | N | 11 | 1948 |  |  | 400 | 18.6 | 44.3 | 0 | 0 |  | BIT | DFO | [6 empty] | TF |  |  | 88 | 88 | 90000 | D | N | OP | SN |  |  | NA | CE | NC |  |  | N
2007 | 16183 | 2642 | 4 | OP | ST | ST | ST | 0.2 | 3.4 | 0.42 | PB | DP | NP | NV | YR | DA | 1971 | 1988 | 1995 | MS |  |  | SS |  |  | OT |  |  | SS | UP |  | N | 3 | 1957 |  |  | 560 | 28 | 44.3 | 0 | 0 |  | BIT | DFO | [6 empty] | TF |  |  | 89 | 90 | 160000 | D | N | OP | OV | LN | SN | CE | CE | NC |  |  | N
2007 | 16190 | 50406 | 1HFB | OP | ST | ST | ST | 0.26 | 744 | 0.4 | PB | DH | NP | PS | DA | MO | 2004 | 1983 | 2004 | MS |  |  | MS |  |  | MS |  |  | NC |  |  | N | 12 | 1976 | 6 | 2009 | 550 | 23.7 | 112 | 0 | 61 |  | WDS | RFO | [6 empty] | RF | SS |  | 72 | 67 | 203829 | D | Y | OP | LA | OV |  | NA | BW | NC |  |  | N
2007 | 16719 | 50438 | 4PB | OP | [27 empty] | N | [24 empty] | OP: OP; OV: FR; LN: LN; CE: AC |  |  | N
2007 | 16204 | 55641 | HRSG1 | OP | ST | ST | ST | 26.4 | 5.6 | 2.5 | PH | DH | NM | TH | TH | TH | 2004 | 2004 | 2004 | BO |  |  | BO |  |  | BO |  |  | NC |  |  | Da | 6 | 2004 |  |  | 789 | 0 | 0 | 468.2 | 0 | 947.1 | NG | [7 empty] | DB | [6 empty] | N | OP | LN | SR |  | CN | NT | NC |  |  | N
2007 | 5517 | 889 | 1 | OP | ST | ST | FD | 0.2 | 6 | 0.86 | PB | DP | NP | OH | OH | YR | 1972 | 1979 | 2000 | MS |  |  | MS |  |  | MS |  |  | SS |  |  | N | 7 | 1970 |  |  | 4199 | 267 | 0 | 0 | 0 |  | SUB | [7 empty] | CY |  |  | 89 | 90 | 1730000 | W | N | OP | OV | SR |  | NA | BW | NC |  |  | Y |  |  |  | Y
2007 | 15597 | 56079 | North | OP | [63 empty] | N | bar: OV
2007 | 2852 | 50991 | 8 | RE | [27 empty] | N | [24 empty] | OP: RE; OV: OT; CE: NA |  |  | N
2007 | 55184 | 55173 | HRSG11 | OP | ST | ST | ST | 3.2 | 0.2 | 4.5 | PH | DH | NM | DA | DA | DA | 2002 | 2002 | 2002 | MS |  |  | MS |  |  | MS |  |  | NC |  |  | Db | 6 | 2002 |  |  | 672 |  | 0 | 300 | 0 |  | NG | [7 empty] | DB | [6 empty] | N | OP | LN | SR |  | TS | NT | NC |  |  | N
2007 | 55184 | 55173 | HRSG25 | OP | ST | ST | ST | 3.2 | 0.2 | 4.5 | PH | DH | NM | DA | DA | DA | 2002 | 2002 | 2002 | MS |  |  | MS |  |  | MS |  |  | NC |  |  | Db | 8 | 2002 |  |  | 672 |  | 0 | 300 | 0 |  | NG | [7 empty] | DB | [6 empty] | N | OP | LN | SR |  | TS | NT | NC |  |  | N
2007 | 49934 | 56089 | HRSG2 | CN | FD | FD | FD | [24 empty] | Da | [18 empty] | DB | [16 empty] | N | bar: OP
2007 | 5580 | 1385 | 2 | OP | ST | ST | FD | 0.21 | 1.8 | 0.5 | PB | DP | NP | NV | NV | NV | 1980 | 1977 | 1995 | MS |  |  | MS |  |  | MS |  |  | SS |  |  | N | 12 | 1954 |  |  | 220 | 10 | 0 | 0 | 0 |  | BIT | [7 empty] | FF |  |  | 86 | 86 | 45000 | D: D; N: N; OV: NA; CE: FW; NC: NC |  |  | N
2007 | 5580 | 1385 | 3 | OP | ST | ST | FD | 0.32 | 1.8 | 0.5 | PB | DP | NP | NV | NV | YR | 1980 | 1977 | 1995 | MS |  |  | MS |  |  | MS |  |  | SS |  |  | N | 10 | 1957 |  |  | 674 | 40 | 0 | 0 | 0 |  | BIT | [7 empty] | FF |  |  | 87.3 | 86.7 | 140000 | D | N | OP | LN |  |  | RS | RS | NC |  |  | N
2007 | 5580 | 6041 | 2 | OP | ST | ST | FD | 0.1 | 1.2 | 0.45 | PB | DP | NP | NV | NV | NV | 1981 | 1981 | 1981 | MS |  |  | MS |  |  | MS |  |  | SS |  |  | D | 3 | 1981 |  |  | 4000 | 219 | 0 | 0 | 0 |  | BIT | [7 empty] | TF |  |  | 88.9 | 90.9 | 1057000 | D | N | OP | LN | SR |  | AL | CE | IF |  |  | N
2007 | 135 | 10593 | BLR1 | OP | [27 empty] | N | [35 empty] | N | bar: OV
2007 | 142 | 10676 | 3 | OP | ST | ST | ST | 0.105 | 0.7 | 0.7 | PB | DP | NP | PS | DA | MO | 1980 | 1980 | 1994 | MS |  |  | MS |  |  | MS |  |  | NC |  |  | N | 7 | 1987 |  |  | 400 | 21.2 | 0 | 0 | 0 |  | BIT | PC | [6 empty] | FF |  |  | 84 |  | 157500 | D | N | OP | LN | OV | LA | BW | BW | NC |  |  | Y |  |  |  | Y | Y |  | Y
2007 | 9263 | 50458 | HRSG1 | OP | [27 empty] | N | [24 empty] | OP: OP; NA LN: SR; NA OV: LN; NA BW: NA |  |  | N
2007 | 9273 | 990 | 10 | OP | LO | LO | FD | 0.02 | 0.35 | 0.45 | PB | DP | NP | PS | MO | YR | 1980 | 1980 | 1995 | MS |  |  | MS |  |  | MS |  |  | SS |  |  | N | 6 | 1947 | 6 | 2017 | 400 | 0 | 91.4 | 0 | 0 |  | DFO | [7 empty] | TF |  |  | 85 | 84.2 | 98000 | D | N | OP | LA |  |  | NA | CE | SS |  |  | N
2007 | 15726 | 10562 | PB1 | OP | [27 empty] | N | [35 empty] | N | bar: NA LN
2007 | 15726 | 10562 | REC5 | OP | [27 empty] | N | [35 empty] | N | bar: NA LN
2007 | 19365 | 50483 | B4 | OP | [27 empty] | N | [35 empty] | Y | [6 empty] | Y | bar: NA LN
2007 | 19391 | 3176 | 6 | OP | [27 empty] | N | [24 empty] | OP: OZ; NA LN: LA; NA BW: NA |  |  | N
2007 | 17566 | 52132 | HRSG2 | [53 empty] | OP: OP; NA LN: SR; NA BW: CN |  |  | N
2007 | 17566 | 55470 | HRSG1 | OP |  |  | FD |  |  | 3.5 |  |  | NM |  |  | TH |  |  | 2003 | [6 empty] | MS | [5 empty] | Db | 12 | 2003 |  |  | 1100 |  |  | 695.3 |  | 1359 | OG | NG | [6 empty] | DB |  |  | 78.3 | 79.6 | 756000 | N: N; OP: OP; NA LN: SR; NA BW: NA; NA BW: DL |  |  | N
2007 | 19588 | 50431 | 2 | [64 empty] | N | bar: NA LN
2007 | 19588 | 50431 | 3 | [64 empty] | N | bar: NA LN
2007 | 19588 | 50431 | 6 | [53 empty] | OP: OP; NA LN: FR; NA OV: LN; NA BW: JZ |  |  | N
2007 | 3989 | 492 | 5 | OP | ST | ST | FD | 0.1 | 1.2 | 0.46 | PB | DP | NP | NV | TH | YR | 1976 | 1976 | 2000 | MS |  |  | MS |  |  | MS |  |  | SS | OT |  | N | 6 | 1962 |  |  | 425 | 31 | 0 | 599.3 | 0 |  | BIT | NG | [6 empty] | FF |  |  | 82.7 | 83.1 | 158027 | D | N | OP | LN |  |  | BW | RS | IF | SS |  | N
2007 | 3989 | 492 | 6 | OP | ST | ST | FD | 0.1 | 1.2 | 0.46 | PB | DP | NP | NV | TH | YR | 1976 | 1976 | 2000 | MS |  |  | MS |  |  | MS |  |  | OT | SS |  | N | 6 | 1968 |  |  | 685 | 39.6 | 0 | 865 | 0 |  | SUB | NG | [6 empty] | FF |  |  | 88.1 | 88.1 | 222192 | D | N | OP | LN |  |  | BW | BW | IF | SS |  | N
2007 | 3998 | 10300 | BLR1 | OP | [27 empty] | N | [24 empty] | OP: OP; NA LN: CF; NA OV: SN; NA BW: NA |  |  | N
2007 | 4045 | 2123 | 6 | OP | [63 empty] | N | bar: NA LN
2007 | 3335 | 55537 | 8 | RE | [27 empty] | N |  |  | 10 | 2005 | [31 empty] | N | bar: NA LN
2007 | 7140 | 715 | 2 | OP | ST | ST | NA | 0.24 | 2.8 |  | PB | SU |  | NS | NV |  | 1972 | 1972 |  | MS |  |  | MS | [5 empty] | NC |  |  | N | 6 | 1959 |  |  | 580 | 0 | 110 | 0 | 0 |  | RFO | DFO | [6 empty] | FF |  |  | 89 | 89.7 | 380000 | W | N | OP | NA |  |  | NA | BW | NC |  |  | N
2007 | 10000 | 2080 | 2 | OP | ST | ST | FD | 0.2 | 1.3 | 0.45 | PB | DP | NP | DT | YR | YR | 1973 | 1988 | 1996 | MS |  |  | MS |  |  | MS |  |  | NC |  |  | N | 4 | 1960 |  |  | 1260 | 117.3 | 0 | 0 | 0 |  | SUB | [7 empty] | TF |  |  | 88.7 | 89.1 | 341600 | D: D; N: N; NA LN: NA; NA BW: CE; NA NC: NC |  |  | N
2007 | 13923 | 2594 | 6 | OP | ST | ST | ST | 0.1 | 0.75 | 0.3 | PB | SU | NP | TH | TH | TH | 1980 | 1980 | 1980 | MS |  |  | MS |  |  | MS | [5 empty] | D | 7 | 1980 |  |  | 6300 | 0 | 1352 | 2005 | 0 |  | RFO | NG | [6 empty] | FF |  |  | 88.4 | 89 | 1521000 |  | N | OP | OV | LA | FR | NA | FW |  |  |  | N
2007 | 4427 | 50664 | B102 | OP | [27 empty] | N | [24 empty] | OP: OP; NA LN: FR; NA BW: NA |  |  | Y | Y | Y | Y |  |  | Y
2007 | 14354 | 3644 | 1 | OP | ST | ST | FD | 40 | 1 | 0.45 | OP | SU | NP | SM | NV | YR | 1972 | 1971 | 1988 | MS |  |  | MS |  |  | MS | [5 empty] | N | 11 | 1954 |  |  | 620 | 31.7 | 0 | 0 | 0 |  | BIT | [7 empty] | TF |  |  | 87.5 | 87.8 | 165000 | D: D; N: N; NA LN: NA; NA BW: CE; NA NC: NC |  |  | Y |  |  |  | Y
2007 | 14354 | 4162 | 2 | OP | ST | ST | FD | 0.24 | 1.2 | 0.4 | PB | DP | NP | PS | WO | YR | 1976 | 1975 | 1988 | MS |  |  | SS |  |  | MS | [5 empty] | N | 10 | 1968 |  |  | 1600 | 125 | 0 | 0 | 0 |  | SUB | [7 empty] | TF |  |  | 86.8 | 87.6 | 459000 | D: D; N: N; NA LN: NA; NA BW: CE; NA NC: NC |  |  | Y |  |  |  | Y
2007 | 15473 | 55343 | 2 | OP | ST | ST | St | 225.5 | 37.3 | 246.3 | OT | OT | OT | OT | OT | OT | 2005 | 2005 | 2005 | [9 empty] | NC |  |  | Db | 12 | 2005 |  |  | 1643 | [13 empty] | OT |  |  | 85.5 |  |  | OP: OP; NA LN: SR; NA BW: NA; NA BW: GE; NA NC: NC |  |  | N
2007 | 16929 | 50290 | 2 | OP | [27 empty] | N | [35 empty] | Y | Y | bar: NA LN
2007 | 2171 | 55357 | HRSG2 | OP | ST | ST | ST | 38.6 | 7.2 | 32.4 | PH | DH | NH | NV | NV | NV | 2003 | 2003 | 2003 | MS |  |  | MS |  |  | MS |  |  | NC |  |  | Db | 5 | 2003 |  |  | 1400 | 0 | 0 | 160 | 0 | 1900 | NG | [7 empty] | DB |  |  | 38.8 | 38.8 | 858600 | W | N | OP | SR |  |  | NA | OT | NC |  |  | N
2007 | 3542 | 2830 | 5 | OP | ST | FD | NA | 0.1 | 7.19 |  | PB | DP |  | NV | MO |  | 1976 | 1979 |  | MS |  |  | MS | [5 empty] | SS |  |  | N | 12 | 1962 |  |  | 1500 | 86.8 | 0 | 0 | 0 |  | BIT | [7 empty] | TF |  |  | 90 | 90.3 | 351900 | D | N | OP | LN | OV |  | AL | CE | NC |  |  | Y |  |  |  | Y
2007 | 15473 | 2450 | 1 | OP | LO | LO | LO | 0.05 | 0.34 | 0.3 | PB | DP | NP | TH | TH | TH | 1973 | 1973 | 1973 | MS |  |  | MS |  |  | MS |  |  | NC |  |  | N | 3 | 1959 |  |  | 450 | 0 | 0 | 560 | 0 |  | NG | [7 empty] | FF |  |  | 88 | 85 | 130000 | N: N; NA LN: NA; NA BW: BW; NA NC: NC |  |  | N
2007 | 19173 | 10003 | BLR2 | OP | [27 empty] | N | [35 empty] | N | bar: NA LN
2007 | 15474 | 127 | 1 | OP | FD | FD | FD | 0.03 | 0.5 | 0.5 | PB | SB | NP | NV | TH | MO | 1986 | 1986 | 1986 | MS |  |  | MS |  |  | MS |  |  | NC |  |  | Da | 12 | 1986 |  |  | 4900 | 427 | 0 | 0 | 0 |  | BIT | [7 empty] | OF |  |  | 84.9 | 85.1 | 1716404 | D | N | OP | LN |  |  | EP | FW | NC |  |  | N
2007 | 20404 | 3521 | 1 | RE | [27 empty] | N | [35 empty] | N | bar: NA LN
2007 | 20404 | 3524 | 1 | RE | ST | ST | NA | 70 | 440 |  | PH | DM |  | OH | TH |  | 1953 | 1953 |  | MS |  |  | MS | [5 empty] | NC |  |  | N | 7 | 1953 |  |  | 300 | 0 | 63 | 374 | 0 |  | NG | [7 empty] | FF |  |  | 83 | 84 | 72222 | N: N; NA LN: NA; NA BW: BW |  |  | N
2007 | 55852 | 55514 | HRG1A | OP | [28 empty] | 5 | 2003 | [8 empty] | NG | [7 empty] | DB |  |  | 87.5 | 86 | 3257600 |  | N | OP | LN | SR |  | CN | VO |  |  |  | N
2007 | 20404 | 3527 | 2 | SC | ST | ST | NA | 163 | 440 |  | PH | DM |  | OH | TH |  | 1966 | 1966 |  | MS |  |  | MS | [5 empty] | NC |  |  | N | 1 | 1966 |  |  | 597 | 0 | 164.8 | 704.1 | 0 | 345 | NG | [7 empty] | FF |  |  | 86 | 73 | 178612 | N: N; NA LN: NA; NA BW: RS |  |  | N
2007 | 22484 | 356 | 6 | OP | LO | LO | LO | 0.1 | 80 | 240 | PC | OT | NM | FT | NV | FT | 1976 | 1977 | 1974 | MS |  |  | MS |  |  | MS |  |  | SS |  |  | N | 7 | 1957 |  |  | 1254 | 0 | 280 | 1630 | 0 |  | NG | [7 empty] | AF |  |  | 86 | 86 | 1535000 |  | N | OP | BF | SR | FR | NA | BW |  |  |  | N
2007 | 7140 | 703 | 2BLR | OP | ST | ST | FD | 0.24 | 3 | 0.45 | PB | SU | NP | NV | YR | YR | 1972 | 1995 | 1996 | MS |  |  | MS |  |  | MS |  |  | SS |  |  | N | 9 | 1972 |  |  | 5045 | 269.7 | 0 | 0 | 0 |  | BIT | [7 empty] | TF |  |  | 89.1 | 89.6 | 1355333 | D | N | OP | LN | SR | OV | IC | CE | IF |  |  | N
2007 | 7140 | 703 | 4BLR | OP | ST | ST | FD | 0.24 | 3 | 0.45 | PB | SU | NP | NV | YR | YR | 1975 | 1995 | 1996 | MS |  |  | MS |  |  | MS |  |  | SS |  |  | N | 11 | 1975 |  |  | 6351 | 374.7 | 0 | 0 | 0 |  | BIT | [7 empty] | TF |  |  | 88.7 | 89.5 | 1740888 | D | N | OP | LN | SR | OV | IC | CE | IF |  |  | N
2007 | 11241 | 1402 | 1 | OP | ST | ST | ST | 20 | 2000 | 0.05 | OP | DM | NO | SM | NV | YR | 1969 | 1969 | 1969 | MS |  |  | MS |  |  | MS |  |  | ND |  |  | N | 3 | 1961 |  |  | 1550 | 0 | 390.6 | 2500 | 0 |  | NG | [7 empty] | OF |  |  | 85 | 85.3 | 405800 | N N: N; LN LN: NA; CE CE: RS; IF IF: NC | ND |  | N
2007 | 11241 | 1402 | 2 | OP | ST | ST | ST | 20 | 2000 | 0.05 | OP | DM | NO | SM | NV | YR | 1969 | 1969 | 1969 | MS |  |  | MS |  |  | MS |  |  | ND |  |  | N | 4 | 1966 |  |  | 2775 | 0 | 641.6 | 4260 | 0 |  | NG | [7 empty] | FF |  |  | 85 | 85.6 | 691600 | N N: N; LN LN: NA; CE CE: FW; IF IF: NC | ND |  | N
2007 | 50033 | 50491 | 4BLR | OP | ST | ST | NA | 44.6 | 1538 |  | PH | DH |  | PS | DA |  | 1980 | 1980 |  | MS |  |  | MS |  |  | MS |  |  | NC |  |  | N | 6 | 1952 |  |  | 340 | 18.5 |  |  |  |  | BIT | [7 empty] | FF |  |  | 76.1 | 85.4 | 95000 | D | N | OP | LN | OV |  | AC | RS | NC |  |  | N
2007 | 733 | 3938 | 41 | OP | FD | FD | St | 0.05 | 4195 |  | PB | DH | OT | DT | DA | YR | 1979 | 1976 | 2000 | MS |  |  | MS |  |  | MS |  |  | NC |  |  | N | 2 | 1952 |  |  | 930 | 60.5 | 0 | 0 | 0 |  | BIT | [7 empty] | VF |  |  | 89 | 89.2 | 236691 | D | N | OP | LN |  |  | BW | BW | NC |  |  | N
2007 | 54907 | 3442 | 6 | OP | NA | NA | NA | [24 empty] | N | 5 | 1948 |  |  | 250 |  | 0 | 308 | 0 |  | NG | [7 empty] | FF |  |  | 82 | 83 | 49600 | N N: N; LN LN: NA; CE CE: BW |  |  | N
2007 | 54907 | 3442 | 7 | OP | NA | NA | NA | [24 empty] | N | 5 | 1970 |  |  | 1004 |  | 260 | 1505 | 0 |  | NG | [7 empty] | FF |  |  | 85 | 85 | 264000 | N N: N; LN LN: NA; CE CE: BW |  |  | N
2007 | 16238 | 55835 | HRSG 2 | OP | ST | ST | ST | 0.00735 | 6 | 0.01394 | PB | OT | NP | PS | NV | MO | 2004 | 2004 | 2004 | MS |  |  | MS |  |  | MS |  |  | NC |  |  | Db | 6 | 2004 | 6 | 2034 | 793 | 0 | 0 | 588 | 0 |  | NG | [7 empty] | DB | [6 empty] | N | OP | LN | SR |  | CN | NT | NC |  |  | N
2007 | 16463 | 1458 | 3 | SB | [63 empty] | N | bar: LN LN
2007 | 19547 | 766 | 5 | OP | ST | ST | NA | 40 | 0.5 |  | OP | SU |  | SM | NV |  | 1972 | 1972 |  | MS |  |  | MS | [5 empty] | NC |  |  | N | 10 | 1959 |  |  | 485 | 0 | 98 | 0 | 0 |  | RFO | [7 empty] | FF |  |  | 88.5 | 88.5 | 102000 | N N: N; LN LN: NA; CE CE: BW; IF IF: NC |  |  | N
2007 | 6526 | 6094 | 3 | OP | ST | ST | FD | 0.1 | 0.6 | 0.7 | PB | DP | NP | PS | MO | TH | 1980 | 1980 | 1980 | MS |  |  | MS |  |  | MS |  |  | NC |  |  | D | 9 | 1980 |  |  | 6415 | 350 | 0 | 0 | 0 |  | BIT | [7 empty] | OF |  |  | 89.1 | 90.2 | 2394000 | D | N | OP | OV | LN |  | BW | FW | NC |  |  | N
2007 | 14928 | 54236 | BLR1 | OP | [27 empty] | N | [24 empty] | OP OP: PL; LN LN: SR; IC IC: CN |  |  | N
2007 | 14932 | 50974 | UNIT 1 | OP | [52 empty] | OP OP: OZ; LN LN: SN; SR SR: CF; IC IC: NA |  |  | Y |  | Y | Y |  |  |  |  | Y
2007 | 5610 | 50481 | 253-29 | OP | ST | ST | FD | 0.09 | 2.4 | 295 | PB | DP | OT | PS | DA | OT | 1972 | 1972 | 2004 | MS |  |  | MS |  |  | MS |  |  | NC |  |  | N | 6 | 1971 |  |  | 500 | 25.2 | 0 | 0 | 0 |  | BIT | NG | [6 empty] | TF |  |  | 88.9 |  | 115111 | D | N | OP | LN | OV |  | AL | CE | NC |  |  | N
2007 | 5610 | 50481 | 325-30 | OP | FD | ST | ST | 0.1 | 317 | 0.6 | PB | DH | NP | PS | MO | PS | 1982 | 1995 | 1982 | MS |  |  | MS |  |  | MS |  |  | NC |  |  | D | 8 | 1982 |  |  | 600 | 30 | 0 | 0 | 0 |  | BIT | OG | OTH | [5 empty] | TF |  |  | 89.3 |  | 155762 | D | N | OP | LN | OV |  | AL | CE | NC |  |  | N
2007 | 5610 | 50481 | 83-22 | OP | ST | ST | NA | 0.09 | 2.4 |  | PB | DP |  | OT | OH |  | 1974 | 1974 |  | MS |  |  | MS | [5 empty] | NC |  |  | N | 6 | 1952 |  |  | 165 | 9.6 | 0 | 0 | 0 |  | BIT | SLW | [6 empty] | SS |  |  | 86 |  |  | D D: D; N N: Y; LN LN: NA; CE CE: BW; IF IF: NC |  |  | N
2007 | 5610 | 50481 | 83-23 | OP | ST | ST | NA | 0.09 | 2.4 |  | PB | DP |  | OT | OH |  | 1973 | 1973 |  | MS |  |  | MS | [5 empty] | NC |  |  | N | 6 | 1959 |  |  | 340 | 19.3 | 0 | 0 | 0 |  | BIT | SLW | OTH | [5 empty] | SS |  |  | 87.1 |  |  | D D: D; N N: Y; LN LN: NA; CE CE: CE; IF IF: NC |  |  | N
2007 | 5624 | 10025 | 14 | OP | ST | ST | ST | 0.26 | 3.4 | 0.53 | PB | DP | NP | OH | YR | DA | 1995 | 1988 | 1995 | MS |  |  | MS |  |  | MS |  |  | NC |  |  | N | 6 | 1948 |  |  | 185 | 9.6 | 0 | 0 | 0 |  | BIT | [7 empty] | OT |  |  | 83.9 | 83.9 | 60411 | D D: D; N N: N; LN LN: NA; CE CE: BW; IF IF: NC |  |  | N
2007 | 9417 | 1073 | 3 | OP | LO | LO | FD | 0.16 | 495.9 | 0.59 | PB | DH | NP | NV | OH | YR | 1975 | 1975 | 2000 | MS |  |  | MS |  |  | MS |  |  | SS |  |  | N | 6 | 1958 |  |  | 450 | 28 | 0 | 500 | 0 |  | SUB | LFG | NG | [5 empty] | FF |  |  | 85 | 83 | 127161 | D D: D; N N: N; LN LN: NA; CE CE: RS; IF IF: NC |  |  | N
2007 | 9417 | 1077 | 1 | OP | ST | ST | ST | 0.38 | 1.9 | 0.4 | PB | DP | NP | PS | DA | MO | 1976 | 2001 | 2003 | MS |  |  | MS |  |  | MS |  |  | SS |  |  | N | 6 | 1955 |  |  | 300 | 21 | 0 | 370 | 0 |  | SUB | NG | [6 empty] | FF |  |  | 85 | 85 | 76500 | D | N | OP | LN |  |  | BW | RS | SS |  |  | N
2007 | 17465 | 10017 | PB06 | OP | ST | ST | NA | 0.263 | 639 |  | PB | DH |  | NS | NS |  | 1985 | 1985 |  | MS |  |  | MS | [5 empty] | NC |  |  | N | 6 | 1943 |  |  | 100 |  | 19 | 0 | 0 |  | RFO | [7 empty] | FF |  |  | 85.6 |  | 110000 | D D: D; N N: N; LN LN: NA; CE CE: CE; IF IF: NC |  |  | N
2007 | 7140 | 6052 | 1 | OP | ST | ST | FD | 0.24 | 2.5 | 0.45 | PB | SU | NP | PS | NV | YR | 1976 | 1995 | 1996 | MS |  |  | MS |  |  | MS |  |  | SS |  |  | N | 12 | 1976 |  |  | 6269 | 365.4 | 0 | 0 | 0 |  | BIT | [7 empty] | TF |  |  | 88.7 | 89.9 | 1476719 | D | N | OP | OV | LN | SR | CE | CE | IF |  |  | N
2007 | 7168 | 52175 | B1B | OP | [27 empty] | N | [35 empty] | N | bar: OV
2007 | 7168 | 52175 | B1C | OP | [27 empty] | N | [35 empty] | N | bar: OV
2007 | 15500 | 55482 | HRSG1 | OP | ST | ST | ST | 22.3 | 3.2 | 2 | PH | DM | NM | OH | OH | TH | 2004 | 2004 | 2004 | MS |  |  | MS |  |  | MS |  |  | NC |  |  | Db | 9 | 2004 |  |  | 529.3 |  | 0 | 270.5 | 0 | 919.8 | NG | [7 empty] | DB | [6 empty] | N | OP | SR | LN |  | CN | HT | NC |  |  | N
2007 | 7392 | 10114 | B102 | OP | [27 empty] | N | [35 empty] | N | bar: OV
2007 | 7475 | 10698 | 8 | OP | [27 empty] | N | [35 empty] | N | bar: OV
2007 | 7475 | 10698 | 9 | OP | [27 empty] | N | [24 empty] | OP: OP; OV: FR; LN: LN; CE: RS |  |  | N
2007 | 5701 | 2444 | 6 | OP | ST | ST | ST | 20 | 0.34 | 0.3 | OP | SU | NP | NV | DT | OH | 1972 | 1972 | 1974 | MS |  |  | MS |  |  | BO | MS |  | NC |  |  | N | 6 | 1957 | 9 | 2012 | 450 | 0 | 98 | 588 | 0 |  | NG | DFO | [6 empty] | FF |  |  | 84 | 85 | 98120 |  | N | OP | LA |  |  | NA | BW | NC |  |  | N
2007 | 5748 | 887 | 2 | OP | ST | ST | ST | 0.2 | 36865 | 11506 | PB | DH | OT | OH | OH | YR | 1972 | 1978 | 2000 | MS |  |  | MS |  |  | MS |  |  | SS | IF |  | N | 9 | 1953 |  |  | 1200 | 79.5 | 0 | 0 | 0 |  | SUB | [7 empty] | TF |  |  | 88.2 | 88.7 | 326754 | D | N | OP | LN |  |  | CE | CE | SS | IF |  | N
2007 | 5748 | 887 | 4 | OP | ST | ST | ST | 0.2 | 36865 | 11506 | PB | DH | OT | OH | OH | YR | 1972 | 1978 | 2000 | MS |  |  | MS |  |  | MS |  |  | SS | IF |  | N | 8 | 1954 |  |  | 1200 | 79.5 | 0 | 944 | 0 |  | SUB | NG | [6 empty] | TF |  |  | 88.2 | 88.7 | 326754 | D | N | OP | LN |  |  | CE | CE | SS | IF |  | N
2007 | 6958 | 3576 | CE1 | OP | FD | FD | FD | 0.1 | 0.006 | 0.06 | PB | DP | NP | YR | YR | DA | 1970 | 1995 | 1970 | MS |  |  | MS |  |  | MS |  |  | SS |  |  | N | 7 | 1967 |  |  | 765 | 0 | 191 | 986 | 0 |  | NG | [7 empty] | TF |  |  | 85 | 84 | 266000 |  | N | OP | LN | FR |  | CE | CE | NC |  |  | N
2007 | 12311 | 10224 | BLR 9 | OP | [52 empty] | OP: OP; OV: LN; LN: SR; CE: CN |  |  | N
2007 | 12341 | 1081 | 7 | OP | ST | ST | NA | 0.39 | 1.2 |  | PB | DP |  | NV | TH |  | 1981 | 1977 |  | MS |  |  | MS | [5 empty] | NC |  |  | N | 6 | 1949 |  |  | 300 | 14.3 | 0 | 295 | 0 |  | SUB | NG | [6 empty] | FF |  |  | 85 | 84 | 51000 | D: D; N: N; OV: NA; CE: RS; IF: NC |  |  | N
2007 | 12686 | 6073 | 3B | OP | [28 empty] | 5 | 2001 | [8 empty] | NG | [7 empty] | DB | [5 empty] | N: N; OP: OP; OV: SR; CE: NA; CE: VO |  |  | N
2007 | 31386 | 55271 | HRSG2 | OP | FD | FD | FD | 0.03 | 0.2 | 0.2 | PB | DP | NP | NV | NV | TH | 2002 | 2002 | 2002 | [9 empty] | NC |  |  | Db | 5 | 2002 |  |  | 672 |  |  |  |  | 1200 | NG | [7 empty] | DB |  |  | 82.9 | 81.2 | 1497807 | OP: OP; OV: SR; CE: NA; CE: DL; IF: NC |  |  | N
2007 | 7011 | 55592 | HRSG 2 | OP | [52 empty] | OP: OP; OV: LN; CE: CN |  |  | N
2007 | 10620 | 673 | S-3 | OP | [27 empty] | N | [35 empty] | N | bar: OV
2007 | 12341 | 1082 | 3 | OP | ST | ST | St | 0.1 | 1.2 | 1925 | PB | DP | NH | NV | TH | YR | 1978 | 1978 | 2006 | MS |  |  | MS |  |  | MS |  |  | IF |  |  | D | 12 | 1978 |  |  | 4850 | 448 | 0 | 0 | 0 |  | SUB | [7 empty] | OF |  |  | 83.8 | 84.7 | 1500000 | D | N | OP | LN | OT |  | BW | BW | IF |  |  | N
2007 | 9303 | 50243 | 5 | OP | [27 empty] | N | [24 empty] | OP: OP; OV: LN; CE: RS |  |  | N
2007 | 55738 | 54085 | RB2 | OP | [27 empty] | N | [24 empty] | OP: OP; OV: OV; LN: LA; CE: NA |  |  | N
2007 | 13695 | 10380 | A BLR | OS | [52 empty] | OP: OS; OV: OV; CE: NA |  |  | N
2007 | 13695 | 10380 | B BLR | OS | [52 empty] | OP: OS; OV: OV; CE: NA |  |  | N
2007 | 18611 | 55137 | 201 | OP | ST | ST | ST | 21.7 | 32.5 | 104.1 | PH | DH | NH | OH | OH | OH | 2002 | 2002 | 2002 |  |  |  | MS |  |  | MS | [5 empty] | Db | 6 | 2002 | 6 | 2042 | 494 |  | 0 | 7.2 | 0 | 966 | NG | [7 empty] | DB |  |  | 85 | 85 |  | N: N; OP: OP; OV: LN; CE: CN; CE: DJ |  |  | N
2007 | 11479 | 7991 | HRSG1 | OP | ST | ST | FD | 8.6 | 1.78 | 2.5 | PH | DH | OT | OH | OH | OT | 2005 | 2005 | 2005 | MS |  |  | MS |  |  | MS |  |  | NC |  |  | Db | 4 | 2005 |  |  | 274 |  |  | 239 |  | 174.6 | NG | [7 empty] | DB |  |  | 92 | 86 |  |  | N | OP | SR |  |  | NA | DL | NC |  |  | N
2007 | 50163 | 52108 | 35 | OP | [52 empty] | OP: OP; OV: LA; CE: NA |  |  | N
2007 | 6526 | 2837 | 1 | OP | ST | ST | ST | 0.1 | 5.64 | 0.45 | PB | DP | NP | PS | MO | YR | 1979 | 1981 | 1996 | MS |  |  | MS |  |  | MS |  |  | SS | TU | OT | N | 9 | 1953 |  |  | 875 | 55 | 0 | 0 | 0 |  | SUB | BIT | [6 empty] | TF |  |  | 88.6 | 88.9 | 273840 | D | N | OP | LN | OV |  | CE | CE | NC |  |  | N
2007 | 8009 | 52140 | RF2 | OP | [27 empty] | N | [35 empty] | N | bar: OV
2007 | 9393 | 54096 | BLRB1 | OP | [27 empty] | N | [35 empty] | N | bar: OV
2007 | 9393 | 54096 | BLRR1 | OP | [27 empty] | N | [35 empty] | N | bar: OV
2007 | 9393 | 54096 | BLRR2 | OP | [27 empty] | N | [35 empty] | N | bar: OV
2007 | 8181 | 10118 | 1 | TS | [52 empty] | OP: TS; OV: SN; LN: FR; CE: NA |  |  | Y | Y
2007 | 8329 | 55729 | HRSG1 | CN | FD | FD | FD | [24 empty] | Da | [18 empty] | DB | [16 empty] | N | bar: OV
2007 | 8483 | 10207 | 2 | OP | [27 empty] | N | [35 empty] | N | bar: OV
2007 | 13756 | 995 | 8 | OP | ST | ST | ST | 0.22 | 1.2 | 1.2 | PB | DP | NP | PS | OT | YR | 1981 | 1992 | 2000 | MS |  |  | MS |  |  | OV | SR |  | CU |  |  | N | 8 | 1968 |  |  | 2584 | 182.8 | 0 | 1600 | 0 |  | BIT | NG | [6 empty] | CY |  |  | 88.8 | 89.8 | 646667 | W | N | OP | OV | SR |  | NA | BW | NC |  |  | N
2007 | 12647 | 1891 | 2 | OP | ST | ST | NA | 0.6 | 4 |  | PB | DP |  | DT | OH |  | 1971 | 1969 |  | MS |  |  | MS | [8 empty] | N | 9 | 1953 |  |  | 530 | 212.5 | 0 | 0 | 0 |  | SUB | BIT | [6 empty] | TF |  |  | 84 | 82 | 240000 | D | N | OP | OT |  |  | NA | CE |  |  |  | N
2007 | 12647 | 1893 | 3 | OP | ST | ST | FD | 0.6 | 4 | 0.45 | PB | DP | NP | OH | OH | YR | 1973 | 1973 | 1997 | MS |  |  | MS |  |  | MS |  |  | NC |  |  | N | 2 | 1973 |  |  | 2472 |  | 0 | 0 | 0 |  | SUB | DFO | [6 empty] | TF |  |  | 86.6 | 87 | 741700 | D | N | OP | BF |  |  | NA | CE | NC |  |  | N
2007 | 353 | 10640 | BLR1 | OP | [27 empty] | N | [24 empty] | OP: OP; OV: CF; LN: SN; CE: NA |  |  | N
2007 | 13756 | 996 | 6 | SC | ST | ST | FD | 0.1 | 1.05 | 0.45 | PB | DP | NP | PS | DA | YR | 1993 | 1980 | 1997 | MS |  |  | MS |  |  | LN |  |  | NC |  |  | N | 9 | 1959 |  |  | 860 | 60.6 | 0 | 300 | 0 |  | SUB | NG | [6 empty] | TF |  |  | 87.7 | 88.2 | 242200 | D | N | SC | LN |  |  | CE | CE | OT |  |  | N
2007 | 13756 | 997 | 6 | OS | ST | ST | NA | 0.24 | 0.74 |  | PB | DP |  | NS | OT |  | 1981 | 1988 |  | MS |  |  | MS | [5 empty] | NC |  |  | N | 10 | 1951 |  |  | 375 | 0 | 0 | 465 | 0 |  | NG | [7 empty] | CY |  |  | 82.9 | 83.7 | 180000 | N: N; OV: NA; CE: BW; IF: OT |  |  | N
2007 | 13756 | 6085 | 14 | OP | ST | ST | ST | 0.1 | 1.2 | 0.65 | PB | DP | NP | PS | OT | YR | 1983 | 1980 | 2000 | MS |  |  | MS |  |  | OV |  |  | NC |  |  | D | 12 | 1976 |  |  | 3230 | 193.4 | 0 | 0 | 0 |  | BIT | SUB | [6 empty] | CY | OF |  | 88.3 | 89.3 | 837083 | W | N | OP | OV | SR |  | NA | BW | IF |  |  | N
2007 | 13765 | 54995 | 502 | OP | [27 empty] | N | [35 empty] | N | bar: OV
2007 | 2877 | 55123 | HRSG1 | OP | ST | ST | ST | 25 | 36.4 | 9 | PH | DH | NM | YR | DT | OH | 2002 | 2002 | 2002 | MS |  |  | MS |  |  | MS |  |  | NC |  |  | Db | 2 | 2002 |  |  | 1381 | 0 | 0 | 108.3 | 0 | 1383.7 | NG | [7 empty] | DB | [6 empty] | N | OP | SR |  |  | NA | NT | NC |  |  | N
2007 | 470 | 50472 | BLR3 | OP | [27 empty] | N | [24 empty] | OP: OP; OV: SN; CE: NA |  |  | Y | Y | Y
2007 | 772 | 10860 | B7 | OP | ST | ST | St | [24 empty] | N | [35 empty] | N | bar: OV
2007 | 772 | 10864 | 2 | OP | ST | FD | FD | 0.03 | 1.03 | 0.4 | PB | DP | NP | TH | TH | MO | 1988 | 1988 | 1988 | MS |  |  | MS |  |  | MS |  |  | NC |  |  | Db | 11 | 1988 |  |  | 477 | 32.8 | 0 | 0 | 0 |  | SUB | BIT | [6 empty] | FB |  |  | 84 | 80 | 200000 | D | N | OP | CF |  |  | NA | KL | NC |  |  | N
2007 | 772 | 10864 | 5 | OP | ST | ST | ST | 0.03 | 0.36 | 0.07 | PB | DP | NP | TH | TH | MO | 2001 | 2001 | 2001 | MS |  |  | MS |  |  | MS |  |  | NC |  |  | N | 8 | 2001 |  |  | 1200 | 89.3 | 0 | 0 | 0 |  | SUB | BIT | [6 empty] | FB |  |  | 86.9 | 82.9 | 550000 | D | N | OP | CF | LA | SN | NA | TM | NC |  |  | N
2007 | 3836 | 10822 | BOIL1 | OP | [27 empty] | N | [24 empty] | OP: OP; CF: SN; NA: NA |  |  | N
2007 | 3901 | 10071 | 1A | OP | ST | ST | ST | 0.03 | 1.52 | 0.6 | PB | DP | NP | NS | NS | MO | 1988 | 1988 | 1988 | MS |  |  | MS |  |  | MS |  |  | NC |  |  | Db | 6 | 1988 | 6 | 2028 | 158 | 8 | 0 | 0 | 0 |  | BIT | [7 empty] | SS |  |  | 85.1 | 86.9 | 38054 | D | Y | OP | OV |  |  | NA | FW | NC |  |  | Y |  | Y
2007 | 3901 | 10071 | 1B | OP | ST | ST | ST | 0.03 | 1.52 | 0.6 | PB | DP | NP | NS | NS | MO | 1988 | 1988 | 1988 | MS |  |  | MS |  |  | MS |  |  | NC |  |  | Db | 6 | 1988 | 6 | 2028 | 158 | 8 | 0 | 0 | 0 |  | BIT | [7 empty] | SS |  |  | 85.1 | 86.9 | 38054 | D | Y | OP | OV |  |  | NA | FW | NC |  |  | Y |  | Y
2007 | 3901 | 10071 | 2A | OP | ST | ST | ST | 0.03 | 1.52 | 0.6 | PB | DP | NP | NS | NS | MO | 1988 | 1988 | 1988 | MS |  |  | MS |  |  | MS |  |  | NC |  |  | Db | 6 | 1988 | 6 | 2028 | 158 | 8 | 0 | 0 | 0 |  | BIT | [7 empty] | SS |  |  | 85.1 | 86.9 | 38054 | D | Y | OP | OV |  |  | NA | FW | NC |  |  | Y |  | Y
2007 | 3901 | 10071 | 2C | OP | ST | ST | ST | 0.03 | 1.52 | 0.6 | PB | DP | NP | NS | NS | MO | 1988 | 1988 | 1988 | MS |  |  | MS |  |  | MS |  |  | NC |  |  | Db | 6 | 1988 | 6 | 2028 | 158 | 8 | 0 | 0 | 0 |  | BIT | [7 empty] | SS |  |  | 85.1 | 86.9 | 38054 | D | Y | OP | OV |  |  | NA | FW | NC |  |  | Y |  | Y
2007 | 5109 | 1726 | 17 | OP | ST | ST | ST | 0.03 | 0.2 | 0.15 | PB | DP | NP | OT | OT | DA | 2000 | 2000 | 2000 | MS |  |  | MS |  |  | LN |  |  | NC |  |  | Da | 5 | 1951 |  |  | 660 | 0 | 0 | 837 | 0 |  | NG | [7 empty] | FF |  |  | 87.3 | 87.8 | 290850 | D | N | OP | LN | FR |  | BW | BW | NC |  |  | N
2007 | 13407 | 2322 | 2 | RE | ST | ST | St | 135.4 | 235.4 |  | PH | DH |  | NV | NV |  | 1986 | 1986 |  | MS |  |  | MS | [8 empty] | N | 7 | 1957 | 9 | 2005 | 520 | 0 | 109 | 680 | 0 |  | NG | RFO | [6 empty] | FF |  |  | 84 | 84.4 | 139500 | N: N; CF: NA; TM: CE |  |  | N
2007 | 13407 | 55322 | HRSG1 | OP | LO | LO | LO | 28.25 | 4.78 | 28.95 | PH | DH | NH | OH | OH | OH | 2006 | 2006 | 2006 | MS |  |  | MS |  |  | MS |  |  | NC |  |  | Da | 1 | 2006 | 1 | 2036 | 250 | 0 | 0 | 499 | 0 | 1772 | NG | [7 empty] | DB |  |  | 38 | 38 | 800000 |  | N | CO | SR |  |  | NA | AI | NC |  |  | N
2007 | 11843 | 6056 | K3 | OP | [63 empty] | N | bar: CF
2007 | 12208 | 1305 | 1 | RE | [28 empty] | 12 | 2006 | [33 empty] | N | bar: CF
2007 | 54880 | 10244 | 1 | OP | [27 empty] | N | [24 empty] | OP: OP; CF: LN; LA: FR; NA: JZ |  |  | N
2007 | 520 | 863 | 06 | OP | ST | ST | ST | 0.18 | 8536 | 0.25 | PB | DH | NP | PS | TH | OT | 1972 | 1972 | 2003 | MS |  |  | MS |  |  | MS |  |  | NC |  |  | N | 7 | 1954 |  |  | 525 | 30.8 | 0 | 0 | 0 |  | BIT | [7 empty] | TF |  |  | 88 | 89 | 142270 | D: D; N: N; CF: NA; TM: CE; NC: NC |  |  | N
2007 | 520 | 864 | 04 | OP | ST | ST | ST | 0.2 | 23000 | 0.25 | PB | DH | NP | PS | TH | OT | 1972 | 1972 | 2003 | MS |  |  | MS |  |  | MS |  |  | NC |  |  | N | 1 | 1949 |  |  | 285 | 12.5 | 0 | 0 | 0 |  | BIT | [7 empty] | TF |  |  | 85 | 85 | 67555 | D: D; N: N; CF: NA; TM: CE; NC: NC |  |  | N
2007 | 520 | 864 | 06 | OP | FD | FD | FD | 0.1 | 0.8 | 0.3 | PB | DP | NP | PS | PS | PS | 1975 | 1975 | 1975 | MS |  |  | MS |  |  | MS |  |  | NC |  |  | D | 9 | 1975 |  |  | 1425 | 0 | 358 | 0 | 0 |  | RFO | DFO | [6 empty] | FF |  |  | 88 | 88 | 363565 |  | N | OP | FR | LN |  | FW | FW | NC |  |  | N
2007 | 6564 | 54518 | HRSG1 | OP | [63 empty] | N | bar: CF
2007 | 55919 | 10360 | B24 | RE | ST | ST | NA | 0.3 | 4.45 |  | PB | DP |  | PS | DA |  | 1998 | 1998 |  | MS |  |  | MS | [5 empty] | NC |  |  | N | 6 | 2005 |  |  | 150 | 7.8 | 0 | 0 | 0 |  | BIT | [7 empty] | OT |  |  | 85.4 | 86.5 | 62316 | D: D; N: N; CF: NA; TM: BW; NC: NC |  |  | Y |  | Y
2007 | 528 | 10646 | BLR1 | OP | [27 empty] | N | [24 empty] | OP: OP; CF: SN; NA: NA |  |  | Y | Y
2007 | 12384 | 384 | 72 | OP | ST | ST | FD | 0.1 | 1.8 | 0.4 | PB | DP | NP | OH | OH | YR | 1980 | 1980 | 2000 | MS |  |  | MS |  |  | MS | LN |  |  |  |  | N | 2 | 1965 |  |  | 1950 | 158.2 | 0 | 0 | 0 |  | SUB | [7 empty] | TF |  |  | 89 | 90 | 522807 | D | N | OP | LN |  |  | AL | CE |  |  |  | N
2007 | 12384 | 384 | 82 | OP | ST | ST | FD | 0.1 | 1.8 | 0.4 | PB | DP | NP | OH | OH | YR | 1980 | 1980 | 2000 | MS |  |  | MS | SS |  | MS | [5 empty] | N | 2 | 1965 |  |  | 1950 | 158.2 | 0 | 0 | 0 |  | SUB | [7 empty] | TF |  |  | 89 | 90 | 522807 | D | N | OP | LN |  |  | AL | CE |  |  |  | N
2007 | 12384 | 879 | 61 | OP | ST | ST | FD | 0.1 | 1.8 | 0.86 | PB | DP | NP | OH | OH | YR | 1980 | 1980 | 2000 | MS |  |  | MS |  |  | MS | [5 empty] | N | 11 | 1975 |  |  | 3037 | 176.5 | 0 | 0 | 0 |  | SUB | [7 empty] | CY |  |  | 89 | 89 | 774000 | W | N | OP | OV |  |  | NA | BW |  |  |  | N
2007 | 55919 | 10360 | B29 | OP | ST | ST | ST | 0.05 | 0.7 | 0.49 | PB | DP | NP | PS | TH | TH | 1998 | 1998 | 1998 | MS |  |  | MS |  |  | MS |  |  | NC |  |  | D | 6 | 1992 |  |  | 400 | 7.8 | 82.6 | 0 | 17 |  | PC | DFO | BIT | [5 empty] | FB |  |  | 64 | 64 | 131765 | D | N | OP | CF |  |  | NA | AS | NC |  |  | Y |  | Y
2007 | 6589 | 10362 | BLR4 | OP | FD | FD | FD | 0.1 | 1.2 | 0.7 | PB | DP | NP | NV | NV | NV | 1981 | 1981 | 1981 | MS |  |  | MS |  |  | MS |  |  | NC |  |  | N | 6 | 1984 | 6 | 2027 | 400 | 29 | 0 | 400 | 0 |  | SUB | NG | [6 empty] | OF |  |  | 86 | 82 | 509 | D | N | OP | LN |  |  | RS | RS | NC |  |  | N
2007 | 10171 | 1355 | 1 | OP | ST | ST | FD | 40 | 5.15 | 0.5 | OP | DP | NP | SM | DA | YR | 1974 | 1975 | 1996 | MS |  |  | MS |  |  | MS |  |  | SS | TU |  | N | 5 | 1957 |  |  | 750 | 50 | 0 | 0 | 0 |  | BIT | [7 empty] | FF |  |  | 88.8 | 88.9 | 203111 | D | N | OP | LN |  |  | BW | BW | IF |  |  | Y |  |  |  | Y
2007 | 520 | 863 | 05 | OP | ST | ST | ST | 0.18 | 8536 | 0.25 | PB | DH | NP | PS | TH | OT | 1972 | 1972 | 2003 | MS |  |  | MS |  |  | MS |  |  | NC |  |  | N | 2 | 1953 |  |  | 525 | 30.8 | 0 | 0 | 0 |  | BIT | [7 empty] | TF |  |  | 88 | 89 | 142270 | D: D; N: N; CF: NA; TM: CE; NC: NC |  |  | N
2007 | 4252 | 593 | 4 | OP | ST | ST | ST | 118.37 | 1 | 0.38 | PH | SU | NP | OH | NV | DA | 1982 | 1982 | 2000 | MS |  |  | MS |  |  | MS |  |  | NC |  |  | N | 5 | 1966 |  |  | 1068 | 53.4 | 254.5 | 1471 | 0 |  | BIT | RFO | NG | [5 empty] | TF |  |  | 89.8 | 89.9 | 410000 | D | N | OP | LN | OV |  | IC | CE | OT |  |  | N
2007 | 4363 | 1217 | 1 | OP | [52 empty] | OP: OP; CF: LN; NA: AB |  |  | N
2007 | 772 | 10865 | CFB6 | OP | ST | ST | FD | 0.025 | 0.7 | 0.42 | PB | DP | NP | PS | MO | MO | 1991 | 1991 | 1991 | MS |  |  | MS |  |  | MS |  |  | NC |  |  | Db | 12 | 1991 |  |  | 477 | 27.5 | 0 | 0 | 0 |  | BIT | SUB | [6 empty] | FB |  |  | 84 | 80 | 135067 | D | N | OP | CF | SN |  | NA | KL | NC |  |  | N
2007 | 4425 | 50658 | 1 | OP | FD | FD | FD | 10 | 29 | 205 | OP | DC | NM | SM | DA | DA | 2001 | 2001 | 2001 | MS |  |  | MS |  |  | MS |  |  | NC |  |  | N | 6 | 1990 | 6 | 2015 | 206 | 0 | 0 | 90 | 750 |  | MSW | [7 empty] | OT |  |  | 73.2 | 50 | 83.3 |  | N | OP | SN |  |  | NA | ZN | NC |  |  | Y | Y | Y | Y
2007 | 4435 | 10013 | 2 | OP | [27 empty] | N | [24 empty] | OP: OP; CF: OT; NA: NA |  |  | Y | Y | Y | Y |  |  | Y
2007 | 5109 | 1733 | 1 | OP | ST | ST | NA | 0.12 | 1.6 |  | PG | DP |  | OT | DA |  | 1973 | 1985 |  | MS |  |  | MS | [5 empty] | SS |  |  | N | 6 | 1972 |  |  | 5718 | 281.2 | 0 | 0 | 0 |  | SUB | BIT | SC | [5 empty] | OF |  |  | 90.9 | 91.1 | 2500000 | D | N | OP | LN | SR |  | BW | BW | IF |  |  | N
2007 | 5109 | 1733 | 2 | OP | ST | ST | NA | 0.12 | 1.6 |  | PG | DP |  | OT | DA |  | 1973 | 1985 |  | MS |  |  | MS | [5 empty] | SS |  |  | N | 3 | 1973 |  |  | 5718 | 281.2 | 0 | 0 | 0 |  | SUB | BIT | SC | [5 empty] | OF |  |  | 90.9 | 91.1 | 2500000 | D | N | OP | LN | SR |  | BW | BW | IF |  |  | N
2007 | 5109 | 1740 | 1 | OP | LO | LO | St | 0.03 | 1 | 0.13 | PB | SU | NP | OT | OT | DA | 1999 | 1999 | 1999 | MS |  |  | MS |  |  | LN | FR |  | NC |  |  | Da | 2 | 1956 |  |  | 1720 | 0 | 0 | 2348 | 0 |  | NG | [7 empty] | FF |  |  | 85.3 | 85.9 | 1247000 | D | N | OP | LN | FR |  | BW | BW | NC |  |  | N
2007 | 55739 | 10384 | 2B | OP | ST | ST | ST | 0.02 | 0.31 | 0.6 | PB | DP | NP | NS | MO | MO | 1990 | 1990 | 1990 | MS |  |  | MS |  |  | MS |  |  | NC |  |  | Da | 10 | 1990 | 10 | 2030 | 250 | 11.8 | 0 | 0 | 0 |  | BIT | [7 empty] | SS |  |  | 85.3 | 87.1 | 62526 | D | Y | OP | OV |  |  | NA | CE | NC |  |  | Y |  | Y | Y
2007 | 17539 | 7737 | B001 | OP | [27 empty] | N | [24 empty] | OP: OP; CF: LN; NA: AL |  |  | N
2007 | 6738 | 54224 | SG3 | OP | [27 empty] | N | [35 empty] | N | bar: CF
2007 | 6778 | 56024 | 12 | RE | [52 empty] | OP: RE; CF: LN; NA: CN |  |  | N
2007 | 6455 | 634 | 4C | PL | [28 empty] | 6 | 2009 | [22 empty] | OP: PL; CF: SR; NA: NA
2007 | 13337 | 8000 | SG2 | OP | [52 empty] | OP: OP; CF: LN; NA: CN |  |  | N
2007 | 2522 | 50466 | 1BB | OP | [27 empty] | N | [35 empty] | N | bar: CF
2007 | 2522 | 50466 | 2PB | OP | [27 empty] | N | [35 empty] | N | bar: CF
2007 | 6779 | 2240 | 8 | OP | ST | ST | ST | 0.1 | 1.2 | 0.7 | PB | DP | NP | NV | NV | NV | 1977 | 1977 | 1977 | MS |  |  | MS |  |  | MS |  |  | SS |  |  | D | 10 | 1976 |  |  | 675 | 54 | 0 | 951 | 0 |  | SUB | NG | WO | [5 empty] | FF |  |  | 87.8 | 85 | 388000 | D | N | OP | LN |  |  | BW | BW | SS |  |  | Y |  |  |  | Y
2007 | 13584 | 330 | 3 | OP | LO | LO | LO | 0.1 | 500 | 70 | PC | DC | NM | FT | NV | FT | 1976 | 1977 | 1974 | MS |  |  | MS |  |  | MS |  |  | NC |  |  | N | 7 | 1964 | 6 | 2022 | 2490 |  | 0 | 3000 | 0 |  | NG | NG | [6 empty] | TF |  |  | 86.8 | 87.4 | 606000 |  | N | OP | FR | SR |  | NA | CE | NC |  |  | N
2007 | 6909 | 663 | B1 | OP | ST | ST | NA | 0.1 | 2.75 |  | PB | DP |  | PS | PS |  | 1974 | 1972 |  | MS |  |  | MS | [8 empty] | N | 8 | 1972 |  |  | 860 | 0 | 160 | 995 | 0 |  | NG | RFO | [6 empty] | FF |  |  | 84.6 | 85 | 205111 | N: N; CF: NA; TM: BW |  |  | N
2007 | 570 | 10746 | BLR1 | OP | [27 empty] | N | [35 empty] | Y |  | Y | Y |  |  | Y | bar: CF
2007 | 623 | 10430 | B1 | OP | [27 empty] | N | [24 empty] | OP: OP; CF: LN; NA: BW |  |  | Y |  |  |  | Y
2007 | 623 | 10430 | B7 | OP | [27 empty] | N | [35 empty] | N | bar: CF
2007 | 2522 | 50466 | 4RB | OP | [27 empty] | N | [35 empty] | N | bar: CF
2007 | 13960 | 302 | 2 | OP | LO | LO | LO | 0.1 | 0.75 | 0.15 | PC | SU | OT | DA | DA | DA | 1969 | 1969 | 2003 | MS |  |  | MS |  |  | MS |  |  | OT |  |  | N | 7 | 1956 |  |  | 700 |  | 150.6 | 922 | 0 |  | NG | RFO | [6 empty] | FF |  |  | 83 | 83 | 175500 |  | N | OP | FR | SR | LN | RJ | BW | OT |  |  | N
2007 | 13960 | 302 | 4 | OP | LO | LO | LO | 0.1 | 0.75 | 0.15 | PC | SU | OT | DA | DA | DA | 1973 | 1973 | 2003 | MS |  |  | MS |  |  | MS |  |  | OT |  |  | N | 11 | 1973 |  |  | 2050 |  | 485 | 2856 | 0 |  | NG | RFO | [6 empty] | OF |  |  | 83 | 83 | 675000 |  | N | OP | FR | LN | SR | JZ | BW | OT |  |  | N
2007 | 9190 | 54095 | PB1 | OP | [27 empty] | N | [25 empty] | OP OP: OP; NA FR FR: OV; NA SR LN: LN; NA RJ JZ: JZ |  |  | Y | [7 empty] | Y
2007 | 9190 | 54095 | RB1 | OP | [27 empty] | N | [25 empty] | OP OP: OP; NA FR FR: OT; NA RJ JZ: NA |  |  | Y |  |  |  | Y
2007 | 4464 | 55084 | HRSG1 | OP | LO | LO | LO | 329.1 | 48.5 | 39.2 | OT | OT | OT | DA | DA | TH | 1995 | 1995 | 1995 | MS |  |  | MS |  |  | MS |  |  | NC |  |  | Da | 5 | 1996 |  |  | 798 | 0 | 0 | 255.1 | 0 | 963.8 | NG | [7 empty] | DB |  |  | 74.5 | 66.1 | 2249000 |  | N | OP | SR |  |  | NA | VO | NC |  |  | N
2007 | 4482 | 50629 | 1 | OP | [27 empty] | N | [25 empty] | OP OP: OP; NA FR FR: SN; NA RJ JZ: NA |  |  | Y | Y | Y | Y |  | Y | Y
2007 | 4482 | 50629 | 2 | OP | [27 empty] | N | [25 empty] | OP OP: OP; NA FR FR: SN; NA RJ JZ: NA |  |  | Y | Y
2007 | 3837 | 10525 | 4A | OP | [53 empty] | OP OP: OS; NA FR FR: LA; NA SR LN: OV; NA RJ JZ: NA |  |  | N
2007 | 4496 | 50663 | B200 | OP | [27 empty] | N | [25 empty] | OP OP: OP; NA FR FR: SN; NA RJ JZ: NA |  |  | Y | Y | Y | Y
2007 | 10308 | 50707 | HRSG B | OP | ST | ST | ST | 5 | 1.34 | 25 |  |  | NM | YR | YR | DA | 1994 | 1994 | 1994 | MS |  |  | MS |  |  | MS |  |  | NC |  |  | Db | 6 | 1994 | 6 | 2044 | 250 | 0 | 0 | 233 | 0 |  | NG | [7 empty] | DB |  |  | 78.6 | 76.8 | 329000 |  | N | OP | LA |  |  | NA | NT | NC |  |  | N
2007 | 807 | 55221 | HRSG4 | OS | NA | NA | ST |  |  | 0.09 |  |  | NP |  |  | TH |  |  | 2002 | [6 empty] | MS | [5 empty] | Db | 6 | 2002 | 12 | 2042 | 276 |  | 0 | 181.2 | 0 |  | NG | [7 empty] | DB |  |  | 78.6 | 76.8 | 307657 |  | N | OS | OT |  |  | NA | DL |  |  |  | N
2007 | 5232 | 10613 | 3RB | OP | [27 empty] | N | [35 empty] | N | bar: NA FR FR
2007 | 5269 | 876 | 1 | OP | ST | ST | FD | 0.1 | 52581 | 0.86 | PB | DH | NP | NS | OH | YR | 1980 | 1980 | 2000 | MS |  |  | MS |  |  | MS |  |  | SS |  |  | N | 6 | 1967 |  |  | 4200 | 282.5 | 0 | 0 | 0 |  | SUB | [7 empty] | CY |  |  | 86.7 | 87.4 | 1100000 | W | N | OP | OV | SR |  | NA | BW | ND |  |  | N
2007 | 5277 | 54795 | C4 | OP | [27 empty] | N | [25 empty] | OP OP: OP; NA FR FR: LN; NA SR LN: LA; NA RJ JZ: PB |  |  | N
2007 | 3046 | 2713 | 1 | OP | ST | ST | ST | 0.11 | 2.3 | 1.8 | PB | DP | NP | PS | DA | NV | 1988 | 1977 | 1976 | MS |  |  | MS |  |  | MS |  |  | SS |  |  | N | 8 | 1954 |  |  | 950 | 41.3 | 0 | 0 | 0 |  | BIT | [7 empty] | TF |  |  | 87.3 | 89.4 | 219250 | D | N | OP | LN | LA |  | FW | CE | NC |  |  | Y |  |  |  | Y
2007 | 12363 | 55481 | 2 | OP | LO | LO | LO | 30.4 | 2.1 | 22.2 | PH | DH | NH | OH | OH | OH | 2003 | 2003 | 2003 | MS |  |  | MS |  |  | MS | [5 empty] | Da | 6 | 2003 | 6 | 2033 | 877 |  | 0 | 1568 | 0 |  | NG | [7 empty] | FF | DB |  | 46.3 | 40.5 | 694.9 |  | N | OP | SR | LN |  | GE | NT |  |  |  | N
2007 | 49969 | 54587 | 8 | OP | [54 empty] | OP | AA | LA | OV | NA |  |  |  |  | N
2007 | 9273 | 991 | 2 | OP | ST | ST | St | 0.02 | 0.37 |  | PB | DP |  | PS | MO |  | 1980 | 1980 |  | MS |  |  | MS | [5 empty] | TU |  |  | N | 4 | 1950 | 4 | 2010 | 400 | 0 | 95.3 | 0 | 0 |  | DFO | [7 empty] | TF |  |  | 85.4 | 84.4 | 282000 | W | N N: N; NA FR FR: NA; NA BW BW: CE |  |  | N
2007 | 12792 | 2625 | 1 | OP | ST | ST | ST | 0.1 | 0.37 | 0.25 | PB | SU | NP | NV | NV | NV | 1972 | 1972 | 1995 |  |  |  | MS |  |  | MS |  |  | NC |  |  | N | 9 | 1972 |  |  | 3989 |  | 918 | 5813 | 0 |  | NG | RFO | [6 empty] | TF |  |  | 89.6 | 90.6 | 914000 | D | N | OP | LN |  |  | EL | CE | ND |  |  | N
2007 | 19876 | 3804 | 6A | OP | ST | ST | St | 3.9 | 0.34 | 3.5 | PH |  | NM | TH | TH |  | 2003 | 2003 | 2003 | MS |  |  | MS |  |  | MS |  |  | NC |  |  | Da | 7 | 2003 |  |  | 620.4 |  |  | 380 |  | 1778 | NG | DFO | [6 empty] | DB |  |  | 90.1 | 90.1 |  |  | N N: N; OP OP: OP; NA FR FR: SR; NA OT OT: NC |  |  | N
2007 | 34672 | 50407 | 8RB | RE | FD | FD | FD | 1.8 |  | 0.12 | PB | DP | NP | MO | MO | MO | 1994 | 1994 | 1994 |  |  |  | MS |  |  | MS |  |  | NC |  |  | Db | 7 | 1990 | 12 | 2004 | 635 |  | 0 | 200 | 0 |  | NG | [7 empty] | TF |  |  | 98 | 46 |  |  | N | RE | LN |  |  | CE | CE |  |  |  | N
2007 | 8776 | 9864 | 6 | OP | [27 empty] | N | [35 empty] | N | bar: NA FR FR
2007 | 8856 | 55714 | HRSG1 | OP | ST | ST | St | 0.013 | 0.28 | 3.5 | PH | DM | NM | PS | PS | DA | 2005 | 2005 | 2005 | MS |  |  | MS |  |  | MS |  |  | NC |  |  | Db | 7 | 2005 |  |  | 540 | 0 | 0 | 0.2 | 0 |  | NG | [7 empty] | DB |  |  | 88.9 | 84.2 | 980000 |  | N | OP | SR |  |  | NA | NT | NC |  |  | N
2007 | 17633 | 6137 | 2 | OP | FD | FD | FD | 0.03 | 0.69 | 0.5 | PB | DP | NP | NV | MO | YR | 1986 | 1986 | 1999 | MS |  |  | MS |  |  | MS |  |  | NC |  |  | Da | 2 | 1986 |  |  | 1850 | 103 | 0 | 0 | 0 |  | BIT | [7 empty] | OF |  |  | 88 | 87.5 | 508800 | D | N | OP | LN | SR |  | BW | BW | NC |  |  | Y |  |  |  | Y | Y |  | Y
2007 | 17650 | 7897 | 1A | OP | FD | FD | FD | 21.5 | 0.0006 | 0.013 | PH | DP | NP | DT | DT | TH | 2003 | 2003 | 2003 | MS |  |  | MS |  |  | MS |  |  | NC |  |  | Db | 6 | 2003 | 6 | 2033 | 156 |  |  | 541 |  |  | NG | [7 empty] | DB |  |  | 93 | 93 | 932 |  | N | OP | SR |  |  | NA | DL | NC |  |  | N
2007 | 19365 | 50482 | B8 | OP | [53 empty] | OP OP: OP; NA FR FR: SN; NA RJ JZ: NA |  |  | N
2007 | 18326 | 10437 | 1SH | OP | [53 empty] | OP OP: OP; NA FR FR: LN; NA RJ JZ: MI |  |  | N
2007 | 18445 | 688 | 2 | OP | FD | FD | FD | 0.1 | 1.4 | 0.3 | PB | DP | NP | TH | TH | MO | 1995 | 1995 | 1995 | MS |  |  | MS |  |  | MS | [5 empty] | N | 6 | 1977 |  |  | 1619 | 0 | 357 | 2190 | 0 |  | NG | RFO | [6 empty] | FF |  |  | 86 | 85 | 393980 |  | N N: N; NA FR FR: NA; NA BW BW: BW |  |  | N
2007 | 18458 | 54693 | HRSG 1 | OP | [63 empty] | N | bar: NA FR FR
2007 | 17650 | 7897 | 1B | OP | FD | FD | FD | 21.5 | 0.0006 | 0.013 | PH | DP | NP | DT | DT | TH | 2003 | 2003 | 2003 | MS |  |  | MS |  |  | MS |  |  | NC |  |  | Db | 6 | 2003 | 6 | 2033 | 156 |  |  | 541 |  |  | NG | [7 empty] | DB |  |  | 93 | 92 | 932.4 |  | N | OP | SR |  |  | NA | DL | NC |  |  | N
2007 | 17698 | 1417 | 2 | OP | ST | ST | St | 26.2 | 298 | 209 | PH | DH | NH | NV | NV | NV | 1977 | 1977 | 1977 | MS |  |  | MS |  |  | MS | [5 empty] | N | 4 | 1949 |  |  | 250 | 0 | 0 | 322 | 0 |  | NG | [7 empty] | FF |  |  | 82.2 | 82.5 | 58000 |  | N N: N; NA FR FR: NA; NA BW BW: BW; NA OT OT: NC |  |  | N
2007 | 17698 | 1417 | 4 | OP | ST | ST | St | 80.7 | 918 | 378 | PH | DH | NH | NV | NV | NV | 1977 | 1977 | 1977 | MS |  |  | MS |  |  | MS | [5 empty] | N | 5 | 1959 |  |  | 725 | 0 | 108 | 992 | 0 |  | NG | DFO | [6 empty] | TF |  |  | 84.6 | 85.1 | 201000 |  | N N: N; NA FR FR: NA; NA BW BW: CE; NA OT OT: NC |  |  | N
2007 | 15466 | 470 | 2 | OP | ST | ST | St | 0.1 | 1.2 | 0.2 | PB | DP | NP | DT | TH | MO | 1975 | 1975 | 2008 | MS |  |  | MS |  |  | MS |  |  | NC |  |  | D | 6 | 1975 |  |  | 2534 | 211 | 0 | 0 | 0 |  | SUB | NG | [6 empty] | OF |  |  | 84.6 | 84.6 | 855000 | D | N | OP | LN | OV |  | RI | BW | IF |  |  | Y |  | Y
2007 | 16098 | 54338 | 1 | [64 empty] | N | bar: NA FR FR
2007 | 17483 | 55120 | DB1A | OP | FD | FD | FD | 0.03 | 0.2 | 0.2 | PB | DP | NP | OH | OH | OH | 2001 | 2001 | 2001 | [9 empty] | NC |  |  | Da | 12 | 2001 |  |  | 878 |  |  | 478.5 |  | 1461 | NG | OG | [6 empty] | DB |  |  | 88.7 |  | 781821 |  |  | OP | SR |  |  | NA | FW | NC |  |  | N
2007 | 3030 | 10168 | HRSG1 | [54 empty] | OP OP: OP; NA FR FR: LN; NA RJ JZ: CN |  |  | N
2007 | 50103 | 55113 | 7 | OP | [54 empty] | OP | LN | FR | SR | CN |  |  |  |  | N
2007 | 50111 | 1445 | 3 | RE | [27 empty] | N | [35 empty] | N | bar: NA FR FR
2007 | 18458 | 54693 | HRSG 6 | OP | [63 empty] | N | bar: NA FR FR
2007 | 6035 | 1589 | 1 | RE | ST | ST | ST | 0.003 | 0.28 | 0.2 | PB | SB | NP | NV | NV | DA | 1982 | 1982 | 1995 | MS |  |  | MS |  |  | MS |  |  | NC |  |  | N | 8 | 1965 |  |  | 2640 |  | 560.8 | 3250 | 0 |  | NG | [7 empty] | OF |  |  | 88.6 | 89.7 | 685260 |  | N | RE | LN |  |  | FN | BW | NC |  |  | N
2007 | 17445 | 50071 | BLR1 | OP | [27 empty] | N | [25 empty] | OP OP: OP; NA FR FR: OV; NA RJ JZ: NA |  |  | N
2007 | 17445 | 50071 | BLR2 | OP | [27 empty] | N | [25 empty] | OP OP: OP; NA FR FR: OV; NA RJ JZ: NA |  |  | N
2007 | 15466 | 477 | 5 | OP | ST | ST | ST | 0.1 | 1.1 | 0.45 | PB | DP | NP | DT | TH | MO | 1971 | 1994 | 1994 | MS |  |  | MS |  |  | MS |  |  | NC |  |  | N | 6 | 1964 |  |  | 1280 | 95 | 0 | 2050 | 0 |  | SUB | BIT | NG | [5 empty] | TF |  |  | 87 | 87.8 | 240000 | D | N | OP | LN | OV |  | CE | CE | NC |  |  | Y |  | Y
2007 | 15466 | 525 | H1 | OP | ST | ST | FD | 0.03 | 0.13 | 0.46 | PB | DP | NP | DT | MO | YR | 2000 | 2000 | 2000 | MS |  |  | MS |  |  | MS |  |  | NC |  |  | N | 7 | 1965 |  |  | 1200 | 91 | 0 | 0 | 0 |  | BIT | NG | SUB | [5 empty] | FF |  |  | 88 | 88 | 454000 | D | N | OP | LN | OV |  | BW | RS | NC |  |  | Y |  | Y
2007 | 54888 | 3466 | PHR1 | OS | ST | ST | St | 0.1 |  | 0.35 | PB |  | NP | WO |  | DA | 1976 |  | 1999 | MS | [5 empty] | MS | FR | BO |  |  |  | N | 5 | 1966 |  |  | 3260 |  | 0 | 4425 | 0 |  | NG | [7 empty] | OF |  |  | 85 |  | 710080 |  | N | OS | FR | OV |  | NA | BW |  |  |  | N
2007 | 20824 | 972 | 8 | OP | [27 empty] | N | [35 empty] | N | bar: NA FR FR
2007 | 50096 | 55318 | 1 | OP | ST | ST | NA | 0.1 | 2.75 |  | PB | DP |  | TH | NV |  | 1972 | 1972 |  | MS |  |  | MS | [5 empty] | NC |  |  | N | 2 | 1960 |  |  | 500 | 0 | 106.4 | 672.5 | 0 |  | RFO | NG | [6 empty] | TF |  |  | 88.9 | 88 | 113382 |  | N N: N; NA FR FR: NA; NA BW BW: CE; NA OT OT: NC |  |  | N
2007 | 1182 | 55311 | HRSG | [54 empty] | OP OP: OP; NA FR FR: LN; NA RJ JZ: GE |  |  | N
2007 | 50096 | 55318 | 3 | OP | ST | ST | NA | 0.1 | 2.75 |  | PB | DP |  | TH | NV |  | 1974 | 1974 |  | MS |  |  | MS | [5 empty] | NC |  |  | N | 2 | 1974 |  |  | 2265 | 0 | 481 | 3115 | 0 |  | RFO | NG | [6 empty] | TF |  |  | 85.2 | 86.3 | 518718 |  | N N: N; NA FR FR: NA; NA BW BW: CE; NA OT OT: NC |  |  | N
2007 | 3670 | 54667 | 9 | SB | [27 empty] | N | [25 empty] | OP OP: SB; NA FR FR: LN; NA RJ JZ: JZ |  |  | N
2007 | 15147 | 2403 | 2 | OP | ST | ST | ST | 20 | 2.27 | 0.6 | OP | DP | NP | OT | NV | NV | 1972 | 1972 | 1995 | MS |  |  | MS |  |  | MS |  |  | SS |  |  | N | 12 | 1967 |  |  | 3900 | 197 | 830 | 6000 | 0 |  | BIT | NG | [6 empty] | OF |  |  | 91 | 92.2 | 1371000 | D | N | OP | LN | SN |  | PX | FW | IF |  |  | N
2007 | 15147 | 2406 | 12 | OP | ST | ST | ST | 78 | 64.4 | 6 | PH | DH | NM | NV | NV | NV | 2006 | 2006 | 2006 | MS |  |  | MS |  |  | MS |  |  | NC |  |  | Db | 5 | 2006 | 5 | 2046 | 836.3 | 0 | 0 | 503.5 | 0 | 923.5 | NG | [7 empty] | DB | [6 empty] | N | OP | SR |  |  | NA | GE | NC |  |  | N
2007 | 15147 | 2408 | 1 | OP | ST | ST | ST | 90 | 1.5 | 1.8 | PH | SB | NP | NV | NV | NV | 1994 | 1972 | 1995 | MS |  |  | MS |  |  | MS |  |  | SS |  |  | N | 12 | 1960 |  |  | 2060 | 115 | 0 | 2700 | 0 |  | BIT | NG | [6 empty] | FF |  |  | 92.4 | 91.3 | 927550 | W | N | OP | SR | SN |  | NA | FW | IF |  |  | Y | Y |  |  | Y
2007 | 18642 | 47 | 5 | OP | ST | ST | FD | 0.12 | 4 | 0.42 | PB | DP | NP | PS | DA | YR | 1978 | 1979 | 1996 | MS |  |  | MS |  |  | MS |  |  | TU | SS |  | N | 11 | 1965 |  |  | 3900 | 213.5 | 0 | 0 | 0 |  | BIT | [7 empty] | OF |  |  | 89.6 | 89.5 | 791720 | D | N | OP | LN |  |  | FW | BW | NC |  |  | N
2007 | 18642 | 50 | 1 | OP | ST | ST | FD | 0.12 | 1.6 | 0.69 | PB | DP | NP | PS | DA | YR | 1977 | 1979 | 2000 | MS |  |  | MS |  |  | MS |  |  | ND |  |  | N | 7 | 1952 |  |  | 1000 | 51.3 | 0 | 0 | 0 |  | BIT | [7 empty] | FF |  |  | 88.7 | 89.7 | 211000 | D | N | OP | LN |  |  | EG | BW | NC |  |  | N
2007 | 50130 | 56309 | HRSG2 | SB | [63 empty] | N | bar: NA FR FR
2007 | 17164 | 50112 | BLR1 | OP | [27 empty] | N | [35 empty] | N | bar: NA FR FR
2007 | 18320 | 55182 | HRSG1 | OP | LO | LO | FD | 17.8 | 1.55 | 15.96 | PH | DH | NH | OH | OH | OH | 2003 | 2003 | 2003 | [9 empty] | OT |  |  |  | 6 | 2003 | 6 | 2033 | 705.4 |  |  | 390 |  | 981 | NG | [7 empty] | DB |  |  | 89 | 84 | 754697 |  |  | OP | LN | SR |  | GE | AL |  |  |  | N
2007 | 18320 | 55182 | HRSG2 | OP | LO | LO | FD | 17.8 | 1.55 | 15.96 | PH | DH | NH | OH | OH | OH | 2003 | 2003 | 2003 | [9 empty] | OT |  |  |  | 6 | 2003 | 6 | 2033 | 705.4 |  |  | 390 |  | 981 | NG | [7 empty] | DB |  |  | 89 | 84 | 754697 |  |  | OP | LN | SR |  | GE | AL |  |  |  | N
2007 | 18642 | 3406 | 3 | OP | ST | ST | FD | 0.1 | 3.4 | 0.48 | PB | DP | NP | PS | DA | YR | 1982 | 1982 | 1996 | MS |  |  | MS |  |  | MS |  |  | SS |  |  | N | 2 | 1952 |  |  | 1000 | 53.8 | 0 | 0 | 0 |  | BIT | [7 empty] | TF |  |  | 88.1 | 89.4 | 203000 | D | N | OP | OT |  |  | NA | CE | NC |  |  | N
2007 | 15989 | 1040 | 1 | OP | [53 empty] | OP OP: OP; NA FR FR: LN; NA SR LN: OV; NA RJ JZ: CE |  |  | N
2007 | 19526 | 50733 | TBB1 | OP | ST | ST | St | 0.037 | 0.427 |  | PB | SB | OT | DA | DA | OT | 1993 | 1991 | 2004 | MS |  |  | MS |  |  | MS |  |  | NC |  |  | N | 6 | 1948 |  |  | 265 |  | 52.7 | 4090 | 620 |  | BFG | OG | NG | [5 empty] | FF |  |  | 80.1 |  | 84084 |  | N N: N; NA FR FR: NA; NA BW BW: BW; NA OT OT: NC |  |  | N
2007 | 5416 | 2720 | 9 | OP | ST | ST | ST | 0.15 | 1.63 | 1.8 | PB | DP | NP | DA | DA | DA | 1986 | 1999 | 2000 | MS |  |  | MS |  |  | MS |  |  | SS |  |  | N | 12 | 1953 |  |  | 900 | 48 | 0 | 0 | 0 |  | BIT | [7 empty] | TF |  |  | 88.8 | 89.5 | 246328 | D | N | OP | LN | OV | SN | CE | CE | SS |  |  | Y |  |  |  | Y
2007 | 15274 | 603 | 15 | OP | LO | LO | LO | 0.026 | 1 | 0.3 | PB | SU | NP | DT | NV | WO | 1979 | 1979 | 1979 | MS |  |  | MS |  |  | MS |  |  |  | SS |  | N | 8 | 1968 |  |  | 1871 |  | 503 | 0 | 0 |  | DFO | [7 empty] | TF |  |  | 85 | 88 | 538379 | D: D; N: N; LN: NA; CE: CE; SS: NC |  |  | N
2007 | 15274 | 603 | 16 | OP | LO | LO | LO | 0.026 | 1 | 0.3 | PB | SU | NP | DT | NV | WO | 1979 | 1979 | 1979 |  |  |  | MS |  |  | MS |  |  |  | SS |  | N | 5 | 1972 |  |  | 1871 |  | 491 | 0 | 0 |  | DFO | [7 empty] | OF |  |  | 87 | 90 | 518455 | D: D; N: N; LN: NA; CE: BW; SS: NC |  |  | N
2007 | 18642 | 50 | 6 | OP | ST | ST | FD | 0.12 | 1.6 | 0.69 | PB | DP | NP | PS | DA | YR | 1977 | 1979 | 2000 | MS |  |  | MS |  |  | MS |  |  | ND |  |  | N | 7 | 1954 |  |  | 850 | 48.9 | 0 | 0 | 0 |  | BIT | [7 empty] | FF |  |  | 88.5 | 89 | 204000 | D | N | OP | LN |  |  | EG | BW | NC |  |  | N
2007 | 803 | 55455 | HRSG1A | OP | NA | LO | LO |  | 0.2 | 0.2 |  | DP | NP |  | NS | TH |  | 2002 | 2002 |  |  |  | MS |  |  | MS |  |  | NC |  |  | Db | 7 | 2002 | 6 | 2032 | 650 |  | 0 | 122 | 0 | 1055 | NG | [7 empty] | DB |  |  | 98 | 88.1 | 3433318 |  | N | OP | SR |  |  | NA | VO | NC |  |  | N
2007 | 34359 | 50969 | BLR9 | OP | [27 empty] | N | [24 empty] | OP: OP; LN: OV; CE: NA |  |  | Y |  | Y |  |  | Y | Y
2007 | 18642 | 1379 | 2 | OP | ST | ST | FD | 0.11 | 1.2 | 0.47 | PB | DP | NP | PS | DA | YR | 1981 | 1981 | 2000 | MS |  |  | MS |  |  | MS | LN | OT | NC |  |  | N | 6 | 1953 |  |  | 1000 | 58.2 | 0 | 0 | 0 |  | BIT | [7 empty] | FF |  |  | 88.3 | 89.1 | 242000 | D | N | OP | LN |  |  | BW | BW | NC |  |  | N
2007 | 18642 | 1379 | 8 | OP | ST | ST | FD | 0.11 | 1.2 | 0.46 | PB | DP | NP | PS | DA | YR | 1981 | 1981 | 2000 | MS |  |  | MS |  |  | MS | LN | OT | NC |  |  | N | 3 | 1955 |  |  | 1000 | 58.2 | 0 | 0 | 0 |  | BIT | [7 empty] | FF |  |  | 88.3 | 89.1 | 242000 | D | N | OP | LN |  |  | BW | BW | NC |  |  | N
2007 | 18642 | 3407 | 3 | OP | ST | ST | FD | 0.1 | 2.8 | 0.58 | PB | DP | NP | PS | DA | YR | 1978 | 1979 | 2000 | MS |  |  | MS |  |  | MS | OT |  | SS |  |  | N | 6 | 1954 |  |  | 1000 | 57.9 | 0 | 0 | 0 |  | BIT | [7 empty] | TF |  |  | 88.6 | 89.3 | 224000 | D | N | OZ | OT |  |  | NA | CE | NC |  |  | N
2007 | 12685 | 2050 | 2 | OP | ST | ST | NA | 0.21 | 3.2 |  | PB | DP |  | NV | NV |  | 1972 | 1972 |  | MS |  |  | MS | [8 empty] | N | 7 | 1971 |  |  | 5312 | 0 | 1120 | 6580 | 0 |  | NG | RFO | [6 empty] | OF |  |  | 84.5 | 79.1 | 1367662 | N: N; LN: NA; CE: BW |  |  | N
2007 | 12686 | 2046 | 2 | OP | [27 empty] | N | [35 empty] | N | bar: LN
2007 | 17698 | 3478 | 3 | OP | ST | ST | St | 237 | 440 | 0.17 | PH | DM | NP | OH | TH | OH | 1971 | 1971 | 2002 | MS |  |  | MS |  |  | MS | [5 empty] | N | 12 | 1971 |  |  | 2384 | 0 | 0 | 3246 | 0 |  | NG | [7 empty] | OF |  |  | 85.4 | 85.5 | 625000 |  | N | OP | LN |  |  | RJ | BW | NC |  |  | N
2007 | 54899 | 599 | 2 | OP | ST | ST | ST | 0.19 | 1 | 0.42 | PB | SU | NP | NV | NV | NV | 1981 | 1992 | 1998 | MS |  |  | MS |  |  | MS |  |  | SS | UP |  | N | 3 | 1961 |  |  | 165 |  | 31.7 | 133.3 | 0 |  | RFO | NG | [6 empty] | FF |  |  | 87.6 | 87 | 78909 | N: Y; LN: NA; CE: BW; SS: SS |  |  | N
2007 | 40430 | 50305 | K19 | OP | [63 empty] | N | bar: LN
2007 | 40430 | 50305 | K20 | OP | [63 empty] | N | bar: LN
2007 | 56069 | 56848 | HRSG7 | [64 empty] | Y | Y |  |  |  | Y | bar: LN
2007 | 17833 | 6195 | 2
2007 | 17043 | 2943 | 4 | [64 empty] | N | bar: LN
2007 | 5892 | 54571 | HRSG2 | [53 empty] | OP: OP; LN: SR; CE: OT |  |  | N
2007 | 40430 | 50305 | K23 | OP | [63 empty] | N | bar: LN
2007 | 15830 | 345 | 1 | OP | LO | LO | LO | 0.1 | 300 | 0.1 | PC | DM | OT | NV | NV | DA | 1976 | 1977 | 1970 | MS |  |  | MS |  |  | MS | [5 empty] | N | 4 | 1959 |  |  | 1560 | 0 | 310 | 1908 | 0 |  | NG | [7 empty] | FF |  |  | 85 | 85 | 216000 | D | N | OP | FR | OV | SR | NA | BW |  |  |  | N
2007 | 54885 | 55976 | 101 | OP | ST | ST | St | 0.01 | 0.002 | 3.5 | PB | DP | NP | OH | OH | OH | 2003 | 2003 | 2003 | MS |  |  | MS |  |  | MS |  |  | NC |  |  | Db | 8 | 2003 | 8 | 2033 | 643 |  | 0 | 1661 | 0 | 491 | NG | [7 empty] | DB |  |  |  |  | 830 | OP: OP; NA FR: SR; NA NA: NA; NA BW: AL | ND |  |  | N
2007 | 15908 | 350 | 1 | OP | LO | LO | LO | 0.1 | 300 | 0.1 | PC | DM | OT | NV | NV | DA | 1976 | 1977 | 1979 | MS |  |  | MS |  |  | MS | [5 empty] | N | 12 | 1971 |  |  | 5600 | 0 | 1100 | 6588 | 0 |  | NG | [7 empty] | OF |  |  | 85 | 86 | 1331000 |  | N | OP | LN | FR | SR | JZ | FW |  |  |  | N
2007 | 15986 | 10767 | CFB | OP | [27 empty] | N | [24 empty] | OP: OP; NA FR: CF; NA OV: SN; NA NA: NA |  |  |  | N
2007 | 12927 | 1449 | 3 | SB | [27 empty] | N | [35 empty] | N | bar: NA FR
2007 | 12949 | 10743 | CFB1 | OP | [27 empty] | N | [24 empty] | OP: OP; NA FR: CF; NA NA: NA |  |  |  | N
2007 | 16572 | 143 | 1 | OS | [27 empty] | N | [35 empty] | N | bar: OP to NA FR; NA NA
2007 | 12628 | 1571 | 4 | OP | ST | FD | FD | 0.02 | 0.8 | 0.3 | PC | DP | NP | DT | TH | TH | 1981 | 1981 | 1981 | MS |  |  | MS |  |  | MS |  |  | NC |  |  | D | 12 | 1981 |  |  | 4600 |  | 1066 | 6600 | 0 |  | RFO | DFO | [6 empty] | TF |  |  | 89 | 90 | 1199110 | D | N | OP | OV | LN |  | RJ | CE | NC |  |  | N
2007 | 20847 | 4042 | 4 | OP | ST | ST | NA | 0.15 | 3.28 |  | PB | DP |  | NV | DA |  | 1972 | 1985 |  | MS |  |  | MS | [5 empty] | NC |  |  | N | 3 | 1969 |  |  | 640 | 32.9 | 0 | 0 | 0 |  | BIT | [7 empty] | FF |  |  | 87.9 | 89.2 | 164500 | D | N | OP | LN |  |  | RS | RS | NC |  |  | Y |  | Y
2007 | 20856 | 4050 | 3 | OP | FD | ST | St | 0.13 | 4.07 | 0.28 | PB | DP | NP | PS | MO | OT | 1984 | 1988 | 2004 | MS |  |  | MS |  |  | MS |  |  | SS | SU |  | N | 7 | 1951 |  |  | 600 | 30 | 0 | 0 | 0 |  | SUB | TDF | [6 empty] | CY |  |  | 89.6 | 90 | 137000 | W | N | OP | OV |  |  | NA | BW |  |  |  | N
2007 | 814 | 168 | 1 | SB | ST | ST | ST | 40 | 2180 | 584 | OP | DH | NH | TH | TH | TH | 1991 | 1991 | 1991 | MS |  |  | MS |  |  | MS | [5 empty] | N | 5 | 1951 |  |  | 650 | 0 | 144 | 852 | 0 |  | NG | RFO | [6 empty] | FF |  |  | 84 | 82 | 180000 | N: N; NA FR: NA; NA BW: BW |  |  |  | N
2007 | 814 | 170 | 1 | OP | ST | ST | ST | 3.5 | 0.5 | 381 | PH | DH | NH | DA | DA | DA | 1990 | 1990 | 1990 | MS |  |  | MS |  |  | MS | [5 empty] | N | 6 | 1950 |  |  | 450 | 0 | 96 | 590 | 0 |  | NG | [7 empty] | FF |  |  | 82 | 82 | 108000 | N: N; NA FR: NA; NA BW: CE |  |  |  | N
2007 | 20508 | 50900 | 9PB | OP | [27 empty] | N | [24 empty] | OP: OP; NA FR: OV; NA OV: LA; NA NA: NA |  |  |  | N
2007 | 6526 | 2878 | 3 | OP | ST | ST | ST | 0.1 | 1.94 | 0.46 | PB | DP | NP | PS | DA | YR | 1983 | 1981 | 2000 | MS |  |  | MS |  |  | MS |  |  | SU | US |  | N | 5 | 1963 |  |  | 952 | 60 | 0 | 0 | 0 |  | SUB | [7 empty] | FF |  |  | 90.4 | 90.1 | 250000 | D | N | OP | LN | OV |  | RJ | BW | NC |  |  | N
2007 | 6526 | 2878 | 4 | OP | ST | ST | ST | 0.1 | 1.94 | 0.46 | PB | DP | NP | PS | DA | YR | 1983 | 1981 | 2000 | MS |  |  | MS |  |  | MS |  |  | SU | US |  | N | 6 | 1968 |  |  | 1505 | 90 | 0 | 0 | 0 |  | SUB | [7 empty] | FF |  |  | 90.4 | 90.2 | 380500 | D | N | OP | LN |  |  | RJ | BW | NC |  |  | N
2007 | 772 | 10860 | CFB3 | CO | ST | ST | St | 0.018 | 1.2 | 0.2 | PB | DP | NP | PS | MO | MO | 2009 | 2009 | 2009 | MS |  |  | MS |  |  | MS |  |  | CF | OT |  | Db | 6 | 2009 |  |  | 1200 | 80.8 |  |  |  |  | SUB | BIT | [6 empty] | FB |  |  | 84.3 |  | 340000 | D | N | CO | SN |  |  | NA | KP | CF | OT |  | Y |  | Y
2007 | 18518 | 55132 | HRSG3 | OP | FD | FD | FD | 24.8 | 33.5 | 106 | PH | DH | NH |  |  |  | 2001 | 2001 | 2001 | [9 empty] | NC |  |  | Da | 7 | 2001 |  |  | 654 |  |  | 518.9 |  | 1524 | NG | [7 empty] | DB |  |  |  |  | 780000 | OP: OP; NA FR: LN; NA NA: GE; NA BW: DL | NC |  |  | N
2007 | 55713 | 55295 | HRSG2 | OP | FD | FD | FD | 103 | 24 | 202 | OT | OT | OT | YR | YR | YR | 2003 | 2003 | 2003 | [9 empty] | NC |  |  | N | 12 | 2003 | [7 empty] | 1720 | [8 empty] | FF | [6 empty] | N | OP | SR |  |  | NA | VO |  |  |  | N
2007 | 5347 | 55419 | HRU800 | OP | FD | FD | FD | 0.3 | 0.2 | 1.6 | PB | DP | OT | NS | MO | MO | 2004 | 2004 | 2004 | MS |  |  | MS |  |  | MS |  |  | NC |  |  | Da | 3 | 2004 |  |  | 1250 |  |  | 825 |  | 999 | OG | OTH | [6 empty] | DB |  |  | 91 |  | 726738 |  | N | OP | SR |  |  | NA | NM | NC |  |  | N
2007 | 13143 | 1167 | 7 | OP | ST | ST | NA | 0.42 | 2772 |  | PB | DH |  | NV | DA |  | 1975 | 1996 |  | MS |  |  | MS | [5 empty] | SS |  |  | N | 6 | 1958 | 12 | 2026 | 215 | 13.4 | 0 | 294 | 0 |  | SUB | NG | [6 empty] | SS | OF |  | 84 | 85.2 | 58920 | D | Y |  | NA |  |  | NA | WI | SS |  |  | Y |  |  |  | Y
2007 | 6090 | 50625 | 41 | OP | [28 empty] | 6 | 2005 |  |  | 1076 |  |  | 1575.6 |  | 590.2 | NG | OG | [6 empty] | DB |  |  | 98 | 93.3 | 1205479 |  | N | OP | SR |  |  | NA | DL |  |  |  | N
2007 | 6090 | 50625 | 43 | OP | [28 empty] | 12 | 2004 |  |  | 1076 |  |  | 1575.6 |  | 590.2 | NG | OG | [6 empty] | DB |  |  | 98 | 93.3 | 1205479 |  | N | OP | SR |  |  | NA | DL |  |  |  | N
2007 | 6693 | 55801 | HRSG1 | OP |  |  | NA | [25 empty] | 12 | 2004 |  |  | 790.8 |  |  | 374.6 |  | 1007 | OG | NG | [6 empty] | DB |  |  | 71.4 | 70.8 | 1100000 |  | N | OP | SR |  |  | NA | FW |  |  |  | N
2007 | 14354 | 56237 | HRSG02 | OP | ST |  | St | 10.8 | 26.6 | 2 | PB |  | NM | DA |  | TH | 2007 |  | 2007 | [12 empty] | Db | 9 | 2007 | 3 | 2039 | 734.4 |  |  | 4000 |  | 1800 | NG | [7 empty] | DB |  |  | 88.8 |  | 3504000 |  | N | OP | LN | SR |  | SW | NM |  |  |  | N
2007 | 772 | 10860 | CFB2 | CO | ST | ST | St | 0.018 | 1.2 | 0.2 | PB | DP | NP | PS | MO | MO | 2009 | 2009 | 2009 | MS |  |  | MS |  |  | MS |  |  | CF | OT |  | Db | 12 | 2008 |  |  | 1200 | 80.8 |  |  |  |  | SUB | BIT | [6 empty] | FB |  |  | 84.3 |  | 340000 | D | N | CO | SN |  |  | NA | KP | CF | OT |  | Y |  | Y
2007 | 20541 | 50886 | 1-1A | OP | [27 empty] | N | [24 empty] | OP: OP; NA FR: SN; NA NA: NA |  |  |  | Y | Y | Y |  |  |  | Y | Y
2007 | 18642 | 3419 | A | OS | ST | ST | NA | 0.14 | 4 |  | PB | DP |  | PS | DA |  | 1981 | 1979 |  | MS |  |  | MS | [5 empty] | NC |  |  | N | 3 | 1942 |  |  | 600 | 26.2 | 0 | 0 | 0 |  | BIT | [7 empty] | VF |  |  | 88 | 89.6 | 119000 | D: D; N: N; NA FR: NA; NA BW: BW | NC |  |  | N
2007 | 18642 | 3419 | C | OS | ST | ST | NA | 0.14 | 4 |  | PB | DP |  | PS | DA |  | 1981 | 1979 |  | MS |  |  | MS | [5 empty] | NC |  |  | N | 2 | 1943 |  |  | 600 | 26.2 | 0 | 0 | 0 |  | BIT | [7 empty] | VF |  |  | 88 | 89.6 | 119000 | D: D; N: N; NA FR: NA; NA BW: BW | NC |  |  | N
2007 | 19526 | 50733 | TBB5 | OP | ST | ST | St | 0.037 | 0.427 |  | PB | SB | OT | DA | DA | OT | 1993 | 1991 | 2004 | MS |  |  | MS |  |  | MS |  |  | NC |  |  | N | 6 | 1956 |  |  | 265 |  | 53 | 3990 | 620 |  | BFG | OG | NG | [5 empty] | FF |  |  | 85.2 |  | 72083 | N: N; NA FR: NA; NA BW: RS | NC |  |  | N
2007 | 19537 | 50118 | B3 | OP | [52 empty] | OP: OP; NA FR: FR; NA OV: LA; NA NA: NA |  |  |  | N
2007 | 19541 | 54276 | 7 | OP | [27 empty] | N | [24 empty] | OP: OP; NA FR: CF; NA NA: NA |  |  |  | Y |  | Y
2007 | 19545 | 4151 | 1 | OP | [27 empty] | N | [35 empty] | N | bar: NA FR
2007 | 2087 | 55780 | HRSG4
2007 | 2172 | 55230 | HRSG1 | OP | ST | ST | St |  | 2 | 5 | OP | DH | NM | SM | OH | OH | 2005 | 2005 | 2005 | MS |  |  | MS |  |  | MS |  |  | NC |  |  | Da | 2 | 2006 | 2 | 2036 | 780 |  |  | 506 |  |  | NG | [7 empty] | DB |  |  | 75.9 | 74 | 680000 |  | N | OP | SR |  |  | NA | AI | NC |  |  | N
2007 | 49732 | 52105 | HRSG2 | [53 empty] | OP: OP; NA FR: SR; NA NA: NA |  |  |  | N
2007 | 49979 | 4939 | 3 | CO | [28 empty] | 1 | 2010 | [8 empty] | NG | [7 empty] | DB | bar: OP; NA BW
2007 | 20492 | 50184 | PKG | OP | FD | FD | FD | 0.0048 | 0.00057 | 0.1 | PB | DP | NP | OH | OH | OH | 1994 | 1994 | 1994 | MS |  |  | MS |  |  | MS |  |  | SS |  |  | Db | 12 | 1993 | 12 | 2033 | 250 | 0 | 0 | 250 | 0 |  | NG | [7 empty] | FF |  |  | 80.3 |  | 20357 | D | N | OP | FR |  |  | NA | FW | SS |  |  | N
2007 | 20492 | 50184 | REC | OP | FD | FD | FD | 0.023 | 200 | 80 | PC | DM | NM | OH | OH | EH | 1990 | 1990 | 1990 | MS |  |  | MS |  |  | MS |  |  | SS |  |  | Db | 5 | 1990 | 12 | 2030 | 900 | 0 | 80 | 243 | 0 |  | BLQ | NG | DFO | [5 empty] | CY |  |  | 65.5 | 66.7 | 263607 |  | Y | OP | LA |  |  | NA | BW | SS |  |  | N
2007 | 55849 | 10252 | REC 2 | OP | [63 empty] | N | bar: NA FR
2007 | 54888 | 298 | LIM2 | OP | FD | FD | FD | 0.03 | 9000 | 0.45 | PB | DH | NP | NS | TH | YR | 1986 | 1991 | 1997 | MS |  |  | MS |  |  | MS | OV | BO | NC |  |  | Da | 10 | 1986 |  |  | 6100 | 650 | 0 | 0 | 0 |  | LIG | SUB | PC | [5 empty] | TF |  |  | 82.9 | 84.2 | 2610000 | D | N | OP | OV | LN |  | FW | CE | NC |  |  | Y |  |  |  | Y
2007 | 54888 | 3460 | CBY3 | RE | ST | ST | ST | 0.1 | 440 | 0.13 | PB | DM | NP | WO | TH | DA | 1976 | 1976 | 1999 | MS |  |  | MS |  |  | MS | FR | BO | NC |  |  | N | 12 | 1974 | 12 | 2007 | 5150 |  | 1233 | 7080 | 0 |  | NG | [7 empty] | OF |  |  | 86 | 87 | 1361000 |  | N | SC | OV | FR |  | NA | FW | NC |  |  | N
2007 | 23693 | 335 | 2 | OP | ST | FD | St | 0.1 | 200 | 7 | PC | OT | NM | DT | NV | OT | 1981 | 1997 | 2001 | MS |  |  | MS |  |  | MS | [5 empty] | N | 12 | 1958 |  |  | 1560 | 0 | 0 | 2160 | 0 |  | NG | [7 empty] | FF |  |  | 83.5 | 83.7 | 388000 |  | N | OP | SR |  |  | NA | BW |  |  |  | N
2007 | 23693 | 335 | 3A | OP | FD | FD | FD | 11 | 0.83 | 5 | PH | OT | NM | DT | DT | DT | 1976 | 1997 | 1991 | MS |  |  | MS |  |  | MS | [5 empty] | Db | 1 | 2003 |  |  | 1638 | 0 | 0 | 2095 | 0 |  | NG | [7 empty] | FF |  |  | 85.2 | 85.4 | 16780 |  | N | OP | SR | FR | LN | TC | BW |  |  |  | N
2007 | 19547 | 764 | 17 | OP | ST | ST | NA | 40 | 0.5 |  | OP | SU |  | SM | NV |  | 1972 | 1972 |  | MS |  |  | MS | [5 empty] | NC |  |  | N | 12 | 1957 |  |  | 485 | 0 | 91 | 0 | 0 |  | RFO | [7 empty] | FF |  |  | 87.3 | 87.6 | 113000 | N: N; NA FR: NA; NA BW: BW | NC |  |  | N
2007 | 1009 | 1960 | 3 | SB | [63 empty] | N | bar: NA FR
2007 | 1307 | 2817 | 1 | OP | ST | ST | FD | 0.1 | 3 | 0.5 | PB | DP | NP | TH | TH | YR | 1974 | 1965 | 1997 | MS |  |  | MS |  |  | MS |  |  | SS | IF |  | N | 1 | 1966 |  |  | 1570 | 175 | 0 | 0 | 0 |  | LIG | SUB | [6 empty] | OF |  |  | 80 | 78 | 489100 | D | N | OP | LN |  |  | BW | BW | SS | IF |  | N
2007 | 1307 | 6204 | 2 | OP | ST | ST | FD | 0.1 | 0.2 | 0.5 | PB | DP | NP | TH | TH | YR | 1981 | 1981 | 1997 | MS |  |  | MS |  |  | MS |  |  | NC |  |  | D | 7 | 1981 |  |  | 4025 | 339.3 | 0 | 0 | 0 |  | SUB | [7 empty] | OF |  |  | 85 | 84 | 1027139 | D | N | OP | LN |  |  | BW | BW | NC |  |  | N
2007 | 22652 | 52088 | HRSG 2 | OP | ST | ST | St | 0.8 | 0.6 | 42 | PH | DH | NM | NS | NS | NS | 1991 | 1991 | 1991 | MS |  |  | MS |  |  | MS |  |  | NC |  |  | Db | 5 | 1987 |  |  | 700 | 0 | 0 | 396.7 | 0 | 565 | NG | OG | [6 empty] | DB | [6 empty] | N | OP | LN |  |  | JZ | EC | NC |  |  | N
2007 | 54863 | 8906 | 20 | OP | ST | ST | LO | 0.03 | 0.0006 | 150 | PB | SB | NM | NV | NV | NV | 1973 | 1972 | 2000 | MS |  |  | MS |  |  | BO |  |  | NC |  |  | N | 3 | 1954 |  |  | 1200 | 60 | 295.6 | 1674 | 0 |  | NG | [7 empty] | FF |  |  | 85.6 | 85.8 | 414292 |  | N | OP | BF |  |  | NA | BW | ND |  |  | N
2007 | 54863 | 8906 | 50 | OP | ST | ST | LO | 0.1 | 0.3 | 150 | PB | SU | NM | NV | NV | NV | 1973 | 1972 | 1995 | MS |  |  | MS |  |  | BO |  |  | NC |  |  | N | 12 | 1962 |  |  | 3079 | 162 | 648 | 3826 | 0 |  | NG | RFO | [6 empty] | TF |  |  | 90 | 90.5 | 838818 |  | N | OP | BF |  |  | NA | CE | ND |  |  | N
2007 | 16604 | 3609 | 4 | OP | ST | ST | ST | 117.8 |  |  | PH | OT | OT | NV | YR | YR | 1959 | 2000 | 2004 | MS |  |  | MS |  |  | MS |  |  | NC |  |  | N | 5 | 1959 |  |  | 800 | 0 | 0 | 1086 | 0 |  | NG | [7 empty] | FF |  |  | 84.5 | 85.5 | 222200 | N: N; NA FR: NA; NA BW: BW | NC |  |  | N
2007 | 1684 | 56049 | HRSG2 | CN | ST | ST | St | [24 empty] | Db | [35 empty] | N | bar: NA FR
2007 | 1746 | 10464 | E0001 | OP | [27 empty] | N | [24 empty] | OP: OP; NA FR: CF; NA NA: NA |  |  |  | N
2007 | 20860 | 4078 | 2 | OP | ST | ST | FD | 0.18 | 890 | 1258 | PB | DH | NH | NV | TH | YR | 1982 | 2004 | 2004 | MS |  |  | MS |  |  | MS |  |  | SS |  |  | N | 9 | 1960 |  |  | 600 | 36 | 0 | 0 | 0 |  | SUB | [7 empty] | FF |  |  | 87.7 | 87.5 | 230000 | D | N | OP | OV |  |  | NA | CE |  |  |  | Y |  |  |  | Y
2007 | 50018 | 1626 | 2 | OP | ST | ST | ST | 0.12 | 1.2 | 0.33 | PB | DP | NP | NV | YR | DA | 1995 | 1995 | 1995 | MS |  |  | MS |  |  | MS |  |  | SS |  |  | N | 9 | 1952 | 6 | 2018 | 650 | 37.7 | 153.3 | 0 | 0 |  | BIT | RFO | [6 empty] | FF |  |  | 89.5 | 89.4 | 235000 | D | Y | OP | SN |  |  | NA | BW |  |  |  | Y |  |  |  | Y
2007 | 23279 | 3178 | 1 | OP | ST | ST | ST | 0.1 | 4 | 0.45 | PB | DP | NP | PS | DA | MO | 1974 | 1979 | 1995 | MS |  |  | MS |  |  | MS | [5 empty] | N | 4 | 1958 |  |  | 1200 | 80 | 0 | 0 | 0 |  | BIT | DFO | [6 empty] | FF |  |  | 88.9 | 90.2 | 450000 | D | N | OP | LN | OV |  | FW | FW |  |  |  | Y |  |  |  | Y
2007 | 8884 | 1439 | 14 | OP | [52 empty] | OP: OP; NA FR: FR; NA NA: NA |  |  |  | N
2007 | 9417 | 8031 | 1 | OP | ST | ST | St | 0.0072 | 0.0022 | 0.0114 | PB | DP | NP | NS | NS | TH | 2004 | 2004 | 2004 | MS |  |  | MS |  |  | MS |  |  | NC |  |  | Da | 4 | 2004 |  |  | 599.9 |  | 0 | 405 | 0 | 2046 | NG | [7 empty] | DB |  |  | 85 | 85 | 902861 |  | N | OP | SR |  |  | NA | AL |  |  |  | N
2007 | 9210 | 54656 | PB3 | OP | [27 empty] | N | [24 empty] | OP: OP; NA FR: LN; NA NA: CE |  |  |  | Y | [6 empty] | Y
2007 | 924 | 2168 | MB2 | OP | ST | ST | NA | 0.208 | 8 |  | PB | DP |  | DT | TH |  | 1979 | 1982 |  | MS |  |  | MS | SS |  |  |  |  | SS |  |  | N | 3 | 1969 |  |  | 2010 | 120 | 0 | 0 | 0 |  | SUB | [7 empty] | CY |  |  | 86.5 | 86.5 | 451169 | W | N | OP | OV |  |  | NA | BW | SS |  |  | Y |  |  |  | Y
2007 | 5310 | 52019 | HR602 | OP | ST | ST | ST | 0.0192 | 0.0031 | 9 | PB | DP | NM | OH | OH | OH | 1992 | 1992 | 1992 | MS |  |  | MS |  |  | MS |  |  | OT |  |  | Da | 5 | 1992 | 5 | 2017 | 550 | 0 | 44.2 | 267.5 | 0 | 771 | NG | DFO | [6 empty] | DB |  |  | 99 | 99 |  |  | N | OP | SR |  |  | NA | NT | NC |  |  | N
2007 | 5416 | 2718 | 4 | OP | ST | ST | ST | 0.25 | 2.3 | 1.8 | PB | DP | NP | DA | DA | DA | 1986 | 1999 | 2000 | MS |  |  | MS |  |  | MS |  |  | SS |  |  | N | 10 | 1960 |  |  | 1800 | 91 | 0 | 0 | 0 |  | BIT | [7 empty] | TF |  |  | 89.5 | 90.2 | 491751 | D | N | OP | LN | OV | SN | CE | CE | SS | IF |  | Y |  |  |  | Y | Y |  | Y
2007 | 17718 | 3482 | 152B | OP | ST | ST | NA | 15 | 440 |  | OP | DM |  | SM | NV |  | 1974 | 1974 |  | MS |  |  | MS | [5 empty] | NC |  |  | N | 1 | 1974 | 12 | 2025 | 1783 | 0 | 0 | 2265 | 0 |  | NG | [7 empty] | TF |  |  | 85 | 86 | 390300 |  | N | OP | OT |  |  | NA | CE | NC |  |  | N
2007 | 26751 | 2514 | 50 | OP | ST | ST | ST | 0.1 | 0.37 | 0.25 | PB | SU | NP | NV | NV | OH | 1971 | 1971 | 1995 | MS |  |  | MS |  |  | MS | [5 empty] | N | 11 | 1954 |  |  | 750 | 0 | 0 | 941.8 | 0 |  | NG | [7 empty] | TF |  |  | 84.7 | 83.7 | 188668 | N: Y; OP: OP; LN: OV; CE: NA; CE: CE |  | N
2007 | 9243 | 50451 | HRSG1 | OP | [27 empty] | N | [24 empty] | OP: OP; LN: LN; CE: CN |  | N
2007 | 9244 | 50450 | HRSG1 | OP | [27 empty] | N | [24 empty] | OP: OP; LN: LN; CE: CN |  | N
2007 | 9273 | 990 | 60 | OP | LO | LO | FD | 0.14 | 4.7 | 0.45 | PB | DM | NP | PS | MO | YR | 1980 | 1980 | 1995 | MS |  |  | MS |  |  | MS | [5 empty] | N | 4 | 1961 | 4 | 2021 | 750 | 42 | 0 | 0 | 0 |  | BIT | DFO | [6 empty] | TF |  |  | 87.1 | 87.5 | 420000 | D | N | OZ | LN | SN | OV | CE | CE | SS |  |  | N
2007 | 14362 | 50296 | R2 | OP | [63 empty] | N | bar: LN LN
2007 | 14369 | 50476 | B8 | OP | [27 empty] | N | [35 empty] | N | bar: LN LN
2007 | 14381 | 2936 | 5 | OP | [63 empty] | N | bar: LN LN
2007 | 17543 | 3319 | 3 | OP | ST | FD | FD | 0.52 | 3.5 | 0.46 | PB | DP | NP | NV | NV | YR | 1970 | 1970 | 2000 | MS |  |  | MS |  |  | MS | [5 empty] | N | 1 | 1970 | 10 | 2015 | 1150 | 55 | 0 | 0 | 0 |  | BIT | [7 empty] | FF |  |  | 88.4 | 89.5 | 312800 | D | N | OP | LN |  |  | RS | RS | NC |  |  | N
2007 | 17554 | 3298 | WIL1 | OP | ST | ST | FD | 40 | 2.3 | 0.48 | OP | DM | NM | SM | DA | YR | 1978 | 1974 | 2000 | MS |  |  | MS |  |  | LN |  |  | SS |  |  | N | 5 | 1973 |  |  | 4600 | 208.1 | 884 | 0 | 0 |  | BIT | DFO | [6 empty] | TF |  |  | 89.7 | 90.7 | 1000000 | D | N | OP | LN | SR |  | ABB | CE | OT |  |  | N
2007 | 17568 | 2070 | 2 | OP | ST | ST | NA | 0.28 | 4.8 |  | PB | DP |  | NV | OH |  | 1974 | 1974 |  | MS |  |  | MS | [5 empty] | NC |  |  | N | 8 | 1970 |  |  | 504 | 0 | 117 | 599 | 0 |  | NG | RFO | [6 empty] | FF |  |  | 78.1 | 77.7 | 108000 | N: N; LN LN: NA; CN CE: CE; CN SS: NC |  |  | N
2007 | 17583 | 3631 | 3 | OP | [63 empty] | N | bar: LN LN
2007 | 20847 | 1769 | 6 | OP | ST | ST | NA | 0.2 | 1.67 |  | PG | DP |  | NV | DA |  | 1982 | 1980 |  | MS |  |  | MS | [5 empty] | NC |  |  | N | 4 | 1975 |  |  | 615 | 37 | 0 | 0 | 0 |  | BIT | [7 empty] | FF |  |  | 87.3 | 89.5 | 167100 | D | N | OP | LN |  |  | RI | RS | NC |  |  | Y |  | Y |  | Y
2007 | 20847 | 1769 | 8 | OP | FD | FD | St | 0.1 | 1.2 | 0.7 | PB | DP | NP | NV | TH | TH | 1982 | 1982 | 1982 | MS |  |  | MS |  |  | MS |  |  | NC |  |  | D | 11 | 1978 |  |  | 615 | 53.6 | 0 | 0 | 0 |  | BIT | [7 empty] | OF |  |  | 83.6 | 86.3 | 178000 | D | N | OP | LN |  |  | RS | RS | NC |  |  | Y | Y | Y |  | Y
2007 | 26840 | 50544 | PKB | OP | [27 empty] | N | [24 empty] | OP OZ: OP; LN LN: LN; CN CE: PL |  |  | N
2007 | 27131 | 50146 | C | OP | [27 empty] | N | [35 empty] | N | bar: LN LN
2007 | 14412 | 55306 | 4 B | OP | LO | LO | LO | 12.5 | 3 | 3 | PH | DH | NM | OH | TH | TH | 2003 | 2003 | 2003 | MS |  |  | MS |  |  | MS |  |  | NC |  |  | Da | 5 | 2003 |  |  | 704 | 0 | 0 | 0 | 282 |  | NG | [7 empty] | DB |  |  |  |  | 145000 |  | N | OP | LN | SR |  | GR | OT | NC |  |  | N
2007 | 11241 | 55620 | 1-2 | OP | FD | FD | FD | 26.1 | 0.8 | 4.5 | PH | SU | NM | OH | MO | OH | 2002 | 2002 | 2002 | MS |  |  | MS |  |  | MS |  |  | NC |  |  | Db | 7 | 2002 |  |  | 806 |  | 0 | 269 | 0 | 1800 | NG | [7 empty] | DB |  |  | 59 | 59 | 960000 |  | N | OP | LN | SR |  | CN | VO | NC |  |  | N
2007 | 20542 | 50465 | PB | OP | [52 empty] | OP OZ: OP; LN LN: LA; LN SN: OV; CN CE: NA |  |  | N
2007 | 23931 | 50956 | BFB | OP | [27 empty] | N | [24 empty] | OP OZ: OP; LN LN: SN; CN CE: NA |  |  | N
2007 | 23931 | 50956 | PB2 | OP | [27 empty] | N | [35 empty] | N | bar: LN LN
2007 | 23955 | 50087 | 1 | OP | [52 empty] | OP OZ: OP; LN LN: LN; CN CE: RJ |  |  | N
2007 | 19876 | 10771 | 2 | [53 empty] | OP OZ: OP; LN LN: OV; LN SN: SN; CN CE: NA |  |  | Y |  | Y | Y
2007 | 19876 | 7537 | B
2007 | 54915 | 55178 | HRSG1 | OP | ST | NA | ST | 0.0155 |  | 4 | PB |  | NM | DT |  | MO | 2002 |  | 2002 | MS | [5 empty] | MS | [5 empty] | Da | 2 | 2002 |  |  | 741 |  | 0 | 330 | 0 | 821 | NG | [7 empty] | DB | [6 empty] | N | OP | LN | SR |  | FN | TS |  |  |  | N
2007 | 49933 | 55410 | HRSG2 | CN | FD | FD | FD | [24 empty] | Da | [18 empty] | DB | [16 empty] | N | bar: OP OZ
2007 | 54693 | 55412 | HRSG2 | OP | ST | ST | St | 24.1 | 2 | 3.5 | PH | OT | NM | DT | OT | DA | 2004 | 2004 | 2004 | MS |  |  | MS |  |  | MS |  |  | NC |  |  | Db | 5 | 2004 |  |  | 649 |  | 0 | 273.7 | 0 | 1927 | NG | [7 empty] | DB |  |  |  |  | 806500 |  | N | OP | SR | LN |  | CN | NT | NC |  |  | N
2007 | 24211 | 126 | 1 | OP | LO | LO | NA | 1.02 | 1 |  | PH | DP |  | NS | TH |  | 1958 | 1958 |  | MS |  |  | MS | [5 empty] | SS |  |  | N | 5 | 1958 |  |  | 575 | 0 | 124 | 732 | 0 |  | NG | RFO | [6 empty] | TF |  |  | 84.9 | 85.5 | 148200 | N: N; LN LN: NA; CN CE: CE |  |  | N
2007 | 56097 | 50846 | PB3 | OP | [27 empty] | N | [35 empty] | N | bar: LN LN
2007 | 19323 | 3489 | 2 | OS | ST | ST | ST | 15 | 440 |  | OP | DM | OT | SM | TH | YR | 1972 | 1992 | 2005 | MS |  |  | MS |  |  | MS |  |  | NC |  |  | N | 12 | 1956 |  |  | 1200 |  | 225 | 1562 | 0 |  | NG | [7 empty] | FF |  |  | 85.3 | 85.4 | 364000 |  | N | OS | BF | LN |  | RJ | RS | NC |  |  | N
2007 | 19323 | 3497 | 2 | OP | ST | ST | FD | 0.3 | 3 | 0.4 | PB | DP | NP | WO | TH | YR | 1972 | 1972 | 2000 | MS |  |  | MS |  |  | MS |  |  | SS |  |  | N | 12 | 1972 |  |  | 4025 | 375 | 0 | 0 | 0 |  | LIG | SUB | [6 empty] | TF | CF |  | 82.6 | 83.5 | 1189000 | D | N | OP | LN | OV |  | AL | CE | NC |  |  | N
2007 | 5416 | 8042 | 1 | OP | ST | ST | ST | 0.15 | 2.3 | 1.8 | PB | DP | NP | DA | DA | DA | 1986 | 1999 | 2001 | MS |  |  | MS |  |  | MS |  |  | SS |  |  | N | 8 | 1974 |  |  | 7300 | 359 | 0 | 0 | 0 |  | BIT | [7 empty] | OF |  |  | 90.2 | 89.9 | 1869459 | D | N | OP | OV | LN | SR | BW | BW | SS | IF |  | Y |  |  |  | Y | Y |  | Y | Y
2007 | 20508 | 50900 | 10PB | OP | [27 empty] | N | [35 empty] | N | bar: OV
2007 | 49965 | 1588 | 81 | OP | ST | ST | St | 0.011 | 0.0029 | 0.0074 | PB | SB | NP | NV | NV | NV | 2002 | 2002 | 2002 | MS |  |  | MS |  |  | MS |  |  | NC |  |  | Da | 4 | 2003 |  |  | 700 |  | 900 | 6000 | 0 | 1500 | NG | [7 empty] | DB | [6 empty] | N | OP | LN | SR |  | OT | DL | NC |  |  | N
2007 | 49965 | 1588 | 82 | OP | ST | ST | St | 0.011 | 0.0029 | 0.0074 | PB | SB | NP | NV | NV | NV | 2002 | 2002 | 2002 | MS |  |  | MS |  |  | MS |  |  | NC |  |  | Da | 4 | 2003 |  |  | 700 |  | 900 | 6000 | 0 | 1500 | NG | [7 empty] | DB | [6 empty] | N | OP | LN | SR |  | OT | DL | NC |  |  | N
2007 | 3542 | 55397 | DB1 | OP | ST | ST | St | 28 | 14.5 | 34.6 | PH | DH | NH | NV | NV | NV | 2002 | 2002 | 2002 | MS |  |  | MS |  |  | MS |  |  | NC |  |  |  | 6 | 2002 |  |  | 819 |  |  | 2020 |  | 1025 | NG | [7 empty] | CF |  |  | 47.5 | 46.5 | 711418 |  | N | OP | LN | SR |  | CN | AI | NC |  |  | N
2007 | 3542 | 55397 | DB2 | OP | ST | ST | St | 28 | 14.5 | 34.6 | PH | DH | NH | NV | NV | NV | 2002 | 2002 | 2002 | MS |  |  | MS |  |  | MS |  |  | NC |  |  | Da | 6 | 2002 |  |  | 819 |  |  | 2020 |  | 1025 | NG | [7 empty] | CF |  |  | 47.5 | 46.5 | 711418 |  | N | OP | LN | SR |  | CN | AI | NC |  |  | N
2007 | 5473 | 54428 | 073 | RE | [27 empty] | N | [35 empty] | N | bar: OV
2007 | 5473 | 54428 | 074 | RE | [27 empty] | N | [35 empty] | N | bar: OV
2007 | 54802 | 260 | 7-1 | OP | LO | LO | LO | 0.15 | 2000 | 10 | PC | DM | NM | NV | NV | OH | 1974 | 1974 | 2002 | MS |  |  | MS |  |  | OT |  |  | NC |  |  | N | 8 | 1968 | 12 | 2019 | 5300 |  | 1012.7 | 6690 | 0 |  | NG | [7 empty] | OF |  |  | 84.6 | 84.1 | 1066100 |  | N | OP | FR | OV | LN | BW | BW |  |  |  | N
2007 | 55756 | 55382 | 2H1100 | OP | ST | ST | ST | 25 | 2 | 3 | PH | OT | NM | OH | NV | TH | 2002 | 2002 | 2002 | MS |  |  | MS |  |  | MS | [5 empty] | Db | 6 | 2002 | 6 | 2032 | 844 |  | 0 | 489.9 | 0 | 892 | NG | [7 empty] | DB |  |  | 92.4 | 91.1 | 771232 |  | N | OP | LN | SR |  | CN | AI |  |  |  | N
2007 | 55791 | 54592 | HRSG1 | OP | [52 empty] | OP: OP; OV: SR; BW: NA |  | N
2007 | 49955 | 54061 | BLR1 | RE | [27 empty] | N | 8 | 2006 | [22 empty] | OP: RE; OV: LA; LN: FR; SR: AA; BW: NA |  | N
2007 | 15330 | 55856 | PC1 | PL | FD | FD | FD | 0.02 | 0.18 | 0.07 | PB | DP | NP | TH | MO | MO | 2011 | 2011 | 2011 | MS |  |  | MS |  |  | MS |  |  | IF |  |  | Da | 8 | 2011 |  |  | 5910 | 424 |  |  |  |  | BIT | [7 empty] | OF |  |  | 87.2 | 88.1 | 1516100 | D | N | PL | LN | SR |  | BW | BW | NC |  |  | Y | Y |  |  | Y | Y | Y |  | Y
2007 | 20546 | 1381 | C1 | OP | ST | ST | FD | 0.27 | 5.2 | 0.5 | PB | DP | NP | TH | DA | YR | 1969 | 1977 | 1997 | MS |  |  | MS |  |  | MS |  |  | IF |  |  | N | 9 | 1969 |  |  | 1160 | 72.5 | 0 | 0 | 0 |  | BIT | SC | [6 empty] | FF |  |  | 88 | 89 | 521604 | W | N | OP | LN | AA |  | BW | FW | NC |  |  | Y |  |  |  | Y
2007 | 20546 | 6639 | G2 | OP | ST | ST | ST | 0.1 | 0.8 | 0.7 | PB | DP | NP | TH | TH | TH | 1981 | 1981 | 1981 | MS |  |  | MS |  |  | MS |  |  | IF |  |  | D | 1 | 1981 |  |  | 1673 | 133 | 0 | 0 | 0 |  | BIT | PC | [6 empty] | OF |  |  | 88 | 85 | 570000 | W | N | OP | LN | AA | FU | BW | BW | NC |  |  | Y |  |  |  | Y |  |  | Y
2007 | 20546 | 6823 | W1 | OP | ST | ST | ST | 0.03 | 0.6 | 0.6 | PB | DP | NP | PS | MO | MO | 1984 | 1984 | 1984 | MS |  |  | MS |  |  | MS |  |  | IF |  |  | Da | 9 | 1984 |  |  | 3484 | 214 | 0 | 0 | 0 |  | BIT | PC | [6 empty] | OF |  |  | 89 | 90 | 1527899 | W | N | OP | LN | SR |  | FW | FW | NC |  |  | Y |  |  |  | Y | Y |  |  | Y
2007 | 5416 | 2727 | 1 | OP | ST | ST | ST | 0.2 | 2.3 | 1.8 | PB | DP | NP | DA | DA | DA | 1986 | 1999 | 2000 | MS |  |  | MS |  |  | MS |  |  | SS | IF |  | N | 3 | 1965 |  |  | 2400 | 117.3 | 0 | 0 | 0 |  | BIT | [7 empty] | TF |  |  | 89.7 | 90.8 | 591638 | D | N | OP | LN | OV | SN | CE | CE | NC |  |  | Y |  |  |  | Y | Y |  | Y
2007 | 5416 | 2727 | 2 | OP | ST | ST | ST | 0.2 | 2.3 | 1.8 | PB | DP | NP | DA | DA | DA | 1986 | 1999 | 2000 | MS |  |  | MS |  |  | MS |  |  | SS | IF |  | N | 4 | 1966 |  |  | 2400 | 117.3 | 0 | 0 | 0 |  | BIT | [7 empty] | TF |  |  | 89.7 | 90.8 | 591638 | D | N | OP | LN | OV | SN | CE | CE | NC |  |  | Y |  |  |  | Y | Y |  | Y
2007 | 17828 | 964 | 7 | OP | ST | ST |  | 0.1 | 6 |  | PB | DP |  | NV | OH |  | 1986 | 1961 |  | MS |  |  | MS | [8 empty] | N | 4 | 1961 |  |  | 375 | 21.5 | 0 | 0 | 0 |  | BIT | DFO | NG | [5 empty] | CY |  |  | 86 | 86 | 87000 | D D: W; N N: N; LN LN: NA; CE CE: BW |  |  | Y |  |  |  | Y
2007 | 17833 | 2161 | 4 | OP | ST | ST | St | 0.16 | 1.5 | 0.35 | PB | DP | NP | DT | DA | YR | 1976 | 2001 | 2004 | MS |  |  | MS |  |  | MS |  |  | SS | SU |  | N | 5 | 1964 |  |  | 450 | 25.6 | 0 | 621 | 0 |  | SUB | NG | [6 empty] | FF |  |  | 89.7 | 90.4 | 223600 | D | N | OP | LN | OV | SN | AC | RS |  |  |  | N
2007 | 12492 | 10745 | 11HR82 | OP | ST | ST | ST | 0.75 | 3.91 | 24.9 | PH | DH | NH | OH | OH | DA | 1990 | 1990 | 1990 | MS |  |  | MS |  |  | MS |  |  | NC |  |  | Db | 2 | 1990 |  |  | 539 |  | 0 | 245 | 0 | 605 | NG | [7 empty] | DB |  |  |  |  | 540000 |  | N | OP | LN |  |  | CN | CE | NC |  |  | N
2007 | 21048 | 1866 | 7 | OP | [27 empty] | N | [24 empty] | OP: OP; LN: LN; AC: EA |  |  |  | Y |  |  |  | Y
2007 | 21128 | 50215 | 103 | OP | [27 empty] | N | [24 empty] | OP: OP; LN: LA; AC: NA |  |  |  | Y | Y | Y | Y
2007 | 17650 | 55965 | 7A | OP | FD | FD | FD | 0.01 | 0.01 | 0.013 | PB | SU | NP | DT | OT | MO | 2002 | 2002 | 2002 | MS |  |  | MS |  |  | MS |  |  | NC |  |  | Db | 6 | 2002 |  |  | 156 |  | 0 | 290.1 | 0 |  | NG | [7 empty] | DB |  |  | 93 | 92 | 932.4 |  | N | OP | SR |  |  | NA | VO | NC |  |  | N
2007 | 11249 | 1363 | 6 | OP | FD | LO | FD | 20 | 1.2 | 0.45 | OP | DP | NP | SM | TH | YR | 1979 | 1979 | 1997 | MS |  |  | MS |  |  | MS |  |  | NC |  |  | N | 6 | 1969 | 12 | 2025 | 1853 | 106 | 0 | 2137 | 0 |  | BIT | SC | [6 empty] | TF |  |  | 87 | 88 | 467749 | D | N | OP | OV | LN |  | CE | CE | NC |  |  | Y |  |  |  | Y | Y
2007 | 17583 | 3630 | 1 | OP | [63 empty] | N | bar: LN
2007 | 19876 | 3809 | 2 | OP | ST | ST | FD | 188.5 | 2.64 | 0.4 | PH | SB | NP | NS | MO | YR | 1972 | 1972 | 1997 | MS |  |  | MS |  |  | MS |  |  | NC |  |  | N | 1 | 1959 |  |  | 1200 | 60 | 255 | 0 | 0 |  | BIT | [7 empty] | TF |  |  | 89.7 | 90.5 | 371500 | D | N | OZ | OV | LN | SN | AL | CE | NC |  |  | N
2007 | 19511 | 50711 | BLR1 | OP | [63 empty] | N | bar: NA OV
2007 | 19517 | 50729 | 2BLR | OP | [63 empty] | N | bar: NA OV
2007 | 19370 | 50730 | 5 | OP | [27 empty] | N | [35 empty] | N | bar: NA OV
2007 | 55936 | 1393 | 6 | OP | FD | FD | FD | 0.1 | 1.2 | 0.7 | PB | DP | NP | NV | TH | TH | 1982 | 1982 | 1982 | MS |  |  | MS |  |  | MS | [5 empty] | D | 5 | 1982 |  |  | 4199 | 336.1 |  |  |  |  | SUB | [7 empty] | TF |  |  | 85.8 | 86.7 | 1247400 | W | N | OP | OV |  |  | NA | CE |  |  |  | N
2007 | 4045 | 2123 | 7 | OP | [63 empty] | N | bar: NA OV
2007 | 4062 | 2840 | 5 | OP | FD | FD | FD | 0.1 | 1.2 | 0.7 | PB | DP | OT | DT | TH | YR | 1976 | 1976 | 2000 | MS |  |  | MS |  |  | MS |  |  | NC |  |  | D | 11 | 1976 |  |  | 3131 | 165 | 0 | 0 | 0 |  | BIT | [7 empty] | TF |  |  | 88.7 | 89.6 | 675000 | D | N | OP | OV |  |  | NA | CE | NC |  |  | N
2007 | 4161 | 602 | 1 | OP | ST | FD | FD | 0.03 | 1.2 | 0.46 | PC | DP | NP | PS | TH | OT | 1984 | 1984 | 1984 | MS |  |  | MS |  |  | MS |  |  | NC |  |  | D | 5 | 1984 | 6 | 2024 | 4425 | 250 | 0 | 0 | 0 |  | BIT | [7 empty] | OF |  |  | 88.5 | 88.9 | 1550000 | D | N | OZ | LN | SR |  | BW | BW | NC |  |  | N
2007 | 11208 | 404 | 1 | OP | ST | FD | St | 0.1 | 733 | 7 | PC | OT | NM | FT | YR | OT | 1978 | 1978 | 1992 | MS |  |  | MS |  |  | MS |  |  | NC |  |  | N | 12 | 1958 |  |  | 1200 | 0 | 300 | 1700 | 0 |  | NG | [7 empty] | FF |  |  | 88 | 90 | 341000 |  | N | OP | FR |  |  | NA | CE | NC |  |  | N
2007 | 11208 | 404 | 3 | OP | ST | FD | St | 0.1 | 262 | 5 | PC | OT | NM | FT | YR | OT | 1978 | 1978 | 1992 | MS |  |  | MS |  |  | MS |  |  | NC |  |  | D | 5 | 1974 |  |  | 2982 | 0 | 0 | 3874 | 0 |  | NG | [7 empty] | TF |  |  | 85 | 93 | 546900 |  | N | OP | FR |  |  | NA | CE | NC |  |  | N
2007 | 55867 | 10208 | 11 | OP | FD | FD | FD | 0.06 | 1.2 | 0.7 | PB | DP | NP | NS | OT | MO | 1986 | 1986 | 1986 | [9 empty] | SS |  |  | Db | 6 | 1981 |  |  | 750 | 37.1 | 0 | 886.6 | 1440 |  | BIT | WDS | NG | [5 empty] | TF | SS |  | 80.8 | 76 | 693100 | D | Y | OP | OV |  |  | NA | CE |  |  |  | Y |  |  |  | Y
2007 | 54784 | 10491 | 3 | OP | [27 empty] | N | [24 empty] | OZ: OP; NA OV: FR; NA LN: LN; NA AL: CN |  |  | N
2007 | 5519 | 50627 | WCO | OP | [63 empty] | N | bar: NA OV
2007 | 18157 | 50807 | 2RB | OP | [27 empty] | N | [35 empty] | Y |  |  |  | Y | bar: NA OV
2007 | 18155 | 50810 | 3RB | OP | [27 empty] | N | [35 empty] | N | bar: NA OV
2007 | 55937 | 3459 | 5 | OP | ST | ST | St | 0.1 | 0.8 | 0.1 | PB | SU | NP | NV | YR | DA | 1981 | 1981 | 2003 | MS |  |  | MS |  |  | MS |  |  | NC |  |  | D | 12 | 1979 |  |  | 3325 |  | 740 | 4488 |  |  | NG | [7 empty] | TF |  |  | 90 | 91.2 | 852000 |  | N | OP | LN | BF |  | RJ | CE | NC |  |  | N
2007 | 54702 | 56350 | HRSG 1 | OP |  |  | LO |  |  | 5 |  |  | NM |  |  | DA |  |  | 2007 | [6 empty] | MS | [5 empty] | Db | 6 | 2007 | 6 | 2033 | 342 |  |  |  |  | 78.2 | NG | [7 empty] | DB |  |  | 98 | 49 |  |  | Y | OP | LN | SR |  | GE | DL |  |  |  | N
2007 | 6844 | 55480 | HRSG 1 | OP | ST | ST | St | 22.06 | 36.17 | 106.25 | PH | DH | NH | OH | OH | OH | 2003 | 2003 | 2003 | MS |  |  | MS |  |  | MS |  |  | NC |  |  | Db | 6 | 2003 | 4 | 2034 | 764.9 |  |  | 764.9 |  | 2085.8 | NG | [7 empty] | DB |  |  | 48.1 | 44.2 | 770304 |  | N | OP | LN |  |  | GE | AL | NC |  |  | N
2007 | 6844 | 55480 | HRSG 2 | OP | ST | ST | St | 22.06 | 36.17 | 106.25 | PH | DH | NH | OH | OH | OH | 2003 | 2003 | 2003 | MS |  |  | MS |  |  | MS |  |  | NC |  |  | Db | 6 | 2003 | 4 | 2034 | 764.9 |  |  | 764.9 |  | 2085.8 | NG | [7 empty] | DB |  |  | 48.1 | 44.2 | 770304 |  | N | OP | LN |  |  | GE | AL | NC |  |  | N
2007 | 6844 | 55480 | HRSG 4 | OP | ST | ST | St | 22.06 | 36.17 | 106.25 | PH | DH | NH | OH | OH | OH | 2003 | 2003 | 2003 | MS |  |  | MS |  |  | MS |  |  | NC |  |  | Db | 6 | 2003 | 4 | 2034 | 764.9 |  |  | 764.9 |  | 2085.8 | NG | [7 empty] | DB |  |  | 48.1 | 44.2 | 770304 |  | N | OP | LN |  |  | GE | AL | NC |  |  | N
2007 | 54821 | 55100 | HRSG1 | [64 empty] | N
2007 | 6035 | 3169 | 1 | OP | LO | LO | LO | 0.2 | 0.5 | 0.31 | PB | SU | NP | NV | NV | MO | 1979 | 1978 | 1996 | MS |  |  | MS |  |  | MS |  |  | NC |  |  | N | 7 | 1958 | 6 | 2020 | 1400 | 0 | 243 | 0 | 0 |  | RFO | [7 empty] | TF |  |  | 89.8 | 90.3 | 307000 |  | N | OP | LA | LN |  | EL | CE | ND |  |  | N
2007 | 6035 | 7701 | 5 | OP | [52 empty] | OZ: OP; NA OV: LN; NA AL: FN |  |  | N
2007 | 6036 | 50051 | BLR A | OP | [27 empty] | N | [24 empty] | OZ: OP; NA OV: OV; NA AL: NA |  |  | Y |  | Y | Y
2007 | 6090 | 50625 | 17 | RE | ST | ST | ST | 30 | 0.32 | 71.2 | OP | DC | NH | SM | OT | OH | 1996 | 1997 | 2001 | MS |  |  | MS |  |  | MS |  |  | NC |  |  | N | 6 | 1956 | 8 | 2005 | 250 | 0 | 0 | 250 | 0 |  | OG | NG | [6 empty] | FF |  |  | 81.9 | 78.6 | 500000 |  | N | RE | FR | OV | OT | NA | CE | NC |  |  | N
2007 | 54817 | 55298 | HRSG2A | OP | FD | FD | St | 0.01 | 0 | 2.5 | PB | DP | NM | PS | DT | OT | 2004 | 2004 | 2004 | MS | BO |  | MS | BO |  | MS | BO |  | NC |  |  | Da | 5 | 2004 | 12 | 2034 | 1200 |  | 0 | 300 | 0 | 3325 | NG | [7 empty] | DB |  |  | 90 | 75 | 1400000 |  | N | OP | SR |  |  | NA | OT | NC |  |  | N
2007 | 9434 | 54201 | BLR6 | OS | [27 empty] | N | [35 empty] | N | bar: OV FR
2007 | 50006 | 10796 | BLR2 | OP | [27 empty] | N | [25 empty] | OP RE: OP; OV FR: LN; NA NA: AL |  |  | N
2007 | 5580 | 54 | 1 | PL | FD | FD | FD | [9 empty] | 2013 | 2013 | 2013 | [9 empty] | CF |  |  | Db | 3 | 2013 |  |  | 1922 | 120 |  |  |  |  | BIT | [7 empty] | FB |  |  | 88 |  | 37315 | D | N | PL | LN | CF |  | AL | AL | CF |  |  | N
2007 | 9324 | 988 | U2 | OP | FD | LO | St | 0.09 | 1.2 |  | PB | DP | OT | DT | MO | YR | 1977 | 1977 | 2000 | MS |  |  | MS |  |  | MS |  |  | SS |  |  | N | 11 | 1952 |  |  | 930 | 57.5 | 0 | 0 | 0 |  | BIT | [7 empty] | VF |  |  | 88.8 | 88.9 | 269200 | D | N | OP | LN |  |  | BW | BW | NC |  |  | N
2007 | 11504 | 55451 | FB1 | OP | ST | ST | ST | 6.8 | 1.5 | 6.4 | PH | DH | NH | NV | NV | TH | 2003 | 2003 | 2003 | MS |  |  | MS |  |  | MS |  |  | NC |  |  | Da | 5 | 2003 | 5 | 2033 | 320 |  | 0 | 555.3 | 0 |  | NG | [7 empty] | DB |  |  | 89.9 | 87 | 705914 |  | N | OP | LN | SR |  | JZ | FW | NC |  |  | N
2007 | 49732 | 52105 | 1BLR | OP | [27 empty] | N | [25 empty] | OP RE: OP; OV FR: LN; NA NA: JZ |  |  | Y | [7 empty] | Y
2007 | 55965 | 10234 | 1 | SB | [27 empty] | N | [35 empty] | N | bar: OV FR
2007 | 55965 | 10477 | R2 | OP | [27 empty] | N | [35 empty] | N | bar: OV FR
2007 | 55965 | 54857 | B21 | OP | [27 empty] | N | [35 empty] | N | bar: OV FR
2007 | 27770 | 54324 | HRSG3 | OP | [27 empty] | N | [25 empty] | OP RE: OP; OV FR: SR; NA NA: NA |  |  | N
2007 | 7597 | 55146 | 3 | OP | ST | ST | ST | 23.3 | 0.006 | 10.8 | PH | DP | NM | OH | OH | OH | 2002 | 2002 | 2002 | MS |  |  | MS |  |  | MS |  |  | SS |  |  | Db | 2 | 2002 | 2 | 2032 | 568 | 0 | 0 | 264 | 0 |  | NG | [7 empty] | DB |  |  | 91.5 | 89.4 | 710186 |  | N | OP | LN | SR |  | CN | AI | SS |  |  | N
2007 | 54727 | 55086 | HRSG1B | OP | ST | ST | ST | 22 | 19.7 | 16.8 | PH | DH | NH | OH | OH | OH | 2000 | 2000 | 2000 | MS |  |  | MS |  |  | MS | [5 empty] | Db | 7 | 2000 | 7 | 2030 | 1000 |  | 0 | 502 | 0 | 990.4 | NG | [7 empty] | DB |  |  | 95.1 | 93.3 | 2745 |  | N | OP | LN |  |  | FN | FW | NC |  |  | N
2007 | 6151 | 1973 | 1 | SB | [27 empty] | N | [35 empty] | N | bar: OV FR; NA NA
2007 | 56090 | 55124 | 259612 | OP | FD | FD | FD | 27 | 5 | 2 | PH | DH | NM | OH | OH | OH | 2002 | 2002 | 2002 | MS |  |  | MS |  |  | MS |  |  | NC |  |  | Db | 1 | 2002 | 1 | 2032 | 610 |  |  | 388.9 |  | 84 | NG | [7 empty] | DB |  |  | 80 | 80 | 371800 |  | N | OP | LN | SR |  | GE | NM | NC |  |  | N
2007 | 11249 | 6071 | 1 | OP | ST | ST | ST | 0.1 | 0.84 | 0.7 | PB | DP | NP | TH | TH | TH | 1990 | 1990 | 1990 | MS |  |  | MS |  |  | MS | [5 empty] | D | 12 | 1990 | 6 | 2042 | 3800 | 240.5 | 0 | 0 | 0 |  | BIT | [7 empty] | TF |  |  | 88.6 | 88.6 | 854300 | D | N | OP | LN | SR |  | CE | CE | NC |  |  | Y |  |  |  | Y | Y | Y |  | Y
2007 | 11252 | 1464 | 1B1 | SB | ST | NA | NA | 0.6 |  |  | PB |  |  | TH |  |  | 1972 |  |  | MS | [11 empty] | N | 6 | 1972 |  |  | 800 | 0 | 215 | 1140 | 0 |  | NG | [7 empty] | FF |  |  | 85 | 86 | 111200 |  | N: N; OV FR: NA; NA CE: RS |  |  | N
2007 | 27770 | 54324 | HRSG4 | OP | [27 empty] | N | [25 empty] | OP RE: OP; OV FR: SR; NA NA: NA |  |  | N
2007 | 2929 | 55292 | HRSG2 | OP | FD | NA | FD | 11 |  | 31.2 | PH |  | NH | NS |  | OT | 2002 |  | 2002 | MS | [5 empty] | MS | [5 empty] | Da | 6 | 2002 |  |  | 1000 |  | 0 | 376 | 0 |  | NG | [7 empty] | DB | [6 empty] | N | SB | SR |  |  | NA | NT |  |  |  | N
2007 | 19804 | 693 | 3 | OP | ST | ST | NA | 0.1 | 2.75 |  | PB | DP |  | YR | OT |  | 1971 | 1990 |  | MS |  |  | MS | [5 empty] | NC |  |  | N | 6 | 1971 |  |  | 321 | 0 | 69 | 388 | 0 |  | NG | RFO | [6 empty] | FF |  |  | 87.8 | 87.8 | 80000 |  | N: N; OV FR: NA; NA CE: CE; NA NC: NC |  |  | N
2007 | 55983 | 3506 | 2 | OP | ST | ST | ST | 0.1 | 440 |  | PB | DM | OT | WO | TH | YR | 1972 | 1972 | 2004 | MS |  |  | MS |  |  | MS |  |  | NC |  |  | N | 6 | 1972 |  |  | 5445 |  | 1158 | 7280 | 0 |  | NG | [7 empty] | OF |  |  | 84.9 | 83 | 1192000 |  | N | OP | FR |  | BF | NA | BW | NC |  |  | N
2007 | 12436 | 10328 | BLR4 | OP | [53 empty] | OP RE: OP; OV FR: CF; OV OV: SN; NA NA: NA |  |  | Y |  | Y
2007 | 49977 | 54915 | HRB101 | OP | FD |  | FD | 3.4 |  | 0.1 | PH |  | NP | OH |  | OH | 1995 |  | 1995 | [12 empty] | Db | 10 | 1995 | [5 empty] | 341 |  | 533.6 | NG | [7 empty] | DB | [6 empty] | N | OP | LN |  |  | CN | DL |  |  |  | N
2007 | 12384 | 3122 | 3 | OP | FD | FD | ST | 0.1 | 1.2 | 0.5 | PB | DP | NP | NV | MO | TH | 1976 | 1976 | 1996 | MS |  |  | MS |  |  | MS |  |  | IF |  |  | D | 6 | 1977 |  |  | 4750 | 255 | 0 | 0 | 0 |  | BIT | [7 empty] | OF |  |  | 90 | 90 | 1242222 | D | N | OP | LN | OV | SR | BW | BW |  |  |  | Y |  |  |  | Y | Y
2007 | 6035 | 3453 | 8 | OP | ST | ST | ST | 0.1 | 440 | 0.18 | PB | DM | NP | WO | TH | DA | 1972 | 1972 | 2001 | MS |  |  | MS |  |  | MS |  |  | NC |  |  | N | 7 | 1967 | 12 | 2022 | 3980 |  | 0 | 5010 | 0 |  | NG | [7 empty] | TF |  |  | 85 | 86 | 992000 |  | N | OP | LN | SR |  | CE | CE | ND |  |  | N
2007 | 9424 | 52151 | PB1 | OP | FD | FD | FD | 0.1 | 1.2 | 0.7 | PB | DP | NP | PS | MO | PS | 1984 | 1984 | 1984 | MS |  |  | MS |  |  | MS |  |  | NC |  |  | N | 4 | 1984 | 4 | 2084 | 400 | 440 | 74.3 | 0 | 0 |  | BIT | RFO | WO | [5 empty] | TF |  |  | 87.1 | 87.1 | 90752 | W | N |  | NA |  |  | NA | CE | NC |  |  | N
2007 | 9434 | 54201 | BLR5 | OP | [27 empty] | N | [35 empty] | N | bar: LN
2007 | 14006 | 8102 | 2 | OP | ST | ST | St | 0.1 | 7.41 |  | PB | DH | OT | DT | MO | YR | 1975 | 1975 | 2000 | MS |  |  | NC |  |  | MS |  |  | NC |  |  | N | 3 | 1975 |  |  | 9775 | 543 | 0 | 0 | 0 |  | BIT | [7 empty] | OF |  |  | 88.4 | 88.4 | 2300000 | D | N | OP | LN | SR |  | RS | BW | NC |  |  | Y |  |  |  | Y | Y |  | Y
2007 | 11269 | 4937 | 1 | OP | ST | ST | St | 15 | 58 | 23.6 | OP | DH | NH | SM | YR | YR | 1998 | 1998 | 1998 | MS |  |  | MS |  |  | MS |  |  | NC |  |  | N | 5 | 1974 |  |  | 3054 | 0 |  | 2900 | 0 |  | NG | DFO | [6 empty] | TF |  |  | 86 | 87 | 1116667 | N: N; LN: NA; BW: CE | NC |  |  | N
2007 | 11282 | 55063 | HRSG2 | OP | ST | ST | ST | 0.02 | 150 | 9 | PB | DM | NM | OH | OH | OH | 2000 | 2000 | 2000 | MS |  |  | MS |  |  | MS | [5 empty] | N | 8 | 2000 | 8 | 2030 | 629 | 0 | 0 | 268 | 0 | 1792 | NG | [7 empty] | DB |  |  | 98 | 98 | 814000 |  | N | OP | LN | SR |  | SW | NT |  |  |  | N
2007 | 11292 | 3602 | 1 | OP | [27 empty] | N | [24 empty] | OP: OP; LN: LN; BW: AU |  |  |  | N
2007 | 11427 | 10823 | B101 | OP | [27 empty] | N | [24 empty] | OP: OP; LN: LN; OV: FR; BW: PL |  |  |  | N
2007 | 55983 | 3508 | 2 | OP | ST | ST | ST | 0.1 | 440 |  | PB | DM | OT | WO | TH | YR | 1972 | 1972 | 2004 | MS |  |  | MS |  |  | MS |  |  | NC |  |  | N | 12 | 1967 |  |  | 3980 |  | 832 | 5213 | 0 |  | NG | [7 empty] | OF |  |  | 83.8 | 85.1 | 950790 |  | N | OP | BF |  |  | NA | BW | NC |  |  | N
2007 | 49791 | 55176 | HRSG 2 | OP | FD | ST | ST | 28 | 13.6 | 154 | PH | OT | NH | OH | YR | OH | 2002 | 2002 | 2002 | MS |  |  | MS |  |  | MS | [5 empty] | Da | 1 | 2002 | 12 | 2021 | 930 | 0 | 0 | 489 | 0 | 1096 | NG | OG | OTH | [5 empty] | DB |  |  | 97 | 68 | 838466 | N: N; LN: NA; BW: NT |  |  |  | N
2007 | 19323 | 3454 | 2 | OP | ST | ST | ST | 15 | 440 |  | OP | DM | OT | SM | TH | YR | 1972 | 1992 | 2005 | MS |  |  | MS |  |  | MS |  |  | NC |  |  | N | 12 | 1961 |  |  | 1200 |  | 204 | 1770 | 0 |  | NG | [7 empty] | OF |  |  | 84.4 | 85.8 | 350000 |  | N | OZ | FR | LN |  | AU | RS | NC |  |  | N
2007 | 19323 | 3454 | 3 | OP | ST | ST | ST | 0.1 | 440 |  | PB | DM | OT | WO | TH | YR | 1972 | 1992 | 2005 | MS |  |  | MS |  |  | MS |  |  | NC |  |  | N | 7 | 1964 |  |  | 1800 |  | 0 | 3380 | 0 |  | NG | [7 empty] | OF |  |  | 84.7 | 86 | 686000 |  | N | OZ | OV | FR | LN | BC | RS | NC |  |  | N
2007 | 6035 | 3491 | 1A | SC | ST | ST | ST | 15 | 440 | 0.2 | OP | DM | NP | SM | TH | DA | 1972 | 1972 | 2001 | MS |  |  | MS |  |  | MS |  |  | NC |  |  | N | 4 | 1948 |  |  | 215 |  | 0 | 287 | 0 |  | NG | [7 empty] | FF |  |  | 82 | 80 | 47175 |  | N: N; OV: NA; RS: BW; NC: NC |  |  | N
2007 | 6035 | 3491 | 1B | SC | ST | ST | ST | 15 | 440 | 0.2 | OP | DM | NP | SM | TH | DA | 1972 | 1972 | 2001 | MS |  |  | MS |  |  | MS |  |  | NC |  |  | N | 4 | 1948 |  |  | 215 |  | 0 | 287 | 0 |  | NG | [7 empty] | FF |  |  | 81.8 | 79.7 | 47175 |  | N: N; OV: NA; RS: BW; NC: ND |  |  | N
2007 | 9417 | 1047 | 2 | SB | ST | ST | FD | 0.6 | 5 | 0.7 | PB | DP | NP | OH | WO | TH | 1975 | 1975 | 1977 | MS |  |  | MS |  |  | MS |  |  | NC |  |  | N | 6 | 1949 |  |  | 120 | 7.4 | 0 | 0 | 0 |  | BIT | [7 empty] | FF |  |  | 84 | 84.1 | 32120 | D | N: N; OV: NA; RS: RS; NC: NC |  |  | N
2007 | 9417 | 1047 | 3 | OP | ST | ST | FD | 0.6 | 5 | 0.7 | PB | DP | NP | OH | WO | TH | 1975 | 1975 | 1977 | MS |  |  | MS |  |  | MS |  |  | SS |  |  | N | 6 | 1957 |  |  | 300 | 18.5 | 0 | 0 | 0 |  | BIT | [7 empty] | FF |  |  | 86.5 | 87.3 | 79970 | D | N: N; OV: NA; RS: RS; NC: NC |  |  | N
2007 | 14015 | 2876 | 1 | OP | ST | FD | FD | 0.1 | 8100 | 461 | PB | OT | OT | TH | YR | OT | 1980 | 2000 | 2004 | MS |  |  | MS |  |  | MS |  |  | SS |  |  | N | 2 | 1955 |  |  | 1340 | 77 | 0 | 0 | 0 |  | SUB | BIT | [6 empty] | FF |  |  | 88.8 | 86.5 | 400000 | W | N | OP | OV | SR |  | NA | BW | IF |  |  | N
2007 | 10713 | 1299 | 3 | SB | [63 empty] | N | bar: OV
2007 | 3046 | 6250 | 1A | OP | ST | ST | ST | 0.1 | 1.2 | 0.7 | PB | DP | NP | PS | MO | TH | 1983 | 1983 | 1983 | MS |  |  | MS |  |  | MS |  |  | IF |  |  | D | 3 | 1983 |  |  | 2750 | 164.2 | 0 | 0 | 0 |  | BIT | [7 empty] | OF |  |  | 88.1 | 88.9 | 637520 | D | N | OP | OV | LN |  | PX | FW | IF |  |  | Y |  |  |  | Y
2007 | 12981 | 50973 | 33 | OP | ST | ST | NA | 10.1 | 10.1 | 10.1 | PH | DH | NH | FM | FM | FM | 1990 | 1990 | 1990 | [9 empty] | NC |  |  | D | 1 | 1957 |  |  | 330 |  |  |  | 338 |  | NG | [7 empty] | FF | SF |  | 82 | 65 | 429.8 | D | N: N; OV: NA; RS: RS |  |  | N
2007 | 54787 | 52193 | BLR1 | OP | ST | ST | ST | 20 | 1 | 0.25 | OP | SU | NP | OT | NV | DA | 1993 | 1993 | 2000 | MS |  |  | MS |  |  | MS |  |  | SS |  |  | N | 9 | 1956 | 12 | 2050 | 550 |  | 116.1 | 771.9 | 0 |  | OG | [7 empty] | SF |  |  | 82.9 | 79.8 | 131300 |  | N | OP | OV |  |  | NA | RS | SS |  |  | N
2007 | 12311 | 10224 | BLR 5 | OP | [53 empty] | OZ: OP; OV: FR; FR: LN; BC: JZ |  |  | N
2007 | 733 | 3936 | 1 | OP | FD | FD | St | 0.05 | 3120 |  | PB | DH | OT | DT | DA | YR | 1975 | 1972 | 2000 | MS |  |  | MS |  |  | MS |  |  | NC |  |  | N | 7 | 1953 |  |  | 1335 | 84.1 | 0 | 0 | 0 |  | BIT | [7 empty] | VF |  |  | 88.8 | 88.6 | 513000 | D | N | OP | LN |  |  | BW | BW | NC |  |  | N
2007 | 770 | 462 | 55 | OP | [27 empty] | N | [35 empty] | N | bar: OV
2007 | 18315 | 1235 | 3 | OP | [27 empty] | N | [35 empty] | N | bar: OV
2007 | 770 | 2098 | 5 | OP | ST | ST | NA | 0.14 | 8.6 |  | PB | DP |  | OH | TH |  | 1975 | 1978 |  | MS |  |  | MS | [5 empty] | OT | SS |  | N | 6 | 1957 |  |  | 250 | 15.9 | 55.7 | 382 | 0 |  | BIT | NG | [6 empty] | FF |  |  | 86.7 | 86.8 | 64500 | D | N: N; OV: NA; RS: BW; NC: SS |  |  | N
2007 | 772 | 10860 | B10 | OP | ST | ST | St | [24 empty] | N | [25 empty] | OZ: OP; OV: FR; FR: LN; BC: FB |  |  | N
2007 | 54907 | 3438 | 2 | OP | ST | ST | NA | 90.2 | 440 |  | PH | DM |  | NV | TH |  | 1998 | 1998 |  | MS |  |  | MS | [5 empty] | NC |  |  | N | 5 | 1960 |  |  | 725 |  | 167 | 1410 | 0 |  | NG | [7 empty] | FF |  |  | 84 | 85 | 242900 |  | N: N; OV: NA; RS: RS; NC: NC |  |  | N
2007 | 55732 | 52089 | NO1BLR | OP | [27 empty] | N | [35 empty] | N | bar: OV
2007 | 49974 | 50660 | 1 | OP | [27 empty] | N | [25 empty] | OZ: OP; OV: SN; BC: NA |  |  | Y | Y | Y | Y |  |  | Y
2007 | 49974 | 50660 | 2 | OP | [27 empty] | N | [25 empty] | OZ: OP; OV: SN; BC: NA |  |  | Y | Y | Y | Y |  |  | Y
2007 | 49974 | 50660 | 3 | OP | [27 empty] | N | [25 empty] | OZ: OP; OV: SN; BC: NA |  |  | Y | Y | Y | Y |  |  | Y
2007 | 49888 | 56222 | CFB | CN | NA | NA | NA | [24 empty] | Db | [10 empty] | WC | [24 empty] | Y |  | Y | Y |  |  | Y | bar: OZ
2007 | 22053 | 1353 | BSU2 | OP | FD | FD | FD | 0.24 | 6 |  | PB | DP | OT | DT | DA | YR | 1971 | 1971 | 2000 | MS |  |  | MS |  |  | MS |  |  | NC |  |  | N | 10 | 1969 |  |  | 1900 | 291.5 | 0 | 0 | 0 |  | BIT | [7 empty] | OF |  |  | 88.7 | 87.9 | 1825000 | D | N | OP | LN | SR |  | FW | FW | NC |  |  | N
2007 | 10911 | 10321 | 3 | RE | [27 empty] | N | [35 empty] | N | bar: OV
2007 | 13781 | 10867 | COGEN1 | OP | [27 empty] | N | [25 empty] | OZ: OP; OV: CF; BC: NA |  |  | N
2007 | 21 | 10671 | 2B | OP | FD | FD | FD | 0.03 | 1.2 | 0.5 | PB | DP | NP | NV | MO | MO | 1991 | 1991 | 1991 | MS |  |  | MS |  |  | MS |  |  | NC |  |  | Da | 1 | 1991 | 1 | 2041 | 567 | 28.1 | 0 | 0 | 0 |  | BIT | [7 empty] | FB |  |  | 84.8 | 76.1 | 784719 | D | N | OP | CF |  |  | NA | CE | NC |  |  | Y |  | Y
2007 | 13060 | 54626 | BL01 | OP | [27 empty] | N | [25 empty] | OZ: OP; OV: CF; FR: SN; BC: NA |  |  | Y |  | Y |  |  |  | Y
2007 | 19876 | 52118 | 103 | OP | [27 empty] | N | [25 empty] | OZ: OP; OV: OV; FR: SN; BC: NA |  |  | N
2007 | 13143 | 1167 | 8 | OP | ST | ST | NA | 0.3 | 2772 |  | PB | DH |  | NV | DA |  | 1977 | 1996 |  | MS |  |  | MS | [5 empty] | SS |  |  | N | 6 | 1969 | 12 | 2026 | 680 | 35.2 | 0 | 845 | 0 |  | SUB | NG | [6 empty] | CY |  |  | 89.4 | 90 | 150630 | W | Y |  | NA |  |  | NA | BW | SS |  |  | Y |  |  |  | Y
2007 | 9617 | 207 | 1 | OP | FD | FD | FD | 0.03 | 0.76 | 0.6 | PB | DP | NP | NV | MO | MO | 1987 | 1987 | 1987 | MS |  |  | MS |  |  | MS |  |  | NC |  |  | Da | 3 | 1987 | 3 | 2027 | 4897 | 248 | 0 | 0 | 0 |  | BIT | SC | PC | [5 empty] | OF |  |  | 89.3 | 89.9 | 1004800 | D | N | OP | LN |  |  | FW | FW | NC |  |  | N
2007 | 9617 | 207 | 2 | OP | FD | FD | FD | 0.03 | 0.76 | 0.6 | PB | DP | NP | NV | MO | MO | 1988 | 1988 | 1988 | MS |  |  | MS |  |  | MS |  |  | NC |  |  | Da | 5 | 1988 | 5 | 2028 | 4897 | 248 | 0 | 0 | 0 |  | BIT | SC | PC | [5 empty] | OF |  |  | 89.3 | 89.9 | 1004800 | D | N | OP | LN |  |  | FW | FW | NC |  |  | N
2007 | 772 | 10860 | B5 | OP | ST | ST | St | [24 empty] | N | [35 empty] | N | bar: OV
2007 | 9348 | 52152 | 6RB | OP | [27 empty] | N | [35 empty] | N | bar: OV; BC
2007 | 9348 | 52152 | 7PB | OP | [27 empty] | N | [35 empty] | N | bar: OZ to OV; BC
2007 | 55863 | 10627 | RB2 | OP | [27 empty] | N | [35 empty] | N | bar: OV
2007 | 9312 | 54091 | PB2 | OP | FD | FD | FD | 0.1 | 1.16 | 0.68 | PB | DP | NP | SM | OH | OH | 1981 | 1981 | 1981 | MS |  |  | MS |  |  | MS |  |  | NC |  |  | D | 10 | 1981 |  |  | 500 | 14.5 | 102.9 | 360 | 60 |  | WDS | BIT | NG | [5 empty] | RF |  |  | 80 | 75 | 450 | D | N | OP | LA |  |  | NA | BW | NC |  |  | N
2007 | 23632 | 10426 | PB1 | OP | [27 empty] | N | [35 empty] | N | bar: OV
2007 | 54895 | 1606 | 1 | OP | ST | ST | ST | 0.08 | 1.2 | 0.45 | PB | DP | NP | NV | YR | DA | 1983 | 1995 | 1995 | MS |  |  | MS |  |  | MS |  |  | SS |  |  | N | 6 | 1960 | 6 | 2014 | 1060 | 50 | 240 | 0 | 0 |  | BIT | DFO | [6 empty] | FF |  |  | 89 | 89 | 15840 | D | N | OP | OV | LN |  | RS | RS |  |  |  | Y |  |  |  | Y
2007 | 29878 | 1613 | 7 | SC | ST | ST | ST | 0.08 | 1.2 | 0.38 | PB | SB | NP | NV | YR | DA | 1984 | 1994 | 1995 | MS |  |  | MS |  |  | OT |  |  | SS |  |  | N | 8 | 1951 | 1 | 2014 | 625 | 33 | 127.1 | 0 | 0 |  | BIT | [7 empty] | TF |  |  | 86.9 | 87.9 | 178432 | D | N | SC | FU |  |  | NA | CE |  |  |  | N
2007 | 29878 | 1613 | 8 | OP | ST | ST | ST | 0.08 | 1.2 | 0.38 | PB | SB | NP | NV | YR | DA | 1984 | 1994 | 1995 | MS |  |  | MS |  |  | MS |  |  | SS |  |  | N | 7 | 1959 | 1 | 2014 | 800 | 46.1 | 178 | 0 | 0 |  | BIT | SUB | [6 empty] | TF |  |  | 88 | 88.4 | 277693 | D | N | OP | SN | OV |  | NA | CE | SS |  |  | N
2007 | 50102 | 54763 | PB1 | OP | [63 empty] | N | bar: OV
2007 | 9645 | 2682 | 10 | OP | [53 empty] | OZ: OP; OV: LN; BC: CE |  |  | Y |  |  |  | Y
2007 | 9645 | 2682 | 12 | OP | [53 empty] | OZ: OP; OV: LN; BC: CE |  |  | Y |  |  |  | Y
2007 | 14232 | 8222 | B1 | OP | ST | ST | FD | 0.1 | 1.2 | 0.86 | PB | DP | NP | PS | TH | YR | 1981 | 1981 | 2000 | MS |  |  | MS |  |  | MS |  |  | NC |  |  | D | 5 | 1981 | 5 | 2025 | 3250 | 316 | 0 | 0 | 0 |  | LIG | [7 empty] | CY |  |  | 83.5 | 84.3 | 980000 | W | N: N; OV: NA; RS: BW; NC: NC |  |  | N
2007 | 195 | 26 | 2 | OP | ST | ST | FD | 0.12 | 3.8 | 0.5 | PB | DP | NP | PS | DA | OT | 1975 | 1975 | 1996 | MS |  |  | MS |  |  | MS |  |  | SS |  |  | N | 7 | 1960 | 12 | 2025 | 1700 | 100 | 0 | 0 | 0 |  | SC | [7 empty] | OF |  |  | 90 | 89 | 550000 | D | N | OP | LN |  |  | BW | BW |  |  |  | N
2007 | 55711 | 10441 | 5U100 | OP | [53 empty] | OZ: OP; OV: LN; BC: MI |  |  | N
2007 | 10118 | 55289 | CFB2 | PL | FD | FD | FD | 0.015 | 0.13 | 0.07 | PB | DP | NP | YR | YR | YR | 2009 | 2009 | 2009 | [12 empty] | Db | 1 | 2009 | [16 empty] | FB | [6 empty] | OZ: PL; OV: CF; BC: FW; RS: FW |  |  | N
2007 | 55932 | 54789 | 1PB | OP | [27 empty] | N | [35 empty] | N | bar: OV
2007 | 44466 | 52130 | 13BLR | RE | [30 empty] | 2 | 2006 | [31 empty] | N | bar: OV
2007 | 54880 | 10244 | 9 | OP | [27 empty] | N | [35 empty] | N | bar: OV
2007 | 803 | 113 | 4 | OP | ST | ST | FD | 0.1 | 0.8 | 0.7 | PB | DP | NP | TH | TH | TH | 1981 | 1981 | 1981 | MS |  |  | MS |  |  | MS |  |  | OT |  |  | D | 6 | 1981 |  |  | 2830 | 191.8 | 0 | 0 | 0 |  | BIT | [7 empty] | TF |  |  | 87.8 | 88.8 | 908000 | D | N | OP | OV |  |  | NA | CE | IF |  |  | Y |  |  |  | Y | Y
2007 | 803 | 116 | 2 | OP | LO | LO | NA | 220 | 1 |  | PH | DP |  | OH | WO |  | 1979 | 1979 |  | MS |  |  | MS |  |  | MS | [5 empty] | N | 3 | 1960 | 6 | 2020 | 800 | 0 | 230 | 1060 | 0 |  | NG | DFO | [6 empty] | TF |  |  | 86 | 87 | 295000 |  | N: N; OV: NA; RS: CE |  |  | N
2007 | 19323 | 52071 | SANDW2 | RE | ST | ST | ST | 0.1 | 4 | 960 | PB | DP | NH | PS | PS | PS | 1989 | 1995 | 2000 | MS |  |  | MS |  |  | MS |  |  | OT |  |  | N | 2 | 1954 | 12 | 2006 | 800 | 65 | 0 | 0 | 0 |  | LIG | [7 empty] | TF |  |  | 88.2 |  | 300000 | W | N | OP | LN | OV |  | CE | CE | OT |  |  | N
2007 | 2565 | 10652 | BLR1 | OP | [27 empty] | N | [25 empty] | OZ: OP; OV: SN; BC: NA |  |  | N
2007 | 4202 | 52188 | B7 | OP | [27 empty] | N | [35 empty] | N | bar: OV
2007 | 4226 | 2493 | 70 | OP | ST | ST | LO | 0.1 | 0.3 | 150 | PB | SU | NM | NV | NV | NV | 1973 | 1972 | 1995 | MS |  |  | MS |  |  | BO |  |  | NC |  |  | N | 12 | 1955 |  |  | 1527 | 0 | 317.5 | 1874 | 0 |  | NG | RFO | [6 empty] | FF |  |  | 87 | 88.3 | 410936 |  | N | OP | BF |  |  | NA | FW | NC |  |  | N
2007 | 6452 | 619 | PRV3 | OP | ST | ST | ST | 0.1 | 2.75 | 0.62 | PB | DP | NP | NV | NV | MO | 1982 | 1982 | 1995 | MS |  |  | MS |  |  | MS |  |  | NC |  | SS | N | 5 | 1962 |  |  | 1950 | 0 | 413 | 3000 | 0 |  | RFO | NG | [6 empty] | FF |  |  | 86 | 87 | 452000 |  | Y | OP | LN |  |  | JZ | FW | NC |  |  | N
2007 | 13781 | 4005 | 2 | OP | [27 empty] | N | [25 empty] | OZ: OP; OV: CF; FR: SN; BC: NA |  |  | N
2007 | 3599 | 992 | 16 | OP | [27 empty] | N | [35 empty] | N | bar: OV
2007 | 21579 | 55297 | HRSG1 | OP | ST | ST | ST | 33.7 | 0.006 | 2.5 | PH | SB | NM | DA | DA | DA | 2004 | 2004 | 2004 | MS |  |  | MS |  |  | MS |  |  | NC |  |  | Da | 3 | 2004 |  |  | 779 | 0 | 0 | 2765 | 0 |  | NG | [7 empty] | DB | [6 empty] | N | OP | SR | LN |  | NA | DL |  |  |  | N
2007 | 44466 | 52130 | 16BLR | OP | [63 empty] | N | bar: OV
2007 | 49736 | 56105 | HRSG1 | PL | [53 empty] | OZ: PL; OV: LN; FR: SR; BC: OT |  |  | N
2007 | 13994 | 7917 | 8B | OP | FD | ST | FD | 0.01 | 2.5 | 3 | PB | SU | NM | TH | NS | TH | 2002 | 2002 | 2002 | MS |  |  | MS |  |  | MS |  |  | NC |  |  | Dc | 2 | 2003 | 6 | 2063 | 857 |  |  | 87.2 |  | 846 | NG | [7 empty] | DB |  |  | 32 | 34 | 282288 |  | N | OP | LN | SR |  | SW | VO | NC |  |  | N
2007 | 803 | 118 | 1 | OP | LO | LO | NA | 233 | 1 |  | PH | DP |  | OH | WO |  | 1979 | 1979 |  | MS |  |  | MS | [8 empty] | N | 7 | 1954 | 6 | 2020 | 1000 | 0 | 200 | 1050 | 0 |  | NG | RFO | [6 empty] | TF |  |  | 83 | 83 | 370000 |  | N: N; OV: NA; RS: CE |  |  | N
2007 | 5109 | 1743 | 7 | OP | ST | ST | NA | 0.13 | 1.67 |  | PG | DP |  | OT | MO |  | 1973 | 1978 |  | MS |  |  | MS | [5 empty] | SS |  |  | N | 4 | 1969 |  |  | 3554 | 208 | 99 | 0 | 0 |  | BIT | [7 empty] | TF |  |  | 90.6 | 87 | 897857 | D | N | OP | LN | OV |  | BW | CE | SS |  |  | N
2007 | 14063 | 2953 | 4 | OP | ST | ST | St | 20 | 0.05 |  | OP | DC |  | NV | DA |  | 1984 | 1985 |  | MS |  |  | MS | [8 empty] | N | 6 | 1959 |  |  | 2000 | 0 | 0 | 1926 | 0 |  | NG | [7 empty] | FF |  |  | 85.3 | 85.6 | 405585 |  | N: N; OV: NA; RS: BW |  |  | N
2007 | 6452 | 620 | PSN3 | OP | ST | ST | NA | 0.1 | 2.75 |  | PB | DP |  | NV | NV |  | 1982 | 1982 |  | MS |  |  | MS | [5 empty] | NC |  | SS | N | 5 | 1959 |  |  | 1100 | 0 | 228 | 1540 | 0 |  | RFO | NG | [6 empty] | FF |  |  | 87 |  | 248000 |  | N: N; OV: NA; RS: BW; NC: NC |  |  | N
2007 | 6452 | 6042 | PMT1 | OP | ST | ST | ST | 0.1 | 1.1 | 0.3 | PB | DP | NP | NV | NV | MO | 1982 | 1982 | 1982 | MS |  |  | MS |  |  | MS |  |  | NC |  | SS | N | 10 | 1976 |  |  | 5751 | 0 | 1271 | 0 | 0 |  | RFO | NG | [6 empty] | FF |  |  | 88 | 90 | 1320000 |  | Y | OP | LN |  |  | FW | FW | NC |  |  | N
2007 | 6452 | 6042 | PMT2 | OP | ST | ST | ST | 0.1 | 1.1 | 0.3 | PB | DP | NP | NV | NV | MO | 1982 | 1982 | 1982 | MS |  |  | MS |  |  | MS |  |  | NC |  | SS | N | 12 | 1977 |  |  | 5751 | 0 | 1271 | 0 | 0 |  | RFO | NG | [6 empty] | FF |  |  | 88 | 90 | 1320000 |  | Y | OP | LN |  |  | FW | FW | NC |  |  | N
2007 | 9996 | 1295 | 2 | OP | LO | FD | NA | 20 | 2079 |  | OP | OT |  | SM | NV |  | 1982 | 2000 |  | MS |  |  | MS | [5 empty] | SS |  |  | N | 12 | 1971 | 12 | 2028 | 1125 | 55.9 | 0 | 1758.5 | 0 |  | SUB | NG | [6 empty] | FF |  |  | 84.1 | 88.4 | 285800 | D | N | OP | LN |  |  | CE | RS |  |  |  | N
2007 | 55937 | 3459 | 1 | OP | ST | ST | St | 106 | 440 | 0.1 | PH | DM | NP | NV | YR | DA | 1962 | 1962 | 2005 | MS |  |  | MS |  |  | MS |  |  | NC |  |  | N | 3 | 1962 |  |  | 1584 |  |  | 2085 |  |  | NG | [7 empty] | TF |  |  | 84.5 | 85 | 415500 |  | N | OP | LA | BF |  | NA | CE | NC |  |  | N
2007 | 13168 | 2549 | 67 | OP | ST | ST | LO | 0.17 | 1.4 | 0.42 | PB | SB | NP | NV | DA | MO | 1973 | 1974 | 1974 | MS |  |  | MS |  |  | MS |  |  | SU |  |  | N | 6 | 1957 |  |  | 1470 | 70 | 0 | 0 | 0 |  | BIT | [7 empty] | TF |  |  | 89 | 89 | 220270 | D | N | OP | LN |  |  | IC | CE | SS |  |  | N
2007 | 16653 | 50639 | 7PB | OP | [27 empty] | N | [25 empty] | OZ: OP; OV: LA; FR: OV; BC: NA |  |  | N
2007 | 16655 | 56026 | HRSG1 | OP | LO | LO | LO |  | 0.41 |  | PH | DH | NM | OH | OH | OH | 2005 | 2005 | 2005 | [12 empty] | D | 3 | 2005 | 6 | 2035 | 195.8 | 0 | 0 | 137 | 0 | 474 | NG | [7 empty] | DB |  |  | 92 | 92 | 522 |  | N | OP | LN |  |  | JZ | AT |  |  |  | N
2007 | 7140 | 6124 | 1 | OP | ST | ST | FD | 0.18 | 3 | 0.5 | PB | SU | NP | YR | DA | YR | 1982 | 1982 | 1996 | MS |  |  | MS |  |  | MS |  |  | NC |  |  | N | 6 | 1979 |  |  | 1202 | 68.2 | 286 | 0 | 0 |  | BIT | [7 empty] | FF |  |  | 90 | 90 | 495632 | D | N | OP | OV |  |  | NA | BW | NC |  |  | N
2007 | 7140 | 56150 | 10A | OP | FD | ST | FD | 0.01 | 0.05 | 2.5 | PB | SU | NM | NS | NV | TH | 2005 | 2005 | 2005 | MS |  |  | MS |  |  | MS |  |  | SS |  |  | Db | 6 | 2005 |  |  | 842.762 |  |  | 541 |  |  | NG | DFO | [6 empty] | DB |  |  | 93 | 92 | 1030000 |  | N | OP | SR |  |  | NA | DL | SS |  |  | N
2007 | 3046 | 3251 | 1 | OP | ST | ST | NA | 0.5 | 3.5 |  | PB | DP |  | PS | DA |  | 1974 | 1972 |  | MS |  |  | MS | [5 empty] | SS |  |  | N | 5 | 1960 |  |  | 1260 | 68.4 | 0 | 1468 | 0 |  | BIT | [7 empty] | TF |  |  | 90 | 91 | 286000 | D | N: N; OV: NA; RS: CE; NC: NC |  |  | Y |  |  |  | Y
2007 | 3335 | 55537 | 2 | RE | [27 empty] | N |  |  | 10 | 2005 | [31 empty] | N | bar: OV
2007 | 55731 | 50253 | 1PB | OS | [27 empty] | N | [25 empty] | OZ: RE; OV: CF; BC: NA |  |  | N
2007 | 6541 | 56708 | H1101 | CO | ST | ST | St | 0.04 | 0.19 | 0.07 | PB | SB | NP | YR | YR | MO | 2009 | 2009 | 2009 | OT |  |  | FR | OT |  | OT |  |  | CF | IF |  | N | 6 | 2009 |  |  | 1100 |  | 490.2 |  |  |  | PC | [7 empty] | FB |  |  | 89.4 | 90 | 295505 |  | N | CO | SN |  |  | NA | AL | CF |  |  | Y | Y | Y |  |  | Y | Y
2007 | 4161 | 1554 | 3 | OP | ST | ST | ST | 0.03 | 1 | 0.68 | PC | SU | NP | PS | NV | OT | 1987 | 1972 | 1997 | MS |  |  | MS |  |  | MS |  |  | NC |  |  | N | 8 | 1966 | 6 | 2020 | 2133 | 102.3 | 0 | 0 | 0 |  | BIT | [7 empty] | OF | OT |  | 89.9 | 90 | 706000 | D | N | OZ | LN | SR |  | BW | BW | NC |  |  | N
2007 | 55786 | 10111 | 9BLR | OP | [53 empty] | OZ: OP; OV: CF; BC: NA |  |  | N
2007 | 7127 | 10361 | 3B | OP | [27 empty] | N | [35 empty] | N | bar: OV
2007 | 7127 | 10361 | 5B | OP | [27 empty] | N | [35 empty] | N | bar: OV
2007 | 50003 | 10605 | 4PB | OP | [27 empty] | N | [35 empty] | N | bar: OV
2007 | 1981 | 10356 | BOIL1 | OP | [27 empty] | N | [25 empty] | OZ: OP; OV: FU; BC: NA |  |  | N
2007 | 2172 | 3628 | 2 | OP | FD | ST | ST | 0.1 | 440 | 0.5 | PB | DM | NP | YR | TH | WO | 1996 | 1996 | 1972 | MS |  |  | MS |  |  | MS |  |  | NC |  |  | D | 3 | 1972 | 12 | 2030 | 850 | 0 | 186 | 1113 | 0 |  | NG | DFO | [6 empty] | FF |  |  | 86 | 86 | 225767 |  | N | OP | FR |  |  | NA | RS | NC |  |  | N
2007 | 867 | 50216 | 91 | OP | ST | ST | ST | 0 | 2 | 8 | PH | DM | NM | FT | FT | FT | 1988 | 1988 | 1988 | MS |  |  | MS |  |  | MS |  |  | NC |  |  | N | 3 | 1988 | 6 | 2092 | 590 |  | 0 | 250 | 0 |  | NG | OG | WO | [5 empty] | DB |  |  | 90 | 60 | 560000 |  | N | OP | SR |  |  | NA | BW |  |  |  | N
2007 | 14254 | 50043 | HRSG1 | OP | [53 empty] | OZ: OP; OV: LN; BC: GE |  |  | N
2007 | 15470 | 1008 | 4 | OP | ST | ST | NA | 0.38 | 4.7 |  | PB | DP |  | NV | MO |  | 1972 | 1988 |  | MS |  |  | MS | [5 empty] | SS | TU |  | N | 3 | 1961 | 12 |  | 1000 | 64.1 | 0 | 0 | 0 |  | BIT | [7 empty] | FF |  |  | 88 | 89 | 313072 | D | N | OP | LN | OV |  | RS | RS | NC |  |  | Y |  | Y
2007 | 16534 | 7527 | HRSG | [54 empty] | OZ: OP; OV: LN; FR: SR; BC: CN |  |  | N
2007 | 15470 | 1010 | 3 | OP | LO | LO | NA | 0.1338 | 4.04 |  | PB | DP |  | NV | MO |  | 1979 | 1983 |  | MS | DB |  | MS | OT |  |  |  |  | SS |  |  | N | 9 | 1954 |  |  | 700 | 42.5 | 0 | 0 | 0 |  | BIT | [7 empty] | FF |  |  | 88.1 | 89 | 312000 | D | N | OP | LN | OV |  | RS | FW | NC |  |  | Y |  |  |  | Y
2007 | 15470 | 6113 | 2 | OP | ST | ST | NA | 0.12 | 3.57 |  | PB | DP |  | NV | MO |  | 1975 | 1991 |  | MS |  |  | MS | [5 empty] | IF |  |  | D | 4 | 1975 |  |  | 4588 | 254 | 0 | 0 | 0 |  | BIT | [7 empty] | OF |  |  | 88 | 89 | 1177188 | D | N | OP | LN | OV | SR | FW | FW | NC |  |  | Y |  |  |  | Y | Y |  | Y | Y
2007 | 16061 | 10768 | CFB | OP | [27 empty] | N | [24 empty] | OP: OP; LN: CF; OV: SN; FW: NA |  |  | N
2007 | 16064 | 50028 | 1HP | OP | [27 empty] | N | [35 empty] | N | bar: LN
2007 | 16181 | 2008 | 2 | OP | [27 empty] | N | [35 empty] | N | bar: LN
2007 | 22199 | 50392 | 2 | OP | [63 empty] | N | bar: LN
2007 | 24457 | 50292 | HRSG2 | OP | [52 empty] | OP: OP; LN: OT; FW: NA |  |  | N
2007 | 24457 | 50292 | HRSG3 | OP | [52 empty] | OP: OP; LN: SN; FW: NA |  |  | N
2007 | 18642 | 47 | 3 | OP | ST | ST | FD | 0.12 | 2.2 | 0.45 | PB | DP | NP | PS | DA | YR | 1978 | 1991 | 1996 | MS |  |  | MS |  |  | MS |  |  | SS |  |  | N | 7 | 1955 |  |  | 1280 | 76.1 | 0 | 0 | 0 |  | BIT | [7 empty] | FF |  |  | 88.5 | 88.4 | 309870 | D | N | OP | LN |  |  | FW | BW | NC |  |  | N
2007 | 22218 | 52072 | 4 | OP | [27 empty] | N | [35 empty] | N | bar: LN
2007 | 22218 | 52072 | 5 | OP | [27 empty] | N | [35 empty] | N | bar: LN
2007 | 26977 | 10765 | CFB002 | OP | [27 empty] | N | [24 empty] | OP: OP; LN: CF; FW: NA |  |  | N
2007 | 22337 | 52069 | HP1 | OP | [27 empty] | N | [35 empty] | N | bar: LN
2007 | 22337 | 52069 | HP4 | OP | [27 empty] | N | [35 empty] | N | bar: LN
2007 | 7166 | 10610 | REC1 | OP | [27 empty] | N | [35 empty] | Y |  |  |  | Y | bar: LN
2007 | 50129 | 10612 | PB6 | OP | [27 empty] | N | 4 | 2007 | [8 empty] | PC | WDS | NG | [5 empty] | FF | RF |  | 81 | 75 | 365000 |  | N | OP | LN | FR |  | PB | KP |  |  |  | N
2007 | 3542 | 55736 | 2HR1 | OP | FD | FD | FD | 23.3 | 14.4 | 27.8 | PH | DH | NH | OH | OH | OH | 2003 | 2003 | 2003 | MS |  |  | MS |  |  | MS |  |  | NC |  |  | N | 6 | 2003 |  |  | 1448 |  | 0 | 356 | 0 | 886 | NG | [7 empty] | DB |  |  | 86 |  | 695000 |  | N | OP | SR |  |  | NA | AI | NC |  |  | N
2007 | 3542 | 55736 | 2HR2 | OP | FD | FD | FD | 23.3 | 14.4 | 27.8 | PH | DH | NH | OH | OH | OH | 2003 | 2003 | 2003 | MS |  |  | MS |  |  | MS |  |  | NC |  |  | N | 6 | 2003 |  |  | 1448 |  | 0 | 356 | 0 | 886 | NG | [7 empty] | DB |  |  | 86 |  | 695000 |  | N | OP | SR |  |  | NA | AI | NC |  |  | N
2007 | 16181 | 2008 | 3 | OP | [27 empty] | N | [35 empty] | N | bar: LN
2007 | 16190 | 50406 | 2HFB | OP | FD | FD | FD | 0.03 | 0.27 | 0.2 | PB | DP | NP | PS | MO | MO | 1990 | 1990 | 1990 | MS |  |  | MS |  |  | MS |  |  | NC |  |  | Db | 6 | 1990 | 6 | 2014 | 685 | 0 | 24.3 | 0 | 100 |  | WDS | RFO | DFO | [5 empty] | TF | SS |  | 72 | 66.4 | 230621 |  | Y | OP | LA | OV | SN | NA | CE | NC |  |  | N
2007 | 16721 | 50447 | 17 | SB | [63 empty] | N | bar: NA LA
2007 | 5517 | 889 | 2 | OP | ST | ST | FD | 0.2 | 6 | 0.86 | PB | DP | NP | OH | OH | YR | 1973 | 1979 | 2000 | MS |  |  | MS |  |  | MS |  |  | SS |  |  | N | 5 | 1973 |  |  | 4199 | 267 | 0 | 0 | 0 |  | SUB | [7 empty] | CY |  |  | 89 | 90 | 1730000 | W | N | OP | OV | SR |  | NA | BW | NC |  |  | Y |  |  |  | Y
2007 | 55600 | 54415 | 101613 | OP | [27 empty] | N | [25 empty] | OP: OP; NA LA: SN; NA NA: NA |  |  | N
2007 | 15526 | 50240 | BLR2 | OP | [27 empty] | N | [35 empty] | N | bar: NA LA
2007 | 5580 | 6041 | 3 | OP | ST | ST | FD | 0.015 | 0.2 | 0.1 | PB | DP | NP | TH | DA | MO | 2005 | 2005 | 2005 | MS |  |  | MS |  |  | MS |  |  | CF |  |  | Db | 4 | 2005 |  |  | 1922 | 120 | 0 | 0 | 0 |  | BIT | [7 empty] | FB |  |  | 88.4 |  | 37315 | D | N | OP | SN | CF |  | NA | AL | NC |  |  | N
2007 | 142 | 10676 | 2 | OP | ST | ST | ST | 0.105 | 0.7 | 0.7 | PB | DP | NP | PS | DA | MO | 1980 | 1980 | 1994 | MS |  |  | MS |  |  | MS |  |  | NC |  |  | N | 7 | 1987 |  |  | 400 | 21.2 | 0 | 0 | 0 |  | BIT | PC | [6 empty] | FF |  |  | 84 |  | 143833 | D | N | OP | LN | OV | LA | BW | BW | NC |  |  | Y |  |  |  | Y | Y |  | Y
2007 | 9245 | 50449 | HRSG1 | OP | [27 empty] | N | [24 empty] | OP: OP; LN: LN; BW: DV |  |  | N
2007 | 9261 | 54076 | HRSG1 | OP | [27 empty] | N | [24 empty] | OP: OP; LN: SR; BW: NA |  |  | N
2007 | 7564 | 54785 | B25 | [53 empty] | OP: OP; LN: FR; OV: LN; BW: JZ |  |  | N
2007 | 9269 | 983 | 3 | OP | ST | FD | FD | 0.24 | 8573 | 504 | PB | OT | OT | TH | YR | OT | 1979 | 2000 | 2004 | MS |  |  | MS |  |  | MS |  |  | SS |  |  | N | 7 | 1955 |  |  | 1340 | 89 | 0 | 0 | 0 |  | SUB | BIT | [6 empty] | FF |  |  | 88.8 | 86.5 | 400000 | W | N | OP | OV | SR |  | NA | BW | IF |  |  | N
2007 | 14328 | 247 | 7 | RE | LO | LO | LO | 0.15 | 300 | 175 | PC | DM | NM | NV | OH | OH | 1970 | 1974 | 1995 | MS |  |  | MS |  |  | MS |  |  | NC |  |  | N | 11 | 1958 | 5 | 2006 | 1170 | 0 | 254.3 | 1632 | 0 |  | NG | RFO | [6 empty] | FF |  |  | 82.6 | 82.7 | 306900 |  | N | OP | FR | LA | LN | RJ | CE |  |  |  | N
2007 | 14344 | 50049 | BLRB | OP | [27 empty] | N | [24 empty] | OP: OP; LN: OV; BW: NA |  |  | N
2007 | 17539 | 55927 | HRSG3 | OP | ST | ST | St | 0.44 | 3.5 | 20.7 | PB | DP | NH | DA | TH | DA | 2004 | 2004 | 2004 | [9 empty] | NC |  |  | Db | 5 | 2004 |  |  | 764.2 |  |  | 365.5 |  | 882.8 | NG | [7 empty] | DB |  |  | 75 | 70 | 222222 |  | N | OP | SR |  |  | NA | NT | NC |  |  | N
2007 | 18835 | 55440 | HRSG1 | OP | FD | FD | FD | 0.0166 | 0.006 | 0.013 | PB | DP | NP | NV | NV | TH | 2003 | 2003 | 2003 | MS |  |  | MS |  |  | MS |  |  | NC |  |  | Db | 5 | 2003 |  |  | 845 |  |  | 540 |  | 938 | NG | [7 empty] | DB |  |  | 87.5 | 88.3 | 762600 |  | N | OP | SR |  |  | NA | DL | NC |  |  | N
2007 | 6832 | 55107 | HRSG02 | OP | ST | ST | St | 0.009 | 0.0054 | 2 | PB | DP | NM | OH | OH | OH | 2002 | 2002 | 2002 | MS |  |  | MS |  |  | MS |  |  | NC |  |  | N | 11 | 2001 | [5 empty] | 101.3 |  |  | NG | [7 empty] | DB | [5 empty] | LN: NA; BW: NA; BW: VO; NC: NC |  |  | N
2007 | 17566 | 52132 | HRSG1 | [53 empty] | OP: OP; LN: SR; BW: CN |  |  | N
2007 | 19588 | 50431 | 4 | [64 empty] | N | bar: LN
2007 | 177 | 10673 | BLRA | OP | ST | ST | ST | 0.03 | 1.2 | 0.5 | PB | DP | NP | TH | TH | TH | 1992 | 1992 | 1992 | MS |  |  | MS |  |  | MS |  |  | NC | CF |  | Da | 9 | 1992 |  |  | 664 | 43.1 | 0 | 0 | 0 |  | SUB | TDF | WO | WC |  |  |  |  | FB |  |  | 87.6 | 87.6 | 187296 | D | Y | OP | CF | SN |  | NA | FW | NC |  |  | N
2007 | 189 | 56 | 1 | OP | FD | FD | FD | 0.12 | 4 | 0.46 | PB | DP | NP | OH | OH | OH | 1975 | 1975 | 1999 | MS |  |  | MS |  |  | MS |  |  | RP |  |  | N | 3 | 1969 |  |  | 685 | 36 | 0 | 0 | 0 |  | BIT | [7 empty] | FF |  |  | 89 | 90 | 135400 | D | N | OP | LN |  |  | BW | BW |  |  |  | N
2007 | 3989 | 492 | 7 | OP | ST | ST | FD | 0.1 | 1.2 | 0.46 | PB | DP | NP | NV | TH | YR | 1976 | 1976 | 2000 | MS |  |  | MS |  |  | MS |  |  | OT | SS |  | N | 6 | 1974 |  |  | 900 | 61.5 | 0 | 1341 | 0 |  | SUB | NG | [6 empty] | FF |  |  | 87.7 | 87.4 | 351590 | D | N | OP | LN |  |  | BW | BW | IF | SS |  | N
2007 | 3998 | 10300 | BLR2 | OP | [27 empty] | N | [24 empty] | OP: OP; LN: CF; OV: SN; BW: NA |  |  | N
2007 | 4427 | 50664 | B103 | OP | [27 empty] | N | [24 empty] | OP: OP; LN: FR; BW: NA |  |  | Y | Y | Y | Y |  |  | Y
2007 | 6526 | 2864 | 6 | OP | ST | ST | ST | 0.1 | 9.02 | 0.84 | PB | DP | NP | PS | MO | YR | 1980 | 1979 | 2000 | MS |  |  | MS |  |  | MS |  |  | US | TU |  | N | 3 | 1950 |  |  | 500 | 25 | 0 | 0 | 0 |  | BIT | [7 empty] | VF |  |  | 87.5 | 88.5 | 107920 | D: W; N: N; LN: NA; BW: BW; NC: NC |  |  | N
2007 | 6526 | 2864 | 7 | OP | ST | ST | ST | 0.1 | 9.02 | 0.5 | PB | DP | NP | PS | MO | YR | 1982 | 1979 | 1997 | MS |  |  | MS |  |  | MS |  |  | US | TU |  | N | 3 | 1955 |  |  | 1050 | 65 | 0 | 0 | 0 |  | BIT | SUB | [6 empty] | FF |  |  | 89.1 | 89 | 257833 | D | N | OP | LN |  |  | RJ | BW | NC |  |  | N
2007 | 6526 | 2866 | 4 | OP | ST | ST | ST | 0.1 | 2.91 | 0.46 | PB | DP | NP | PS | MO | YR | 1982 | 1979 | 2000 | MS |  |  | MS |  |  | MS |  |  | NC |  |  | N | 11 | 1962 |  |  | 1250 | 75 | 0 | 0 | 0 |  | BIT | SUB | [6 empty] | FF |  |  | 88.9 | 89.8 | 350087 | D | N | OP | LN | OV | SN | RJ | FW | NC |  |  | N
2007 | 14006 | 2872 | 3 | OP | ST | ST | St | 0.1 | 7.6 |  | PB | DP | OT | DT | OT | YR | 1972 | 1980 | 2000 | MS |  |  | MS |  |  | MS | [5 empty] | N | 12 | 1957 |  |  | 1523 | 87 | 0 | 0 | 0 |  | BIT | [7 empty] | CY |  |  | 90.2 | 92.9 | 407217 | W | N | OP | OV |  |  | NA | BW |  |  |  | N
2007 | 14354 | 3644 | 2 | OP | ST | ST | FD | 40 | 1 | 0.45 | OP | SU | NP | SM | NV | YR | 1972 | 1971 | 1998 | MS |  |  | MS |  |  | MS | [5 empty] | N | 9 | 1957 |  |  | 815 | 42 | 0 | 0 | 0 |  | BIT | [7 empty] | TF |  |  | 87.9 | 87.4 | 229700 | D: D; N: N; LN: NA; FW: CE; NC: NC |  |  | Y |  |  |  | Y
2007 | 14354 | 4158 | BW44 | OP | ST | ST | ST | 0.22 | 0.5 | 0.4 | PB | DP | NP | WO | WO | YR | 1972 | 1975 | 1988 | MS |  |  | MS |  |  | MS | [5 empty] | N | 7 | 1972 |  |  | 2450 | 255.8 | 0 | 0 | 0 |  | SUB | [7 empty] | TF | CF |  | 84.4 | 84.9 | 1154000 | D | N | OP | LA |  |  | NA | CE | NC |  |  | Y | [6 empty] | Y
2007 | 14354 | 8066 | BW71 | OP | ST | ST | ST | 0.1 | 0.3 | 0.45 | PB | DP | NP | WO | WO | YR | 1974 | 1990 | 1998 | MS |  |  | MS |  |  | MS |  |  | NC |  |  | N | 11 | 1974 |  |  | 3980 | 256 | 0 | 0 | 0 |  | SUB | [7 empty] | TF | CF |  | 88.4 | 88.5 | 931000 | D | N | OP | OV |  |  | NA | CE | NC |  |  | Y |  |  |  | Y | Y
2007 | 15472 | 2364 | 2 | OP | ST | ST | ST | 30 | 2.8 | 15.4 | OP | SB | OT | OH | NV | DA | 1973 | 1973 | 1995 | MS |  |  | MS |  |  | MS |  |  | SS |  |  | N | 5 | 1968 |  |  | 2332 | 113 | 0 | 0 | 0 |  | BIT | [7 empty] | CY |  |  | 89.7 | 90 | 561000 | W | Y | OP | SR |  |  | NA | BW | IF |  |  | N
2007 | 14344 | 50049 | BLRC | OP | [27 empty] | N | [24 empty] | OP: OP; LN: OV; RJ: NA |  |  | N
2007 | 54703 | 56349 | HRSG1 | OP | ST | ST | St | 10.4 | 1.5 | 18.5 | PH | DH | NH | OH | OH | TH | 2007 | 2007 | 2007 | [9 empty] | OT |  |  | Db | 4 | 2007 |  |  | 500 |  |  | 161.7 |  | 585 | NG | [7 empty] | DB |  |  |  | 83 | 424793 | OP: OP; LN: LN; OV: SR; RJ: GE; FW: DL |  |  | N
2007 | 16929 | 50290 | 1 | OP | [27 empty] | N | [35 empty] | Y | Y | bar: LN
2007 | 16929 | 50290 | 3 | OP | [27 empty] | N | [35 empty] | N | bar: LN
2007 | 19588 | 50431 | 7 | [64 empty] | N | bar: LN
2007 | 19883 | 2018 | 9 | OP | [27 empty] | N | [35 empty] | N | bar: LN
2007 | 49801 | 50933 | BLR5 | RE | [27 empty] | N |  |  | 3 | 2007 | [31 empty] | N | bar: LN
2007 | 3252 | 7384 | 2 | SB | [27 empty] | N | [35 empty] | N | bar: LN
2007 | 3252 | 7384 | 3 | SB | [27 empty] | N | [35 empty] | N | bar: LN
2007 | 6035 | 3491 | 5 | OP | ST | ST | ST | 0.1 | 0.5 | 0.2 | PB | DP | NP | WO | TH | DA | 1977 | 1977 | 2001 | MS |  |  | MS |  |  | MS |  |  | NC |  |  | N | 10 | 1977 |  |  | 3200 |  | 892 | 4862 | 0 |  | NG | [7 empty] | OF |  |  | 76.4 | 77.6 | 1029341 |  | N | OP | OV | SC |  | NA | FW | ND |  |  | N
2007 | 6035 | 3161 | 1 | OP | ST | ST | ST | 0.1 | 0.45 | 0.45 | PB | DP | NP | NV | MO | MO | 1981 | 1982 | 1996 | MS |  |  | MS |  |  | MS |  |  | NC |  |  | N | 2 | 1960 |  |  | 2000 | 100.8 | 0 | 0 | 0 |  | BIT | [7 empty] | TF |  |  | 89.8 | 90.2 | 480000 | D | N | OP | SN | LN | OV | RR | CE | NC |  |  | N
2007 | 7136 | 10699 | 3 | OP | [27 empty] | N | [35 empty] | N | bar: SN
2007 | 55936 | 1394 | 4 | OP | ST | ST | St | 421.36 | 4295.52 | 1692 | PH | DH | NH | NV | NV | NV | 1973 | 1973 | 1973 | MS |  |  | MS |  |  | MS |  |  | NC |  |  | N | 7 | 1973 |  |  | 4035 |  | 800 | 5090 |  |  | NG | [7 empty] | OF |  |  | 85.4 | 85.4 | 950600 |  | N | OP | LA |  |  | NA | BW | NC |  |  | N
2007 | 5517 | 891 | 6 | OP | ST | ST | NA | 0.1 | 1 |  | PB | DP |  | OH | OH |  | 1972 | 1972 |  | MS |  |  | MS | [5 empty] | US |  |  | N | 3 | 1950 |  |  | 285 | 17.4 | 56 | 0 | 0 |  | RFO | DFO | [6 empty] | TF |  |  | 85 | 85 | 66300 | D: D; N: N; SN: NA; CE: CE; NC: NC |  |  | N
2007 | 19145 | 55245 | 3 | OP | [27 empty] | N | [35 empty] | N | bar: SN
2007 | 19145 | 55245 | 4 | OP | [27 empty] | N | [35 empty] | N | bar: SN
2007 | 54796 | 55380 | 1 B | OP | LO | LO | LO | 0.02 | 3 | 3.5 | PB | DH | NM | TH | DA | MO | 2003 | 2003 | 2003 | MS |  |  | MS |  |  | MS |  |  | NC |  |  | Da | 1 | 2003 |  |  | 704 |  | 0 | 284 | 282 |  | NG | [7 empty] | DB |  |  |  |  | 145000 |  | N | OP | LN | SR |  | GR | OT | NC |  |  | N
2007 | 55808 | 54755 | BLR2 | OP | [27 empty] | N | [24 empty] | OP: OP; SN: LA; LN: OV; OV: LN; RR: RS |  |  | N
2007 | 20404 | 3521 | 3 | RE | [27 empty] | N | [35 empty] | N | bar: SN
2007 | 20404 | 3523 | 1 | RE | [27 empty] | N | [35 empty] | N | bar: SN
2007 | 20404 | 3524 | 4 | RE | ST | ST | NA | 121 | 440 |  | PH | DM |  | OH | TH |  | 1971 | 1971 |  | MS |  |  | MS | [5 empty] | NC |  |  | N | 5 | 1971 |  |  | 805 | 0 | 180 | 952 | 0 |  | NG | [7 empty] | FF |  |  | 86 | 86 | 177511 | N: N; SN: NA; CE: RS |  |  | N
2007 | 20404 | 3526 | 6 | RE | ST | ST | NA | 125 | 440 |  | PH | DM |  | OH | TH |  | 1969 | 1969 |  | MS |  |  | MS | [5 empty] | NC |  |  | N | 5 | 1969 |  |  | 700 | 0 | 160 | 984 | 0 |  | NG | DFO | [6 empty] | FF |  |  | 85.8 | 87 | 166700 | N: N; OP: RE; SN: LN; RR: RJ; CE: RS |  |  | N
2007 | 22484 | 356 | 8 | OP | LO | LO | LO | 0.1 | 80 | 125 | PC | OT | NM | FT | NV | FT | 1976 | 1977 | 1974 | MS |  |  | MS |  |  | MS |  |  | SS |  |  | N | 7 | 1967 |  |  | 3316 | 0 | 700 | 4020 | 0 |  | AB | [7 empty] | AF |  |  | 85 | 85 | 3484000 |  | N | OP | SR | FR |  | NA | BW |  |  |  | N
2007 | 22500 | 1248 | 3 | SB | ST | ST | NA | 0.16 | 3 |  | PB | DP |  | PS | TH |  | 1971 | 1971 |  | MS |  |  | MS | [5 empty] | NC |  |  | N | 9 | 1951 |  |  | 270 | 0 | 56.2 | 363.7 | 0 |  | NG | RFO | [6 empty] | FF |  |  | 81 | 84 | 57756 | N: N; SN: NA; CE: CE; NC: NC |  |  | N
2007 | 7136 | 10699 | 6 | OP | [27 empty] | N | [35 empty] | N | bar: SN
2007 | 55879 | 50815 | HRB2 | OP | ST |  | St | 1.4 |  | 7 | PH |  | NH | NV |  | NV | 2002 |  | 2002 | MS | [5 empty] | MS | [5 empty] | Db | 12 | 1985 |  |  | 371 | [5 empty] | NG | [7 empty] | DB |  |  | 95 | 95 | 274.9 | N: N; OP: OP; SN: LN; RR: JZ; CE: VO |  |  | N
2007 | 11217 | 10090 | SMB001 | OP | [27 empty] | N | [24 empty] | OP: OP; SN: OV; LN: SN; RR: NA |  |  | N
2007 | 5517 | 891 | 9 | OP | FD | FD | FD | 0.1 | 1.2 | 0.46 | PB | DP | NP | OH | MO | YR | 1978 | 1978 | 2000 | MS |  |  | MS |  |  | MS |  |  | NC |  |  | D | 6 | 1978 |  |  | 3239 | 285 | 0 | 0 | 0 |  | BIT | [7 empty] | OF |  |  | 84.2 | 85.2 | 744970 | D | N | OP | LN | OV | SR | BW | BW | NC |  |  | Y |  |  |  | Y
2007 | 54907 | 3443 | 8 | RE | ST | ST | St | [21 empty] | NC |  |  | N | 5 | 1968 | 12 | 2002 | 1763 |  | 0 | 2375 | 0 |  | NG | [7 empty] | OF |  |  | 84 | 85 | 394000 | N: N; LN: NA; BW: BW |  |  | N
2007 | 19547 | 765 | 3 | OP | ST | ST | NA | 40 | 0.5 |  | OP | SU |  | SM | NV |  | 1972 | 1972 |  | MS |  |  | MS | [5 empty] | NC |  |  | N | 10 | 1970 |  |  | 610 | 0 | 124 | 0 | 0 |  | RFO | [7 empty] | TF |  |  | 89.6 | 90.3 | 181000 | N: N; LN: NA; BW: CE; NC: NC |  |  | N
2007 | 6526 | 6094 | 1 | OP | ST | ST | ST | 0.1 | 0.6 | 0.5 | PB | DP | NP | PS | MO | MO | 1976 | 1976 | 1996 | MS |  |  | MS |  |  | MS |  |  | SU | US |  | N | 4 | 1976 |  |  | 6415 | 350 | 0 | 0 | 0 |  | BIT | [7 empty] | OF |  |  | 89.1 | 90.2 | 2394000 | D | N | OP | LN | OV | SR | BW | FW | NC |  |  | N
2007 | 19436 | 2103 | 2 | OP | ST | ST | FD | 0.12 | 4.8 | 0.45 | PB | DP | NP | NS | DA | YR | 1983 | 1979 | 1996 | MS |  |  | MS |  |  | MS |  |  | SS |  |  | N | 6 | 1971 |  |  | 4284 | 330.3 | 0 | 0 | 0 |  | SUB | [7 empty] | TF | CF |  | 85.2 | 85.8 | 1318525 | D | N | OP | LN | OV |  | CE | CE | NC |  |  | N
2007 | 5610 | 50481 | 253-27 | OP | ST | ST | FD | 0.09 | 2.4 | 368 | PB | DP | OT | PS | DA | OT | 1967 | 1967 | 2004 | MS |  |  | MS |  |  | MS |  |  | NC |  |  | N | 6 | 1967 |  |  | 500 | 25.2 | 0 | 0 | 0 |  | BIT | NG | [6 empty] | TF |  |  | 88.9 |  | 115111 | D | N | OP | LN | OV |  | AL | CE | NC |  |  | N
2007 | 5610 | 50481 | 83-20 | OP | ST | ST | NA | 0.09 | 2.4 |  | PB | DP |  | OT | OH |  | 1974 | 1974 |  | MS |  |  | MS | [5 empty] | NC |  |  | N | 6 | 1948 |  |  | 150 | 9.5 | 0 | 0 | 0 |  | BIT | SLW | [6 empty] | SS |  |  | 84.9 |  | 52888 | D: D; N: Y; LN: NA; FW: BW; NC: NC |  |  | N
2007 | 14932 | 10566 | BOIL1 | OP | ST | ST | ST | 25 | 100 | 90 | PH | DM | NM | OH | TH | TH | 1994 | 1994 | 1994 | MS |  |  | MS |  |  | MS |  |  | NC |  |  | Da | 3 | 1994 |  |  | 1200 | 52.9 | 239.5 | 0 | 0 |  | BIT | [7 empty] | FF |  |  | 86.4 | 88.1 | 624300 | D | N | OP | LN | OV | SR | FW | FW | NC |  |  | Y |  | Y | Y
2007 | 55960 | 50363 | B201 | OS | [52 empty] | OP: OS; LN: CF; FW: NA |  |  | N
2007 | 7140 | 6257 | 4 | OP | ST | ST | FD | 0.1 | 1.2 | 0.4 | PB | DP | NP | NV | NV | YR | 1989 | 1989 | 2000 | MS |  |  | MS |  |  | MS |  |  | SS |  |  | D | 2 | 1989 | 3 | 2029 | 5790 | 455 | 0 | 0 | 0 |  | SUB | [7 empty] | TF |  |  | 86.1 | 86.1 | 1734192 | D | N | OP | OV | LN |  | NA | CE | SS |  |  | N
2007 | 7294 | 377 | 3 | OP | LO | NA | LO | 0.1 |  | 0.64 | PC |  | OT | OT |  | OH | 1999 |  | 1999 | MS | [5 empty] | MS | [5 empty] | N | 12 | 1953 | 6 | 2016 | 225 | 0 | 44.2 | 245.3 | 527 |  | LFG | NG | [6 empty] | FF |  |  | 86 | 83 | 50000 |  | N | OP | LN | FR | LA | AU | BW |  |  |  | N
2007 | 7375 | 54321 | 3B103 | OP | [52 empty] | OP: OP; LN: LA; OV: FR; FW: NA |  |  | N
2007 | 7375 | 54321 | 3B105 | OP | [52 empty] | OP: OP; LN: LA; OV: FR; FW: NA |  |  | N
2007 | 7392 | 10114 | B101 | OP | [27 empty] | N | [35 empty] | N | bar: LN
2007 | 5701 | 3456 | HRSG1 | OP | ST | ST | ST | 15 | 17.3 | 188.1 | OP | DH | NH | SM | OH | OH | 1975 | 1975 | 1992 | MS |  |  | MS |  |  | MS |  |  | NC |  |  | N | 8 | 1975 |  |  | 400 | 0 | 0 | 100 | 0 |  | NG | [7 empty] | CF | DB |  | 53 |  | 250000 |  | N | OP | OT |  |  | NA | WE | NC |  |  | N
2007 | 5860 | 2076 | 1 | OP | ST | ST | FD | 40 | 12 | 0.86 | OP | DP | NP | SM | TH | YR | 1970 | 1970 | 1998 | MS |  |  | MS |  |  | MS |  |  | SS |  |  | N | 6 | 1970 |  |  | 1425 | 130 | 0 | 0 | 0 |  | SUB | BIT | TDF | [5 empty] | CY |  |  | 87.1 | 87.7 | 404844 | W | N | OP | OV |  |  | NA | BW | IF |  |  | Y |  |  |  | Y
2007 | 49747 | 55829 | MB2 | OP | ST | ST | ST | 40 | 2 | 0.45 | OP | SU | NP | SM | NV | DA | 1991 | 1988 | 1995 |  |  |  | MS |  |  | MS |  |  | NC |  |  | N | 6 | 1956 |  |  | 330 |  | 64.3 | 0 | 0 |  | RFO | [7 empty] | FF |  |  | 86.8 | 87.6 | 315 |  | N | OP | LN |  |  | CN | CE | NC |  |  | N
2007 | 12341 | 1081 | 8 | OP | ST | ST | NA | 0.39 | 1.2 |  | PB | DP |  | NV | TH |  | 1981 | 1977 |  | MS |  |  | MS | [5 empty] | NC |  |  | N | 6 | 1949 |  |  | 300 | 14.3 | 0 | 293 | 0 |  | SUB | NG | [6 empty] | FF |  |  | 85 | 84 | 50600 | D: D; N: N; LN: NA; FW: RS; NC: NC |  |  | N
2007 | 12686 | 6073 | 3A | OP | [28 empty] | 5 | 2001 | [8 empty] | NG | [7 empty] | DB | [5 empty] | N: N; OP: OP; LN: SR; FW: NA; FW: VO |  |  | N
2007 | 29116 | 56177 | 26130 | [53 empty] | OP: OP; LN: SR; FW: JZ |  |  | N
2007 | 7011 | 55592 | HRSG 3 | OP | [52 empty] | OP: OP; LN: LN; FW: CN |  |  | N
2007 | 31386 | 55271 | HRSG3 | OP | FD | FD | FD | 0.03 | 0.2 | 0.2 | PB | DP | NP | NV | NV | TH | 2002 | 2002 | 2002 | [9 empty] | NC |  |  | Db | 5 | 2002 |  |  | 672 |  |  |  |  | 1200 | NG | [7 empty] | DB |  |  | 82.9 | 81.2 | 1497807 | OP: OP; LN: SR; FW: NA; FW: DL; NC: NC |  |  | N
2007 | 9353 | 54358 | RB2 | OP | [27 empty] | N | [35 empty] | N | bar: LN
2007 | 55877 | 10485 | 1 | OP | ST | ST | ST | 0.03 | 0.01 | 0.25 | PC | SU | NP | PS | NV | PS | 1949 | 1949 | 1949 | MS |  |  | MS |  |  | MS |  |  | NC |  |  | N | 6 | 1948 |  |  | 375 |  | 103.2 | 581.9 | 10417 |  | BFG | NG | RFO | [5 empty] | SF |  |  | 68.2 | 73.5 | 340000 | N: N; LN: NA; FW: CE; NC: NC |  |  | N
2007 | 9384 | 50245 | RB3 | OP | FD | FD | FD | 0.027 | 295 | 170 | PC | DH | NH | YR | TH | TH | 1990 | 1990 | 1990 | MS |  |  | MS |  |  | MS |  |  | ND |  |  | N | 4 | 1991 |  |  | 611 | 0 | 300 | 300 | 611 |  | BLQ | [7 empty] | OF |  |  | 65 | 60 | 700 |  | N | OP | AA |  |  | NA | BW | ND |  |  | N
2007 | 4716 | 4140 | B1 | OP | ST | ST | NA | 40 | 3.2 |  | OP | DP |  | SM | DA |  | 1974 | 1988 |  | MS |  |  | MS | [5 empty] | NC |  |  | N | 4 | 1947 |  |  | 192 | 10 | 0 | 0 | 0 |  | BIT | SUB | [6 empty] | FF |  |  | 86 | 85 | 45000 | D: D; N: N; LN: NA; FW: BW; NC: NC |  |  | Y |  |  |  | Y
2007 | 9394 | 54281 | REC | OP | [63 empty] | N | bar: LN
2007 | 55738 | 54085 | WFI | OP | [27 empty] | N | [24 empty] | OP: OP; LN: OV; OV: LA; FW: NA |  |  | N
2007 | 13579 | 2554 | 1 | OP | ST | ST | ST | 0.23 | 2 | 0.42 | PB | DP | NP | NV | NV | DA | 1973 | 1974 | 1995 | MS |  |  | MS |  |  | MS |  |  | SS |  |  | N | 6 | 1950 |  |  | 670 | 54 | 0 | 0 | 0 |  | SUB | [7 empty] | TF |  |  | 87.3 | 82.9 | 230000 | D | N | OP | LN | AA |  | IC | CE | SS |  |  | N
2007 | 18611 | 55137 | 301 | OP | ST | ST | ST | 21.7 | 32.5 | 104.1 | PH | DH | NH | OH | OH | OH | 2002 | 2002 | 2002 |  |  |  | MS |  |  | MS | [5 empty] | Db | 6 | 2002 | 6 | 2042 | 501 |  | 0 | 7.2 | 0 | 966 | NG | [7 empty] | DB |  |  | 87 | 87 |  | N: N; OP: OP; LN: LN; FW: CN; FW: DJ |  |  | N
2007 | 14165 | 3096 | HRSG2B | OP | LO | LO | LO | 0.02 | 0.003 | 3.5 | PB | DP | NM | OH | OH | TH | 2002 | 2002 | 2002 | MS |  |  | MS |  |  | MS |  |  | ND |  |  | N | 8 | 2002 | 6 | 2022 | 387.5 | 0 | 0 | 197.1 | 0 | 668 | NG | [7 empty] | DB | [6 empty] | N | OP | SR |  |  | NA | FW | ND |  |  | N
2007 | 14165 | 3098 | 4 | OP | ST | ST | ST | 0.1 | 0.6 | 0.57 | PB | DP | NP | NV | DA | MO | 1978 | 1978 | 1995 | MS |  |  | MS |  |  | MS |  |  | NC |  |  | N | 11 | 1960 | 6 | 2014 | 1300 | 75 | 0 | 0 | 0 |  | BIT | [7 empty] | FF |  |  | 89 | 89 | 636000 | D | N | OP | LN | SN |  | EA | BW | ND |  |  | N
2007 | 14165 | 3138 | 5 | OP | ST | ST | ST | 0.1 | 2.8 | 0.5 | PB | DP | NP | NV | MO | MO | 1978 | 1983 | 1997 | MS |  |  | MS |  |  | MS |  |  | NC |  |  | N | 6 | 1964 |  |  | 970 | 58.4 | 0 | 0 | 0 |  | BIT | [7 empty] | FF |  |  | 89.1 | 89.5 | 325 | D | N | OP | LN | OV | SN | RJ | BW | ND |  |  | N
2007 | 49747 | 55829 | MB3 | OP | ST | ST | ST | 40 | 2 | 0.45 | OP | SU | NP | SM | NV | DT | 1991 | 1988 | 1995 |  |  |  | MS |  |  | MS |  |  | NC |  |  | N | 6 | 1956 |  |  | 330 |  | 64.3 | 0 | 0 |  | RFO | [7 empty] | FF |  |  | 86.8 | 87.6 | 315 | N: N; LN: NA; BW: CE; ND: NC |  |  | N
2007 | 49747 | 55830 | EB1 | OP | [27 empty] | N | [24 empty] | OP: OP; LN: LN; RJ: CN |  |  | N
2007 | 11479 | 3992 | 8 | OP | ST | ST | FD | 0.6 | 4.25 | 0.5 | PB | DP | NP | OH | DA | YR | 1973 | 1981 | 1997 | MS |  |  | MS |  |  | MS |  |  | OT | NC |  | N | 6 | 1957 |  |  | 425 | 21.7 | 0 | 561 | 6 |  | BIT | NG | OTH | [5 empty] | FF |  |  | 87.3 | 88.7 | 85800 | D | N | OP | LN |  |  | RJ | BW | NC | OT |  | Y |  |  |  | Y
2007 | 7977 | 2917 | 8 | OP | ST | ST | NA | 0.14 | 1.45 |  | PB | DP |  | PS | DA |  | 1976 | 1979 |  | MS |  |  | MS | [5 empty] | NC |  |  | N | 6 | 1964 |  |  | 250 | 12.5 | 0 | 117 | 0 |  | BIT | NG | [6 empty] | FF |  |  | 87.6 | 87.7 | 106863 | D | N | OP | LN |  |  | AC | BW | NC |  |  | N
2007 | 7977 | 2917 | HRB | SB | ST | ST | St | 0.02 | 0 | 0.1 | PB | DP | NP | PS | DA | DA | 1993 | 1993 | 1997 | MS |  |  | MS |  |  | LN |  |  | NC |  |  | Dc | 6 | 1971 |  |  | 126.5 | 0 | 0 | 95.7 | 0 | 96 | NG | [7 empty] | DB |  |  | 85 | 84 | 157000 |  | N | SB | LN |  |  | CN | RS | NC |  |  | N
2007 | 50163 | 52108 | 6 | RE | [30 empty] | 11 | 2006 | [20 empty] | OP: RE; LN: LA; RJ: NA |  |  | N
2007 | 6526 | 2837 | 5 | OP | ST | ST | ST | 0.1 | 5.64 | 0.45 | PB | DP | NP | PS | MO | YR | 1981 | 1981 | 1996 | MS |  |  | MS |  |  | MS |  |  | SS | US |  | N | 3 | 1956 |  |  | 1500 | 250 | 0 | 0 | 0 |  | SUB | BIT | [6 empty] | TF |  |  | 89.4 | 89.6 | 434140 | D | N | OP | LN | OV | SN | BW | CE | NC |  |  | N
2007 | 9393 | 54096 | HRSG4 | OP | [27 empty] | N | [24 empty] | RE OP: OP; LA LN: LN; NA BW: CN |  |  | N
2007 | 8329 | 55729 | HRSG2 | CN | FD | FD | FD | [24 empty] | Da | [18 empty] | DB | [16 empty] | N | bar: LA LN
2007 | 13756 | 996 | 11 | SC | ST | ST | FD | 0.1 | 1.05 | 0.45 | PB | DP | NP | PS | DA | YR | 1993 | 1980 | 1997 | MS |  |  | MS |  |  | LN |  |  | NC |  |  | N | 5 | 1970 |  |  | 821 | 49 | 0 | 0 | 0 |  | SUB | NG | [6 empty] | FF |  |  | 88.3 | 88.1 | 220000 | D | N | SC | LN |  |  | BW | BW | OT |  |  | N
2007 | 12647 | 1893 | 4 | OP | ST | ST | ST | 0.1 | 0.33 | 0.7 | PB | DP | NP | OH | YR | TH | 1980 | 1980 | 1980 | MS |  |  | MS |  |  | MS | OV |  | NC |  |  | D | 5 | 1980 |  |  | 3807 | 312.2 | 0 | 0 | 0 |  | SUB | DFO | [6 empty] | TF |  |  | 87.6 | 88.1 | 991875 | D | N | OP | OV |  |  | NA | CE | NC |  |  | N
2007 | 12647 | 10075 | 1 | OP | ST | ST | NA | 0.3 | 0.78 |  | PB | DP |  | PS | TH |  | 1974 | 1992 |  | MS |  |  | MS | [8 empty] | N | 6 | 1957 |  |  | 560 | 287.5 | 0 | 0 | 30 |  | SUB | BIT | [6 empty] | TF |  |  | 88.9 | 89.3 | 112000 | D: D; N: N; LA LN: NA; NA CE: CE |  |  | N
2007 | 12647 | 10686 | 8 | OP | [52 empty] | RE OP: OP; LA LN: FR; LA OV: LN; NA BW: CN |  |  | N
2007 | 450 | 10504 | SB1 | OP | [27 empty] | N | [35 empty] | N | bar: LA LN
2007 | 13756 | 997 | 5 | OS | ST | ST | NA | 0.24 | 0.74 |  | PB | DP |  | NS | OT |  | 1981 | 1988 |  | MS |  |  | MS | [5 empty] | NC |  |  | N | 10 | 1950 |  |  | 375 | 0 | 0 | 465 | 0 |  | NG | [7 empty] | CY |  |  | 82.9 | 83.7 | 180000 | N: N; LA LN: NA; NA CE: BW; NA NC: OT |  |  | N
2007 | 13781 | 1904 | 3 | OP | ST | ST | FD | 0.3 | 1.3 | 0.46 | PB | DP | OT | PS | OH | YR | 1976 | 1976 | 2000 | MS |  |  | MS |  |  | MS |  |  | NC |  |  | N | 8 | 1955 |  |  | 775 | 50.5 | 0 | 1080 | 0 |  | SUB | NG | [6 empty] | FF |  |  | 87 | 87 | 198000 | D: D; N: N; LA LN: NA; NA CE: BW; NA NC: NC |  |  | N
2007 | 491 | 54210 | EUI1 | OP | [63 empty] | N | bar: LA LN
2007 | 772 | 10860 | B8 | OP | ST | ST | St | [24 empty] | N | [24 empty] | RE OP: OP; LA LN: FR; LA OV: LN; NA BW: FB |  |  | N
2007 | 4994 | 55464 | HRSG2 | OP | ST | ST | ST | 33.9 | 31.9 | 24.3 | PH | DH | NH | NS | NS | TH | 2003 | 2003 | 2003 | MS |  |  | MS |  |  | MS |  |  | NC |  |  | Da | 6 | 2003 |  |  | 1100 | 0 | 0 | 7000 | 0 | 1827 | NG | [7 empty] | DB | [6 empty] | N | OP | LN | SR |  | CN | NT | NC |  |  | N
2007 | 56099 | 10840 | U1 | OP | [27 empty] | N | [24 empty] | RE OP: OP; LA LN: CF; LA OV: OV; LA SN: SN; NA BW: NA |  |  | N
2007 | 3762 | 2908 | 5 | RE | NA | NA | NA | [24 empty] | N | 1 | 1953 | 1 | 1994 |  | 0 | 0 | 0 | 0 |  | BIT | [24 empty] | N | bar: LA LN; NA CE
2007 | 55740 | 54081 | 2B | OP | ST | ST | ST | 0.02 | 0.13 | 0.3 | PB | DP | NP | NS | TH | MO | 1992 | 1992 | 1992 | MS |  |  | MS |  |  | MS |  |  | NC |  |  | Da | 5 | 1992 | 5 | 2032 | 275 | 13.2 | 0 | 0 | 0 |  | BIT | [7 empty] | SS |  |  | 84.5 | 86.2 | 69619 | D | Y | OP | FR |  |  | NA | CE | NC |  |  | Y |  | Y | Y
2007 | 5107 | 1822 | 7 | OP | ST | LO | FD | 20 | 0.7 | 0.15 | OP | SU | NP | OH | NV | NV | 1980 | 1980 | 1980 | MS |  |  | MS |  |  | MS |  |  | NC |  |  | Da | 1 | 1979 | 8 | 2030 | 460 | 0 | 93.6 | 550.5 | 0 |  | NG | [7 empty] | OF |  |  | 83.5 | 83 | 120000 | D | Y | OP | OV |  |  | NA | RS | NC |  |  | N
2007 | 5109 | 1726 | 18 | OP | ST | ST | ST | 0.03 | 0.2 | 0.15 | PB | DP | NP | OT | OT | DA | 2000 | 2000 | 2000 | MS |  |  | MS |  |  | LN |  |  | NC |  |  | Da | 7 | 1951 |  |  | 660 | 0 | 0 | 837 | 0 |  | NG | [7 empty] | FF |  |  | 87.3 | 87.8 | 290850 | D | N | OP | LN | FR |  | BW | BW | NC |  |  | N
2007 | 5109 | 1731 | 1 | OP | ST | ST | NA | 0.19 | 1.67 |  | PG | DP |  | OT | MO |  | 1973 | 1980 |  | MS |  |  | MS | [5 empty] | NC |  |  | N | 4 | 1968 |  |  | 862 | 45.2 | 0 | 0 | 0 |  | BIT | [7 empty] | FF |  |  | 88.4 | 89.1 | 216000 | D | N | OZ | LN |  |  | AC | RS | NC |  |  | N
2007 | 50081 | 55611 | BOIL4 | OP | [27 empty] | N | [24 empty] | RE OP: OP; LA LN: LN; NA BW: CN |  |  | N
2007 | 13407 | 2322 | 3 | RE | ST | ST | St | 157.9 | 287.1 |  | PH | DH |  | NV | NV |  | 1986 | 1986 |  | MS |  |  | MS | [8 empty] | N | 7 | 1961 | 9 | 2005 | 650 | 0 | 124 | 775 | 0 |  | NG | RFO | [6 empty] | TF |  |  | 84 | 84.8 | 161000 | N: N; LA LN: NA; NA CE: CE |  |  | N
2007 | 13407 | 55322 | HRSG4 | OP | LO | LO | LO | 28.25 | 4.78 | 28.95 | PH | DH | NH | OH | OH | OH | 2006 | 2006 | 2006 | MS |  |  | MS |  |  | MS |  |  | NC |  |  | Da | 3 | 2006 | 3 | 2036 | 250 | 0 | 0 | 499 | 0 | 1772 | NG | [7 empty] | DB |  |  | 38 | 38 | 800000 |  | N | CO | SR |  |  | NA | AI | NC |  |  | N
2007 | 16909 | 10725 | HRSG2 | OP | ST | ST | St | 0.014 | 0.2 | 0.0181 | PB | SU | NP | NS | NS | NS | 1994 | 1994 | 1994 | MS |  |  | MS |  |  | MS |  |  | NC |  |  | Db | 9 | 1994 | 6 | 2034 | 440 |  | 0 | 185 | 0 | 613 | NG | [7 empty] | CF |  |  | 88 | 90 | 2449 |  | N | OP | SR |  |  | NA | AL | NC |  |  | N
2007 | 11843 | 6056 | K2 | OP | [63 empty] | N | bar: LA LN
2007 | 12199 | 2790 | B2 | OP | ST | ST | ST | 0.06 | 1.97 | 0.46 | PB | DP | NP | OH | TH | YR | 1963 | 1963 | 1963 | MS |  |  | MS |  |  | MS |  |  | NC |  |  | N | 11 | 1963 |  |  | 700 | 68.2 | 0 | 0 | 0 |  | LIG | SUB | TDF | [5 empty] | FB |  |  | 80.3 | 80.7 | 201000 | D | Y | OP | CF |  |  | NA | BW | ND |  |  | N
2007 | 12222 | 54802 | BB1 | OP | [27 empty] | N | [35 empty] | N | bar: LA LN
2007 | 12222 | 54802 | BB2 | OP | [27 empty] | Da | [35 empty] | N | bar: LA LN
2007 | 13504 | 50271 | 3A | OP | [27 empty] | N | [24 empty] | RE OP: CN; LA LN: SN; NA BW: FT |  |  | Y | Y | Y | Y |  | Y | Y
2007 | 55919 | 10360 | B25 | OP | ST | ST | NA | 0.3 | 4.45 |  | PB | DP |  | PS | DA |  | 1998 | 1998 |  | MS |  |  | MS | [5 empty] | NC |  |  | N | 6 | 1951 |  |  | 150 | 9.2 | 0 | 0 | 0 |  | BIT | [7 empty] | OT |  |  | 77.8 | 78.3 | 58396 | D: D; N: N; LA LN: NA; NA CE: BW; NA NC: NC |  |  | Y |  | Y
2007 | 12341 | 6664 | 101 | OP | ST | ST | St | 0.03 | 0.4 | 1724.8 | PB | DP | NH | NV | MO | MO | 2007 | 2007 | 2005 | MS |  |  | MS |  |  | MS |  |  | IF |  |  | Da | 10 | 1983 |  |  | 5458 | 427.5 | 0 | 0 | 0 |  | SUB | [7 empty] | OF |  |  | 85 | 85 | 1386000 | D | N | OP | LN | OV |  | AB | BW | IF |  |  | N
2007 | 12341 | 7343 | 4 | OP | ST | ST | St | 0.1 | 1.2 | 7555.5 | PB | DP | OT | NV | TH | YR | 1981 | 1982 | 2005 | MS |  |  | MS |  |  | MS |  |  | NC |  |  | D | 7 | 1979 |  |  | 4515 | 374.7 | 0 | 0 | 0 |  | SUB | [7 empty] | OF |  |  | 86 | 86 | 1165000 | D | N | OP | LN | OV |  | AB | FW | NC |  |  | N
2007 | 10171 | 1355 | 3 | OP | ST | ST | FD | 40 | 5.15 | 0.45 | OP | DP | NP | SM | DA | YR | 1977 | 1975 | 1997 | MS |  |  | MS |  |  | MS |  |  | TU | SS |  | N | 7 | 1971 |  |  | 3025 | 151 | 0 | 0 | 0 |  | BIT | [7 empty] | TF |  |  | 89.1 | 90.1 | 810810 | D | N | OP | LN | OV | AA | CE | CE | IF |  |  | Y |  |  |  | Y
2007 | 4362 | 8003 | 1 | CN | [63 empty] | N | bar: OP
2007 | 13756 | 995 | 7 | OP | ST | ST | ST | 0.22 | 1.2 | 1.2 | PB | DP | NP | PS | OT | YR | 1980 | 1992 | 2000 | MS |  |  | MS |  |  | OV |  |  | CU |  |  | N | 11 | 1962 |  |  | 1200 | 90 | 0 | 1600 | 0 |  | BIT | NG | [6 empty] | CY |  |  | 88.7 | 89.6 | 317778 | W | N | OP | OV |  |  | NA | BW | NC |  |  | N
2007 | 2895 | 50797 | WH 1 | OP | [52 empty] | OP: OP; LN: SR; CE: NA |  |  | N
2007 | 3046 | 2708 | 5 | OP | ST | ST | ST | 0.2 | 2.3 | 1.8 | PB | DP | NP | PS | DA | NV | 1988 | 1977 | 1976 | MS |  |  | MS |  |  | MS |  |  | SS |  |  | N | 12 | 1956 |  |  | 1000 | 48.2 | 0 | 0 | 0 |  | BIT | [7 empty] | TF |  |  | 91 | 89 | 222000 | D | N | OP | AA |  |  | NA | CE | IF |  |  | Y |  |  |  | Y
2007 | 3046 | 2708 | 6 | OP | ST | ST | ST | 0.2 | 2.3 | 1.8 | PB | DP | NP | PS | DA | NV | 1988 | 1977 | 1976 | MS |  |  | MS |  |  | MS |  |  | SS |  |  | N | 7 | 1958 |  |  | 1260 | 59.2 | 0 | 0 | 0 |  | BIT | [7 empty] | TF |  |  | 91 | 91 | 280000 | D | N | OP | AA | SN |  | NA | CE | IF |  |  | Y |  |  |  | Y
2007 | 4405 | 55358 | FB2 | OP | ST | ST | ST | 6.8 | 1.5 | 10.7 | PH | DH | NH | NV | NV | NV | 2003 | 2003 | 2003 | MS |  |  | MS |  |  | MS |  |  | NC |  |  | Da | 3 | 2003 | 3 | 2033 | 315 | 0 | 0 | 559.1 | 0 |  | NG | [7 empty] | DB |  |  | 89.9 | 87 | 700511 |  | N | OP | LN | SR |  | JZ | FW | NC |  |  | N
2007 | 4405 | 55358 | FB3 | OP | ST | ST | ST | 6.8 | 1.5 | 10.7 | PH | DH | NH | NV | NV | NV | 2003 | 2003 | 2003 | MS |  |  | MS |  |  | MS |  |  | NC |  |  | Da | 4 | 2003 | 4 | 2033 | 315 | 0 | 0 | 559.1 | 0 |  | NG | [7 empty] | DB |  |  | 89.9 | 87 | 700511 |  | N | OP | LN | SR |  | JZ | FW | NC |  |  | N
2007 | 4425 | 50658 | 4 | OP | FD | FD | FD | 10 | 29 | 205 | OP | DC | NM | SM | DA | DA | 2001 | 2001 | 2001 | MS |  |  | MS |  |  | MS |  |  | NC |  |  | N | 6 | 1990 | 6 | 2015 | 206 | 0 | 0 | 90 | 750 |  | MSW | [7 empty] | OT |  |  | 73.2 | 50 | 83.3 |  | N | OP | SN |  |  | NA | ZN | NC |  |  | Y | Y | Y | Y
2007 | 4426 | 54945 | 11 | OP | [27 empty] | N | [24 empty] | OP: OP; LN: SN; CE: NA |  |  | N
2007 | 4458 | 10012 | 1 | OP | [52 empty] | OP: OP; LN: SN; CE: NA |  |  | Y | Y | Y | Y |  |  | Y
2007 | 3046 | 2712 | 4B | OP | ST | ST | ST | 0.1 | 1.2 | 0.7 | PB | DP | NP | PS | MO | TH | 1980 | 1980 | 1980 | MS |  |  | MS |  |  | MS |  |  | IF |  |  | D | 9 | 1980 |  |  | 2584 | 144 | 0 | 0 | 0 |  | BIT | [7 empty] | OF |  |  | 89.2 | 90.3 | 793000 | D | N | OP | OV | FR | SR | NA | RS | IF |  |  | Y |  |  |  | Y
2007 | 55740 | 54081 | 4B | OP | ST | ST | ST | 0.02 | 0.13 | 0.3 | PB | DP | NP | NS | TH | MO | 1992 | 1992 | 1992 | MS |  |  | MS |  |  | MS |  |  | NC |  |  | Da | 8 | 1992 | 5 | 2032 | 275 | 13.2 | 0 | 0 | 0 |  | BIT | [7 empty] | SS |  |  | 84.5 | 86.2 | 69619 | D | Y | OP | FR |  |  | NA | CE | NC |  |  | Y |  | Y | Y
2007 | 55739 | 10384 | 2A | OP | ST | ST | ST | 0.02 | 0.31 | 0.6 | PB | DP | NP | NS | MO | MO | 1990 | 1990 | 1990 | MS |  |  | MS |  |  | MS |  |  | NC |  |  | Da | 10 | 1990 | 10 | 2030 | 250 | 11.8 | 0 | 0 | 0 |  | BIT | [7 empty] | SS |  |  | 85.3 | 87.1 | 62526 | D | Y | OP | OV |  |  | NA | CE | NC |  |  | Y |  | Y | Y
2007 | 54889 | 10381 | 1A | OP | [27 empty] | N | [24 empty] | OP OP: OP; SN OV: OV; SN FR: LA; NA NA: NA |  |  | N |  | Y
2007 | 6727 | 55527 | CFB1 | PL | FD | FD | FD | 0.015 | 0.25 | 0.125 | PB | DP | NP | YR | YR | YR | 2009 | 2009 | 2009 | [12 empty] | Db | 1 | 2009 | [16 empty] | FB | [5 empty] | OP OP: PL; SN OV: CF; NA NA: FW; NA RS: FW |  |  | N
2007 | 6738 | 54224 | SG1 | OP | [27 empty] | N | [35 empty] | N | bar: SN OV
2007 | 7140 | 710 | 4B | CO | [28 empty] | 2 | 2011
2007 | 5416 | 2721 | 6 | CO | [28 empty] | 6 | 2012
2007 | 54703 | 56349 | HRSG3 | CO | ST | ST | St | 10.4 | 1.5 | 18.5 | PH | DH | NH | OH | OH | TH | 2008 | 2008 | 2008 | OT |  |  | OT |  |  | OT | [5 empty] | Db | 4 | 2008 |  |  | 500 |  |  | 161.7 |  | 585 | NG | [7 empty] | DB |  |  |  | 83 | 424793 |  |  | CO | LN | SR |  | GE | VO | OT |  |  | N
2007 | 7840 | 10368 | CB1302 | OP | [27 empty] | N | [24 empty] | OP OP: OP; SN OV: CF; NA NA: NA |  |  | N
2007 | 2507 | 6013 | 02 | OP | LO | LO | LO | 0.1 | 0.25 | 5 | PC | DP | NM | FT | NV | FT | 1965 | 1977 | 2003 | MS |  |  | MS |  |  | MS |  |  | NC |  |  | Db | 2 | 1965 | 12 | 2019 | 440 |  |  | 575.9 |  |  | NG | [7 empty] | OF |  |  | 86 | 86.4 | 115800 |  | N | OP | LA | SR |  | NA | RS | NC |  |  | N
2007 | 2512 | 51000 | CFB1 | OP | [27 empty] | N | [24 empty] | OP OP: OP; SN OV: CF; NA NA: NA |  |  | N
2007 | 6779 | 2240 | 7 | OP | ST | ST | ST | 0.1 | 1.2 | 0.7 | PB | DP | NP | NV | NV | NV | 1979 | 1979 | 1979 | MS |  |  | MS |  |  | MS |  |  | SS |  |  | N | 8 | 1963 |  |  | 260 | 13.2 | 0 | 273 | 0 |  | SUB | NG | WO | [5 empty] | FF |  |  | 87.1 | 88 | 165000 | D: D; N: N; SN OV: NA; NA RS: ER; NA IF: SS |  |  | N
2007 | 733 | 3775 | 1 | OP | FD | FD | St | 0.113 | 5546.4 |  | PB | DH | OT | DT | DA | YR | 1975 | 1975 | 2000 | MS |  |  | MS |  |  | MS |  |  | NC |  |  | N | 9 | 1958 |  |  | 1523 | 78 | 0 | 0 | 0 |  | BIT | [7 empty] | VF |  |  | 90.7 | 90.2 | 374136 | D | N | OP | LN |  |  | BW | BW | NC |  |  | N
2007 | 5624 | 10025 | 43 | OP | ST | ST | ST | 0.24 | 3.4 | 0.6 | PB | DP | NP | OH | YR | DA | 1972 | 1988 | 1995 | MS |  |  | MS |  |  | MS |  |  | NC |  |  | N | 6 | 1969 |  |  | 550 | 24 | 0 | 0 | 0 |  | BIT | [7 empty] | CY |  |  | 87.4 | 87.4 | 130968 | W | N | OP | FU |  |  | NA | BW | NC |  |  | N
2007 | 5624 | 10025 | PB4 | OP | ST | ST | St | 0.2 | 2 | 0.57 | PB | DP | NP | OH | YR | DA | 1972 | 1988 | 1995 | MS |  |  | MS |  |  | MS |  |  | NC |  |  | N | 6 | 1966 |  |  | 80 | 0 | 15.4 | 0 | 0 |  | RFO | [7 empty] | FF |  |  | 76.2 | 76.2 | 21403 | N: N; SN OV: NA; NA RS: CE; NA IF: NC |  |  | N
2007 | 56187 | 50251 | PB | OP | [52 empty] | OP OP: OP; SN OV: LN; NA NA: JZ |  |  | N
2007 | 56187 | 50251 | WTB | OP | [52 empty] | OP OP: OP; SN OV: LN; SN FR: OV; NA NA: BW |  |  | N
2007 | 9350 | 54099 | PB1 | OP | [52 empty] | OP OP: OP; SN OV: LN; SN FR: OV; NA NA: JZ |  |  | N
2007 | 8633 | 50858 | MWC3D | OP | [52 empty] | OP OP: OP; SN OV: SN; NA NA: NA |  |  | Y | Y | Y | Y
2007 | 4447 | 50859 | BLR3 | OP | [27 empty] | N | [24 empty] | OP OP: OP; SN OV: OV; SN FR: SN; NA NA: NA |  |  | Y | Y | Y | Y |  | Y | Y |  | Y
2007 | 4487 | 50662 | UNIT1 | OP | [27 empty] | N | [24 empty] | OP OP: OP; SN OV: SN; NA NA: NA |  |  | Y | Y | Y | Y
2007 | 4487 | 50662 | UNIT3 | OP | [27 empty] | N | [24 empty] | OP OP: OP; SN OV: SN; NA NA: NA |  |  | Y | Y | Y | Y |  | Y
2007 | 4498 | 50632 | 2 | OP | [52 empty] | OP OP: OP; SN OV: OV; SN FR: SN; NA NA: NA |  |  | Y | Y | Y | Y |  | Y | Y
2007 | 5109 | 6034 | 2 | OP | FD | FD | FD | 0.1 | 1.2 | 0.7 | PB | DP | NP | OT | TH | TH | 1985 | 1985 | 1985 | MS |  |  | MS |  |  | MS |  |  | NC |  |  | Da | 7 | 1985 |  |  | 4550 | 345 | 0 | 0 | 0 |  | SUB | [7 empty] | OF |  |  | 86.7 | 87.1 | 1250000 | D | N | OP | LN | OV |  | BC | BW | NC |  |  | N
2007 | 10171 | 1361 | 5 | OP | ST | ST | FD | 40 | 1.8 | 0.46 | OP | DP | NP | SM | DA | YR | 1976 | 1982 | 2000 | MS |  |  | MS |  |  | MS | [5 empty] | N | 7 | 1953 |  |  | 660 | 33.8 | 0 | 0 | 0 |  | BIT | [7 empty] | FF |  |  | 90 | 89 | 274000 | D | N | OP | LN |  |  | AB | BW |  |  |  | Y |  |  |  | Y
2007 | 10285 | 55270 | HRSG7 | OP | NA | NA | ST |  |  | 0.09 |  |  | NP |  |  | MO |  |  | 2002 | [6 empty] | MS | [5 empty] | Db | 7 | 2002 | 12 | 2042 | 547 | 0 | 0 | 234.5 | 0 | 434.7 | NG | [7 empty] | DB |  |  | 79.8 | 79 | 711004 | N: N; OP OP: OP; SN OV: LA; NA NA: NA; NA RS: DL |  |  | N
2007 | 10308 | 50707 | HRSG A | OP | ST | ST | ST | 5 | 1.34 | 25 |  |  | NM | YR | YR | DA | 1994 | 1994 | 1994 | MS |  |  | MS |  |  | MS |  |  | NC |  |  | Db | 6 | 1994 | 6 | 2044 | 250 | 0 | 0 | 233 | 0 |  | NG | [7 empty] | DB |  |  | 78.6 | 76.8 | 329000 |  | N | OP | LA |  |  | NA | NT | NC |  |  | N
2007 | 10349 | 54114 | HRSG1 | OP | [52 empty] | OP OP: OP; SN OV: SR; NA NA: NA |  |  | N
2007 | 807 | 55221 | HRSG1 | OS | NA | NA | ST |  |  | 0.09 |  |  | NP |  |  | TH |  |  | 2002 | [6 empty] | MS | [5 empty] | Db | 6 | 2002 | 12 | 2042 | 276 |  | 0 | 181.2 | 0 |  | NG | [7 empty] | DB |  |  | 78.6 | 76.8 | 307657 | N: N; OP OP: OS; SN OV: OT; NA NA: NA; NA RS: DL |  |  | N
2007 | 807 | 55221 | HRSG3 | OS | NA | NA | ST |  |  | 0.09 |  |  | NP |  |  | TH |  |  | 2002 | [6 empty] | MS | [5 empty] | Db | 6 | 2002 | 12 | 2042 | 276 |  | 0 | 181.2 | 0 |  | NG | [7 empty] | DB |  |  | 78.6 | 76.8 | 307657 | N: N; OP OP: OS; SN OV: OT; NA NA: NA; NA RS: DL |  |  | N
2007 | 18611 | 55137 | 101 | OP | ST | ST | ST | 21.7 | 32.5 | 104.1 | PH | DH | NH | OH | OH | OH | 2002 | 2002 | 2002 |  |  |  | MS |  |  | MS | [5 empty] | Db | 6 | 2002 | 6 | 2042 | 499 |  | 0 | 7.2 | 0 | 978 | NG | [7 empty] | DB |  |  | 84.9 | 84.9 |  | N: N; OP OP: OP; SN OV: LN; NA NA: CN; NA RS: DJ |  |  | N
2007 | 65 | 50249 | 11 | RE | [27 empty] | N |  |  | 11 | 2007 | [31 empty] | N | bar: SN OV
2007 | 5695 | 55077 | 1 | OP | LO | LO | LO | 9 | 1.03 | 23 | PH | DH | NH | OH | OH | OH | 2000 | 2000 | 2000 | MS |  |  | MS |  |  | MS | [5 empty] | Da | 5 | 2000 | 6 | 2030 | 534 | 0 | 0 | 4000 | 0 |  | NG | [7 empty] | FF |  |  | 88 |  | 1059490 | N: N; OP OP: OP; SN OV: SR; NA NA: NA; NA RS: NT |  |  | N
2007 | 50133 | 10233 | PB | OP | [27 empty] | N | [35 empty] | N | bar: SN OV
2007 | 20447 | 3008 | 2 | OP | NA | NA | NA | [24 empty] | N | 7 | 1968 |  |  | 990 | 0 | 0 | 1222 | 0 |  | NG | [7 empty] | FF |  |  | 86 | 86 | 294000 | N: N; SN OV: NA; NA RS: RS |  |  | N
2007 | 49949 | 56233 | HRSG A | SB | ST | ST | St | [24 empty] | Db | [24 empty] | OP OP: OP; SN OV: SR; NA NA: NA |  |  | N
2007 | 54687 | 55231 | HRSG1 | OP | ST | ST | ST | 5.5 | 0.0006 | 5.2 | PH | DP | NM | OH | NV | OH | 2002 | 2002 | 2002 | MS |  |  | MS |  |  | MS | [5 empty] | Da | 5 | 2002 |  |  | 573 |  | 0 | 10.6 | 0 | 1071 | NG | [7 empty] | DB |  |  | 88.8 | 88.4 | 988391 | N: N; OP OP: OP; SN OV: SR; NA NA: NA; NA RS: AI |  |  | N
2007 | 9273 | 991 | 6 | OP | ST | ST | St | 0.27 | 2.57 | 0.45 | PB | DP | NP | PS | MO | YR | 1980 | 1980 | 1995 | MS |  |  | MS |  |  | LN | OT | OV | TU |  |  | N | 10 | 1956 | 10 | 2016 | 750 | 46.5 | 0 | 0 | 0 |  | BIT | [7 empty] | TF |  |  | 87.2 | 87.5 | 450000 | D | N | OP | LN | OV |  | CE | CE | TU |  |  | N
2007 | 49968 | 10684 | BLR25 | OP | [27 empty] | N | [24 empty] | OP OP: OP; SN OV: LN; SN FR: OV; SN SR: SN; NA NA: CE |  |  | N
2007 | 19876 | 3804 | 6B | OP | ST | ST | St | 3.9 | 0.34 | 3.5 | PH |  | NM | TH | TH | TH | 2003 | 2003 | 2003 | MS |  |  | MS |  |  | MS |  |  | NC |  |  | Da | 7 | 2003 |  |  | 582.3 |  |  | 380 |  | 1778 | NG | DFO | [6 empty] | DB |  |  | 90.2 | 90.2 |  | N: N; OP OP: OP; SN OV: SR; NA NA: NA; NA IF: NC |  |  | N
2007 | 34672 | 50407 | 8PB | SB | FD | FD | FD | 0.15 |  | 0.1 | PB | DP | NP | MO | MO | MO | 1985 | 1985 | 1985 |  |  |  | MS |  |  | MS |  |  | NC |  |  | Db | 6 | 1985 |  |  | 600 |  | 0 | 600 | 0 |  | NG | [7 empty] | TF |  |  | 96 | 42 |  | D | Y | OP | LN |  |  | CE | CE |  |  |  | N
2007 | 12792 | 2629 | 4 | RE | ST | ST | ST | 0.03 | 1 | 0.45 | PB | DP | NP | NV | NV | NV | 1987 | 1987 | 1995 | MS |  |  | MS |  |  | MS |  |  | NC |  |  | N | 5 | 1966 | 5 | 2007 | 1200 | 66.5 | 0 | 1644 | 0 |  | BIT | NG | [6 empty] | FF |  |  | 90 | 91 | 547000 | D | N | OP | LN | OV |  | FW | FW |  |  |  | N
2007 | 8723 | 1830 | 3 | OP | [63 empty] | N | bar: SN OV
2007 | 8776 | 9864 | 5 | OP | [27 empty] | N | [35 empty] | N | bar: SN OV
2007 | 20847 | 4040 | BO21 | OP | ST | ST | ST | 33 | 1.48 | 3 | PH | DH | NM | OH | OH | MO | 2005 | 2005 | 2005 | SE |  |  | SE |  |  | SE |  |  | NC |  |  | Db | 7 | 2005 | 7 | 2035 | 624 | 0 | 0 | 369.5 | 0 | 1127 | NG | [7 empty] | DB |  |  | 83 | 89 | 800000 | N: N; OP OP: OP; SN OV: SR; NA NA: NA; NA RS: AL |  |  | N
2007 | 20847 | 4040 | BO22 | OP | ST | ST | ST | 33 | 1.48 | 3 | PH | DH | NM | OH | OH | MO | 2005 | 2005 | 2005 | SE |  |  | SE |  |  | SE |  |  | NC |  |  | Db | 7 | 2005 | 7 | 2035 | 624 | 0 | 0 | 369.5 | 0 | 1127 | NG | [7 empty] | DB |  |  | 83 | 89 | 800000 | N: N; OP OP: OP; SN OV: SR; NA NA: NA; NA RS: AL |  |  | N
2007 | 20847 | 4041 | 5 | OP | ST | ST | NA | 0.15 | 3.2 |  | PB | DP |  | NV | DA |  | 1972 | 1986 |  | MS |  |  | MS | [5 empty] | NC |  |  | N | 12 | 1959 |  |  | 1780 | 91.8 | 0 | 0 | 0 |  | SUB | [7 empty] | FF |  |  | 89.2 | 89 | 458000 | D: D; N: N; SN OV: NA; NA RS: FW; NA IF: NC |  |  | Y |  |  |  | Y
2007 | 20847 | 4041 | 7 | OP | ST | ST | NA | 0.1 | 3.2 |  | PB | DP |  | NV | DA |  | 2002 | 1986 |  | MS |  |  | MS | [5 empty] | NC |  |  | N | 3 | 1965 |  |  | 2000 | 105 | 0 | 0 | 0 |  | SUB | [7 empty] | TF |  |  | 91.3 | 91.3 | 529400 | D | N | OP | LN | OV |  | FW | CE | NC |  |  | Y |  |  |  | Y
2007 | 17638 | 55269 | 1 | OP | ST | ST | ST | 24 | 12 | 3.5 | PH | DH | NM | OH | OH | DA | 2003 | 2003 | 2003 | MS |  |  | MS |  |  | MS | [5 empty] | Da | 5 | 2003 | 5 | 2032 | 568 | 0 | 0 | 240 | 0 |  | NG | [7 empty] | DB |  |  |  |  | 731786 |  | N | OP | LN | SR |  | CN | AI | NC |  |  | N
2007 | 1307 | 56609 | 1 | CO | [12 empty] | 2011 | 2011 | 2011 | [13 empty] | 6 | 2011 |  |  | 2538 | 236.1 |  |  |  |  | SUB | [7 empty] | OF |  |  | 86.1 |  |  | D |  | CO | LN | OV | SR |  | BW
2007 | 13914 | 55089 | 20F301 | OP | ST | ST | St | 0.03 | 0.8 | 1.6 | PB | DP | OT | DT | DT | MO | 2002 | 2002 | 2002 | MS |  |  | MS |  |  | MS |  |  | NC |  |  | Da | 9 | 2002 |  |  | 672 |  |  | 88.6 | 177 | 949.9 | NG | OG | [6 empty] | OT |  |  | 87.3 |  |  |  | N | OP | LN |  |  | CN | AI | NC |  |  | N
2007 | 18326 | 10438 | 2U100 | OP | [52 empty] | OP OP: OP; SN OV: LN; NA NA: CN |  |  | N
2007 | 18429 | 3920 | 1 | OS | [63 empty] | N | bar: SN OV
2007 | 16295 | 56298 | HRSG1 | [53 empty] | OP OP: OP; SN OV: LN; SN FR: SR; NA NA: SW |  |  | N
2007 | 15466 | 469 | 4 | OP | ST | ST | ST | 0.1 | 0.88 | 0.45 | PB | DP | NP | DT | TH | MO | 1982 | 2002 | 1994 | MS |  |  | MS |  |  | MS |  |  | NC |  |  | N | 6 | 1968 |  |  | 2587 | 151.1 | 0 | 3480 | 0 |  | BIT | NG | SUB | [5 empty] | TF |  |  | 88.3 | 89.3 | 810000 | D | N | OP | LN | OV |  | CE | CE | NC |  |  | Y |  | Y
2007 | 19528 | 54780 | B5 | [64 empty] | Y |  |  |  | Y | bar: SN OV
2007 | 56178 | 54586 | HRSG
2007 | 56031 | 56846 | HRSG1
2007 | 11249 | 6071 | 2 | CO | ST | ST | St | 0.015 | 1.2 | 0.04 | PB | DP | OT | WO | WO | OH | 2010 | 2010 | 2010 | OT |  |  | OT |  |  | OT | [5 empty] | Db | 6 | 2010 |  |  | 5484.6 | 314.2 |  |  |  |  | BIT | SUB | [6 empty] | OF |  |  | 87.4 | 87.7 | 10000000 | D | N | CO | SR | LN |  | MB | DS | IF |  |  | Y | Y | Y |  | Y | Y | Y | Y
2007 | 13538 | 55661 | HRSG1 | OP | ST | ST | St | 0.015 | 0.0505 | 2.5 | PB | DP | NP | OH | TH | TH | 2002 | 2000 | 2002 | MS |  |  | MS |  |  | MS |  |  | NC |  |  | Db | 10 | 2002 | [8 empty] | NG | DFO | [6 empty] | OT | [7 empty] | OP | LN | SR |  | GE | FW | NC |  |  | N
2007 | 19316 | 55360 | 1 | PL | ST | ST | St | 0.018 | 0.15 | 0.09 | PB | DP | NP | NV | TH | MO | 2012 | 2012 | 2012 | [12 empty] | Da | 12 | 2012 |  |  | 2271 | 191.5 |  |  |  |  | WC | [7 empty] | TF |  |  | 84.6 |  |  | D |  | PL | LN | SR |  | FW | FW | IF |  |  | Y | Y | Y | Y |  | Y | Y
2007 | 14584 | 54056 | HRSG
2007 | 17483 | 55120 | DB1B | OP | FD | FD | FD | 0.03 | 0.2 | 0.2 | PB | DP | NP | OH | OH | OH | 2001 | 2001 | 2001 | [9 empty] | NC |  |  |  | 12 | 2001 |  |  | 878 |  |  | 478.5 |  | 1461 | NG | OG | [6 empty] | DB |  |  | 88.7 |  | 781821 | OP OP: OP; SN OV: SR; NA NA: NA; NA RS: FW; NA IF: NC |  |  | N
2007 | 50111 | 1443 | 2 | OP | ST | ST | NA | 0.6 | 2000 | 0.2 | PB | DM | NP | NV | TH | NV | 1970 | 1970 | 1976 | MS |  |  | MS |  |  | MS | [5 empty] | N | 1 | 1970 |  |  | 625 | 0 | 0 | 830 | 0 |  | NG | [7 empty] | TF |  |  | 84 | 86 | 155945 | N: N; SN OV: NA; NA RS: CE |  |  | N
2007 | 17330 | 50359 | 3 | OP | [27 empty] | N | [35 empty] | N | bar: SN OV
2007 | 17470 | 7627 | 14 | OP | [27 empty] | N | [24 empty] | OP OP: OP; SN OV: AA; SN FR: LN; SN SR: FU; NA NA: JZ |  |  | N
2007 | 15466 | 470 | 3 | CO | ST | ST | St | 0.013 | 0.1 | 0.08 | PB | DP | NP | PS | MO | MO | 2009 | 2009 | 2009 | OT |  |  | OT |  |  | LN | OV | OT |  |  |  | Da | 10 | 2009 |  |  | 5560 | 405.8 | 0 | 0 | 0 | 520 | SUB | [7 empty] | TF |  |  | 87.5 | 87.9 | 2900000 | D | Y | PL | LN | SR |  | AL | AL |  | IF |  | Y | Y | Y
2007 | 55840 | 10839 | BLR1 | OP | [52 empty] | OP OP: OP; SN OV: FU; SN FR: OV; SN SR: SR; NA NA: NA |  |  | N
2007 | 20824 | 972 | 7 | OP | [27 empty] | N | [35 empty] | N | bar: SN OV
2007 | 20847 | 1769 | 1 | RE | ST | ST | FD | 0.23 | 1.67 |  | PG | DP |  | NV | DA |  | 1982 | 1980 |  | MS |  |  | MS | [8 empty] | N | 9 | 1955 | 12 | 2006 | 220 | 12.7 | 0 | 0 | 0 |  | BIT | [7 empty] | FF |  |  | 85.6 | 86.1 | 59800 | D: D; N: N; SN OV: NA; NA RS: RS |  |  | Y |  | Y
2007 | 20847 | 1769 | 2 | RE | ST | ST | St | 0.24 | 1.67 |  | PG | DP |  | NV | DA |  | 1982 | 1980 |  | MS |  |  | MS | [8 empty] | N | 7 | 1962 | 12 | 2006 | 345 | 19.6 | 0 | 0 | 0 |  | BIT | [7 empty] | TF |  |  | 86.7 | 87.8 | 91900 | D: D; N: N; SN OV: NA; NA RS: RS |  |  | Y |  | Y
2007 | 50103 | 55113 | 5 | OP | [52 empty] | OP OP: OP; SN OV: LN; SN FR: FR; SN SR: SR; NA NA: CN |  |  | N
2007 | 15137 | 1455 | 1 | SB | [63 empty] | N | bar: SN OV
2007 | 17164 | 10144 | BLR3 | OP | [27 empty] | N | [24 empty] | OP OP: OP; SN OV: SN; NA NA: NA |  |  | N
2007 | 17166 | 2330 | 1 | OP | ST | ST | ST | 153.61 | 1055.84 | 4624.58 | PH | DH | OT | OH | TH | YR | 1995 | 1995 | 1995 | MS |  |  | MS |  |  | MS |  |  | NC |  |  | N | 10 | 1968 | 6 | 2018 | 770 | 0 | 178.6 | 1150 | 0 |  | NG | RFO | [6 empty] | FF |  |  | 84.6 | 84.2 | 902000 | N: N; SN OV: NA; NA RS: BW; NA IF: NC |  |  | N
2007 | 17166 | 8224 | 1 | OP | ST | ST | ST | 20 | 1.2 | 0.7 | OP | DP | NP | SM | TH | TH | 1982 | 1982 | 1982 | MS |  |  | MS |  |  | MS | [5 empty] | D | 12 | 1981 |  |  | 1909 | 128 | 0 | 0 | 0 |  | BIT | SUB | [6 empty] | OF |  |  | 88.9 | 88.9 | 485657 | D | N | CN | LN |  |  | BW | BW | NC |  |  | N
2007 | 18642 | 1378 | 3 | OP | ST | ST | FD | 0.11 | 5.4 | 0.96 | PB | DP | NP | PS | DA | YR | 1981 | 1981 | 2000 | MS |  |  | MS |  |  | MS |  |  | TU | SS |  | N | 2 | 1970 |  |  | 8000 | 434.5 | 0 | 0 | 0 |  | BIT | [7 empty] | CY |  |  | 89.2 | 90.3 | 1855000 | W | N | OP | OV | SR |  | NA | BW | NC |  |  | N
2007 | 56190 | 7652 | D-1 | OP | [27 empty] | N | [35 empty] | N | bar: SN OV
2007 | 20508 | 50900 | 2RB | OP | [27 empty] | N | [35 empty] | N | bar: SN OV
2007 | 20508 | 50900 | 6PB | OP | [27 empty] | N | [24 empty] | OP OP: OP; SN OV: LN; SN FR: LA; NA NA: DD |  |  | N
2007 | 12745 | 7266 | Unit2 | [53 empty] | OP OP: OP; SN OV: SR; NA NA: JZ |  |  | N
2007 | 49919 | 54694 | HRSG | [53 empty] | OP OP: OP; SN OV: OT; NA NA: FN |  |  | N
2007 | 15988 | 55187 | HRSG2 | OP | ST | ST | ST | 5 | 38.7 | 3 | OP | DH | NM | SM | OH | YR | 2002 | 2002 | 2002 | MS |  |  | MS |  |  | MS | [5 empty] | Da | 6 | 2002 | 6 | 2025 | 1000 | 0 | 0 | 2093.6 | 0 | 1474 | NG | [7 empty] | DB |  |  | 92.6 | 85.1 | 886600 |  | N | OP | SR | LN |  | CN | NT |  |  |  | N
2007 | 15989 | 1040 | 2 | OP | [52 empty] | OP OP: OP; SN OV: LN; SN FR: OV; NA NA: CE |  |  | N
2007 | 16001 | 52024 | 3 | OP | [27 empty] | N | [35 empty] | N | bar: SN OV
2007 | 12658 | 2823 | B2 | OP | ST | FD | FD | 0.1 | 1.2 | 0.86 | PB | DP | NP | PS | TH | YR | 1977 | 1977 | 2001 | MS |  |  | MS |  |  | MS | [5 empty] | D | 5 | 1977 | 1 | 2025 | 3050 | 360 | 0 | 0 | 0 |  | LIG | [7 empty] | CY |  |  | 82 | 81 | 995346 | W | N | OP | LA | OV |  | NA | BW | NC |  |  | N
2007 | 18642 | 50 | 2 | OP | ST | ST | FD | 0.12 | 1.6 | 0.69 | PB | DP | NP | PS | DA | YR | 1977 | 1979 | 2000 | MS |  |  | MS |  |  | MS |  |  | ND |  |  | N | 10 | 1952 |  |  | 1000 | 51.3 | 0 | 0 | 0 |  | BIT | [7 empty] | FF |  |  | 88.7 | 89.7 | 211000 | D | N | OP | LN |  |  | EG | BW | NC |  |  | N
2007 | 31719 | 1507 | 4 | OP | ST | ST | ST | 0.1 | 0.8 | 0.17 | PB | DP | NP | OH | OH | OH | 1978 | 1978 | 1978 | MS |  |  | MS |  |  | MS | [5 empty] | D | 12 | 1978 |  |  | 4400 | 0 | 978 | 0 | 0 |  | RFO | [7 empty] | FF |  |  | 87.5 | 88.4 | 1800000 |  | Y | OP | FR | OV |  | NA | FW | NC |  |  | N
2007 | 13407 | 55841 | A01 | OP | LO | LO | LO | 19.8 | 1.5 | 23 | PH | DH | NH | OH | OH | OH | 2004 | 2004 | 2004 | MS |  |  | MS |  |  | MS |  |  | NC |  |  | Da | 6 | 2004 | 6 | 2034 | 723 |  | 0 | 504 | 0 | 800 | NG | [7 empty] | DB |  |  | 53 | 40 | 800000 |  | N | OP | SR |  |  | NA | AL | NC |  |  | N
2007 | 18642 | 1379 | 5 | OP | ST | ST | FD | 0.11 | 1.2 | 0.47 | PB | DP | NP | PS | DA | YR | 1980 | 1980 | 2000 | MS |  |  | MS |  |  | MS | LN | OT | NC |  |  | N | 10 | 1954 |  |  | 1000 | 58.2 | 0 | 0 | 0 |  | BIT | [7 empty] | FF |  |  | 88.3 | 89.1 | 242000 | D | N | OP | LN |  |  | BW | BW | NC |  |  | N
2007 | 18642 | 3403 | 1 | OP | ST | ST | FD | 0.1 | 5 | 0.37 | PB | DP | NP | PS | DA | YR | 1979 | 1978 | 1996 | MS |  |  | MS |  |  | MS |  |  | TU | SS |  | N | 11 | 1956 |  |  | 1650 | 99.5 | 0 | 0 | 0 |  | SUB | [7 empty] | TF |  |  | 88.5 | 89 | 398000 | D | N | OP | LN |  |  | IC | CE | NC |  |  | N
2007 | 22500 | 6068 | 1 | OP | FD | FD | FD | 0.1 | 1.2 | 0.9 | PB | DP | NP | PS | TH | TH | 1978 | 1978 | 1978 | MS |  |  | MS |  |  | MS |  |  | NC |  |  | D | 7 | 1978 |  |  | 5050 | 437 | 0 | 0 | 0 |  | SUB | [7 empty] | TF |  |  | 85 | 86 | 2781000 | D: D; N: N; SN OV: NA; NA RS: CE; NA IF: NC |  |  | Y |  |  |  | Y |  |  | Y
2007 | 22500 | 6068 | 3 | OP | FD | FD | FD | 0.1 | 1.2 | 0.9 | PB | DP | NP | PS | TH | TH | 1983 | 1983 | 1983 | MS |  |  | MS |  |  | MS |  |  | NC |  |  | D | 5 | 1983 |  |  | 5050 | 437 | 0 | 0 | 0 |  | SUB | [7 empty] | TF |  |  | 85 | 86 | 2781000 | D | N | TS | NA |  |  | NA | CE | NC |  |  | Y |  |  |  | Y |  |  | Y
2007 | 18642 | 3406 | 8 | OP | ST | ST | FD | 0.1 | 3.4 | 0.48 | PB | DP | NP | PS | DA | YR | 1982 | 1982 | 1996 | MS |  |  | MS |  |  | MS |  |  | SS |  |  | N | 1 | 1959 |  |  | 1100 | 61.8 | 0 | 0 | 0 |  | BIT | [7 empty] | FF |  |  | 89.7 | 90.1 | 268000 | D | N | OP | LN |  |  | FW | FW | NC |  |  | N
2007 | 18642 | 3407 | 4 | OP | ST | ST | FD | 0.1 | 2.8 | 0.57 | PB | DP | NP | PS | DA | YR | 1978 | 1979 | 2000 | MS |  |  | MS |  |  | MS | OT |  | SS |  |  | N | 7 | 1954 |  |  | 1000 | 57.9 | 0 | 0 | 0 |  | BIT | [7 empty] | TF |  |  | 88.6 | 89.3 | 224000 | D | N | OZ | OT |  |  | NA | CE | NC |  |  | N
2007 | 12796 | 3946 | 2 | OP | ST | FD | FD | 0.05 | 2.7 | 0.86 | PB | DP | NP | PS | DA | YR | 1975 | 1975 | 2000 | MS |  |  | MS |  |  | MS |  |  | SS |  |  | N | 10 | 1960 |  |  | 1360 | 75 | 0 | 0 | 16 |  | BIT | TDF | OBS | [5 empty] | CY |  |  | 88.8 | 88.8 | 590000 | W | N | OP | OV |  |  | NA | BW |  |  |  | Y |  |  |  | Y
2007 | 23279 | 6004 | 1 | OP | ST | FD | FD | 0.05 | 1.2 | 0.7 | PB | DP | NP | PS | TH | TH | 1979 | 1979 | 1996 | MS |  |  | MS |  |  | MS |  |  | IF |  |  | D | 3 | 1979 |  |  | 5035 | 271.5 | 0 | 0 | 0 |  | BIT | DFO | NG | [5 empty] | OF |  |  | 89.2 | 90 | 1158478 | D | N | OP | LN | SR |  | FW | FW |  |  |  | Y |  |  |  | Y |  |  | Y | Y
2007 | 12686 | 2046 | 1 | OP | [27 empty] | N | [35 empty] | N | bar: SN OV
2007 | 54899 | 599 | 1 | OP | ST | ST | ST | 0.19 | 1 | 0.42 | PB | SU | NP | NV | NV | NV | 1981 | 1992 | 1998 | MS |  |  | MS |  |  | MS |  |  | SS | UP |  | N | 3 | 1961 |  |  | 165 |  | 31.7 | 133.3 | 0 |  | RFO | NG | [6 empty] | FF |  |  | 87.6 | 87 | 78909 | N: Y; SN OV: NA; NA RS: BW; NA IF: SS |  |  | N
2007 | 40052 | 10803 | HRSG A | OP | [52 empty] | OP OP: OP; SN OV: SR; NA NA: NA |  |  | N
2007 | 10755 | 55097 | HRSG4 | OP | ST | ST | St | 20.3 | 2.8 | 79 | PH | DH | NH | OH | OH | OH | 2001 | 2001 | 2001 | MS |  |  | MS |  |  | MS |  |  | NC |  |  | Db | 1 | 2001 |  |  | 464 |  |  | 464 |  | 2085.8 | NG | [7 empty] | DB |  |  | 48.1 | 44.2 | 750000 |  | N | OP | LN |  |  | GE | AI | NC |  |  | N
2007 | 82 | 10819 | HRSG1 | [53 empty] | OP OP: OP; SN OV: LN; NA NA: CN |  |  | N
2007 | 22979 | 55375 | HRSG3 | CO | FD | FD | FD | [24 empty] | Db | 5 | 2011 | 5 | 2031 | 685 |  |  |  |  | 1087.8 | NG | [7 empty] | DB | [5 empty] | OP OP: CO; SN OV: SR; NA NA: NA; NA RS: AL |  |  | N
2007 | 22290 | 10308 | HRSG1
2007 | 50168 | 50498 | HRSG | [64 empty] | N | bar: SN OV
2007 | 54885 | 55976 | 201 | OP | ST | ST | St | 0.01 | 0.002 | 3.5 | PB | DP | NP | OH | OH | OH | 2003 | 2003 | 2003 | MS |  |  | MS |  |  | MS |  |  | NC |  |  | Db | 8 | 2003 | 8 | 2033 | 643 |  | 0 | 1661 | 0 | 491 | NG | [7 empty] | DB |  |  |  |  | 830 | OP OP: OP; SN OV: SR; NA NA: NA; NA RS: AL; NA IF: ND |  |  | N
2007 | 12949 | 10743 | CFB2 | OP | [27 empty] | N | [24 empty] | OP OP: OP; SN OV: CF; NA NA: NA |  |  | Y |  | Y
2007 | 14328 | 56532 | A | CO | ST | ST | St | [9 empty] | 2010 |  | 2010 | [9 empty] | NC |  |  | Db | 12 | 2010 |  |  | 464 |  |  | 635 |  | 550 | NG | [7 empty] | DB | [7 empty] | CO | LN | SR |  | PS | NT | NC |  |  | N
2007 | 803 | 2442 | 3 | OP | FD | FD | FD | 0.05 | 88 | 0.65 | PB | SR | NP | PS | OT | OT | 2007 | 2008 | 2007 | MS |  |  | OT |  |  | MS |  |  | IF |  |  | N | 8 | 1964 |  |  | 1613 | 118 | 0 | 0 | 0 |  | SUB | [7 empty] | FF |  |  | 87 | 88 | 584000 | D | N | OP | LN |  |  | FW | FW | NC |  |  | Y |  |  |  |  | Y |  | Y
2007 | 803 | 2442 | 4 | OP | FD | FD | FD | 0.05 | 88 | 0.65 | PB | SR | NP | PS | OT | OT | 2007 | 2008 | 2007 | MS |  |  | OT |  |  | MS |  |  | IF |  |  | N | 7 | 1969 |  |  | 5446 | 421 | 0 | 0 | 0 |  | SUB | [7 empty] | OF |  |  | 88.7 | 89 | 2141200 | D | N | OP | LN |  |  | FW | BW | NC |  |  | Y |  | Y |  |  | Y |  | Y
2007 | 17698 | 6139 | 3 | OP | FD | FD | St | 0.07 | 1.12 | 0.36 | PB | DP | NP | TH | TH | MO | 1982 | 1982 | 1982 | MS |  |  | MS |  |  | MS | [5 empty] | D | 3 | 1982 |  |  | 3793 | 312.5 | 0 | 0 | 0 |  | SUB | [7 empty] | OF |  |  | 85.8 | 86.1 | 1099000 | D | N | OP | LN | OV |  | BW | BW | NC |  |  | N
2007 | 17718 | 2454 | 121B | OP | NA | NA | ST |  |  | 0.3 |  |  | NP |  |  | NV |  |  | 1957 | [6 empty] | MS | [5 empty] | N | 7 | 1957 | 12 | 2014 | 625 | 0 | 0 | 722.8 | 0 |  | NG | [7 empty] | TF |  |  | 84 | 85 | 174170 | N: N; SN OV: NA; NA RS: CE |  |  | N
2007 | 20847 | 6170 | 2 | OP | ST | ST | ST | 0.1 | 0.1 | 0.1 | PB | DP | NP | NV | MO | MO | 1985 | 1985 | 1985 | MS |  |  | MS |  |  | MS |  |  | NC |  |  | D | 7 | 1985 |  |  | 4428 | 379.8 | 0 | 0 | 0 |  | SUB | [7 empty] | OF |  |  | 84.8 | 84.7 | 1255785 | D | N | OP | LN |  |  | RS | RS | NC |  |  | Y |  |  |  | Y | Y
2007 | 20856 | 4050 | 5 | OP | FD | ST | St | 0.1 | 1.2 | 0.28 | PB | DP | NP | PS | NV | OT | 1985 | 1985 | 2004 | MS |  |  | MS |  |  | MS |  |  | NC |  |  | Da | 3 | 1985 |  |  | 2800 | 243.4 | 0 | 0 | 0 |  | SUB | [7 empty] | OF |  |  | 84.1 | 84 | 771000 | D | N | OP | LN | OV |  | BW | BW |  |  |  | N
2007 | 20856 | 4054 | 2 | OP | ST | ST | ST | 0.45 | 3.2 | 1709 | PB | DP | NH | PS | DA | OH | 1991 | 1986 | 1991 | MS |  |  | MS |  |  | MS |  |  | SS |  |  | N | 12 | 1962 |  |  | 700 | 40.8 | 0 | 0 | 1 |  | SUB | PC | [6 empty] | CY |  |  | 90.7 | 91.1 | 220000 | W | N | OP | OV |  |  | NA | BW | ND |  |  | N
2007 | 54888 | 3468 | SRB1 | OP | ST | ST | ST | 104 | 150 | 0.37 | PH | DM | NP | OH | TH | DA | 1977 | 1993 | 1999 | MS |  |  | MS |  |  | MS | BO | OV | NC |  |  | N | 3 | 1958 |  |  | 1200 |  | 300 | 1665 |  |  | NG | [7 empty] | FF |  |  | 84 |  | 340000 |  | N | OP | LA | LN |  | CE | CE | NC |  |  | N
2007 | 814 | 173 | 1 | SB | ST | ST | ST | 40 | 3 | 3000 | OP | DH | NH | TH | DA | DA | 1990 | 1990 | 1990 | MS |  |  | MS |  |  | MS | [5 empty] | N | 6 | 1961 |  |  | 2300 | 0 | 550 | 2879 | 0 | 1580 | NG | [7 empty] | CY |  |  | 83 | 83 | 550000 | N: N; SN OV: NA; NA RS: BW |  |  | N
2007 | 814 | 173 | 2 | SB | ST | ST | ST | 40 | 4 | 1800 | OP | DH | NH | TH | DA | DA | 1990 | 1990 | 1990 | MS |  |  | MS |  |  | MS | [5 empty] | N | 3 | 1968 | 3 | 2018 | 3577 | 0 | 790.1 | 4978 | 0 | 2400 | NG | [7 empty] | TF |  |  | 85 | 86 | 830000 | N: N; SN OV: NA; NA RS: CE |  |  | N
2007 | 814 | 6009 | 2 | OP | FD | FD | FD | 0.1 | 1.2 | 0.7 | PB | DP | NP | OH | TH | TH | 1981 | 1981 | 1981 | MS |  |  | MS |  |  | MS |  |  | NC |  |  | D | 7 | 1981 |  |  | 6023 | 445 | 0 | 0 | 0 |  | SUB | [7 empty] | TF |  |  | 86 | 88 | 2872984 | D | N | OP | OV | LN |  | CE | CE | NC |  |  | N
2007 | 20541 | 50873 | B1 | OP | [27 empty] | N | [24 empty] | OP OP: OP; SN OV: SN; NA NA: NA |  |  | Y | Y
2007 | 20541 | 50875 | 1 | OP | [27 empty] | N | [24 empty] | OP OP: OP; SN OV: SN; NA NA: NA |  |  | Y | Y | Y | Y
2007 | 20541 | 50875 | 2 | OP | [27 empty] | N | [24 empty] | OP OP: OP; SN OV: SN; NA NA: NA |  |  | Y | Y | Y | Y
2007 | 20541 | 50875 | 3 | OP | [27 empty] | N | [24 empty] | OP OP: OP; SN OV: SN; NA NA: NA |  |  | Y | Y | Y | Y
2007 | 20541 | 50877 | B1 | OP | [27 empty] | N | [24 empty] | OP OP: OP; SN OV: OV; SN FR: SN; SN SR: LN; NA NA: FN |  |  | Y | Y
2007 | 54888 | 3468 | SRB4 | OP | ST | ST | ST | 117 | 150 | 0.22 | PH | DM | NP | OH | TH | DA | 1976 | 1993 | 1999 |  |  |  | MS |  |  | MS | BO |  | NC |  |  | N | 2 | 1960 |  |  |  |  | 381 | 2130 |  |  | NG | [7 empty] | TF |  |  | 85 |  | 436000 |  | N | OP | FR | LA |  | NA | CE | NC |  |  | N
2007 | 54888 | 3470 | WAP2 | OP | ST | ST | NA | 104 | 440 | 0.34 | PH | DM | NP | OH | NS | DA | 1976 | 1976 | 1999 | MS |  |  | MS |  |  | MS | BO |  | NC |  |  | N | 12 | 1958 |  |  | 1200 |  | 300 | 1665 | 0 |  | NG | [7 empty] | FF |  |  | 84.2 | 85 | 340000 |  | N | OP | OT | LN |  | RJ | CE |  |  |  | N
2007 | 54888 | 3470 | WAP4 | OP | ST | ST | NA | 0.1 |  | 0.26 | PB |  | NP | WO |  | DA | 1976 |  | 1999 | MS | [5 empty] | MS | BO | FR |  |  |  | N | 6 | 1968 |  |  | 3980 |  | 0 | 5310 | 0 |  | NG | [7 empty] | TF |  |  | 85 | 85.7 | 1070000 |  | N | OP | FR | LA |  | NA | CE |  |  |  | N
2007 | 9379 | 10143 | ABB01 | OP | ST | ST | ST | 10 | 95 | 0.2 | OP | SR | NP | OT | MO | DA | 1995 | 1995 | 1995 | MS |  |  | MS |  |  | MS |  |  | CF | NC |  | Db | 5 | 1995 | 5 | 2035 | 785 | 84 | 0 | 0 | 0 |  | WC | [7 empty] | FB |  |  | 87 |  | 925 | D | N | OP | CF |  |  | NA | FW | NC |  |  | Y |  | Y
2007 | 6090 | 50625 | 42 | OP | [28 empty] | 5 | 2005 |  |  | 1076 |  |  | 1575.6 |  | 590.2 | NG | OG | [6 empty] | DB |  |  | 98 | 93.3 | 1205479 | N: N; OP OP: OP; SN OV: SR; NA NA: NA; NA RS: DL |  |  | N
2007 | 6693 | 55801 | HRSG3 | OP | [28 empty] | 12 | 2004 |  |  | 790.8 |  |  | 374.6 |  | 1007 | OG | NG | [6 empty] | DB |  |  | 71.4 | 70.8 | 1100000 | N: N; OP OP: OP; SN OV: SR; NA NA: NA; NA RS: FW |  |  | N
2007 | 20541 | 50881 | BLR1 | OP | [27 empty] | N | [24 empty] | OP OP: OP; SN OV: SN; NA NA: NA |  |  | N
2007 | 20541 | 50883 | BLR1 | OP | [52 empty] | OP OP: OP; SN OV: SN; NA NA: NA |  |  | Y | Y
2007 | 55871 | 50884 | B102 | OP | [27 empty] | N | [24 empty] | OP OP: OP; SN OV: SN; NA NA: NA |  |  | Y | Y
2007 | 20541 | 54758 | BW2 | OP | [27 empty] | N | [24 empty] | OP OP: OP; SN OV: SN; NA NA: NA |  |  | Y | Y | Y | Y |  | Y
2007 | 17543 | 130 | 4 | CO | ST | ST | St | 0.15 | 0.13 | 0.08 | PB | DP | NP | MO | YR | MO | 2009 | 2009 | 2009 | MS |  |  | MS |  |  | MS | [5 empty] | Da | 1 | 2009 |  |  | 3490 | 211 | 0 | 0 | 0 |  | BIT | [7 empty] | TF |  |  | 90 |  |  | W | N | CO | LN | SR |  | AL | AL | NC |  |  | N
2007 | 18642 | 3419 | B | OS | ST | ST | NA | 0.14 | 4 |  | PB | DP |  | PS | DA |  | 1981 | 1979 |  | MS |  |  | MS | [5 empty] | NC |  |  | N | 2 | 1942 |  |  | 600 | 26.2 | 0 | 0 | 0 |  | BIT | [7 empty] | VF |  |  | 88 | 89.6 | 119000 | D: D; N: N; SN OV: NA; NA RS: BW; NA IF: NC |  |  | N
2007 | 19526 | 50733 | TBB4A | OS | ST | ST | ST | 0.012 | 0.26 | 0.2 | PB | SB | NP | DA | DA | DA | 1993 | 1991 | 2000 | MS |  |  | MS |  |  | MS |  |  | NC |  |  | Db | 6 | 1989 |  |  | 165 |  |  | 245 | 467 |  | OG | NG | [6 empty] | FF |  |  | 80 |  | 47575 | N: N; SN OV: NA; NA RS: CE; NA IF: NC |  |  | N
2007 | 19856 | 2434 | 4 | [64 empty] | N | bar: SN OV
2007 | 19533 | 50307 | B4 | OP | [27 empty] | N | [35 empty] | N | bar: SN OV
2007 | 19537 | 50118 | B1 | OP | [52 empty] | OP OP: CN; SN OV: FR; SN FR: LA; NA NA: NA |  |  | N
2007 | 19537 | 50118 | B2 | OP | [52 empty] | OP OP: CN; SN OV: FR; SN FR: LA; NA NA: NA |  |  | N
2007 | 19545 | 3325 | 1 | OP | [27 empty] | N | [35 empty] | N | bar: SN OV
2007 | 50053 | 3436 | 1
2007 | 17235 | 3131 | 2 | OP | ST | ST | ST | 0.1 | 3.7 | 0.5 | PB | DP | NP | NV | MO | YR | 1976 | 1982 | 1996 | MS |  |  | MS |  |  | MS |  |  | SS |  |  | N | 6 | 1954 | 12 | 2034 | 930 | 50 | 0 | 0 | 0 |  | BIT | [7 empty] | FF |  |  | 90 | 91 | 228667 | D | N | OP | LN | SN |  | BW | BW | ND |  |  | N
2007 | 17254 | 54547 | HRSG 3 | OP | FD | NA | FD | 15.9 |  | 34 | PH |  |  | OH |  | OH | 1995 |  | 1995 | MS | [5 empty] | MS | [5 empty] | Db | 8 | 1994 |  |  | 699 | 0 | 0 | 168 | 0 | 1881 | NG | [7 empty] | DB |  |  | 82 | 80 | 835378 |  | N | OP | SR | LN |  | CN | VO |  |  |  | N
2007 | 20447 | 6772 | 1 | OP | ST | ST | ST | 223.65 | 16404 | 4498.85 | OT | OT | OT | YR | YR | YR | 1982 | 1982 | 1982 | MS |  |  | MS |  |  | MS | [5 empty] | D | 4 | 1982 | 5 | 2039 | 3300 | 261.4 | 0 | 0 | 0 |  | SUB | [7 empty] | OF |  |  | 85.6 | 85.6 | 1865251 | D | N | OP | LN |  |  | BW | BW |  |  |  | N
2007 | 23815 | 50244 | BBB | OP | [27 empty] | N | [24 empty] | OP OP: OP; SN OV: LN; NA NA: AC |  |  | N
2007 | 16572 | 147 | K-2 | OS | LO | LO | LO | 2.2 | 0.01 | 529 | OT | OT | OT | NV | NV | NV | 1970 | 1970 | 1970 | MS |  |  | MS |  |  | MS |  |  | OT |  |  | N | 6 | 1954 |  |  | 642 | 0 | 132 | 765 | 0 |  | NG | [7 empty] | FF |  |  | 83.5 | 83.1 | 138680 |  | N | OS | OT |  |  | NA | BW | OT |  |  | N
2007 | 986 | 79 | 1 | OP | [63 empty] | N | bar: SN OV
2007 | 1009 | 1960 | 1 | SB | [63 empty] | N | bar: SN OV
2007 | 1307 | 2817 | 2 | OP | ST | ST | FD | 0.1 | 3 | 0.86 | PB | DP | NP | TH | TH | YR | 1975 | 1975 | 2000 | MS |  |  | MS |  |  | MS |  |  | SS | IF |  | N | 12 | 1975 |  |  | 3000 | 360 | 0 | 0 | 0 |  | LIG | SUB | [6 empty] | CY |  |  | 80 | 81 | 954255 | D: W; N: N; SN OV: NA; NA RS: BW; NA IF: SS | IF |  | N
2007 | 1307 | 6204 | 3 | OP | ST | ST | FD | 0.1 | 0.2 | 0.5 | PB | DP | NP | TH | TH | YR | 1982 | 1985 | 1997 | MS |  |  | MS |  |  | MS |  |  | NC |  |  | D | 11 | 1982 |  |  | 4025 | 339.3 | 0 | 0 | 0 |  | SUB | [7 empty] | OF |  |  | 85 | 84 | 1027139 | D | N | OP | LN |  |  | BW | BW | NC |  |  | N
2007 | 20548 | 50187 | 10B | OP | [27 empty] | N | [24 empty] | OP OP: OP; SN OV: OV; NA NA: NA |  |  | N
2007 | 20511 | 50188 | PB2 | OP | [27 empty] | N | [24 empty] | OP OP: OP; SN OV: LN; NA NA: CN |  |  | N
2007 | 22652 | 52088 | HRSG 1 | OP | ST | ST | St | 0.8 | 0.6 | 42 | PH | DH | NM | NS | NS | NS | 1991 | 1991 | 1991 | MS |  |  | MS |  |  | MS |  |  | NC |  |  | Db | 5 | 1987 |  |  | 700 | 0 | 0 | 396.7 | 0 | 565 | NG | OG | [6 empty] | DB | [6 empty] | N | OP | LN |  |  | JZ | EC | NC |  |  | N
2007 | 16572 | 4941 | 2 | OP | FD | FD | FD | 0.06 | 0.1 | 0.45 | PB | DP | NP | OT | OT | YR | 1975 | 1999 | 1997 | MS |  |  | MS |  |  | MS |  |  | IF | OT |  | N | 4 | 1975 |  |  | 5410 | 326 | 0 | 0 | 0 |  | BIT | [7 empty] | TF |  |  | 88.8 | 89.5 | 1317000 | D | N | OP | OV |  |  | NA | CE | IF | OT |  | N
2007 | 16572 | 8068 | 5A | OP | FD | LO | FD | 0.03 | 0.0014 | 1.6 | PB | OT | OT | TH | TH | MO | 2005 | 2005 | 2005 | MS |  |  | MS |  |  | MS |  |  | NC |  |  | Da | 4 | 2005 |  |  | 794 | 0 | 0 | 499.9 | 0 | 943 | NG | [7 empty] | DB |  |  | 93.2 | 86.8 | 699081 |  | N | OP | SR |  |  | NA | AL | OT |  |  | N
2007 | 16604 | 3612 | 3 | OP | ST | ST | ST | 0.1 | 440 |  | PB | DM | OT | WO | NV | YR | 1970 | 1970 | 2004 | MS |  |  | MS |  |  | MS |  |  | NC |  |  | N | 5 | 1970 |  |  | 2860 | 0 | 0 | 3750 | 0 |  | NG | [7 empty] | TF |  |  | 85.6 | 85.8 | 720697 |  | N | OP | OV | FR |  | NA | CE | NC |  |  | N
2007 | 16604 | 3613 | 1 | OP | ST | NA | ST | 95.7 |  |  | PH | OT | OT | NV | YR | YR | 1954 | 2000 | 2004 | MS |  |  | MS |  |  | MS |  |  | NC |  |  | N | 6 | 1954 |  |  | 650 | 0 | 0 | 816 | 0 |  | NG | [7 empty] | FF |  |  | 83.1 | 82.6 | 144300 | N: N; SN OV: NA; NA RS: BW; NA IF: NC |  |  | N
2007 | 20856 | 4057 | 2 | OP | ST | ST | ST | 0.15 | 2.7 | 0 | PB | DP | NH | PS | DA | OH | 1992 | 1989 | 1989 | MS |  |  | MS |  |  | MS |  |  | SS | SU |  | N | 11 | 1955 |  |  | 525 | 32.7 | 0 | 900 | 4 |  | NG | SUB | [6 empty] | CY |  |  | 89 | 89 | 196000 | D: W; N: N; SN OV: NA; NA RS: BW; NA IF: OT |  |  | N
2007 | 20860 | 4078 | 3 | OP | ST | ST | ST | 0.1 | 1.2 | 0.7 | PB | DP | NP | NV | TH | TH | 1982 | 1982 | 1982 | MS |  |  | MS |  |  | MS |  |  | SU | SS |  | D | 12 | 1981 |  |  | 2350 | 199.3 | 0 | 0 | 0 |  | SUB | [7 empty] | TF |  |  | 86 | 86.9 | 654000 | D | N | OP | LN |  |  | CE | CE |  |  |  | Y |  | Y
2007 | 20860 | 4078 | 4 | CO | ST | ST | St | 0.02 | 0.1 | 0.06 | PB | DP | NP | TH | MO | MO | 2008 | 2008 | 2008 | MS |  |  | MS |  |  | MS |  |  | IF |  |  | Db | 7 | 2008 |  |  | 3641 | 273 |  |  |  |  | SUB | [7 empty] | OF |  |  | 87.4 | 87.9 | 930000 | D | Y | OP | LN | OV | SR | BW | BW |  |  |  | N |  | Y | Y |  | Y
2007 | 23142 | 55389 | HRSG1 | CN | FD | FD | FD | [24 empty] | Da | [18 empty] | DB | [16 empty] | N
2007 | 23279 | 3178 | 2 | OP | ST | ST | ST | 0.1 | 4 | 0.45 | PB | DP | NP | NS | DA | MO | 1974 | 1979 | 1995 | MS |  |  | MS |  |  | MS | [5 empty] | N | 6 | 1959 |  |  | 1200 | 80 | 0 | 0 | 0 |  | BIT | [7 empty] | FF |  |  | 88.9 | 90.2 | 450000 | D | N | OP | LN | OV |  | FW | FW |  |  |  | Y |  |  |  | Y
2007 | 3542 | 55516 | DB1 | OP | ST | ST | ST | 34.8 | 14.5 | 23.2 | PH | DH | NH | TH | TH | TH | 2003 | 2003 | 2003 | MS |  |  | MS |  |  | MS | [5 empty] | Da | 5 | 2003 |  |  | 819 |  | 0 | 2020 | 0 | 1025 | NG | [7 empty] | CF |  |  | 47.5 | 46.5 | 711418 |  | N | OP | LN |  |  | CN | AI |  |  |  | N
2007 | 5416 | 2718 | 1 | OP | ST | ST | ST | 0.25 | 2.3 | 1.8 | PB | DP | NP | DA | DA | DA | 1986 | 1999 | 2000 | MS |  |  | MS |  |  | MS |  |  | SS |  |  | N | 6 | 1957 |  |  | 1160 | 58.9 | 0 | 0 | 0 |  | BIT | [7 empty] | TF |  |  | 89 | 89.7 | 308475 | D | N | OP | LN | OV | SN | CE | CE | SS | IF |  | Y |  |  |  | Y | Y |  | Y
2007 | 5416 | 2718 | 2 | OP | ST | ST | ST | 0.25 | 2.3 | 1.8 | PB | DP | NP | DA | DA | DA | 1986 | 1999 | 2000 | MS |  |  | MS |  |  | MS |  |  | SS |  |  | N | 11 | 1957 |  |  | 1160 | 58.9 | 0 | 0 | 0 |  | BIT | [7 empty] | TF |  |  | 89 | 89.7 | 308475 | D | N | OP | LN | OV | SN | CE | CE | SS | IF |  | Y |  |  |  | Y | Y |  | Y
2007 | 5416 | 2718 | 3 | OP | ST | ST | ST | 0.25 | 2.3 | 1.8 | PB | DP | NP | DA | DA | DA | 1986 | 1999 | 2000 | MS |  |  | MS |  |  | MS |  |  | SS |  |  | N | 10 | 1959 |  |  | 1800 | 91 | 0 | 0 | 0 |  | BIT | [7 empty] | TF |  |  | 89.5 | 90.2 | 491751 | D | N | OP | LN | OV | SN | CE | CE | SS | IF |  | Y |  |  |  | Y | Y |  | Y
2007 | 55807 | 50202 | 1 | OP | [27 empty] | N | [24 empty] | OP OP OP: OP; LN LN LN: CF; OV OV OV: SN; CE CE CE: NA |  | Y |  | Y |  |  |  | Y
2007 | 17718 | 3483 | 3 | OP | [63 empty] | N | bar: OP OP OP to LN LN LN; CE CE CE
2007 | 25049 | 55596 | HRSG 1 | OP | [52 empty] | OP OP OP: OP; LN LN LN: LN; CE CE CE: CN |  | N
2007 | 25049 | 55596 | HRSG 2 | OP | [52 empty] | OP OP OP: OP; LN LN LN: LN; CE CE CE: CN |  | N
2007 | 50157 | 55177 | HRSG B | OP | FD | FD | FD | 22.8 | 4.72 | 24 | PH | DH | NH | OH | TH | TH | 2001 | 2001 | 2001 | MS |  |  | MS |  |  | MS |  |  | NC |  |  | Db | 6 | 2001 |  |  | 674 |  | 0 | 119.8 | 0 | 1200 | NG | [7 empty] | DB | [6 empty] | N | OP | SR |  |  | NA | VO | NC |  |  | N
2007 | 26751 | 2517 | 2 | RE | ST | ST | ST | 0.1 | 1 | 0.25 | PB | SU | NP | NV | NV | OH | 1971 | 1971 | 1995 | MS |  |  | MS |  |  | MS | [5 empty] | N | 10 | 1950 | 9 | 1997 | 425 | 0 | 80 | 0 | 0 |  | RFO | [7 empty] | TF |  |  | 87.4 | 87.7 | 112000 | N N N: Y; LN LN LN: NA; CE CE CE: CE |  | N
2007 | 26751 | 2517 | 3 | OP | ST | ST | ST | 0.1 | 1 | 0.25 | PB | SU | NP | NV | NV | OH | 1971 | 1976 | 1995 | MS |  |  | MS |  |  | MS | [5 empty] | N | 11 | 1958 |  |  | 1150 | 0 | 261.6 | 1643 | 0 |  | RFO | NG | [6 empty] | TF |  |  | 86.4 | 83.3 | 327254 | N N N: Y; OP OP OP: OP; LN LN LN: OV; CE CE CE: NA; CE CE CE: CE |  | N
2007 | 26840 | 50544 | 10PB | OP | [27 empty] | N | [35 empty] | N | bar: LN LN LN
2007 | 26940 | 50557 | 17759 | OP | [27 empty] | N | [24 empty] | OP OP OP: OP; LN LN LN: FR; CE CE CE: NA |  | N
2007 | 27718 | 50803 | 2 | SB | [27 empty] | N | [24 empty] | OP OP OP: SB; LN LN LN: LN; OV OV OV: LA; SN SN SN: FR; CE CE CE: CN |  | N
2007 | 40845 | 54344 | 3 | RE | [27 empty] | N |  |  | 4 | 2007 | [31 empty] | N | bar: LN LN LN
2007 | 14432 | 50776 | BLR1 | OP | [27 empty] | N | [24 empty] | OP OP OP: OP; LN LN LN: CF; OV OV OV: OV; SN SN SN: SN; CE CE CE: NA |  | N
2007 | 20505 | 50804 | RE01 | OP | [63 empty] | N | bar: LN LN LN
2007 | 23955 | 50087 | 2 | OP | [52 empty] | OP OP OP: OP; LN LN LN: LN; CE CE CE: RJ |  | N
2007 | 15276 | 3148 | 3 | OP | ST | ST | ST | 0.1 | 1 | 0.45 | PB | SU | NP | NV | NV | MO | 1975 | 1975 | 1995 | MS |  |  | MS |  |  | MS |  |  | ND |  |  | N | 10 | 1975 |  |  | 5841 |  | 1430 | 8000 | 0 |  | NG | DFO | RFO | [5 empty] | TF |  |  | 90 | 91 | 1410000 | N N N: N; LN LN LN: NA; CE CE CE: CE; SS SS SS: SS |  | N
2007 | 55983 | 3494 | 5 | OP | ST | ST | St | 15 | 440 |  | OP | DM | OT | SM | TH | YR | 1972 | 1972 | 2004 | MS |  |  | MS |  |  | MS |  |  | NC |  |  | N | 6 | 1959 |  |  | 825 |  | 187 | 1191 | 0 |  | NG | [7 empty] | OF |  |  | 82.7 | 82.9 | 228240 | N N N: N; LN LN LN: NA; CE CE CE: NA; CE CE CE: RS; SS SS SS: NC |  | N
2007 | 1746 | 10464 | E0003 | OP | [27 empty] | N | [24 empty] | OP OP OP: OP; LN LN LN: CF; CE CE CE: NA |  | N
2007 | 5416 | 3264 | 2 | OP | ST | ST | NA | 0.6 | 2.3 |  | PB | DP |  | NV | DA |  | 1981 | 2000 |  | MS |  |  | MS | [5 empty] | SS |  |  | N | 7 | 1951 |  |  | 750 | 39.6 | 0 | 0 | 0 |  | BIT | [7 empty] | TF |  |  | 88.7 | 89.4 | 195932 | D | N | OP | LN | OV |  | NA | CE | SS |  |  | Y |  |  |  | Y
2007 | 56137 | 54638 | PC81 | OP | [52 empty] | OP OP OP: OP; LN LN LN: LN; CE CE CE: BW |  | N |  |  |  | Y | Y
2007 | 22611 | 54752 | 2PB | OP | [27 empty] | N | [35 empty] | N | bar: LN LN LN
2007 | 20704 | 54944 | HRSG | OP | [52 empty] | OP OP OP: OP; LN LN LN: SR; CE CE CE: NA |  | N
2007 | 15147 | 2411 | 4 | OP | ST | ST | ST | 20 | 512 | 464 | OP | DH | NH | OT | NV | NV | 1968 | 1968 | 1995 | MS |  |  | MS |  |  | MS |  |  | NC |  |  | N | 7 | 1951 | 12 | 2008 | 860 | 0 | 181 | 1000 | 0 |  | NG | RFO | [6 empty] | TF |  |  | 89.1 | 87.2 | 380000 | D D D: W; N N N: N; LN LN LN: NA; CE CE CE: CE; SS SS SS: NC |  | N
2007 | 15430 | 10033 | 12 | OP | [63 empty] | N | bar: LN LN LN
2007 | 15452 | 568 | BHB3 | OP | ST | ST | ST | 60 | 0.33 | 0.25 | OP | DP | NP | OT | NV | NV | 1968 | 2004 | 2004 | MS |  |  | MS |  |  | MS |  |  | NC |  |  | N | 8 | 1968 |  |  | 2700 | 156.2 | 655.2 | 0 | 0 |  | SUB | RFO | DFO | [5 empty] | TF |  |  | 89.5 |  | 950000 | D | N | OP | LA | LN | OV | AL | CE | NC |  |  | N
2007 | 49801 | 50933 | BLR1 | OP | [27 empty] | N | [21 empty] | 77 | 55 | 36307 | [11 empty] | N | bar: N; NA LA
2007 | 17610 | 54004 | HRSG | OP | [27 empty] | N | [24 empty] | OP: OP; NA LA: LN; NA AL: CN |  |  | N
2007 | 17610 | 54004 | PB1 | OP | [27 empty] | N | [35 empty] | N | bar: NA LA
2007 | 17632 | 976 | 4 | OP | FD | FD | FD | 0.1 | 1.2 | 0.86 | PB | DP | NP | NV | TH | YR | 1978 | 1978 | 2000 | MS |  |  | MS |  |  | MS |  |  | NC |  |  | Db | 10 | 1978 | 6 | 2030 | 1250 | 80 | 0 | 0 | 0 |  | BIT | WC | PC | [5 empty] | CY |  |  | 88.1 | 88.9 | 380000 | W | Y | OZ | SR |  |  | NA | BW | IF |  |  | N
2007 | 5473 | 54428 | 253 | RE | [27 empty] | N | [35 empty] | N | bar: NA LA
2007 | 55843 | 259 | 1 | SB | ST | LO | LO | 0.3 | 2000 | 150 | PC | DM | NM | OH | NV | OH | 1971 | 1974 | 1993 | MS |  |  | MS |  |  | MS |  |  | NC |  |  | N | 7 | 1956 | 12 | 2012 | 1170 |  | 0 | 1740 | 0 |  | NG | [7 empty] | FF |  |  | 82.4 | 83 | 333800 | N: N; NA LA: NA; NA CE: CE; NA NC: NC |  |  | N
2007 | 55843 | 259 | 2 | SB | ST | LO | LO | 0.3 | 2000 | 150 | PC | DM | NM | OH | NV | OH | 1971 | 1974 | 1993 | MS |  |  | MS |  |  | MS |  |  | NC |  |  | N | 10 | 1955 | 12 | 2012 | 1170 |  | 0 | 1740 | 0 |  | NG | [7 empty] | FF |  |  | 82.4 | 83 | 333800 | N: N; NA LA: NA; NA CE: CE; NA NC: NC |  |  | N
2007 | 55756 | 55382 | 1H2100 | OP | ST | ST | ST | 25 | 2 | 3 | PH | OT | NM | OH | NV | TH | 2002 | 2002 | 2002 | MS |  |  | MS |  |  | MS | [5 empty] | Db | 6 | 2002 | 6 | 2032 | 844 |  | 0 | 489.9 | 0 | 892 | NG | [7 empty] | DB |  |  | 92.4 | 91.1 | 771232 |  | N | OP | LN | SR |  | CN | AI |  |  |  | N
2007 | 55756 | 55382 | 2H2100 | OP | ST | ST | ST | 25 | 2 | 3 | PH | OT | NM | OH | NV | TH | 2002 | 2002 | 2002 | MS |  |  | MS |  |  | MS | [5 empty] | Db | 6 | 2002 | 6 | 2032 | 844 |  | 0 | 489.9 | 0 | 892 | NG | [7 empty] | DB |  |  | 92.4 | 91.1 | 771232 |  | N | OP | LN | SR |  | CN | AI |  |  |  | N
2007 | 15262 | 50637 | 4PWR | OP | FD | FD | FD | 20 | 0.8 | 0.2 | OP | DP | NP | SM | NS | TH | 1981 | 1981 | 1981 | MS |  |  | MS |  |  | MS |  |  | NC |  |  | N | 10 | 1981 | 6 | 2030 | 592 |  |  | 885.9 |  |  | WDS | NG | [6 empty] | SS |  |  | 70 | 70 | 270000 |  | Y | OP | LA | OV |  | NA | CE | NC |  |  | N
2007 | 15262 | 50637 | 5REC | OP | FD | FD | FD | 35 | 50 | 100 | OP | DM | NM | SM | DA | PS | 1987 | 1987 | 1987 | MS |  |  | MS |  |  | MS |  |  | NC |  |  | N | 6 | 1987 | 6 | 2030 | 701 |  |  | 180 |  |  | BLQ | NG | [6 empty] | CY | TF |  | 65 | 65 | 410000 | N: N; NA LA: NA; NA CE: GT; NA NC: NC |  |  | N
2007 | 15298 | 2187 | 2 | OP | ST | ST | NA | 0.25 | 1 |  | PB | SB |  | OT | TH |  | 1986 | 1978 |  | MS | UP |  | MS | SS |  |  |  |  | NC |  |  | N | 7 | 1968 | 6 | 2025 | 1166 | 97.9 | 0 | 150 | 0 |  | SUB | NG | [6 empty] | TF |  |  | 86.5 | 86.5 | 330000 | D | N | OP | OV |  |  | NA | CE | NC |  |  | N
2007 | 20546 | 1381 | C2 | OP | ST | ST | FD | 0.27 | 5.2 | 0.5 | PB | DP | NP | TH | DA | YR | 1969 | 1977 | 1997 | MS |  |  | MS |  |  | MS |  |  | IF |  |  | N | 7 | 1970 |  |  | 1160 | 72.5 | 0 | 0 | 0 |  | BIT | SC | [6 empty] | FF |  |  | 88 | 89 | 521604 | W | N | OP | LN | AA |  | BW | FW | NC |  |  | Y |  |  |  | Y
2007 | 20546 | 1381 | C3 | OP | ST | ST | FD | 0.27 | 5.2 | 0.5 | PB | DP | NP | TH | DA | YR | 1969 | 1977 | 1997 | MS |  |  | MS |  |  | MS |  |  | IF |  |  | N | 12 | 1971 |  |  | 1160 | 72.5 | 0 | 0 | 0 |  | BIT | SC | [6 empty] | RF |  |  | 88 | 89 | 534495 | W | N | OP | LN | AA |  | BW | RS | NC |  |  | Y |  |  |  | Y
2007 | 20546 | 1383 | R1 | OP | [27 empty] | N | [35 empty] | Y |  |  |  | Y | bar: OP to NA LA; NA AL
2007 | 5416 | 2721 | 2 | OP | ST | ST | ST | 0.25 | 2.2 | 1.8 | PB | DP | NP | DA | DA | DA | 1986 | 1999 | 2000 | MS |  |  | MS |  |  | MS |  |  | SS |  |  | N | 8 | 1940 | 6 | 2012 | 375 | 17.6 | 0 | 0 | 0 |  | BIT | [7 empty] | TF |  |  | 86.3 | 86.7 | 89717 | D | N | OP | BF | LA | LN | CE | CE | SS |  |  | N
2007 | 5416 | 2721 | 5 | OP | ST | ST | ST | 0.25 | 2.2 | 1.8 | PB | DP | NP | DA | DA | DA | 1986 | 1999 | 2000 | MS |  |  | MS |  |  | MS |  |  | SS |  |  | N | 6 | 1972 |  |  | 4080 | 222 | 0 | 0 | 0 |  | BIT | [7 empty] | TF |  |  | 89.7 | 90.3 | 935593 | D | N | OP | LN | OV | SR | CE | CE | SS | IF |  | Y |  |  |  | Y | Y |  | Y | Y
2007 | 5416 | 2732 | 10 | OP | ST | ST | ST | 0.12 | 2.3 | 1.8 | PB | DP | NP | DA | DA | DA | 1986 | 1999 | 2000 | MS |  |  | MS |  |  | MS |  |  | SS |  |  | N | 11 | 1954 |  |  | 1000 | 52 | 0 | 0 | 0 |  | BIT | [7 empty] | TF |  |  | 89.2 | 89.9 | 267797 | D | N | OP | LN | OV | SN | CE | CE | SS |  |  | Y |  |  |  | Y
2007 | 5416 | 2732 | 8 | OP | ST | ST | ST | 0.12 | 2.3 | 1.8 | PB | DP | NP | DA | DA | DA | 1986 | 1999 | 2000 | MS |  |  | MS |  |  | MS |  |  | SS |  |  | N | 11 | 1952 |  |  | 810 | 40.7 | 0 | 0 | 0 |  | BIT | [7 empty] | TF |  |  | 88.8 | 89.5 | 209266 | D | N | OP | LN | OV | SN | CE | CE | SS |  |  | Y |  |  |  | Y
2007 | 17729 | 10418 | H4 | OP | [27 empty] | N | [35 empty] | N | bar: NA BF LN LN LN
2007 | 17833 | 2161 | 3 | OP | ST | ST | St | 0.16 | 1.5 | 0.35 | PB | DP | NP | DT | DA | YR | 1979 | 2001 | 2004 | MS |  |  | MS |  |  | MS |  |  | SS | SU |  | N | 2 | 1960 |  |  | 400 | 21.1 | 0 | 552 | 0 |  | SUB | NG | [6 empty] | FF |  |  | 87.4 | 87.9 | 199000 | D | N | OP | LN | OV | SN | AC | RS |  |  |  | N
2007 | 17833 | 6195 | 1 | OP | FD | FD | FD | 0.1 | 1.2 | 0.7 | PB | DP | NP | TH | TH | TH | 1977 | 1977 | 1977 | MS |  |  | MS |  |  | MS |  |  | SU | SS |  | D | 6 | 1976 |  |  | 1350 | 82 | 0 | 0 | 0 |  | SUB | [7 empty] | OF |  |  | 88.2 | 89.8 | 363477 | D | N | OP | LA |  |  | NA | RS | SU | SS |  | Y |  |  |  | Y
2007 | 17891 | 2942 | 6 | OP | [27 empty] | N | [35 empty] | N | bar: NA LN
2007 | 21128 | 50215 | 102 | OP | [27 empty] | N | [24 empty] | OP: OP; NA LN: LA; NA AC: NA |  |  |  | Y | Y | Y | Y
2007 | 11249 | 1364 | 1 | OP | FD | LO | FD | 20 | 1.2 | 0.45 | OP | DP | NP | SM | TH | YR | 1981 | 1981 | 1997 | MS |  |  | MS |  |  | MS |  |  | NC |  |  | N | 8 | 1972 |  |  | 2326 | 136.5 | 0 | 0 | 0 |  | BIT | [7 empty] | TF |  |  | 88.3 | 89.7 | 970000 | D | N | OP | LN |  |  | CE | CE | NC |  |  | Y |  |  |  | Y | Y
2007 | 3542 | 6019 | 1 | OP | FD | FD | FD | 0.025 | 0.548 | 0.6 | PB | DP | NP | NV | MO | MO | 1991 | 1991 | 1991 | MS |  |  | IF |  |  | OV | LN |  | NC |  |  | Da | 3 | 1991 |  |  | 9775 | 565 | 0 | 0 | 0 |  | BIT | [7 empty] | OF |  |  | 88.1 | 88.4 | 2542650 | D | N | OP | LN | SR |  | BW | BW | NC |  |  | Y |  |  |  | Y | Y |  | Y | Y
2007 | 12298 | 4127 | B23 | SB | [27 empty] | N | [35 empty] | N |  | Y | bar: NA LN
2007 | 19876 | 3803 | 1 | OP | ST | ST | FD | 33.9 | 1753.8 | 678 | PH | DH | NH | NS | MO | MO | 1984 | 1996 | 1997 | MS |  |  | MS |  |  | MS |  |  | SS |  |  | N | 6 | 1953 |  |  | 825 | 44.1 | 0 | 0 | 0 |  | BIT | [7 empty] | TF |  |  | 88.2 | 88.5 | 216000 | D | N | OZ | AA |  |  | NA | CE | SS |  |  | N
2007 | 19436 | 2107 | 2 | OP | ST | ST | FD | 0.12 | 4.8 | 0.86 | PB | DP | NP | NS | DA | YR | 1979 | 1979 | 2000 | MS |  |  | MS |  |  | MS |  |  | SS |  |  | N | 6 | 1968 |  |  | 3290 | 247.7 | 0 | 0 | 0 |  | SUB | TDF | PC | [5 empty] | CY |  |  | 84.8 | 85 | 1122800 | W | N | OP | OV | OT |  | NA | BW | NC |  |  | N
2007 | 19517 | 50729 | T2BLR | OP | [63 empty] | N | bar: NA LN
2007 | 55932 | 54789 | 2RB | OP | [63 empty] | N | bar: NA LN
2007 | 55932 | 54789 | 3PB | OP | [52 empty] | OP: OP; NA LN: LN; NA AC: BW |  |  |  | N
2007 | 9417 | 1077 | 2 | OP | ST | ST | ST | 0.38 | 1.9 | 0.4 | PB | DP | NP | PS | DA | MO | 1976 | 2001 | 2003 | MS |  |  | MS |  |  | MS |  |  | SS |  |  | N | 6 | 1955 |  |  | 300 | 21 | 0 | 370 | 0 |  | SUB | NG | [6 empty] | FF |  |  | 85 | 85 | 76500 | D | N | OP | LN |  |  | BW | RS | SS |  |  | N
2007 | 4062 | 55503 | HRSG1 | OP | ST | ST | St | 10 | 12 | 25 | OP | DH | NH | SM | OH | OH | 2003 | 2003 | 2003 | OT |  |  | OT |  |  | OT |  |  | OT |  |  | Db | 8 | 2003 | 8 | 2043 | 663 | 0 | 0 | 351.2 | 0 | 1093 | NG | [7 empty] | DB | [6 empty] | N | OP | SR |  |  | NA | NT | OT |  |  | N
2007 | 4062 | 55503 | HRSG2 | OP | ST | ST | St | 10 | 12 | 25 | OP | DH | NH | SM | OH | OH | 2003 | 2003 | 2003 | OT |  |  | OT |  |  | OT |  |  | OT |  |  | Db | 8 | 2003 | 8 | 2043 | 663 | 0 | 0 | 351.2 | 0 | 1093 | NG | [7 empty] | DB | [6 empty] | N | OP | SR |  |  | NA | NT | OT |  |  | N
2007 | 4161 | 1552 | 2 | OP | ST | ST | FD | 0.03 | 3.5 | 0.86 | PC | DP | NP | PS | TH | OT | 1983 | 1983 | 2000 | MS |  |  | MS |  |  | OV |  |  | SS |  |  | N | 2 | 1963 |  |  | 1358 | 65 | 0 | 323 | 0 |  | BIT | NG | [6 empty] | CY | OT |  | 89.1 | 89.6 | 726000 | W | N | OP | OV |  |  | NA | BW | SS |  |  | N
2007 | 11208 | 400 | 2 | OP | ST | FD | St | 0.1 | 329 | 5 | PC | OT | NM | FT | YR | OT | 1978 | 1977 | 1992 | MS |  |  | MS |  |  | MS |  |  | NC |  |  | N | 7 | 1963 |  |  | 1500 | 0 | 347 | 1862 | 0 |  | NG | RFO | [6 empty] | FF |  |  | 89 | 90 | 260000 |  | N | OP | FR | SR |  | NA | CE | NC |  |  | N
2007 | 11208 | 400 | 5 | OP | LO | LO | LO | 0.1 | 1366 | 5 | PC | OT | NM | FT | YR | OT | 1978 | 1977 | 1992 | MS |  |  | MS |  |  | MS |  |  | NC |  |  | N | 8 | 1966 |  |  | 2060 | 0 | 474 | 3702 | 0 |  | NG | RFO | [6 empty] | OF |  |  | 86 | 88 | 383250 |  | N | OP | FR | SR |  | NA | BW | NC |  |  | N
2007 | 55867 | 10208 | 8 | OP | NA | NA | St |  |  | 20 |  |  | NP |  |  | OT |  |  | 1978 | [6 empty] | FR | [5 empty] | N | 6 | 1968 |  |  | 450 |  | 28500 | 555 | 0 |  | NG | RFO | [6 empty] | FF |  |  | 84.8 | 82 | 477000 | N: N; NA LN: NA; NA RS: CE |  |  |  | N
2007 | 50097 | 50282 | 24PB | OP | [27 empty] | N | [24 empty] | OP: OP; NA LN: SN; NA AC: NA |  |  |  | Y |  | Y
2007 | 49791 | 55176 | HRSG 1 | OP | FD | ST | ST | 28 | 13.6 | 154 | PH | OT | NH | OH | YR | OH | 2002 | 2002 | 2002 | MS |  |  | MS |  |  | MS |  |  | NC |  |  | N | 1 | 2002 | 12 | 2021 | 930 | 0 | 0 | 489 | 0 | 1096 | NG | OG | OTH | [5 empty] | DB |  |  | 97 | 68 | 838466 | N: N; NA LN: NA; NA RS: NT | NC |  |  | N
2007 | 18041 | 981 | 3 | OP | ST | ST | FD | 0.1 | 1.2 | 0.45 | PB | DP | NP | OH | MO | OT | 1980 | 1980 | 1994 | MS |  |  | MS |  |  | MS |  |  | SS |  |  | N | 12 | 1955 | 12 | 2028 | 1350 | 90 | 0 | 0 | 0 |  | SUB | [7 empty] | TF |  |  | 89 | 90 | 310300 | D: D; N: N; NA LN: NA; NA RS: CE |  |  |  | N
2007 | 18125 | 3000 | 1 | OP | [52 empty] | OP: OP; NA LN: FR; NA OV: LN; NA AC: JZ |  |  |  | N
2007 | 18157 | 50807 | 1RB | OP | [27 empty] | N | [35 empty] | Y |  |  |  | Y | bar: NA LN
2007 | 18157 | 50807 | 3BB | OP | [27 empty] | N | [24 empty] | OP: OP; NA LN: LN; NA AC: BW |  |  |  | N
2007 | 18155 | 50810 | 2RB | OP | [27 empty] | N | [35 empty] | N | bar: NA LN
2007 | 18162 | 50806 | PB3 | OP | ST | ST | NA | 0.07 | 3.5 |  | PB | DP |  | PS | OT |  | 1963 | 1963 |  | MS |  |  | MS | [5 empty] | NC |  |  | N | 6 | 1963 |  |  | 300 | 0 | 39.7 | 242.7 | 315 |  | WDS | RFO | NG | [5 empty] | SS | OF |  | 68 | 73 | 134000 | N: N; NA LN: NA; NA RS: BW | NC |  |  | N
2007 | 18162 | 50806 | PB4 | OP | FD | FD | FD | 0.07 | 1.2 | 0.7 | PB | DP | NP | PS | TH | MO | 1987 | 1987 | 1987 | MS |  |  | MS |  |  | MS |  |  | NC |  |  | Db | 3 | 1987 |  |  | 750 | 29 | 137.1 | 0 | 195 |  | BIT | WDS | RFO | [5 empty] | OF | SS |  | 84 | 82 | 180000 | D | N | OP | LN | OV |  | CN | BW | NC |  |  | N
2007 | 54702 | 56350 | HRSG 3 | CO |  |  | LO |  |  | 5 |  |  | NM |  |  | DA |  |  | 2008 | [6 empty] | MS | [5 empty] | Db | 7 | 2008 |  |  | 342 | [5 empty] | NG | [7 empty] | DB |  |  | 98 | 49 |  |  | Y | OP | LN | SR |  | GE | VO |  |  |  | N
2007 | 924 | 55340 | HRSG2 | OP | FD | FD | FD | 0.021 | 0.002 | 3.5 | PB | DP | NM | PS | OT | TH | 2007 | 2007 | 2007 | MS |  |  | MS |  |  | MS | [6 empty] | 8 | 2007 | [8 empty] | NG | [7 empty] | DB | [7 empty] | OP | LN | SR |  | SW | AI |  |  |  | N
2007 | 19153 | 52056 | 4 | [64 empty] | N | bar: NA LN
2007 | 5374 | 54676 | H83 | OP | NA | NA | NA | [24 empty] | Db | 10 | 1994 |  |  | 700 |  |  | 512 |  | 600 | NG | OG | [6 empty] | DB | [5 empty] | OP: OP; NA LN: LN; NA AC: CN; NA RS: VO |  |  |  | N
2007 | 6844 | 55480 | HRSG 6 | OP | ST | ST | St | 22.06 | 36.17 | 106.25 | PH | DH | NH | OH | OH | OH | 2003 | 2003 | 2003 | MS |  |  | MS |  |  | MS |  |  | NC |  |  | Db | 6 | 2003 | 4 | 2034 | 764.9 |  |  | 764.9 |  | 2085.8 | NG | [7 empty] | DB |  |  | 48.1 | 44.2 | 770304 |  | N | OP | LN |  |  | GE | AL | NC |  |  | N
2007 | 6090 | 50625 | 15 | RE | ST | ST | ST | 30 | 0.32 | 67.82 | OP | DC | NH | SM | OT | OH | 1996 | 1997 | 2001 | MS |  |  | MS |  |  | MS |  |  | NC |  |  | N | 6 | 1954 | 3 | 2005 | 250 | 0 | 0 | 250 | 0 |  | OG | NG | [6 empty] | FF |  |  | 81.9 | 78.6 | 500000 |  | N | RE | FR | OV | OT | NA | CE | NC |  |  | N
2007 | 6090 | 50625 | 16 | RE | ST | ST | ST | 30 | 0.32 | 67.82 | OP | DC | NH | SM | OT | OH | 1996 | 1997 | 2001 | MS |  |  | MS |  |  | MS |  |  | NC |  |  | N | 6 | 1956 | 8 | 2005 | 250 | 0 | 0 | 250 | 0 |  | OG | NG | [6 empty] | FF |  |  | 81.9 | 78.6 | 500000 |  | N | RE | FR | OV | OT | NA | CE | NC |  |  | N
2007 | 54817 | 55298 | HRSG1A | OP | FD | FD | St | 0.014 | 0.002 | 2.5 | PB | DP | NM | PS | DT | OT | 2004 | 2004 | 2004 | MS | BO |  | MS | BO |  | MS | BO |  | NC |  |  | Da | 5 | 2004 | 12 | 2034 | 1200 |  | 0 | 300 | 0 | 3325 | NG | [7 empty] | DB |  |  | 90 | 75 | 1400000 |  | N | OP | SR |  |  | NA | OT | NC |  |  | N
2007 | 5580 | 1385 | 1 | OP | ST | ST | FD | 0.21 | 1.8 | 0.5 | PB | DP | NP | NV | NV | NV | 1980 | 1977 | 1995 | MS |  |  | MS |  |  | MS |  |  | SS |  |  | N | 12 | 1954 |  |  | 220 | 10 | 0 | 0 | 0 |  | BIT | [7 empty] | FF |  |  | 86 | 86 | 45000 | D | N N: N; FR FR: NA; CE CE: FW; NC NC: NC |  |  | N
2007 | 11504 | 55451 | FB2 | OP | ST | ST | ST | 6.8 | 1.5 | 6.4 | PH | DH | NH | NV | NV | TH | 2003 | 2003 | 2003 | MS |  |  | MS |  |  | MS |  |  | NC |  |  | Da | 6 | 2003 | 6 | 2023 | 320 |  | 0 | 555.3 | 0 |  | NG | [7 empty] | DB |  |  | 89.9 | 87 | 705914 |  | N | OP | LN | SR |  | JZ | FW | NC |  |  | N
2007 | 55965 | 10477 | P3 | OP | [27 empty] | N | [25 empty] | RE RE: OP; FR FR: FR; OV OV: LN; NA NA: JZ |  |  | N
2007 | 55965 | 10477 | R3 | OP | [27 empty] | N | [35 empty] | N | bar: FR FR
2007 | 55965 | 54857 | B23 | OP | [27 empty] | N | [35 empty] | N | bar: FR FR
2007 | 54796 | 55380 | 2 B | OP | LO | LO | LO | 0.02 | 3 | 3.5 | PB | DH | NM | TH | DA | MO | 2003 | 2003 | 2003 | MS |  |  | MS |  |  | MS |  |  | NC |  |  | Da | 4 | 2003 |  |  | 704 |  | 0 | 284 | 282 |  | NG | [7 empty] | DB |  |  |  |  | 145000 |  | N | OP | LN | SR |  | GR | OT | NC |  |  | N
2007 | 19365 | 50482 | B4 | OP | [27 empty] | N | [35 empty] | N | bar: FR FR
2007 | 19365 | 50482 | B7 | OP | [27 empty] | N | [35 empty] | N | bar: FR FR
2007 | 4922 | 2848 | H-3 | OP | ST | ST | NA | 0.1 | 1.6 |  | PB | DP |  | PS | MO |  | 1974 | 1982 |  | MS |  |  | MS | [5 empty] | SS |  |  | N | 12 | 1950 |  |  | 430 | 23.4 | 0 | 0 | 0 |  | BIT | [7 empty] | TF |  |  | 88 | 88 | 103333 | D | N | OP | LN | OV |  | AC | CE | NC |  |  | N
2007 | 4922 | 2848 | H-5 | OP | ST | ST | NA | 0.1 | 1.6 |  | PB | DP |  | PS | MO |  | 1974 | 1982 |  | MS |  |  | MS | [5 empty] | SS |  |  | N | 11 | 1952 |  |  | 430 | 23.4 | 0 | 0 | 0 |  | BIT | [7 empty] | TF |  |  | 88 | 88 | 103333 | D | N | OP | LN | OV |  | AC | CE | NC |  |  | N
2007 | 4922 | 2848 | H-6 | OP | ST | ST | NA | 0.1 | 1.6 |  | PB | DP |  | PS | MO |  | 1974 | 1982 |  | MS |  |  | MS | [5 empty] | SS |  |  | N | 9 | 1953 |  |  | 430 | 23.4 | 0 | 0 | 0 |  | BIT | [7 empty] | TF |  |  | 88 | 88 | 103333 | D | N | OP | LN | OV |  | AC | CE | NC |  |  | N
2007 | 7651 | 2062 | H1 | OP | [27 empty] | N | [35 empty] | N | bar: FR FR
2007 | 745 | 10811 | HRSG1 | [54 empty] | RE RE: OP; FR FR: SR; NA NA: NA |  |  | N
2007 | 12384 | 884 | 4 | OP | ST | ST | FD | 0.1 | 1.8 | 0.4 | PB | DP | NP | OH | OH | YR | 1980 | 1980 | 2000 | MS |  |  | MS |  |  | MS | LN |  |  |  |  | N | 6 | 1963 |  |  | 3900 | 312 | 0 | 0 | 0 |  | SUB | [7 empty] | TF |  |  | 89 | 92 | 798000 | D | N | OP | LN |  |  | AL | CE |  |  |  | N
2007 | 9434 | 54201 | BLR7 | OS | [27 empty] | N | [35 empty] | N | bar: FR FR
2007 | 195 | 3 | 2 | OP | ST | ST | FD | 0.12 | 1.8 | 0.4 | PB | DP | NP | PS | DA | OT | 1975 | 1975 | 2000 | MS |  |  | MS |  |  | MS |  |  | SS |  |  | N | 7 | 1954 | 1 | 2019 | 900 | 53 | 0 | 0 | 0 |  | BIT | [7 empty] | TF |  |  | 88 | 89 | 213000 | D | N | OP | LN | SN |  | AL | CE | SS |  |  | N
2007 | 3542 | 2830 | 3 | OP | ST | FD | NA | 0.1 | 1.84 |  | PB | DP |  | NV | MO |  | 1974 | 1979 |  | MS |  |  | MS | [5 empty] | NC |  |  | N | 11 | 1954 |  |  | 800 | 47.6 | 0 | 0 | 0 |  | BIT | [7 empty] | FF |  |  | 89.3 | 89 | 196900 | D | N | OP | LN | OV |  | AC | BW | NC |  |  | Y |  |  |  | Y
2007 | 6151 | 1973 | 2 | SB | [27 empty] | N | [35 empty] | N | bar: FR FR; NA NA
2007 | 6204 | 2465 | 3 | OS | [27 empty] | N | [35 empty] | N | bar: FR FR
2007 | 56174 | 10511 | 9 | OP | [27 empty] | N | [35 empty] | N | bar: FR FR; NA NA
2007 | 6452 | 609 | PCC1 | OP | ST | ST | NA | 0.1 | 2.75 |  | PB | DP |  | NV | NV |  | 1983 | 1981 |  | MS |  |  | MS | [5 empty] | NC |  | SS | N | 4 | 1965 |  |  | 2640 | 0 | 590 | 3786 | 0 |  | RFO | NG | [6 empty] | FF |  |  | 88 | 89 | 650000 |  | N N: Y; FR FR: NA; CE CE: FW; NC NC: NC |  |  | N
2007 | 10000 | 2079 | 9 | OP | FD | FD | FD | 22.6 | 150 | 4 | PH | DM | NM | DT | DT | MO | 2000 | 2000 | 2000 | MS |  |  | MS |  |  | MS |  |  | NC |  |  | Da | 7 | 2000 |  |  | 890 | 0 | 0 | 756.9 | 0 | 50 | NG | [7 empty] | FF |  |  | 90 | 90 | 1286300 |  | N | OP | SR |  |  | NA | NT | NC |  |  | N
2007 | 10000 | 2080 | 3 | OP | ST | ST | FD | 0.2 | 1.3 | 0.45 | PB | DP | NP | DT | YR | YR | 1973 | 1988 | 1996 | MS |  |  | MS |  |  | MS |  |  | NC |  |  | N | 5 | 1964 |  |  | 1300 | 121.4 | 0 | 0 | 0 |  | SUB | [7 empty] | TF |  |  | 88.7 | 89.1 | 353500 | D | N N: N; FR FR: NA; CE CE: CE; NC NC: NC |  |  | N
2007 | 10000 | 6065 | 1 | OP | FD | FD | FD | 0.1 | 1.2 | 0.5 | PB | DP | NP | DT | TH | YR | 1980 | 1980 | 1996 | MS |  |  | MS |  |  | MS |  |  | NC |  |  | D | 5 | 1980 |  |  | 4725 | 402.2 | 0 | 0 | 0 |  | SUB | [7 empty] | OF |  |  | 85.1 | 84.5 | 1375700 | D | N | OP | LN |  |  | BW | BW | NC |  |  | N
2007 | 2838 | 55327 | HRSG3 | OP | ST | ST | ST | 28.3 | 28.2 | 3.5 | PH | DH | NM | TH | OH | TH | 2002 | 2002 | 2002 | MS |  |  | MS |  |  | MS |  |  | OT |  |  | Da | 6 | 2002 |  |  | 850 |  | 0 | 378 | 0 | 972 | NG | [7 empty] | DB | [6 empty] | N | OP | LN | SR |  | FN | OT | OT |  |  | N
2007 | 19798 | 56041 | M1 | OP | [53 empty] | RE RE: OP; FR FR: SR; NA NA: NA |  |  | N
2007 | 55983 | 3506 | 1 | OP | ST | ST | ST | 0.1 | 440 |  | PB | DM | OT | WO | TH | YR | 1972 | 1972 | 2004 | MS |  |  | MS |  |  | MS |  |  | NC |  |  | N | 4 | 1970 |  |  | 4012 |  | 825 | 5280 | 0 |  | NG | [7 empty] | OF |  |  | 85 | 83 | 897600 |  | N | OP | LN | FR | OV | JZ | BW | NC |  |  | N
2007 | 19323 | 3507 | 9 | OP | ST | ST | ST | 30 | 440 |  | OP | DM | OT | SM | TH | YR | 2004 | 1992 | 2004 | MS |  |  | MS |  |  | MS |  |  | NC |  |  | N | 5 | 1965 |  |  | 1782 |  | 419 | 2260 | 0 |  | NG | [7 empty] | TF |  |  | 85.1 | 85.7 | 384193 |  | N: N; SR LN: NA; NA BW: CE; NA NC: NC |  |  | N
2007 | 12625 | 1447 | 2 | SB | [63 empty] | N | bar: SR LN
2007 | 9417 | 1888 | 3 | OP | ST | ST | NA | 0.6 | 4 |  | PB | DP |  | OH | MO |  | 1977 | 1976 |  | MS |  |  | MS | [5 empty] | SS |  |  | N | 6 | 1962 |  |  | 525 | 15 | 112 | 703.4 | 0 |  | NG | SUB | [6 empty] | FF |  |  | 86.2 | 87.5 | 134640 | D | N: N; SR LN: NA; NA BW: RS; NA NC: SS |  |  | N
2007 | 11269 | 6179 | 1 | OP | ST | ST | ST | 20 | 1.2 | 0.165 | OP | DP | NP | SM | TH | TH | 1979 | 1979 | 2003 | MS |  |  | MS |  |  | MS |  |  | NC |  |  | D | 6 | 1979 |  |  | 4199 | 304 | 0 | 0 | 0 |  | SUB | [7 empty] | CF |  |  | 86.6 | 87.5 | 1368875 | D | N | OP | AA | LN |  | AL | CE |  |  |  | N
2007 | 11292 | 3604 | 4 | OS | [27 empty] | N | [35 empty] | N | bar: SR LN
2007 | 11292 | 3604 | 8 | OS | [27 empty] | N | [25 empty] | OP OP: OP; SR LN: SR; NA JZ: NA |  |  | N
2007 | 12647 | 1891 | 1 | OP | ST | ST | NA | 0.6 | 4 |  | PB | DP |  | DT | OH |  | 1971 | 1969 |  | MS |  |  | MS | [8 empty] | N | 4 | 1953 |  |  | 530 | 212.5 | 0 | 0 | 0 |  | SUB | BIT | [6 empty] | TF |  |  | 84 | 82 | 240000 | D | N | OP | OT |  |  | NA | CE |  |  |  | N
2007 | 50097 | 50282 | 26PB | OP | [27 empty] | N | [35 empty] | N | bar: SR LN
2007 | 19323 | 6147 | 1 | OP | ST | ST | FD | 0.3 | 3 | 0.45 | PB | DP | NP | WO | TH | YR | 1974 | 1974 | 2000 | MS |  |  | MS |  |  | MS |  |  | NC |  |  | N | 12 | 1974 |  |  | 4025 | 418 | 0 | 0 | 0 |  | LIG | SUB | [6 empty] | TF |  |  | 81.5 | 82.1 | 2600000 | D | N | OP | LN | OV |  | AL | CE | NC |  |  | N
2007 | 16024 | 54464 | B002 | OP | [27 empty] | N | [35 empty] | N | bar: SR LN
2007 | 56165 | 10397 | 9HPB | OP | [53 empty] | OP OP: OP; SR LN: OV; NA JZ: NA |  |  | N
2007 | 9417 | 1046 | 6 | OP | [27 empty] | N | [35 empty] | N | bar: SR LN
2007 | 9417 | 1047 | 4 | OP | FD | FD | FD | 0.1 | 1.2 | 0.7 | PB | DP | NP | OH | TH | TH | 1977 | 1977 | 1977 | MS |  |  | MS |  |  | MS |  |  | NC |  |  | D | 6 | 1977 |  |  | 1920 | 162.3 | 0 | 0 | 0 |  | BIT | [7 empty] | OF |  |  | 85.4 | 87.4 | 540490 | D | N: N; SR LN: NA; NA BW: RS; NA NC: NC |  |  | N
2007 | 9417 | 1058 | 2 | OP | [27 empty] | N | [35 empty] | N | bar: SR LN
2007 | 14015 | 2876 | 3 | OP | ST | FD | FD | 0.1 | 7524 | 468 | PB | OT | OT | TH | YR | OT | 1980 | 2000 | 2004 | MS |  |  | MS |  |  | MS |  |  | SS |  |  | N | 9 | 1955 |  |  | 1336 | 77 | 0 | 0 | 0 |  | BIT | SUB | [6 empty] | FF |  |  | 88.8 | 86.5 | 400000 | W | N | OP | OV | SR |  | NA | BW | IF |  |  | N
2007 | 3265 | 51 | 1 | OP | ST | ST | FD | 0.084 | 1.2 | 0.5 | PB | DP | NP | NS | TH | YR | 2006 | 2006 | 2000 | MS |  |  | MS |  |  | MS |  |  | NC |  |  | D | 4 | 1986 |  |  | 4900 | 487 | 0 | 0 | 0 |  | LIG | [7 empty] | OF |  |  | 84.1 | 84.3 | 3147000 | D | N | OP | LN | AA |  | AB | BW | NC |  |  | Y |  |  |  | Y |  |  | Y
2007 | 9788 | 10039 | 7 | OP | [63 empty] | N | bar: SR LN
2007 | 6452 | 610 | PCU5 | OP | ST | LO | ST | 0.3 | 0.55 | 0.2 | PB | DP | NP | NV | NV | MO | 1981 | 1981 | 1995 | MS |  |  | MS |  |  | MS |  |  | NC |  |  | N | 6 | 1954 |  |  | 650 | 0 | 126 | 830 | 0 |  | NG | [7 empty] | TF |  |  | 87 | 88 | 114000 |  | N: Y; SR LN: NA; NA BW: CE; NA NC: NC |  |  | N
2007 | 13008 | 50614 | 5 | OP | [63 empty] | N | bar: SR LN
2007 | 12311 | 10224 | BLR 10 | OP | [53 empty] | OP OP: OP; SR LN: LN; SR FR: SR; NA JZ: CN |  |  | N
2007 | 18315 | 1233 | 4 | OP | ST | ST | ST | 40 | 1.5 | 0.3 | OP | SB | NP | NV | NV | NV | 1971 | 1971 | 1971 | MS |  |  | MS |  |  | MS |  |  | NC |  |  | N | 6 | 1969 |  |  | 1100 |  | 266 | 1578 | 0 |  | NG | [7 empty] | FF |  |  | 88 | 84 | 272775 |  | N: N; SR LN: NA; NA BW: BW; NA NC: NC |  |  | N
2007 | 770 | 2094 | 2 | OP | ST | ST | St | 0.12 | 9 | 0.68 | PB | DP | NP | NV | TH | OT | 1972 | 1978 | 2005 | MS |  |  | MS |  |  | OV | LA |  | SS | SU |  | N | 5 | 1962 |  |  | 450 | 30 | 0 | 0 | 0 |  | SUB | [7 empty] | CY |  |  | 87.8 | 88.4 | 95770 | W | N | OP | OV |  |  | NA | BW | SS | SU |  | N
2007 | 770 | 2098 | 1 | OP | ST | ST | NA | 0.14 | 8.6 |  | PB | DP |  | OH | TH |  | 1975 | 1978 |  | MS |  |  | MS | [5 empty] | NC |  |  | N | 6 | 1961 |  |  | 90 | 0 | 26.2 | 201 | 0 |  | NG | DFO | [6 empty] | FF |  |  | 72 | 74 | 25000 |  | N: N; SR LN: NA; NA BW: CE |  |  | N
2007 | 49846 | 10334 | 2 | OP | [53 empty] | OP OP: OP; SR LN: OV; NA JZ: NA |  |  | N
2007 | 18189 | 50247 | B010 | OP | [27 empty] | N | [25 empty] | OP OP: OP; SR LN: LN; SR FR: AA; NA JZ: AC |  |  | N
2007 | 10911 | 10321 | 4 | RE | [27 empty] | N | [35 empty] | N | bar: SR LN
2007 | 10911 | 10321 | 5 | RE | [27 empty] | N | [35 empty] | N | bar: SR LN
2007 | 14932 | 10043 | B01 | OP | ST | ST | ST | 0.02 | 0.16 | 0.15 | PB | DP | NP | OH | TH | TH | 1994 | 1994 | 1994 | MS |  |  | MS |  |  | MS |  |  | NC |  |  | Da | 9 | 1994 |  |  | 1600 | 79 | 0 | 0 | 0 |  | BIT | [7 empty] | FF |  |  | 88.1 | 88.9 | 397990 | D | N | OP | OV | LN | SR | NA | FW | NC |  |  | Y |  | Y | Y
2007 | 11136 | 54971 | 4 | RE | [63 empty] | N | bar: NA OV
2007 | 11142 | 1032 | 6 | OP | [27 empty] | N | [35 empty] | N | bar: NA OV
2007 | 13781 | 10867 | COGEN2 | OP | [27 empty] | N | [24 empty] | OP: OP; NA OV: AA; NA NA: NA |  |  | N
2007 | 25 | 2527 | 5 | OP | ST | ST | ST | 0.28 | 3 | 0.45 | PB | SB | NP | NV | MO | DA | 1971 | 1988 | 1995 | MS |  |  | MS |  |  | MS |  |  | NC |  |  | N | 4 | 1950 |  |  | 288 | 13.7 | 0 | 0 | 0 |  | BIT | DFO | [6 empty] | FF |  |  | 87.5 | 87.4 | 59777 | D | N | OS | OV |  |  | NA | BW | NC |  |  | N
2007 | 56150 | 10211 | 212 | OP | [27 empty] | N | [35 empty] | N | bar: NA OV
2007 | 9628 | 10377 | 1A | OP | ST | ST | ST | 0.03 | 1.52 | 0.6 | PB | DP | NP | NS | NS | MO | 1987 | 1987 | 1987 | MS |  |  | MS |  |  | MS |  |  | NC |  |  | Db | 12 | 1987 | 12 | 2027 | 158 | 8.1 | 0 | 0 | 0 |  | BIT | [7 empty] | SS |  |  | 85.1 | 86.9 | 38054 | D | Y | OP | OV |  |  | NA | FW | NC |  |  | Y |  | Y
2007 | 772 | 10860 | B4 | OP | ST | ST | St | [24 empty] | N | [35 empty] | N | bar: NA OV
2007 | 55863 | 10627 | PB1 | OP | [27 empty] | N | [35 empty] | N | bar: NA OV
2007 | 55863 | 10627 | PB2 | OP | [27 empty] | N | [35 empty] | N | bar: NA OV
2007 | 9312 | 54091 | HRSG | OP | NA | NA | FD |  |  | 0.2 |  |  | NP |  |  | OH |  |  | 1995 | [6 empty] | MS | [5 empty] | D | 8 | 1995 |  |  | 335 |  | 0 | 204.7 | 0 | 180.3 | NG | [7 empty] | DB |  |  | 95 | 95 | 150000 | N: N; OP: OP; NA OV: LN; NA NA: GR; NA FW: DL |  |  | N
2007 | 9312 | 54091 | PB1 | OP | FD | FD | FD | 0.1 | 1.15 | 0.68 | PB | DP | NP | SM | OH | OH | 1981 | 1981 | 1981 | MS |  |  | MS |  |  | MS |  |  | NC |  |  | D | 10 | 1981 |  |  | 500 | 21.8 | 102.9 | 360 | 60 |  | WDS | BIT | NG | [5 empty] | RF |  |  | 80 | 75 | 450 | D | N | OP | LA |  |  | NA | BW | NC |  |  | N
2007 | 23632 | 10426 | PB3 | OP | [27 empty] | N | [35 empty] | N | bar: NA OV
2007 | 23632 | 10426 | RF5 | OP | [27 empty] | N | [35 empty] | N | bar: NA OV
2007 | 22129 | 6082 | 1 | OP | FD | FD | ST | 0.03 | 0.6 | 0.45 | PB | DP | NP | NV | MO | DA | 1984 | 1984 | 1995 | MS |  |  | MS |  |  | MS |  |  | NC |  |  | Da | 8 | 1984 |  |  | 4750 | 304.8 | 0 | 0 | 0 |  | BIT | [7 empty] | OF |  |  | 89.7 | 91.7 | 1185111 | D | N | OP | LN | SR |  | BW | BW | NC |  |  | Y |  |  |  | Y | Y
2007 | 22174 | 50279 | MAIN | OP | [27 empty] | N | [24 empty] | OP: OP; NA OV: LN; NA LN: FR; NA SR: OV; NA NA: FB |  |  | N
2007 | 39 | 2529 | 2 | SC | [27 empty] | N | [35 empty] | N | bar: NA OV
2007 | 39 | 2529 | 4 | SC | [27 empty] | N | [35 empty] | N | bar: NA OV
2007 | 7698 | 55153 | HRSG3 | OP | ST | ST | ST | 5 | 2.8 | 79 | OP | DH | NH | SM | OH | OH | 2000 | 2000 | 2000 | MS |  |  | MS |  |  | MS |  |  | NC |  |  | Db | 12 | 2000 | 10 | 2030 | 600 | 0 | 0 | 140 | 0 | 1333 | NG | [7 empty] | DB |  |  | 41 | 41 | 720700 |  | N | OP | LN |  |  | FN | AI | NC |  |  | N
2007 | 7698 | 55153 | HRSG4 | OP | ST | ST | ST | 5 | 2.8 | 79 | OP | DH | NH | SM | OH | OH | 2000 | 2000 | 2000 | MS |  |  | MS |  |  | MS |  |  | NC |  |  | Db | 12 | 2000 | 12 | 2030 | 600 | 0 | 0 | 140 | 0 | 1333 | NG | [7 empty] | DB |  |  | 41 | 41 | 720700 |  | N | OP | LN |  |  | FN | AI | NC |  |  | N
2007 | 14232 | 1943 | 3 | OP | ST | ST | FD | 0.6 | 3 | 0.46 | PB | DP | NP | PS | OH | YR | 1972 | 1990 | 2000 | MS |  |  | MS |  |  | MS | LN |  | NC |  |  | N | 6 | 1964 | 1 | 2010 | 625 | 60.5 | 0 | 0 | 0 |  | SUB | [7 empty] | FF |  |  | 83.3 | 84 | 275000 | D | N | OP | LN |  |  | RJ | BW | NC |  |  | N
2007 | 195 | 26 | 4 | OP | ST | ST | FD | 0.12 | 3.8 | 0.5 | PB | DP | NP | PS | DA | OT | 1975 | 1975 | 1996 | MS |  |  | MS |  |  | MS |  |  | SS |  |  | N | 6 | 1962 | 12 | 2026 | 1700 | 100 | 0 | 0 | 0 |  | SC | [7 empty] | OF |  |  | 90 | 89 | 550000 | D | N | OP | LN |  |  | BW | BW |  |  |  | N
2007 | 195 | 6002 | 2 | OP | LO | LO | LO | 0.1 | 1.2 | 0.46 | PB | DP | NP | PS | TH | OT | 1985 | 1985 | 2000 | MS |  |  | MS |  |  | MS |  |  | SS |  |  | D | 5 | 1985 | 12 | 2045 | 4711 | 318 | 0 | 0 | 0 |  | SUB | [7 empty] | OF |  |  | 88.7 | 88.9 | 1402670 | D | N | OP | LN | SR |  | BW | BW | IF |  |  | N
2007 | 13337 | 2277 | 1 | OP | LO | LO | NA | 0.15 | 2.5 |  | PB | DP |  | OH | WO |  | 1976 | 1976 |  | MS |  |  | MS | [5 empty] | NC |  |  | Dc | 7 | 1968 |  |  | 760 | 65 | 0 | 1100 | 0 |  | SUB | NG | [6 empty] | CY |  |  | 83.6 | 84.4 | 209400 | D: W; N: N; NA OV: NA; NA FW: BW; NA NC: NC |  |  | N
2007 | 13337 | 8000 | SG1 | OP | [52 empty] | OP: OP; NA OV: LN; NA NA: CN |  |  | N
2007 | 13781 | 1927 | 8 | OP | ST | ST | FD | 0.4 | 2.7 | 0.86 | PB | DP | NP | PS | TH | YR | 1973 | 1983 | 2000 | MS |  |  | MS |  |  | MS | [5 empty] | N | 5 | 1964 | 10 | 2009 | 1585 | 120 | 0 | 0 | 0 |  | SUB | [7 empty] | CY |  |  | 83 | 84.2 | 800000 | D: W; N: N; NA OV: NA; NA FW: BW; NA NC: NC |  |  | N
2007 | 29959 | 54537 | HRSGB | OP | [52 empty] | OP: OP; NA OV: SR; NA LN: LN; NA NA: CE |  |  | N
2007 | 30151 | 527 | 1 | OP | FD | FD | FD | 0.03 | 0.4 | 0.45 | PB | DP | NP | WO | MO | YR | 1988 | 1988 | 1988 | MS |  |  | MS |  |  | MS |  |  | NC |  |  | Da | 1 | 1991 | 4 | 2037 | 925 | 58.2 | 0 | 0 | 0 |  | BIT | [7 empty] | FB |  |  | 88.3 | 88.3 | 220200 | D | Y | OP | CF |  |  | NA | PR | NC |  |  | N
2007 | 30151 | 6021 | C3 | OP | FD | FD | FD | 0.03 | 0.2 | 0.45 | PB | DP | NP | NV | DA | YR | 1984 | 1984 | 1984 | MS |  |  | MS |  |  | MS |  |  | NC |  |  | Da | 10 | 1984 | 1 | 2034 | 3050 | 266 | 0 | 0 | 0 |  | SUB | [7 empty] | OF |  |  | 88 | 87 | 877778 | D | N | OP | LN |  |  | BW | BW | NC |  |  | Y |  | Y | Y |  | Y
2007 | 9686 | 10202 | 5PWR | OP | [27 empty] | N | [35 empty] | Y |  |  |  | Y | bar: NA OV
2007 | 15473 | 2475 | 2 | SC | [63 empty] | N | bar: NA OV
2007 | 44466 | 52130 | 14BLR | RE | [30 empty] | 2 | 2006 | [31 empty] | N | bar: NA OV
2007 | 772 | 10865 | CFB8 | OP | ST | ST | ST | 0.025 | 0.7 | 0.12 | PB | DP | NP | PS | MO | MO | 1997 | 1997 | 1997 | MS |  |  | MS |  |  | MS |  |  | NC |  |  | Db | 5 | 1997 |  |  | 1200 | 66.4 | 0 | 0 | 0 |  | BIT | SUB | [6 empty] | FB |  |  | 87.5 | 83.5 | 386183 | D | N | OP | CF | SN |  | NA | KL | NC |  |  | N
2007 | 772 | 10866 | 1 | OP | [27 empty] | N | [24 empty] | OP: OP; NA OV: LN; NA NA: BW |  |  | N
2007 | 772 | 10866 | 11 | OP | [27 empty] | N | [24 empty] | OP: OP; NA OV: LN; NA LN: FR; NA NA: CN |  |  | N
2007 | 803 | 113 | 1 | OP | ST | ST | FD | 229 | 1 | 0.45 | PH | DP | NP | TH | TH | YR | 1973 | 1996 | 1997 | MS |  |  | MS |  |  | MS |  |  | NC |  |  | N | 6 | 1962 |  |  | 865 | 53.1 | 0 | 0 | 0 |  | BIT | [7 empty] | TF |  |  | 88.2 | 88.7 | 255611 | D | N | OP | LN | OV |  | ABB | CE | NC |  |  | Y |  |  |  |  | Y |  | Y
2007 | 4161 | 1559 | 4 | OP | [27 empty] | N | [35 empty] | N | bar: NA OV
2007 | 4222 | 54556 | BLR2 | RE | [27 empty] | N |  |  | 10 | 2007 | [20 empty] | OP: OP; NA OV: LN; NA NA: AC |  |  | N
2007 | 13781 | 6090 | 2 | OP | ST | ST | FD | 0.09 | 1.2 | 0.45 | PB | DP | NP | PS | ND | YR | 1977 | 1977 | 1995 | MS |  |  | MS |  |  | MS |  |  | NC |  |  | N | 4 | 1977 |  |  | 4985 | 407 | 0 | 0 | 0 |  | SUB | [7 empty] | TF |  |  | 87 | 86 | 1325000 | D | N | OP | LN |  |  | CE | CE | NC |  |  | N
2007 | 21463 | 1595 | 3 | OP | ST | ST | ST | 0.12 | 0.0022 | 0.28 | PB | DH | NP | PS | OT | DA | 1972 | 1995 | 1995 | MS |  |  | MS |  |  | MS |  |  | NC |  |  | N | 9 | 1954 |  |  | 300 | 0 | 85.7 | 360 | 0 |  | NG | RFO | [6 empty] | FF |  |  | 85 | 82 | 2472987 |  | N | OP | LN |  |  | JZ | BW | NC |  |  | N
2007 | 44466 | 52130 | 32BLR | OP | [52 empty] | OP: OP; NA OV: FR; NA LN: LN; NA SR: OV; NA NA: AC |  |  | N
2007 | 49756 | 856 | 3 | OP | ST | ST | ST | 0.1 | 6.6 | 0.25 | PB | DP | NP | PS | DA | OT | 1972 | 1978 | 2003 | MS |  |  | MS |  |  | MS |  |  | NC |  |  | N | 6 | 1972 |  |  | 2625 | 153.5 | 0 | 0 | 0 |  | BIT | [7 empty] | FF |  |  | 88.4 | 89.6 | 827894 | D | N | OP | LN | SR |  | FW | FW | NC |  |  | N
2007 | 49768 | 55168 | HRSG1A | OP | FD | FD | FD | 0.03 | 0.2 | 0.2 | PB | DP | NP | NV | NV | NV | 2002 | 2002 | 2002 | MS |  |  | MS |  |  | MS | [5 empty] | Da | 5 | 2002 | 5 | 2032 | 1285.8 | 0 | 0 | 2074.8 | 0 | 1195.4 | NG | [7 empty] | DB |  |  | 92.1 | 91 | 1056310 | N: N; NA OV: NA; NA FW: AI |  |  | N
2007 | 49768 | 55168 | HRSG1B | OP | FD | FD | FD | 0.03 | 0.2 | 0.2 | PB | DP | NP | NV | NV | NV | 2002 | 2002 | 2002 | MS |  |  | MS |  |  | MS |  |  | NC |  |  | Da | 5 | 2002 | 5 | 2032 | 1285.8 | 0 | 0 | 2074.8 | 0 | 1195.4 | NG | [7 empty] | DB |  |  | 92.1 | 91 | 1056310 | N: N; NA OV: NA; NA FW: AI; NA NC: NC |  |  | N
2007 | 9628 | 10377 | 2C | OP | ST | ST | ST | 0.03 | 1.52 | 0.6 | PB | DP | NP | NS | NS | MO | 1987 | 1987 | 1987 | MS |  |  | MS |  |  | MS |  |  | NC |  |  | Db | 12 | 1987 | 12 | 2027 | 158 | 8.1 | 0 | 0 | 0 |  | BIT | [7 empty] | SS |  |  | 85.1 | 86.9 | 38054 | D | Y | OP | OV |  |  | NA | FW | NC |  |  | Y |  | Y
2007 | 55936 | 1391 | 3A | OP | ST | ST | St | 65.2 | 805.9 | 328.4 | PH | DH | NH | NV | NV | NV | 1953 | 1953 | 1953 | MS |  |  | MS |  |  | MS |  |  | SS |  |  | N | 12 | 1953 |  |  | 552 |  |  | 783.3 |  |  | NG | [7 empty] | TF |  |  | 82.5 | 82.9 | 148400 |  | N | OP | FR | LN |  | CN | CE | NC |  |  | N
2007 | 14063 | 2952 | 4 | OP | FD | FD | FD | 0.1 | 1.2 | 0.45 | PB | DP | NP | NV | TH | YR | 1978 | 1978 | 1997 | MS |  |  | MS |  |  | MS |  |  | SS |  |  | D | 1 | 1977 |  |  | 3824 | 296 | 0 | 0 | 0 |  | SUB | [7 empty] | TF |  |  | 86.5 | 86.5 | 1181294 | D | N | OP | OV |  |  | NA | CE | SS |  |  | N
2007 | 6452 | 621 | PTP1 | OP | ST | LO | ST | 0.1 | 1.1 | 0.53 | PB | DP | NP | NV | NV | MO | 1982 | 1982 | 1995 | MS |  |  | MS |  |  | MS |  |  | NC |  | SS | N | 4 | 1967 |  |  | 2640 | 0 | 590 | 3786 | 0 |  | RFO | NG | [6 empty] | FF |  |  | 89 | 89 | 650000 |  | Y | OP | LN |  |  | JZ | FW | NC |  |  | N
2007 | 9788 | 10039 | 9 | OP | [63 empty] | N | bar: NA OV
2007 | 21734 | 50951 | 1 | OP | [52 empty] | OP: OP; NA OV: CF; NA NA: NA |  |  | Y |  | Y |  |  |  | Y
2007 | 21773 | 50931 | BLR1 | OP | [27 empty] | N | [24 empty] | OP: OP; NA OV: CF; NA LN: OV; NA NA: NA |  |  | N
2007 | 22001 | 3152 | 2A | OP | ST | ST | ST | 0.1 | 4.8 | 1.1 | PB | DP | NP | NV | DA | MO | 1973 | 1979 | 1995 | MS |  |  | MS |  |  | MS |  |  | NC |  |  | N | 9 | 1949 |  |  | 400 | 24 | 0 | 0 | 0 |  | BIT | SC | WC | [5 empty] | AF |  |  | 83.4 | 85.9 | 116524 | D | N | OP | LN |  |  | FW | FW | IF |  |  | Y |  | Y
2007 | 27769 | 51030 | HRSG1 | OP | [27 empty] | N | [24 empty] | OP: OP; NA OV: SR; NA NA: NA |  |  | N
2007 | 7140 | 733 | 4 | OP | ST | ST | NA | 0.309 | 3 |  | PB | SU |  | NS | NV |  | 1972 | 1972 |  | MS |  |  | MS | [5 empty] | NC |  |  | N | 6 | 1972 |  |  | 875 |  | 184 | 1169 | 0 |  | RFO | NG | [6 empty] | TF |  |  | 85 | 80.4 | 16766 | D: D; N: N; NA OV: NA; NA FW: CE; NA NC: NC |  |  | N
2007 | 16793 | 54634 | 1 | OP | [52 empty] | OP: OP; NA OV: CF; NA NA: NA |  |  | N
2007 | 3106 | 10855 | STKR2 | OP | [27 empty] | N | [24 empty] | OP: OP; NA OV: FR; NA LN: OV; NA NA: NA |  |  | Y |  | Y
2007 | 3106 | 10855 | STKR3 | OP | [27 empty] | N | [24 empty] | OP: OP; NA OV: FR; NA LN: OV; NA NA: NA |  |  | Y |  | Y
2007 | 3335 | 55537 | 10 | RE | [27 empty] | N |  |  | 10 | 2005 | [31 empty] | N | bar: NA OV
2007 | 42 | 10675 | B | OP | ST | ST | ST | 0.0144 | 0.32 | 0.15 | PB | DP | NP | SM | DA | DA | 1990 | 1990 | 1990 | MS |  |  | MS |  |  | MS |  |  | NC |  |  | Da | 3 | 1990 | 3 | 2040 | 703 | 38.6 | 0 | 0 | 0 |  | BIT | [7 empty] | FB |  |  | 87.8 | 85 | 207500 | D | Y | OP | CF |  |  | NA | CE | NC |  |  | Y |  | Y
2007 | 52 | 10002 | CFB | OP | ST | LO | LO | 14.6 | 83 | 104 | PH | DH | NH | OH | OH | OH | 1990 | 1990 | 1990 | MS |  |  | MS |  |  | MS |  |  | NC |  |  | Db | 9 | 1990 | 12 | 2030 | 940 | 44.5 | 0 | 0 | 0 |  | BIT | PC | [6 empty] | FB |  |  | 88.2 | 87.5 | 280000 | D | Y | OP | CF | OT |  | NA | PR | NC |  |  | Y |  | Y |  |  |  | Y
2007 | 13228 | 1450 | 8 | SB | [63 empty] | N | bar: NA OV
2007 | 1922 | 55044 | PB5 | OP | [27 empty] | N | [24 empty] | OP: OP; NA OV: FR; NA LN: LN; NA NA: CN |  |  | N
2007 | 2172 | 3628 | 3 | OP | FD | ST | FD | 0.1 | 440 | 0.2 | PB | DM | NP | YR | TH | YR | 1996 | 1996 | 1996 | MS |  |  | MS |  |  | MS |  |  | NC |  |  | D | 8 | 1975 | 12 | 2030 | 1350 | 0 | 318.7 | 1940 | 0 |  | NG | DFO | [6 empty] | FF |  |  | 85 | 86 | 331358 |  | N | OP | FR |  |  | NA | RS | NC |  |  | N
2007 | 867 | 50216 | 94 | OP | ST | ST | ST | 0 | 2 | 8 | PH | DM | NM | FT | FT | FT | 1988 | 1988 | 1988 | MS |  |  | MS |  |  | MS |  |  | NC |  |  | N | 12 | 1987 | 6 | 2027 | 590 |  | 0 | 250 | 0 |  | NG | OG | WO | [5 empty] | DB |  |  | 90 | 50 | 555000 | N: N; OP: OP; NA OV: SR; NA NA: NA; NA FW: BW |  |  | N
2007 | 16534 | 7551 | HRSGA | [53 empty] | OP: OP; NA OV: LN; NA LN: SR; NA NA: JZ |  |  | N
2007 | 15470 | 6113 | 4 | OP | ST | ST | NA | 0.12 | 3.57 |  | PB | DP |  | NV | MO |  | 1979 | 1991 |  | MS |  |  | MS | [5 empty] | IF |  |  | Da | 3 | 1979 |  |  | 4588 | 254 | 0 | 0 | 0 |  | BIT | [7 empty] | OF |  |  | 88 | 89 | 1177188 | D | N | OP | LN | OV | SR | FW | FW | NC |  |  | Y |  |  |  | Y | Y |  | Y | Y
2007 | 16001 | 52024 | 5 | OP | [27 empty] | N | [35 empty] | N | bar: LN
2007 | 16002 | 10769 | CFB | OP | [27 empty] | N | [24 empty] | OP: OP; LN: CF; OV: SN; FW: NA |  |  | N
2007 | 22199 | 50392 | 4 | OP | [63 empty] | N | bar: LN
2007 | 18642 | 47 | 4 | OP | ST | ST | FD | 0.12 | 2.2 | 0.45 | PB | DP | NP | PS | DA | YR | 1978 | 1991 | 1996 | MS |  |  | MS |  |  | MS |  |  | SS |  |  | N | 11 | 1955 |  |  | 1280 | 76.1 | 0 | 0 | 0 |  | BIT | [7 empty] | FF |  |  | 88.5 | 88.4 | 309870 | D | N | OP | LN |  |  | FW | BW | NC |  |  | N
2007 | 22337 | 52069 | HP2 | OP | [27 empty] | N | [35 empty] | N | bar: LN
2007 | 4580 | 10606 | 8R | OP | [27 empty] | N | [24 empty] | OP: OP; LN: LA; FW: NA |  |  | N
2007 | 50128 | 10611 | 4RB | OP | [27 empty] | N | 6 | 1976 | [8 empty] | BLQ | RFO | [6 empty] | OT |  |  | 72 | 69 | 350007 | N: N; LN: NA; FW: CE |  |  | N
2007 | 2852 | 50991 | 11 | RE | [27 empty] | N | [24 empty] | OP: RE; LN: LN; FW: NC |  |  | N
2007 | 14274 | 55345 | HRSG 1 | PL | LO | LO | LO | 11.5 | 0.75 | 2 | PH | OT | NM | PS | NV | TH | 2008 | 2008 | 2008 | [12 empty] | Db | 1 | 2008 |  |  | 751 | 0 | 0 | 384.2 | 0 |  | NG | [7 empty] | DB | [6 empty] | N | PL | SR |  |  | NA | NT | NC |  |  | N
2007 | 14286 | 55467 | 2 | OP | ST | ST | ST | 18 | 0.006 | 4.5 | PH | DP | NM | OH | OH | OH | 2002 | 2002 | 2002 | MS |  |  | MS |  |  | MS |  |  | NC |  |  | Da | 8 | 2002 | 5 | 2012 | 568 | 0 | 0 | 234 | 0 |  | NG | [7 empty] | DB |  |  |  |  | 739859 |  | N | OP | LN | SR |  | GE | AI | NC |  |  | N
2007 | 3989 | 55283 | HRSG1 | OP | ST | ST | St | 0.03 | 0.2 | 200 | PB | DP | OT | NS | MO | MO | 2002 | 2002 | 2002 | MS |  |  | MS |  |  | MS |  |  | NC |  |  | Da | 4 | 2003 |  | 2030 |  |  |  | 320 |  |  | NG | [7 empty] | DB |  |  | 85 | 85 | 664512 | N: N; LN: OT; FW: VO; NC: NC |  |  | N
2007 | 11216 | 10623 | 1 | [53 empty] | OP: OP; LN: FR; OV: LN; FW: JZ |  |  | N
2007 | 16183 | 2642 | 3 | OP | ST | ST | ST | 0.2 | 3.4 | 0.42 | PB | DP | NP | NV | YR | DA | 1971 | 1988 | 1995 | MS |  |  | SS |  |  | OT |  |  | SS | UP |  | N | 9 | 1953 |  |  | 430 | 23 | 44.3 | 0 | 0 |  | BIT | DFO | [6 empty] | TF |  |  | 88 | 89 | 108000 | D | N | OP | OV | LN | SN | CE | CE | NC |  |  | N
2007 | 11459 | 54268 | E301 | [53 empty] | OP: OP; OV: LN; LN: SR; CE: CN |  |  | N
2007 | 5511 | 2480 | 3 | OP | ST | ST | ST | 0.03 | 1.1 | 0.42 | PB | SB | NP | NV | DA | DA | 1987 | 1987 | 1995 | MS |  |  | MS |  |  | MS |  |  | NC |  |  | N | 9 | 1987 |  |  | 950 | 49.6 |  | 1300 | 0 |  | BIT | NG | [6 empty] | TF |  |  | 89.7 | 89.7 | 221000 | D | N | OP | AA |  |  | NA | CE | NC |  |  | N
2007 | 12490 | 562 | 4 | OP | ST | ST | ST | 0.14 | 0.3 | 0.25 | PB | SU | NP | NV | NV | DA | 1975 | 1973 | 1995 | MS |  |  | MS |  |  | MS |  |  | SS |  |  | N | 5 | 1973 |  |  | 2806 |  | 712 | 0 | 0 |  | RFO | [7 empty] | TF |  |  | 86 | 88 | 758333 |  | N | OP | LA |  |  | NA | CE | SS |  |  | N
2007 | 15474 | 2963 | 3314 | OP | FD | FD | FD | 20 | 1.2 | 0.7 | PB | DP | NP | OH | TH | TH | 1980 | 1980 | 1980 | MS |  |  | MS |  |  | MS |  |  | NC |  |  | D | 9 | 1980 |  |  | 3250 | 275 | 0 | 4530 | 0 |  | SUB | NG | [6 empty] | TF |  |  | 86 | 87 | 980000 | D | N | OP | OV |  |  | NA | CE |  |  |  | N
2007 | 15597 | 56079 | South | OP | [63 empty] | N | bar: OV
2007 | 54755 | 55216 | HRSG 3 | OP | [52 empty] | OP: OP; OV: LN; CE: CN |  |  | N
2007 | 49934 | 56089 | HRSG1 | CN | FD | FD | FD | [24 empty] | Da | [18 empty] | DB | [16 empty] | N | bar: OP
2007 | 5580 | 1385 | 4 | OP | ST | ST | FD | 0.32 | 1.8 | 0.5 | PB | DP | NP | NV | NV | YR | 1980 | 1977 | 1995 | MS |  |  | MS |  |  | MS |  |  | SS |  |  | N | 8 | 1960 |  |  | 674 | 39 | 0 | 0 | 0 |  | BIT | [7 empty] | FF |  |  | 89.2 | 90 | 140000 | D | N | OP | LN |  |  | BW | BW | NC |  |  | N
2007 | 5580 | 6041 | 4 | PL | FD | FD | NA | 0.15 | 1.4 |  | PB | OT |  | TH | MO |  | 2009 | 2009 |  | MS |  |  | MS | [5 empty] | CF |  |  | Db | 4 | 2009 |  |  | 1922 | 120 | 0 | 0 | 0 |  | BIT | [7 empty] | FB |  |  | 88 |  | 37315 | D | N | PL | CF | SN |  | NA | CE | NC |  |  | N
2007 | 56 | 50805 | 1PB | SB | [63 empty] | N | bar: OV
2007 | 56 | 50805 | 2PB | OP | [52 empty] | OP: OP; OV: OV; CE: NA |  |  | N
2007 | 142 | 10676 | 5 | OP | ST | ST | ST | 0.152 | 0.77 | 0.77 | PB | DP | NP | PS | DA | MO | 1986 | 1986 | 1994 | MS |  |  | MS |  |  | MS |  |  | NC |  |  | N | 7 | 1987 |  |  | 210 | 11 | 0 | 0 | 0 |  | BIT | PC | [6 empty] | FF |  |  | 84 |  | 86233 | D | N | OP | LN | LA |  | AC | CE | NC |  |  | Y |  |  |  | Y | Y |  | Y
2007 | 4254 | 1695 | 3 | OP | FD | FD | FD | 0.03 | 0.05 | 0.1 | PB | SB | NP | PS | PS | DA | 2000 | 2000 | 2000 | MS |  |  | MS |  |  | MS |  |  | SS | RP |  | Da | 5 | 2000 |  |  | 600 | 0 | 0 | 770 | 0 |  | NG | [7 empty] | TF |  |  | 89.3 | 89.6 | 370000 | D | N | OP | LN |  |  | CN | CE | NC |  |  | N
2007 | 7140 | 708 | 3 | OP | ST | ST | ST | 0.24 | 3 | 0.42 | PB | SU | NP | YR | YR | MO | 1969 | 1969 | 2003 | MS |  |  | MS |  |  | MS |  |  | SS |  |  | N | 6 | 1955 |  |  | 725 | 41 | 0 | 0 | 0 |  | BIT | [7 empty] | FF |  |  | 89 | 89 | 187159 | D | N | OP | LN |  |  | BC | BW | IF |  |  | N
2007 | 7140 | 708 | 4 | OP | ST | ST | ST | 0.24 | 3 | 0.42 | PB | SU | NP | YR | YR | MO | 1969 | 1969 | 2003 | MS |  |  | MS |  |  | MS |  |  | SS |  |  | N | 6 | 1970 |  |  | 3626 | 195 | 0 | 0 | 0 |  | BIT | [7 empty] | OF |  |  | 89 | 90 | 1006011 | D | N | OP | AA | LN | SR | FW | FW | IF |  |  | N
2007 | 7140 | 709 | 3 | OP | ST | ST | ST | 0.24 | 3 | 0.5 | PB | SU | NP | NV | NV | MO | 1972 | 1972 | 2003 | MS |  |  | MS |  |  | MS |  |  | SS |  |  | N | 7 | 1968 |  |  | 3382 | 185.7 | 0 | 0 | 0 |  | SC | [7 empty] | OF |  |  | 89.1 | 90 | 893555 | D | N | OP | LN |  |  | BC | BW | SS |  |  | N
2007 | 9267 | 1043 | 1SG1 | OP | ST | ST | FD | 0.35 | 6 | 0.46 | PB | DP | NP | NV | MO | YR | 1976 | 1976 | 1995 | MS |  |  | MS |  |  | LN | OV |  | OT | SS |  | N | 5 | 1970 |  |  | 830 | 57 | 0 | 0 | 0 |  | BIT | [7 empty] | FF |  |  | 89 | 90 | 235000 | D | N | OP | LN |  |  | FW | RS | OT | SS |  | Y |  |  |  | Y
2007 | 9267 | 1043 | 2SG1 | OP | ST | ST | FD | 0.35 | 6 | 0.46 | PB | DP | NP | NV | MO | YR | 1976 | 1976 | 1995 | MS |  |  | MS |  |  | MS |  |  | OT | SS |  | N | 5 | 1970 |  |  | 830 | 57 | 0 | 0 | 0 |  | BIT | [7 empty] | FF |  |  | 89 | 90.9 | 235000 | D | N | OP | LN |  |  | FW | RS | OT | SS |  | Y |  |  |  | Y
2007 | 9267 | 6213 | 1SG1 | OP | ST | ST | FD | 0.1 | 1.2 | 0.46 | PB | DP | NP | NV | TH | YR | 1983 | 1983 | 2000 | MS |  |  | MS |  |  | MS |  |  | NC |  |  | D | 9 | 1983 |  |  | 3900 | 257 | 0 | 0 | 0 |  | BIT | [7 empty] | OF |  |  | 89 | 90 | 1206779 | D | N | OP | LN | SR |  | RS | RS | NC |  |  | Y |  |  |  | Y | Y
2007 | 19365 | 50483 | B3 | OP | [27 empty] | N | [35 empty] | Y | [6 empty] | Y | bar: AA
2007 | 19365 | 50483 | B8 | OP | [63 empty] | N | bar: AA
2007 | 55936 | 1392 | 12 | SB | ST | ST |  | 65.8 | 675.2 | 451.6 | PH | DH | NH | NV | NV | NV | 1953 | 1953 | 1953 | MS |  |  | MS |  |  | MS |  |  | ND |  |  | N | 5 | 1953 |  |  | 600 |  |  | 783 |  |  | NG | [7 empty] | FF |  |  | 81.8 | 83.1 | 154000 |  | N | SB | LN |  |  | RJ | CE | NC |  |  | N
2007 | 17539 | 55927 | HRSG2 | OP | ST | ST | St | 0.44 | 3.5 | 20.7 | PB | DP | NH | DA | TH | DA | 2004 | 2004 | 2004 | [9 empty] | NC |  |  | Db | 5 | 2004 |  |  | 764.2 |  |  | 365.5 |  | 882.8 | NG | [7 empty] | DB |  |  | 75 | 70 | 222222 |  | N | OP | SR |  |  | NA | NT | NC |  |  | N
2007 | 1307 | 56610 | U1HRSG | PL | [28 empty] | 6 | 2012 | [8 empty] | NG | [7 empty] | DB | [5 empty] | OP: PL; AA: SR; FW: NA; FW: NT |  |  | N
2007 | 18835 | 55440 | HRSG3 | OP | FD | FD | FD | 0.0166 | 0.006 | 0.013 | PB | DP | NP | NV | NV | TH | 2003 | 2003 | 2003 | MS |  |  | MS |  |  | MS |  |  | NC |  |  | Db | 5 | 2003 |  |  | 845 |  |  | 540 |  | 938 | NG | [7 empty] | DB |  |  | 87.5 | 88.3 | 762600 |  | N | OP | SR |  |  | NA | DL | NC |  |  | N
2007 | 177 | 10673 | BLRB | OP | ST | ST | ST | 0.03 | 1.2 | 0.5 | PB | DP | NP | TH | TH | TH | 1992 | 1992 | 1992 | MS |  |  | MS |  |  | MS |  |  | NC | CF |  | Db | 9 | 1992 |  |  | 664 | 43.1 | 0 | 0 | 0 |  | SUB | WO | TDF | [5 empty] | FB |  |  | 87.6 | 87.6 | 187296 | D | Y | OP | CF | SN |  | NA | FW | NC |  |  | Y |  | Y
2007 | 195 | 3 | 1 | OP | ST | ST | FD | 0.12 | 1.8 | 0.4 | PB | DP | NP | PS | DA | OT | 1975 | 1975 | 2000 | MS |  |  | MS |  |  | MS |  |  | SS |  |  | N | 2 | 1954 | 1 | 2019 | 900 | 53 | 0 | 0 | 0 |  | BIT | [7 empty] | TF |  |  | 88 | 89 | 213000 | D | N | OP | LN | SN |  | AL | CE | SS |  |  | N
2007 | 3989 | 8219 | 1 | OP | ST | FD | FD | 0.1 | 1.2 | 0.5 | PB | DP | NP | NV | TH | YR | 1980 | 1980 | 1996 | MS |  |  | MS |  |  | MS |  |  | OT | SS |  | D | 4 | 1980 |  |  | 1450 | 118.8 | 0 | 0 | 0 |  | SUB | [7 empty] | OF |  |  | 85.2 | 85.8 | 398756 | D | N | OP | LN |  |  | EA | BW | IF | SS |  | N
2007 | 3131 | 55404 | HRSG2 | OP | FD | FD | FD | 0.03 | 0.2 | 1.6 | PB | DP | OT | NS | MO | MO | 2003 | 2003 | 2003 | MS |  |  | MS |  |  | MS |  |  | NC |  |  | Da | 6 | 2003 |  |  | 1041 | 0 | 0 | 561.4 | 0 |  | NG | [7 empty] | DB |  |  |  |  | 778951 |  | N | OP | LN |  |  | CN | AL | NC |  |  | N
2007 | 3203 | 1131 | 7 | OP | [63 empty] | N | bar: AA
2007 | 7140 | 715 | 1 | OP | ST | ST | NA | 0.24 | 3 |  | PB | SU |  | NS | NV |  | 1972 | 1972 |  | MS |  |  | MS | [5 empty] | NC |  |  | N | 11 | 1952 |  |  | 425 | 0 | 80.4 | 0 | 0 |  | RFO | DFO | [6 empty] | FF |  |  | 87.6 | 88.7 | 255000 |  | N | OP | NA |  |  | NA | BW | NC |  |  | N
2007 | 9255 | 50459 | 1 | RE | [52 empty] | OP: OP; AA: OT; FW: NA |  |  | N
2007 | 13922 | 548 | 2 | OP | ST | ST | ST | 40 | 0.3 | 0.25 | OP | SU | NP | SM | NV | DA | 1963 | 1963 | 1963 | MS |  |  | MS |  |  | MS |  |  | NC |  |  | N | 6 | 1963 |  |  | 1200 | 0 | 240 | 0 | 0 |  | RFO | [7 empty] | TF |  |  | 87 | 87 | 488000 |  | N | OP | LA | SN | LN | IH | CE |  |  |  | N
2007 | 4427 | 50664 | B101 | OP | [27 empty] | N | [24 empty] | OP: OP; AA: FR; FW: NA |  |  | Y | Y | Y | Y |  |  | Y
2007 | 6526 | 2866 | 6 | OP | ST | ST | ST | 0.1 | 2.91 | 0.5 | PB | DP | NP | PS | MO | YR | 1984 | 1979 | 1996 | MS |  |  | MS |  |  | MS |  |  | SS | US |  | N | 4 | 1969 |  |  | 4628 | 250 | 0 | 0 | 0 |  | BIT | SUB | [6 empty] | OF |  |  | 89 | 89.9 | 1092254 | D | N | OP | LN | OV | SN | BW | BW | NC |  |  | N
2007 | 14354 | 3648 | 1 | OP | ST | ST | ST | 20 | 0.45 | 336 | OP | SU | NM | SM | NV | DT | 1980 | 1971 | 1993 | MS |  |  | MS |  |  | MS |  |  | SS |  |  | N | 9 | 1951 |  |  | 620 | 0 | 116 | 826 | 0 |  | NG | [7 empty] | FF |  |  | 83.2 | 76 | 146000 | N: N; FR LN: NA; NA BW: RS; NA NC: NC |  |  | N
2007 | 14354 | 4158 | BW42 | OP | ST | ST | ST | 0.27 | 1.2 | 0.5 | PB | DP | NP | WO | WO | YR | 1976 | 1975 | 1988 | MS |  |  | MS |  |  | MS | [5 empty] | N | 1 | 1961 |  |  | 750 | 77.5 | 0 | 0 | 0 |  | SUB | [7 empty] | FF |  |  | 83.4 | 84 | 339700 | D: D; N: N; FR LN: NA; NA BW: BW; NA NC: NC |  |  | Y |  |  |  | Y
2007 | 14354 | 4162 | 1 | OP | ST | ST | FD | 0.25 | 1.2 | 0.4 | PB | DP | NP | PS | WO | YR | 1974 | 1975 | 1988 | MS |  |  | MS |  |  | MS | [5 empty] | N | 5 | 1963 |  |  | 1200 | 85.5 | 0 | 0 | 0 |  | SUB | [7 empty] | TF |  |  | 86.5 | 87.6 | 383000 | D: D; N: N; FR LN: NA; NA BW: CE; NA NC: NC |  |  | Y |  |  |  | Y
2007 | 14354 | 6165 | 1 | OP | ST | ST | ST | 0.05 | 1.2 | 0.45 | PB | DP | NP | PS | TH | YR | 1978 | 1978 | 1988 | MS |  |  | MS |  |  | MS |  |  | NC |  |  | D | 6 | 1978 |  |  | 3318 | 170.5 | 0 | 0 | 0 |  | BIT | [7 empty] | TF | CF |  | 89.4 | 90.3 | 945000 | D | N | OP | LN |  |  | CE | CE | NC |  |  | Y |  |  |  | Y | Y
2007 | 19588 | 50431 | 8 | [53 empty] | OP OP: OP; FR LN: FR; FR OV: LN; NA BW: TC |  |  | N
2007 | 3702 | 2059 | 8 | [64 empty] | N | bar: FR LN
2007 | 17164 | 56406 | BLR1 | [53 empty] | OP OP: OP; FR LN: SN; NA BW: NA |  |  | N
2007 | 54703 | 56349 | HRSG2 | OP | ST | ST | St | 10.4 | 1.5 | 18.5 | PH | DH | NH | OH | OH | TH | 2007 | 2007 | 2007 | [9 empty] | OT |  |  | Db | 4 | 2007 |  |  | 500 |  |  | 161.7 |  | 585 | NG | [7 empty] | DB |  |  |  | 83 | 424793 | OP OP: OP; FR LN: LN; FR OV: SR; NA BW: GE; NA BW: DL |  |  | N
2007 | 56067 | 56847 | Boil | [64 empty] | N | bar: OP OP to FR LN
2007 | 6041 | 55664 | HCCP 2 | OP |  | ST | St |  | 15.26 | 38.31 |  | DH | NH |  | OH | OH |  | 2003 | 2003 |  |  |  | MS |  |  | MS |  |  | NC |  |  | Db | 6 | 2003 |  |  | 578.2 |  |  |  |  | 209.8 | NG | [7 empty] | DB | [6 empty] | N | OP | SR |  |  | NA | AL | NC |  |  | N
2007 | 13407 | 7082 | HRSG6 |  | FD | FD | FD | 11.5 | 1 | 19.6 | PH | DH | NH | PS | NS | OH | 2011 | 2011 | 2011
2007 | 12363 | 55481 | 6 | OP | LO | LO | LO | 30.4 | 2.1 | 22.2 | PH | DH | NH | OH | OH | OH | 2003 | 2003 | 2003 | MS |  |  | MS |  |  | MS | [5 empty] | Da | 12 | 2003 | 6 | 2033 | 877 |  | 0 | 1568 | 0 |  | NG | [7 empty] | FF | DB |  | 46.3 | 40.5 | 694.9 |  | N | OP | SR | LN |  | GE | NT |  |  |  | N
2007 | 16899 | 50837 | UNIT1 | OP | [27 empty] | N | [24 empty] | OP OP: OP; FR LN: SN; NA BW: NA |  |  | N
2007 | 19876 | 10774 | 1 | OP | [27 empty] | N | [24 empty] | OP OP: OP; FR LN: OV; NA BW: NA |  |  | Y |  | Y | Y
2007 | 49801 | 50933 | BLR4 | OP | [27 empty] | N | [21 empty] | 77 | 55 | 36307 | [11 empty] | N | bar: N; FR LN
2007 | 49801 | 50933 | BLR8 | OP | [27 empty] | N | [21 empty] | 84 | 83 | 45686 | N: N; OP OP: OP; FR LN: FR; FR OV: LN; NA BW: JZ |  |  | N
2007 | 3242 | 2169 | 2 | OP | [63 empty] | Y |  |  |  | Y | bar: FR LN
2007 | 3252 | 7384 | 1 | SB | [27 empty] | N | [35 empty] | N | bar: FR LN
2007 | 6035 | 3159 | 2 | OP | ST | ST | ST | 0.1 | 1 | 0.21 | PB | SU | NP | NV | NV | DA | 1972 | 1978 | 1995 | MS |  |  | MS |  |  | MS |  |  | SS |  |  | N | 9 | 1955 |  |  | 1600 | 68 | 341 | 2000 | 0 |  | RFO | NG | [6 empty] | TF |  |  | 90.7 | 91.2 | 410000 | D | N | OP | OV | OT |  | NA | CE | ND |  |  | N
2007 | 3542 | 2830 | 6 | OP | ST | FD | NA | 0.1 | 7.19 |  | PB | DP |  | NV | MO |  | 1979 | 1979 |  | MS |  |  | MS | [5 empty] | SS |  |  | N | 7 | 1969 |  |  | 2850 | 173 | 0 | 0 | 0 |  | BIT | [7 empty] | TF |  |  | 89 | 90 | 669200 | D | N | OP | LN | OV |  | AL | CE | NC |  |  | Y |  |  |  | Y
2007 | 2171 | 55357 | HRSG1 | OP | ST | ST | ST | 38.6 | 7.2 | 32.4 | PH | DH | NH | NV | NV | NV | 2003 | 2003 | 2003 | MS |  |  | MS |  |  | MS |  |  | NC |  |  | Db | 5 | 2003 | 5 | 2023 | 1400 | 0 | 0 | 160 | 0 | 1900 | NG | [7 empty] | DB |  |  | 38.8 | 38.8 | 858600 | W | N | OP | SR |  |  | NA | NM | NC |  |  | N
2007 | 55936 | 1394 | 2 | OP | ST | ST | St | 133.9 | 1236.4 | 504 | PH | DH | NH | NV | NV | NV | 1964 | 1964 | 1964 | MS |  |  | MS |  |  | MS |  |  | NC |  |  | N | 1 | 1964 |  |  | 1550 |  |  | 2064 |  |  | NG | [7 empty] | TF |  |  | 84.2 | 84.6 | 400100 | N: N; FR LN: NA; NA BW: NA; NA BW: CE; NA NC: NC |  |  | N
2007 | 2442 | 3561 | 6 | OS | NA | NA | NA | [24 empty] | N | 6 | 1969 |  |  | 480 | 0 | 103 | 585 | 0 |  | NG | DFO | [6 empty] | FF |  |  | 87 | 82 | 77800 | N: N; FR LN: NA; NA BW: CE |  |  | N
2007 | 5517 | 891 | 4 | OP | ST | ST | NA | 0.1 | 1 |  | PB | DP |  | OH | OH |  | 1972 | 1972 |  | MS |  |  | MS | [5 empty] | US |  |  | N | 11 | 1948 |  |  | 285 | 17.4 | 56 | 0 | 0 |  | RFO | DFO | [6 empty] | TF |  |  | 85 | 85 | 66300 | D: D; N: N; FR LN: NA; NA BW: CE; NA NC: NC |  |  | N
2007 | 14995 | 54620 | B1 | OP | [27 empty] | N | [24 empty] | OP OP: OP; FR LN: SN; FR OV: LN; NA BW: CN |  |  | N
2007 | 22484 | 356 | 7 | OP | LO | LO | LO | 0.1 | 80 | 125 | PC | OT | NM | FT | NV | FT | 1976 | 1977 | 1974 | MS |  |  | MS |  |  | MS |  |  | SS |  |  | N | 2 | 1967 |  |  | 3316 | 0 | 700 | 4020 | 0 |  | NG | [7 empty] | OF |  |  | 85 | 85 | 3484000 |  | N | OP | SR | FR |  | NA | BW |  |  |  | N
2007 | 7140 | 708 | 1 | OP | ST | ST | St | 0.24 | 3 | 0.42 | PB | SU | NP | YR | YR | MO | 1971 | 1971 | 2003 | MS |  |  | MS |  |  | MS |  |  | SS |  |  | N | 6 | 1954 |  |  | 725 | 41 | 0 | 0 | 0 |  | BIT | [7 empty] | FF |  |  | 89 | 89 | 187159 | D | N | OP | LN |  |  | BC | BW | IF |  |  | N
2007 | 14077 | 7546 | HRSG1 | [53 empty] | OP OP: OP; FR LN: FR; NA BW: OT |  |  | N
2007 | 11217 | 10471 | SMB001 | OP | [27 empty] | N | [24 empty] | OP OP: OP; FR LN: FR; FR OV: LN; NA BW: CN |  |  | N
2007 | 11241 | 1403 | 3 | OP | ST | ST | ST | 20 | 2000 | 0.05 | OP | DM | NO | SM | NV | YR | 1969 | 1969 | 1969 | MS |  |  | MS |  |  | MS |  |  | NC |  |  | N | 11 | 1955 |  |  | 1000 | 0 | 223.4 | 1297 | 0 |  | NG | [7 empty] | FF |  |  | 85.3 |  |  | N: N; FR LN: NA; NA BW: RS; NA NC: NC |  |  | N
2007 | 5517 | 892 | 1 | OP | ST | ST | FD | 0.1 | 4373 | 0.4 | PB | DH | NP | OH | OH | YR | 1974 | 1972 | 2000 | MS |  |  | MS |  |  | MS |  |  | SS |  |  | N | 6 | 1953 |  |  | 525 | 34 | 0 | 675 | 0 |  | SUB | NG | [6 empty] | TF |  |  | 87 | 87 | 140900 | D | N | OP | OV |  |  | NA | CE | SS |  |  | Y |  |  |  | Y
2007 | 5517 | 898 | 1 | OP | NA | ST | ST |  | 1 | 0.3 |  | DP | NP |  | OH | OH |  | 1972 | 1972 |  |  |  | MS |  |  | MS |  |  | NC |  |  | N | 11 | 1949 |  |  | 450 | 0 | 92.3 | 561.5 | 0 |  | NG | RFO | [6 empty] | TF |  |  | 87 | 88 | 106600 | D: D; N: N; FR LN: NA; NA BW: CE; NA NC: NC |  |  | N
2007 | 54907 | 3440 | 4 | RE | NA | NA | NA | [21 empty] | NC |  |  | N | 5 | 1969 | 7 | 2007 | 1594 |  | 367 | 2375 | 0 |  | NG | [7 empty] | OF |  |  | 85 | 85 | 517000 | N: N; FR LN: NA; NA BW: BW |  |  | N
2007 | 49979 | 3441 | 7 | SC | NA | NA | NA | [24 empty] | N | 7 | 1972 |  |  | 2384 |  | 535 | 3246 | 0 |  | NG | [7 empty] | OF |  |  | 86 | 86 | 567200 | N: N; FR LN: NA; NA BW: BW |  |  | N
2007 | 54907 | 3442 | 5 | OP | NA | NA | NA | [24 empty] | N | 5 | 1947 |  |  | 250 |  | 0 | 308 | 0 |  | NG | [7 empty] | FF |  |  | 82 | 83 | 49600 | N: N; FR LN: NA; NA BW: BW |  |  | N
2007 | 16294 | 50396 | BLR1 | OP | [27 empty] | N | [35 empty] | N | bar: FR LN
2007 | 19564 | 50366 | BLR5 | OP | [27 empty] | N | [24 empty] | OP OP: OP; FR LN: LN; NA BW: JZ |  |  | N
2007 | 6526 | 6094 | 2 | OP | ST | ST | ST | 0.1 | 0.6 | 0.5 | PB | DP | NP | PS | MO | MO | 1977 | 1977 | 1996 | MS |  |  | MS |  |  | MS |  |  | SU | US |  | N | 10 | 1977 |  |  | 6415 | 350 | 0 | 0 | 0 |  | BIT | [7 empty] | OF |  |  | 89.1 | 90.2 | 2394000 | D | N | OP | LN | OV | SR | BW | FW | NC |  |  | N
2007 | 14928 | 54236 | BLR2 | OP | [27 empty] | N | [24 empty] | OP OP: OP; LN LN: LN; JZ BW: PB |  |  | N
2007 | 14932 | 10672 | CBA | OP | ST | ST | ST | 0.02 | 0.3 | 0.17 | PB | DP | NP | PS | TH | MO | 1994 | 1994 | 1994 | MS |  |  | MS |  |  | MS |  |  | NC |  |  | Da | 1 | 1994 | 12 | 2035 | 746 | 41.2 | 0 | 0 | 0 |  | BIT | [7 empty] | FB |  |  | 90 | 89 | 195362 | D | Y | OP | CF | SN |  | NA | PR | NC |  |  | N
2007 | 5610 | 50481 | 83-19 | OP | ST | ST | NA | 0.09 | 2.4 |  | PB | DP |  | OT | OH |  | 1974 | 1974 |  | MS |  |  | MS | [5 empty] | NC |  |  | N | 6 | 1947 |  |  | 150 | 9.5 | 0 | 0 | 0 |  | BIT | SLW | [6 empty] | SS |  |  | 84.9 |  | 52888 | D: D; N: Y; LN LN: NA; JZ FW: BW; JZ NC: NC |  |  | N
2007 | 5624 | 10025 | 13 | OP | ST | ST | ST | 0.26 | 3.4 | 0.53 | PB | DP | NP | OH | YR | DA | 1995 | 1988 | 1995 | MS |  |  | MS |  |  | MS |  |  | NC |  |  | N | 6 | 1948 |  |  | 185 | 9.6 | 0 | 0 | 0 |  | BIT | [7 empty] | OT |  |  | 83.9 | 83.9 | 60411 | D: D; N: N; LN LN: NA; JZ FW: BW; JZ NC: NC |  |  | N
2007 | 5624 | 10025 | 44 | OP | FD | FD | ST | 0.1 | 1.2 | 0.42 | PB | DP | NP | NV | NV | DA | 1987 | 1987 | 1995 | MS |  |  | MS |  |  | MS |  |  | NC |  |  | Da | 6 | 1987 |  |  | 550 | 27 | 0 | 0 | 0 |  | BIT | [7 empty] | TF |  |  | 88 | 88 | 121286 | D | N | OP | BF | OV |  | NA | CE | NC |  |  | N
2007 | 9417 | 1058 | 5 | OP | [27 empty] | N | [24 empty] | OP OP: TS; LN LN: LN; JZ BW: BW |  |  | N
2007 | 9417 | 1073 | 4 | OP | LO | LO | FD | 0.16 | 1289.3 | 0.4 | PB | DH | NP | NV | DA | YR | 1975 | 1975 | 2000 | MS |  |  | MS |  |  | MS |  |  | SS |  |  | N | 6 | 1967 |  |  | 950 | 65 | 0 | 1200 | 0 |  | SUB | LFG | NG | [5 empty] | FF |  |  | 87 | 88 | 329736 | D | N | OP | OV | LN |  | RS | RS | NC |  |  | N
2007 | 7140 | 728 | Y1BR | OP | ST | ST | St | 0.24 | 3 | 0.38 | PB | SU | NP | PS | NV | MO | 1974 | 1974 | 2003 | MS |  |  | MS |  |  | MS |  |  | SS | IF |  | N | 9 | 1950 | 12 | 2009 | 975 | 47.5 | 0 | 45 | 0 |  | BIT | NG | [6 empty] | TF |  |  | 88.5 | 89.1 | 350000 | D | N | OP | LN | FU |  | AL | CE | SS | IF |  | N
2007 | 7140 | 728 | Y3BR | OP | ST | ST | St | 0.24 | 3 | 0.38 | PB | SU | NP | PS | NV | MO | 1974 | 1974 | 2003 | MS |  |  | MS |  |  | MS |  |  | SS |  |  | N | 8 | 1952 | 12 | 2009 | 975 | 47.5 | 0 | 45 | 0 |  | BIT | NG | [6 empty] | TF |  |  | 88.5 | 89.1 | 320000 | D | N | OP | FU |  |  | NA | CE | NC |  |  | N
2007 | 7140 | 728 | Y4BR | OP | ST | ST | FD | 0.24 | 3 | 0.33 | PB | SU | NP | PS | NV | YR | 1974 | 1974 | 1996 | MS |  |  | MS |  |  | MS |  |  | SS |  |  | N | 6 | 1957 | 12 | 2013 | 950 | 53.9 | 0 | 70 | 0 |  | BIT | NG | [6 empty] | TF |  |  | 88.3 | 89 | 355000 | D | N | OP | LN | OV | FU | IC | CE | NC |  |  | N
2007 | 17650 | 7710 | 1B | OP | FD | FD | FD | 0.01 | 0.0006 | 0.01 | PB | DP | NP | DT | DT | TH | 2002 | 2002 | 2002 | MS |  |  | MS |  |  | MS |  |  | NC |  |  | Db | 6 | 2002 |  |  | 156 |  |  | 290.1 |  |  | NG | [7 empty] | DB |  |  | 92 | 93 | 932.4 |  | N | OP | SR |  |  | NA | VO | NC |  |  | N
2007 | 9097 | 50656 | UNIT3 | OP | [27 empty] | N | [24 empty] | OP: OP; LN: SN; IC: NA |  |  | Y | Y
2007 | 17650 | 55965 | 7B | OP | FD | FD | FD | 0.01 | 0.01 | 0.013 | PB | SU | NP | DT | OT | MO | 2002 | 2002 | 2002 | MS |  |  | MS |  |  | MS |  |  | NC |  |  | Db | 6 | 2002 |  |  | 156 |  | 0 | 290.1 | 0 |  | NG | [7 empty] | DB |  |  | 93 | 92 | 932.4 |  | N | OP | SR |  |  | NA | VO | NC |  |  | N
2007 | 7168 | 52175 | B1A | OP | [27 empty] | N | [35 empty] | N | bar: LN
2007 | 7209 | 54225 | 3 | OP | [52 empty] | OP: OP; LN: SR; OV: LN; FU: FR; IC: PS |  |  | N
2007 | 7375 | 54321 | 3B104 | OP | [52 empty] | OP: OP; LN: LA; OV: FR; IC: NA |  |  | N
2007 | 7375 | 54321 | 3B107 | OP | [52 empty] | OP: OP; LN: LN; IC: JZ |  |  | N
2007 | 7392 | 10114 | B103 | OP | [27 empty] | N | [35 empty] | N | bar: LN
2007 | 5701 | 3456 | 3 | OP | ST | ST | ST | 15 | 440 | 0.195 | OP | DM | NP | SM | NV | OH | 1973 | 1974 | 2003 | MS |  |  | MS |  |  | MS |  |  | NC |  |  | N | 4 | 1966 |  |  | 700 | 0 | 159 | 953 | 0 |  | NG | DFO | [6 empty] | FF |  |  | 85 | 86 | 266100 |  | N | OP | FR |  |  | NA | BW | NC |  |  | N
2007 | 5748 | 887 | 5 | OP | ST | ST | ST | 0.2 | 36865 | 11506 | PB | DH | OT | OH | OH | YR | 1972 | 1978 | 2000 | MS |  |  | MS |  |  | MS |  |  | SS | IF |  | N | 6 | 1955 |  |  | 1200 | 79.5 | 0 | 0 | 0 |  | SUB | [7 empty] | TF |  |  | 88.2 | 88.7 | 326754 | D | N | OP | LN |  |  | CE | CE | SS | IF |  | N
2007 | 7869 | 55328 | HRSG 2 | OP | ST | ST | ST | 0.03 | 0.2 | 1.6 | PB | DP | OT | SM | NV | MO | 2002 | 2002 | 2002 | MS |  |  | MS |  |  | MS |  |  | NC |  |  | Da | 8 | 2002 |  |  | 670 | 0 | 6 | 331.4 | 0 | 908 | NG | [7 empty] | DB | [6 empty] | N | OP | LN | SR |  | CN | NT | NC |  |  | N
2007 | 12311 | 10224 | BLR 7 | RE | [63 empty] | N | bar: LN
2007 | 19876 | 54844 | 2 | OP | ST | ST | St | 0.01 | 68 | 12 | PB | DH | NM | OH | OH | OH | 1993 | 1993 | 1993 | MS |  |  | MS |  |  | MS |  |  | SS |  |  | Db | 6 | 1994 |  |  | 364.5 |  | 16 |  |  | 592.5 | NG | DFO | [6 empty] | DB |  |  | 81.7 |  | 455812 |  | N | OP | SR |  |  | NA | NT | SS |  |  | N
2007 | 19876 | 50966 | 2 | OP | ST | ST | St | 0.39 | 0.05 | 8.2 | PH |  | NM | OH | OH | OH | 1997 | 1997 | 1997 | MS |  |  | MS |  |  | MS |  |  | NC |  |  | Dc | 3 | 1991 |  |  | 475.9 |  |  | 86 |  | 1163.5 | NG | DFO | [6 empty] | DB |  |  |  |  | 660.7 |  | N | OP | SR |  |  | NA | OT | NC |  |  | N
2007 | 19876 | 54844 | 1 | OP | ST | ST | St | 0.01 | 68 | 12 | PB | DH | NM | OH | OH | OH | 1993 | 1993 | 1993 | MS |  |  | MS |  |  | MS |  |  | SS |  |  | Db | 6 | 1994 |  |  | 364.5 |  | 16 |  |  | 592.5 | NG | DFO | [6 empty] | DB |  |  | 81.7 |  | 455812 |  | N | OP | SR |  |  | NA | NT | SS |  |  | N
2007 | 7049 | 10029 | 2 | OP | [52 empty] | OP: OP; LN: LA; IC: NA |  |  | N
2007 | 807 | 55221 | HRSG5 | OS | NA | NA | ST |  |  | 0.09 |  |  | NP |  |  | TH |  |  | 2002 | [6 empty] | MS | [5 empty] | Db | 6 | 2002 | 12 | 2042 | 276 |  | 0 | 181.2 | 0 |  | NG | [7 empty] | DB |  |  | 78.6 | 76.8 | 307657 | N: N; OP: OS; LN: OT; IC: NA; CE: DL |  |  | N
2007 | 16968 | 54472 | MECS | [64 empty] | N | bar: LN
2007 | 55861 | 56611 | S01
2007 | 17828 | 963 | 41 | CO | ST | ST | St | 0.015 | 95 | 1 | PB | SR | OT | PS | MO | MO | 2009 | 2009 | 2009 | [9 empty] | IF |  |  | Db | 10 | 2009 |  |  | 1450 | 95.8 |  |  |  |  | BIT | [7 empty] | OF |  |  | 87 | 88 | 431 | W | N | CO | LN | OV | SR | FW | FW | NC |  |  | Y | Y | Y |  | Y | Y | Y | Y
2007 | 14184 | 54466 | HRSG 1 | OP | ST | ST | St | 0.001 | 0.8 | 0.1 | PB | SU | NH | YR | YR | YR | 1993 | [14 empty] | Db | 9 | 1993 |  |  | 400 |  |  | 131 |  |  | NG | [7 empty] | DB | [5 empty] | CO: OP; LN: LN; FW: AL; FW: CE; NC: NC |  |  | N
2007 | 12341 | 1082 | 2 | OP | ST | ST | FD | 0.49 | 1.2 | 0.45 | PB | DP | NP | NV | TH | YR | 1973 | 1976 | 1997 | MS |  |  | MS |  |  | MS |  |  | NC |  |  | N | 2 | 1958 |  |  | 630 | 40.9 | 0 | 878.6 | 0 |  | SUB | NG | [6 empty] | TF |  |  | 89.2 | 90 | 246597 | W: D; N: N; LN: NA; FW: CE; NC: NC |  |  | N
2007 | 55877 | 10485 | 4 | OP | ST | ST | ST | 0.03 | 0.01 | 0.25 | PC | SU | NP | PS | NV | PS | 1959 | 1959 | 1959 | MS |  |  | MS |  |  | MS | [5 empty] | N | 6 | 1958 |  |  | 540 |  | 148.6 | 837.9 | 15000 |  | BFG | NG | RFO | [5 empty] | TF |  |  | 72.3 | 76.5 | 500000 | N: N; LN: NA; FW: CE |  |  | N
2007 | 9394 | 54281 | POW | OP | [63 empty] | N | bar: LN
2007 | 55738 | 54085 | RB1 | OP | [27 empty] | N | [24 empty] | CO: OP; LN: OV; OV: LA; FW: NA |  |  | N
2007 | 14127 | 2291 | 5 | OP | ST | ST | ST | 20 | 2.5 | 0.46 | OP | DP | NP | SM | WO | YR | 1968 | 1968 | 1999 | MS |  |  | MS |  |  | MS | [5 empty] | N | 6 | 1968 |  |  | 1600 | 84.7 | 0 | 2065 | 0 |  | SUB | [7 empty] | FF |  |  | 89 | 90 | 440000 | D | N | OP | LN |  |  | OT | FW | NC |  |  | N
2007 | 14165 | 8226 | 1 | OP | LO | LO | LO | 0.08 | 2.8 | 0.55 | PB | DP | NP | DA | NV | NV | 1970 | 1981 | 1995 | MS |  |  | MS |  |  | MS |  |  | NC |  |  | N | 12 | 1970 |  |  | 4000 | 224.5 | 0 | 600 | 0 |  | BIT | SC | SUB | NG |  |  |  |  | TF |  |  | 89 | 91 | 841300 | W | N | OP | SR | LN | AA | CE | CE | NC |  |  | N
2007 | 14165 | 2861 | 1 | OP | ST | ST | NA | 0.1 | 5.7 |  | PB | DP |  | NV | MO |  | 1981 | 1979 |  | MS |  |  | MS | [5 empty] | TU | US | IF | N | 1 | 1954 |  |  | 885 | 52.1 | 0 | 0 | 0 |  | BIT | [7 empty] | CY |  |  | 90.3 | 90.3 | 209748 | W | N | OZ | OV | SN | LN | BW | BW | TU | US | IF | N
2007 | 14165 | 3138 | 4 | OP | ST | ST | ST | 0.1 | 2.8 | 0.5 | PB | DP | NP | NV | MO | MO | 1978 | 1983 | 1997 | MS |  |  | MS |  |  | MS |  |  | NC |  |  | N | 6 | 1958 |  |  | 690 | 42.5 | 0 | 0 | 0 |  | BIT | [7 empty] | FF |  |  | 89.1 | 89 | 223 | D | N | OP | LN | OV | SN | RJ | BW | ND |  |  | N
2007 | 49747 | 55830 | EB2 | OP | [27 empty] | N | [24 empty] | OP OZ OP: OP; SR OV LN: LN; CE BW RJ: CN |  |  | N
2007 | 7570 | 6030 | 1 | OP | ST | ST | ST | 0.1 | 6336 | 5104 | PB | DH | NH | PS | TH | YR | 1980 | 1980 | 1980 | MS |  |  | MS |  |  | MS |  |  | IF |  |  | D | 8 | 1979 |  |  | 3764 | 420 | 0 | 0 | 0 |  | LIG | [7 empty] | TF |  |  | 80.5 | 80.5 | 2310000 | D | N | OP | OV | LN |  | FW | CE | NC |  |  | N
2007 | 11479 | 3992 | 2 | OP | ST | ST | St | 1.59 | 0.18 | 5100 | PH | SU | OT | OH | NV | YR | 2000 | 2000 | 2000 | MS |  |  | MS |  |  | MS |  |  | OT |  |  | N | 6 | 1968 |  |  | 80 | 0 | 18.8 | 112 | 0 |  | NG | DFO | [6 empty] | FF |  |  | 76.8 | 77.7 | 20000 | N N N: N; SR OV LN: NA; CE BW BW: BW; NC TU ND: OT |  |  | N
2007 | 11479 | 3992 | 3 | OP | ST | ST | St | 4.26 | 0.18 | 5100 | PH | SU | OT | OH | NV | YR | 2000 | 2000 | 2000 | MS |  |  | MS |  |  | MS |  |  | NC | OT |  | N | 8 | 1968 |  |  | 200 | 0 | 49.5 | 300.6 | 0 |  | NG | DFO | [6 empty] | FF |  |  | 82.8 | 83.3 | 50000 | N N N: N; SR OV LN: NA; CE BW BW: BW; NC TU ND: NC | OT |  | N
2007 | 11571 | 4125 | 6 | OP | ST | ST | NA | 0.6 | 3.2 |  | PB | DP |  | OH | NV |  | 1972 | 1985 |  | MS |  |  | MS | [8 empty] | N | 6 | 1957 |  |  | 175 | 10 | 0 | 0 | 0 |  | BIT | [7 empty] | SS |  |  | 85 | 87.1 | 60000 | W W D: D; N N N: N; SR OV LN: NA; CE BW BW: WI |  |  | Y |  | Y
2007 | 11732 | 2144 | 3 | SB | [63 empty] | N | bar: SR OV LN
2007 | 7977 | 2917 | 7 | SB | ST | ST | NA | 0.02 | 0.5 |  | PB | DP |  | OH | DA |  | 1972 | 1972 |  | MS |  |  | MS | [5 empty] | NC |  |  | N | 6 | 1964 |  |  | 190 | 0 | 0 | 263 | 0 |  | NG | [7 empty] | FF |  |  | 83 | 80 | 87131 | N N N: N; SR OV LN: NA; CE BW RJ: NA; CE BW BW: WI; NC TU ND: NC |  |  | N
2007 | 7977 | 2917 | 9 | OP | FD | FD | FD | 0.1 | 1.2 | 0.7 | PB | DP | NP | PS | TH | YR | 1976 | 1982 | 1976 | MS |  |  | MS |  |  | MS |  |  | IF |  |  | D | 6 | 1974 |  |  | 500 | 30 | 0 | 729 | 0 |  | BIT | NG | OTH | [5 empty] | TF |  |  | 87.5 | 87.6 | 213739 | D | N | OP | LN | AA |  | RJ | CE | NC |  |  | N
2007 | 50163 | 52108 | 34 | OP | [52 empty] | OP OZ OP: OP; SR OV LN: LA; CE BW RJ: NA |  |  | N
2007 | 3737 | 1396 | 7-2 | OP | FD | FD | FD | 0.6 | 2000 | 75 | PB | DM | NM | NV | NV | NV | 2000 | 2000 | 2000 | MS |  |  | MS |  |  | MS |  |  | NC |  |  | Db | 6 | 2000 |  |  | 592 | 0 | 0 | 185 | 0 | 953 | NG | [7 empty] | DB |  |  | 85 | 85.1 |  |  | N | OP | SR | LN |  | SW | DL | NC |  |  | N
2007 | 6526 | 2835 | 7 | OP | ST | ST | ST | 0.1 | 9.1 | 0.45 | PB | DP | NP | PS | MO | YR | 1981 | 1981 | 1996 | MS |  |  | MS |  |  | MS |  |  | US | OT |  | N | 12 | 1958 |  |  | 1500 | 92 | 0 | 0 | 0 |  | SUB | BIT | [6 empty] | TF |  |  | 92 | 91 | 482000 | D | N | OP | LN | OV |  | CE | CE | NC |  |  | N
2007 | 6526 | 2837 | 2 | OP | ST | ST | ST | 0.1 | 5.64 | 0.68 | PB | DP | NP | PS | MO | YR | 1981 | 1981 | 2000 | MS |  |  | MS |  |  | MS |  |  | SS | US |  | N | 9 | 1972 |  |  | 4628 | 55 | 0 | 0 | 0 |  | SUB | BIT | [6 empty] | OF |  |  | 89.9 | 90.3 | 1106700 | D | N | OP | LN | OV |  | CE | BW | NC |  |  | N
2007 | 6455 | 628 | 5 | OP | ST | ST | St | 0.1 | 1.2 | 0.5 | PB | DP | NP | TH | NV | YR | 1984 | 1984 | 2005 | MS |  |  | MS |  |  | MS |  |  | ND |  |  | D | 12 | 1984 |  |  | 4750 | 390 | 0 | 0 | 0 |  | BIT | [7 empty] | FF |  |  | 88.9 | 88.2 | 1200000 | D | N | OP | LN |  |  | BW | BW | ND |  |  | Y |  |  |  | Y
2007 | 8245 | 2244 | 5 | OP | [27 empty] | N | [35 empty] | N | bar: SR OV LN
2007 | 8286 | 10604 | BLR1 | OP | [27 empty] | N | [35 empty] | N | bar: SR OV LN
2007 | 56084 | 10838 | BLR1 | OP | [27 empty] | N | [24 empty] | OP OZ OP: OP; SR OV LN: OV; LN SN OV: LA; CE BW RJ: NA |  |  | N
2007 | 12647 | 1897 | 3 | OP | ST | ST | ST | 0.025 | 1.17 | 0.6 | PB | DP | NP | DA | OH | MO | 1988 | 1988 | 1988 | MS |  |  | MS |  |  | MS | [5 empty] | Db | 1 | 1988 |  |  | 350 | 12.1 | 0 | 22 | 36 |  | WDS | SUB | NG | [5 empty] | SS |  |  | 73.4 |  | 103000 | D | Y | OP | OV |  |  | NA | CE |  |  |  | N
2007 | 12647 | 1897 | 4 | OP | ST | ST | ST | 0.025 | 1.17 | 0.6 | PB | DP | NP | DA | OH | MO | 1988 | 1988 | 1988 | MS |  |  | MS |  |  | MS | [5 empty] | Db | 1 | 1988 |  |  | 350 | 12.1 | 0 | 22 | 36 |  | WDS | SUB | NG | [5 empty] | SS |  |  | 73.4 |  | 103000 | D | Y | OP | OV |  |  | NA | CE |  |  |  | N
2007 | 12647 | 10686 | 6 | OP | [52 empty] | OP OZ OP: OP; SR OV LN: OV; CE BW RJ: NA |  |  | N
2007 | 298 | 6558 | 4 | SB | ST | ST | ST | 0.7 | 0.6 | 0.7 | PH | SU | OT | YR | YR | YR | 1974 | 1974 | 1974 | MS |  |  | MS |  |  | MS |  |  | NC |  |  | N | 6 | 1974 |  |  | 801 | 0 | 0 | 918.4 | 0 |  | NG | [7 empty] | FF |  |  | 84 | 84 | 182300 | N N N: N; SR OV LN: NA; CE BW RJ: NA; CE BW BW: CE; NC TU ND: NC |  |  | N
2007 | 450 | 10504 | SB2 | OP | [27 empty] | N | [24 empty] | OP OZ OP: OP; SR OV LN: LN; CE BW RJ: RS |  |  | N
2007 | 13781 | 1912 | 3 | RE | ST | ST | FD | 0.4 | 1.95 | 0.5 | PB | DP | NP | DT | OH | YR | 1971 | 1971 | 1995 | MS |  |  | MS |  |  | MS |  |  | NC |  |  | N | 1 | 1942 | 8 | 2007 | 450 | 38.4 | 0 | 585.9 | 0 |  | SUB | NG | [6 empty] | FF |  |  | 86.9 | 88.1 | 134288 | W W D: D; N N N: N; SR OV LN: NA; CE BW BW: BW |  |  | N
2007 | 473 | 10642 | 3 | OP | [27 empty] | N | [24 empty] | OP OZ OP: OP; SR OV LN: SN; CE BW RJ: NA |  |  | N
2007 | 470 | 50472 | BLR4 | OP | [27 empty] | N | [24 empty] | OP OZ OP: OP; SR OV LN: SN; CE BW RJ: NA |  |  | Y | Y | Y
2007 | 3762 | 2908 | 3 | RE | NA | NA | NA | [24 empty] | N | 1 | 1953 | 1 | 1994 | 60 | 0 | 0 | 0 | 0 | 30 | BIT | [7 empty] | OT |  |  | 25 | 25 | 10 | W W D: D; N N N: N; SR OV LN: NA; CE BW BW: FW |  |  | N
2007 | 3892 | 1271 | 4 | OP | [27 empty] | N | [24 empty] | OP OZ OP: SB; SR OV LN: LN; CE BW RJ: JZ |  |  | N
2007 | 55740 | 54081 | 1B | OP | ST | ST | ST | 0.02 | 0.13 | 0.3 | PB | DP | NP | NS | TH | MO | 1992 | 1992 | 1992 | MS |  |  | MS |  |  | MS |  |  | NC |  |  | Da | 5 | 1992 | 5 | 2032 | 275 | 13.2 | 0 | 0 | 0 |  | BIT | [7 empty] | SS |  |  | 84.5 | 86.2 | 69619 | D | Y | OP | FR |  |  | NA | CE | NC |  |  | Y |  | Y | Y
2007 | 5109 | 1726 | 15 | OP | ST | ST | St | 0.03 | 0.2 | 0.15 | PB | DP | NP | OT | OT | DA | 2000 | 2000 | 2000 | MS |  |  | MS |  |  | LN |  |  | NC |  |  | Da | 3 | 1951 |  |  | 660 | 0 | 0 | 837 | 0 |  | NG | [7 empty] | FF |  |  | 87.3 | 87.8 | 290850 | D | N | OP | LN | FR |  | BW | BW | NC |  |  | N
2007 | 5109 | 1732 | 10 | SC | ST | ST | NA | 0.21 | 1.67 |  | PG | DP |  | OT | MO |  | 1973 | 1978 |  | MS |  |  | MS | [5 empty] | NC |  |  | N | 1 | 1943 |  |  | 440 | 21 | 0 | 0 | 0 |  | BIT | NG | [6 empty] | TF |  |  | 87.9 | 88.9 | 61938 | W W D: D; N N N: N; SR OV LN: NA; CE BW BW: CE; NC TU ND: NC |  |  | N
2007 | 50081 | 55611 | BOIL2 | OP | [27 empty] | N | [24 empty] | OP OZ OP: OP; SR OV LN: LN; CE BW RJ: CN |  |  | N
2007 | 55740 | 54081 | 4A | OP | ST | ST | ST | 0.02 | 0.13 | 0.3 | PB | DP | NP | NS | TH | MO | 1992 | 1992 | 1992 | MS |  |  | MS |  |  | MS |  |  | NC |  |  | Da | 8 | 1992 | 5 | 2032 | 275 | 13.2 | 0 | 0 | 0 |  | BIT | [7 empty] | SS |  |  | 84.5 | 86.2 | 69619 | D | Y | OP | FR |  |  | NA | CE | NC |  |  | Y |  | Y | Y
2007 | 12222 | 54802 | PFI | OP | [27 empty] | N | [35 empty] | N | bar: SR OV LN
2007 | 12222 | 54802 | REC1 | OP | [27 empty] | N | [35 empty] | N | bar: SR OV LN
2007 | 12222 | 54802 | REC2 | OP | [27 empty] | N | [35 empty] | N | bar: SR OV LN
2007 | 13488 | 2001 | 4 | OP | [63 empty] | N | bar: SR OV LN
2007 | 6455 | 8048 | 2 | OP | ST | ST | NA | 0.1 | 2.75 |  | PB | DP |  | TH | NV |  | 1978 | 1978 |  | MS |  |  | MS | [5 empty] | ND |  |  | N | 10 | 1978 |  |  | 3559 | 0 | 753 | 2000 | 0 |  | RFO | NG | DFO | [5 empty] | TF |  |  | 89.2 | 89.8 | 1140000 | N N N: N; SR OV LN: NA; CE BW BW: CE; NC TU ND: ND |  |  | N
2007 | 55919 | 10360 | B28 | OP | ST | ST | NA | 0.15 | 4.45 |  | PB | DP |  | PS | DA |  | 1998 | 1998 |  | MS |  |  | MS | [5 empty] | NC |  |  | N | 6 | 1976 |  |  | 182 | 10.9 | 0 | 0 | 0 |  | BIT | SUB | [6 empty] | SS |  |  | 77.7 | 83.3 | 92162 | W W D: D; N N N: Y; SR OV LN: NA; CE BW BW: BW; NC TU ND: NC |  |  | Y |  | Y
2007 | 520 | 6017 | 2 | OP | FD | FD | ST | 0.1 | 1.2 | 0.25 | PB | DP | NP | PS | PS | OT | 1982 | 1982 | 2003 | MS |  |  | MS |  |  | MS |  |  | NC |  |  | D | 12 | 1982 |  |  | 4158 | 224 | 0 | 0 | 0 |  | SUB | [7 empty] | TF |  |  | 88 | 90 | 1155000 | D | N | OP | LN | AA |  | CE | CE | NC |  |  | N
2007 | 528 | 10646 | BLR2 | OP | [27 empty] | N | [24 empty] | OP OZ OP: OP; SR OV LN: SN; CE BW RJ: NA |  |  | Y | Y
2007 | 547 | 54512 | 3 | OP | [27 empty] | N | [35 empty] | N | bar: SR OV LN
2007 | 12384 | 384 | 71 | OP | ST | ST | FD | 0.1 | 1.8 | 0.4 | PB | DP | NP | OH | OH | YR | 1980 | 1980 | 2000 | MS |  |  | MS |  |  | MS | [5 empty] | N | 2 | 1965 |  |  | 1950 | 158.2 | 0 | 0 | 0 |  | SUB | [7 empty] | TF |  |  | 89 | 90 | 522807 | D | N | OP | LN |  |  | AL | CE |  |  |  | N
2007 | 12384 | 867 | 8 | OP | ST | ST | FD | 0.1 | 1.8 | 0.4 | PB | DP | NP | OH | OH | YR | 1980 | 1980 | 2000 | MS |  |  | MS |  |  | MS | [5 empty] | N | 4 | 1961 |  |  | 2200 | 145 | 0 | 3200 | 0 |  | SUB | [7 empty] | TF |  |  | 89 | 89 | 545000 | D | N | OP | LN |  |  | CE | CE |  |  |  | N
2007 | 12384 | 883 | 7 | OP | ST | ST | FD | 0.1 | 1.8 | 0.4 | PB | DP | NP | OH | OH | YR | 1980 | 1980 | 2000 | MS |  |  | MS | SS |  | MS | LN |  |  |  |  | N | 6 | 1958 |  |  | 2100 | 139 | 0 | 0 | 0 |  | SUB | [7 empty] | TF |  |  | 89.4 | 89.8 | 545800 | D | N | OP | LN |  |  | CE | CE |  |  |  | N
2007 | 10171 | 1356 | 3 | OP | ST | FD | FD | 20 | 1.2 | 0.46 | OP | DP | NP | SM | TH | TH | 1981 | 2007 | 2004 | MS |  |  | MS |  |  | MS |  |  | IF |  |  | Da | 5 | 1981 |  |  | 3800 | 227.8 | 0 | 0 | 0 |  | BIT | SUB | [6 empty] | OF |  |  | 88.1 | 88.6 | 1879000 | D | N | OP | LN | OV | SR | AB | FW | IF |  |  | Y |  |  |  | Y | Y |  |  | Y
2007 | 4252 | 593 | 5 | OP | ST | ST | ST | 349.58 | 1 | 0.45 | PH | SU | NP | OH | NV | DA | 1973 | 1973 | 1995 | MS |  |  | MS |  |  | MS |  |  | NC |  |  | N | 8 | 1973 |  |  | 3195 |  | 712.9 | 0 | 0 |  | RFO | NG | [6 empty] | OF |  |  | 90.3 | 90.6 | 755000 |  | N | OP | LN | OV |  | JZ | BW | SS |  |  | N
2007 | 772 | 10865 | CFB3 | OP | ST | ST | FD | 0.03 | 1.2 | 0.6 | PB | DP | NP | PS | MO | MO | 1987 | 1987 | 1987 | MS |  |  | MS |  |  | MS |  |  | NC |  |  | Db | 7 | 1987 |  |  | 425 | 24.5 | 0 | 0 | 0 |  | BIT | SUB | [6 empty] | FB |  |  | 84 | 80 | 121560 | D | N | OP | CF | SN |  | NA | KL | NC |  |  | N
2007 | 2897 | 55225 | HRSG-1 | OP | ST | ST | ST | 0.262 | 0.2 | 0.037 | PB | DP | NP | NV | NV | OH | 2002 | 2002 | 2002 | MS |  |  | MS |  |  | MS |  |  | NC |  |  | Da | 7 | 2002 |  |  | 726 | 0 | 0 | 264 | 0 |  | NG | [7 empty] | DB | [6 empty] | N | OP | LN |  |  | CN | NT | NC |  |  | N
2007 | 2897 | 55225 | HRSG-2 | OP | ST | ST | ST | 0.262 | 0.2 | 0.037 | PB | DP | NP | NV | NV | OH | 2002 | 2002 | 2002 | MS |  |  | MS |  |  | MS |  |  | NC |  |  | Da | 7 | 2002 |  |  | 726 | 0 | 0 | 264 | 0 |  | NG | [7 empty] | DB | [6 empty] | N | OP | LN |  |  | CN | NT | NC |  |  | N
2007 | 2897 | 55225 | HRSG-3 | OP | ST | ST | ST | 0.262 | 0.2 | 0.037 | PB | DP | NP | NV | NV | OH | 2003 | 2003 | 2003 | MS |  |  | MS |  |  | MS |  |  | NC |  |  | Da | 6 | 2003 |  |  | 726 | 0 | 0 | 264 | 0 |  | NG | [7 empty] | DB | [6 empty] | N | OP | LN |  |  | CN | NT | NC |  |  | N
2007 | 55793 | 54657 | PFINO1 | OP | [52 empty] | OP: OP; LN: LA; OV: LN; SR: OT; AB: AL |  |  | N
2007 | 2999 | 54235 | B003 | OP | [63 empty] | N | bar: LN; AB
2007 | 3006 | 2828 | 2 | OP | ST | ST | St | 0.1 | 2.5 |  | PB | DP | OT | DT | DT | YR | 1980 | 1980 | 2000 | MS |  |  | MS |  |  | MS |  |  | SS |  |  | N | 5 | 1967 |  |  | 4035 | 284 | 0 | 0 | 0 |  | BIT | [7 empty] | OF |  |  | 88.2 | 87.4 | 800000 | D | N | OP | LN | SR |  | RS | BW | SS |  |  | N
2007 | 4405 | 55358 | FB1 | OP | ST | ST | ST | 6.8 | 1.5 | 10.7 | PH | DH | NH | NV | NV | NV | 2003 | 2003 | 2003 | MS |  |  | MS |  |  | MS |  |  | NC |  |  | Da | 2 | 2003 | 2 | 2033 | 315 | 0 | 0 | 559.1 | 0 |  | NG | [7 empty] | DB |  |  | 89.9 | 87 | 700511 |  | N | OP | LN | SR |  | JZ | FW | NC |  |  | N
2007 | 4425 | 50658 | 2 | OP | FD | FD | FD | 10 | 29 | 205 | OP | DC | NM | SM | DA | DA | 2001 | 2001 | 2001 | MS |  |  | MS |  |  | MS |  |  | NC |  |  | N | 6 | 1990 | 6 | 2015 | 206 | 0 | 0 | 90 | 750 |  | MSW | [7 empty] | OT |  |  | 73.2 | 50 | 83.3 |  | N | OP | SN |  |  | NA | ZN | NC |  |  | Y | Y | Y | Y
2007 | 4425 | 50658 | 3 | OP | FD | FD | FD | 10 | 29 | 205 | OP | DC | NM | SM | DA | DA | 2001 | 2001 | 2001 | MS |  |  | MS |  |  | MS |  |  | NC |  |  | N | 6 | 1990 | 6 | 2015 | 206 | 0 | 0 | 90 | 750 |  | MSW | [7 empty] | OT |  |  | 73.2 | 50 | 83.3 |  | N | OP | SN |  |  | NA | ZN | NC |  |  | Y | Y | Y | Y
2007 | 4458 | 10012 | 2 | OP | [52 empty] | OP: OP; LN: SN; AB: NA |  |  | Y | Y | Y | Y |  |  | Y
2007 | 4476 | 50630 | BLR1 | OP | [27 empty] | N | [24 empty] | OP: OP; LN: SN; AB: NA |  |  | Y | Y | Y | Y |  |  | Y
2007 | 5109 | 1743 | 1 | OP | ST | ST | NA | 0.17 | 1.67 |  | PG | DP |  | OT | MO |  | 1973 | 1978 |  | MS |  |  | MS | [5 empty] | SS |  |  | N | 8 | 1953 |  |  | 1070 | 61 | 231.4 | 259 | 0 |  | BIT | [7 empty] | FF |  |  | 88.4 | 88.3 | 350000 | D: D; N: N; LN: NA; FW: BW; IF: SS |  |  | N
2007 | 3046 | 2709 | 3 | OP | FD | ST | ST | 0.12 | 2.3 | 1.8 | PB | DP | NP | PS | DA | DA | 1988 | 1977 | 1976 | MS |  |  | MS |  |  | MS |  |  | SS |  |  | N | 8 | 1962 |  |  | 1700 | 85.5 | 0 | 0 | 0 |  | BIT | [7 empty] | OF |  |  | 91 | 91 | 394000 | D | N | OP | LN |  |  | BW | RS | NC |  |  | Y |  |  |  | Y
2007 | 3046 | 2712 | 2 | OP | ST | ST | ST | 0.16 | 2.3 | 1.8 | PB | DP | NP | PS | DA | NV | 1988 | 1977 | 1976 | MS |  |  | MS |  |  | MS |  |  | SS |  |  | N | 5 | 1968 |  |  | 4620 | 223 | 0 | 0 | 0 |  | BIT | [7 empty] | TF |  |  | 89.8 | 89.9 | 1130000 | D | N | OP | LN | OV |  | CE | CE | IF |  |  | Y |  |  |  | Y
2007 | 3953 | 10661 | 4 | OP | [27 empty] | N | [24 empty] | OP: OP; LN: OV; AB: NA |  |  | N
2007 | 6738 | 54224 | SG4 | OP | [27 empty] | N | [35 empty] | N | bar: LN
2007 | 6765 | 55818 | HRSG-1 | OP | ST | ST | ST | 0.15 | 0.15 | 3 | PC | OT | OT | OH | OH | EH | 2002 | 2002 | 2002 | BO |  |  | BO |  |  | BO |  |  | NC |  |  | Db | 8 | 2002 | 8 | 2022 | 728 | 0 | 0 | 341463.4 | 0 | 1599 | NG | [7 empty] | DB |  |  |  |  | 772027 |  | N | OP | SR |  |  | NA | NT | NC |  |  | N
2007 | 6778 | 56024 | 14 | RE | [52 empty] | OP: RE; LN: LN; AB: CN |  |  | N
2007 | 7140 | 710 | 4A | CO | [28 empty] | 2 | 2011
2007 | 7140 | 710 | 5B | CO | [28 empty] | 6 | 2011
2007 | 6455 | 634 | 4A | PL | [28 empty] | 4 | 2009 | [22 empty] | OP: PL; LN: SR; AB: NA
2007 | 6455 | 634 | 4B | PL | [28 empty] | 4 | 2009 | [22 empty] | OP: PL; LN: SR; AB: NA
2007 | 50160 | 10099 | BLR1 | [53 empty] | OP: OP; LN: SR; AB: MI |  |  | N
2007 | 6778 | 56024 | 2 | RE | [52 empty] | OP: RE; LN: LN; AB: CN |  |  | N
2007 | 6778 | 56024 | 9 | RE | [52 empty] | OP: RE; LN: LN; AB: CN |  |  | N
2007 | 6958 | 3576 | BW2 | OP | FD | FD | FD | 0.1 | 0.006 | 0.06 | PB | DP | NP | YR | YR | DA | 1980 | 1995 | 2000 | MS |  |  | MS |  |  | MS |  |  | SS |  |  | N | 5 | 1971 |  |  | 870 | 0 | 209 | 1233 | 0 |  | NG | [7 empty] | FF |  |  | 84 | 85 | 269000 |  | N | OP | FR | OV | LN | BW | BW | NC |  |  | N
2007 | 9385 | 54097 | PB1 | OP | [27 empty] | N | [35 empty] | N | bar: LN FR
2007 | 9382 | 54100 | N1BABO | OP | [63 empty] | N | bar: LN FR
2007 | 9353 | 54358 | PB3 | OP | [27 empty] | N | [35 empty] | N | bar: LN FR
2007 | 10171 | 1357 | 4 | OP | ST | ST | FD | 20 | 4.57 | 0.46 | OP | DP | NP | SM | DA | YR | 1974 | 1981 | 2000 | MS |  |  | MS |  |  | MS | [5 empty] | N | 4 | 1954 |  |  | 660 | 36.4 | 0 | 0 | 0 |  | BIT | [7 empty] | FF |  |  | 88.2 | 88.6 | 232000 | D | N | OP | LN |  |  | AB | BW | ND |  |  | Y |  |  |  | Y
2007 | 4440 | 50960 | UNIT3 | OP | [27 empty] | N | [25 empty] | RE OP: OP; LN FR: SN; CN BW: NA |  |  | Y | Y
2007 | 4447 | 50859 | BLR2 | OP | [27 empty] | N | [25 empty] | RE OP: OP; LN FR: OV; LN OV: SN; CN BW: NA |  |  | N
2007 | 4487 | 50662 | UNIT2 | OP | [27 empty] | N | [25 empty] | RE OP: OP; LN FR: SN; CN BW: NA |  |  | Y | Y | Y | Y
2007 | 5109 | 1745 | 16 | OP | ST | ST | NA | 0.19 | 0.83 |  | PG | SB |  | NS | MO |  | 1972 | 1972 |  | MS |  |  | MS | [5 empty] | NC |  |  | N | 7 | 1949 |  |  | 600 | 30 | 0 | 0 | 0 |  | SUB | BIT | DFO | [5 empty] | TF |  |  | 86.3 | 87.3 | 156000 | D | N: N; LN FR: NA; CN BW: CE; CN NC: NC |  |  | N
2007 | 5109 | 1745 | 18 | OP | ST | ST | NA | 0.19 | 0.83 |  | PG | SB |  | OT | MO |  | 1972 | 1972 |  | MS |  |  | MS | [5 empty] | NC |  |  | N | 11 | 1949 |  |  | 600 | 30 | 0 | 0 | 0 |  | SUB | BIT | DFO | [5 empty] | TF |  |  | 86.3 | 87.3 | 156000 | D | N: N; LN FR: NA; CN BW: CE; CN NC: NC |  |  | N
2007 | 5109 | 6035 | 1 | OP | FD | FD | FD | 0.1 | 0.8 | 0.2 | PG | DP | NP | OT | TH | TH | 1979 | 1979 | 1979 | MS |  |  | MS |  |  | MS |  |  | SS |  |  | Da | 7 | 1979 |  |  | 5500 | 0 | 1188.6 | 7320 | 0 |  | NG | RFO | [6 empty] | FF |  |  | 82.2 | 84.1 | 1260000 |  | N | OP | LN | OV | FR | FN | FW | SS |  |  | N
2007 | 10171 | 1357 | 5 | OP | ST | ST | FD | 20 | 4.57 | 0.5 | OP | DP | NP | SM | DA | YR | 1975 | 1981 | 1997 | MS |  |  | MS |  |  | MS |  |  | TU |  |  | N | 7 | 1959 |  |  | 825 | 48.4 | 0 | 0 | 0 |  | BIT | [7 empty] | FF |  |  | 87.7 | 87.8 | 436000 | D | N | OP | LN |  |  | BW | BW | ND |  |  | Y |  |  |  | Y
2007 | 10171 | 1361 | 4 | RE | ST | ST | NA | 0.22 | 1.2 |  | PB | DP |  | DA | DA |  | 1972 | 1975 |  | MS |  |  | MS | [8 empty] | N | 6 | 1948 |  |  | 150 | 0 | 83.3 | 0 | 0 |  | DFO | [7 empty] | FF |  |  | 87 | 85 | 66000 |  | N: N; LN: NA; FW: BW |  |  | N
2007 | 10285 | 55270 | HRSG5 | OP | NA | NA | ST |  |  | 0.09 |  |  | NP |  |  | MO |  |  | 2002 | [6 empty] | MS | [5 empty] | Db | 7 | 2002 | 12 | 2042 | 276 | 0 | 0 | 181.2 | 0 | 148.6 | NG | [7 empty] | DB |  |  | 78.6 | 76.8 | 326565 |  | N | OP | LA |  |  | NA | DL |  |  |  | N
2007 | 14063 | 6095 | 2 | OP | FD | FD | FD | 0.1 | 1.2 | 0.45 | PB | DP | NP | NV | TH | YR | 1981 | 1981 | 1997 | MS |  |  | MS |  |  | MS |  |  | SS |  |  | D | 12 | 1980 |  |  | 3832 | 293.9 | 0 | 0 | 0 |  | SUB | [7 empty] | TF |  |  | 86.5 | 86.5 | 1198800 | D | N | OP | OV |  |  | CE | CE | SS |  |  | N
2007 | 5262 | 54104 | PB1 | OP | ST | ST | ST | 343 | 3 | 247.5 | PH | SU | NH | PS | NV | PS | 2007 | 1999 | 1999 | MS |  |  | MS |  |  | MS |  |  | NC |  |  | N | 6 | 1968 |  |  | 275 | 0 | 59.5 | 384 | 55000 |  | WDS | RFO | NG | [5 empty] | RF |  |  | 83 | 81 | 90000 |  | N | OP | OV |  |  | NA | BW | NC |  |  | N
2007 | 65 | 50249 | 8 | RE | [27 empty] | N |  |  | 11 | 2007 | [31 empty] | N | bar: LN
2007 | 5269 | 876 | 2 | OP | ST | ST | FD | 0.1 | 52581 | 0.86 | PB | DH | NP | NS | OH | YR | 1980 | 1980 | 2000 | MS |  |  | MS |  |  | MS |  |  | SS |  |  | N | 6 | 1968 |  |  | 4200 | 282.5 | 0 | 0 | 0 |  | SUB | [7 empty] | CY |  |  | 86.2 | 87 | 1100000 | W | N | OP | OV | SR |  | NA | BW | ND |  |  | N
2007 | 10000 | 6065 | 2 | CO | FD | FD | FD | 0.0236 | 0.09 | 0.08 | PB | DP | NP | MO | MO | MO | 2010 | 2010 | 2010 | [12 empty] | Da | 6 | 2010 |  |  | 6246 | [13 empty] | TF |  |  | 87.2 | 85.7 | 1610000 | D | N | CO | LN | SR | OV | AL | AL | OT |  |  | Y | Y | Y |  |  | Y |  | Y
2007 | 20447 | 3006 | 2 | SB | [52 empty] | CO: OP; LN: FR; SR: LN; AL: JZ |  |  | N
2007 | 19876 | 52007 | BLR2 | OP | ST | ST | ST | 0.02 | 0.17 | 0.33 | PB | SB | NP | NS | MO | MO | 1992 | 1992 | 1992 | MS |  |  | MS |  |  | MS |  |  | IF |  |  | Da | 11 | 1992 |  |  | 600 | 29 | 0 | 0 | 0 |  | BIT | [7 empty] | FF |  |  | 88.4 |  | 135613 | D | N | OP | AA | LN |  | FW | FW | IF |  |  | Y |  | Y | Y
2007 | 12792 | 2625 | 2 | OP | ST | ST | ST | 0.1 | 0.37 | 0.25 | PB | SU | NP | NV | NV | NV | 1974 | 1974 | 1995 |  |  |  | MS |  |  | MS |  |  | NC |  |  | N | 4 | 1974 |  |  | 3989 |  | 912 | 5690 | 0 |  | NG | RFO | [6 empty] | OF |  |  | 89.7 | 89.8 | 949000 | D | N | OP | OV | FR |  | NA | BW | ND |  |  | N
2007 | 34672 | 50407 | 7PB | OP | FD | FD | FD | 0.15 |  | 0.1 | PB | DP | NP | MO | MO | MO | 1985 | 1985 | 1985 |  |  |  | MS |  |  | MS |  |  | NC |  |  | Db | 6 | 1985 |  |  | 689 |  | 0 | 0 | 0 |  | WDS | BIT | NG | [5 empty] | TF |  |  | 90 | 40 |  | D: D; N: Y; LN: NA; AL: CE |  |  | N
2007 | 8776 | 9864 | 7 | OP | [52 empty] | CO: OP; LN: FR; SR: LA; OV: LN; AL: JZ |  |  | N
2007 | 20847 | 4041 | 6 | OP | ST | ST | NA | 0.15 | 3.2 |  | PB | DP |  | NV | DA |  | 1972 | 1986 |  | MS |  |  | MS | [5 empty] | NC |  |  | N | 11 | 1961 |  |  | 1780 | 91.8 | 0 | 0 | 0 |  | SUB | [7 empty] | FF |  |  | 89.2 | 89.2 | 458000 | D: D; N: N; LN: NA; AL: FW; OT: NC |  |  | Y |  |  |  | Y
2007 | 55816 | 56576 | 7219 | [53 empty] | CO: PL; LN: AA; SR: CF; OV: FR; AL: FW |  |  | N
2007 | 54866 | 56453 | 031 | CO | ST | ST | St | 0.012 | 0.245 | 0.08 | PB | DP | NP | NV | DA | MO | 2010 | 2010 | 2010 | [9 empty] | CF | IF |  | Da | 6 | 2014 |  |  | 1930 | 320.1 |  |  |  |  | WC | BIT | [6 empty] | FB |  |  | 84.6 | 84.8 | 660000 |  | Y | CO | SN |  |  | FW | FW | CF | IF |  | Y |  | Y | Y
2007 | 14328 | 56476 | HRSGA | CO | ST | ST | St | 0.00584 | 0.0028 | 0.009 | PB | DP | NP | OH | OH | OH | 2009 | 2009 | 2009 | [9 empty] | NC |  |  | Db | 1 | 2009 |  |  | 753 |  |  | 176.4 |  |  | NG | [7 empty] | DB | [7 empty] | CO | LN | SR |  | GE | VO | NC |  |  | N
2007 | 56110 | 56612 | 1 | [53 empty] | CO: OS; LN: SN; AL: NA |  |  | Y |  | Y | Y |  | Y | Y
2007 | 55936 | 1394 | 3 | OP | ST | ST | St | 590 | 4320 | 1620 | PH | DH | NH | NV | NV | NV | 1968 | 1968 | 1968 | MS |  |  | MS |  |  | MS |  |  | NC |  |  | D | 12 | 1968 |  |  | 4049 |  |  | 5169.3 |  |  | NG | [7 empty] | OF |  |  | 85.4 | 86.3 | 995600 |  | N | SB | FR | LN |  | CE | FW | NC |  |  | N
2007 | 14645 | 1175 | 7 | OP | [52 empty] | CO: OP; LN: OV; AL: NA |  |  | Y |  |  |  | Y
2007 | 18340 | 52106 | 40 | OP | [27 empty] | N | [24 empty] | CO: OP; LN: LN; AL: JZ |  |  | N
2007 | 18445 | 688 | 1 | OP | FD | FD | NA | 0.1 | 0.75 |  | PB | DP |  | TH | TH |  | 1995 | 1995 |  | MS |  |  | MS | [8 empty] | N | 6 | 1971 |  |  | 750 | 0 | 137 | 836 | 0 |  | NG | RFO | [6 empty] | FF |  |  | 84 | 85 | 163789 | N: N; LN: NA; AL: FW |  |  | N
2007 | 18454 | 645 | BB01 | OP | ST | ST | NA | 0.03 | 6.5 |  | PB | DP |  | WO | WO |  | 1975 | 1975 |  | MS |  |  | MS | [5 empty] | SU |  |  | N | 10 | 1970 |  |  | 2856 | 169.5 | 0 | 0 | 0 |  | BIT | SUB | PC | [5 empty] | OF |  |  | 88.5 | 89 | 683500 | W | Y | OP | LN |  |  | OT | RS | NC |  |  | Y |  |  |  | Y | Y
2007 | 18454 | 645 | BB02 | OP | ST | ST | NA | 0.03 | 6.5 |  | PB | DP |  | WO | WO |  | 1975 | 1975 |  | MS |  |  | MS | [5 empty] | SU |  |  | N | 4 | 1973 |  |  | 2868 | 170.1 | 0 | 0 | 0 |  | BIT | SUB | PC | [5 empty] | OF |  |  | 88.5 | 88.9 | 685600 | W | Y | OP | LN |  |  | OT | RS | NC |  |  | Y |  |  |  | Y | Y
2007 | 17650 | 55821 | 26 | OP | FD | FD | FD | 0.1 | 1.5 | 3.5 | PB | OT | NM | OT | MO | TH | 2003 | 2003 | 2003 | MS |  |  | MS |  |  | MS |  |  | NC |  |  | Da | 10 | 2003 |  |  | 156 | 0 | 0 | 541 | 0 |  | NG | [7 empty] | DB |  |  | 93 | 92 | 1030000 |  | N | OP | SR |  |  | NA | DL | NC |  |  | N
2007 | 16295 | 56298 | HRSG2 | [53 empty] | CO: OP; LN: LN; SR: SR; AL: SW |  |  | N
2007 | 4222 | 54556 | BLR10 | [53 empty] | CO: OP; LN: CF; SR: SN; AL: NA |  |  | Y | Y |  | Y
2007 | 55789 | 10700 | BLR2 | [53 empty] | CO: OP; LN: LN; AL: CN
2007 | 13538 | 55661 | HRSG2 | OP | ST | ST | St | 0.015 | 0.0505 | 2.5 | PB | DP | NP | OH | TH | TH | 2002 | 2002 | 2002 | MS |  |  | MS |  |  | MS |  |  | NC |  |  | Db | 10 | 2002 | [8 empty] | NG | DFO | [6 empty] | OT | [7 empty] | OP | LN | SR |  | GE | FW | NC |  |  | N
2007 | 55905 | 55172 | HRSG1 | CO | [27 empty] | N | 6 | 2009 |  |  | 559 |  |  | 197.5 |  | 3453 | NG | [7 empty] | DB |  |  | 90 |  | 98581 | CO: CO; LN: SR; AL: NA; AL: OT |  |  | N
2007 | 50103 | 55113 | 6 | OP | [52 empty] | CO: OP; LN: LN; SR: FR; OV: SR; AL: CN |  |  | N
2007 | 50103 | 55113 | 8 | OP | [52 empty] | CO: OP; LN: LN; SR: FR; OV: SR; AL: CN |  |  | N
2007 | 18458 | 54693 | HRSG 3 | RE | [63 empty] | N | bar: LN
2007 | 17330 | 50359 | 1 | OP | [27 empty] | N | [35 empty] | N | bar: LN
2007 | 17427 | 50814 | WFB | OP | [27 empty] | N | [35 empty] | N | bar: LN
2007 | 17539 | 3280 | CAN3 | OP | ST | ST | ST | 40 | 3.5 | 0.46 | OP | DM | NM | SM | DA | YR | 1978 | 1974 | 2000 | MS |  |  | MS |  |  | LN |  |  | IF | SS |  | N | 5 | 1967 |  |  | 1480 | 70.5 | 0 | 700 | 0 |  | BIT | DFO | [6 empty] | OF |  |  | 89.2 | 90.6 | 550000 | W | N | OP | LN |  |  | AL | FW |  |  |  | N
2007 | 17539 | 7210 | COP1 | OP | ST | ST | ST | 0.02 | 0.25 | 0.32 | PB | DM | NM | MO | MO | MO | 1996 | 1996 | 1996 | OT |  |  | IF |  |  | LN | OV |  | IF |  |  | Db | 1 | 1996 | 11 | 2035 | 2943 | 152.4 | 0 | 3871.1 | 0 |  | BIT | NG | [6 empty] | TF |  |  | 89.6 |  | 870072 | D | N | OP | LN | OV |  | CE | CE |  |  |  | N
2007 | 15466 | 525 | H2 | OP | ST | ST | St | 0.03 | 0.13 | 0.7 | PB | DP | NP | DT | MO | TH | 2000 | 2000 | 2000 | MS |  |  | MS |  |  | MS |  |  | NC |  |  | D | 9 | 1976 |  |  | 1754 | 126 | 0 | 0 | 0 |  | BIT | DFO | SUB | [5 empty] | TF |  |  | 88 | 89 | 788800 | D | N | OP | LN | OV |  | FW | CE | NC |  |  | Y |  | Y
2007 | 15147 | 2398 | 2101 | OP | ST | ST | St | 16.6 | 42 | 6 | PH | DH | NM | NV | NV | NV | 2002 | 2002 | 2002 | [9 empty] | NC |  |  | Db | 5 | 2002 |  |  | 3540 | 0 | 0 | 220 | 0 |  | NG | [7 empty] | DB |  |  | 93 | 90 | 825000 |  | N | OP | SR |  |  | NA | FW | NC |  |  | N
2007 | 17145 | 50067 | 2 | OP | [27 empty] | N | [35 empty] | N | bar: LN
2007 | 17164 | 50110 | BLR1 | OP | [27 empty] | N | [35 empty] | N | bar: LN
2007 | 17164 | 50112 | BLR2 | OP | [27 empty] | N | [24 empty] | CO: OP; LN: SN; AL: NA |  |  | N
2007 | 17166 | 2336 | 1 | OP | ST | ST | ST | 0.023 | 34.14 | 2019.2 | PB | DH | OT | OH | OH | YR | 1994 | 1994 | 1994 | MS |  |  | MS |  |  | MS |  |  | SS |  |  | N | 9 | 1963 |  |  | 475 | 0 | 105.2 | 712.8 | 0 |  | NG | DFO | [6 empty] | FF |  |  | 81.7 | 83.1 | 562000 | N: N; LN: NA; AL: RS |  |  | N
2007 | 17166 | 8224 | 2 | OP | ST | ST | ST | 20 | 0.6 | 0.5 | OP | DP | NP | SM | MO | MO | 1985 | 1985 | 1985 | MS |  |  | MS |  |  | MS | [5 empty] | Da | 7 | 1985 |  |  | 1997 | 144 | 0 | 0 | 0 |  | BIT | SUB | [6 empty] | FF |  |  | 88.9 | 89.9 | 517456 | D | N | CN | LN | BF | LA | FW | FW | NC |  |  | N
2007 | 17543 | 130 | 2 | OP | ST | FD | FD | 0.03 | 0.6 | 0.45 | PB | DP | NP | NV | MO | MO | 1984 | 1984 | 1997 | MS |  |  | MS |  |  | MS |  |  | NC |  |  | Da | 5 | 1984 | 5 | 2040 | 3900 | 229.6 | 0 | 0 | 0 |  | BIT | SC | [6 empty] | TF |  |  | 90.3 |  | 1037150 | D | N | OP | LN | SR |  | CE | CE | NC |  |  | N
2007 | 15537 | 3140 | 3 | OP | ST | ST | ST | 0.1 | 4.8 | 0.45 | PB | DP | NP | NV | OT | MO | 1981 | 1979 | 1995 | MS |  |  | MS |  |  | MS |  |  | ND |  |  | N | 6 | 1969 | 6 | 2014 | 5700 | 281 | 0 | 0 | 0 |  | BIT | [7 empty] | TF |  |  | 90 | 91 | 1463000 | D | N | OP | LN |  |  | CE | CE | IF |  |  | N
2007 | 18642 | 3406 | 10 | OP | ST | ST | FD | 0.1 | 3.4 | 0.48 | PB | DP | NP | PS | DA | YR | 1982 | 1982 | 1996 | MS |  |  | MS |  |  | MS | LN | OT | SS |  |  | N | 8 | 1959 |  |  | 1100 | 61.8 | 0 | 0 | 0 |  | BIT | [7 empty] | FF |  |  | 89.7 | 90.1 | 268000 | D | N | OP | LN |  |  | FW | FW | NC |  |  | N
2007 | 19519 | 50732 | ETBLR3 | OP | [27 empty] | N | [35 empty] | N | bar: NA LN
2007 | 19526 | 50733 | 4BH1 | OP | ST | ST | St | 0.036 | 0.4567 |  | PB | DP | OT | DA | DA | OT | 1993 | 1991 | 2004 | MS |  |  | MS |  |  | MS |  |  | NC |  |  | N | 6 | 1967 |  |  | 300 |  | 64.2 | 6706.9 | 0 |  | BFG | RFO | [6 empty] | TF |  |  | 85.6 |  | 66270 | N N: N; NA LN: NA; RS FW: CE; RS NC: NC |  |  | N
2007 | 12658 | 2823 | B1 | OP | ST | ST | FD | 0.1 | 3 | 0.86 | PB | DP | NP | PS | TH | YR | 1970 | 1970 | 2001 | MS |  |  | MS |  |  | MS | [5 empty] | N | 11 | 1970 | 1 | 2025 | 1650 | 176 | 0 | 0 | 0 |  | LIG | [7 empty] | CY |  |  | 82 | 81 | 646055 | W | N | OP | LA | OV |  | NA | BW | NC |  |  | N
2007 | 55995 | 56456 | BLR1 | CO | FD | FD | FD | 0.02 | 0.16 | 0.09 | PB | DP | NP | YR | MO | YR | 2009 | 2009 | 2009 | [9 empty] | IF |  |  | Da | 8 | 2010 |  |  | 4750 | 352 |  |  |  |  | BIT | DFO | [6 empty] | OF |  |  | 87.4 | 87.2 | 2500000 | D | N | CO | LN | OV | SR | OT | OT | IF |  |  | Y | Y | Y | Y |  | Y | Y
2007 | 18642 | 50 | 7 | OP | ST | ST | FD | 0.12 | 0.9 | 0.43 | PB | DP | NP | PS | DA | YR | 1981 | 1981 | 2000 | MS |  |  | MS |  |  | MS |  |  | IF | NC |  | N | 2 | 1961 |  |  | 3850 | 206 | 0 | 0 | 0 |  | BIT | [7 empty] | TF |  |  | 89.6 | 90.6 | 890000 | D | N | OP | LN |  |  | IC | CE | NC |  |  | N
2007 | 55914 | 50799 | WH 1 | OP | [52 empty] | CO: OP; LN: SR; OT: NA |  |  | N
2007 | 18642 | 1379 | 6 | OP | ST | ST | FD | 0.11 | 1.2 | 0.46 | PB | DP | NP | PS | DA | YR | 1980 | 1980 | 2000 | MS |  |  | MS |  |  | MS | LN | OT | NC |  |  | N | 11 | 1954 |  |  | 1000 | 58.2 | 0 | 0 | 0 |  | BIT | [7 empty] | FF |  |  | 88.3 | 89.1 | 242000 | D | N | OP | LN |  |  | BW | BW | NC |  |  | N
2007 | 18642 | 3399 | 1 | OP | ST | ST | FD | 0.1 | 5 | 0.58 | PB | DP | NP | PS | DA | YR | 1982 | 1981 | 2000 | MS |  |  | MS |  |  | MS |  |  | CU |  |  | N | 3 | 1973 |  |  | 9300 | 509 | 0 | 0 | 0 |  | BIT | [7 empty] | OF |  |  | 88.9 | 89.1 | 2260000 | D | N | OP | LN | SR |  | FW | BW | NC |  |  | N
2007 | 56069 | 56848 | HRSG10 | [64 empty] | Y | Y |  |  |  | Y | bar: LN
2007 | 18642 | 3406 | 9 | OP | ST | ST | FD | 0.1 | 3.4 | 0.48 | PB | DP | NP | PS | DA | YR | 1982 | 1982 | 1996 | MS |  |  | MS |  |  | MS |  |  | SS |  |  | N | 6 | 1959 |  |  | 1100 | 61.8 | 0 | 0 | 0 |  | BIT | [7 empty] | FF |  |  | 89.7 | 90.1 | 268000 | D | N | OP | LN |  |  | FW | FW | NC |  |  | N
2007 | 12796 | 3942 | 2 | OP | ST | ST | FD | 0.05 | 3.2 | 0.5 | PB | DP | NP | OH | DA | YR | 1975 | 1974 | 1996 | MS |  |  | MS |  |  | MS |  |  | SU |  |  | N | 9 | 1952 |  |  | 700 | 39.6 | 0 | 0 | 0 |  | BIT | [7 empty] | FF |  |  | 84 | 85 | 270000 | D | N | OP | LN |  |  | RS | RS | NC |  |  | Y |  |  |  | Y
2007 | 23279 | 3944 | 1 | OP | ST | ST | FD | 0.05 | 5.12 | 0.42 | PB | DP | NP | PS | DA | YR | 1975 | 1976 | 1997 | MS |  |  | MS |  |  | MS | [5 empty] | N | 12 | 1972 |  |  | 4900 | 250 | 0 | 0 | 0 |  | BIT | DFO | NG | [5 empty] | OF |  |  | 89 | 89 | 1500000 | D | N | OP | LN | SR |  | AB | FW | IF |  |  | Y |  |  |  | Y |  |  | Y | Y
2007 | 12807 | 4259 | 1 | OP | [27 empty] | N | [24 empty] | CO: OP; LN: OV; OV: LN; SR: LA; OT: RJ |  |  | N
2007 | 12686 | 2048 | 2 | OP | [27 empty] | N | [35 empty] | N | bar: LN
2007 | 17698 | 3476 | 5 | OP | ST | ST | St | 0.1 | 440 | 0.18 | PB | DM | NP | WO | NV | MO | 1976 | 1976 | 2005 | MS |  |  | MS |  |  | MS | [5 empty] | N | 4 | 1974 |  |  | 2384 | 0 | 260 | 4010 | 0 |  | NG | DFO | [6 empty] | TF |  |  | 85.4 | 85.8 | 608000 |  | N | OP | OT |  |  | NA | CE | NC |  |  | N
2007 | 17698 | 6138 | 1 | OP | ST | FD | FD | 632.4 | 1.2 | 0.7 | PH | DP | NP | OH | TH | TH | 1978 | 1978 | 1978 | MS |  |  | MS |  |  | MS | [5 empty] | D | 5 | 1978 |  |  | 3793 | 312.5 | 0 | 0 | 0 |  | SUB | [7 empty] | OF |  |  | 85.8 | 86.1 | 1099000 | D | N | OP | LN |  |  | BW | BW |  |  |  | N
2007 | 40307 | 6238 | 1A | OP | [63 empty] | N | bar: LN
2007 | 56069 | 56848 | HRSG6 | [64 empty] | Y | Y |  |  |  | Y | bar: LN
2007 | 40430 | 50305 | K22 | OP | [63 empty] | N | bar: LN
2007 | 15844 | 329 | 2 | OP | LO | LO | LO | 0.1 | 500 | 100 | PC | DM | NM | FT | NV | OH | 1976 | 1969 | 1998 | MS |  |  | MS |  |  | MS |  |  | NC |  |  | N | 6 | 1964 | 12 | 2013 | 575 | 0 | 150 | 792 | 0 |  | NG | [7 empty] | TF |  |  | 83 | 84 | 210000 |  | N | OP | FR |  |  | NA | CE | ND |  |  | N
2007 | 12888 | 54625 | 1 | OP | [27 empty] | N | [24 empty] | CO: OP; LN: SN; OV: OV; OT: NA |  |  | Y | Y | Y | Y |  |  | Y
2007 | 16572 | 147 | K-1 | OS | LO | LO | LO | 0.6 | 0 | 282 | OT | OT | OT | NV | NV | NV | 1970 | 1970 | 1970 | MS |  |  | MS |  |  | MS |  |  | OT |  |  | N | 7 | 1952 |  |  | 350 | 0 | 71 | 452 | 0 |  | NG | [7 empty] | FF |  |  | 82.1 | 82 | 71410 |  | N | SC | OT |  |  | NA | CE | OT |  |  | N
2007 | 12628 | 1571 | 3 | OP | ST | ST | ST | 0.02 | 1 | 0.3 | PC | SU | NP | DT | MO | TH | 1979 | 1978 | 2000 | MS |  |  | MS |  |  | MS |  |  | NC |  |  | N | 6 | 1975 |  |  | 4600 |  | 1066 | 6600 | 0 |  | RFO | DFO | [6 empty] | TF |  |  | 89 | 90 | 1199110 | D | N | OP | OV | LN |  | RJ | CE | NC |  |  | N
2007 | 12653 | 1572 | 2 | OP | ST | ST | FD | 0.03 | 2.8 | 0.4 | PC | DP | NP | DT | DA | YR | 1978 | 1978 | 2004 | MS |  |  | MS |  |  | MS |  |  | NC |  |  | N | 4 | 1960 |  |  | 1300 | 62.5 | 0 | 0 | 0 |  | BIT | [7 empty] | TF |  |  | 91 | 91 | 359288 | W | N | OP | LN | OV |  | FW | CE | IF |  |  | N
2007 | 17718 | 2446 | 051B | OP | NA | NA | ST |  |  | 0.3 |  |  | NP |  |  | NV |  |  | 1967 | [6 empty] | MS | [5 empty] | N | 1 | 1967 | 12 | 2030 | 810 | 0 | 0 | 980 | 0 |  | NG | [7 empty] | TF |  |  | 85.9 | 86.2 | 264273 | N: N; LN: NA; OT: CE |  |  | N
2007 | 20847 | 56068 | 19 | PL | ST | ST | St | 0.018 | 0.15 | 0.07 | PB | DP | NP | TH | MO | MO | 2009 | 2009 | 2009 | [12 empty] | Db | 9 | 2010 |  |  | 209.5 | [5 empty] | BIT | [7 empty] | OF |  |  | 88.9 | 87.7 | 1062000 | W | N | PL | LN |  |  | HT | HT |  |  |  | N
2007 | 20856 | 4048 | 3 | OP | [27 empty] | N | [35 empty] | N | bar: LN
2007 | 20856 | 4054 | 1 | OP | ST | ST | ST | 0.45 | 3.2 | 1709 | PB | DP | NH | PS | DA | OH | 1991 | 1986 | 1991 | MS |  |  | MS |  |  | MS |  |  | SS |  |  | N | 12 | 1959 |  |  | 700 | 44.8 | 0 | 0 | 1 |  | SUB | PC | [6 empty] | CY |  |  | 89.8 | 90.2 | 220000 | W | N | OP | OV |  |  | NA | BW | ND |  |  | N
2007 | 814 | 167 | 2 | OP | ST | ST | ST | 12.2 | 457.5 | 505.4 | PH | DH | NH | TH | TH | TH | 1990 | 1990 | 1990 | MS |  |  | MS |  |  | MS | [5 empty] | N | 8 | 1949 |  |  | 625 | 0 | 138.9 | 825.5 | 0 |  | NG | [7 empty] | FF |  |  | 83 | 84 | 159020 | N: N; LN: NA; OT: RS |  |  | N
2007 | 814 | 169 | 1 | OP | ST | ST | ST | 33 | 418 | 302 | PH | DH | NH | DA | DA | DA | 1990 | 1990 | 1990 | MS |  |  | MS |  |  | MS | [5 empty] | N | 12 | 1943 |  |  | 350 | 0 | 70 | 420 | 0 |  | NG | RFO | [6 empty] | FF |  |  | 83 | 83 | 125000 | N: N; LN: NA; OT: CE |  |  | N
2007 | 49966 | 10435 | SG101C | OP | [27 empty] | N | 3 | 1991 | 3 | 2032 | 96 |  |  |  | 350 | [12 empty] | 70 | 65 | 200000 | CO: OP; LN: LA; OV: OV; OT: NA |  |  | Y | Y |  | Y | Y
2007 | 20541 | 50877 | B2 | OP | [27 empty] | N | [24 empty] | CO: OP; LN: OV; OV: SN; SR: LN; OT: FN |  |  | Y | Y
2007 | 54888 | 3470 | WAP5 | OP | FD | FD | ST | 0.1 | 1.2 | 0.43 | PB | DP | NP | NS | TH | DA | 1978 | 1978 | 1999 | MS |  |  | MS |  |  | MS | LN | OV | NC |  |  | D | 12 | 1977 |  |  | 4745 |  | 0 | 6428 | 0 |  | BIT | [7 empty] | OF |  |  | 84.8 | 84.8 | 2552000 | D | N | OP | LN | OV | SR | BW | BW | NC |  |  | Y |  | Y
2007 | 54888 | 3470 | WAP6 | OP | FD | FD | ST | 0.1 | 1.2 | 0.43 | PB | DP | NP | NS | TH | DA | 1979 | 1979 | 1999 | MS |  |  | MS |  |  | MS | LN | OV | NC |  |  | D | 12 | 1978 |  |  | 4745 |  | 0 | 6428 | 0 |  | BIT | [7 empty] | OF |  |  | 84.8 | 84.8 | 2552000 | D | N | OP | LN | OV | SR | BW | BW | NC |  |  | Y |  | Y
2007 | 6526 | 2878 | 2 | OP | ST | ST | ST | 0.1 | 1.94 | 0.8 | PB | DP | NP | PS | DA | YR | 1983 | 1981 | 2000 | MS |  |  | MS |  |  | MS |  |  | SU | US |  | N | 2 | 1959 |  |  | 950 | 60 | 0 | 0 | 0 |  | SUB | [7 empty] | VF |  |  | 89.5 | 88.4 | 249400 | D D: D; N N: N; LN LN: NA; BW BW: BW; NC NC: NC |  |  | N
2007 | 15085 | 50739 | 0100 | OP | [27 empty] | N | [24 empty] | OP OP: OP; LN LN: LA; OV OV: OV; BW BW: NA |  |  | N
2007 | 14354 | 56102 | HRSG1A | OP | ST | NA | St | 0.066 |  | 2.25 | PB |  | NM | DA |  | TH | 2006 |  | 2006 | MS | [5 empty] | MS | [5 empty] | Db | 3 | 2006 | 3 | 2041 | 731.1 |  |  | 3852 |  |  | NG | [7 empty] | DB |  |  | 88.8 |  | 3021000 |  | N | OP | LN | SR |  | GE | VO |  |  |  | N
2007 | 5347 | 55419 | HRU600 | OP | FD | FD | FD | 0.3 | 0.2 | 1.6 | PB | DP | OT | NS | MO | MO | 2004 | 2004 | 2004 | MS |  |  | MS |  |  | MS |  |  | NC |  |  | Da | 3 | 2004 |  |  | 1250 |  |  | 825 |  | 999 | OG | OTH | [6 empty] | DB |  |  | 91 |  | 726738 |  | N | OP | SR |  |  | NA | NM | NC |  |  | N
2007 | 6693 | 55801 | HRSG2 | OP | [28 empty] | 12 | 2004 |  |  | 790.8 |  |  | 374.6 |  | 1007 | OG | NG | [6 empty] | DB |  |  | 71.4 | 70.8 | 1100000 | N N: N; OP OP: OP; LN LN: SR; BW BW: NA; BW BW: FW |  |  | N
2007 | 55713 | 55295 | HRSG1 | OP | FD | FD | FD | 103 | 24 | 202 | OT | OT | OT | YR | YR | YR | 2003 | 2003 | 2003 | [9 empty] | NC |  |  | N | 12 | 2003 | [7 empty] | 1720 | NG | [7 empty] | FF |  |  |  | 88 |  | N N: N; OP OP: OP; LN LN: SR; BW BW: NA; BW BW: VO |  |  | N
2007 | 10337 | 10405 | HRSG1 | [53 empty] | OP OP: OP; LN LN: SR; BW BW: NA |  |  | N
2007 | 20541 | 50880 | UNIT1 | OP | [27 empty] | N | [24 empty] | OP OP: OP; LN LN: SN; BW BW: NA |  |  | Y | Y | Y | Y
2007 | 20541 | 50881 | BLR2 | OP | [27 empty] | N | [24 empty] | OP OP: OP; LN LN: SN; BW BW: NA |  |  | N
2007 | 20541 | 50882 | 2 | OP | [27 empty] | N | [24 empty] | OP OP: OP; LN LN: SN; BW BW: NA |  |  | Y | Y | Y
2007 | 20541 | 50883 | BLR2 | OP | [52 empty] | OP OP: OP; LN LN: SN; BW BW: NA |  |  | Y | Y
2007 | 20541 | 50883 | BLR3 | OP | [52 empty] | OP OP: OP; LN LN: SN; BW BW: NA |  |  | Y | Y
2007 | 18642 | 3407 | 8 | OP | ST | ST | FD | 0.1 | 2.8 | 0.43 | PB | DP | NP | PS | DA | YR | 1978 | 1979 | 2000 | MS |  |  | MS |  |  | MS | LN | OV | SS |  |  | N | 8 | 1955 |  |  | 1280 | 76.5 | 0 | 0 | 0 |  | BIT | [7 empty] | TF |  |  | 88.6 | 89.3 | 313000 | D | N | OZ | LN |  |  | IC | CE | NC |  |  | N
2007 | 19528 | 54780 | B7 | OP | [27 empty] | N | [35 empty] | N | bar: LN LN
2007 | 19533 | 50307 | B3 | OP | [27 empty] | N | [35 empty] | N | bar: LN LN
2007 | 55879 | 50815 | HRB1 | OP | ST | NA | St | 1.4 |  | 7 | PH |  | NH | NV |  | NV | 2002 |  | 2002 | MS | [11 empty] | Db | 11 | 1985 |  |  | 371 |  |  | 137.3 |  |  | NG | [7 empty] | DB |  |  | 95 | 95 | 274.9 | N N: N; OP OP: OP; LN LN: LN; BW BW: JZ; BW BW: VO |  |  | N
2007 | 49732 | 52105 | HRSG1 | [53 empty] | OP OP: OP; LN LN: SR; BW BW: NA |  |  | N
2007 | 17235 | 3131 | 1 | OP | ST | ST | ST | 0.1 | 3.7 | 0.5 | PB | DP | NP | NV | MO | YR | 1976 | 1982 | 1996 | MS |  |  | MS |  |  | MS |  |  | SS |  |  | N | 6 | 1954 | 12 | 2034 | 930 | 50 | 0 | 0 | 0 |  | BIT | [7 empty] | FF |  |  | 90 | 91 | 228667 | D | N | OP | LN | SN |  | BW | BW | ND |  |  | N
2007 | 17254 | 54547 | HRSG 1 | OP | FD | NA | FD | 15.9 |  | 34 | PH |  |  | OH |  | OH | 1995 |  | 1995 | MS | [5 empty] | MS | [5 empty] | Db | 10 | 1994 |  |  | 699 | 0 | 0 | 168 | 0 | 1881 | NG | [7 empty] | DB |  |  | 82 | 80 | 835378 |  | N | OP | SN | LN |  | CN | VO |  |  |  | N
2007 | 20547 | 50185 | 2RB | OS | [27 empty] | N | [35 empty] | Y |  |  |  |  | Y |  | Y | bar: LN LN
2007 | 18715 | 6136 | 1 | OP | FD | FD | FD | 20 | 1.2 | 0.7 | OP | DP | NP | SM | TH | YR | 1982 | 1982 | 1982 | MS |  |  | MS |  |  | MS |  |  | SS |  |  | D | 10 | 1983 | 12 | 2035 | 3300 | 301.1 | 0 |  | 0 |  | SUB | [7 empty] | TF |  |  | 86.3 | 85 | 1623500 | D | N | OP | LN | AA | LA | FW | CE | NC |  |  | Y |  |  |  | Y
2007 | 16572 | 147 | K-7 | OP | FD | FD | FD | 14 | 4.6 | 18.3 | PH | DH | NH | TH | TH | TH | 2002 | 2002 | 2002 | MS |  |  | MS |  |  | MS |  |  | OT |  |  | Db | 10 | 2002 |  |  | 540 | 0 | 0 | 211.1 | 0 | 983 | NG | [7 empty] | DB |  |  | 93.2 | 86.8 | 743475 |  | N | OP | SR |  |  | NA | AL | OT |  |  | N
2007 | 1015 | 3548 | 2 | OP | FD | FD | ST | 20 | 193 | 726 | OP | OT | OT | SM | YR | YR | 1978 | 2000 | 2003 | MS |  |  | MS |  |  | MS |  |  | NC |  |  | D | 8 | 1977 |  |  | 2975 | 0 | 680 | 4125 | 0 |  | NG | DFO | [6 empty] | OF |  |  | 33 | 33 | 711000 |  | N | OP | FR | LA | LN | RJ | BW | NC |  |  | N
2007 | 1015 | 3549 | 2 | RE | ST | FD | ST | 15 | 31 | 32 | OP | OT | OT | SM | YR | YR | 1964 | 2000 | 2003 | MS |  |  | MS |  |  | LA |  |  | NC |  |  | N | 6 | 1964 | 12 | 2004 | 800 | 0 | 170 | 1183.1 | 0 |  | NG | [7 empty] | TF |  |  | 31.5 | 31.5 | 197000 |  | N | RE | LA |  |  | NA | CE |  |  |  | N
2007 | 55989 | 10837 | B1 | OP | [27 empty] | N | [35 empty] | N | bar: FR; RJ
2007 | 20548 | 50187 | PB | OP | [27 empty] | N | [35 empty] | N | bar: FR
2007 | 54863 | 8906 | 30 | OP | ST | ST | LO | 0.1 | 0.3 | 150 | PB | SU | NM | NV | NV | NV | 1973 | 1972 | 1995 | MS |  |  | MS |  |  | BO |  |  | NC |  |  | N | 12 | 1958 |  |  | 2913 | 151.6 | 605.5 | 3575 | 0 |  | NG | RFO | [6 empty] | FF |  |  | 89.6 | 90 | 845252 |  | N | OP | LN | BF |  | JZ | BW | ND |  |  | N
2007 | 16572 | 4941 | 3 | OP | FD | FD | FD | 0.06 | 0.1 | 0.45 | PB | DP | NP | OT | OT | YR | 1976 | 1998 | 1997 | MS |  |  | MS |  |  | MS |  |  | IF | OT |  | N | 4 | 1976 |  |  | 5410 | 326 | 0 | 0 | 0 |  | BIT | [7 empty] | TF |  |  | 88.8 | 89.5 | 1317000 | D | N | OP | OV |  |  | NA | CE | IF | OT |  | N
2007 | 16604 | 3609 | 3 | OP | ST | ST | ST | 96.7 |  |  | PH | OT | OT | NV | YR | YR | 1953 | 2000 | 2004 | MS |  |  | MS |  |  | MS |  |  | NC |  |  | N | 5 | 1953 |  |  | 650 | 0 | 0 | 816 | 0 |  | NG | [7 empty] | FF |  |  | 83.1 | 82.6 | 144300 |  | N: N; FR: NA; BW: BW; NC: NC |  |  | N
2007 | 16604 | 3613 | 2 | RE | ST | FD | ST | 113.1 |  |  | PH | OT | OT | NV | YR | YR | 1956 | 2000 | 2004 | MS |  |  | MS |  |  | MS |  |  | NC |  |  | N | 2 | 1956 | 10 | 2007 | 750 | 0 | 0 | 1020 | 0 |  | NG | [7 empty] | FF |  |  | 84.5 | 84.3 | 208100 |  | N: N; FR: NA; BW: BW; NC: NC |  |  | N
2007 | 1684 | 56049 | HRSG1 | CN | ST | ST | St | [24 empty] | Db | [35 empty] | N | bar: FR
2007 | 15998 | 3130 | 2 | OP | FD | FD | ST | 0.6 | 0.01 | 0.15 | PB | DP | NP | TH | MO | MO | 2004 | 2004 | 2004 | MS |  |  | MS |  |  | MS |  |  | ND |  |  | Da | 3 | 2004 | 12 | 2034 | 1922 | 230 | 0 | 0 | 0 |  | WC | BIT | [6 empty] | FB |  |  | 86.5 | 86.7 | 592000 | D | Y | OP | SN | CF |  | NA | OT | ND |  |  | Y |  | Y | [5 empty] | Y
2007 | 9417 | 8031 | 2 | OP | ST | ST | St | 0.0072 | 0.0022 | 0.0114 | PB | DP | NP | NS | NS | TH | 2004 | 2004 | 2004 | MS |  |  | MS |  |  | MS |  |  | NC |  |  | Da | 4 | 2004 |  |  | 599.9 |  | 0 | 405 | 0 | 2046 | NG | [7 empty] | DB |  |  | 85 | 85 | 902861 |  | N | OP | SR |  |  | NA | AL |  |  |  | N
2007 | 9210 | 54656 | PB4 | RE | [27 empty] | N | [25 empty] | OP: RE; FR: LN; RJ: EA |  |  | Y | [6 empty] | Y
2007 | 9210 | 54656 | RB3 | RE | [27 empty] | N | [35 empty] | N | bar: FR
2007 | 9210 | 54656 | RB5 | OP | [27 empty] | N | [35 empty] | Y |  |  |  | Y | bar: FR
2007 | 30151 | 10755 | HR3 | OP | [63 empty] | N | bar: FR
2007 | 17718 | 3484 | 141B | OP | ST | NA | NA | 15 |  |  | OP |  |  | SM |  |  | 1960 |  |  | MS | [11 empty] | N | 7 | 1960 | 12 | 2020 | 800 | 0 | 0 | 1016.1 | 0 |  | NG | [7 empty] | TF |  |  | 84.4 | 85 | 172200 |  | N | OP | OV |  |  | NA | CE |  |  |  | N
2007 | 25049 | 10395 | 1 | OP | [27 empty] | N | [25 empty] | OP: OP; FR: LN; LA: FR; RJ: CN |  |  | N
2007 | 6541 | 56708 | H1201 | CO | ST | ST | St | 0.04 | 0.19 | 0.07 | PB | SB | NP | YR | YR | MO | 2009 | 2009 | 2009 | OT |  |  | FR | OT |  | OT |  |  | CF | IF |  | N | 6 | 2009 |  |  | 1100 |  | 490.2 |  |  |  | PC | [7 empty] | FB |  |  | 89.4 | 90 | 295505 |  | N | CO | SN |  |  | NA | AL | CF |  |  | Y | Y | Y |  |  | Y | Y
2007 | 9231 | 2132 | 3 | OP | ST | ST | NA | 0.23 | 6.3 |  | PB | SB |  | EH | TH |  | 1979 | 1979 |  | MS |  |  | MS | [5 empty] | SS |  |  | N | 6 | 1965 |  |  | 450 | 29.4 | 116 | 750 | 0 |  | BIT | NG | DFO | [5 empty] | TF |  |  | 89 | 91 | 150000 | D | N | OP | OV |  |  | NA | CE |  |  |  | N
2007 | 12588 | 3788 | 1 | OP | ST | ST | FD | 0.12 | 1.53 | 0.38 | PB | DP | NP | DT | NS | MO | 1972 | 1972 | 1990 | MS |  |  | MS |  |  | MS |  |  | IF |  |  | N | 10 | 1949 |  |  | 800 | 33.3 | 0 | 0 | 0 |  | BIT | [7 empty] | TF |  |  | 89.1 | 89.8 | 170755 | D | N | OP | LA | LN |  | CM | CE | IF |  |  | N
2007 | 14369 | 50476 | B11 | OP | [27 empty] | N | [25 empty] | OP: OP; FR: FR; LA: LN; RJ: ID |  |  | N
2007 | 14381 | 2936 | 4 | OP | [63 empty] | N | bar: FR
2007 | 17543 | 3317 | 1 | OP | ST | FD | FD | 0.6 | 3.5 | 0.46 | PB | DP | NP | NV | NV | YR | 1966 | 1966 | 2000 | MS |  |  | MS |  |  | MS | [5 empty] | N | 6 | 1966 | 6 | 2011 | 620 | 31.4 | 0 | 0 | 0 |  | BIT | [7 empty] | FF |  |  | 89.6 | 90.1 | 182200 | D | N | OP | LN |  |  | RS | RS | NC |  |  | N
2007 | 17543 | 6249 | 4 | OP | ST | FD | FD | 0.1 | 0.52 | 0.6 | PB | DP | NP | NV | TH | TH | 1981 | 1981 | 1981 | MS |  |  | MS |  |  | MS | [5 empty] | D | 11 | 1981 | 11 | 2026 | 2000 | 115.7 | 0 | 0 | 0 |  | BIT | SC | [6 empty] | OF |  |  | 89.2 | 90.4 | 521400 | D | N | OP | LN |  |  | RS | RS | NC |  |  | N
2007 | 17568 | 6061 | 1 | OP | ST | ST | ST | 0.1 | 1.2 | 0.7 | PB | DP | NP | OH | TH | TH | 1979 | 1979 | 1979 | MS |  |  | MS |  |  | MS |  |  | SU |  |  | D | 4 | 1978 |  |  | 1575 | 81.7 | 0 | 0 | 0 |  | BIT | [7 empty] | OF |  |  | 88.4 | 85 | 213677 | D | N | OP | LN | OV |  | RS | RS |  |  |  | Y |  |  |  | Y |  |  | Y
2007 | 17609 | 2341 | 2 | OP | ST | ST | FD | 0.1 | 6000 | 0.7 | PB | DH | NP | PS | OH | OH | 1980 | 1973 | 1971 | MS |  |  | MS |  |  | MS |  |  | SS |  |  | N | 10 | 1971 |  |  | 5451 | 392.5 | 0 | 7750 | 0 |  | SUB | NG | [6 empty] | TF |  |  | 87.1 | 87.9 | 1890000 | D | N: N; FR: NA; BW: CE; NC: NC |  |  | N
2007 | 26751 | 2517 | 1 | RE | ST | ST | ST | 0.1 | 1 | 0.25 | PB | SU | NP | NV | NV | OH | 1971 | 1971 | 1995 | MS |  |  | MS |  |  | MS | [5 empty] | N | 12 | 1948 | 9 | 1997 | 425 | 0 | 80 | 0 | 0 |  | RFO | [7 empty] | TF |  |  | 87.4 | 87.7 | 112000 |  | N: Y; FR: NA; BW: CE |  |  | N
2007 | 26751 | 2517 | 4 | OP | ST | ST | ST | 0.1 | 1 | 0.25 | PB | SU | NP | NV | NV | OH | 1971 | 1976 | 1995 | MS |  |  | MS |  |  | MS | [5 empty] | N | 11 | 1960 |  |  | 1150 | 0 | 261.6 | 1643 | 0 |  | NG | RFO | [6 empty] | TF |  |  | 83.7 | 83.3 | 327273 |  | Y | OP | OV |  |  | NA | CE |  |  |  | N
2007 | 55779 | 50012 | BLR4 | OP | [27 empty] | N | [35 empty] | N | bar: FR
2007 | 42018 | 54998 | 12400 | OP | [27 empty] | N | [35 empty] | N | bar: FR
2007 | 14412 | 55306 | 2 B | OP | LO | LO | LO | 12.5 | 3 | 3 | PH | DH | NM | OH | TH | TH | 2003 | 2003 | 2003 | MS |  |  | MS |  |  | MS |  |  | NC |  |  | Da | 6 | 2003 |  |  | 704 | 0 | 0 | 0 | 282 |  | NG | [7 empty] | DB |  |  |  |  | 145000 |  | N | OP | LN | SR |  | GR | OT | NC |  |  | N
2007 | 14519 | 50666 | B1 | OP | [53 empty] | OP: OP; FR: SN; RJ: NA |  |  | Y | Y | Y | Y
2007 | 20847 | 1769 | 9 | OP | FD | FD | St | 0.1 | 1.21 | 0.7 | PB | DP | NP | NV | TH | TH | 1982 | 1982 | 1982 | MS |  |  | MS |  |  | MS |  |  | NC |  |  | D | 9 | 1979 |  |  | 615 | 53.6 | 0 | 0 | 0 |  | BIT | [7 empty] | OF |  |  | 83.6 | 86.3 | 178000 | D | N | OP | LN |  |  | RS | RS | NC |  |  | Y | Y | Y |  | Y
2007 | 23815 | 50244 | PGB | OP | [27 empty] | N | [25 empty] | OP: OP; FR: LN; RJ: AC |  |  | N
2007 | 23931 | 50956 | PB1 | OP | [27 empty] | N | [35 empty] | N | bar: FR
2007 | 19876 | 10774 | 2 | [54 empty] | OP: OP; FR: OV; RJ: NA |  |  | Y |  | Y | Y
2007 | 54915 | 55178 | HRSG2 | OP | ST | NA | ST | 0.0155 |  | 4 | PB |  | NM | DT |  | MO | 2002 |  | 2002 | MS | [5 empty] | MS | [5 empty] | Da | 2 | 2002 |  |  | 741 |  | 0 | 330 | 0 | 821 | NG | [7 empty] | DB | [6 empty] | N | OP | LN | SR |  | FN | TS |  |  |  | N
2007 | 49933 | 55410 | HRSG1 | CN | FD | FD | FD | [24 empty] | Da | [18 empty] | DB | [16 empty] | N | bar: OP
2007 | 42018 | 54998 | 12600 | OP | [27 empty] | N | [35 empty] | N | bar: FR
2007 | 56097 | 50846 | PB4 | OP | [27 empty] | N | [35 empty] | N | bar: FR
2007 | 55983 | 3490 | 2 | OP | ST | ST | ST | 0.1 | 440 |  | PB | DM | OT | WO | TH | YR | 1972 | 1972 | 2004 | MS |  |  | MS |  |  | MS |  |  | NC |  |  | N | 6 | 1969 |  |  | 2700 |  | 569 | 3619 | 0 |  | NG | [7 empty] | FF |  |  | 85 | 87 | 677600 |  | N | OP | FR | BF |  | NA | RS | NC |  |  | N
2007 | 8543 | 1979 | 2 | OP | [63 empty] | N | bar: FR; RJ
2007 | 1924 | 10488 | PB1 | OP | [27 empty] | N | [25 empty] | OP: OP; FR: OV; RJ: NA |  |  | N
2007 | 56137 | 54638 | RB01 | OP | [53 empty] | OP: OP; FR: OT; RJ: NA |  |  | N |  |  |  | Y | Y
2007 | 20704 | 54944 | 5RB | OP | [53 empty] | OP: OP; FR: OV; RJ: NA |  |  | N
2007 | 49965 | 1588 | 7 | OP | ST | ST | ST | 0.05 | 0.55 | 0.2 | PB | SB | NP | NV | NV | NV | 1982 | 1982 | 1995 | MS |  |  | MS |  |  | MS |  |  | NC |  |  | N | 6 | 1975 |  |  | 4200 |  | 869.6 | 5460 | 0 |  | RFO | NG | [6 empty] | TF |  |  | 89.2 | 90.4 | 979954 |  | Y | OP | LN |  |  | MI | CE | NC |  |  | N
2007 | 49965 | 1588 | 93 | OP | ST | ST | St | 0.011 | 0.0029 | 0.0074 | PB | SB | NP | NV | NV | NV | 2003 | 2003 | 2003 | MS |  |  | MS |  |  | MS |  |  | NC |  |  | Da | 5 | 2003 |  |  | 700 |  | 900 | 6000 | 0 | 1500 | NG | [7 empty] | DB | [6 empty] | N | OP | LN | SR |  | OT | DL | NC |  |  | N
2007 | 15452 | 568 | BHB2 | OP | ST | ST | ST | 60 | 0.33 | 0.15 | OP | DP | NP | OT | NV | NV | 1961 | 2004 | 2004 | MS |  |  | MS |  |  | MS |  |  | NC |  |  | N | 8 | 1961 |  |  | 1150 | 56.1 | 303.6 | 0 | 0 |  | RFO | [7 empty] | CY |  |  | 89.3 | 89.5 | 276000 | W | N | OP | LA |  |  | NA | BW | NC |  |  | N
2007 | 50006 | 10795 | BLR1 | OP | [27 empty] | N | [35 empty] | N | bar: FR
2007 | 5473 | 54428 | 255 | RE | [27 empty] | N | [35 empty] | N | bar: FR
2007 | 55843 | 259 | 3 | OP | ST | LO | LO | 0.3 | 2000 | 56 | PC | DM | NM | OH | NV | OH | 1971 | 1974 | 1993 | MS |  |  | MS |  |  | MS |  |  | NC |  |  | N | 12 | 1962 | 12 | 2012 | 2160 |  | 0 | 3081.8 | 0 |  | NG | [7 empty] | FF |  |  | 84.6 | 85.2 | 490200 |  | N | OP | OV | LN | FR | BW | BW | NC |  |  | N
2007 | 56151 | 310 | 1 | OP | LO | LO | LO | 0.1 | 0.25 | 0.15 | PC | SU | OT | OH | OH | DA | 1969 | 2001 | 2001 | MS |  |  | MS |  |  | MS | [5 empty] | N | 7 | 1960 |  |  | 980 |  | 204 | 1200 | 0 |  | NG | RFO | [6 empty] | FF |  |  | 84 | 84 | 260000 |  | N | OP | SR | OV | FR | NA | BW |  |  |  | N
2007 | 54805 | 55282 | HRSG2 | OP | FD | FD | FD | 27 | 5.25 | 2.5 | PH | DH | NM | OH | OH | TH | 2002 | 2002 | 2002 | MS |  |  | MS |  |  | MS | [5 empty] | Da | 6 | 2002 | 6 | 2032 | 610 |  | 0 | 388.9 | 0 | 84 | NG | [7 empty] | DB |  |  | 80 | 80 | 3718000 |  | N | OP | LN | SR |  | CN | AI |  |  |  | N
2007 | 2172 | 54817 | HRSG | OP | ST | ST | ST | 80.1 | 5 | 9 | OP | OT | NM | OH | YR | OH | 1997 | 1997 | 1997 | MS |  |  | MS |  |  | MS |  |  | NC |  |  | Da | 1 | 1997 | 1 | 2027 | 554 |  | 0 | 360 | 0 | 1237 | NG | [7 empty] | DB |  |  |  |  | 686632 |  | N | OP | SR |  |  | NA | DL | NC |  |  | N
2007 | 15298 | 6076 | 1 | OP | FD | FD | FD | 0.1 | 1.2 | 0.7 | PB | DP | NP | OT | TH | TH | 1976 | 1976 | 1976 | MS |  |  | MS |  |  | MS |  |  |  | NC |  | D | 11 | 1975 |  |  | 2520 | 197.9 | 0 | 0 | 0 |  | SUB | [7 empty] | TF | CF |  | 86.1 | 86.1 | 855000 | D | N | OP | LN |  |  | CE | CE | NC |  |  | N
2007 | 15330 | 55856 | PC2 | PL | FD | FD | FD | 0.02 | 0.18 | 0.07 | PB | DP | NP | TH | MO | MO | 2012 | 2012 | 2012 | MS |  |  | MS |  |  | MS |  |  | IF |  |  | Da | 5 | 2012 |  |  | 5910 | 424 |  |  |  |  | BIT | [7 empty] | OF |  |  | 87.2 | 88.1 | 1516100 | D | N | PL | LN | SR |  | BW | BW | NC |  |  | Y | Y |  |  | Y | Y | Y |  | Y
2007 | 5416 | 2721 | 3 | OP | ST | ST | ST | 0.25 | 2.2 | 1.8 | PB | DP | NP | DA | DA | DA | 1986 | 1999 | 2000 | MS |  |  | MS |  |  | MS |  |  | SS |  |  | N | 5 | 1948 | 6 | 2012 | 620 | 29.9 | 0 | 0 | 0 |  | BIT | [7 empty] | TF |  |  | 87.4 | 88 | 140150 | D | N | OP | LN | BF | LA | CE | CE | SS |  |  | N
2007 | 5416 | 2721 | 4 | OP | ST | ST | ST | 0.25 | 2.2 | 1.8 | PB | DP | NP | DA | DA | DA | 1986 | 1999 | 2000 | MS |  |  | MS |  |  | MS |  |  | SS |  |  | N | 11 | 1948 | 6 | 2012 | 620 | 29.9 | 0 | 0 | 0 |  | BIT | [7 empty] | TF |  |  | 87.4 | 88 | 140150 | D | N | OP | LN | BF | LA | CE | CE | SS |  |  | N
2007 | 17828 | 963 | 32 | OP | ST | ST | NA | 0.1 | 6 |  | PB | DP |  | TH | TH |  | 1987 | 1972 |  | MS |  |  | MS | [5 empty] | IF |  |  | N | 6 | 1972 | 12 | 2018 | 690 | 41 | 0 | 0 | 0 |  | BIT | [7 empty] | CY |  |  | 88 | 88 | 175000 | W | N | OZ | SR |  |  | NA | BW | NC |  |  | Y |  |  |  | Y | Y |  |  | Y
2007 | 17833 | 2161 | 1 | OP | ST | ST | NA | 0.16 | 1.5 |  | PB | DP |  | DT | DA |  | 1980 | 2001 |  | MS |  |  | MS | [5 empty] | OT |  |  | N | 8 | 1957 |  |  | 220 | 12 | 0 | 292 | 0 |  | SUB | NG | [6 empty] | TF |  |  | 87.1 | 87.7 | 104500 | D D: D; N N: N; LN LN: NA; CE CE: CE |  |  | N
2007 | 17833 | 2161 | 5 | OP | ST | ST | St | 0.16 | 2 | 0.35 | PB | DP | NP | DT | DA | YR | 1976 | 2001 | 2004 | MS |  |  | MS |  |  | MS |  |  | SS | SU |  | N | 5 | 1970 |  |  | 725 | 41 | 0 | 990 | 0 |  | SUB | NG | [6 empty] | FF |  |  | 88.5 | 90.6 | 316000 | D | N | OP | LN |  |  | RS | RS |  |  |  | N
2007 | 54881 | 50130 | BLR1 | OP | ST | ST | FD | 20 | 0.7 | 0.45 | OP | DP | NP | NV | DA | NV | 1971 | 1987 | 1998 | MS |  |  | MS |  |  | MS |  |  | SS |  |  | N | 8 | 1958 |  |  | 400 | 400 | 0 | 0 | 0 |  | SUB | BIT | [6 empty] | TF |  |  | 89 | 90 | 137000 | D | N | OP | LN | LA | BF | CE | CE | NC |  |  | N
2007 | 11249 | 1364 | 2 | OP | FD | LO | FD | 20 | 1.2 | 0.45 | OP | DP | NP | SM | TH | YR | 1982 | 1982 | 1997 | MS |  |  | MS |  |  | MS |  |  | NC |  |  | N | 7 | 1974 |  |  | 2326 | 136.5 | 0 | 0 | 0 |  | BIT | [7 empty] | TF |  |  | 88.3 | 89.7 | 970000 | D | N | OP | LN |  |  | CE | CE | NC |  |  | Y |  |  |  | Y | Y
2007 | 12258 | 10883 | HSG2 | OP | [52 empty] | OP: OP; LN: LN; CE: CN |  |  | N
2007 | 12258 | 10883 | PSG3 | OP | [52 empty] | OP: OP; LN: LN; CE: DB |  |  | N
2007 | 19724 | 52048 | 8 | OP | [27 empty] | N | [35 empty] | N | bar: LN
2007 | 19876 | 3804 | 4 | OP | ST | ST | ST | 235 | 14 | 0.2 | PH | OT | NP | TH | YR | DA | 1972 | 1972 | 1996 | MS |  |  | MS |  |  | MS |  |  | SS |  |  | N | 4 | 1962 |  |  | 1620 | 78.3 | 338 | 0 | 0 |  | NG | [7 empty] | TF |  |  | 90 | 91 | 414260 | D | N | OZ | LN |  |  | CN | CE | SS |  |  | N
2007 | 19876 | 7213 | 2 | OP | ST | ST | ST | 0.02 | 0.1 | 0.32 | PB | SB | NP | NS | MO | MO | 1996 | 1996 | 1996 | MS |  |  | MS |  |  | MS |  |  | IF |  |  | Da | 3 | 1996 |  |  | 3295 | 163.4 | 0 | 0 | 0 |  | BIT | [7 empty] | TF |  |  | 88.7 | 91 | 1054000 | D | N | OZ | LN | OV | SN | AL | CE | IF |  |  | Y |  | Y |  |  | Y
2007 | 19436 | 2104 | 4 | OP | ST | ST | FD | 0.12 | 2.3 | 0.5 | PB | DP | NP | NS | TH | YR | 1982 | 1979 | 1996 | MS |  |  | MS |  |  | MS |  |  | SS |  |  | N | 7 | 1961 |  |  | 2650 | 154 | 0 | 0 | 0 |  | SUB | NG | [6 empty] | FF |  |  | 86.8 | 88.7 | 837047 | D | N | OP | LN | OV |  | AL | FW | NC |  |  | N
2007 | 19436 | 2107 | 1 | OP | ST | ST | FD | 0.12 | 4.8 | 0.86 | PB | DP | NP | NS | DA | YR | 1979 | 1979 | 2000 | MS |  |  | MS |  |  | MS |  |  | SS |  |  | N | 5 | 1967 |  |  | 3290 | 247.7 | 0 | 0 | 0 |  | SUB | TDF | PC | [5 empty] | CY |  |  | 84.8 | 85 | 1122800 | W | N | OP | OV | OT |  | NA | BW | NC |  |  | N
2007 | 19436 | 6155 | 1 | OP | ST | ST | FD | 0.12 | 2.3 | 0.45 | PB | DP | NP | NS | TH | YR | 1979 | 1979 | 1996 | MS |  |  | MS |  |  | MS |  |  | SS |  |  | N | 3 | 1976 |  |  | 4284 | 336.9 | 0 | 0 | 0 |  | SUB | [7 empty] | TF | CF |  | 86.2 | 87.2 | 1289627 | D | N | OP | LN | AA |  | CE | CE | NC |  |  | N
2007 | 19436 | 6155 | 2 | OP | ST | ST | FD | 0.12 | 2.3 | 0.45 | PB | DP | NP | NS | TH | YR | 1979 | 1979 | 1996 | MS |  |  | MS |  |  | MS |  |  | SS |  |  | N | 3 | 1977 |  |  | 4284 | 336.9 | 0 | 0 | 0 |  | SUB | [7 empty] | TF | CF |  | 86.2 | 87.2 | 1289627 | D | N | OP | LN | AA |  | CE | CE | NC |  |  | N
2007 | 19370 | 50730 | 10 | OP | [27 empty] | N | [35 empty] | N | bar: LN
2007 | 55936 | 1393 | 3 | OP | ST | ST | St | 104.4 | 1118 | 477 | PH | DH | NH | NV | NV | NV | 1960 | 1960 | 1960 | MS |  |  | MS |  |  | MS | [5 empty] | N | 3 | 1960 |  |  | 1100 |  |  | 1482 |  |  | NG | [7 empty] | TF |  |  | 84.4 | 85.3 | 298300 | N: N; OZ: OP; LN: OT; AL: NA; CE: CE |  |  | N
2007 | 4062 | 2840 | 1 | RE | ST | ST | St | 0.1 | 5.66 | 0.7 | PB | DP | OT | DT | MO | YR | 1977 | 1982 | 2000 | MS |  |  | MS |  |  | MS | [5 empty] | N | 2 | 1959 | 12 | 2005 | 1000 | 59.5 | 0 | 0 | 0 |  | BIT | [7 empty] | CY |  |  | 90.3 | 90.1 | 234000 | D: W; N: N; OZ: RE; LN: LN; CE: BW |  |  | N
2007 | 4062 | 2840 | 4 | OP | ST | ST | St | 0.1 | 5.66 | 0.7 | PB | DP | OT | DT | MO | YR | 1984 | 1970 | 2000 | MS | OT |  | MS | OT |  | MS |  |  | IF |  |  | N | 6 | 1973 |  |  | 5900 | 332.5 | 0 | 0 | 0 |  | BIT | [7 empty] | TF |  |  | 88.5 | 88.5 | 2257232 | D | N | OP | OT |  |  | AL | CE |  |  |  | N
2007 | 19323 | 52071 | 5B | CO | FD | FD | FD | 0.015 | 0.2 | 0.1 | PB | DP | NP | TH | MO | MO | 2009 | 2009 | 2009 | [9 empty] | CF | IF | OT | Da | 7 | 2009 |  |  | 2045 | 231.4 |  |  |  |  | LIG | [7 empty] | FB |  |  | 83.7 | 84 | 593515 | D | N | CO | CF | SN |  | NA | FW | CF | IF | OT | Y | Y | Y | Y |  | Y
2007 | 55867 | 10208 | 9 | OP | ST | NA | St | 0.5 |  | 0.2 | PG |  | NP | NS |  | OT | 1972 |  | 2004 | MS | [11 empty] | D | 6 | 1972 |  |  | 250 |  | 0 | 308 | 850 |  | WDS | NG | [6 empty] | SS |  |  | 68.5 | 67 | 541000 |  | Y |  | NA | [14 empty] | Y | bar: CE FW; N Y
2007 | 5519 | 50627 | AUX | OP | [54 empty] | OP | LN | bar: AL NA; N Y
2007 | 5543 | 10788 | BLR10 | OP | [27 empty] | N | [27 empty] | NA | bar: N Y
2007 | 5543 | 10788 | BLR6 | OP | [27 empty] | N | [27 empty] | NA | bar: N Y
2007 | 19876 | 7537 | A | OP | [27 empty] | N | [26 empty] | OP | CF | bar: AL NA; N Y; N Y
2007 | 19876 | 10773 | 1 | OP | [27 empty] | N | [26 empty] | OP | OV | SN | bar: AL NA; N Y; N Y to N Y
2007 | 18162 | 50806 | RBF | OP | FD | ST | ST | 0.04 | 1.25 | 1.67 | PC | OT | OT | PS | YR | YR | 1974 | 1974 | 1974 | MS |  |  | MS |  |  | MS |  |  | NC |  |  | N | 6 | 1974 |  |  | 600 | 0 | 91.4 | 0 | 165 |  | BLQ | [7 empty] | OF |  |  | 67 | 64 | 85000 |  | N |  | NA |  |  | CE FW: BW; CE CF: NC; N Y: N
2007 | 54702 | 56350 | HRSG 4 | CO |  |  | LO |  |  | 5 |  |  | NM |  |  | DA |  |  | 2008 | [6 empty] | MS | [5 empty] | Db | 7 | 2008 |  |  | 342 | [5 empty] | NG | [7 empty] | DB |  |  | 98 | 49 |  |  | Y | OP | LN | SR |  | AL NA: GE; CE FW: VO; N Y: N
2007 | 29116 | 55209 | HR5 | OP | ST | ST | FD | 0.03 | 0.2 | 0.2 | PB | DC | NH | YR | YR | YR | 2002 | 2002 | 2002 | [12 empty] | Da | 9 | 2002 |  |  | 370 |  |  | 280 |  |  | NG | [7 empty] | DB | bar: CE FW
2007 | 6844 | 55480 | HRSG 5 | OP | ST | ST | St | 22.06 | 36.17 | 106.25 | PH | DH | NH | OH | OH | OH | 2003 | 2003 | 2003 | MS |  |  | MS |  |  | MS |  |  | NC |  |  | Db | 6 | 2003 | 4 | 2034 | 764.9 |  |  | 764.9 |  | 2085.8 | NG | [7 empty] | DB |  |  | 48.1 | 44.2 | 770304 |  | N | OP | LN |  |  | AL NA: GE; CE FW: AL; CE CF: NC; N Y: N
2007 | 11208 | 6481 | 1SGA | OP | ST | ST | ST | 0.0184 | 0.138 | 0.461 | PB | DP | NP | NV | MO | MO | 1986 | 1986 | 1986 | MS |  |  | MS |  |  | MS |  |  | NC |  |  | Da | 6 | 1986 | 7 | 2026 | 6100 | 343.1 | 0 | 0 | 0 |  | BIT | SUB | [6 empty] | OF |  |  | 88.9 | 88.7 | 1450000 | D | N | OP | LN |  |  | AL NA: BW; CE FW: BW; CE CF: NC; N Y: N
2007 | 6090 | 50625 | 19 | RE | ST | ST | ST | 30 | 0.32 | 78 | OP | DC | NH | SM | OT | OH | 1996 | 1997 | 2001 | MS |  |  | MS |  |  | MS |  |  | NC |  |  | N | 6 | 1960 | 8 | 2005 | 250 | 0 | 0 | 250 | 0 |  | OG | NG | [6 empty] | FF |  |  | 81.9 | 78.6 | 500000 |  | N | RE | FR | OV | OT | NA | CE | NC |  |  | N
2007 | 50006 | 10796 | BLR1 | OP | [27 empty] | N | [25 empty] | RE: OP; FR: LN; NA: AL |  |  | N
2007 | 50006 | 10796 | BLR3 | OP | [27 empty] | N | [25 empty] | RE: OP; FR: LN; NA: AL |  |  | N
2007 | 5580 | 1384 | 1 | OP | ST | ST | FD | 0.32 | 3.3 | 0.5 | PB | DP | NP | NV | NV | NV | 1977 | 1977 | 1995 | MS |  |  | MS |  |  | MS |  |  | SS |  |  | N | 2 | 1965 |  |  | 825 | 42.5 | 0 | 0 | 0 |  | BIT | [7 empty] | FF |  |  | 89.1 | 88.8 | 280000 | D | N | OP | LN |  |  | BW | BW | NC |  |  | N
2007 | 5580 | 1384 | 2 | OP | ST | ST | FD | 0.32 | 3.3 | 0.5 | PB | DP | NP | NV | NV | NV | 1977 | 1977 | 1995 | MS |  |  | MS |  |  | MS |  |  | SS |  |  | N | 10 | 1969 |  |  | 1550 | 92.5 | 0 | 0 | 0 |  | BIT | [7 empty] | FF |  |  | 87.1 | 86.4 | 492000 | D | N | OP | LN |  |  | BW | BW | IF |  |  | N
2007 | 54745 | 10425 | PF1BLR | OP | [63 empty] | N | bar: FR
2007 | 49732 | 52105 | 7BLR | OP | [27 empty] | N | [25 empty] | RE: OP; FR: LN; NA: JZ |  |  | Y | [7 empty] | Y
2007 | 55965 | 10477 | R1 | OP | [27 empty] | N | [35 empty] | N | bar: FR
2007 | 54796 | 55380 | 3 B | OP | LO | LO | LO | 0.02 | 3 | 3.5 | PB | DH | NM | TH | DA | MO | 2003 | 2003 | 2003 | MS |  |  | MS |  |  | MS |  |  | NC |  |  | Da | 5 | 2003 |  |  | 704 |  | 0 | 284 | 282 |  | NG | [7 empty] | DB |  |  |  |  | 145000 |  | N | OP | LN | SR |  | GR | OT | NC |  |  | N
2007 | 7597 | 55146 | 2 | OP | ST | ST | ST | 23.3 | 0.006 | 10.8 | PH | DP | NM | OH | OH | OH | 2002 | 2002 | 2002 | MS |  |  | MS |  |  | MS |  |  | SS |  |  | Db | 2 | 2002 | 2 | 2032 | 568 | 0 | 0 | 264 | 0 |  | NG | [7 empty] | DB |  |  | 91.5 | 89.4 | 710186 |  | N | OP | LN | SR |  | CN | AI | SS |  |  | N
2007 | 7651 | 2063 | W1 | SB | [27 empty] | N | [35 empty] | N | bar: FR
2007 | 8641 | 10346 | BOIL01 | OP | [27 empty] | N | [25 empty] | RE: OP; FR: SR; NA: NA |  |  | N
2007 | 9401 | 50250 | 3PB | OP | [27 empty] | N | [25 empty] | RE: OP; FR: LA; OV: LN; NA: RS |  |  | N
2007 | 11241 | 1448 | 10 | SB | ST | ST | ST | 20 | 2000 | 0.05 | OP | DM | NO | SM | NV | YR | 1969 | 1969 | 1969 | MS |  |  | MS |  |  | MS | [5 empty] | N | 6 | 1961 |  |  | 250 | 0 | 41.7 | 309 | 0 |  | NG | [7 empty] | FF | [6 empty] | N: N; FR: NA; CE: BW; NC: NC |  |  | N
2007 | 11241 | 1448 | 11 | SB | ST | ST | ST | 20 | 2000 | 0.05 | OP | DM | NO | SM | NV | YR | 1969 | 1969 | 1969 | MS |  |  | MS |  |  | MS | [5 empty] | N | 4 | 1965 |  |  | 350 | 0 | 61.2 | 578 | 0 |  | NG | [7 empty] | FF | [6 empty] | N: N; FR: NA; CE: FW; NC: NC |  |  | N
2007 | 11241 | 1448 | 12 | SB | ST | ST | ST | 20 | 2000 | 0.05 | OP | DM | NO | SM | NV | YR | 1969 | 1969 | 1969 | MS |  |  | MS |  |  | MS | [5 empty] | N | 7 | 1969 |  |  | 725 | 0 | 119 | 710 | 0 |  | NG | [7 empty] | FF | [6 empty] | N: N; FR: NA; CE: CE; NC: NC |  |  | N
2007 | 11249 | 1363 | 4 | OP | FD | LO | FD | 20 | 1.2 | 0.5 | OP | DP | NP | SM | TH | YR | 1976 | 1976 | 1997 | MS |  |  | MS |  |  | MS |  |  | NC |  |  | N | 6 | 1962 | 12 | 2025 | 1200 | 78.8 | 0 | 1591 | 0 |  | BIT | SC | [6 empty] | FF |  |  | 86 | 88 | 295616 | D | N | OP | LN |  |  | EG | CE | NC |  |  | Y |  |  |  | Y | Y
2007 | 11249 | 1363 | 5 | OP | FD | LO | FD | 20 | 1.2 | 0.5 | OP | DP | NP | SM | TH | YR | 1978 | 1977 | 1997 | MS |  |  | MS |  |  | MS |  |  | NC |  |  | N | 6 | 1966 | 12 | 2025 | 1360 | 91 | 0 | 1840 | 0 |  | BIT | SC | [6 empty] | FF |  |  | 86 | 88 | 378083 | D | N | OP | LN |  |  | EG | RS | NC |  |  | Y |  |  |  | Y | Y
2007 | 195 | 3 | 7A | OP | ST | NA | St | 0.011 |  | 0.013 | PB |  | NP | NS |  | TH | 2001 |  | 2001 | MS | [5 empty] | MS | [5 empty] | Db | 5 | 2001 | 12 | 2040 | 119 | 0 | 0 | 172.4 | 0 | 1030 | NG | [7 empty] | DB |  |  | 88 |  | 2484491 |  | N | OP | SR |  |  | NA | OT |  |  |  | N
2007 | 195 | 3 | 7B | OP | ST | NA | St | 0.011 |  | 0.013 | PB |  | NP | NS |  | TH | 2001 |  | 2001 | MS | [5 empty] | MS | [5 empty] | Db | 5 | 2001 | 12 | 2040 | 119 | 0 | 0 | 172.4 | 0 | 1030 | NG | [7 empty] | DB |  |  | 88 |  | 2484491 |  | N | OP | SR |  |  | NA | OT |  |  |  | N
2007 | 195 | 8 | 10 | OP | ST | ST | FD | 0.12 | 4 | 0.4 | PB | DP | NP | PS | DA | OT | 1975 | 1975 | 2000 | MS |  |  | MS |  |  | MS |  |  | SS |  |  | N | 10 | 1972 | 1 | 2032 | 4690 | 250 | 0 | 0 | 0 |  | BIT | [7 empty] | TF |  |  | 89.1 | 90.1 | 1375000 | D | N | OP | SR | LN |  | OT | CE | IF |  |  | N
2007 | 54788 | 10052 | BLR1 | OP | [54 empty] | OP | OV | LN | FU | CN |  |  |  |  | N
2007 | 6204 | 2465 | 4 | OS | [27 empty] | N | [35 empty] | N | bar: FR
2007 | 6204 | 55977 | 1 | OP | [53 empty] | RE: OP; FR: SR; NA: NA |  |  | N
2007 | 19798 | 56041 | M2 | OP | [53 empty] | RE: OP; FR: SR; NA: NA |  |  | N
2007 | 19804 | 693 | 4 | OP | ST | ST | ST | 0.1 | 0.8 | 0.2 | PB | DP | NP | YR | YR | YR | 1976 | 1976 | 1976 | MS |  |  | MS |  |  | MS |  |  | NC |  |  | D | 6 | 1976 |  |  | 505 | 0 | 100 | 495 | 0 |  | NG | RFO | [6 empty] | FF |  |  | 88.2 | 89.1 | 118500 |  | N | OP | BF |  |  | NA | FW | NC |  |  | N
2007 | 50085 | 10062 | BLR4 | OP | [27 empty] | N | [25 empty] | RE: SB; FR: SN; OV: LN; NA: JZ |  |  | Y | Y | Y | Y |  |  | Y
2007 | 12384 | 3122 | 2 | OP | ST | ST | ST | 0.1 | 3.7 | 0.5 | PB | DP | NP | NV | MO | YR | 1976 | 1969 | 1996 | MS |  |  | MS |  |  | MS |  |  | OT |  |  | N | 6 | 1969 |  |  | 4620 | 255 | 0 | 0 | 0 |  | BIT | [7 empty] | OF |  |  | 90 | 89 | 1114012 | D | N | OP | LN | OV | SR | AB | FW | IF |  |  | Y |  |  |  | Y
2007 | 12622 | 273 | 3-1 | OP | LO | LO | LO | 0.15 | 300 | 175 | PC | DP | NM | NV | OH | OH | 1970 | 1974 | 1995 | MS |  |  | MS |  |  | MS |  |  | NC |  |  | N | 12 | 1965 |  |  | 1505 | 0 | 296 | 2150 | 0 |  | NG | RFO | [6 empty] | OF |  |  | 89.6 | 90.2 | 383000 |  | N | OP | FR | LA | SR | NA | RS | NC |  |  | N
2007 | 12631 | 271 | 6 | OP | LO | LO | LO | 0.15 | 300 | 175 | PC | DP | NM | NV | OH | OH | 1970 | 1974 | 1995 | MS |  |  | MS |  |  | MS |  |  | NC |  |  | N | 6 | 1961 |  |  | 2160 | 0 | 476.2 | 3300 | 0 |  | NG | [7 empty] | OF |  |  | 84.9 | 84.9 | 537500 |  | N | OP | FR | LN | OV | JZ | BW | NC |  |  | N
2007 | 195 | 26 | 1 | OP | ST | ST | FD | 0.12 | 3.8 | 0.5 | PB | DP | NP | PS | DA | OT | 1975 | 1975 | 1996 | MS |  |  | MS |  |  | MS |  |  | SS |  |  | N | 5 | 1960 | 12 | 2025 | 1700 | 100 | 0 | 0 | 0 |  | SC | [7 empty] | OF |  |  | 90 | 89 | 550000 | D | N | OP | LN | OV |  | BW | BW |  |  |  | N
2007 | 9417 | 1888 | 2 | OP | ST | ST | NA | 0.6 | 2 |  | PB | DP |  | OH | OH |  | 1977 | 1976 |  | MS |  |  | MS | [5 empty] | NC |  |  | N | 6 | 1951 |  |  | 120 | 0 | 25.6 | 161.5 | 0 |  | NG | [7 empty] | FF |  |  | 81.9 | 83.1 | 29680 |  | N N N: N; LN FR FR: NA; FW RS BW: RS; IF NC NC: NC |  |  | N
2007 | 9434 | 54201 | BLR2 | OP | [27 empty] | N | [25 empty] | OP OP OP: OP; LN FR FR: CF; AB NA JZ: NA |  |  | N
2007 | 14006 | 2872 | 5 | OP | ST | ST | St | 0.1 | 7.6 |  | PB | DP | OT | DT | OT | YR | 1980 | 1980 | 2000 | MS |  |  | MS |  |  | MS | [5 empty] | N | 4 | 1958 |  |  | 1523 | 87 | 0 | 0 | 0 |  | BIT | [7 empty] | CY |  |  | 90.2 | 92.9 | 407217 | W | N | OP | OV | SR |  | NA | BW |  |  |  | N
2007 | 11269 | 6179 | 3 | OP | ST | ST | ST | 10 | 0.6 | 0.45 | OP | DP | NP | SM | TH | MO | 1988 | 1988 | 1988 | MS |  |  | MS |  |  | MS |  |  | NC |  |  | Da | 4 | 1988 |  |  | 3148 | 228.2 | 0 | 0 | 0 |  | SUB | [7 empty] | TF |  |  | 84.3 | 85.7 | 960000 | D | N | OP | AA |  |  | NA | CE |  |  |  | Y | [6 empty] | Y
2007 | 11282 | 55063 | HRSG3 | OP | ST | ST | ST | 0.02 | 150 | 9 | PB | DM | NM | OH | OH | OH | 2000 | 2000 | 2000 | MS |  |  | MS |  |  | MS |  |  | NC |  |  | N | 8 | 2000 | 8 | 2030 | 629 | 0 | 0 | 268 | 0 | 1792 | NG | [7 empty] | DB |  |  | 98 | 98 | 814000 |  | N | OP | LN | SR |  | SW | NT | NC |  |  | N
2007 | 11292 | 3602 | 2 | OP | [27 empty] | N | [35 empty] | N | bar: LN FR FR
2007 | 11292 | 3604 | 7 | OS | [27 empty] | N | [35 empty] | N | bar: LN FR FR
2007 | 55911 | 55011 | 1 | OP | ST | ST | ST | 9.7 | 1.1 | 4.5 | PH | DH | NM | OH | OH | OH | 1997 | 1997 | 1997 | MS |  |  | MS |  |  | MS |  |  | NC |  |  | Da | 9 | 1997 | 9 | 2022 | 701 |  | 0 | 246 | 0 |  | NG | [7 empty] | DB |  |  |  |  | 729800 |  | N | OP | LN | SR |  | CN | NT | NC |  |  | N
2007 | 19323 | 6147 | 2 | OP | ST | ST | FD | 0.3 | 3 | 0.45 | PB | DP | NP | WO | TH | YR | 1975 | 1975 | 2000 | MS |  |  | MS |  |  | MS |  |  | NC |  |  | N | 12 | 1975 |  |  | 4025 | 418 | 0 | 0 | 0 |  | LIG | SUB | [6 empty] | TF |  |  | 81.5 | 82.1 | 2600000 | D | N | OP | LN | OV |  | AL | CE | NC |  |  | N
2007 | 19323 | 6147 | 3 | OP | FD | FD | FD | 0.1 | 1.2 | 0.45 | PB | DP | NP | OH | TH | YR | 1978 | 1978 | 2000 | MS |  |  | MS |  |  | MS |  |  | IF |  |  | D | 8 | 1978 |  |  | 5524 | 581 | 0 | 0 | 0 |  | LIG | SUB | [6 empty] | OF |  |  | 81.7 | 83.3 | 3790000 | D | N | OP | LN | OV |  | RJ | BW | NC |  |  | N
2007 | 16024 | 54464 | D001 | OP | [27 empty] | Db | [35 empty] | N | bar: LN FR FR
2007 | 49805 | 56163 | 3 | OP | ST | NA | St | 17.3 |  | 216 | PH |  | NH | DT |  | DT | 2007 |  | 2007 | MS | [5 empty] | MS | [5 empty] | N | 6 | 1945 |  |  | 350 | 15 | 0 | 0 | 0 |  | BIT | [7 empty] | FF |  |  | 85 | 69 |  | W | N | OP | LN |  |  | BW | BW |  |  |  | N
2007 | 9417 | 1046 | 5 | OP | [27 empty] | N | [35 empty] | N | bar: LN FR FR
2007 | 9417 | 1047 | 1 | SB | ST | ST | FD | 0.6 | 5 | 0.7 | PB | DP | NP | OH | WO | TH | 1975 | 1975 | 1997 | MS |  |  | MS |  |  | MS |  |  | NC |  |  | N | 6 | 1948 |  |  | 120 | 7.4 | 0 | 0 | 0 |  | BIT | [7 empty] | FF |  |  | 84 | 84.1 | 32120 | D | N N N: N; LN FR FR: NA; FW RS BW: RS; IF NC NC: NC |  |  | N
2007 | 9417 | 1048 | 2 | OP | ST | ST | ST | 0.32 | 4.3 | 0.45 | PB | DP | NP | PS | TH | OH | 1975 | 1990 | 1996 | MS |  |  | MS |  |  | MS |  |  | SS |  |  | N | 5 | 1967 |  |  | 1415 | 92 | 0 | 986 | 0 |  | SUB | [7 empty] | TF |  |  | 86.8 | 88.4 | 386540 | D | N | OP | LN | LA | OV | CE | CE | NC |  |  | N
2007 | 10875 | 52010 | BLR1 | OP | [27 empty] | N | [24 empty] | OP: OP; LN: SN; CE: NA |  |  | Y | Y | Y | Y
2007 | 14232 | 1943 | 2 | OP | ST | ST | FD | 0.6 | 3 | 0.45 | PB | DP | NP | PS | OH | YR | 1972 | 1990 | 1997 | MS |  |  | MS |  |  | MS |  |  | NC |  |  | N | 6 | 1959 | 1 | 2010 | 400 | 41.1 | 0 | 0 | 0 |  | SUB | [7 empty] | TF |  |  | 82.7 | 83.5 | 167000 | D: D; N: N; LN: NA; CE: CE; NC: NC |  |  | N
2007 | 12981 | 50973 | 34 | OP | ST | ST | NA | 47.1 | 47.1 | 47.1 | PH | DH | NH | FM | FM | FM | 1990 | 1990 | 1990 | [9 empty] | NC |  |  | D | 1 | 1978 |  |  | 400 |  |  |  | 437 |  | NG | [7 empty] | FF | SF |  | 85 | 72 | 556 | D: D; N: N; LN: NA; CE: RS |  |  | N
2007 | 54787 | 52193 | BLR4 | OP | ST | ST | ST | 20 | 1 | 0.25 | OP | SU | NP | OT | NV | DA | 1993 | 1993 | 1999 | MS |  |  | MS |  |  | MS |  |  | SS |  |  | N | 4 | 1962 | 12 | 2050 | 650 |  | 129.2 | 732 | 0 |  | OG | [7 empty] | SF |  |  | 82.2 | 79 | 137000 |  | N | OP | OV |  |  | NA | FW | SS |  |  | N
2007 | 13008 | 50614 | 14 | OP | [63 empty] | N | bar: LN
2007 | 13008 | 50614 | 6 | OP | [63 empty] | N | bar: LN
2007 | 50097 | 50282 | 3RB | OP | [27 empty] | N | [35 empty] | N | bar: LN
2007 | 770 | 2094 | 1 | OP | ST | ST | St | 0.12 | 9 | 0.68 | PB | DP | NP | NV | TH | OT | 1973 | 1978 | 2005 | MS |  |  | MS |  |  | OV | LA |  | SS | SU |  | N | 6 | 1960 |  |  | 450 | 30 | 0 | 0 | 0 |  | SUB | [7 empty] | CY |  |  | 87.9 | 88.4 | 95770 | W | N | OP | OV |  |  | NA | BW | SS | SU |  | N
2007 | 772 | 10860 | B2 | OP | ST | ST | St | [24 empty] | N | [35 empty] | N | bar: LN
2007 | 49889 | 10343 | SG-101 | OP | [27 empty] | N | [24 empty] | OP: OP; LN: CF; CE: NA |  |  | N
2007 | 49923 | 50284 | 7 | OP | [63 empty] | N | bar: LN
2007 | 22053 | 1353 | BSU1 | OP | FD | FD | FD | 0.24 | 6 |  | PB | DP | OT | DT | DA | YR | 1971 | 1971 | 2000 | MS |  |  | MS |  |  | MS |  |  | NC |  |  | N | 1 | 1963 |  |  | 1900 | 100 | 0 | 0 | 0 |  | BIT | [7 empty] | OF |  |  | 89.3 | 89.1 | 650000 | D | N | OP | LN | OV |  | RS | BW | NC |  |  | N
2007 | 10911 | 10321 | 2 | RE | [27 empty] | N | [35 empty] | N | bar: LN
2007 | 10911 | 10321 | 6 | RE | [27 empty] | N | [35 empty] | N | bar: LN
2007 | 10911 | 10321 | 8 | RE | [27 empty] | N | [24 empty] | OP: RE; LN: LN; CE: RS |  |  | N
2007 | 11169 | 54562 | PB12 | OP | [27 empty] | N | [35 empty] | N | bar: LN
2007 | 11169 | 54562 | RF22 | OP | [27 empty] | N | [35 empty] | N | bar: LN
2007 | 35 | 10678 | BLR1 | OP | ST | ST | ST | 20 | 0.21 | 0.1 | OP | SB | NP | SM | TH | DA | 2000 | 2000 | 2000 | MS |  |  | MS |  |  | MS |  |  | OT |  |  | Db | 2 | 2000 | 2 | 2050 | 1500 | 90 | 0 | 0 | 0 |  | BIT | [7 empty] | FB |  |  | 88.9 |  | 24 | D | Y | OP | SN | SR | CF | NA | CE | OT |  |  | Y |  | Y |  |  |  | Y
2007 | 55771 | 50254 | 3PB | OP | [27 empty] | N | [35 empty] | N | bar: NA SN
2007 | 55745 | 55463 | FB1 | OP | ST | ST | ST | 0.25 | 0.2 | 0.2 | PB | DP | NP | NV | NV | NV | 2003 | 2003 | 2003 | MS |  |  | MS |  |  | MS |  |  | NC |  |  | Da | 9 | 2003 | 9 | 2033 | 328 |  | 0 | 568.9 | 0 |  | NG | [7 empty] | DB |  |  | 89.9 | 87 | 705998 |  | N | OP | LN | SR |  | FW | FW | NC |  |  | N
2007 | 55745 | 55463 | FB4 | OP | ST | ST | ST | 0.25 | 0.2 | 0.2 | PB | DP | NP | NV | NV | NV | 2003 | 2003 | 2003 | MS |  |  | MS |  |  | MS |  |  | NC |  |  | Da | 9 | 2003 | 9 | 2033 | 328 |  | 0 | 568.9 | 0 |  | NG | [7 empty] | DB |  |  | 89.9 | 87 | 705988 |  | N | OP | LN | SR |  | FW | FW | NC |  |  | N
2007 | 9332 | 594 | 2 | OP | ST | ST | St | 0.3 | 1.6 | 0.47 | PB | SU | NP | WO | NV | DA | 1981 | 1989 | 1995 | MS |  |  | MS |  |  | MS |  |  | NC |  |  | N | 6 | 1959 |  |  | 650 | 32 | 0 | 0 | 0 |  | BIT | SUB | [6 empty] | FF |  |  | 86 | 87 | 237000 | D | N | OP | LN | OV |  | GR | BW | NC |  |  | N
2007 | 9356 | 54090 | 5REC | OP | [27 empty] | N | [35 empty] | N | bar: NA SN
2007 | 23632 | 10426 | PB2 | OP | [27 empty] | N | [35 empty] | N | bar: NA SN
2007 | 23632 | 10426 | PB4 | OP | [27 empty] | N | [35 empty] | N | bar: NA SN
2007 | 22122 | 2531 | 3 | SC | [27 empty] | N | [35 empty] | N | bar: NA SN
2007 | 17139 | 50304 | H8620 | RE | [28 empty] | 5 | 2003
2007 | 39 | 2529 | 1 | SC | [27 empty] | N | [35 empty] | N | bar: NA SN
2007 | 7698 | 55153 | HRSG1 | OP | ST | ST | ST | 5 | 2.8 | 79 | OP | DH | NH | SM | OH | OH | 2000 | 2000 | 2000 | MS |  |  | MS |  |  | MS |  |  | NC |  |  | Db | 10 | 2000 | 10 | 2030 | 600 | 0 | 0 | 140 | 0 | 1333 | NG | [7 empty] | DB |  |  | 41 | 41 | 720700 |  | N | OP | LN |  |  | FN | AI | NC |  |  | N
2007 | 50102 | 54763 | PB2 | OP | [63 empty] | N | bar: NA SN
2007 | 9765 | 54414 | BLR3 | OP | [27 empty] | N | [35 empty] | N | bar: NA SN
2007 | 9765 | 54414 | BLR4 | OP | [27 empty] | N | [35 empty] | N | bar: NA SN
2007 | 195 | 7697 | 1 | OP | [52 empty] | OP: OP; NA SN: LN; NA NA: CN |  |  | N
2007 | 10023 | 2500 | 30 | OP | LO | ST | LO | 0.1 | 0.3 | 150 | PB | SU | NM | NV | NV | NV | 1971 | 1972 | 1995 | MS |  |  | MS |  |  | BO | LN |  | NC |  |  | N | 6 | 1965 |  |  | 7149 | 378.7 | 1512 | 5000 | 0 |  | NG | RFO | [6 empty] | TF |  |  | 89 | 89.9 | 1800640 | D | N | OP | LN | BF |  | CM | CE | NC |  |  | N
2007 | 55711 | 10443 | 7U100 | OP | [52 empty] | OP: OP; NA SN: FR; NA NA: NA |  |  | N
2007 | 10118 | 55289 | CFB1 | PL | FD | FD | FD | 0.015 | 0.13 | 0.07 | PB | DP | NP | YR | YR | YR | 2009 | 2009 | 2009 | [12 empty] | Db | 1 | 2009 | [16 empty] | FB | [5 empty] | OP: PL; NA SN: CF; NA NA: FW; NA CE: FW |  |  | N
2007 | 54885 | 55706 | HRG101 | SC | FD | FD | FD | 2049 | 1.38 | 27.36 | PH | DH | NH | NS | NS | TH | 2003 | 2003 | 2003 | [12 empty] | Da | 6 | 2003 | 6 | 2033 | 626 |  | 0 | 229 | 0 | 1032 | NG | [7 empty] | DB | OT |  | 90.6 |  | 779621 |  | N | SC | LN | SR |  | GR | AL |  |  |  | N
2007 | 30002 | 50398 | 13PB | OP | ST | ST | ST | 0.075 | 2822 | 0.7 | PB | DH | NP | PS | PS | PS | 1983 | 1992 | 1983 | MS |  |  | MS |  |  | MS |  |  | NC |  |  | D | 10 | 1981 |  |  | 880 | 45 | 0 | 0 | 0 |  | BIT | WDS | [6 empty] | TF |  |  | 86.3 |  | 250000 | W | N | OP | OV |  |  | NA | CE | NC |  |  | N
2007 | 30151 | 6021 | C2 | OP | ST | ST | St | 0.03 | 0.13 | 0.3 | PB | DP | NP | WO | ND | YR | 1979 | 1979 | 1979 | MS |  |  | MS |  |  | MS |  |  | NC |  |  | D | 11 | 1979 | 2 | 2030 | 3035 | 257 | 0 | 0 | 0 |  | SUB | [7 empty] | OF |  |  | 88 | 87 | 877778 | D | N | OP | LN |  |  | BW | BW | NC |  |  | Y |  | Y |  |  | Y |  | Y
2007 | 9686 | 10202 | 5REC | OP | [27 empty] | N | [35 empty] | N | bar: NA SN
2007 | 772 | 10866 | 2 | OP | [27 empty] | N | [24 empty] | OP: OP; NA SN: LN; NA NA: BW |  |  | N
2007 | 796 | 160 | 3 | OP | ST | ST | ST | 0.1 | 0.8 | 0.7 | PB | DP | NP | PS | TH | TH | 1979 | 1979 | 1979 | MS |  |  | MS |  |  | MS |  |  | IF |  |  | D | 9 | 1979 |  |  | 1355 | 89 | 0 | 2028 | 0 |  | SUB | NG | [6 empty] | OF |  |  | 88 | 89 | 362026 | D | N | OP | OV |  |  | NA | RS | IF |  |  | N
2007 | 803 | 113 | 2 | OP | ST | ST | FD | 0.1 | 0.8 | 0.7 | PB | DP | NP | TH | MO | TH | 1978 | 1994 | 1980 | MS |  |  | MS |  |  | MS |  |  | NC |  |  | N | 6 | 1978 |  |  | 2015 | 135.3 | 0 | 0 | 0 |  | BIT | [7 empty] | TF |  |  | 87.5 | 88 | 633280 | D | N | OP | OV |  |  | NA | CE | NC |  |  | Y |  |  |  |  | Y
2007 | 4222 | 54556 | BLR1 | RE | [27 empty] | N |  |  | 10 | 2007 | [20 empty] | OP: OP; NA SN: LN; NA NA: AC |  |  | N
2007 | 6452 | 617 | PPE2 | OP | ST | ST | ST | 0.1 | 2.75 | 0.36 | PB | DP | NP | NV | NV | MO | 1982 | 1982 | 1995 | MS |  |  | MS |  |  | MS |  |  | NC |  | SS | N | 4 | 1961 |  |  | 1550 | 0 | 326 | 2150 | 0 |  | RFO | NG | [6 empty] | FF |  |  | 88 | 87 | 350000 |  | Y | OP | LN |  |  | JZ | CE | NC |  |  | N
2007 | 13781 | 3982 | 5 | OP | [27 empty] | N | [35 empty] | N | bar: OP to NA SN
2007 | 13781 | 6090 | 1 | OP | ST | ST | FD | 0.09 | 1.2 | 0.45 | PB | DP | NP | PS | ND | YR | 1976 | 1976 | 1995 | MS |  |  | MS |  |  | MS |  |  | NC |  |  | N | 5 | 1976 |  |  | 4985 | 407 | 0 | 0 | 0 |  | SUB | [7 empty] | TF |  |  | 87 | 86 | 1325000 | D | N | OP | LN |  |  | CE | CE | NC |  |  | N
2007 | 3599 | 992 | 13 | OP | [27 empty] | N | [24 empty] | OP: OP; NA SN: LN; NA NA: AU |  |  | N
2007 | 44466 | 52130 | 31BLR | OP | [52 empty] | OP: OP; NA SN: FR; NA SR: LN; NA CF: OV; NA NA: AC |  |  | N
2007 | 44466 | 52130 | 33BLR | OP | [52 empty] | OP: OP; NA SN: FR; NA SR: LN; NA CF: OV; NA NA: AC |  |  | N
2007 | 49756 | 856 | 2 | OP | ST | ST | ST | 0.15 | 6.6 | 0.25 | PB | DP | NP | PS | DA | OT | 1968 | 1978 | 2003 | MS |  |  | MS |  |  | MS |  |  | NC |  |  | N | 6 | 1968 |  |  | 1870 | 130.9 | 0 | 0 | 0 |  | BIT | [7 empty] | FF |  |  | 87.4 | 88.1 | 572700 | D | N | OP | LN |  |  | FW | RS | NC |  |  | N
2007 | 3890 | 50006 | HRSG3 | OP | ST | NA | St | 0.02 |  | 0.03 | PB |  | NP | PS |  | TH | 1992 |  | 1992 | MS | [5 empty] | MS | [5 empty] | Db | 4 | 1992 |  |  | 461 |  |  | 300 | 75 | 560 | NG | WO | [6 empty] | DB |  |  |  |  | 832045 | Y: N; OP: OP; NA SN: SR; NA NA: NA; NA CE: NT |  |  | N
2007 | 34164 | 55400 | HRSG2 | OP | LO | LO | LO | 15 | 3.6 | 15.8 | PH | DH | NH | OH | OH | OH | 2007 | 2007 | 2007 | MS |  |  | MS |  |  | MS |  |  | OT |  |  | Da | 7 | 2003 |  |  | 1246 |  |  | 414 |  |  | NG | [7 empty] | DB |  |  | 90 | 85 | 120000 |  | N | OP | SR |  |  | NA | OT | OT |  |  | N
2007 | 12667 | 56164 | HRSG1 | OP | ST | ST | St | 7007.3 | 7011.23 | 7007.3 | OP | SU | NM | NS | YR | TH | 2007 | 2007 | 2007 | MS |  |  | MS |  |  | MS |  |  | NC |  |  | Db | 8 | 2007 |  |  | 641 |  | 17.2 | 231 |  |  | NG | DFO | [6 empty] | DB | [6 empty] | N | OP | LN |  |  | GE | AI | NC |  |  | N
2007 | 55936 | 1391 | 9 | OP | ST | ST | St | 49.1 | 607.3 | 495 | PH | DH | NH | NV | NV | NV | 1949 | 1949 | 1949 | MS |  |  | MS |  |  | MS |  |  | UE |  |  | N | 6 | 1949 |  |  | 500 |  |  | 617 |  |  | NG | [7 empty] | FF |  |  | 82.3 | 82.6 | 117900 |  | N | OP | NA |  |  | NA | CE | NC |  |  | N
2007 | 14015 | 2876 | 5 | OP | ST | FD | FD | 0.1 | 7874 | 445 | PB | OT | OT | TH | YR | OT | 1980 | 2000 | 2004 | MS |  |  | MS |  |  | MS |  |  | SS |  |  | N | 12 | 1955 |  |  | 1336 | 77 | 0 | 0 | 0 |  | BIT | SUB | [6 empty] | FF |  |  | 88.8 | 86.5 | 400000 | W | N | OP | OV | SR |  | NA | BW | IF |  |  | N
2007 | 14063 | 2952 | 3 | OP | ST | ST | NA | 20 | 0.05 |  | OP | DC |  | NV | DA |  | 1984 | 1985 |  | MS |  |  | MS | [8 empty] | N | 5 | 1956 |  |  | 1200 | 0 | 0 | 1740 | 1695 |  | NG | RFO | [6 empty] | FF |  |  | 84.5 | 84.7 | 292553 | Y: N; NA SN: NA; NA CE: BW |  |  | N
2007 | 14063 | 2953 | 1 | OP | ST | ST | St | 20 | 0.05 |  | OP | DC |  | NV | DA |  | 1984 | 1985 |  | MS |  |  | MS | [8 empty] | N | 6 | 1950 |  |  | 550 | 0 | 0 | 579 | 0 |  | NG | [7 empty] | FF |  |  | 83.5 | 82.7 | 105400 | Y: N; NA SN: NA; NA CE: BW |  |  | N
2007 | 14063 | 2953 | 2 | OP | ST | ST | St | 20 | 0.05 |  | OP | DC |  | NV | DA |  | 1984 | 1985 |  | MS |  |  | MS | [8 empty] | N | 6 | 1951 |  |  | 560 | 0 | 0 | 579 | 0 |  | NG | [7 empty] | FF |  |  | 83.5 | 82.7 | 105400 | Y: N; NA SN: NA; NA CE: BW |  |  | N
2007 | 14063 | 6095 | 1 | OP | FD | FD | FD | 0.1 | 1.2 | 0.45 | PB | DP | NP | NV | TH | YR | 1979 | 1979 | 1997 | MS |  |  | MS |  |  | MS |  |  | SS |  |  | D | 11 | 1979 |  |  | 3832 | 293.9 | 0 | 0 | 0 |  | SUB | [7 empty] | TF |  |  | 86.5 | 86.5 | 1198800 | D | N | OP | OV |  |  | CE | CE | SS |  |  | N
2007 | 3046 | 2716 | 1 | OP | ST | ST | ST | 0.14 | 2.3 | 1.8 | PB | DP | NP | PS | DA | NV | 1988 | 1977 | 1976 | MS |  |  | MS |  |  | MS |  |  | SS |  |  | N | 9 | 1949 |  |  | 425 | 19.5 | 0 | 0 | 0 |  | BIT | [7 empty] | FF |  |  | 88 | 88 | 95500 | D: D; Y: N; NA SN: NA; NA CE: BW; NA OT: NC |  |  | Y |  |  |  | Y
2007 | 6452 | 6246 | HRSG11 | OP | NA | ST | NA |  | 0.2 |  |  | DP |  |  | NV |  |  | 1982 |  |  |  |  | MS | [5 empty] | NC |  | SS | N | 6 | 1976 |  |  | 443 | 0 | 43.5 | 266 | 0 | 254 | NG | RFO | [6 empty] | DB |  |  | 86 |  |  | Y: N; NA SN: NA; NA CE: WE; NA OT: NC |  |  | N
2007 | 14310 | 50397 | 1PB035 | OP | ST | ST | ST | 3.6 | 3.7 | 0.66 | PB | DP | NP | NS | MO | MO | 1971 | 1971 | 1995 | MS |  |  | MS |  |  | MS |  |  | NC |  |  | N | 2 | 1964 |  |  | 200 | 9.7 | 0 | 0 | 0 |  | BIT | [7 empty] | FF |  |  | 86 | 85.4 | 53000 | D | N | OP | LN | OV |  | RS | RS | NC |  |  | N
2007 | 14310 | 50397 | 3PB033 | SB | ST | ST | ST | 36 | 3.7 | 300000 | PB | DP | OT | NS | MO | OT | 1971 | 1971 | 1995 | MS |  |  | MS |  |  | MS |  |  | NC |  |  | N | 6 | 1947 |  |  | 125 | 5.5 | 0 | 0 | 0 |  | BIT | [7 empty] | FF |  |  | 86.1 | 84.5 | 30475 | D: D; Y: N; NA SN: NA; NA CE: RS; NA OT: NC |  |  | N
2007 | 15470 | 1004 | 7-1 | OP | ST | ST | NA | 0.223 | 6 |  | PB | DP |  | NV | MO |  | 1972 | 1973 |  | MS |  |  | MS | [8 empty] | N | 1 | 1949 | 12 | 2012 | 400 | 30 | 0 | 0 | 0 |  | BIT | [7 empty] | FF |  |  | 87.1 | 87.6 | 185000 | D: D; Y: N; NA SN: NA; NA CE: RS |  |  | Y |  |  |  | Y
2007 | 15470 | 1004 | 7-2 | OP | ST | ST | NA | 0.223 | 6 |  | PB | DP |  | NV | MO |  | 1972 | 1973 |  | MS |  |  | MS | [8 empty] | N | 1 | 1949 | 12 | 2012 | 400 | 30 | 0 | 0 | 0 |  | BIT | [7 empty] | FF |  |  | 87.1 | 87.6 | 185000 | D: D; Y: N; NA SN: NA; NA CE: RS |  |  | Y |  |  |  | Y
2007 | 16604 | 7097 | BLR1 | OP | FD | ST | FD | 0.03 | 0.5 | 0.5 | PB | DP | NP | OH | MO | MO | 1992 | 1992 | 1992 | MS |  |  | MS |  |  | MS |  |  | NC |  |  | Da | 12 | 1992 |  |  | 3817 | 322 | 0 | 0 | 0 |  | SUB | [7 empty] | TF |  |  | 85.4 | 86.2 | 1208646 | W | N | OP | LN | OV | AA | CE | CE |  |  |  | Y |  | Y |  |  | Y |  | Y
2007 | 7140 | 733 | 3 | OP | ST | ST | FD | 0.272 | 3 | 0.45 | PB | SU | NP | NV | NV | YR | 1972 | 1972 | 1996 | MS |  |  | MS |  |  | MS |  |  | SS |  |  | N | 6 | 1965 |  |  | 725 | 37.6 | 0 | 0 | 0 |  | BIT | NG | [6 empty] | TF |  |  | 88.9 | 90.4 | 14050 | W: D; N: N; LN: NA; CE: CE | NC |  |  | N
2007 | 4161 | 1554 | 2 | OP | ST | ST | ST | 0.03 | 1 | 0.46 | PC | SU | NP | PS | NV | OT | 1988 | 1972 | 2000 | MS |  |  | MS |  |  | MS |  |  | NC |  |  | N | 1 | 1959 | 6 | 2015 | 950 | 49.7 | 0 | 0 | 0 |  | BIT | [7 empty] | FF |  |  | 86.2 | 86.7 | 406628 | D | N | OP | LN |  |  | BW | BW | NC |  |  | N
2007 | 7067 | 54318 | D | OP | [27 empty] | N | [24 empty] | OP: OP; LN: LA; OV: OV; CE: NA |  |  |  | N
2007 | 1924 | 10488 | PB4 | OP | [27 empty] | N | [24 empty] | OP: OP; LN: LN; OV: FR; CE: CN |  |  |  | N
2007 | 1924 | 10488 | REC | OP | [27 empty] | N | [35 empty] | N | bar: LN
2007 | 1991 | 10486 | 3 | OP | [27 empty] | N | [24 empty] | OP: OP; LN: LN; OV: FR; CE: WG |  |  |  | N
2007 | 1922 | 55044 | RB1 | OP | [27 empty] | N | [35 empty] | N | bar: LN
2007 | 1950 | 50650 | BLR1 | OP | [27 empty] | N | [24 empty] | OP: OP; LN: OV; CE: NA |  |  |  | N
2007 | 1951 | 10148 | BLR 1 | OP | [63 empty] | N | bar: LN; CE
2007 | 1951 | 10148 | BLR 2 | OP | [63 empty] | N | bar: LN; CE
2007 | 13228 | 1450 | 10 | SB | [63 empty] | N | bar: LN
2007 | 867 | 50216 | 93 | OP | ST | ST | ST | 0 | 2 | 8 | PH | DM | NM | FT | FT | FT | 1988 | 1988 | 1988 | MS |  |  | MS |  |  | MS |  |  | NC |  |  | N | 1 | 1988 | 6 | 2028 | 590 |  | 0 | 250 | 0 |  | NG | OG | WO | [5 empty] | DB |  |  | 90 | 60 | 550000 |  | N | OP | SR |  |  | NA | BW |  |  |  | N
2007 | 15470 | 1010 | 1 | RE | LO | LO | NA | 0.1338 | 4.04 |  | PB | DP |  | NV | MO |  | 1979 | 1983 |  | MS | DB |  | MS | OT |  |  |  |  | CU | RP |  | N | 12 | 1953 | 11 | 1995 | 700 | 125 | 0 | 0 | 0 |  | NG | BIT | [6 empty] | FF |  |  | 88.1 | 89 | 312000 | D | N | OP | NA |  |  |  | FW |  |  |  | N
2007 | 16064 | 50028 | 5CE | OP | [27 empty] | N | [35 empty] | N | bar: LN
2007 | 54891 | 7030 | U1 | OP | FD | FD | St | 0.03 | 0.58 | 0.6 | OP | OT | NP | SM | YR | YR | 1990 | 1990 | 1990 | MS |  |  | MS |  |  | MS |  |  | CF |  |  | Da | 9 | 1990 | 9 | 2028 | 1100 | 120.6 | 0 | 0 | 0 |  | LIG | [7 empty] | FB |  |  | 83.4 | 82 | 330000 | D | N | PL | CF | AA | SN | NA | CE | NC |  |  | N
2007 | 54891 | 7030 | U2 | OP | FD | ST | FD | 0.03 | 0.58 | 0.6 | PB | DP | NP | NV | MO | MO | 1991 | 1991 | 1991 | MS |  |  | MS |  |  | MS |  |  | NC |  |  | Da | 10 | 1991 | 10 | 2029 | 1100 | 120.6 | 0 | 0 | 0 |  | LIG | [7 empty] | FB |  |  | 83.4 | 82 | 330000 | D: D; N: N; NA CF: NA; NA CE: CE; NA NC: NC |  |  | N
2007 | 22199 | 50392 | 3 | OP | [63 empty] | N | bar: NA CF
2007 | 22200 | 50308 | 4 | OP | [27 empty] | N | [35 empty] | Y |  | Y | bar: NA CF
2007 | 22296 | 54219 | BLR1 | OP | [27 empty] | N | [24 empty] | PL: OP; NA CF: LA; NA AA: OV; NA NA: NA |  |  | N
2007 | 26977 | 10766 | CFB001 | OP | [27 empty] | N | [24 empty] | PL: OP; NA CF: CF; NA NA: NA |  |  | N
2007 | 22337 | 52069 | HP3 | OP | [27 empty] | N | [35 empty] | N | bar: NA CF
2007 | 7166 | 10610 | REC2 | OP | [27 empty] | N | [35 empty] | Y |  |  |  | Y | bar: NA CF
2007 | 50129 | 10612 | RB1 | OP | [27 empty] | N | 1 | 1969 | [8 empty] | OBS | NG | [6 empty] | FF | RF | SF | 65 | 62 | 203000 | N: N; PL: OP; NA CF: OV; NA NA: NA; NA CE: BW |  |  | N
2007 | 2799 | 55393 | HRSG 1 | OP | LO | LO | LO | 12 | 1.28 | 2.5 | PH | DH | NM | PS | PS | TH | 2005 | 2005 | 2005 | MS |  |  | MS |  |  | MS |  |  | NC |  |  | Db | 5 | 2005 | 5 | 2030 | 114 | 0 | 0 | 6720 | 0 |  | NG | [7 empty] | DB |  |  | 79.9 | 78.9 | 1295414 | D | N | OP | LN | SR |  | CN | NT | NC |  |  | N
2007 | 2852 | 50991 | 10 | RE | [27 empty] | N | [24 empty] | PL: RE; NA CF: LN; NA NA: CN |  |  | N
2007 | 16190 | 50406 | REC | OP | FD | ST | ST | 0.38 | 1975 | 196 | PC | DH | NM | PS | DA | DA | 2004 | 2004 | 1995 | MS |  |  | MS |  |  | MS |  |  | NC |  |  | N | 12 | 1976 | 6 | 2009 | 612.7 | 0 | 113.3 | 0 | 4 |  | BLQ | RFO | [6 empty] | OT |  |  | 64 | 59 | 284975 | N: N; NA CF: NA; NA CE: CE; NA NC: NC |  |  | N
2007 | 16204 | 55641 | HRSG2 | OP | ST | ST | ST | 26.4 | 5.6 | 2.5 | PH | DH | NM | TH | TH | TH | 2004 | 2004 | 2004 | BO |  |  | BO |  |  | BO |  |  | NC |  |  | Da | 6 | 2004 |  |  | 789 | 0 | 0 | 468.2 | 0 | 947.1 | NG | [7 empty] | DB | [6 empty] | N | OP | LN | SR |  | CN | NT | NC |  |  | N
2007 | 5511 | 8006 | 1 | OP | ST | ST | ST | 0.1 | 1.3 | 0.25 | PB | SU | NP | NV | YR | MO | 1974 | 1974 | 1995 | MS |  |  | MS |  |  | MS |  |  | NC |  |  | N | 12 | 1974 |  |  | 4200 | 0 | 901 | 6500 | 0 |  | RFO | NG | [6 empty] | TF |  |  | 89.6 | 89.6 | 909000 |  | N | OP | FR |  |  | NA | CE | NC |  |  | N
2007 | 15526 | 50240 | BLR5 | OP | [27 empty] | N | [35 empty] | N | bar: NA CF
2007 | 55184 | 55173 | HRSG24 | OP | ST | ST | ST | 3.2 | 0.2 | 4.5 | PH | DH | NM | DA | DA | DA | 2002 | 2002 | 2002 | MS |  |  | MS |  |  | MS |  |  | NC |  |  | Db | 8 | 2002 |  |  | 672 |  | 0 | 300 | 0 |  | NG | [7 empty] | DB | [6 empty] | N | OP | LN | SR |  | TS | NT | NC |  |  | N
2007 | 5610 | 50481 | 253-25 | OP | ST | ST | FD | 0.09 | 2.4 | 321 | PB | DP | OT | FM | DA | OT | 1966 | 1966 | 2004 | MS |  |  | MS |  |  | MS |  |  | NC |  |  | N | 6 | 1966 |  |  | 500 | 25.2 | 0 | 0 | 0 |  | BIT | NG | [6 empty] | TF |  |  | 88.9 |  | 115111 | D | N | OP | LN | OV |  | AL | CE | NC |  |  | N
2007 | 4254 | 1695 | 2 | OP | FD | FD | FD | 0.03 | 0.05 | 0.1 | PB | SB | NP | PS | PS | DA | 1999 | 1999 | 1999 | MS |  |  | MS |  |  | MS |  |  | SS | RP |  | Da | 5 | 1999 |  |  | 600 | 0 | 0 | 770 | 0 |  | NG | [7 empty] | TF |  |  | 89.3 | 89.6 | 370000 | D | N | OP | LN |  |  | CN | CE | NC |  |  | N
2007 | 4254 | 1695 | 4 | OP | ST | ST | FD | 0.18 | 1.67 | 0.45 | PG | DP | NP | PS | MO | YR | 1971 | 1985 | 1997 | MS |  |  | MS |  |  | MS |  |  | NC |  |  | N | 7 | 1956 |  |  | 1050 | 62.6 | 0 | 0 | 0 |  | BIT | SUB | [6 empty] | TF |  |  | 89.3 | 89.6 | 370000 | D | N |  | NA |  |  | NA | CE | NC |  |  | N
2007 | 4254 | 1702 | 4 | OP | ST | ST | ST | 0.1 | 1.11 | 0.45 | PG | DP | NP | PS | MO | DA | 1971 | 1971 | 1993 | MS |  |  | MS |  |  | MS |  |  | NC |  |  | N | 6 | 1977 |  |  | 4650 | 0 | 1285.7 | 4166 | 0 |  | RFO | DFO | NG | [5 empty] | FF |  |  | 89.4 | 91.1 | 1600000 |  | N | OP | LN |  |  | RS | RS | NC |  |  | N
2007 | 4254 | 1710 | 3 | OP | FD | FD | FD | 0.1 | 1.2 | 0.7 | PB | DP | NP | PS | TH | TH | 1980 | 1980 | 1980 | MS |  |  | MS |  |  | MS |  |  | NC |  |  | D | 5 | 1980 |  |  | 6000 | 332 | 0 | 0 | 0 |  | BIT | SUB | [6 empty] | OF |  |  | 89.7 | 90.8 | 1970000 | D | N | OP | LN |  |  | FW | FW | NC |  |  | N
2007 | 7140 | 709 | 1 | OP | ST | ST | ST | 0.24 | 3 | 0.5 | PB | SU | NP | PS | NV | MO | 1972 | 1972 | 2003 | MS |  |  | MS |  |  | MS |  |  | SS |  |  | N | 6 | 1965 |  |  | 1750 | 97.1 | 0 | 0 | 0 |  | SC | [7 empty] | OF |  |  | 89.1 | 89 | 445600 | D | N | OP | LN |  |  | BW | BW | SS |  |  | N
2007 | 9269 | 983 | 5 | OP | ST | FD | FD | 0.24 | 8132 | 457 | PB | OT | OT | TH | YR | OT | 1979 | 2000 | 2004 | MS |  |  | MS |  |  | MS |  |  | SS |  |  | N | 11 | 1955 |  |  | 1340 | 89 | 0 | 0 | 0 |  | SUB | BIT | [6 empty] | FF |  |  | 88.8 | 86.5 | 400000 | W | N | OP | OV | SR |  | NA | BW | IF |  |  | N
2007 | 19876 | 3797 | 4 | OP | ST | ST | FD | 176.1 | 4649 | 0.5 | PH | DH | NP | NS | MO | YR | 1972 | 1972 | 1997 | MS |  |  | MS |  |  | MS |  |  | NC |  |  | N | 6 | 1960 |  |  | 1200 | 59.6 | 255 | 0 | 0 |  | BIT | [7 empty] | TF |  |  | 89.4 | 90.6 | 281771 | D | N | OZ | LN | SR |  | AL | CE | IF |  |  | N
2007 | 14310 | 50397 | 5PB036 | OP | FD | ST | ST | 0.05 | 1 | 0.39 | PB | DP | NH | NS | DA | MO | 1989 | 1989 | 1989 | MS |  |  | MS |  |  | MS |  |  | NC |  |  | Db | 9 | 1989 |  |  | 400 | 0 | 0 | 0 | 0 |  | BIT | [7 empty] | FB |  |  | 82.7 |  | 118000 | D | N | OP | CF | SN |  | NA | PR | NC |  |  | N
2007 | 17539 | 55927 | HRSG1 | OP | ST | ST | St | 0.44 | 3.5 | 20.7 | PB | DP | NH | DA | TH | DA | 2004 | 2004 | 2004 | [9 empty] | NC |  |  | Db | 5 | 2004 |  |  | 764.2 |  |  | 365.5 |  | 882.8 | NG | [7 empty] | DB |  |  | 75 | 70 | 222222 |  | N | OP | SR |  |  | NA | NT | NC |  |  | N
2007 | 49775 | 56119 | HRSG1 | [53 empty] | PL: OP; NA CF: LN; NA NA: AB |  |  | N
2007 | 16609 | 55985 | HRSG1 | OP | LO | LO | LO | 14 | 5 | 2 | PH | SU | NM | OH | NS | OH | 2006 | 2006 | 2006 | MS |  |  | MS |  |  | MS |  |  | NC |  |  | Db | 4 | 2006 | 6 | 2036 | 645.9 |  |  | 195 |  | 1023 | NG | [7 empty] | DB |  |  | 84.7 | 85.7 | 3492003 |  | N | OP | LN | SR |  | GE | NT | NC |  |  | N
2007 | 189 | 56 | 2 | OP | FD | FD | FD | 0.1 | 1.2 | 0.46 | PB | DP | NP | OH | OH | OH | 1979 | 1979 | 1979 | MS |  |  | MS |  |  | MS |  |  | OT |  |  | D | 3 | 1979 |  |  | 1755 | 110 | 0 | 0 | 0 |  | BIT | [7 empty] | OF |  |  | 87.7 | 88.2 | 514000 | D: D; N: N; NA CF: NA; NA CE: RS; NA NC: NC |  |  | N
2007 | 18611 | 55062 | HRSG1 | OP | FD | FD | FD | 23.5 | 33.5 | 147 | PH | DH | NH | OH | OH | OH | 2000 | 2000 | 2000 | MS |  |  | MS |  |  | MS |  |  | NC |  |  | Da | 9 | 2000 |  |  | 790 |  | 399.6 | 550 |  | 1168 | NG | [7 empty] | DB |  |  |  |  | 747000 | PL: OP; NA CF: LN; NA NA: GE; NA CE: DL; NA NC: NC |  |  | N
2007 | 3335 | 55537 | 6 | RE | [27 empty] | N |  |  | 10 | 2005 | [31 empty] | N | bar: NA CF
2007 | 3131 | 55404 | HRSG1 | OP | FD | FD | FD | 0.03 | 0.2 | 1.6 | PB | DP | OT | NS | MO | MO | 2003 | 2003 | 2003 | MS |  |  | MS |  |  | MS |  |  | NC |  |  | Da | 6 | 2003 |  |  | 1041 | 0 | 0 | 561.4 | 0 |  | NG | [7 empty] | DB |  |  |  |  | 778951 |  | N | OP | LN |  |  | CN | AL | NC |  |  | N
2007 | 13833 | 50039 | 1 | OP | [52 empty] | PL: OP; NA CF: CF; NA NA: NA |  |  | Y |  | Y |  |  |  | Y
2007 | 6526 | 2864 | 8 | OP | ST | ST | ST | 0.1 | 9.02 | 0.5 | PB | DP | NP | PS | MO | YR | 1982 | 1979 | 1997 | MS |  |  | MS |  |  | MS |  |  | US | TU |  | N | 6 | 1955 |  |  | 1050 | 65 | 0 | 0 | 0 |  | BIT | SUB | [6 empty] | FF |  |  | 89.1 | 89 | 257833 | D | N | OP | LN |  |  | RJ | BW | NC |  |  | N
2007 | 6526 | 2866 | 2 | OP | ST | ST | ST | 0.1 | 2.91 | 0.46 | PB | DP | NP | PS | MO | YR | 1982 | 1979 | 2000 | MS |  |  | MS |  |  | MS |  |  | NC |  |  | N | 7 | 1960 |  |  | 1250 | 75 | 0 | 0 | 0 |  | BIT | SUB | [6 empty] | FF |  |  | 88.9 | 89.8 | 350087 | D | N | OP | LN | SN | OV | RJ | FW | NC |  |  | N
2007 | 14006 | 2872 | 1 | OP | ST | ST | St | 0.1 | 7.6 |  | PB | DP | OT | DT | OT | YR | 1972 | 1980 | 2000 | MS |  |  | MS |  |  | MS | [5 empty] | N | 12 | 1953 |  |  | 1335 | 89.3 | 0 | 0 | 0 |  | BIT | [7 empty] | FF |  |  | 88.5 | 88.4 | 361798 | W | N | OP | OV |  |  | NA | BW |  |  |  | N
2007 | 14354 | 3648 | 2 | OP | ST | ST | ST | 40 | 0.45 | 336 | OP | SU | NM | SM | NV | DT | 1980 | 1971 | 1993 | MS |  |  | MS |  |  | MS |  |  | SS |  |  | N | 12 | 1952 |  |  | 575 | 0 | 118.9 | 911 | 0 |  | NG | [7 empty] | FF |  |  | 87.8 | 81 | 163000 | N: N; LN: NA; FW: RS; NC: NC |  |  | N
2007 | 14354 | 4162 | 3 | OP | ST | ST | FD | 0.22 | 0.5 | 0.4 | PB | DP | NP | PS | WO | YR | 1971 | 1981 | 1988 | MS |  |  | MS |  |  | MS |  |  | NC |  |  | N | 10 | 1971 |  |  | 2520 | 180 | 0 | 0 | 0 |  | SUB | [7 empty] | TF |  |  | 87.7 | 87.7 | 729000 | D | N | OP | LN |  |  | CE | CE | NC |  |  | Y |  |  |  | Y | Y
2007 | 14354 | 6101 | BW91 | OP | ST | ST | ST | 0.1 | 0.5 | 0.5 | PB | DP | NP | PS | TH | YR | 1978 | 1986 | 1988 | MS |  |  | MS |  |  | MS |  |  | NC |  |  | D | 9 | 1978 |  |  | 2622 | 245 | 0 | 0 | 0 |  | SUB | [7 empty] | OF |  |  | 83.6 | 84.2 | 874122 | D | N | OP | LN |  |  | BW | BW | NC |  |  | Y |  |  | Y | Y
2007 | 15472 | 2367 | 6 | OP | ST | ST | St | 0.1 | 2.4 | 0.5 | PB | DP | NP | NV | DA | YR | 1985 | 1985 | 1995 | MS |  |  | MS |  |  | MS |  |  | NC |  |  | N | 7 | 1957 |  |  | 425 | 19 | 85.7 | 0 | 0 |  | BIT | RFO | [6 empty] | FF |  |  | 85.2 | 86.6 | 265000 | D | Y | OP | LN | SN | OV | RJ | FW | SS |  |  | N
2007 | 17650 | 7710 | 3B | CO | FD | FD | FD | 0.01 | 0 | 0.01 | PB | DP | NP | DT | DT | TH | 2008 | 2008 | 2008 | [12 empty] | Db | 6 | 2008 |  |  | 436 |  |  | 541 |  |  | NG | [7 empty] | DB |  |  | 93 | 92 | 932.4 | Y: N; OP: CO; LN: SR; RJ: NA; FW: DL |  |  | N
2007 | 13407 | 7082 | HRSG5 | CO | FD | FD | FD | 11.5 | 1 | 19.6 | PH | DH | NH | PS | NS | OH | 2011 | 2011 | 2011 | [13 empty] | 6 | 2011 |  |  | 518 |  |  | 178.4 |  | 860.9 | NG | [7 empty] | DB |  |  |  |  | 716500 | OP: CO; LN: LN; SN: SR; RJ: FN; FW: VO |  |  | N
2007 | 15473 | 55343 | 1 | OP | ST | ST | St | 225.5 | 37.3 | 246.3 | OT | OT | OT | OH | OT | OT | 2005 | 2005 | 2005 | [9 empty] | NC |  |  | Db | 12 | 2005 |  |  | 1643 | [13 empty] | OT |  |  | 85.5 |  |  | OP: OP; LN: SR; RJ: NA; FW: GE; SS: NC |  |  | N
2007 | 19883 | 2018 | 7 | OP | [27 empty] | N | [35 empty] | N | bar: LN
2007 | 49801 | 50933 | BLR7 | OP | [27 empty] | N | [21 empty] | 84 | 82 | 57655 | [11 empty] | N | bar: Y; LN
2007 | 20237 | 54207 | 1 | OP | [27 empty] | N | [35 empty] | N | bar: LN
2007 | 3242 | 2169 | 1 | OP | [63 empty] | Y |  |  |  | Y | bar: LN
2007 | 3265 | 6190 | 2 | OP | ST | ST | FD | 0.1 | 1.2 | 0.5 | PB | DP | NP | NS | TH | YR | 2006 | 2006 | 2000 | MS |  |  | MS |  |  | MS |  |  | NC |  |  | D | 10 | 1982 |  |  | 3800 | 308.8 | 850.2 | 5002 | 0 |  | SUB | NG | [6 empty] | OF |  |  | 84.3 | 85.3 | 1029567 | D | N | OP | LN | OV |  | FW | FW | NC |  |  | N
2007 | 21668 | 55320 | HRSG2 | OP | ST | ST | St | 5 | 4.24 | 9 | OP | SU | NM | SM | PS | OH | 2003 | 2003 | 2003 | MS |  |  | MS |  |  | MS |  |  | NC |  |  | Db | 7 | 2004 |  |  | 820 |  |  | 1217 |  | 1240 | NG | [7 empty] | DB |  |  | 80 | 80 | 1136 | OP: OP; LN: SR; RJ: NA; FW: NT; SS: NC |  |  | N
2007 | 7136 | 10699 | 1 | OP | [27 empty] | N | [35 empty] | N | bar: LN
2007 | 7136 | 10699 | 4 | OP | [27 empty] | N | [35 empty] | N | bar: LN
2007 | 2053 | 54216 | AOW3 | OP | [27 empty] | N | [24 empty] | OP: OP; LN: LN; SN: OV; RJ: NA |  |  | N
2007 | 2409 | 3559 | SR5 | OP | [27 empty] | N | [35 empty] | N | bar: LN
2007 | 2442 | 3561 | 3 | OS | NA | NA | NA | [24 empty] | N | 6 | 1955 |  |  | 125 | 0 | 25 | 140 | 0 |  | NG | [7 empty] | TF |  |  | 87 | 82 | 18620 | Y: N; LN: NA; FW: CE |  |  | N
2007 | 2442 | 3561 | 4 | OS | NA | NA | NA | [24 empty] | N | 6 | 1958 |  |  | 220 | 0 | 46 | 260 | 0 |  | NG | DFO | [6 empty] | FF |  |  | 87 | 82 | 34600 | Y: N; LN: NA; FW: WI |  |  | N
2007 | 5517 | 891 | 5 | OP | ST | ST | NA | 0.1 | 1 |  | PB | DP |  | OH | OH |  | 1972 | 1972 |  | MS |  |  | MS | [5 empty] | US |  |  | N | 11 | 1949 |  |  | 285 | 17.4 | 56 | 0 | 0 |  | RFO | DFO | [6 empty] | TF |  |  | 85 | 85 | 66300 | D: D; Y: N; LN: NA; FW: CE; SS: NC |  |  | N
2007 | 54824 | 51026 | BLR1 | OP | [27 empty] | N | [24 empty] | OP: OP; LN: AA; SN: LA; OV: SN; RJ: NA |  |  | N
2007 | 19099 | 3845 | 40 | SB | LO | LO | LO | 4.1 | 8 | 3 | PH | DH | NM | OH | OH | TH | 2002 | 2002 | 2002 | MS |  |  | MS |  |  | MS | [5 empty] | Db | 7 | 2002 |  |  | 157 | 0 | 0 | 475.8 | 0 |  | NG | [7 empty] | CF | DB |  | 78.1 |  | 220689 |  | N | OP | SR |  |  | NA | IN | NC |  |  | N
2007 | 19173 | 10003 | BLR4 | OP | [27 empty] | N | [35 empty] | Y |  | Y | bar: LN
2007 | 16238 | 55835 | HRSG 1 | OP | ST | ST | ST | 0.00735 | 6 | 0.01394 | PB | OT | NP | PS | YR | MO | 2004 | 2004 | 2004 | MS |  |  | MS |  |  | MS |  |  | NC |  |  | Db | 5 | 2004 | 5 | 2034 | 793 | 0 | 0 | 588 | 0 |  | NG | [7 empty] | DB | [6 empty] | N | OP | LN | SR |  | CN | NT | NC |  |  | N
2007 | 20404 | 3517 | 6 | RE | [27 empty] | N | [35 empty] | N | bar: LN
2007 | 55789 | 10700 | RB4 | OP | [63 empty] | N | bar: LN
2007 | 7140 | 703 | 1BLR | OP | ST | ST | FD | 0.24 | 3 | 0.45 | PB | SU | NP | NV | YR | YR | 1971 | 1995 | 1996 | MS |  |  | MS |  |  | MS |  |  | SS |  |  | N | 10 | 1971 |  |  | 5045 | 269.7 | 0 | 0 | 0 |  | BIT | [7 empty] | TF |  |  | 89.1 | 89.6 | 1355333 | D | N | OP | LN | SR | OV | IC | CE | IF |  |  | N
2007 | 55968 | 56781 | 3 | [53 empty] | OP: OP; NA LN: FR; NA SR: OV; NA IC: NA |  |  | N
2007 | 19564 | 50366 | BLR6 | [53 empty] | OP: OP; NA LN: LN; NA IC: NC |  |  | N
2007 | 11217 | 10472 | B300 | OP | [27 empty] | N | [24 empty] | OP: OP; NA LN: FR; NA IC: NA |  |  | N
2007 | 11217 | 10473 | B501 | OP | [27 empty] | N | [24 empty] | OP: OP; NA LN: FR; NA IC: NA |  |  | N
2007 | 11241 | 1403 | 1 | OP | ST | ST | ST | 20 | 2000 | 0.05 | OP | DM | NO | SM | NV | YR | 1969 | 1969 | 1969 | MS |  |  | MS |  |  | MS |  |  | NC |  |  | N | 5 | 1951 |  |  | 650 | 0 | 176.4 | 804 | 0 |  | NG | [7 empty] | FF |  |  | 82.9 |  |  | N: N; NA LN: NA; NA CE: CE; NA IF: NC |  |  | N
2007 | 11241 | 1403 | 5 | OP | ST | ST | ST | 20 | 2000 | 0.05 | OP | DM | NO | SM | NV | YR | 1973 | 1973 | 1973 | MS |  |  | MS |  |  | MS |  |  | NC |  |  | N | 6 | 1973 |  |  | 5400 | 0 | 1223.5 | 6688 | 0 |  | NG | DFO | [6 empty] | TF |  |  | 85.6 | 85.8 | 1201000 |  | N | OP | LA |  |  | NA | CE | NC |  |  | N
2007 | 5517 | 897 | 1 | OP | ST | ST | FD | 0.12 | 6 | 0.45 | PB | DP | NP | OH | OH | YR | 1972 | 1972 | 1996 | MS |  |  | MS |  |  | MS |  |  | SS |  |  | N | 5 | 1955 |  |  | 525 | 30.8 | 0 | 841 | 0 |  | SUB | NG | [6 empty] | TF |  |  | 87 | 88 | 141100 | D | N | OP | OV |  |  | NA | CE | SS |  |  | Y |  | Y |  | Y
2007 | 5517 | 897 | 2 | OP | ST | ST | FD | 0.1 | 6 | 0.45 | PB | DP | NP | OH | OH | YR | 1974 | 1972 | 1996 | MS |  |  | MS |  |  | MS |  |  | SS |  |  | N | 11 | 1956 |  |  | 740 | 44 | 0 | 1144 | 0 |  | BIT | NG | [6 empty] | TF |  |  | 87 | 87 | 201900 | D | N | OP | LN | OV |  | IC | CE | SS |  |  | Y |  | Y |  | Y
2007 | 54907 | 3440 | 3 | RE | NA | NA | NA | [21 empty] | NC |  |  | N | 5 | 1959 | 7 | 2007 | 1100 |  | 281 | 1671 | 0 |  | NG | [7 empty] | FF |  |  | 84 | 84 | 294000 | N: N; OP: SC; NA LN: FR; NA IC: NA; NA CE: BW |  |  | N
2007 | 54907 | 3443 | 7 | RE | ST | ST | St |  |  |  | OP | SU | NP | SM | NV | YR | [12 empty] | NC |  |  | N | 3 | 1963 | 12 | 2002 | 1100 |  | 0 | 1525 | 0 |  | NG | [7 empty] | OF |  |  | 84 | 84 | 271000 | N: N; NA LN: NA; NA CE: BW |  |  | N
2007 | 54865 | 6178 | 1 | OP | ST | ST | St | 211 | 7597 | 1151 | PH | DH | NH | OH | OH | OH | 1982 | 1982 | 1982 | MS |  |  | MS |  |  | MS |  |  | NC |  |  | D | 6 | 1980 | 12 | 2024 | 4199 | 260 | 0 | 0 | 0 |  | SUB | [7 empty] | TF |  |  | 88 | 89 | 1158000 | W | N | OP | AA |  |  | NA | CE | NC |  |  | Y |  | Y
2007 | 19547 | 765 | 2 | OP | ST | ST | NA | 40 | 0.5 |  | OP | SU |  | SM | NV |  | 1972 | 1972 |  | MS |  |  | MS | [5 empty] | NC |  |  | N | 11 | 1964 |  |  | 610 | 0 | 122 | 0 | 0 |  | RFO | [7 empty] | RF |  |  | 89.3 | 89.6 | 163000 | N: N; NA LN: NA; NA CE: BW; NA IF: NC |  |  | N
2007 | 19547 | 766 | 7 | OP | ST | ST | NA | 40 | 0.5 |  | OP | SU |  | SM | NV |  | 1972 | 1972 |  | MS |  |  | MS | [5 empty] | NC |  |  | N | 12 | 1966 |  |  | 610 | 0 | 124 | 0 | 0 |  | RFO | [7 empty] | TF |  |  | 89.6 | 90.3 | 181000 | N: N; NA LN: NA; NA CE: CE; NA IF: NC |  |  | N
2007 | 19578 | 1771 | 1 | OP | [63 empty] | Y |  |  |  | Y | bar: NA LN
2007 | 19685 | 50121 | B&W | OP | [27 empty] | N | [24 empty] | OP: OS; NA LN: LN; NA IC: JZ |  |  | N
2007 | 22500 | 1250 | 5 | OP | ST | ST | NA | 0.13 | 3 | 0.4 | PB | DP | NP | PS | TH | YR | 1971 | 1971 | 2000 | MS |  |  | MS |  |  | MS |  |  | NC |  |  | N | 5 | 1971 |  |  | 2805 | 145 | 0 | 4150 | 0 |  | SUB | NG | [6 empty] | TF |  |  | 86 | 85 | 697000 | D: D; N: N; NA LN: NA; NA CE: CE; NA IF: NC |  |  | Y | [6 empty] | Y
2007 | 14928 | 54236 | BLR4 | OP | [27 empty] | N | [24 empty] | OP: OP; NA LN: LN; NA SR: FR; NA IC: JZ |  |  | N
2007 | 14932 | 50974 | UNIT 2 | OP | [52 empty] | OP: OZ; NA LN: SN; NA SR: CF; NA IC: NA |  |  | Y |  | Y | Y |  |  |  |  | Y
2007 | 19436 | 2103 | 4 | OP | ST | ST | FD | 0.12 | 4.8 | 0.45 | PB | DP | NP | NS | DA | YR | 1983 | 1979 | 1996 | MS |  |  | MS |  |  | MS |  |  | SS |  |  | N | 8 | 1973 |  |  | 4284 | 330.3 | 0 | 0 | 0 |  | SUB | [7 empty] | TF | CF |  | 85.2 | 85.8 | 1318525 | D | N | OP | LN | OV |  | CE | CE | NC |  |  | N
2007 | 3370 | 55299 | HRSG1 | OP | NA | NA | ST |  |  | 3.5 |  |  | NM |  |  | TH |  |  | 2002 | [6 empty] | MS | [5 empty] | Da | 6 | 2001 |  |  | 950 | 0 | 0 | 415 | 0 | 821 | NG | [7 empty] | DB | [6 empty] | N | OP | LN | SR |  | CN | NT |  |  |  | N
2007 | 7140 | 728 | Y5BR | OP | ST | ST | FD | 0.24 | 3 | 0.33 | PB | SU | NP | PS | NV | YR | 1974 | 1974 | 1996 | MS |  |  | MS |  |  | MS |  |  | SS |  |  | N | 5 | 1958 | 12 | 2013 | 950 | 53.9 | 0 | 70 | 0 |  | BIT | NG | [6 empty] | TF |  |  | 88.3 | 89 | 355000 | D | N | OP | LN | OV | FU | IC | CE | NC |  |  | N
2007 | 49760 | 50657 | 2 | OP | [27 empty] | N | [24 empty] | OP: OP; LN: LN; OV: OV; FU: SN; IC: PB |  |  | Y | Y | Y | Y |  | Y | Y
2007 | 7209 | 54225 | 1 | RE | [27 empty] | N | [24 empty] | OP: RE; LN: LN; IC: CN |  |  | N
2007 | 7375 | 54321 | 3B102 | OP | [52 empty] | OP: OP; LN: LA; OV: FR; IC: NA |  |  | N
2007 | 7375 | 54321 | 3B106 | OP | [52 empty] | OP: OP; LN: LA; OV: FR; IC: NA |  |  | N
2007 | 7375 | 54321 | 3B108 | OP | [52 empty] | OP: OP; LN: LA; OV: FR; FU: LN; IC: CN |  |  | N
2007 | 7483 | 1825 | 3 | OP | [27 empty] | N | [24 empty] | OP: OP; LN: LN; IC: AB |  |  | Y |  |  |  | Y |  |  | Y
2007 | 5748 | 887 | 1 | OP | ST | ST | ST | 0.2 | 36865 | 11506 | PB | DH | OT | OH | OH | YR | 1972 | 1978 | 2000 | MS |  |  | MS |  |  | MS |  |  | SS | IF |  | N | 8 | 1953 |  |  | 1200 | 79.5 | 0 | 944 | 0 |  | SUB | NG | [6 empty] | TF |  |  | 88.2 | 88.7 | 326754 | D | N | OP | LN |  |  | CE | CE | SS | IF |  | N
2007 | 5860 | 7296 | HRSG21 | OP | ST | ST | St | 0.01 | 0.8 | 4 | PB | SU | NM | DT | DT | MO | 2001 | 2001 | 2001 | MS |  |  | MS |  |  | MS |  |  | NC |  |  | Db | 6 | 2001 |  |  | 400 | 0 | 0 | 112 | 0 | 1641 | NG | [7 empty] | DB |  |  | 99.5 | 99.5 | 2243000 |  | N | OP | SR |  |  | NA | NT | NC |  |  | N
2007 | 5860 | 7296 | HRSG22 | OP | ST | ST | ST | 0.012 | 0.8 | 4 | PB | SU | NM | DT | DT | MO | 2001 | 2001 | 2001 | MS |  |  | MS |  |  | MS |  |  | NC |  |  | Db | 6 | 2001 |  |  | 400 | 0 | 0 | 112 | 0 | 1703 | NG | [7 empty] | DB |  |  | 99.5 | 99.5 | 2243000 |  | N | OP | SR |  |  | NA | NT | NC |  |  | N
2007 | 6958 | 3576 | BW3 | OP | FD | FD | FD | 0.1 | 0.006 | 0.06 | PB | DP | NP | YR | YR | DA | 1978 | 1995 | 1978 | MS |  |  | MS |  |  | MS |  |  | SS |  |  | D | 12 | 1975 |  |  | 1009 | 0 | 272 | 1600 | 0 |  | NG | [7 empty] | FF |  |  | 85 | 85 | 397590 |  | N | OP | LN | OV | FR | BW | BW | NC |  |  | N
2007 | 7869 | 55328 | HRSG 1 | OP | ST | ST | ST | 0.03 | 0.2 | 1.6 | PB | DP | OT | SM | NV | MO | 2002 | 2002 | 2002 | MS |  |  | MS |  |  | MS |  |  | NC |  |  | Da | 8 | 2002 |  |  | 670 | 0 | 0 | 331.4 | 0 | 908 | NG | [7 empty] | DB | [6 empty] | N | OP | LN | SR |  | CN | NT | NC |  |  | N
2007 | 7977 | 2917 | 1 | SB | ST | ST | NA | 0.02 | 0.5 |  | PB | DP |  | OH | DA |  | 1972 | 1972 |  | MS |  |  | MS | [5 empty] | NC |  |  | N | 6 | 1970 |  |  | 129 | 0 | 0 | 169 | 0 |  | NG | [7 empty] | FF |  |  | 85 | 84 | 51390 |  | N |  | NA |  |  | NA | RS | NC |  |  | N
2007 | 12341 | 1081 | 6 | RE | ST | ST | NA | 0.6 | 6 |  | PB | DP |  | NV | TH |  | 1981 | 1977 |  | MS |  |  | MS | [5 empty] | NC |  |  | N | 6 | 1944 | 12 | 2006 | 250 | 14.7 | 0 | 301 | 0 |  | SUB | NG | [6 empty] | FF |  |  | 84 | 83 | 52000 | D | N: N; LN: NA; BW: RS |  |  | N
2007 | 12686 | 6073 | 4B | OP | [28 empty] | 4 | 2001 | [8 empty] | NG | [7 empty] | DB | [6 empty] | N | OP | SR |  |  | NA | VO |  |  |  | N
2007 | 19876 | 56807 | 1B | [54 empty] | OP: PL; LN: LN; OV: SR; BW: GE |  |  | N
2007 | 19876 | 50966 | 1 | OP | ST | ST | St | 0.39 | 0.05 | 8.2 | PH |  | NM | OH | OH | OH | 1997 | 1997 | 1997 | MS |  |  | MS |  |  | MS |  |  | NC |  |  | Dc | 3 | 1991 |  |  | 475.9 |  |  | 86 |  | 1163.5 | NG | DFO | [6 empty] | DB |  |  |  |  | 660.7 |  | N | OP | SR |  |  | NA | OT | NC |  |  | N
2007 | 20558 | 50474 | F
2007 | 7011 | 55592 | HRSG 1 | OP | [53 empty] | OP: OP; LN: LN; BW: CN |  |  | N
2007 | 807 | 55221 | HRSG6 | OS | NA | NA | ST |  |  | 0.09 |  |  | NP |  |  | TH |  |  | 2002 | [6 empty] | MS | [5 empty] | Db | 6 | 2002 | 12 | 2042 | 276 |  | 0 | 181.2 | 0 |  | NG | [7 empty] | DB |  |  | 78.6 | 76.8 | 307657 |  | N | OS | OT |  |  | NA | DL |  |  |  | N
2007 | 10456 | 10731 | 1 | OP | [27 empty] | N | [35 empty] | N | bar: LN
2007 | 10633 | 508 | 4 | OS | [27 empty] | N | [26 empty] | OP | CF | LA | OV | NA |  |  |  |  | N
2007 | 56155 | 1831 | 1 | OP | ST | ST | FD | 0.2 | 1.67 | 0.46 | PG | DP | NP | NV | DA | YR | 1978 | 1980 | 2000 | MS |  |  | MS |  |  | MS |  |  | SS |  |  | N | 6 | 1954 |  |  | 380 | 17.9 | 0 | 0 | 0 |  | SUB | [7 empty] | FF |  |  | 88.1 | 89.1 | 77700 | D | N | OP | OT | LN |  | AC | BW |  |  |  | N
2007 | 19545 | 56596 | 1
2007 | 12341 | 1091 | 1 | OP | ST | ST | St | 0.5 | 1.2 | 2985 | PB | DP | OT | NV | TH | YR | 1977 | 1976 | 2005 | MS |  |  | MS |  |  | MS |  |  | SS |  |  | N | 5 | 1964 |  |  | 1050 | 70 | 0 | 1452 | 0 |  | SUB | NG | [6 empty] | CY |  |  | 91 | 91 | 260000 | W | N | OP | AA |  |  | AB | BW | SS |  |  | N
2007 | 12341 | 1091 | 2 | OP | ST | ST | St | 0.3 | 1.2 | 3931 | PB | DP | OT | NV | TH | YR | 1978 | 1976 | 2007 | MS |  |  | MS |  |  | MS |  |  | SS |  |  | N | 5 | 1972 |  |  | 2320 | 155 | 0 | 0 | 0 |  | SUB | [7 empty] | FF |  |  | 88 | 89 | 574800 | D | N | OP | LN | OV |  | AL | FW | SS |  |  | N
2007 | 56147 | 10245 | 11 | OP | ST | ST | ST | 0.09 | 1.45 | 0.17 | PB | DP | NP | YR | YR | YR | 1969 | 1969 | 1969 | MS |  |  | MS |  |  | MS |  |  | NC |  |  | N | 6 | 1969 |  |  | 475 | 0 | 0 | 663.4 | 13196 |  | BFG | OG | [6 empty] | TF |  |  | 74.3 | 79.8 | 200000 |  | N: N; LN: NA; BW: CE; NC: NC |  |  | N
2007 | 9384 | 50245 | HRSG | OP | FD | FD | FD | 3.1 | 0.015 | 57.1 | PH | SU | NH | DT | PS | PS | 1990 | 1990 | 1990 | MS |  |  | MS |  |  | MS |  |  | ND |  |  | N | 2 | 1990 |  |  | 225 | 0 | 0 | 225 | 0 |  | NG | [7 empty] | DB |  |  | 80 | 75 | 228 |  | N | OP | LN |  |  | OT | GE | ND |  |  | N
2007 | 9390 | 54087 | RB01 | OP | [27 empty] | N | [35 empty] | N | bar: LN
2007 | 9303 | 50243 | 7 | SB | [27 empty] | N | [25 empty] | OP: SB; LN: LN; BW: RS |  |  | N
2007 | 9303 | 50243 | 8 | OP | [27 empty] | N | [35 empty] | N | bar: LN
2007 | 13695 | 10382 | UNIT1 | OP | [27 empty] | N | [25 empty] | OP: OP; LN: OV; BW: NA |  |  | N
2007 | 14165 | 3098 | 2 | OP | ST | ST | ST | 0.1 | 0.6 | 0.57 | PB | DP | NP | NV | DA | MO | 1978 | 1978 | 1995 | MS |  |  | MS |  |  | MS |  |  | NC |  |  | N | 3 | 1953 | 1 | 2014 | 860 | 41.6 | 0 | 0 | 0 |  | BIT | [7 empty] | VF |  |  | 89 | 89 | 385000 | D | N | OP | LN | SN |  | DQ | BW | ND |  |  | N
2007 | 14194 | 2935 | 10 | OP | [27 empty] | N | [35 empty] | N | bar: LN
2007 | 49747 | 55830 | EB3 | OP | [27 empty] | N | [35 empty] | N | bar: LN
2007 | 7570 | 2039 | 3 | OP | [27 empty] | N | [35 empty] | N | bar: LN
2007 | 7570 | 2824 | 1 | OP | ST | ST | ST | 0.1 | 3 | 0.46 | PB | DP | NP | SM | DA | YR | 1967 | 1967 | 2000 | MS |  |  | MS |  |  | MS |  |  | SS | IF |  | N | 5 | 1967 | 6 | 2027 | 1000 | 123 | 0 | 0 | 0 |  | SUB | [7 empty] | FF |  |  | 80 | 81 | 350000 | D | N | OP | LN |  |  | AL | FW | CF | NC |  | N
2007 | 11479 | 3992 | 7 | OP | ST | ST | FD | 0.6 | 4.25 | 0.68 | PB | DP | NP | OH | DA | YR | 1975 | 1981 | 2000 | MS |  |  | MS |  |  | MS |  |  | OT | NC |  | N | 12 | 1949 |  |  | 230 | 14.7 | 0 | 326 | 0 |  | BIT | NG | [6 empty] | FF |  |  | 85.7 | 86.2 | 57300 | D | N: N; LN: NA; BW: BW; NC: OT |  |  | Y |  |  |  | Y
2007 | 11479 | 3992 | 9 | OP | ST | ST | FD | 0.6 | 4.25 | 0.5 | PB | DP | NP | OH | DA | YR | 1973 | 1981 | 1997 | MS |  |  | MS |  |  | MS |  |  | OT | NC |  | N | 7 | 1961 |  |  | 425 | 21.7 | 0 | 561 | 6 |  | BIT | NG | OTH | [5 empty] | FF |  |  | 83.5 | 85.3 | 85800 | D | N | OP | LN |  |  | RJ | BW | NC | OT |  | Y |  |  |  | Y
2007 | 11701 | 1843 | 1 | OS | [27 empty] | N | [35 empty] | N | bar: LN
2007 | 50163 | 52108 | 7 | RE | [30 empty] | 11 | 2006 | [21 empty] | OP: OP; LN: LA; BW: NA |  |  | N
2007 | 6526 | 2837 | 3 | OP | ST | ST | ST | 0.1 | 5.64 | 0.45 | PB | DP | NP | PS | MO | YR | 1980 | 1981 | 1996 | MS |  |  | MS |  |  | MS |  |  | SS | US |  | N | 12 | 1953 |  |  | 875 | 5 | 0 | 0 | 0 |  | SUB | BIT | [6 empty] | TF |  |  | 88.6 | 88.9 | 273840 | D | N | OP | LN | OV |  | CE | CE | NC |  |  | N
2007 | 6455 | 634 | 2 | OP | ST | ST | NA | 0.1 | 2.75 |  | PB | DP |  | TH | NV |  | 1975 | 1975 |  | MS |  |  | MS | [5 empty] | ND |  |  | N | 9 | 1961 | 6 | 2009 | 900 | 0 | 187 | 0 | 0 |  | RFO | [7 empty] | TF |  |  | 89.5 | 88.5 | 260000 |  | N: N; LN: NA; BW: CE; NC: ND |  |  | N
2007 | 54738 | 54098 | B07 | OP | [27 empty] | N | [35 empty] | N | bar: LN
2007 | 8245 | 2244 | 4 | OP | [27 empty] | N | [35 empty] | N | bar: LN
2007 | 8287 | 772 | 6 | OP | [27 empty] | N | [35 empty] | N | bar: LN
2007 | 8329 | 55729 | HRSG3 | CN | FD | FD | FD | [24 empty] | Da | [18 empty] | DB | [16 empty] | N | bar: LN
2007 | 8449 | 1372 | 6 | OP | [63 empty] | N | bar: LN
2007 | 12647 | 10075 | 3 | OP | ST | ST | NA | 0.3 | 0.78 |  | PB | DP |  | PS | TH |  | 1974 | 1992 |  | MS |  |  | MS | [8 empty] | N | 5 | 1967 |  |  | 560 | 287.5 | 0 | 0 | 30 |  | SUB | BIT | [6 empty] | TF |  |  | 88.9 | 89.3 | 112000 | D | N: N; LN: NA; BW: CE |  |  | N
2007 | 298 | 6558 | 3 | SB | ST | ST | ST | 0.7 | 0.6 | 0.7 | PH | SU | OT | YR | YR | YR | 1965 | 1965 | 1965 | MS |  |  | MS |  |  | MS |  |  | NC |  |  | N | 6 | 1965 |  |  | 510 | 0 | 0 | 660.4 | 0 |  | NG | [7 empty] | FF |  |  | 88 | 84 | 11400 |  | N |  | NA |  |  | NA | BW | NC |  |  | N
2007 | 261 | 6705 | 1 | OP | ST | ST | St | 0.228 | 5.11 | 0.38 | PB | DP | NP | NV | DA | OT | 1979 | 1989 | 2004 | MS |  |  | MS |  |  | MS |  |  | IF |  |  | N | 4 | 1960 |  |  | 1100 | 69.9 | 0 | 320 | 0 |  | BIT | NG | [6 empty] | FF |  |  | 88.1 | 88.2 | 820000 | D | N | OP | LN | OV |  | BW | BW | IF |  |  | N
2007 | 13756 | 997 | 4 | OS | ST | ST | NA | 0.24 | 0.74 |  | PB | DP |  | NS | OT |  | 1981 | 1988 |  | MS |  |  | MS | [5 empty] | NC |  |  | N | 10 | 1950 |  |  | 375 | 0 | 0 | 465 | 0 |  | NG | [7 empty] | CY |  |  | 82.9 | 83.7 | 180000 |  | N: N; LN: NA; BW: BW; NC: OT |  |  | N
2007 | 13756 | 6085 | 17 | OP | ST | ST | FD | 0.03 | 0.62 | 0.45 | PB | DP | NP | PS | OT | YR | 1983 | 1983 | 1997 | MS |  |  | MS |  |  | LN |  |  | NC |  |  | Da | 4 | 1983 |  |  | 3000 | 180.3 | 0 | 0 | 0 |  | BIT | [7 empty] | TF |  |  | 88.6 | 89.9 | 801185 | D | N | OP | LN |  |  | CE | CE | OT |  |  | N
2007 | 56099 | 10840 | U2 | OP | [27 empty] | N | [26 empty] | OP | CF | OV | SN | NA |  |  |  |  | N
2007 | 5030 | 55333 | HRSG1 | OP | ST | ST | ST | 9 | 1.49 | 2.5 | PH | DH | NM | OH | OH | OH | 2002 | 2002 | 2002 | MS |  |  | MS |  |  | MS |  |  | NC |  |  | Db | 6 | 2002 |  |  | 568 | 0 | 0 | 196 | 0 | 1001 | NG | [7 empty] | DB | [6 empty] | N | OP | LN | SR |  | CN | DL | NC |  |  | N
2007 | 14194 | 2935 | 12 | OP | [27 empty] | N | [35 empty] | N | bar: LN
2007 | 14232 | 1943 | 1 | RE | ST | ST | FD | 0.6 | 0.72 | 0 | PB | DP | NP | PS | DA | YR | 1979 | 1997 | 2006 | MS |  |  | MS | DB | SS |  |  |  | NC |  |  | N | 6 | 1948 | 1 | 2006 | 95 | 10.5 | 0 | 0 | 0 |  | SUB | [7 empty] | SS |  |  | 76.9 | 77.2 | 39500 | D | N: N; LN: NA; BW: CE |  |  | N
2007 | 6526 | 2838 | 18 | OP | ST | ST | ST | 0.1 | 1.3 | 0.4 | PB | DP | NP | PS | MO | YR | 1981 | 1981 | 2000 | MS |  |  | MS |  |  | MS |  |  | SU | US |  | N | 6 | 1962 |  |  | 1680 | 105 | 0 | 0 | 0 |  | SUB | [7 empty] | TF |  |  | 89.7 | 90.4 | 487340 | D | N: N; LN: NA; BW: CE; NC: NC |  |  | N
2007 | 3836 | 50736 | B2 | OP | [27 empty] | N | [25 empty] | OP: OP; LN: SN; BW: NA |  |  | N
2007 | 3892 | 1271 | 5 | OP | [27 empty] | N | [25 empty] | OP: SB; LN: LN; BW: JZ |  |  | N
2007 | 5107 | 1822 | 6 | OP | ST | LO | FD | 20 | 0.7 | 0.15 | OP | SU | NP | OH | NV | NV | 1980 | 1985 | 1985 | MS |  |  | MS |  |  | LA |  |  | NC |  |  | N | 8 | 1958 | 8 | 2010 | 370 | 0 | 78 | 407.8 | 0 |  | NG | [7 empty] | TF |  |  | 96 | 94 | 115000 | D | N | OP | LN |  |  | FN | CE | NC |  |  | N
2007 | 5109 | 1726 | 16 | OP | ST | ST | ST | 0.03 | 0.2 | 0.15 | PB | DP | NP | OT | OT | DA | 2000 | 2000 | 2000 | MS |  |  | MS |  |  | LN |  |  | NC |  |  | Da | 4 | 1951 |  |  | 660 | 0 | 0 | 837 | 0 |  | NG | [7 empty] | FF |  |  | 87.3 | 87.8 | 290850 | D | N | OP | LN | FR |  | BW | BW | NC |  |  | N
2007 | 5109 | 1732 | 11 | SC | ST | ST | NA | 0.21 | 1.67 |  | PG | DP |  | OT | MO |  | 1973 | 1978 |  | MS |  |  | MS | [5 empty] | NC |  |  | N | 8 | 1947 |  |  | 440 | 21 | 0 | 0 | 0 |  | BIT | NG | [6 empty] | TF |  |  | 87.9 | 88.9 | 61938 | D | N: N; LN: NA; BW: CE; NC: NC |  |  | N
2007 | 50081 | 55611 | BOIL1 | OP | [27 empty] | N | [25 empty] | OP: OP; LN: LN; BW: CN |  |  | N
2007 | 55740 | 54081 | 3B | OP | ST | ST | ST | 0.02 | 0.13 | 0.3 | PB | DP | NP | NS | TH | MO | 1992 | 1992 | 1992 | MS |  |  | MS |  |  | MS |  |  | NC |  |  | Da | 8 | 1992 | 5 | 2032 | 275 | 13.2 | 0 | 0 | 0 |  | BIT | [7 empty] | SS |  |  | 84.5 | 86.2 | 69619 | D | Y | OP | FR |  |  | NA | CE | NC |  |  | Y |  | Y | Y
2007 | 13478 | 1409 | 3 | OP | ST | ST | ST | 20 | 2000 | 0.05 | OP | DM | NO | SM | NV | YR | 1969 | 1969 | 1969 | MS |  |  | MS |  |  | MS | [5 empty] | N | 8 | 1967 |  |  | 3980 | 0 | 859 | 4980 | 0 |  | NG | RFO | [6 empty] | OF |  |  | 85 | 85.8 | 1003800 |  | N: N; LN: NA; BW: FW |  |  | N
2007 | 13492 | 54627 | A | OP | [27 empty] | Da | 1 | 1996 | 1 | 2026 | 506 | [5 empty] | AB | WDS | [6 empty] | SS |  |  | 70 | 73 | 129700 |  | N | OP | SN | OV |  | NA | CE |  |  |  | Y | Y |  |  | Y
2007 | 13504 | 50271 | 2A | OP | [27 empty] | N | [25 empty] | OP: CN; LN: SN; BW: NA |  |  | Y | Y | Y | Y |  | Y | Y
2007 | 1924 | 10488 | PB3 | OP | [27 empty] | N | [25 empty] | OP: OP; LN: LN; OV: FR; BW: CN |  |  | N
2007 | 6497 | 55498 | DB1 | CN | ST | ST | ST | 28.7 | 13.5 | 2.5 | PH | SB | NM | TH | TH | DA | 2007 | 2007 | 2007 | [12 empty] | Da | [10 empty] | NG | [7 empty] | DB | [6 empty] | N | CN | LN |  |  | CN | CN |  |  |  | N
2007 | 6541 | 10554 | THB-10 | OP | ST | ST | St | 5.71 | 0.83 | 119.02 | PH | DH | NH | OH | OH | OH | 1993 | 1993 | 1993 | MS |  |  | MS |  |  | MS |  |  | SS |  |  | Db | 4 | 1993 |  |  | 365 | 0 | 0 | 327.6 | 0 | 586 | OG | [7 empty] | DB |  |  | 78 | 76 | 500000 |  | N | OP | LN |  |  | ZC | AT | NC |  |  | N
2007 | 6564 | 54518 | HRSG2 | OP | [63 empty] | N | bar: LN
2007 | 55919 | 10360 | B27 | OP | ST | ST | NA | 0.3 | 4.45 |  | PB | DP |  | PS | DA |  | 1998 | 1998 |  | MS |  |  | MS | [5 empty] | NC |  |  | N | 6 | 1969 |  |  | 500 | 23.5 | 104.6 | 0 | 0 |  | BIT | PC | [6 empty] | CY |  |  | 90.8 | 89.5 | 120319 | W | N: N; LN: NA; BW: BW; NC: NC |  |  | Y |  | Y
2007 | 542 | 10643 | 1 | OP | [27 empty] | N | [25 empty] | OP: OP; LN: SN; BW: NA |  |  | Y | Y |  | Y | Y
2007 | 542 | 10643 | 3 | OP | [27 empty] | N | [25 empty] | OP: OP; LN: SN; BW: NA |  |  | Y | Y |  | Y | Y
2007 | 547 | 54512 | 2 | OP | [27 empty] | N | [35 empty] | N | bar: LN
2007 | 12384 | 867 | 7 | OP | ST | ST | FD | 0.1 | 1.8 | 0.4 | PB | DP | NP | OH | OH | YR | 1980 | 1980 | 2000 | MS |  |  | MS |  |  | MS | [5 empty] | N | 5 | 1958 |  |  | 1450 | 100 | 0 | 2000 | 0 |  | SUB | [7 empty] | TF |  |  | 89 | 89 | 433000 | D | N | OP | LN |  |  | CE | CE |  |  |  | N
2007 | 12384 | 884 | 3 | OP | ST | ST | FD | 0.1 | 1.8 | 0.4 | PB | DP | NP | OH | OH | YR | 1980 | 1980 | 2000 | MS |  |  | MS |  |  | MS | [5 empty] | N | 6 | 1957 |  |  | 1800 | 169 | 0 | 0 | 0 |  | SUB | [7 empty] | TF |  |  | 88.7 | 89.5 | 467000 | D | N | OP | LN |  |  | AL | CE |  |  |  | N
2007 | 10171 | 1355 | 2 | OP | ST | ST | FD | 40 | 5.15 | 0.45 | OP | DP | NP | SM | DA | YR | 1976 | 1975 | 1997 | MS |  |  | MS |  |  | MS |  |  | TU | SS |  | N | 6 | 1963 |  |  | 1100 | 75 | 0 | 0 | 0 |  | BIT | [7 empty] | TF |  |  | 88.8 | 89 | 302888 | D | N | OP | LN | OV | AA | CE | CE | IF |  |  | Y |  |  |  | Y
2007 | 4254 | 1720 | 8 | OP | ST | ST | FD | 0.18 | 1.67 | 0.45 | PG | DP | NP | PS | MO | YR | 1971 | 1980 | 1997 | MS |  |  | MS |  |  | MS |  |  | NC |  |  | N | 4 | 1958 |  |  | 1050 | 63 | 0 | 0 | 0 |  | BIT | SUB | [6 empty] | TF |  |  | 89.3 | 89.6 | 340000 | D: D; N: N; LN: NA; CE: CE; IF: NC |  |  | N
2007 | 4383 | 55206 | HRSG1 | OP | ST | ST | ST | 35.9 | 48.35 | 164.75 | PH | DH | NH | PS | OH | OH | 2002 | 2002 | 2002 | MS |  |  | MS |  |  | MS |  |  | NC |  |  | Db | 10 | 2002 |  |  | 838.7 | 0 | 0 | 631 | 0 |  | NG | [7 empty] | DB |  |  |  |  | 764473.6 |  | N | OP | LN |  |  | CN | AL | NC |  |  | N
2007 | 772 | 10865 | CFB4 | OP | ST | ST | FD | 0.03 | 1.2 | 0.6 | PB | DP | NP | PS | MO | MO | 1987 | 1987 | 1987 | MS |  |  | MS |  |  | MS |  |  | NC |  |  | Db | 7 | 1987 |  |  | 425 | 24.5 | 0 | 0 | 0 |  | BIT | SUB | [6 empty] | FB |  |  | 84 | 80 | 121560 | D | N | OP | CF | SN |  | NA | KL | NC |  |  | N
2007 | 2963 | 55701 | P002 | CO | ST | ST | ST | 0.0091 | 0.0057 | 3.5 | PB | DP | NM | DT | DT | TH | 2005 | 2005 | 2005 | OT |  |  | OT |  |  | OT | LN |  |  |  |  | Da | 3 | 2010 |  |  | 943 | 0 | 0 | 684 | 0 | 1459 | NG | [7 empty] | DB | [6 empty] | N | CO | LN | SR |  | CN | NT |  |  |  | N
2007 | 3006 | 2828 | 1 | OP | ST | ST | St | 0.1 | 2.5 |  | PB | DP | OT | DT | OT | YR | 1980 | 1980 | 2000 | MS |  |  | MS |  |  | MS | [5 empty] | N | 9 | 1966 |  |  | 4035 | 284 | 0 | 0 | 0 |  | BIT | [7 empty] | OF |  |  | 88.2 | 87.4 | 800000 | D | N | OP | LN | SR |  | RS | BW |  |  |  | N
2007 | 4426 | 54945 | 12 | OP | [27 empty] | N | [24 empty] | OP: OP; LN: SN; CE: NA |  |  | N
2007 | 13982 | 50661 | A | OP | [52 empty] | OP: OP; LN: OV; CE: NA |  |  | Y | Y
2007 | 4476 | 50630 | BLR2 | OP | [52 empty] | OP: OP; LN: SN; CE: NA |  |  | Y | Y | Y | Y |  |  | Y
2007 | 5109 | 1732 | 9 | SC | ST | ST | NA | 0.21 | 1.67 |  | PG | DP |  | OT | MO |  | 1973 | 1978 |  | MS |  |  | MS | [5 empty] | NC |  |  | N | 9 | 1942 |  |  | 440 | 21 | 0 | 0 | 0 |  | BIT | NG | [6 empty] | TF |  |  | 87.9 | 88.9 | 61938 | D: D; N: N; LN: NA; CE: CE; IF: NC |  |  | N
2007 | 5109 | 1740 | 2 | OP | LO | LO | NA | 0.175 | 1.67 |  | PB | DP |  | OT | OT |  | 1999 | 1999 |  | MS |  |  | MS | [5 empty] | NC |  |  | N | 11 | 1957 |  |  | 1710 | 99 | 0 | 3572 | 0 |  | BIT | NG | OG | [5 empty] | TF |  |  | 88.1 | 87.3 | 1175000 | D | N | OP | OV | LN |  | BW | CE | NC |  |  | N
2007 | 3046 | 2709 | 2 | OP | FD | ST | ST | 0.12 | 2.3 | 1.8 | PB | DP | NP | PS | DA | DA | 1988 | 1977 | 1976 | MS |  |  | MS |  |  | MS |  |  | SS |  |  | N | 5 | 1951 |  |  | 650 | 31.6 | 0 | 0 | 0 |  | BIT | [7 empty] | FF |  |  | 88 | 86 | 127000 | D: D; N: N; LN: NA; CE: BW; IF: NC |  |  | Y |  |  |  | Y
2007 | 6778 | 56024 | 15 | RE | [52 empty] | OP: RE; LN: FR; OV: LN; AA: SR; CE: OT |  |  | N
2007 | 5109 | 1743 | 2 | OP | ST | ST | NA | 0.17 | 1.67 |  | PG | DP |  | OT | MO |  | 1973 | 1978 |  | MS |  |  | MS | [5 empty] | SS |  |  | N | 11 | 1953 |  |  | 1070 | 61 | 231.4 | 259 | 0 |  | BIT | [7 empty] | FF |  |  | 88.4 | 88.3 | 350000 | D | N | OP | LN |  |  | RJ | BW | SS |  |  | N
2007 | 7140 | 710 | 5A | CO | [28 empty] | 6 | 2011
2007 | 50129 | 10612 | PB1SCB | OP | [28 empty] | 1 | 1969 | 12 | 2007 | [6 empty] | WDS | NG | [6 empty] | SS |  |  | 60 | 60 | 325000 |  | N | OP | LN | FR |  | PB | BW |  |  |  | N
2007 | 17139 | 50304 | H8610 | RE | [27 empty] | N | 5 | 2003 | [8 empty] | NG | [24 empty] | N | bar: OP
2007 | 7840 | 10367 | CB1302 | OP | [27 empty] | N | [24 empty] | OP: OP; LN: CF; CE: NA |  |  | N
2007 | 7840 | 10370 | CB1302 | OP | [27 empty] | N | [24 empty] | OP: OP; LN: CF; CE: NA |  |  | N
2007 | 6779 | 2240 | 6 | OP | ST | ST | ST | 0.1 | 1.2 | 0.7 | PB | DP | NP | NV | NV | NV | 1979 | 1979 | 1979 | MS |  |  | MS |  |  | MS |  |  | SS |  |  | N | 1 | 1958 |  |  | 160 | 8.3 | 0 | 215 | 0 |  | SUB | NG | WO | [5 empty] | FF |  |  | 86.3 | 82 | 105000 | D: D; N: N; LN: NA; CE: BW; IF: SS |  |  | N
2007 | 554 | 1122 | 8 | OP | [52 empty] | OP: OP; LN: OV; CE: NA |  |  | N
2007 | 563 | 10151 | BLR1B | OP | [52 empty] | OP: OZ; LN: CF; CE: NA |  |  | N
2007 | 570 | 10746 | BLR2 | OP | [27 empty] | N | [35 empty] | N | bar: LN
2007 | 570 | 10746 | BLR6 | OP | [27 empty] | N | [35 empty] | N | bar: LN
2007 | 623 | 10430 | B5 | OP | [27 empty] | N | [35 empty] | Y |  |  |  | Y | bar: LN
2007 | 623 | 10430 | B8 | OP | [27 empty] | N | [35 empty] | Y |  |  |  | Y | bar: LN
2007 | 5624 | 10025 | 42 | OP | ST | ST | ST | 0.26 | 3.4 | 0.6 | PB | DP | NP | OH | YR | DA | 1972 | 1988 | 1995 | MS |  |  | MS |  |  | MS |  |  | NC |  |  | N | 6 | 1968 |  |  | 400 | 18 | 0 | 0 | 0 |  | BIT | [7 empty] | CY |  |  | 87.4 | 87.4 | 84557 | W | N | OP | FU |  |  | NA | BW | NC |  |  | N
2007 | 56187 | 50251 | RB | OP | [52 empty] | OP: OP; LN: OV; CE: NA |  |  | N
2007 | 733 | 3775 | 3 | OP | FD | FD | St | 0.113 | 5546.4 |  | PB | DH | OT | DT | DA | YR | 1975 | 1975 | 2000 | MS |  |  | MS |  |  | MS |  |  | NC |  |  | N | 12 | 1961 |  |  | 1523 | 78 | 0 | 0 | 0 |  | BIT | [7 empty] | VF |  |  | 90.7 | 90.2 | 374136 | D | N | OP | LN |  |  | BW | BW | NC |  |  | N
2007 | 733 | 3776 | 51 | OP | FD | FD | St | 0.1346 | 1510.08 |  | PB | DH | OT | DT | DA | YR | 1974 | 1974 | 2004 | MS |  |  | MS |  |  | MS |  |  | NC |  |  | N | 6 | 1944 |  |  | 475 | 25 | 0 | 0 | 0 |  | BIT | [7 empty] | TF |  |  | 88.1 | 87.8 | 103500 | D | N | OP | OT |  |  | AL | CE | NC |  |  | N
2007 | 8633 | 50858 | MWC2C | OP | [52 empty] | OP: OP; LN: SN; CE: NA |  |  | Y | Y | Y | Y
2007 | 4440 | 50960 | UNIT1 | OP | [27 empty] | N | [24 empty] | OP: OP; LN: SN; CE: NA |  |  | Y | Y
2007 | 4496 | 50663 | B300 | OP | [27 empty] | N | [24 empty] | OP: OP; LN: SN; CE: NA |  |  | Y | Y | Y | Y
2007 | 5109 | 1745 | 17 | OP | ST | ST | NA | 0.19 | 0.83 |  | PG | SB |  | OT | MO |  | 1972 | 1972 |  | MS |  |  | MS | [5 empty] | NC |  |  | N | 8 | 1949 |  |  | 600 | 30 | 0 | 0 | 0 |  | SUB | BIT | DFO | [5 empty] | TF |  |  | 86.3 | 87.3 | 156000 | D: D; N: N; LN: NA; CE: CE; IF: NC |  |  | N
2007 | 5109 | 6034 | 1 | OP | FD | FD | FD | 0.1 | 1.2 | 0.7 | PB | DP | NP | OT | TH | TH | 1984 | 1984 | 1984 | MS |  |  | MS |  |  | MS |  |  | NC |  |  | Da | 8 | 1984 |  |  | 4550 | 345 | 0 | 0 | 0 |  | SUB | [7 empty] | OF |  |  | 86.7 | 87.1 | 1250000 | D | N | OP | LN |  |  | BW | BW | NC |  |  | N
2007 | 10171 | 1361 | 2 | RE | ST | ST | NA | 0.22 | 1.2 |  | PB | DP |  | DA | DA |  | 1972 | 1975 |  | MS |  |  | MS | [8 empty] | N | 10 | 1947 |  |  | 150 | 0 | 83.3 | 0 | 0 |  | DFO | [7 empty] | FF |  |  | 87 | 85 | 66000 | N: N; LN: NA; CE: BW |  |  | N
2007 | 10273 | 50410 | 10 | OP | [27 empty] | N | [24 empty] | OP: OP; LN: CF; CE: NA |  |  | Y |  | Y |  |  |  | Y
2007 | 50133 | 10233 | RB | OP | [27 empty] | N | [35 empty] | N | bar: LN
2007 | 5033 | 50395 | 7 | OP | [27 empty] | N | [35 empty] | N | bar: LN
2007 | 5262 | 54104 | PB2 | OP | FD | FD | FD | 82 | 983 | 574 | PH | DH | NH | SM | TH | TH | 1975 | 1975 | 1975 | MS |  |  | MS |  |  | MS |  |  | NC |  |  | D | 6 | 1975 |  |  | 525 | 59.3 | 39.3 | 0 | 89900 |  | BIT | WDS | NG | [5 empty] | RF |  |  | 86.8 | 77.7 | 412000 | D | N | OP | OV | LN |  | BW | BW | NC |  |  | N
2007 | 5262 | 54104 | RB2 | OP | ST | ST | ST | 20 | 286 | 309.2 | OP | DH | NP | SM | TH | TH | 1979 | 1979 | 1979 | MS |  |  | MS |  |  | MS |  |  | NC |  |  | N | 6 | 1979 |  |  | 560 | 0 | 0 | 0 | 4 |  | BLQ | NG | [6 empty] | OF |  |  | 63 |  | 165214 | N: Y; LN: NA; CE: BW; IF: NC |  |  | N
2007 | 65 | 50249 | 5 | RE | [27 empty] | N |  |  | 11 | 2007 | [31 empty] | N | bar: LN
2007 | 5277 | 54795 | C1 | OP | [27 empty] | N | [24 empty] | OP: OP; LN: LN; OV: LA; CE: PB |  |  | N
2007 | 5277 | 54795 | C6 | OP | [27 empty] | N | [24 empty] | OP: OP; LN: LN; OV: FR; CE: BW |  |  | N
2007 | 49969 | 54587 | 7 | SB | [63 empty] | N | bar: LN
2007 | 50006 | 10793 | BLR2 | OP | [27 empty] | N | [24 empty] | OP: OP; LN: OT; CE: NA |  |  | N
2007 | 50006 | 10795 | BLR2 | OP | [27 empty] | N | [35 empty] | N | bar: LN
2007 | 55852 | 55514 | CTG01 | OP | LO | LO | LO | 13 | 1 | 23 | PH | DH | NH | OH | OH | OH | 2003 | 2003 | 2003 | MS |  |  | MS |  |  | MS |  |  | SS |  |  | Da | 5 | 2003 |  |  | 1500 |  | 0 | 1960 | 0 |  | NG | [7 empty] | DB |  |  | 99.6 | 86 | 3257600 |  | N | OP | LN | SR |  | GR | GE | NC |  |  | N
2007 | 34672 | 50407 | 5PB | RE | FD | NA | NA | 0.15 |  |  | PB |  |  | MO |  |  | 1985 | [14 empty] | Db | 7 | 1985 | 12 | 2003 | 200 | 60 | 0 | 200 | 0 |  | NG | [7 empty] | TF |  |  | 90 | 45 |  | N: Y; OP: RE; LN: LN; CE: CE; CE: CE |  |  | N
2007 | 12792 | 2629 | 5 | OP | ST | ST | ST | 0.03 | 1 | 0.45 | PB | DP | NP | NV | NV | NV | 1987 | 1987 | 1995 | MS |  |  | MS |  |  | MS |  |  | NC |  |  | N | 4 | 1969 |  |  | 1400 | 73.8 | 0 | 1866 | 0 |  | BIT | NG | [6 empty] | FF |  |  | 88.7 | 88.4 | 571000 | D | N | OP | LN | OV |  | BW | BW |  |  |  | N
2007 | 14597 | 1513 | 2 | SC | [27 empty] | N | [35 empty] | N | bar: LN
2007 | 8723 | 1830 | 4 | OP | [63 empty] | N | bar: LN
2007 | 14328 | 56476 | HRSGB | CO | ST | ST | St | 0.00584 | 0.0028 | 0.009 | PB | DP | NP | OH | OH | OH | 2009 | 2009 | 2009 | [9 empty] | NC |  |  | Db | 1 | 2009 |  |  | 753 |  |  | 176.4 |  |  | NG | [7 empty] | DB | [7 empty] | CO | LN | SR |  | GE | VO | NC |  |  | N
2007 | 22979 | 55375 | HRSG1 | OP | FD | FD | FD | [24 empty] | Db | 5 | 2006 | 2 | 2026 | 685.653 |  |  |  |  | 1087.8 | NG | [7 empty] | DB | [5 empty] | OP: OP; LN: SR; CE: NA; CE: AL |  |  | N
2007 | 55924 | 56671 | UHA01 | CO | ST | ST | St | 0.018 | 0.095 | 0.065 | PB | DP | NP | OT | YR | YR | 2011 | 2011 | 2011 | OT |  |  | OT |  |  | OT |  |  | IF |  |  | Da | 1 | 2011 |  |  | 4876 | [5 empty] | BIT | [7 empty] | OF | FF | RF | 89.1 |  | 1396154 | W | N | CO | LN | SR | OV | FW | FW | IF |  |  | Y |  |  |  |  | Y
2007 | 12927 | 1449 | 1 | OS | [63 empty] | N | bar: LN; FW
2007 | 22979 | 55375 | HRSG2 | OP | FD | FD | FD | [24 empty] | Db | 5 | 2006 | 2 | 2026 | 685 |  |  |  |  | 1087.8 | NG | [7 empty] | DB | [5 empty] | CO: OP; LN: SR; FW: NA; FW: AL |  |  | N
2007 | 16609 | 55985 | HRSG2 | OP | LO | LO | LO | 14 | 5 | 2 | PH | SU | NM | OH | NS | OH | 2006 | 2006 | 2006 | MS |  |  | MS |  |  | MS |  |  | NC |  |  | Db | 4 | 2006 | 6 | 2036 | 646 |  |  | 195 |  | 1023 | NG | [7 empty] | DB |  |  | 84.7 | 85.7 | 3492003 |  | N | OP | LN | SR |  | GE | NT | NC |  |  | N
2007 | 10755 | 55097 | HRSG1 | OP | ST | ST | St | 20.3 | 2.8 | 79 | PH | DH | NH | OH | OH | OH | 2000 | 2000 | 2000 | MS |  |  | MS |  |  | MS |  |  | NC |  |  | Db | 7 | 2000 |  |  | 464 |  |  | 464 |  | 2085.8 | NG | [7 empty] | DB |  |  | 48.1 | 44.2 | 750000 |  | N | OP | LN |  |  | GE | AI | NC |  |  | N
2007 | 13914 | 55089 | 20F201 | OP | ST | ST | St | 0.03 | 0.8 | 1.6 | PB | DP | OT | DT | DT | MO | 2002 | 2002 | 2002 | MS |  |  | MS |  |  | MS |  |  | NC |  |  | Da | 8 | 2002 |  |  | 672 |  |  | 88.6 | 177 | 949.9 | NG | OG | [6 empty] | OT |  |  | 87.3 |  |  |  | N | OP | LN |  |  | CN | AI | NC |  |  | N
2007 | 14645 | 1175 | 8 | OP | [63 empty] | N | bar: LN
2007 | 18189 | 50247 | B022 | OS | [27 empty] | N | [35 empty] | N | bar: LN
2007 | 18414 | 50835 | 2 | OP | [27 empty] | N | [24 empty] | CO: OP; LN: OV; FW: NA |  |  | N
2007 | 17650 | 7897 | 2B | OP | FD | FD | FD | 0.0006 | 21.5 | 0.013 | PH | DP | NP | DT | DT | TH | 2003 | 2003 | 2003 | MS |  |  | MS |  |  | MS |  |  | NC |  |  | Db | 6 | 2003 | 6 | 2033 | 156 |  |  | 541 |  |  | NG | [7 empty] | DB |  |  | 93 | 92 | 932.4 |  | N | OP | SR |  |  | NA | DL | NC |  |  | N
2007 | 17698 | 3476 | 3 | OP | ST | NA | NA | 0.1 |  |  | PH |  |  | WO |  |  | 1976 |  |  | MS | [11 empty] | N | 6 | 1952 |  |  | 300 | 0 | 0 | 373.7 | 0 |  | NG | [7 empty] | FF |  |  | 83.1 | 83.5 | 71000 | N: N; LN: NA; FW: BW |  |  | N
2007 | 15466 | 465 | 3 | OP | ST | ST | FD | 0.1 | 1.1 | 0.8 | PB | DP | NP | DT | TH | YR | 1982 | 1994 | 2000 | MS |  |  | MS |  |  | MS |  |  | NC |  |  | N | 6 | 1951 |  |  | 450 | 30.8 | 0 | 491 | 0 |  | SUB | NG | [6 empty] | VF |  |  | 84 | 85 | 155500 | W: D; N: N; LN: NA; FW: BW; IF: NC |  |  | Y |  | Y
2007 | 15466 | 465 | 4 | OP | ST | ST | ST | 0.1 | 0.88 | 0.6 | PB | DP | NP | DT | MO | MO | 1982 | 2002 | 2000 | MS |  |  | MS |  |  | MS |  |  | NC |  |  | N | 6 | 1955 |  |  | 930 | 60.2 | 0 | 1200 | 0 |  | SUB | NG | [6 empty] | VF |  |  | 86 | 87 | 312000 | D | N | OP | LN | OV |  | BW | BW | NC |  |  | Y |  | Y
2007 | 15466 | 469 | 1 | OP | ST | ST | ST | 0.1 | 0.88 | 0.6 | PB | DP | NP | DT | MO | MO | 1982 | 2002 | 2000 | MS |  |  | MS |  |  | MS |  |  | NC |  |  | N | 6 | 1957 |  |  | 852 | 61.4 | 0 | 1240 | 0 |  | BIT | NG | SUB | [5 empty] | VF |  |  | 86.3 | 84.9 | 288000 | D | N | OP | LN | OV |  | BW | BW | NC |  |  | Y |  | Y
2007 | 15466 | 469 | 2 | OP | ST | ST | FD | 0.1 | 1.1 | 0.8 | PB | DP | NP | DT | TH | YR | 1982 | 1994 | 2000 | MS |  |  | MS |  |  | MS |  |  | NC |  |  | N | 6 | 1959 |  |  | 852 | 61.4 | 0 | 1240 | 0 |  | BIT | NG | SUB | [5 empty] | VF |  |  | 86.4 | 86.2 | 292000 | D | N | OP | OV |  |  | NA | BW | IF |  |  | Y |  | Y
2007 | 16098 | 54338 | 3 | [64 empty] | N | bar: LN
2007 | 50111 | 1443 | 3 | OP | FD | ST | FD | 0.1 | 2000 | 0.2 | PB | DM | NP | NV | TH | TH | 1976 | 1976 | 9999 | MS |  |  | MS |  |  | OT | [5 empty] | D | 1 | 1977 |  |  | 1250 | 0 | 0 | 1675 | 0 |  | NG | [7 empty] | FF |  |  | 85 | 86 | 300151 | N: N; LN: NA; FW: BW |  |  | N
2007 | 50111 | 1445 | 4 | RE | [27 empty] | N | [35 empty] | N | bar: LN
2007 | 49965 | 55317 | 11 | OP | ST | ST | ST | 0.011 | 0.0023 | 0.0074 | PB | SB | NP | NV | NV | DA | 2003 | 2003 | 2003 | MS |  |  | MS |  |  | MS |  |  | NC |  |  | Da | 6 | 2003 |  |  | 700 |  | 475.2 | 2897 | 0 | 1500 | NG | DFO | [6 empty] | DB | [6 empty] | N | OP | LN | SR |  | MI | DL | NC |  |  | N
2007 | 49965 | 55317 | 12 | OP | ST | ST | ST | 0.011 | 0.0023 | 0.0074 | PB | SB | NP | NV | NV | DA | 2002 | 2002 | 2002 | MS |  |  | MS |  |  | MS |  |  | NC |  |  | Da | 6 | 2002 |  |  | 700 |  | 475.2 | 2897 | 0 | 1500 | NG | DFO | [6 empty] | DB | [6 empty] | N | OP | LN | SR |  | MI | DL | NC |  |  | N
2007 | 17330 | 50359 | 4 | OP | [27 empty] | N | [35 empty] | N | bar: LN
2007 | 17355 | 50558 | HRSG | OP | [63 empty] | N | bar: LN
2007 | 17539 | 3287 | MCM1 | OP | ST | ST | ST | 4 | 3.5 | 0.4 | OP | DM | NM | SM | DA | YR | 1978 | 1974 | 2000 | MS |  |  | MS |  |  | LN |  |  | IF | SS |  | N | 6 | 1958 |  |  | 910 | 43.1 | 0 | 1200 | 0 |  | SC | BIT | NG | [5 empty] | TF |  |  | 89.6 | 90.1 | 336000 | D | N | OP | LN |  |  | CE | CE |  |  |  | N
2007 | 54888 | 3466 | PHR3 | OS | ST | ST | ST | 0.1 |  | 0.46 | PB |  | NP | WO |  | DA | 1976 |  | 1999 | MS | [5 empty] | MS | FR | BO |  |  |  | N | 12 | 1968 |  |  | 3980 |  | 0 | 5414.8 | 0 |  | NG | [7 empty] | OF |  |  | 85 | 85.9 | 1007835 |  | N | OS | FR | OV |  | NA | FW |  |  |  | N
2007 | 20666 | 50232 | B1 | RE | [63 empty] | N | bar: LN
2007 | 14952 | 50388 | K1 | OP | [27 empty] | N | [35 empty] | N | bar: LN
2007 | 15147 | 2403 | 1 | OP | ST | ST | ST | 20 | 1459 | 0.4 | OP | DH | NP | OT | NV | NV | 1970 | 1970 | 1995 | MS |  |  | MS |  |  | MS |  |  | SS |  |  | N | 12 | 1964 |  |  | 2450 | 124 | 672 | 3975 | 0 |  | NG | RFO | [6 empty] | CY |  |  | 90.7 | 91.2 | 802000 | W | N | SC | OT |  |  | NA | BW | IF |  |  | N
2007 | 15147 | 2404 | 7 | RE | ST | ST | ST | 0.1 | 0.3 | 0.22 | PB | SU | NP | NV | NV | DA | 1968 | 1968 | 1995 | MS |  |  | MS |  |  | MS |  |  | NC |  |  | N | 3 | 1953 | 6 | 2005 | 1000 | 0 | 240 | 0 | 0 |  | RFO | [7 empty] | TF |  |  | 89.8 | 90 | 304000 | W: W; N: N; LN: NA; FW: CE |  |  | N
2007 | 15147 | 2406 | 11 | OP | ST | ST | ST | 78 | 64.4 | 6 | PH | DH | NM | NV | NV | NV | 2006 | 2006 | 2006 | MS |  |  | MS |  |  | MS |  |  | NC |  |  | Db | 5 | 2006 | 5 | 2046 | 836.3 |  |  | 503.5 |  | 923.5 | NG | [7 empty] | DB | [6 empty] | N | OP | SR |  |  | NA | GE | NC |  |  | N
2007 | 15147 | 2406 | 21 | OP | ST | ST | St | 78 | 64.4 | 6 | PH | DH | NM | NV | NV | DA | 2006 | 2006 | 2006 | [12 empty] | Db | 5 | 2006 | 5 | 2046 | 836.3 | 0 | 0 | 503.5 | 0 | 923.5 | NG | [7 empty] | DB | [6 empty] | N | OP | SR |  |  | NA | GE | NC |  |  | N
2007 | 18642 | 1378 | 2 | OP | ST | ST | FD | 0.11 | 1.2 | 0.8 | PB | DP | NP | PS | DA | YR | 1983 | 1983 | 2000 | MS |  |  | MS |  |  | MS |  |  | IF | NC |  | N | 5 | 1963 |  |  | 4900 | 306 | 0 | 0 | 0 |  | BIT | [7 empty] | CY |  |  | 89.7 | 90.2 | 1182000 | W | N | OP | OV | SR |  | NA | BW | NC |  |  | N
2007 | 18642 | 3405 | 2 | OP | ST | ST | FD | 0.11 | 4 | 0.45 | PB | DP | NP | PS | DA | YR | 1978 | 1978 | 1997 | MS |  |  | MS |  |  | MS |  |  | SS |  |  | N | 9 | 1955 |  |  | 1280 | 69.8 | 0 | 0 | 0 |  | BIT | [7 empty] | TF |  |  | 88.9 | 89.5 | 313000 | D | N | OP | LN |  |  | IC | CE | NC |  |  | N
2007 | 18642 | 3406 | 2 | OP | ST | ST | FD | 0.1 | 3.4 | 0.48 | PB | DP | NP | PS | DA | YR | 1982 | 1982 | 1996 | MS |  |  | MS |  |  | MS |  |  | SS |  |  | N | 11 | 1951 |  |  | 1000 | 53.8 | 0 | 0 | 0 |  | BIT | [7 empty] | TF |  |  | 88.1 | 89.4 | 203000 | D | N | OP | OT |  |  | NA | CE | NC |  |  | N
2007 | 18642 | 3406 | 6 | OP | ST | ST | FD | 0.1 | 3.4 | 0.48 | PB | DP | NP | PS | DA | YR | 1982 | 1982 | 1996 | MS |  |  | MS |  |  | MS |  |  | SS |  |  | N | 2 | 1953 |  |  | 1000 | 53.8 | 0 | 0 | 0 |  | BIT | [7 empty] | TF |  |  | 88.1 | 89.4 | 203000 | D | N | OP | OT |  |  | NA | CE | NC |  |  | N
2007 | 19526 | 50733 | 4BH2 | OP | ST | ST | St | 0.036 | 0.4567 |  | PB | DP | OT | DA | DA | OT | 1993 | 1991 | 2004 | MS |  |  | MS |  |  | MS |  |  | NC |  |  | N | 6 | 1967 |  |  | 300 |  | 64.2 | 5706.9 | 0 |  | BFG | RFO | [6 empty] | TF |  |  | 85.6 |  | 66270 | N: N; LN: NA; FW: CE; IF: NC |  |  | N
2007 | 18642 | 50 | 3 | OP | ST | ST | FD | 0.12 | 1.6 | 0.69 | PB | DP | NP | PS | DA | YR | 1977 | 1979 | 2000 | MS |  |  | MS |  |  | MS |  |  | ND |  |  | N | 11 | 1952 |  |  | 1000 | 51.3 | 0 | 0 | 0 |  | BIT | [7 empty] | FF |  |  | 88.7 | 89.7 | 211000 | D | N | OP | LN |  |  | EG | BW | NC |  |  | N
2007 | 18642 | 50 | 8 | OP | ST | ST | FD | 0.12 | 0.9 | 0.43 | PB | DP | NP | PS | DA | YR | 1978 | 1979 | 2000 | MS |  |  | MS |  |  | MS |  |  | IF | NC |  | N | 2 | 1965 |  |  | 3850 | 226.3 | 0 | 0 | 0 |  | BIT | [7 empty] | TF |  |  | 89.8 | 91.1 | 859000 | D | N | OP | LN |  |  | IC | CE | NC |  |  | N
2007 | 803 | 55455 | HRSG2B | OP | NA | LO | LO |  | 0.2 | 0.23 |  | DP | NP |  | NS | TH |  | 2002 | 2002 |  |  |  | MS |  |  | MS |  |  | NC |  |  | Db | 7 | 2002 | 6 | 2032 | 650 |  | 0 | 122 | 0 | 1055 | NG | [7 empty] | DB |  |  | 98 | 88.1 | 3433318 |  | N | OP | SR |  |  | NA | VO | NC |  |  | N
2007 | 55914 | 50799 | WH 2 | OP | [52 empty] | CO: OP; LN: SR; FW: NA |  |  | N
2007 | 34359 | 50969 | BLR7 | OP | [27 empty] | N | [24 empty] | CO: OP; LN: OV; FW: NA |  |  | Y |  | Y |  |  | Y | Y
2007 | 18642 | 3393 | 1 | OP | LO | LO | FD | 0.14 | 4 | 0.8 | PB | DP | NP | PS | DA | YR | 1978 | 1979 | 2000 | MS |  |  | MS |  |  | MS |  |  | SS |  |  | N | 5 | 1959 |  |  | 2000 | 98 | 0 | 0 | 0 |  | SUB | [7 empty] | CY |  |  | 91 | 91 | 449300 | W | N | OP | OV | SR |  | NA | BW | NC |  |  | N
2007 | 18642 | 3393 | 2 | OP | LO | LO | FD | 0.14 | 4 | 0.8 | PB | DP | NP | PS | DA | YR | 1978 | 1979 | 2000 | MS |  |  | MS |  |  | MS |  |  | SS |  |  | N | 5 | 1959 |  |  | 2000 | 98 | 0 | 0 | 0 |  | SUB | [7 empty] | CY |  |  | 91 | 91 | 449300 | W | N | OP | OV | SR |  | NA | BW | NC |  |  | N
2007 | 18642 | 3393 | 3 | OP | LO | LO | FD | 0.14 | 4 | 0.8 | PB | DP | NP | PS | DA | YR | 1978 | 1979 | 2000 | MS |  |  | MS |  |  | MS |  |  | SS |  |  | N | 10 | 1959 |  |  | 2000 | 98 | 0 | 0 | 0 |  | SUB | [7 empty] | CY |  |  | 91 | 91 | 449300 | W | N | OP | OV | SR |  | NA | BW | NC |  |  | N
2007 | 18642 | 3396 | 1 | OP | ST | ST | FD | 0.1 | 4 | 0.59 | PB | DP | NP | PS | DA | YR | 1978 | 1978 | 2000 | MS |  |  | MS |  |  | MS |  |  | SS |  |  | N | 6 | 1967 |  |  | 6400 | 316 | 0 | 0 | 0 |  | BIT | [7 empty] | TF |  |  | 91 | 91 | 1335300 | D | N | OP | OT |  |  | NA | CE | NC |  |  | N
2007 | 18642 | 3403 | 2 | OP | ST | ST | FD | 0.1 | 5 | 0.37 | PB | DP | NP | PS | DA | YR | 1979 | 1978 | 1996 | MS |  |  | MS |  |  | MS |  |  | TU | SS |  | N | 6 | 1957 |  |  | 1650 | 99.5 | 0 | 0 | 0 |  | SUB | [7 empty] | TF |  |  | 88.5 | 89 | 398000 | D | N | OP | LN |  |  | IC | CE | NC |  |  | N
2007 | 18642 | 3407 | 2 | OP | ST | ST | FD | 0.1 | 2.8 | 0.58 | PB | DP | NP | PS | DA | YR | 1978 | 1979 | 2000 | MS |  |  | MS |  |  | MS | OT |  | SS |  |  | N | 4 | 1954 |  |  | 1000 | 57.9 | 0 | 0 | 0 |  | BIT | [7 empty] | TF |  |  | 88.6 | 89.3 | 224000 | D | N | OZ | OT |  |  | NA | CE | NC |  |  | N
2007 | 18642 | 3407 | 6 | OP | ST | ST | FD | 0.1 | 2.8 | 0.43 | PB | DP | NP | PS | DA | YR | 1978 | 1979 | 2000 | MS |  |  | MS |  |  | MS | LN | OV | SS |  |  | N | 3 | 1955 |  |  | 1280 | 76.5 | 0 | 0 | 0 |  | BIT | [7 empty] | TF |  |  | 88.6 | 89.3 | 313000 | D | N | OZ | LN |  |  | IC | CE | NC |  |  | N
2007 | 18642 | 3407 | 7 | OP | ST | ST | FD | 0.1 | 2.8 | 0.39 | PB | DP | NP | PS | DA | YR | 1978 | 1979 | 2000 | MS |  |  | MS |  |  | MS | LN | OV | SS |  |  | N | 5 | 1955 |  |  | 1280 | 76.5 | 0 | 0 | 0 |  | BIT | [7 empty] | TF |  |  | 88.6 | 89.3 | 313000 | D | N | OZ | LN |  |  | IC | CE | NC |  |  | N
2007 | 12796 | 3942 | 3 | OP | ST | ST | FD | 0.05 | 3.2 | 0.45 | PB | DP | NP | OH | DA | YR | 1975 | 1974 | 1996 | MS |  |  | MS |  |  | MS | [5 empty] | N | 10 | 1954 |  |  | 1020 | 61 | 0 | 0 | 0 |  | BIT | [7 empty] | TF |  |  | 87 | 87 | 440000 | D | N | OP | LN | OV |  | CE | CE | NC |  |  | Y |  |  |  | Y
2007 | 23279 | 3944 | 3 | OP | ST | ST | FD | 0.05 | 5.12 | 0.5 | PB | DP | NP | WO | DA | YR | 1975 | 1976 | 1997 | MS |  |  | MS |  |  | MS | LN | OT | IF |  |  | N | 12 | 1974 |  |  | 4900 | 250 | 0 | 0 | 0 |  | BIT | [7 empty] | OF |  |  | 89 | 89 | 1500000 | D | N | OP | LN | SR |  | AB | FW |  |  |  | Y |  |  |  | Y |  |  | Y | Y
2007 | 12796 | 3945 | 8 | OP | ST | ST | FD | 0.05 | 1.85 | 0.8 | PB | DP | NP | WO | DA | YR | 1974 | 1990 | 2008 | MS |  |  | MS |  |  | NC |  |  | SU |  |  | N | 9 | 1951 |  |  | 880 | 44 | 0 | 0 | 0 |  | BIT | [7 empty] | VF |  |  | 87 | 83 | 370000 | W: W; N: N; LN: NA; FW: BW; IF: OT |  |  | Y |  |  |  | Y
2007 | 12823 | 10344 | B1 | OP | [27 empty] | N | [24 empty] | CO: OP; LN: OV; FW: NA |  |  | Y | Y |  | Y | Y |  | Y
2007 | 12685 | 2052 | 1 | SB | [27 empty] | N | [35 empty] | N | bar: LN
2007 | 12685 | 8054 | 1 | OP | ST | ST | NA | 0.2 | 4.8 |  | PB | DP |  | NV | NV |  | 1972 | 1972 |  | MS |  |  | MS | [8 empty] | N | 1 | 1975 |  |  | 5335 | 0 | 1219 | 7700 | 0 |  | NG | RFO | [6 empty] | OF |  |  | 90.4 | 90.9 | 1224000 | N: N; LN: NA; FW: BW; IF: SS |  |  | N
2007 | 12686 | 2049 | 3 | OP | ST | ST | NA | 0.273 | 4.8 |  | PB | DP |  | NS | NS |  | 1978 | 1978 |  | MS |  |  | MS | [5 empty] | NC |  |  | N | 5 | 1962 |  |  | 765 | 0 | 209.7 | 1210 | 0 |  | NG | [7 empty] | TF |  |  | 85.4 | 85.4 | 250550 | N: N; LN: NA; FW: CE; IF: NC |  |  | N
2007 | 12686 | 2049 | 4 | OP | ST | ST | FD | 0.273 | 4.8 | 0.5 | PB | DP | NP | NS | NS | YR | 1978 | 1978 | 2000 | MS |  |  | MS |  |  | MS |  |  | SS |  |  | N | 5 | 1968 |  |  | 1779 | 100.3 | 0 | 2619 | 0 |  | BIT | NG | [6 empty] | OF |  |  | 88.9 | 90 | 600029 | W | N | OP | LN |  |  | FW | RS | IF |  |  | N
2007 | 17698 | 3477 | 1 | OP | [27 empty] | N | [35 empty] | N | bar: LN
2007 | 17698 | 3478 | 1 | OP | ST | ST | NA | 149 | 440 |  | PH | DM |  | OH | TH |  | 1964 | 1964 |  | MS |  |  | MS | [5 empty] | NC |  |  | N | 5 | 1964 |  |  | 1100 | 0 | 235 | 1500 | 0 |  | NG | DFO | RFO | [5 empty] | TF |  |  | 85.1 | 85.9 | 300000 | N: N; LN: NA; FW: CE; IF: NC |  |  | N
2007 | 38009 | 1642 | 3 | OP | ST | ST | ST | 0.12 | 1.2 | 0.25 | PB | SB | NP | NV | YR | DA | 1972 | 1983 | 1995 | MS |  |  | MS |  |  | LA | BO | OV | NC |  |  | N | 7 | 1957 |  |  | 800 | 45.4 | 168 | 1000 | 0 |  | RFO | NG | [6 empty] | TF |  |  | 88 | 88 | 225000 | D | N | OP | LA | OV |  | NA | CE |  |  |  | N
2007 | 15836 | 331 | 4 | OP | LO | LO | LO | 0.1 | 500 | 7 | PC | DM | NM | FT | NV | MO | 1976 | 1977 | 2002 | MS |  |  | MS |  |  | MS |  |  | NC |  |  | N | 10 | 1963 |  |  | 2305 | 0 | 460 | 2835 | 0 |  | NG | [7 empty] | TF |  |  | 90 | 90 | 577040 |  | N | OP | LA | FR | SR | NA | CE | ND |  |  | N
2007 | 15844 | 329 | 42 | OP | LO | LO | LO | 0.003 | 500 | 42 | PC | DC | NM | NV | NV | OH | 1999 | 1999 | 1999 | MS |  |  | MS |  |  | MS |  |  | NC |  |  | N | 8 | 1978 | 8 | 2018 | 444 | 0 | 0 | 233 | 0 | 942 | NG | [7 empty] | DB | [6 empty] | N: N; LA: NA; CE: WE; ND: ND |  |  | N
2007 | 15873 | 3118 | 1 | OP | ST | ST | ST | 0.1 | 0.2 | 0.45 | PB | DP | NP | NV | TH | MO | 1976 | 1995 | 1995 | MS |  |  | MS |  |  | MS |  |  | CU |  |  | N | 5 | 1970 | 12 | 2044 | 6350 | 325 | 0 | 0 | 0 |  | BIT | [7 empty] | TF |  |  | 90 | 90 | 1412472 | D | N | OP | LN |  |  | CE | CE | ND |  |  | Y |  |  |  | Y | Y |  | Y
2007 | 15873 | 3136 | 2 | OP | ST | ST | ST | 0.1 | 3.7 | 0.45 | PB | DP | NP | NV | MO | YR | 1976 | 1982 | 1995 | MS |  |  | MS |  |  | MS |  |  | SS |  |  | N | 6 | 1968 | 12 | 2044 | 6350 | 316 | 0 | 0 | 0 |  | BIT | [7 empty] | TF |  |  | 90.4 | 90.5 | 1785714 | D | N | OP | OV | LN | SR | CE | CE | ND |  |  | N
2007 | 15908 | 350 | 2 | OP | LO | LO | LO | 0.1 | 300 | 0.1 | PC | DM | OT | NV | NV | DA | 1976 | 1977 | 1979 | MS |  |  | MS |  |  | MS | [5 empty] | N | 6 | 1973 |  |  | 5600 | 0 | 1000 | 6588 | 0 |  | NG | [7 empty] | OF |  |  | 85 | 86 | 1331000 |  | N | OP | LN | FR | SR | JZ | FW |  |  |  | N
2007 | 16572 | 141 | 1 | OP | LO | LO | NA | 237 | 1 |  | PH | DP |  | OH | TH |  | 1970 | 1970 |  | MS |  |  | MS | [5 empty] | OT |  |  | N | 1 | 1958 |  |  | 750 | 0 | 162 | 1004.9 | 0 |  | NG | DFO | [6 empty] | FF |  |  | 83.8 | 84.8 | 182789 | N: N; OV: NA; CE: NA; CE: RS; ND: OT |  |  | N
2007 | 16572 | 143 | 2 | OS | [27 empty] | N | [35 empty] | N | bar: OP to OV; CE
2007 | 16572 | 143 | 3 | OS | [27 empty] | N | [35 empty] | N | bar: OP to OV; CE
2007 | 16572 | 143 | 6 | OS | [27 empty] | N | [35 empty] | N | bar: OP to OV; CE
2007 | 807 | 201 | 2 | OP | [52 empty] | OP: OP; OV: LN; CE: SW |  |  | N
2007 | 20847 | 4041 | 8 | OP | ST | ST | NA | 0.1 | 3.2 |  | PB | DP |  | NV | DA |  | 2002 | 1986 |  | MS |  |  | MS | [5 empty] | NC |  |  | N | 10 | 1967 |  |  | 2000 | 105 | 0 | 0 | 0 |  | SUB | [7 empty] | TF |  |  | 91.3 | 91.3 | 529400 | D | N | OP | LN | OV |  | FW | CE | NC |  |  | Y |  |  |  | Y
2007 | 20847 | 4042 | 3 | OP | ST | ST | NA | 0.15 | 3.28 |  | PB | DP |  | NV | DA |  | 1972 | 1985 |  | MS |  |  | MS | [5 empty] | NC |  |  | N | 3 | 1969 |  |  | 640 | 32.9 | 0 | 0 | 0 |  | BIT | [7 empty] | FF |  |  | 87.9 | 89.2 | 164500 | D | N | OP | LN |  |  | RS | RS | NC |  |  | Y |  | Y
2007 | 20847 | 56068 | 18 | PL | ST | ST | St | 0.018 | 0.15 | 0.07 | PB | DP | NP | TH | MO | MO | 2009 | 2009 | 2009 | [12 empty] | Db | 9 | 2009 |  |  | 209.5 | [5 empty] | BIT | [7 empty] | OF |  |  | 88.9 | 87.7 | 1062000 | W | N | PL | LN |  |  | HT | HT |  |  |  | N
2007 | 814 | 168 | 2 | SB | ST | ST | ST | 40 | 2180 | 584 | OP | DH | NH | TH | TH | TH | 1991 | 1991 | 1991 | MS |  |  | MS |  |  | MS | [5 empty] | N | 5 | 1951 |  |  | 650 | 0 | 144 | 852 | 0 |  | NG | RFO | [6 empty] | FF |  |  | 84 | 82 | 180000 | N: N; OV: NA; CE: BW |  |  | N
2007 | 814 | 169 | 2 | OP | ST | ST | ST | 118 | 1492 | 800 | PH | DH | NH | DA | DA | DA | 1990 | 1990 | 1990 | MS |  |  | MS |  |  | MS | [5 empty] | N | 8 | 1954 |  |  | 1200 | 0 | 234.6 | 1499 | 0 |  | NG | RFO | [6 empty] | FF |  |  | 85 | 85 | 258770 | N: N; OV: NA; CE: BW |  |  | N
2007 | 814 | 170 | 2 | OP | ST | ST | ST | 3.5 | 0.5 | 381 | PH | DH | NH | DA | DA | DA | 1990 | 1990 | 1990 | MS |  |  | MS |  |  | MS | [5 empty] | N | 6 | 1950 |  |  | 450 | 0 | 96 | 590 | 0 |  | NG | [7 empty] | FF |  |  | 82 | 82 | 108000 | N: N; OV: NA; CE: CE |  |  | N
2007 | 49966 | 10435 | SG101A | OP | [27 empty] | N | [24 empty] | OP: OP; OV: LA; LN: OV; CE: NA |  |  | Y | Y |  | Y | Y
2007 | 20541 | 10629 | BLR1 | OP | [27 empty] | N | [24 empty] | OP: OP; OV: SN; CE: NA |  |  | Y | Y |  | Y | Y |  | Y
2007 | 20541 | 50873 | B2 | OP | [27 empty] | N | [24 empty] | OP: OP; OV: SN; CE: NA |  |  | Y | Y | Y |  |  | Y |  | Y
2007 | 54888 | 3470 | WAP3 | OP | ST | ST | NA | 0.1 | 440 | 0.41 | PB | DM | NP | WO | NS | DA | 1976 | 1976 | 1999 | MS |  |  | MS |  |  | MS | BO | FR | NC |  |  | N | 1 | 1961 |  |  | 1950 |  | 488 | 2730 | 0 |  | NG | [7 empty] | FF |  |  | 85 | 85.8 | 558000 |  | N | OP | FR | LA |  | NA | FW |  |  |  | N
2007 | 54888 | 3470 | WAP8 | OP | FD | FD | St | 0.03 | 0.36 | 0.38 | PB | DP | NP | NS | TH | DA | 1982 | 1982 | 1999 | MS |  |  | MS |  |  | MS | OV | OT | NC |  |  | Da | 12 | 1982 |  |  | 4199 |  | 0 | 0 | 0 |  | BIT | [7 empty] | TF |  |  | 85.7 | 86.7 | 2260000 | D | N | OP | AA | LN | SR | CE | CE | NC |  |  | Y |  | Y |  |  | Y
2007 | 18870 | 55462 | PC1 | PL | ST | ST | St | [24 empty] | Da | 1 | 2010 | [33 empty] | N | bar: OP to AA; CE
2007 | 34514 | 10190 | HRSG-1 | OP | [63 empty] | N | bar: AA
2007 | 15064 | 50208 | B1 | OP | [27 empty] | N | [35 empty] | N | bar: AA
2007 | 19900 | 50771 | B1 | OP | [27 empty] | N | [24 empty] | OP: OP; AA: OV; CE: NA |  |  | N
2007 | 5347 | 55419 | HRU700 | OP | FD | FD | FD | 0.3 | 0.2 | 1.6 | PB | DP | OT | NS | MO | MO | 2004 | 2004 | 2004 | MS |  |  | MS |  |  | MS |  |  | NC |  |  | Da | 3 | 2004 |  |  | 1250 |  |  | 825 |  | 999 | OG | OTH | [6 empty] | DB |  |  | 91 |  | 726738 |  | N | OP | SR |  |  | NA | NM | NC |  |  | N
2007 | 14354 | 56237 | HRSG01 | OP | ST | ST | St | 10.8 | 26.6 | 2 | PB |  | NM | DA |  | TH | 2007 |  | 2007 | [12 empty] | Db | 9 | 2007 | 3 | 2039 | 734.4 |  |  | 4000 |  | 1800 | NG | [7 empty] | DB |  |  | 88.8 |  | 3504000 |  | N | OP | LN | SR |  | SW | NM |  |  |  | N
2007 | 2087 | 55780 | HRSG1
2007 | 20541 | 50879 | BLR1 | OP | [27 empty] | N | [24 empty] | OP: OP; AA: CF; CE: NA |  |  | Y |  | Y |  |  |  | Y
2007 | 20541 | 50880 | UNIT2 | OP | [27 empty] | N | [24 empty] | OP: OP; AA: SN; CE: NA |  |  | Y | Y | Y | Y
2007 | 20541 | 50882 | 3 | OP | [27 empty] | N | [24 empty] | OP: OP; AA: SN; CE: NA |  |  | Y | Y | Y
2007 | 20541 | 50886 | 1-1B | OP | [27 empty] | N | [24 empty] | OP: OP; AA: SN; CE: NA |  |  | Y | Y | Y
2007 | 20541 | 54033 | BLR1 | OP | [27 empty] | N | [24 empty] | OP: OP; AA: SN; CE: NA |  |  | N
2007 | 20541 | 54033 | BLR2 | OP | [27 empty] | N | [24 empty] | OP: OP; AA: SN; CE: NA |  |  | N
2007 | 17543 | 130 | 3 | OP | ST | ST | ST | 0.15 | 0.13 | 0.08 | PB | DP | NP | MO | YR | MO | 2007 | 2007 | 2007 | MS |  |  | MS |  |  | MS |  |  | NC |  |  | Da | 1 | 2007 |  |  | 3940 | 211 | 0 | 0 | 0 |  | BIT | SC | [6 empty] | TF |  |  | 90 |  |  | W | N | CO | LN | SR |  | AL | AL | NC |  |  | N
2007 | 19528 | 54780 | B3 | OP | [27 empty] | N | [24 empty] | OP: OP; AA: LN; CE: JZ |  |  | N
2007 | 19528 | 54780 | B6 | OP | [27 empty] | N | [35 empty] | N | bar: AA
2007 | 19537 | 50118 | B7 | OP | [52 empty] | OP: OP; AA: FR; LN: LA; CE: NA |  |  | N
2007 | 19539 | 54775 | BLR10 | OP | [27 empty] | N | [35 empty] | N | bar: AA
2007 | 19539 | 54775 | BLR7 | OP | [27 empty] | N | [24 empty] | OP: OP; AA: LN; LN: FR; CE: CN |  |  | N
2007 | 19539 | 54775 | BLR9 | RE | [27 empty] | N | [35 empty] | N | bar: AA
2007 | 2087 | 55780 | HRSG2
2007 | 2087 | 55780 | HRSG3
2007 | 17235 | 3113 | 2 | OP | ST | ST | ST | 0.1 | 3.7 | 0.58 | PB | DP | NP | PS | MO | MO | 1962 | 1962 | 1996 | MS |  |  | MS |  |  | MS |  |  | TU | SS |  | N | 10 | 1962 | 12 | 2024 | 1700 | 79 | 0 | 0 | 0 |  | BIT | [7 empty] | TF |  |  | 91 | 91 | 621000 | D | N | OP | LN |  |  | CE | CE | ND |  |  | N
2007 | 17235 | 3115 | 3 | OP | ST | ST | ST | 0.1 | 2.7 | 0.45 | PB | DP | NP | PS | TH | MO | 1974 | 1974 | 1995 | MS |  |  | MS |  |  | MS |  |  | SS |  |  | N | 6 | 1953 | 12 | 2024 | 570 | 26.8 | 0 | 0 | 0 |  | BIT | [7 empty] | TF |  |  | 89 | 88 | 234000 | D | N | OP | LN |  |  | CE | CE | ND |  |  | N
2007 | 17235 | 3131 | 3 | OP | ST | ST | ST | 0.1 | 3.7 | 0.45 | PB | DP | NP | NV | MO | YR | 1976 | 1982 | 1996 | MS |  |  | MS |  |  | MS |  |  | SS |  |  | N | 6 | 1959 | 12 | 2034 | 1300 | 72 | 0 | 0 | 0 |  | BIT | [7 empty] | TF |  |  | 90 | 90 | 359667 | D | N | OP | LN | SN |  | CE | CE | ND |  |  | N
2007 | 23279 | 3179 | 2 | OP | ST | ST | ST | 0.1 | 4 | 0.58 | PB | DP | NP | NS | DA | MO | 1975 | 1979 | 1995 | MS |  |  | MS |  |  | MS | LN | OV |  |  |  | N | 10 | 1970 |  |  | 3925 | 200 | 0 | 0 | 0 |  | BIT | [7 empty] | OF |  |  | 89.4 | 90.1 | 1169000 | D | N | OP | LN | OV |  | BW | BW |  |  |  | Y |  |  |  | Y
2007 | 23279 | 3181 | 2 | OP | ST | ST | ST | 0.1 | 0.6 | 0.2 | PB | DP | NP | NS | OH | MO | 1975 | 1975 | 1995 | MS |  |  | MS |  |  | MS | [5 empty] | N | 10 | 1949 |  |  | 500 | 0 | 102 | 0 | 0 |  | DFO | [7 empty] | VF |  |  | 87 |  | 101000 | N: N; AA: NA; CE: BW; NC: NC |  |  | N
2007 | 23279 | 3181 | 3 | SB | ST | ST | ST | 0.1 | 0.6 | 0.2 | PB | DP | NP | NS | OH | MO | 1975 | 1975 | 1995 | MS |  |  | MS |  |  | MS | [5 empty] | N | 10 | 1949 |  |  | 500 | 0 | 102 | 0 | 0 |  | DFO | [7 empty] | VF |  |  | 87 |  | 101000 | N: N; AA: NA; CE: BW; NC: NC |  |  | Y |  |  |  | Y
2007 | 19545 | 55479 | 3 | OP | [52 empty] | OP: OP; AA: LN; LN: SR; CE: BW |  |  | N
2007 | 1009 | 1960 | 4 | SB | [63 empty] | N | bar: AA
2007 | 20511 | 50188 | RB | OP | [27 empty] | N | [35 empty] | N | bar: AA
2007 | 22650 | 55112 | HRSG2 | OP | FD | FD | FD | 3.51 | 4.02 | 19.1 | PH | DH | NH | TH | TH | OH | 2001 | 2001 | 2001 | MS |  |  | MS |  |  | MS |  |  | NC |  |  | Db | 7 | 2001 | 12 | 2031 | 495 | 0 | 0 | 6225 | 0 |  | NG | [7 empty] | DB | [6 empty] | N | OP | LN | SR |  | CN | VO | NC |  |  | N
2007 | 22803 | 50231 | 821 | OP | [63 empty] | N | bar: AA
2007 | 16572 | 6177 | U1B | OP | ST | ST | ST | 0.1 | 0.8 | 0.7 | PB | DP | NP | OH | TH | TH | 1979 | 1979 | 1979 | MS |  |  | MS |  |  | MS |  |  | OT | IF |  | D | 12 | 1979 |  |  | 2747 | 220 | 0 | 0 | 0 |  | SUB | [7 empty] | OF |  |  | 88.3 | 88.9 | 760400 | D | N | OP | OV | LA |  | NA | RS | IF | OT |  | N
2007 | 16572 | 8068 | 6A | OP | FD | LO | FD | 0.03 | 0.0014 | 1.6 | PB | OT | OT | TH | TH | MO | 2006 | 2006 | 2006 | MS |  |  | MS |  |  | MS |  |  | NC |  |  | Da | 3 | 2006 |  |  | 719 | 0 | 0 | 397.5 | 0 | 943 | NG | [7 empty] | DB |  |  | 93.2 | 86.8 | 713075 |  | N | OP | SR |  |  | NA | AL | OT |  |  | N
2007 | 16572 | 55129 | HRSG2 | OP | ST | ST | ST | 23 | 0.0006 | 3 | PH | DP | NM | TH | NV | TH | 2001 | 2001 | 2001 | MS |  |  | MS |  |  | MS |  |  | OT |  |  | Da | 10 | 2001 |  |  | 725 | 0 | 0 | 351.8 | 0 | 1366 | NG | [7 empty] | DB |  |  | 65 |  | 229670 |  | N | OP | SR |  |  | NA | NM | OT |  |  | N
2007 | 16604 | 6181 | 2 | OP | FD | FD | FD | 0.1 | 1.2 | 0.45 | PB | DP | NP | NV | MO | YR | 1978 | 1978 | 1997 | MS |  |  | MS |  |  | MS |  |  | NC |  |  | D | 2 | 1978 |  |  | 2900 | 249 | 0 | 0 | 0 |  | SUB | [7 empty] | TF | CF |  | 85.1 | 86.4 | 898693 | D | N | OP | OV | LN | AA | CE | CE | NC |  |  | N
2007 | 50018 | 1626 | 3 | OP | ST | ST | ST | 0.12 | 1.2 | 0.33 | PB | DP | NP | NV | YR | DA | 1995 | 1995 | 1995 | MS |  |  | MS |  |  | MS |  |  | SS |  |  | N | 6 | 1958 | 6 | 2018 | 1100 | 66.3 | 269.2 | 0 | 0 |  | BIT | RFO | [6 empty] | FF |  |  | 90.5 | 88.5 | 412700 | D | Y | OP | LN | SN |  | RS | BW |  |  |  | Y |  |  |  | Y
2007 | 15998 | 3130 | 1 | OP | FD | FD | ST | 0.6 | 0.01 | 0.15 | PB | DP | NP | TH | MO | MO | 2004 | 2004 | 2004 | MS |  |  | MS |  |  | MS |  |  | ND |  |  | Da | 3 | 2004 | 12 | 2034 | 1922 | 230 | 0 | 0 | 0 |  | WC | BIT | [6 empty] | FB |  |  | 86.5 | 86.7 | 592000 | D | Y | OP | SN | CF |  | NA | OT | ND |  |  | Y |  | Y | [5 empty] | Y
2007 | 9417 | 6254 | 1 | OP | ST | ST | FD | 0.1 | 1.2 | 0.45 | PB | DP | NP | NV | NV | YR | 1981 | 1981 | 1997 | MS |  |  | MS |  |  | MS | [5 empty] | D | 5 | 1981 |  |  | 4850 |  | 0 | 0 | 0 |  | SUB | [7 empty] | TF |  |  | 85 | 86.1 | 1064000 | D | N | OP | OV |  |  | NA | CE |  |  |  | N
2007 | 9216 | 389 | 4 | OP | LO | LO | LO | 10 | 200 | 140 | PH | DH | NH | OH | OH | OH | 1977 | 1977 | 2000 | MS |  |  | MS |  |  | MS |  |  | NC |  |  | N | 8 | 1968 |  |  | 575 | 0 | 126.8 | 744.5 | 0 |  | NG | RFO | [6 empty] | FF |  |  | 89 | 89.5 | 164200 |  | N | OP | SR |  |  | NA | RS | NC |  |  | N
2007 | 924 | 2167 | 1 | OP | ST | ST | ST | 0.18 | 10 | 0.15 | PB | DP | NP | NV | NV | OT | 1982 | 1981 | 2004 | MS |  |  | MS |  |  | OT |  |  | SS |  |  | N | 10 | 1972 |  |  | 4350 | 325 | 0 | 0 | 0 |  | SUB | [7 empty] | CY |  |  | 84 | 84 | 1067000 | W | N | OZ | SR |  |  | NA | BW | SS |  |  | Y |  |  |  | Y
2007 | 55768 | 2378 | 3 | OP | ST | ST | ST | 172 | 1 | 0.2 | PH | SU | NP | OH | NV | MO | 1974 | 1979 | 1995 | MS |  |  | MS |  |  | MS |  |  | TU |  |  | N | 12 | 1974 |  |  | 1260 |  | 299 |  |  |  | RFO | [7 empty] | TF |  |  | 88 | 90 | 292000 | N: N; OP: OP; OV: SN; CE: NA; CE: CE |  |  | N
2007 | 4158 | 2384 | 1 | OP | ST | ST | ST | 0.1 | 1 | 0.69 | PB | SU | NP | NV | NV | MO | 1972 | 1979 | 1995 | MS |  |  | MS |  |  | MS |  |  | NC |  |  | N | 12 | 1958 |  |  | 616 | 31.1 | 128.5 | 820 | 0 |  | NG | DFO | [6 empty] | CY |  |  | 90 | 91 | 152000 | D: W; N: N; OV: NA; CE: BW; NC: NC |  |  | N
2007 | 5336 | 2914 | 4 | OP | [63 empty] | N | bar: OV
2007 | 3542 | 55516 | DB2 | OP | ST | ST | ST | 34.8 | 14.5 | 23.2 | PH | DH | NH | TH | TH | TH | 2003 | 2003 | 2003 | MS |  |  | MS |  |  | MS | [5 empty] | Da | 5 | 2003 |  |  | 819 |  | 0 | 2020 | 0 | 1025 | NG | [7 empty] | CF |  |  | 47.5 | 46.5 | 711418 | N: N; OP: OP; OV: LN; CE: CN; CE: AI |  |  | N
2007 | 17718 | 3482 | 151B | OP | FD | ST | FD | 20 | 0.5 | 0.3 | OP | SU | NP | SM | NV | TH | 1971 | 1971 | 1971 | MS |  |  | MS |  |  | MS |  |  | NC |  |  | D | 4 | 1971 | 12 | 2025 | 1783 | 0 | 0 | 2265 | 0 |  | NG | [7 empty] | TF |  |  | 85 | 86 | 390300 |  | N | OP | OV |  |  | NA | CE | NC |  |  | N
2007 | 25104 | 55065 | HRSG1 | OP | ST | ST | ST | 22.1 | 31.8 | 15 | PH | DH | NM | OH | OH | OH | 2000 | 2000 | 2000 | MS |  |  | MS |  |  | MS | [5 empty] | Da | 4 | 2000 | 4 | 2030 | 556 | 0 | 0 | 144 | 0 | 1044 | NG | [7 empty] | DB |  |  | 75.9 | 74 | 680000 | N: N; OP: OP; OV: LN; CE: FN; CE: AT |  |  | N
2007 | 9231 | 2171 | 2 | OP | [27 empty] | N | [35 empty] | N | bar: OV
2007 | 12653 | 1573 | 2 | OP | ST | ST | ST | 0.14 | 3.5 | 0.45 | PB | DP | NP | DT | OH | YR | 1970 | 1970 | 2007 | MS |  |  | MS |  |  | MS |  |  | NC |  |  | N | 6 | 1971 |  |  | 4250 | 207.7 | 848 | 0 | 0 |  | SC | BIT | [6 empty] | TF |  |  | 92 | 92 | 1068326 | D | N | OP | LN | OV |  | CE | CE | IF |  |  | N
2007 | 22200 | 50308 | 6 | OP | [27 empty] | N | [35 empty] | Y |  | Y | bar: OV
2007 | 14369 | 50476 | B9 | OP | [27 empty] | N | [35 empty] | N | bar: OV
2007 | 17543 | 3319 | 4 | OP | ST | FD | FD | 0.52 | 3.5 | 0.46 | PB | DP | NP | NV | NV | YR | 1970 | 1970 | 2000 | MS |  |  | MS |  |  | MS | [5 empty] | N | 7 | 1970 | 7 | 2015 | 1150 | 55 | 0 | 0 | 0 |  | BIT | [7 empty] | FF |  |  | 88.4 | 89.5 | 312800 | D | N | OP | LN |  |  | RS | RS | NC |  |  | N
2007 | 17543 | 6249 | 1 | OP | ST | FD | FD | 0.38 | 2.85 | 0.46 | PB | DP | NP | NV | NV | YR | 1975 | 1975 | 2000 | MS |  |  | MS |  |  | MS | [5 empty] | D | 3 | 1975 | 3 | 2020 | 2000 | 115.7 | 0 | 0 | 0 |  | BIT | SC | [6 empty] | FF |  |  | 89.2 | 90.5 | 521400 | D | N | OP | LN |  |  | RS | RS | NC |  |  | N
2007 | 17568 | 2070 | 3 | OP | ST | ST | NA | 0.28 | 4.8 |  | PB | DP |  | NV | OH |  | 1974 | 1974 |  | MS |  |  | MS | [5 empty] | NC |  |  | N | 8 | 1970 |  |  | 504 | 0 | 117 | 599 | 0 |  | NG | RFO | [6 empty] | FF |  |  | 78 | 77 | 108000 | N: N; OV: NA; CE: CE; NC: NC |  |  | N
2007 | 17607 | 10618 | HRSG | OP | [63 empty] | N | bar: OV
2007 | 17609 | 2341 | 1 | OP | ST | ST | FD | 0.1 | 6000 | 0.7 | PB | DH | NP | PS | OH | OH | 1980 | 1973 | 1971 | MS |  |  | MS |  |  | MS |  |  | SS |  |  | N | 4 | 1971 |  |  | 5451 | 392.5 | 0 | 7750 | 0 |  | SUB | NG | [6 empty] | TF |  |  | 87.1 | 87.9 | 1890000 | D: D; N: N; OV: NA; CE: CE; NC: NC |  |  | N
2007 | 26751 | 2516 | 3 | OP | ST | ST | ST | 0.1 | 1 | 0.25 | PB | SU | NP | NV | NV | OH | 1972 | 1976 | 1995 | MS |  |  | MS |  |  | MS | [5 empty] | N | 7 | 1972 |  |  | 2550 | 0 | 521.3 | 0 | 0 |  | RFO | [7 empty] | TF |  |  | 88.2 | 89.1 | 649512 | N: Y; OP: OP; OV: OV; CE: NA; CE: CE |  |  | N
2007 | 40606 | 59 | 1 | OP | ST | ST | ST | 20 | 1.2 | 0.7 | OP | DP | NP | SM | TH | NV | 1982 | 1982 | 1982 | MS |  |  | MS |  |  | MS | [5 empty] | D | 12 | 1982 | 12 | 2012 | 765 | 64.5 | 0 | 0 | 0 |  | AB | [7 empty] | TF |  |  | 85.5 | 85 | 246000 | D: D; N: N; OV: NA; CE: CE |  |  | N
2007 | 40606 | 2241 | B-2 | SB | [27 empty] | N | [35 empty] | N | bar: OV
2007 | 40845 | 54344 | 4 | RE | [27 empty] | N |  |  | 4 | 2007 | [31 empty] | N | bar: OV
2007 | 14412 | 55306 | 1 A | OP | LO | LO | LO | 12.5 | 3 | 3 | PH | DH | NM | OH | TH | TH | 2003 | 2003 | 2003 | MS |  |  | MS |  |  | MS |  |  | NC |  |  | Da | 7 | 2003 |  |  | 704 | 0 | 0 | 0 | 282 |  | NG | [7 empty] | DB |  |  |  |  | 145000 |  | N | OP | LN | SR |  | GR | OT | NC |  |  | N
2007 | 11241 | 55620 | 1-1 | OP | FD | FD | FD | 26.1 | 0.8 | 4.5 | PH | SU | NM | OH | MO | OH | 2002 | 2002 | 2002 | MS |  |  | MS |  |  | MS |  |  | NC |  |  | Db | 7 | 2002 |  |  | 806 |  | 0 | 269 | 0 | 1800 | NG | [7 empty] | DB |  |  | 59 | 59 | 960000 |  | N | OP | LN | SR |  | CN | VO | NC |  |  | N
2007 | 14519 | 50666 | B2 | OP | [52 empty] | OP: OP; OV: SN; CE: NA |  |  | Y | Y | Y | Y
2007 | 55903 | 50189 | 5REC | OP | FD | FD | FD | 0.04 | 16 | 110 | PC | DM | NM | TH | DA | TH | 2001 | 1965 | 1965 | MS |  |  | MS |  |  | MS |  |  | NC |  |  | N | 6 | 2001 |  |  | 917 |  | 204.8 | 0 | 130 |  | BLQ | [7 empty] | OT |  |  | 66 |  | 229 | N: N; OV: NA; CE: BW; NC: NC |  |  | N
2007 | 23598 | 50191 | REC4 | OP | [27 empty] | N | [35 empty] | N | bar: OV
2007 | 20543 | 50192 | 2 | OP | [27 empty] | N | [24 empty] | OP: OP; OV: LA; LN: OV; CE: NA |  |  | N
2007 | 20505 | 50804 | 4 | OP | [63 empty] | N | bar: OV
2007 | 20847 | 4040 | BO11 | CO | ST | ST | ST | 33 | 1.48 | 3 | PH | DH | NM | OH | OH | MO | 2008 | 2008 | 2008 | SE |  |  | SE |  |  | SE |  |  | NC |  |  | Db | 6 | 2008 | 6 | 2038 | 624 | 0 | 0 | 369.5 | 0 | 1127 | NG | [7 empty] | DB |  |  | 83 | 89 | 800000 | N: N; OP: CO; OV: SR; CE: NA; CE: AL |  |  | N
2007 | 23931 | 50956 | PB3 | OP | [27 empty] | N | [35 empty] | N | bar: OV
2007 | 19323 | 3452 | 1 | OP | ST | ST | ST | 0.1 | 440 |  | PB | DM | OT | WO | TH | YR | 1972 | 1992 | 2005 | MS |  |  | MS |  |  | MS |  |  | NC |  |  | N | 6 | 1970 |  |  | 2500 |  | 705 | 4153 | 0 |  | NG | [7 empty] | OF |  |  | 79 | 81 | 750000 |  | N | OP | BF |  |  | NA | BW | NC |  |  | N
2007 | 55852 | 55514 | HRG1B | OP | [28 empty] | 5 | 2003 | [8 empty] | NG | [7 empty] | DB |  |  | 87.5 | 86 | 3257600 |  | N | OP | LN | SR |  | CN | VO |  |  |  | N
2007 | 19323 | 3497 | 1 | OP | ST | ST | FD | 0.3 | 3 | 0.4 | PB | DP | NP | WO | TH | YR | 1971 | 1971 | 2000 | MS |  |  | MS |  |  | MS |  |  | SS |  |  | N | 12 | 1971 |  |  | 4025 | 375 | 0 | 0 | 0 |  | LIG | SUB | [6 empty] | TF | CF |  | 82.6 | 83.5 | 1189000 | D | N | OP | LN | OV |  | AL | CE | NC |  |  | N
2007 | 1864 | 52041 | 1 | SC | [27 empty] | N | [35 empty] | N | bar: OV
2007 | 54708 | 10378 | 1B | OP | ST | ST | St | 20 | 1.47 | 0.54 | OP | SU | NP | SM | NV | MO | 1987 | 1987 | 1987 | MS |  |  | MS |  |  | MS |  |  | NC |  |  | Db | 9 | 1987 | 9 | 2027 | 170 | 8 | 0 | 0 | 0 |  | BIT | [7 empty] | SS |  |  | 84.2 | 85.9 | 56200 | D | Y | OP | OV |  |  | NA | FW | NC |  |  | N
2007 | 54708 | 10378 | 2B | OP | ST | ST | St | 20 | 1.47 | 0.54 | OP | SU | NP | SM | NV | MO | 1987 | 1987 | 1987 | MS |  |  | MS |  |  | MS |  |  | NC |  |  | Db | 9 | 1987 | 9 | 2027 | 158 | 8 | 0 | 0 | 0 |  | BIT | [7 empty] | SS |  |  | 84.2 | 85.9 | 56200 | D | Y | OP | OV |  |  | NA | FW | NC |  |  | N
2007 | 17254 | 54547 | HRSG 4 | OP | FD | NA | FD | 15.9 |  | 34 | PH |  |  | OH |  | OH | 1995 |  | 1995 | MS | [5 empty] | MS | [5 empty] | Db | 8 | 1994 |  |  | 699 | 0 | 0 | 168 | 0 | 1881 | NG | [7 empty] | DB |  |  | 82 | 80 | 835378 |  | N | OP | SR | LN |  | CN | VO |  |  |  | N
2007 | 15147 | 2411 | 3 | OP | ST | ST | ST | 20 | 512 | 464 | OP | DH | NH | OT | NV | NV | 1968 | 1968 | 1995 | MS |  |  | MS |  |  | MS |  |  | NC |  |  | N | 10 | 1949 | 12 | 2008 | 850 | 0 | 165 | 1000 | 0 |  | NG | RFO | [6 empty] | TF |  |  | 89 | 89.4 | 246000 | D: W; N: N; OV: NA; CE: CE; NC: NC |  |  | N
2007 | 19876 | 3797 | 3 | OP | ST | ST | FD | 115.5 | 3049.2 | 0.52 | PH | DH | NP | NS | MO | YR | 1972 | 1972 | 1997 | MS |  |  | MS |  |  | MS |  |  | NC |  |  | N | 12 | 1952 |  |  | 750 | 38.6 | 159 | 0 | 0 |  | BIT | [7 empty] | TF |  |  | 88.7 | 89.4 | 244720 | D | Y | OZ | LN |  |  | AL | CE | IF |  |  | N
2007 | 20159 | 55486 | HRSG2 | CO | ST | ST | ST | 0.02 | 0.006 | 0.05 | PB | DP | NP | OT | OT | OT | 2005 | 2005 | 2005 | OT |  |  | OT |  |  | OT |  |  | OT |  |  | Da | 6 | 2012 |  |  | 120 | 0 | 0 | 178.4 | 0 |  | NG | [7 empty] | DB | [6 empty] | N | CO | SR |  |  | NA | NT | OT |  |  | N
2007 | 20169 | 550 | 1 | OP | [52 empty] | OP: OP; OV: LA; LN: OV; CE: NA |  |  | N
2007 | 17633 | 1012 | 3 | OP | FD | FD | FD | 0.15 | 95 | 0.1 | PB | SR | NP | NV | MO | MO | 2006 | 2003 | 2003 | MS |  |  | MS |  |  | MS |  |  | NC |  |  | N | 4 | 1973 |  |  | 2000 | 112.5 | 0 | 0 | 0 |  | BIT | [7 empty] | OF |  |  | 88 | 87 | 557733 | D | N | OP | LN | SR |  | RS | BW | NC |  |  | Y |  |  |  | Y | Y |  | Y
2007 | 5473 | 54428 | 302 | RE | [27 empty] | N | [35 empty] | N | bar: OV
2007 | 5473 | 54428 | 601 | RE | [27 empty] | N | [24 empty] | OP: OS; OV: OT; CE: NA |  |  | N
2007 | 56151 | 310 | 2 | OP | LO | LO | LO | 0.1 | 0.25 | 0.15 | PC | SU | OT | OH | OH | DA | 1969 | 2001 | 2001 | MS |  |  | MS |  |  | MS | [5 empty] | N | 6 | 1962 |  |  | 980 |  | 208 | 1229 | 0 |  | NG | RFO | [6 empty] | FF |  |  | 84 | 84 | 260000 |  | N | OP | SR | OV | FR | NA | BW |  |  |  | N
2007 | 56151 | 310 | 3 | OP | LO | LO | LO | 0.1 | 0.25 | 0.15 | PC | SU | OT | OH | OH | DA | 1969 | 2001 | 2001 | MS |  |  | MS |  |  | MS | [5 empty] | N | 9 | 1964 |  |  | 1422 |  | 310 | 1829 | 0 |  | NG | RFO | [6 empty] | OF |  |  | 84 | 84 | 372000 |  | N | OP | SR | LA | OV | NA | RS |  |  |  | N
2007 | 17718 | 6193 | 063B | OP | FD | FD | FD | 20 | 1.2 | 0.49 | OP | DP | NP | SM | TH | TH | 1980 | 1980 | 1980 | MS |  |  | MS |  |  | MS |  |  | NC |  |  | D | 5 | 1980 | 12 | 2035 | 2682 | 199.5 | 0 | 0 | 0 |  | SUB | [7 empty] | TF |  |  | 84.9 | 86.1 | 831800 | D | N | OP | OV |  |  | NA | CE | NC |  |  | Y |  | Y
2007 | 15262 | 50640 | BLR1 | OP | [27 empty] | N | [24 empty] | OP: OP; OV: FR; LN: LA; CE: NA |  |  | N
2007 | 5416 | 2723 | 3 | OP | ST | ST | ST | 0.25 | 1.81 | 1.8 | PB | DP | NP | DA | DA | DA | 1986 | 1999 | 2000 | MS |  |  | MS |  |  | MS |  |  | SS |  |  | N | 8 | 1955 | 6 | 2013 | 1040 | 53.8 | 0 | 0 | 0 |  | BIT | [7 empty] | TF |  |  | 88.7 | 89.6 | 281356 | D | N | OP | LN | BF | OV | CE | CE | SS |  |  | Y |  |  |  | Y
2007 | 5416 | 2727 | 4 | OP | ST | ST | ST | 0.18 | 2.3 | 1.8 | PB | DP | NP | DA | DA | DA | 1986 | 1999 | 2000 | MS |  |  | MS |  |  | MS |  |  | SS | IF |  | N | 5 | 1970 |  |  | 4210 | 207.8 | 0 | 0 | 0 |  | BIT | [7 empty] | TF |  |  | 90.1 | 90.4 | 1026441 | D | N | OP | LN | OV | SN | CE | CE | NC |  |  | Y |  |  |  | Y | Y |  | Y
2007 | 5416 | 2732 | 7 | OP | ST | ST | ST | 0.12 | 2.3 | 1.8 | PB | DP | NP | DA | DA | DA | 1986 | 1999 | 2000 | MS |  |  | MS |  |  | MS |  |  | SS |  |  | N | 10 | 1952 |  |  | 810 | 40.7 | 0 | 0 | 0 |  | BIT | [7 empty] | TF |  |  | 88.8 | 89.5 | 209266 | D | N | OP | LN | OV | SN | CE | CE | SS |  |  | Y |  |  |  | Y
2007 | 17833 | 2161 | 2 | OP | ST | ST | NA | 0.16 | 1.5 |  | PB | DP |  | DT | DA |  | 1981 | 2001 |  | MS |  |  | MS | [5 empty] | OT |  |  | N | 6 | 1957 |  |  | 220 | 12 | 0 | 292 | 0 |  | SUB | NG | [6 empty] | TF |  |  | 87.2 | 87.1 | 104500 | D D D: D; N N N: N; LN LN LN: NA; CE CE CE: CE |  |  | N
2007 | 12492 | 10745 | 09HR82 | OP | ST | ST | ST | 0.75 | 3.91 | 24.9 | PH | DH | NH | OH | OH | DA | 1990 | 1990 | 1990 | MS |  |  | MS |  |  | MS |  |  | NC |  |  | Db | 1 | 1990 |  |  | 539 |  | 0 | 245 | 0 | 605 | NG | [7 empty] | DB |  |  |  |  | 540000 |  | N | OP | LN |  |  | CN | CE | NC |  |  | N
2007 | 21095 | 2067 | 3 | SB | [63 empty] | N | bar: LN LN LN
2007 | 17650 | 7710 | 2A | OP | FD | FD | FD | 0.01 | 0.0006 | 0.01 | PB | DP | NP | DT | DT | TH | 2003 | 2003 | 2003 | MS |  |  | MS |  |  | MS |  |  | NC |  |  | Db | 6 | 2003 |  |  | 436 |  |  | 541 |  |  | NG | [7 empty] | DB |  |  | 93 | 92 | 932.4 |  | N | OP | SR |  |  | NA | DL | NC |  |  | N
2007 | 3542 | 2832 | 7 | OP | ST | ST | NA | 0.1 | 5.5 |  | PB | DP |  | NV | MO |  | 1975 | 1979 |  | MS |  |  | MS | [5 empty] | IF |  |  | D | 5 | 1975 |  |  | 3800 | 228.5 | 0 | 0 | 0 |  | BIT | [7 empty] | OF |  |  | 88.3 | 87.8 | 750000 | D | N | OP | LN | OV | SR | BW | BW | NC |  |  | Y |  |  |  | Y | Y |  | Y | Y
2007 | 55729 | 6018 | 2 | OP | FD | FD | FD | 0.1 | 1.2 | 0.7 | PB | DP | NP | NV | TH | TH | 1981 | 1981 | 1981 | MS |  |  | MS |  |  | MS |  |  | NC |  |  | D | 3 | 1981 |  |  | 4750 | 288 | 0 | 0 | 0 |  | BIT | [7 empty] | OF |  |  | 88.3 | 87.4 | 1028692 | D | N | OP | LN | SR |  | BW | BW |  |  |  | Y |  |  |  | Y | Y |  | Y | Y
2007 | 12258 | 10883 | PSG1 | OP | [52 empty] | OP: OP; LN: LN; BW: DB |  |  | N
2007 | 19724 | 52048 | 9 | OP | [27 empty] | N | [35 empty] | N | bar: LN
2007 | 19876 | 3797 | 6 | OP | ST | ST | FD | 665 | 17556 | 0.62 | PH | DH | NP | NS | MO | YR | 1972 | 1972 | 2000 | MS |  |  | MS |  |  | MS |  |  | NC |  |  | N | 5 | 1969 |  |  | 4620 | 233 | 980 | 0 | 0 |  | BIT | [7 empty] | TF |  |  | 90.3 | 91 | 1081215 | D | N | OZ | SR |  |  | NA | CE | IF |  |  | N
2007 | 19876 | 3803 | 2 | OP | ST | ST | FD | 33.9 | 1753.8 | 678 | PH | DH | NH | NS | MO | MO | 1984 | 1996 | 1997 | MS |  |  | MS |  |  | MS |  |  | SS |  |  | N | 12 | 1954 |  |  | 825 | 44.1 | 0 | 0 | 0 |  | BIT | [7 empty] | TF |  |  | 88.4 | 88.5 | 216000 | D | N | OZ | AA |  |  | NA | CE | SS |  |  | N
2007 | 19876 | 3954 | 1 | OP | ST | ST | FD | 866.85 | 46931 | 0.76 | PH | DH | NP | EH | DA | YR | 1973 | 1972 | 1997 | MS |  |  | MS |  |  | MS |  |  | IF |  |  | N | 9 | 1965 |  |  | 3785 | 215 | 0 | 0 | 0 |  | BIT | [7 empty] | TF |  |  | 90 | 90.6 | 953872 | D | N | OZ | LN | OV | SR | AL | CE | IF |  |  | Y |  |  |  | Y | Y
2007 | 19511 | 50711 | BLR2 | OP | [63 empty] | N | bar: LN
2007 | 19517 | 50729 | R2BLR | OP | [63 empty] | N | bar: LN
2007 | 19517 | 50729 | T1BLR | OP | [63 empty] | N | bar: LN
2007 | 19370 | 50730 | 8 | OP | [27 empty] | N | [35 empty] | N | bar: LN
2007 | 55932 | 54789 | 2PB | OP | [27 empty] | N | [24 empty] | OZ: OP; LN: LN; AL: BW |  |  | N
2007 | 4055 | 10682 | HR1 | OP | [52 empty] | OZ: OP; LN: LN; AL: CN |  |  | N
2007 | 4062 | 2840 | 3 | OP | ST | ST | St | 0.1 | 5.66 | 0.7 | PB | DP | OT | DT | MO | YR | 1977 | 1970 | 2000 | MS |  |  | MS |  |  | MS |  |  | NC |  |  | N | 10 | 1962 |  |  | 1100 | 62.3 | 0 | 0 | 0 |  | BIT | [7 empty] | FF |  |  | 89.4 | 90.1 | 250000 | D | N | OP | LN |  |  | AL | RS |  |  |  | N
2007 | 4062 | 2840 | 6 | OP | FD | FD | FD | 0.1 | 1.2 | 0.7 | PB | DP | OT | DT | TH | YR | 1978 | 1978 | 2000 | MS |  |  | MS |  |  | MS |  |  | NC |  |  | D | 6 | 1978 |  |  | 3131 | 165 | 0 | 0 | 0 |  | BIT | [7 empty] | TF |  |  | 88.7 | 89.6 | 675000 | D | N | OP | OV |  |  | NA | CE | NC |  |  | N
2007 | 4062 | 55503 | HRSG3 | OP | ST | ST | St | 10 | 12 | 25 | OP | DH | NH | SM | OH | OH | 2003 | 2003 | 2003 | OT |  |  | OT |  |  | OT |  |  | OT |  |  | Db | 8 | 2003 | 8 | 2043 | 663 | 0 | 0 | 351.2 | 0 | 1093 | NG | [7 empty] | DB | [6 empty] | N | OP | SR |  |  | NA | NT | OT |  |  | N
2007 | 11208 | 400 | HRSG9 | OP | ST | FD | St | 0.01 | 150 | 2 | PC | DM | NM | FT | OT | OH | 2004 | 2004 | 2004 | MS |  |  | MS |  |  | MS |  |  | NC |  |  | Db | 1 | 2005 |  |  | 535 | 0 | 0 | 175 | 0 | 841 | NG | [7 empty] | DB |  |  |  |  | 770000 | N: N; LN: NA; CE: AL; IF: NC |  |  | N
2007 | 12307 | 50101 | PB5 | OP | [27 empty] | N | [24 empty] | OZ: OP; LN: FR; OV: LN; AL: PL |  |  | N
2007 | 12307 | 50101 | PB6 | OP | [27 empty] | N | [24 empty] | OZ: OP; LN: OV; AL: CE |  |  | Y | [6 empty] | Y
2007 | 5517 | 898 | 3 | OP | NA | ST | ST |  | 1 | 0.3 |  | DP | NP |  | OH | OH |  | 1972 | 1972 |  |  |  | MS |  |  | MS |  |  | NC |  |  | N | 10 | 1950 |  |  | 450 | 0 | 92.3 | 561.5 | 0 |  | NG | RFO | [6 empty] | TF |  |  | 87 | 88 | 106600 | D: D; N: N; LN: NA; CE: CE; IF: NC |  |  | N
2007 | 5543 | 10788 | BLR14 | OP | [27 empty] | N | [35 empty] | N | bar: LN
2007 | 50007 | 10792 | BOIL3 | RE | [27 empty] | N | [35 empty] | N | bar: LN
2007 | 14354 | 8069 | 2 | OP | ST | ST | FD | 40 | 1 | 0.4 | OP | SU | NP | SM | NV | YR | 1974 | 1974 | 1988 | MS |  |  | MS |  |  | MS | [5 empty] | N | 7 | 1974 |  |  | 3300 | 171.2 | 0 | 0 | 0 |  | BIT | [7 empty] | TF |  |  | 88.9 | 89.6 | 945000 | D | N | OP | LN |  |  | CE | CE | NC |  |  | Y |  |  |  | Y
2007 | 12492 | 10745 | 13HR82 | OP | ST | ST | ST | 0.75 | 3.91 | 24.9 | PH | DH | NH | OH | OH | DA | 1990 | 1990 | 1990 | MS |  |  | MS |  |  | MS |  |  | NC |  |  | Db | 4 | 1990 |  |  | 539 |  | 0 | 245 | 0 | 605 | NG | [7 empty] | DB |  |  |  |  | 540000 |  | N | OP | LN |  |  | CN | CE | NC |  |  | N
2007 | 18020 | 50743 | 1 | OP | [27 empty] | N | [35 empty] | N | bar: LN
2007 | 25049 | 55598 | 1
2007 | 15726 | 10562 | PB6 | [64 empty] | N | [6 empty] | Y | bar: LN
2007 | 3452 | 10213 | HRSG1 | [53 empty] | OZ: OP; LN: LN; OV: SR; AL: CN |  |  | N
2007 | 9190 | 54095 | PB2 | RE
2007 | 21554 | 136 | 3
2007 | 5374 | 54676 | H81 | OP | NA | NA | NA | [24 empty] | Db | 10 | 1994 |  |  | 700 |  |  | 512 |  | 600 | NG | OG | [6 empty] | DB | [5 empty] | OZ: OP; LN: LN; AL: CN; CE: VO |  |  | N
2007 | 6035 | 7701 | 3 | SB | [63 empty] | N | bar: LN
2007 | 6036 | 50051 | BLR B | OP | [27 empty] | N | [24 empty] | OZ: OP; LN: OV; AL: NA |  |  | Y |  | Y | Y
2007 | 6090 | 50625 | 24 | OP | ST | ST | ST | 7.9 | 27.5 | 39 | PH | DH | NH | OH | OH | OH | 1994 | 1994 | 1994 | MS |  |  | MS |  |  | MS |  |  | NC |  |  | Da | 6 | 1993 |  |  | 316.5 | 0 | 0 | 300 | 125 | 1250 | NG | [7 empty] | DB |  |  | 99 | 86.4 | 243000 |  | N | OP | SR |  |  | NA | DL | NC |  |  | N
2007 | 17465 | 10017 | RF04 | OP | ST | ST | ST | 80 | 338.3 | 155 | PH | DH | NH | NS | NS | NS | 1991 | 1991 | 1991 | MS |  |  | MS |  |  | MS |  |  | NC |  |  | N | 6 | 1976 |  |  | 427 |  |  | 0 | 2700000 |  | BLQ | RFO | [6 empty] | OF |  |  |  |  | 380000 | D: W; N: Y; LN: NA; CE: CE; IF: NC |  |  | N
2007 | 17465 | 10017 | RF05 | OP | ST | ST | ST | 0.03 | 145 | 112 | PC | DM | NM | NS | NS | NS | 1991 | 1991 | 1991 | MS |  |  | MS |  |  | MS |  |  | NC |  |  | N | 6 | 1991 |  |  | 493 | 18.6 |  | 0 | 3000000 |  | BLQ | DFO | OBL | [5 empty] | SF | FF | RF |  |  | 240000 |  | Y | OP | AA |  |  | NA | BW | NC |  |  | N
2007 | 49732 | 52105 | 3BLR | OP | [27 empty] | N | [24 empty] | OZ: OP; LN: LN; AL: JZ |  |  | Y | [7 empty] | Y
2007 | 49732 | 52105 | 4BLR | OP | [27 empty] | N | [24 empty] | OZ: OP; LN: LN; AL: JZ |  |  | Y | [7 empty] | Y
2007 | 3542 | 2830 | 1 | OP | ST | FD | NA | 0.1 | 1.84 |  | PB | DP |  | NV | MO |  | 1974 | 1979 |  | MS |  |  | MS | [5 empty] | NC |  |  | N | 6 | 1952 |  |  | 706 | 38.2 | 0 | 0 | 0 |  | BIT | [7 empty] | TF |  |  | 89.4 | 90.2 | 161000 | D: D; N: N; LN: NA; CE: CE; IF: NC |  |  | N
2007 | 3542 | 2830 | 2 | OP | ST | FD | NA | 0.1 | 1.84 |  | PB | DP |  | NV | MO |  | 1974 | 1979 |  | MS |  |  | MS | [5 empty] | NC |  |  | N | 10 | 1953 |  |  | 706 | 37.5 | 0 | 0 | 0 |  | BIT | [7 empty] | TF |  |  | 89.4 | 90.2 | 158300 | D: D; N: N; LN: NA; CE: CE; IF: NC |  |  | N
2007 | 55965 | 10477 | P2 | OP | [27 empty] | N | [24 empty] | OZ: OP; LN: OV; AL: NA |  |  | N
2007 | 54796 | 55380 | 2 A | OP | LO | LO | LO | 0.02 | 3 | 3.5 | PB | DH | NM | TH | DA | MO | 2003 | 2003 | 2003 | MS |  |  | MS |  |  | MS |  |  | NC |  |  | Da | 4 | 2003 |  |  | 704 |  | 0 | 284 | 282 |  | NG | [7 empty] | DB |  |  |  |  | 145000 |  | N | OP | LN | SR |  | GR | OT | NC |  |  | N
2007 | 54796 | 55380 | 3 A | OP | LO | LO | LO | 0.02 | 3 | 3.5 | PB | DH | NM | TH | DA | MO | 2003 | 2003 | 2003 | MS |  |  | MS |  |  | MS |  |  | NC |  |  | Da | 5 | 2003 |  |  | 704 |  | 0 | 284 | 282 |  | NG | [7 empty] | DB |  |  |  |  | 145000 |  | N | OP | LN | SR |  | GR | OT | NC |  |  | N
2007 | 19194 | 50651 | 1 | OP | [27 empty] | N | 1 | 1965 | 12 | 2018 | 210 | 10.6 |  |  |  |  | BIT | [7 empty] | FF |  |  | 81 | 81 | 4200000 | D | N | OP | LN |  |  | EA | BW |  |  |  | N
2007 | 19194 | 50651 | 2 | OP | [27 empty] | N | 1 | 1960 | 12 | 2018 | 210 | 10.6 |  |  |  |  | BIT | [7 empty] | FF |  |  | 81 | 81 | 4200000 | D | N | OP | LN |  |  | EA | BW |  |  |  | N
2007 | 19194 | 50651 | 4 | OP | [27 empty] | N | 1 | 1947 | 12 | 2018 | 105 | 5.3 |  |  |  |  | BIT | [7 empty] | FF |  |  | 81 | 81 | 4200000 | D | N | OP | LN |  |  | EA | BW |  |  |  | N
2007 | 7634 | 4195 | 3 | OP | [27 empty] | N | [35 empty] | N | bar: LN
2007 | 8483 | 10207 | 3 | OP | [27 empty] | N | [35 empty] | N | bar: LN
2007 | 11241 | 8056 | 2 | OP | ST | ST | ST | 20 | 2000 | 0.05 | OP | DM | NO | SM | NV | YR | 1975 | 1975 | 1975 | MS |  |  | MS |  |  | MS |  |  | NC |  |  | D | 6 | 1975 |  |  | 2943 | 0 | 628.7 | 4453 | 0 |  | NG | RFO | [6 empty] | FF |  |  | 89 |  | 385000 |  | N | OP | LN |  |  | AC | RS | NC |  |  | N
2007 | 6132 | 2236 | 1 | OP | [63 empty] | N | bar: LN
2007 | 10000 | 1241 | 2 | OP | FD | FD | FD | 0.1 | 1.2 | 0.5 | PB | DP | NP | PS | TH | YR | 1977 | 1977 | 1996 | MS |  |  | MS |  |  | MS |  |  | NC |  |  | D | 5 | 1977 |  |  | 4725 | 402.2 | 0 | 0 | 0 |  | SUB | [7 empty] | OF |  |  | 85.1 | 84.5 | 1375700 | D | N | OP | LN |  |  | BW | BW | NC |  |  | N
2007 | 56090 | 55124 | 259611 | OP | FD | FD | FD | 27 | 5 | 2 | PH | DH | NM | OH | OH | OH | 2002 | 2002 | 2002 | MS |  |  | MS |  |  | MS |  |  | NC |  |  | Db | 1 | 2002 | 1 | 2032 | 610 |  |  | 388.9 |  | 84 | NG | [7 empty] | DB |  |  | 80 | 80 | 371800 |  | N | OP | LN | SR |  | GE | NM | NC |  |  | N
2007 | 19830 | 1564 | 8 | OP | ST | ST | ST | 0.18 | 2 | 0.3 | PB | SU | NP | WO | NV | OT | 1971 | 1971 | 2000 | MS |  |  | MS |  |  | MS |  |  | NC |  |  | N | 12 | 1971 |  |  | 1160 | 0 | 276 | 0 | 0 |  | RFO | [7 empty] | TF |  |  | 85.4 | 86.6 | 360000 | D: D; N: Y; LN: NA; CE: CE; IF: NC |  |  | N
2007 | 50085 | 10062 | BLR2 | OP | [27 empty] | N | [24 empty] | OZ: SB; LN: SN; OV: LN; AL: JZ |  |  | Y | Y | Y | Y |  |  | Y
2007 | 12435 | 4146 | B1 | OP | [63 empty] | Y |  |  |  | Y | bar: LN
2007 | 12436 | 10328 | BLR2 | OP | [52 empty] | OZ: OP; LN: LN; OV: OV; SR: SN; AL: AC |  |  | Y |  | Y
2007 | 12384 | 3122 | 1 | OP | ST | ST | ST | 0.1 | 3.7 | 0.5 | PB | DP | NP | PS | MO | MO | 1976 | 1969 | 1996 | MS |  |  | MS |  |  | MS |  |  | OT |  |  | N | 6 | 1969 |  |  | 4620 | 255 | 0 | 0 | 0 |  | BIT | [7 empty] | OF |  |  | 90 | 89 | 1114012 | D | N | OP | LN | SR | OV | AB | FW | IF |  |  | Y |  |  |  | Y
2007 | 19323 | 3454 | 1 | OP | ST | ST | ST | 15 | 440 |  | OP | DM | OT | SM | TH | YR | 1972 | 1992 | 2005 | MS |  |  | MS |  |  | MS |  |  | NC |  |  | N | 12 | 1959 |  |  | 1200 |  | 204 | 1770 | 0 |  | NG | [7 empty] | OF |  |  | 84.7 | 85.9 | 350000 |  | N | OZ | FR | LN |  | AU | RS | NC |  |  | N
2007 | 195 | 8 | 9 | OP | ST | ST | FD | 0.12 | 4 | 0.4 | PB | DP | NP | PS | DA | OT | 1975 | 1975 | 2000 | MS |  |  | MS |  |  | MS |  |  | SS |  |  | N | 6 | 1958 | 12 | 2023 | 1200 | 73 | 0 | 0 | 0 |  | BIT | [7 empty] | TF |  |  | 88.5 | 88.1 | 366000 | D | N | OP | LN |  |  | IC | CE | IF |  |  | N
2007 | 195 | 10 | 1 | OP | ST | ST | FD | 0.12 | 4 | 0.68 | PB | DP | NP | PS | DA | OT | 1975 | 1975 | 2000 | MS |  |  | MS |  |  | MS |  |  | SS |  |  | N | 6 | 1965 | 12 | 2025 | 1750 | 96 | 0 | 0 | 0 |  | BIT | [7 empty] | OF | OT |  | 89.1 | 79.4 | 399000 | D | N | OP | LN | OV |  | BW | BW |  |  |  | N
2007 | 9417 | 1888 | 1 | OP | ST | ST | NA | 0.6 | 2 |  | PB | DP |  | OH | OH |  | 1977 | 1976 |  | MS |  |  | MS | [5 empty] | NC |  |  | N | 6 | 1950 |  |  | 120 | 0 | 25.6 | 161.5 | 0 |  | NG | RFO | [6 empty] | FF |  |  | 81.9 | 83.1 | 29680 | N: N; LN: NA; FW: RS; IF: NC |  |  | N
2007 | 9424 | 52151 | PB2 | OP | FD | FD | FD | 0.05 | 1.2 | 0.3 | PB | DP | NP | PS | DT | MO | 1991 | 1991 | 1991 | MS |  |  | MS |  |  | MS |  |  | NC |  |  | N | 4 | 1991 | 4 | 2091 | 300 | 0 | 54.6 | 0 | 52 |  | WDS | WO | TDF | [5 empty] | AF | DB |  | 70.4 |  | 94430 | W | N |  | NA |  |  | NA | BW | NC |  |  | N
2007 | 9434 | 54201 | BLR4 | OP | [27 empty] | N | [35 empty] | N | bar: LN
2007 | 13781 | 1926 | 2 | OP | [27 empty] | N | [35 empty] | N | bar: LN
2007 | 14006 | 3947 | 3 | OP | ST | ST | St | 0.05 | 2.7 |  | PB | DP | OT | DT | DA | YR | 1978 | 2000 | 2000 | MS |  |  | MS |  |  | MS | [5 empty] | N | 3 | 1958 |  |  | 1523 | 91.7 | 0 | 0 | 0 |  | BIT | [7 empty] | CY |  |  | 88.7 | 88.5 | 317292 | W | N | OP | OV |  |  | NA | BW |  |  |  | N
2007 | 55912 | 55010 | 1 | OP | ST | ST | ST | 73.3 | 59.6 | 36.5 | PH | DH | NH | DA | DA | MO | 1997 | 1997 | 1997 | MS |  |  | MS |  |  | MS |  |  | NC |  |  | Da | 10 | 1997 | 10 | 2027 | 748 |  | 0 | 246 | 0 |  | NG | [7 empty] | DB |  |  |  |  | 728474 |  | N | OP | LN | SR |  | CN | NT | NC |  |  | N
2007 | 19323 | 6146 | 2 | OP | FD | FD | FD | 0.1 | 1.2 | 0.45 | PB | DP | NP | TH | TH | YR | 1978 | 1978 | 2000 | MS |  |  | MS |  |  | MS |  |  | IF |  |  | D | 5 | 1978 |  |  | 5400 | 503 | 0 | 0 | 0 |  | LIG | SUB | [6 empty] | TF |  |  | 82.4 | 78 | 1500000 | D | N | OP | LN | OV |  | AL | CE | NC |  |  | N
2007 | 19323 | 6146 | 3 | OP | FD | FD | FD | 0.1 | 1.2 | 0.45 | PB | DP | NP | TH | TH | YR | 1979 | 1979 | 2000 | MS |  |  | MS |  |  | MS |  |  | IF |  |  | D | 4 | 1979 |  |  | 5400 | 503 | 0 | 0 | 0 |  | LIG | SUB | [6 empty] | TF |  |  | 82.4 | 78 | 1500000 | D | N | OP | LN | OV |  | AL | CE | NC |  |  | N
2007 | 49805 | 56163 | 1 | OP | ST | NA | St | 17.3 |  | 216 | PH |  | NH | DT |  | DT | 2007 |  | 2007 | MS | [5 empty] | MS | [5 empty] | N | 6 | 1944 |  |  | 350 | 15 | 0 | 0 | 0 |  | BIT | [7 empty] | FF |  |  | 85 | 69 |  | W | N | OP | LN |  |  | BW | BW |  |  |  | N
2007 | 54681 | 10074 | RECBOI | OP | [27 empty] | N | [24 empty] | OP: OP; LN: LA; SR: OV; OV: LN; AB: AL |  |  | N
2007 | 49841 | 56191 | 2 | OP | [63 empty] | N | bar: LN
2007 | 49842 | 56192 | FBB | OP | [52 empty] | OP: OP; LN: CF; AB: NA |  |  | N
2007 | 9417 | 1058 | 3 | OP | [27 empty] | N | [24 empty] | OP: TS; LN: LN; AB: BW |  |  | N
2007 | 14006 | 3948 | 1 | OP | ST | ST | St | 0.05 | 1.2 |  | PB | DP | OT | DT | DA | YR | 1977 | 1977 | 2000 | MS |  |  | MS |  |  | MS | [5 empty] | N | 5 | 1971 |  |  | 5289 | 287.4 | 0 | 0 | 0 |  | BIT | [7 empty] | OF |  |  | 88.8 | 87.9 | 1363500 | D | N | OP | LN | SR |  | FW | FW |  |  |  | Y |  |  |  |  | Y
2007 | 9788 | 10039 | 10 | OP | [63 empty] | N | bar: LN
2007 | 12981 | 50973 | 32 | OP | ST | ST | NA | 10.1 | 10.1 | 10.1 | PH | DH | NH | FM | FM | FM | 1990 | 1990 | 1990 |  |  |  | NC | [8 empty] | D | 1 | 1957 |  |  | 330 |  |  |  | 338 |  | NG | [7 empty] | FF | SF |  | 82 | 65 | 429.8 | D: D; N: N; LN: NA; FW: RS |  |  | N
2007 | 12981 | 50973 | 37 | OP | ST | ST | NA | 14.6 | 14.6 | 14.6 | PH | DH | NH | FM | FM | FM | 2004 | 2004 | 1990 | [9 empty] | NC |  |  | D | 1 | 2005 |  |  | 300 |  |  |  | 205 | 105.3 | NG | [7 empty] | DB |  |  | 91 | 82 | 394.7 | D: D; N: N; LN: NA; FW: VO |  |  | N
2007 | 733 | 3935 | 1 | OP | ST | ST | St | 0.05 | 1.6 |  | PB | DP | OT | DT | DA | YR | 1978 | 1977 | 2000 | MS |  |  | MS |  |  | MS |  |  | OT | IF |  | N | 9 | 1971 |  |  | 5280 | 292.5 | 0 | 0 | 0 |  | BIT | [7 empty] | OF |  |  | 88.7 | 87.9 | 1415000 | D | N | OP | LN | SR |  | FW | FW | OT | IF |  | N
2007 | 733 | 3936 | 2 | OP | FD | FD | St | 0.05 | 3120 |  | PB | DH | OT | DT | DA | YR | 1975 | 1972 | 2000 | MS |  |  | MS |  |  | MS |  |  | NC |  |  | N | 12 | 1953 |  |  | 1335 | 84.1 | 0 | 0 | 0 |  | BIT | [7 empty] | VF |  |  | 88.8 | 88.6 | 514000 | D | N | OP | LN |  |  | BW | BW | NC |  |  | N
2007 | 18315 | 1230 | 1 | OP | [27 empty] | N | [35 empty] | N | bar: LN
2007 | 770 | 2098 | 6 | OP | ST | ST | NA | 0.14 | 8.6 |  | PB | DP |  | OH | TH |  | 1975 | 1978 |  | MS |  |  | MS | [5 empty] | SS |  |  | N | 5 | 1967 |  |  | 710 | 44.6 | 0 | 1108 | 0 |  | BIT | NG | [6 empty] | CY |  |  | 86.5 | 87.5 | 179000 | W | N | OP | OV |  |  | NA | BW | SS |  |  | N
2007 | 55732 | 52089 | NO6BLR | OP | [27 empty] | N | [35 empty] | N | bar: LN
2007 | 55965 | 54885 | B23 | OP | [27 empty] | N | [35 empty] | N | bar: LN
2007 | 10875 | 52010 | BLR2 | OP | [27 empty] | N | [24 empty] | OP: OP; LN: SN; AB: NA |  |  | Y | Y | Y | Y
2007 | 10911 | 10321 | 9 | RE | [27 empty] | N | [24 empty] | OP: RE; LN: LN; AB: RS |  |  | N
2007 | 11136 | 54971 | 0 | RE | [63 empty] | N | bar: LN
2007 | 11169 | 54562 | PB20 | OP | [27 empty] | N | [35 empty] | N | bar: LN
2007 | 25 | 2527 | 6 | OP | ST | ST | ST | 0.22 | 0.19 | 0.42 | PB | SB | NP | NV | OT | OT | 1970 | 1988 | 1995 | MS |  |  | MS |  |  | MS |  |  | NC |  |  | N | 12 | 1953 |  |  | 790 | 33 | 0 | 0 | 0 |  | BIT | DFO | WDS | [5 empty] | TF |  |  | 89.6 | 89.8 | 178000 | D | N | OP | OV | SN | SR | NA | CE | NC |  |  | Y | Y | Y |  |  |  | Y
2007 | 13069 | 358 | MV4A | OP | ST | ST | St | 0.1 | 150 | 2 | PC | DP | NM | OH | OH | OH | 2006 | 2006 | 2006 | MS |  |  | MS |  |  | MS |  |  | SS |  |  | N | 1 | 2006 |  |  |  | 0 | 0 | 135 | 0 |  | NG | [7 empty] | DB |  |  |  |  | 913953 |  | N | OP | LN |  |  | JZ | FW | SS |  |  | N
2007 | 56062 | 51038 | B1 | OP | [63 empty] | Y | Y | Y | bar: NA OV
2007 | 9617 | 667 | 1 | OP | ST | ST | ST | 0.1 | 1.98 | 0.3 | PB | DP | NP | NV | NV | NV | 2002 | 2002 | 2002 | MS |  |  | MS |  |  | MS |  |  | NC |  |  | Db | 5 | 2002 | 5 | 2042 | 1993 | 95.7 | 0 | 0 | 0 |  | BIT | PC | [6 empty] | FB |  |  | 90 | 89.9 | 401844 | D | N | OP | LN | CF |  | FW | FW | NC |  |  | N
2007 | 9617 | 7846 | HRSG2 | OP | ST | ST | St | 0.1 | 1.98 | 0.3 | PB | DP | NP | NV | NV | NV | 2005 | 2005 | 2005 | MS |  |  | MS | NC |  | MS |  |  | NC |  |  | Da | 2 | 2005 | 2 | 2045 | 574 |  |  | 95 | 0 | 1500 | NG | [7 empty] | DB |  |  | 90 | 88.5 | 25000 | D | N | OP | LN |  |  | GR | NT | NC |  |  | N
2007 | 772 | 10860 | B3 | OP | ST | ST | St | [24 empty] | N | [35 empty] | N | bar: NA OV
2007 | 9348 | 52152 | 4RB | OP | [27 empty] | N | [35 empty] | N | bar: NA OV; NA NA
2007 | 55863 | 10627 | RB3 | OP | [27 empty] | N | [35 empty] | N | bar: NA OV
2007 | 9356 | 54090 | 3PB | OP | [27 empty] | N | [24 empty] | OP: OP; NA OV: LN; NA SN: OV; NA NA: FW |  |  | N
2007 | 22122 | 2531 | 1 | SC | [27 empty] | N | [35 empty] | N | bar: NA OV
2007 | 22125 | 2535 | 2 | OP | ST | ST | ST | 0.21 | 1.7 | 0.42 | PB | SB | NP | NV | YR | DA | 1972 | 1988 | 1995 | MS |  |  | MS |  |  | MS |  |  | IF |  |  | N | 9 | 1958 |  |  | 900 | 45.4 | 0 | 0 | 0 |  | BIT | [7 empty] | TF |  |  | 89.3 | 89.3 | 222000 | D | N | OP | LN |  |  | CE | CE | NC |  |  | Y |  |  |  | Y | Y |  | Y
2007 | 22148 | 315 | 3 | OP | LO | LO | LO | 0.07 | 80 |  | PC | OT | OT | WA | NV | YR | 1976 | 1977 | 1974 | MS |  |  | MS |  |  | MS |  |  | SS |  |  | N | 12 | 1961 |  |  | 2305 | 0 | 460 | 2650 | 0 |  | NG | [7 empty] | TF |  |  | 88.2 | 89.2 | 577040 |  | N | OP | FR | SR |  | NA | CE |  |  |  | N
2007 | 39 | 2529 | 3 | SC | [27 empty] | N | [35 empty] | N | bar: NA OV
2007 | 7801 | 641 | 4 | OP | ST | ST | FD | 0.1 | 2.4 | 0.45 | PB | DP | NP | PS | DA | YR | 1972 | 1972 | 2000 | MS |  |  | MS |  |  | MS |  |  | SS | SU |  | N | 7 | 1959 |  |  | 582 | 40.5 | 0 | 960 | 0 |  | BIT | NG | DFO | [5 empty] | TF |  |  | 89 | 90 | 210318 | D | N | OP | OT | SN |  | NA | CE | IF |  |  | N
2007 | 7801 | 643 | 2 | OP | ST | ST | FD | 0.1 | 2.7 | 0.4 | PB | DP | NP | PS | DA | YR | 1972 | 1972 | 2000 | MS |  |  | MS |  |  | MS |  |  | SS |  |  | N | 6 | 1967 |  |  | 1306 | 85.2 | 0 | 0 | 0 |  | BIT | [7 empty] | TF |  |  | 89 | 90 | 486157 | D | N | OP | LN |  |  | NA | CE | NC |  |  | N
2007 | 7801 | 643 | 5 | OP | FD | FD | FD | 0.1 | 1.5 | 83 | PB | OT | NH | OT | MO | MO | 2002 | 2002 | 2002 | MS |  |  | MS |  |  | MS |  |  | NC |  |  | Da | 4 | 2002 |  |  | 161 | 0 | 0 | 440 | 0 |  | NG | [7 empty] | DB |  |  | 93 | 92 | 981324 | N: N; NA OV: NA; NA CE: VO; NA NC: NC |  |  | N
2007 | 50102 | 54763 | R2 | SB | [63 empty] | N | bar: NA OV
2007 | 9765 | 54414 | BLR2 | OP | [27 empty] | N | [35 empty] | N | bar: NA OV
2007 | 204 | 54429 | PB2 | OP | [27 empty] | N | [24 empty] | OP: OP; NA OV: LA; NA NA: NA |  |  | Y |  |  |  | Y |  |  | Y
2007 | 10005 | 1242 | 1 | OP | ST | ST | NA | 0.15 | 3 |  | PB | DP |  | PS | TH |  | 1971 | 1971 |  | MS |  |  | MS | [5 empty] | NC |  |  | N | 5 | 1952 |  |  | 425 | 0 | 95.7 | 597 | 0 |  | NG | RFO | [6 empty] | FF |  |  | 81 | 83 | 107100 | N: N; NA OV: NA; NA CE: FW; NA NC: NC |  |  | N
2007 | 10023 | 2500 | 20 | OP | ST | ST | LO | 0.1 | 0.3 | 150 | PB | SU | NM | NV | NV | NV | 1973 | 1972 | 1995 | MS |  |  | MS |  |  | BO | LN |  | NC |  |  | N | 5 | 1963 |  |  | 2606 | 0 | 598.9 | 3536 | 0 |  | NG | RFO | [6 empty] | TF |  |  | 90 | 90.5 | 744256 |  | N | OP | LN | BF |  | CE | CE | NC |  |  | N
2007 | 10162 | 50860 | BLR1 | OP | [27 empty] | N | [24 empty] | OP: OP; NA OV: SN; NA NA: NA |  |  | Y | Y | Y | Y |  | Y
2007 | 29959 | 54537 | HRSGA | OP | [52 empty] | OP: OP; NA OV: SR; NA SN: LN; NA NA: CE |  |  | N
2007 | 9686 | 10202 | 7PWR | OP | [27 empty] | N | [35 empty] | Y |  |  |  | Y | bar: NA OV
2007 | 3549 | 55694 | HSG1 | OP | ST | ST | St | 10 | 4.1 | 77.8 | OP | DH | NH | SM | OH | DA | 2006 | 2006 | 2006 | MS |  |  | MS |  |  | MS |  |  | NC |  |  | Db | 6 | 2006 | 6 | 2035 | 700 |  |  | 180 |  | 1072 | NG | [7 empty] | DB |  |  | 98 | 98 | 577864 |  | N | OP | LN | SR |  | SW | NT | NC |  |  | N
2007 | 19323 | 52071 | 5A | CO | FD | FD | FD | 0.015 | 0.2 | 0.1 | PB | DP | NP | TH | MO | MO | 2009 | 2009 | 2009 | [9 empty] | CF | IF | OT | Da | 7 | 2009 |  |  | 2045 | 231.4 |  |  |  |  | LIG | [7 empty] | FB |  |  | 83.7 | 84 | 593515 | D | N | CO | CF | SN |  | NA | FW | CF | IF | OT | Y | Y | Y | Y |  | Y
2007 | 54880 | 10244 | 8 | OP | [27 empty] | N | [26 empty] | OP | LN | OV | bar: NA; Y
2007 | 772 | 10866 | 12 | OP | [27 empty] | N | [26 empty] | OP | LN | FR | bar: NA; Y
2007 | 772 | 10866 | 13 | OP | [54 empty] | OP | LN | FR | bar: NA; Y
2007 | 772 | 10866 | 5 | OP | [27 empty] | N | [27 empty] | NA | bar: Y
2007 | 803 | 116 | 1 | OP | LO | LO | NA | 220 | 1 |  | PH | DP |  | OH | WO |  | 1979 | 1979 |  | MS |  |  | MS |  |  | MS | [5 empty] | N | 6 | 1960 | 6 | 2020 | 800 | 0 | 230 | 1060 | 0 |  | NG | DFO | [6 empty] | TF |  |  | 85 | 85 | 295000 |  | N |  | NA |  |  | FW: CE; CF: WA; Y: N
2007 | 803 | 117 | CC4 | OP | LO | LO | LO | 17.4 | 0.424 | 0.2 | PH | DH | NP | TH | OH | TH | 2001 | 2001 | 2001 | MS |  |  | MS |  |  | MS | [5 empty] | Dc | 6 | 2001 | 6 | 2051 | 643.7 | 0 | 0 | 22.5 | 0 | 596 | NG | [7 empty] | DB |  |  | 82.7 | 72.7 | 397673 |  | N | OP | LN |  |  | NA: GE; FW: FW; Y: N
2007 | 19323 | 52071 | SANDW1 | RE | ST | ST | ST | 0.1 | 4 | 960 | PB | DP | NH | PS | PS | PS | 1989 | 1995 | 2001 | MS |  |  | MS |  |  | MS |  |  | OT |  |  | N | 12 | 1953 | 12 | 2006 | 800 | 65 | 0 | 0 | 0 |  | LIG | [7 empty] | TF |  |  | 88.2 |  | 300000 | W | N | OP | LN | OV |  | NA: CE; FW: CE; CF: OT; Y: N
2007 | 4202 | 52188 | B10 | PL | [54 empty] | PL | LN | bar: NA; Y
2007 | 4202 | 52188 | B9 | PL | [54 empty] | PL | LN | bar: NA; Y
2007 | 4217 | 10784 | BLR1 | OP | [27 empty] | N | [26 empty] | OP | CF | OV | bar: NA; Y
2007 | 6452 | 619 | PRV4 | OP | ST | ST | ST | 0.1 | 2.75 | 0.62 | PB | DP | NP | NV | NV | MO | 1982 | 1982 | 1995 | MS |  |  | MS |  |  | MS |  |  | NC |  | SS | N | 3 | 1963 |  |  | 1950 | 0 | 413 | 3000 | 0 |  | RFO | NG | [6 empty] | FF |  |  | 87 | 88 | 452000 |  | Y | OP | LN |  |  | NA: JZ; FW: FW; CF: NC; Y: N
2007 | 13781 | 3982 | 2 | OP | [27 empty] | N | [26 empty] | CN | NA | bar: Y
2007 | 14081 | 50855 | NE1 | OP | [54 empty] | OP | SR | bar: NA; Y
2007 | 21461 | 1599 | 1 | OP | ST | ST | ST | 0.02 | 1.21 | 0.28 | PB | DP | NP | PS | YR | DA | 1996 | 1995 | 1995 | MS |  |  | MS |  |  | MS |  |  | SS |  |  | N | 6 | 1968 |  |  | 3720 | 0 | 794 | 0 | 0 |  | RFO | [7 empty] | OF |  |  | 89.9 | 90.7 | 935000 |  | N | OP | FR | OV | SR | NA: NA; FW: BW; Y: N
2007 | 21461 | 1599 | 2 | OP | ST | ST | ST | 0.02 | 1.21 | 0.28 | PB | DP | NP | PS | YR | DA | 1996 | 1995 | 1995 | MS |  |  | MS |  |  | MS |  |  | SS |  |  | N | 6 | 1976 |  |  | 4002 | 0 | 887.1 | 5970 | 0 |  | RFO | NG | [6 empty] | OF |  |  | 88.7 | 89.8 | 912162 |  | N | OP | OV | FR | LN | NA: RS; FW: BW; Y: N
2007 | 21463 | 1595 | 4 | OP | ST | ST | ST | 0.011 | 0.0022 | 0.0074 | PB | DP | NP | PS | OH | OH | 2002 | 2002 | 2002 | MS |  |  | MS |  |  | MS |  |  | NC |  |  | Db | 12 | 2002 |  |  | 918 | 0 | 0 | 1878.8 | 0 | 1549 | NG | [7 empty] | OT |  |  | 85 | 78 | 904442 |  | N | OP | SR |  |  | NA: NA; FW: GE; CF: NC; Y: N
2007 | 21521 | 10416 | BO8 | OP | [27 empty] | N | [26 empty] | OP | LN | bar: NA; Y
2007 | 49756 | 6016 | 1 | OP | FD | FD | ST | 0.1 | 1.2 | 0.25 | PB | DP | NP | PS | PS | OT | 1976 | 1976 | 2003 | MS |  |  | MS |  |  | MS |  |  | IF |  |  | D | 6 | 1976 |  |  | 3000 | 180 | 0 | 0 | 0 |  | BIT | [7 empty] | FF |  |  | 87.4 | 88.4 | 742000 | D | N | OP | LN | SR |  | NA: BC; FW: RS; CF: IF; Y: N
2007 | 343 | 55502 | 2B | OP | ST | ST | St | 24.1 | 12.71 | 24.41 | PH | DH | NH | PS | MO | TH | 2006 | 2006 | 2006 | MS |  |  | MS |  |  | MS |  |  | NC |  |  | Da | 6 | 2004 |  |  | 640 |  |  | 304 |  |  | NG | [7 empty] | DB |  |  | 90 | 90 | 772000 |  | N | OP | LN | SR |  | NA: CN; FW: AI; CF: NC; Y: N
2007 | 3890 | 50006 | HRSG5 | OP | ST |  | St | 0.02 |  | 0.03 | PB |  | NP | PS |  | TH | 1992 |  | 1992 | MS | [5 empty] | MS | [5 empty] | Db | 4 | 1992 |  |  | 461 |  |  | 300 | 75 | 560 | NG | WO | [6 empty] | DB |  |  |  |  | 832045 |  | N | OP | SR |  |  | NA: NA; FW: NT; Y: N
2007 | 5109 | 1743 | 6 | OP | ST | ST | NA | 0.15 | 1.67 |  | PG | DP |  | OT | MO |  | 1973 | 1978 |  | MS |  |  | MS | [5 empty] | SS |  |  | N | 4 | 1961 |  |  | 2100 | 162 | 0 | 325 | 0 |  | BIT | [7 empty] | TF |  |  | 90.2 | 90.6 | 535000 | D | N | OP | LN | OV |  | NA: CE; FW: CE; CF: SS; Y: N
2007 | 14063 | 2952 | 6 | OP | FD | FD | FD | 0.1 | 1.2 | 0.45 | PB | DP | NP | NV | TH | YR | 1984 | 1984 | 1997 | MS |  |  | MS |  |  | MS |  |  | SS |  |  | D | 6 | 1984 |  |  | 3824 | 296 | 0 | 0 | 0 |  | SUB | [7 empty] | TF |  |  | 86.5 | 86.5 | 1198800 | D | N | OP | OV |  |  | NA: NA; FW: CE; CF: SS; Y: N
2007 | 6452 | 621 | PTP2 | OP | ST | LO | ST | 0.1 | 1.1 | 0.53 | PB | DP | NP | NV | NV | MO | 1982 | 1982 | 1995 | MS |  |  | MS |  |  | MS |  |  | NC |  | SS | N | 4 | 1968 |  |  | 2640 | 0 | 590 | 3786 | 0 |  | RFO | NG | [6 empty] | FF |  |  | 89 | 89 | 650000 |  | Y | OP | LN |  |  | NA: JZ; FW: FW; CF: NC; Y: N
2007 | 6452 | 6246 | HRSG22 | OP | NA | ST | NA |  | 0.2 |  |  | DP |  |  | NV |  |  | 1982 |  |  |  |  | MS | [5 empty] | NC |  | SS | N | 6 | 1976 |  |  | 443 | 0 | 43.5 | 266 | 0 | 254 | NG | RFO | [6 empty] | DB |  |  | 86 |  |  |  | N |  | NA |  |  | FW: WE; CF: NC; Y: N
2007 | 9996 | 6064 | N1 | OP | FD | FD | FD | 0.1 | 6930 | 0.46 | PB | OT | NP | NV | YR | NV | 1981 | 2000 | 2000 | MS |  |  | MS |  |  | MS |  |  | NC |  |  | D | 2 | 1981 | 2 | 2036 | 1750 | 141 | 0 | 0 | 0 |  | SUB | [7 empty] | OF |  |  | 83 | 82 | 533100 | D | N | OP | LN |  |  | NA: RS; FW: RS; CF: NC; Y: N
2007 | 14310 | 50397 | 4PB034 | OP | ST | ST | ST | 3.6 | 3.7 | 0.51 | PB | DP | NP | NS | MO | MO | 1971 | 1971 | 1994 | MS |  |  | MS |  |  | MS |  |  | NC |  |  | N | 5 | 1955 |  |  | 280 | 13.5 | 0 | 0 | 0 |  | BIT | [7 empty] | FF |  |  | 85.9 | 86.7 | 47700 | D | N | OP | LN | OV |  | NA: CE; FW: CE; CF: NC; Y: N
2007 | 55848 | 55364 | 1A | OP | ST | ST | FD | 0.0075 | 0.001 | 3 | PB | DC | NM | OH | OH | TH | 2003 | 2003 | 2003 | MS |  |  | MS |  |  | MS |  |  | NC |  |  | Db | 6 | 2003 | 6 | 2043 | 341 |  | 0 | 350 | 0 |  | NG | [7 empty] | DB | [6 empty] | N | OP | SR |  |  | NA: NA; FW: VO; CF: NC; Y: N
2007 | 55848 | 55364 | 1B | OP | ST | FD | FD | 0.0075 | 0.001 | 3 | PB | DP | NM | OH | OH | TH | 2003 | 2003 | 2003 | MS |  |  | MS |  |  | MS |  |  | NC |  |  | Db | 6 | 2003 | 6 | 2043 | 341 |  | 0 | 350 | 0 |  | NG | [7 empty] | DB | [6 empty] | N | OP | SR |  |  | NA: NA; FW: VO; CF: NC; Y: N
2007 | 15470 | 1004 | 8-1 | OP | ST | ST | NA | 0.223 | 6 |  | PB | DP |  | NV | MO |  | 1972 | 1973 |  | MS |  |  | MS | [8 empty] | N | 12 | 1951 | 12 | 2012 | 400 | 30 | 0 | 0 | 0 |  | BIT | [7 empty] | FF |  |  | 87.1 | 87.6 | 185000 | D | N |  | NA | [11 empty] | Y | bar: FW; Y
2007 | 15470 | 1008 | 1 | OP | ST | ST | NA | 0.38 | 4.7 |  | PB | DP |  | NV | MO |  | 1972 | 1988 |  | MS |  |  | MS | [5 empty] | SS | TU |  | N | 7 | 1959 | 12 |  | 1000 | 64.1 | 0 | 0 | 0 |  | BIT | [7 empty] | FF |  |  | 88 | 89 | 313072 | D | N | OP | LN | OV |  | NA: RS; FW: RS; CF: NC; Y: Y; Y: Y
2007 | 15470 | 1008 | 3 | OP | ST | ST | NA | 0.38 | 4.7 |  | PB | DP |  | NV | MO |  | 1972 | 1988 |  | MS |  |  | MS | [5 empty] | SS | TU |  | N | 4 | 1960 | 12 |  | 1000 | 64.1 | 0 | 0 | 0 |  | BIT | [7 empty] | FF |  |  | 88 | 89 | 313072 | D | N | OP | LN | OV |  | NA: RS; FW: RS; CF: NC; Y: Y; Y: Y
2007 | 55936 | 1392 | 11 | SB | ST | ST | St | 43.9 | 450.4 | 301.2 | PH | DH | NH | NV | NV | NV | 1950 | 1950 | 1950 | MS |  |  | MS |  |  | MS |  |  | ND |  |  | N | 11 | 1950 |  |  | 400 |  |  | 545 |  |  | NG | [7 empty] | FF |  |  | 82.6 | 82.7 | 101900 |  | N | SB | LN |  |  | NA: RJ; FW: CE; CF: NC; Y: N
2007 | 16604 | 7512 | 2 | OP | FD | FD | St | 0 | 0.8 | 9 | PB | SU | NM | OH | NV | OH | 1992 | 1992 | 1992 | MS |  |  | MS |  |  | MS |  |  | NC |  |  | Da | 6 | 2000 |  |  | 527 | 0 | 0 | 61.9 | 0 | 34.3 | NG | [7 empty] | DB | [6 empty] | N | OP | SR |  |  | NA: NA; FW: VO; CF: NC; Y: N
2007 | 16653 | 50639 | 10RB | OP | [27 empty] | N | [26 empty] | OP | LA | OV | bar: NA; Y
2007 | 16653 | 50639 | 9PB | OP | [27 empty] | N | [26 empty] | OP | LA | OV | bar: NA; Y
2007 | 16655 | 56026 | FB1 | OP | [28 empty] | 3 | 2005 | 6 | 2035 | 195.8 | 0 | 0 | 137 | 0 | 474 | NG | [7 empty] | DB |  |  | 92 | 92 | 522 |  | N |  | NA | bar: FW; Y
2007 | 16655 | 56026 | HRSG2 | OP | LO | LO | LO |  | 0.41 |  | PH | DH | NM | OH | OH | OH | 2005 | 2005 | 2005 | [12 empty] | D | 3 | 2005 | 6 | 2035 | 195.8 | 0 | 0 | 137 | 0 | 474 | NG | [7 empty] | DB |  |  | 92 | 92 | 522 |  | N | OP | LN |  |  | NA: JZ; FW: AT; Y: N
2007 | 16729 | 54574 | HRSG2 | OP | [54 empty] | OP | SR | bar: NA; Y
2007 | 55731 | 50253 | 2A | OS | [27 empty] | N | [26 empty] | OS | LN | bar: NA; Y
2007 | 55731 | 50253 | 2B | OS | [27 empty] | N | [26 empty] | OS | LN | bar: NA; Y
2007 | 313 | 55139 | HRSG2 | OP | ST | ST | St | 30.1 | 41.8 | 91.9 | PH | DH | NH | OH | OH | OH | 2003 | 2003 | 2003 | MS |  |  | MS |  |  | MS |  |  | NC |  |  | Db | 8 | 2003 |  |  | 684 | [5 empty] | NG | [7 empty] | DB | [6 empty] | N | OP | SR |  |  | NA: NA; FW: DL; CF: NC; Y: N
2007 | 4161 | 1554 | 1 | OP | ST | ST | ST | 0.02 | 1 | 0.3 | PC | SU | NP | PS | NV | OT | 1977 | 1972 | 2000 | MS |  |  | MS |  |  | OT |  |  | NC |  |  | N | 2 | 1956 | 6 | 2015 | 950 | 0 | 207 | 1400 | 0 |  | RFO | NG | [6 empty] | FF |  |  | 86.2 | 86.7 | 338400 |  | N |  | NA |  |  | FW: BW; CF: NC; Y: N
2007 | 1976 | 50277 | BLR1 | OP | [55 empty] | NA | bar: Y
2007 | 2172 | 3627 | 2 | OP | [27 empty] | N | [27 empty] | NA | bar: Y
2007 | 867 | 50216 | 92 | OP | ST | ST | ST | 0 | 2 | 8 | PH | DM | NM | FT | FT | FT | 1988 | 1988 | 1988 | MS |  |  | MS |  |  | MS |  |  | NC |  |  | N | 2 | 1988 | 6 | 2028 | 590 |  | 0 | 250 | 0 |  | NG | OG | WO | [5 empty] | DB |  |  | 90 | 60 | 540000 |  | N | OP | SR |  |  | NA: NA; FW: BW; Y: N
2007 | 55936 | 1394 | 1 | OP | ST | ST | St | 103.7 | 957.7 | 390.4 | PH | DH | NH | NV | NV | NV | 1960 | 1960 | 1960 | MS |  |  | MS |  |  | MS |  |  | NC |  |  | N | 3 | 1960 |  |  | 1100 |  |  | 1464 |  |  | NG | [7 empty] | TF |  |  | 84.4 | 85.3 | 294700 |  | N |  | NA |  |  | NA: NA; FW: CE; CF: NC; Y: N
2007 | 55952 | 56707 | SD200 | CO | [28 empty] | 7 | 2008 | [24 empty] | CO | CF | OV | SN | bar: NA; Y
2007 | 15470 | 1010 | 5 | OP | LO | LO | NA | 0.1338 | 4.04 |  | PB | DP |  | NV | MO |  | 1979 | 1983 |  | MS | DB |  | MS | OT |  |  |  |  | TU | SS |  | N | 5 | 1956 |  |  | 805 | 55.6 | 0 | 0 | 0 |  | BIT | [7 empty] | FF |  |  | 88 | 88.1 | 360000 | D | N |  | NA |  |  | FW: RS; CF: NC; Y: Y | Y
2007 | 19323 | 3500 | 1 | OS | ST | ST | ST | 15 | 440 |  | OP | DM | OT | SM | TH | YR | 1972 | 1992 | 2005 | MS |  |  | MS |  |  | MS |  |  | NC |  |  | N | 6 | 1955 |  |  | 1150 |  | 230 | 1440 | 0 |  | NG | [7 empty] | TF |  |  | 84.1 | 84.7 | 244800 |  | N | OS | OT | FR |  | NA: NA; FW: CE; CF: NC; Y: N
2007 | 16064 | 50028 | 2FW | OP | [27 empty] | N | [27 empty] | NA | bar: Y
2007 | 16064 | 50028 | 4BW | OP | [27 empty] | N | [27 empty] | NA | bar: Y
2007 | 22199 | 50392 | 5 | OP | [55 empty] | NA | bar: Y
2007 | 22199 | 50392 | 6 | OP | [55 empty] | NA | bar: Y
2007 | 24457 | 50292 | HRSG1 | OP | [55 empty] | OT | bar: NA; Y
2007 | 18642 | 47 | 2 | OP | ST | ST | FD | 0.12 | 2.2 | 0.45 | PB | DP | NP | PS | DA | YR | 1978 | 1991 | 1996 | MS |  |  | MS |  |  | MS |  |  | SS |  |  | N | 3 | 1955 |  |  | 1280 | 76.1 | 0 | 0 | 0 |  | BIT | [7 empty] | FF |  |  | 88.5 | 88.4 | 309870 | D | N | OP | LN |  |  | NA: FW; FW: BW; CF: NC; Y: N
2007 | 4580 | 10606 | 10A | OP | [27 empty] | N | [26 empty] | OP | LA | bar: NA; Y
2007 | 7166 | 10610 | PFI | OP | [27 empty] | N | [27 empty] | NA | bar: Y
2007 | 50128 | 10611 | 4 COMB | OP | [27 empty] | N | 6 | 1965 | [8 empty] | WDS | RFO | [6 empty] | SS |  |  | 62 | 60 | 165779 |  | N |  | NA | bar: FW; Y
2007 | 18611 | 55062 | HRSG2 | OP | FD | FD | FD | 23.5 | 33.5 | 147 | PH | DH | NH | OH | OH | OH | 2000 | 2000 | 2000 | MS |  |  | MS |  |  | MS |  |  | NC |  |  | Da | 9 | 2000 |  |  | 790 |  | 399.6 | 550 |  | 1168 | NG | [7 empty] | DB |  |  |  |  | 747000 |  |  | OP | LN |  |  | NA: GE; FW: DL; CF: NC; Y: N
2007 | 2799 | 55393 | HSRG 2 | OP | LO | LO | LO | 12 | 1.28 | 2.5 | PH | DH | NM | PS | PS | TH | 2005 | 2005 | 2005 | MS |  |  | MS |  |  | MS |  |  | NC |  |  | Db | 5 | 2005 | 5 | 2030 | 114 | 0 | 0 | 6720 | 0 |  | NG | [7 empty] | DB |  |  | 79.9 | 78.9 | 1286242 | D | N | OP | LN | SR |  | NA: CN; FW: NT; CF: NC; Y: N
2007 | 2843 | 55217 | HRSG2 | OP | ST | ST | ST | 0.0073 | 0.00277 | 2.5 | PB | DP | NM | NV | NV | OH | 2001 | 2001 | 2001 | MS |  |  | MS |  |  | MS |  |  | NC |  |  | Db | 8 | 2001 |  |  | 680 | 0 | 0 | 285 | 0 | 975 | NG | [7 empty] | DB | [6 empty] | N | OP | LN | SR |  | NA: JZ; FW: NT; CF: NC; Y: N
2007 | 14274 | 55345 | HRSG 2 | PL | LO | LO | LO | 11.5 | 0.75 | 2 | PH | OT | NM | PS | NV | TH | 2008 | 2008 | 2008 | [12 empty] | Db | 1 | 2008 |  |  | 751 | 0 | 0 | 384.2 | 0 |  | NG | [7 empty] | DB | [6 empty] | N | PL | SR |  |  | NA: NA; FW: NT; CF: NC; Y: N
2007 | 5352 | 50152 | HRSGE | [55 empty] | OP | LN | bar: NA; Y
2007 | 14294 | 56042 | HRSG2 | OP | ST | ST | St | 19.9 | 0.04 | 2 | PH | SU | NM | OH | NV | OH | 2005 | 2005 | 2005 | MS |  |  | MS |  |  | MS |  |  | NC |  |  | Db | 7 | 2005 | 6 | 2030 | 1070 | 0 | 975 | 1070 | 0 | 93 | NG | RFO | [9 empty] | 99 |  | 1002 |  | N |  | NA | bar: FW; Y
2007 | 14294 | 56042 | HRSG3 | OP | ST | ST | St | 19.9 | 0.04 | 2 | PH | SU | NM | OH | NV | OH | 2005 | 2005 | 2005 | MS |  |  | MS |  |  | MS |  |  | NC |  |  | Db | 7 | 2005 | 6 | 2030 | 1070 | 0 | 978 | 1070 | 0 | 93 | NG | RFO | [9 empty] | 99 |  | 1002 |  | N |  | NA | bar: FW; Y
2007 | 14298 | 55215 | HRSG2 | OP | ST | ST | ST | 21 | 2.7 | 82 | PH | DH | NH | OH | OH | OH | 2001 | 2001 | 2001 | MS |  |  | MS |  |  | MS |  |  | NC |  |  | Db | 6 | 2001 | 6 | 2020 | 600 | 0 | 0 | 230 | 0 | 1300 | NG | [7 empty] | DB |  |  | 67 | 67 | 737917 |  | N | OP | LN |  |  | NA: CN; FW: AI; CF: NC; Y: N
2007 | 14306 | 50489 | C2 | OP | ST | ST |  | 0.6 | 2000 |  | PB | DM |  | OH | OH |  | 1979 | 1979 |  | MS |  |  | MS | [5 empty] | NC |  |  | N | 12 | 1979 |  |  | 675 | 0 | 0 | 601.5 | 0 | 420 | NG | OTH | BFG | [5 empty] | TF |  |  | 85.2 |  |  |  | N |  | NA | bar: FW; Y
2007 | 16721 | 50447 | 18 | SB | [55 empty] | NA | bar: Y
2007 | 16721 | 50447 | 21 | OP | [55 empty] | NA | bar: Y
2007 | 5511 | 2480 | 2 | OP | ST | ST | ST | 0.1 | 1 | 0.25 | PB | SU | NP | NV | NV | DA | 1972 | 1972 | 1995 | MS |  |  | MS |  |  | MS |  |  | NC |  |  | N | 9 | 1954 |  |  | 500 | 0 | 112 | 680 | 0 |  | RFO | NG | [6 empty] | TF |  |  | 88.4 | 89 | 114000 | D | Y |  | NA |  |  | FW: CE; CF: NC; Y: N
2007 | 5511 | 8006 | 2 | OP | ST | ST | ST | 0.1 | 1.3 | 0.25 | PB | SU | NP | NV | YR | MO | 1974 | 1974 | 1995 | MS |  |  | MS |  |  | MS |  |  | NC |  |  | N | 9 | 1974 |  |  | 4200 | 0 | 901 | 6500 | 0 |  | RFO | NG | [6 empty] | TF |  |  | 89.6 | 89.6 | 909000 |  | N | OP | FR |  |  | NA: NA; FW: CE; CF: NC; Y: N
2007 | 12490 | 562 | 3 | OP | ST | ST | ST | 0.14 | 0.3 | 0.43 | PB | SU | NP | NV | NV | DA | 1975 | 1968 | 1995 | MS |  |  | MS |  |  | MS |  |  | SS |  |  | N | 1 | 1964 |  |  | 1650 |  | 347 | 2370 | 0 |  | NG | RFO | [6 empty] | CY |  |  | 90 | 90 | 435867 |  | N | OP | LA | SN | OT | NA | BW | SS |  |  | N
2007 | 15474 | 2963 | 3302 | OP | ST | ST | NA | 20 | 0.52 |  | OP | DC |  | SM | FM |  | 1970 | 1970 |  | MS |  |  | MS | [5 empty] | NC |  |  | N | 5 | 1970 |  |  | 3250 | 0 | 0 | 4530 | 0 |  | NG | [7 empty] | OF |  |  | 86 | 90 | 754316 |  | N: N; LA: NA; BW: BW |  |  | N
2007 | 15474 | 2964 | 8002 | OP | ST | ST | NA | 20 | 0.5 |  | OP | DC |  | SM | FM |  | 1954 | 1954 |  | MS |  |  | MS | [8 empty] | N | 3 | 1954 |  |  | 630 | 0 | 135 | 822 | 0 |  | NG | [7 empty] | FF |  |  | 83 | 85 | 141656 |  | N: N; LA: NA; BW: BW |  |  | N
2007 | 15474 | 2964 | 801N | OP | ST | ST | NA | 20 | 0.5 |  | OP | DC |  | SM | FM |  | 1952 | 1952 |  | MS |  |  | MS | [8 empty] | N | 8 | 1952 |  |  | 350 | 0 | 135 | 460 | 0 |  | NG | [7 empty] | FF |  |  | 83 | 85 | 71270 |  | N: N; LA: NA; BW: BW |  |  | N
2007 | 15474 | 2965 | 1402 | OP | ST | ST | NA | 20 | 0.5 |  | OP | DC |  | SM | FM |  | 1956 | 1956 |  | MS |  |  | MS | [8 empty] | N | 11 | 1956 |  |  | 1150 | 0 | 321.4 | 1818 | 0 |  | NG | [7 empty] | FF |  |  | 84 | 84 | 319389 |  | N: N; LA: NA; BW: BW |  |  | N
2007 | 15474 | 4940 | 1502 | OP | ST | ST | NA | 20 | 0.5 |  | OP | DC |  | SM | FM |  | 1976 | 1976 |  | MS |  |  | MS | [5 empty] | NC |  |  | N | 5 | 1976 |  |  | 3250 | 0 | 332 | 4530 | 0 |  | NG | [7 empty] | OF |  |  | 86 | 90 | 754316 |  | N | OP | OV | LN |  | BW | BW | NC |  |  | N
2007 | 15526 | 50240 | BLR1 | OP | [27 empty] | N | [35 empty] | N | bar: LA
2007 | 15726 | 10560 | PACKB | OP | [53 empty] | OP: OP; LA: FR; NA: NA |  |  | N
2007 | 5580 | 6041 | 1 | OP | ST | ST | FD | 0.22 | 6 | 0.5 | PB | DP | NP | NV | NV | NV | 1977 | 1977 | 1977 | MS |  |  | MS |  |  | MS |  |  | SS |  |  | N | 9 | 1977 |  |  | 2300 | 131.4 | 0 | 0 | 0 |  | BIT | [7 empty] | OF |  |  | 88.9 | 89.2 | 621664 | D | N | OP | LN | SR |  | BW | BW | IF |  |  | N
2007 | 56 | 50805 | 3PB | SB | [53 empty] | OP: OP; LA: LN; NA: NC |  |  | N
2007 | 4254 | 1710 | 1 | OP | ST | ST | FD | 0.16 | 1.67 | 0.4 | PG | DP | NP | PS | MO | YR | 1971 | 1988 | 1996 | MS |  |  | MS |  |  | MS |  |  | NC |  |  | N | 8 | 1962 |  |  | 1750 | 107.5 | 0 | 0 | 0 |  | BIT | SUB | [6 empty] | TF |  |  | 90.2 | 90.8 | 545000 | D | N | OP | LN |  |  | CE | CE | NC |  |  | N
2007 | 7140 | 709 | 4 | OP | ST | ST | ST | 0.24 | 3 | 0.5 | PB | SU | NP | NV | NV | MO | 1972 | 1972 | 2003 | MS |  |  | MS |  |  | MS |  |  | SS |  |  | N | 5 | 1969 |  |  | 3563 | 188.8 | 0 | 0 | 0 |  | SC | [7 empty] | OF |  |  | 89.1 | 90 | 884844 | D | N | OP | LN |  |  | BC | BW | SS |  |  | N
2007 | 9269 | 983 | 6 | OP | ST | FD | FD | 0.24 | 8560 | 425 | PB | OT | OT | TH | YR | OT | 1979 | 2000 | 2004 | MS |  |  | MS |  |  | MS |  |  | SS |  |  | N | 3 | 1956 |  |  | 1340 | 89 | 0 | 0 | 0 |  | SUB | BIT | [6 empty] | FF |  |  | 88.8 | 86.5 | 400000 | W | N | OP | OV |  |  | NA | BW | IF |  |  | N
2007 | 9273 | 990 | 50 | OP | LO | LO | FD | 0.14 | 4.7 | 0.45 | PB | DM | NP | PS | MO | YR | 1980 | 1980 | 1995 | MS |  |  | MS |  |  | MS |  |  | TU |  |  | N | 5 | 1958 | 5 | 2018 | 750 | 42 | 0 | 0 | 0 |  | BIT | DFO | [6 empty] | TF |  |  | 87.1 | 87.5 | 420000 | D | N | OZ | LN | SN | OV | CE | CE | SS |  |  | N
2007 | 19876 | 3797 | 5 | OP | ST | ST | FD | 360.4 | 9514.6 | 0.59 | PH | DH | NP | NS | MO | YR | 1972 | 1972 | 2000 | MS |  |  | MS |  |  | MS |  |  | NC |  |  | N | 8 | 1964 |  |  | 2305 | 116 | 495 | 0 | 0 |  | BIT | [7 empty] | TF |  |  | 90.1 | 91 | 560921 | D | N | OZ | SR | LN | OV | AL | CE | IF |  |  | N
2007 | 14328 | 246 | 1 | OP | LO | LO | NA | 0.2 | 1000 |  | PC | DM |  | NV | NV |  | 1971 | 1972 |  | MS |  |  | MS | [5 empty] | NC |  |  | N | 12 | 1956 | 12 | 2010 | 534 | 0 | 95.9 | 586 | 0 |  | NG | RFO | [6 empty] | FF |  |  | 86.6 | 86.4 | 100000 | N N: N; LN SR: NA; CE CE: BW; SS IF: NC |  |  | N
2007 | 15726 | 10562 | PB2 | OP | [27 empty] | N | [35 empty] | N | bar: LN SR
2007 | 17566 | 55470 | HRSG2 | OP |  |  | FD |  |  | 3.5 |  |  | NM |  |  | TH |  |  | 2003 | [6 empty] | MS | [5 empty] | Db | 12 | 2003 |  |  | 1100 |  |  | 695.3 |  | 1359 | OG | NG | [6 empty] | DB |  |  | 78.3 | 79.6 | 756000 | N N: N; OZ OZ: OP; LN SR: SR; CE AL: NA; CE CE: DL |  |  | N
2007 | 3989 | 493 | 1 | OP | [63 empty] | N | bar: LN SR
2007 | 3989 | 493 | 3 | OP | [27 empty] | N | [35 empty] | N | bar: LN SR
2007 | 4028 | 55386 | DB1 | OP | FD | FD | FD | 29.3 | 4.9 | 3.5 | PH | DH | NM | OH | OH | TH | 2004 | 2004 | 2004 | MS |  |  | MS |  |  | MS |  |  | NC |  |  | Db | 4 | 2004 | 4 | 2024 | 1017 | 0 | 0 | 577.1 | 0 | 966 | NG | [7 empty] | DB |  |  | 93.5 | 92.1 | 761435 |  | N | OP | LN | SR |  | CN | NT | NC |  |  | N
2007 | 4028 | 55386 | DB2 | OP | FD | FD | FD | 29.3 | 4.9 | 3.5 | PH | DH | NM | OH | OH | TH | 2004 | 2004 | 2004 | MS |  |  | MS |  |  | MS |  |  | NC |  |  | Db | 4 | 2004 | 4 | 2024 | 1017 | 0 | 0 | 577.1 | 0 | 966 | NG | [7 empty] | DB |  |  | 93.5 | 92.1 | 761635 |  | N | OP | LN | SR |  | CN | NT | NC |  |  | N
2007 | 14354 | 3648 | 3 | OP | ST | ST | ST | 40 | 0.45 | 203 | OP | SU | NH | SM | NV | DT | 1980 | 1971 | 1993 | MS |  |  | MS |  |  | MS |  |  | SS |  |  | N | 6 | 1955 |  |  | 800 | 0 | 219 | 1257 | 0 |  | NG | [7 empty] | TF |  |  | 87.8 | 87.6 | 239000 | N N: N; LN SR: NA; CE CE: CE; SS IF: NC |  |  | N
2007 | 14354 | 8066 | BW72 | OP | ST | ST | ST | 0.1 | 0.3 | 0.45 | PB | DP | NP | WO | WO | YR | 1975 | 1986 | 1988 | MS |  |  | MS |  |  | MS |  |  | NC |  |  | N | 12 | 1975 |  |  | 3980 | 256 | 0 | 0 | 0 |  | SUB | [7 empty] | TF | CF |  | 88.4 | 88.5 | 931000 | D | N | OP | OV |  |  | NA | CE | NC |  |  | Y |  |  |  | Y | Y
2007 | 14354 | 8066 | BW73 | OP | ST | ST | ST | 0.1 | 0.3 | 0.45 | PB | DP | NP | WO | WO | YR | 1976 | 1988 | 1988 | MS |  |  | MS |  |  | MS |  |  | NC |  |  | N | 9 | 1976 |  |  | 3980 | 256 | 0 | 0 | 0 |  | SUB | [7 empty] | TF | CF |  | 88.4 | 88.5 | 931000 | D | N | OP | OV |  |  | NA | CE | NC |  |  | Y |  |  |  | Y | Y
2007 | 6452 | 6042 | PMT3 | OP | [28 empty] | 6 | 2005 | [22 empty] | OZ OZ: OP; LN SR: SN; CE AL: GE
2007 | 19526 | 50733 | TBB6 | op | ST | ST | St | 0.039 | 0.115 | 0.14 | PB | SB | NP | DA | DA | OT | 1993 | 1991 | 2001 | MS |  |  | MS |  |  | MS |  |  | NC |  |  | D | 6 | 1971 |  |  | 475 |  |  | 7830 |  |  | BFG | NG | [6 empty] | FF |  |  | 86.5 |  | 104928 | N N: N; CE CE: ER; SS IF: NC
2007 | 16183 | 7784 | HRSG | [53 empty] | OZ OZ: OP; LN SR: SR; CE AL: NA |  |  | N
2007 | 12363 | 55481 | 5 | OP | LO | LO | LO | 30.4 | 2.1 | 22.2 | PH | DH | NH | OH | OH | OH | 2003 | 2003 | 2003 | MS |  |  | MS |  |  | MS | [5 empty] | Da | 12 | 2003 | 6 | 2033 | 877 |  | 0 | 1568 | 0 |  | NG | [7 empty] | FF | DB |  | 46.3 | 40.5 | 694.9 |  | N | OP | SR | LN |  | GE | NT |  |  |  | N
2007 | 20237 | 54207 | 3 | OP | [27 empty] | N | [35 empty] | N | bar: LN SR
2007 | 3265 | 6190 | 3 | PL | ST | ST | St | [24 empty] | N | 9 | 2009 | [33 empty] | N | bar: LN SR
2007 | 6035 | 3491 | 4 | OP | ST | ST | ST | 0.1 | 0.5 | 0.2 | PB | DP | NP | WO | TH | DA | 1976 | 1976 | 2001 | MS |  |  | MS |  |  | MS |  |  | NC |  |  | N | 10 | 1976 |  |  | 3200 |  | 892 | 4862 | 0 |  | NG | [7 empty] | OF |  |  | 76.4 | 77.6 | 1029341 |  | N | OP | OV | SC |  | NA | FW | ND |  |  | N
2007 | 6035 | 3159 | 1 | OP | ST | ST | ST | 0.1 | 0.9 | 0.5 | PB | DP | NP | NV | MO | MO | 1982 | 1982 | 1995 | MS |  |  | MS |  |  | MS |  |  | IF |  |  | N | 7 | 1954 |  |  | 1160 | 53.5 | 0 | 0 | 0 |  | BIT | [7 empty] | FF |  |  | 91.3 | 91.5 | 237000 | D | N | OP | LN | OV | SN | BW | BW | ND |  |  | N
2007 | 6035 | 3161 | 2 | OP | ST | ST | ST | 0.1 | 0.45 | 0.45 | PB | DP | NP | NV | MO | MO | 1982 | 1982 | 1996 | MS |  |  | MS |  |  | MS |  |  | NC |  |  | N | 10 | 1960 |  |  | 2178 | 104.5 | 0 | 0 | 0 |  | BIT | [7 empty] | TF |  |  | 89.8 | 90.2 | 500000 | D | N | OP | SN | LN | OV | RR | CE | NC |  |  | N
2007 | 7136 | 10699 | 5 | OP | [27 empty] | N | [35 empty] | N | bar: LN SN
2007 | 1984 | 7513 | BOIL1 | OP | [27 empty] | N | [24 empty] | OP OP: OP; LN SN: OV; BW RR: NA |  |  | N
2007 | 2053 | 54216 | AOW1 | OP | [27 empty] | N | [24 empty] | OP OP: OP; LN SN: LN; OV LN: OV; BW RR: NA |  |  | N
2007 | 5517 | 891 | 1 | OP | ST | ST | NA | 0.1 | 1 |  | PB | DP |  | OH | OH |  | 1972 | 1972 |  | MS |  |  | MS | [5 empty] | US |  |  | N | 10 | 1947 |  |  | 285 | 17.4 | 56 | 0 | 0 |  | RFO | DFO | [6 empty] | TF |  |  | 85 | 85 | 66300 | D D: D; N N: N; LN SN: NA; BW CE: CE; ND NC: NC |  |  | N
2007 | 5517 | 891 | 3 | OP | ST | ST | NA | 0.1 | 1 |  | PB | DP |  | OH | OH |  | 1972 | 1972 |  | MS |  |  | MS | [5 empty] | US |  |  | N | 7 | 1947 |  |  | 285 | 17.4 | 56 | 0 | 0 |  | RFO | DFO | [6 empty] | TF |  |  | 85 | 85 | 66300 | D D: D; N N: N; LN SN: NA; BW CE: CE; ND NC: NC |  |  | N
2007 | 5517 | 891 | 8 | OP | ST | ST | NA | 0.1 | 1 |  | PB | DP |  | OH | OH |  | 1972 | 1972 |  | MS |  |  | MS | [5 empty] | US |  |  | N | 9 | 1950 |  |  | 285 | 17.4 | 56 | 0 | 0 |  | RFO | DFO | [6 empty] | TF |  |  | 85 | 85 | 66300 | D D: D; N N: N; LN SN: NA; BW CE: CE; ND NC: NC |  |  | N
2007 | 3593 | 55076 | AA001 | OP | ST | FD | FD | 0.015 | 0.25 | 0.2 | PB | DP | NP | DA | DA | DA | 2002 | 2002 | 2002 | MS |  |  | MS |  |  | MS |  |  | CF | OT |  | Da | 3 | 2002 | 3 | 2032 | 3161 | 209.5 | 0 | 271.5 | 0 |  | LIG | [7 empty] | FB |  |  | 82.4 |  | 933008 | D | N | OP | CF |  |  | NA | AL |  |  |  | Y |  | Y |  |  |  | Y
2007 | 19099 | 3845 | 60 | SB | LO | LO | LO | 4.1 | 8 | 3 | PH | DH | NM | OH | OH | OH | 2002 | 2002 | 2002 | MS |  |  | MS |  |  | MS | [5 empty] | Db | 7 | 2002 |  |  | 157 | 0 | 0 | 475.8 | 0 |  | NG | [7 empty] | CF | DB |  | 78.1 |  | 220689 |  | N | OP | SR |  |  | NA | IN | NC |  |  | N
2007 | 343 | 55502 | 1A | OP | ST | ST | St | 24.1 | 12.71 | 24.41 | PH | DH | NH | PS | MO | TH | 2006 | 2006 | 2006 | MS |  |  | MS |  |  | MS |  |  | NC |  |  | Da | 6 | 2004 |  |  | 640 |  |  | 304 |  |  | NG | [7 empty] | DB |  |  | 90 | 90 | 772000 |  | N | OP | LN | SR |  | CN | AI | NC |  |  | N
2007 | 343 | 55502 | 1B | OP | ST | ST | St | 24.1 | 12.71 | 24.41 | PH | DH | NH | PS | MO | TH | 2006 | 2006 | 2006 | MS |  |  | MS |  |  | MS |  |  | NC |  |  | Da | 6 | 2004 |  |  | 640 |  |  | 304 |  |  | NG | [7 empty] | DB |  |  | 90 | 90 | 772000 |  | N | OP | LN | SR |  | CN | AI | NC |  |  | N
2007 | 343 | 55502 | 2A | OP | ST | ST | St | 24.1 | 12.71 | 24.41 | PH | DH | NH | PS | MO | TH | 2006 | 2006 | 2006 | MS |  |  | MS |  |  | MS |  |  | NC |  |  | Da | 6 | 2004 |  |  | 640 |  |  | 304 |  |  | NG | [7 empty] | DB |  |  | 90 | 90 | 772000 |  | N | OP | LN | SR |  | CN | AI | NC |  |  | N
2007 | 19173 | 10003 | BLR1 | OP | [27 empty] | N | [35 empty] | N | bar: LN SN
2007 | 19173 | 10003 | BLR3 | OP | [27 empty] | N | [35 empty] | Y |  | Y | bar: LN SN
2007 | 55808 | 54035 | BLR1 | OP | ST | ST | ST | 0.02 | 0.21 | 0.33 | PB | DP | NP | SM | MO | MO | 1993 | 1993 | 1993 | MS |  |  | MS |  |  | MS |  |  | NC |  |  | Db | 5 | 1994 | 6 | 2020 | 1250 | 66.1 | 43.2 | 0 | 0 |  | BIT | DFO | [6 empty] | FF |  |  | 90.1 |  | 304005 | D | N | OP | LA | OV |  | RS | RS | NC |  |  | N
2007 | 20404 | 3526 | 5 | RE | ST | ST | NA | 67 | 440 |  | PH | DM |  | OH | TH |  | 1959 | 1959 |  | MS |  |  | MS | [5 empty] | NC |  |  | N | 12 | 1959 |  |  | 360 | 0 | 0 | 393 | 0 | 70 | NG | [7 empty] | FF |  |  | 78.9 | 80 | 89556 | N N: N; LN SN: NA; BW CE: FW |  |  | N
2007 | 11217 | 10472 | B400 | OP | [27 empty] | N | [24 empty] | OP OP: OP; LN SN: FR; BW RR: NA |  |  | N
2007 | 54907 | 3440 | 1 | RE | ST | NA | NA | [21 empty] | NC |  |  | N | 3 | 1954 | 7 | 2007 | 630 |  | 130 | 834 | 0 |  | NG | [7 empty] | FF |  |  | 84 | 84 | 138000 | N N: N; LN SN: NA; BW CE: BW |  |  | N
2007 | 16294 | 50396 | BLR6 | OP | [27 empty] | N | [35 empty] | N | bar: LN SN
2007 | 19547 | 766 | 3 | OP | ST | ST | NA | 40 | 0.5 |  | OP | SU |  | SM | NV |  | 1972 | 1972 |  | MS |  |  | MS | [5 empty] | NC |  |  | N | 12 | 1947 |  |  | 447 | 0 | 92 | 0 | 0 |  | RFO | [7 empty] | FF |  |  | 85.2 | 86.6 | 96800 | N N: N; LN SN: NA; BW CE: BW; ND NC: NC |  |  | N
2007 | 19547 | 766 | 4 | OP | ST | ST | NA | 40 | 0.5 |  | OP | SU |  | SM | NV |  | 1972 | 1972 |  | MS |  |  | MS | [5 empty] | NC |  |  | N | 10 | 1950 |  |  | 447 | 0 | 92 | 0 | 0 |  | RFO | [7 empty] | FF |  |  | 85.2 | 86.6 | 96800 | N N: N; LN SN: NA; BW CE: BW; ND NC: NC |  |  | N
2007 | 19578 | 1771 | 2 | OP | [63 empty] | Y |  |  |  | Y | bar: LN SN
2007 | 56133 | 1772 | 1 | SC | [63 empty] | N | bar: LN SN
2007 | 19691 | 50628 | 2A | OP | [52 empty] | OP OP: OP; LN SN: LN; OV LN: FR; BW RR: JZ |  |  | N
2007 | 19691 | 50628 | 2C | OP | [52 empty] | OP OP: OP; LN SN: LN; OV LN: FR; BW RR: JZ |  |  | N
2007 | 14839 | 1037 | 5 | OP | [27 empty] | N | [35 empty] | N | bar: LN SN
2007 | 14928 | 54236 | BLR3 | OP | [27 empty] | N | [24 empty] | OP OP: OP; LN SN: LN; BW RR: AL |  |  | N
2007 | 14932 | 10672 | CBB | OP | ST | ST | ST | 0.02 | 0.3 | 0.17 | PB | DP | NP | PS | TH | MO | 1994 | 1994 | 1994 | MS |  |  | MS |  |  | MS |  |  | NC |  |  | Da | 1 | 1994 | 12 | 2035 | 746 | 41.2 | 0 | 0 | 0 |  | BIT | [7 empty] | FB |  |  | 90 | 89 | 195362 | D | Y | OP | CF | SN |  | NA | PR | NC |  |  | N
2007 | 5610 | 50481 | 253-26 | OP | ST | ST | FD | 0.09 | 2.4 | 367 | PB | DP | OT | FM | DA | OT | 1966 | 1966 | 2004 | MS |  |  | MS |  |  | MS |  |  | NC |  |  | N | 6 | 1966 |  |  | 500 | 25.2 | 0 | 0 | 0 |  | BIT | NG | [6 empty] | TF |  |  | 88.9 |  | 115111 | D | N | OP | LN | OV |  | AL | CE | NC |  |  | N
2007 | 5610 | 50481 | 253-28 | OP | ST | ST | FD | 0.09 | 2.4 | 335 | PB | DP | OT | PS | DA | OT | 1970 | 1970 | 2007 | MS |  |  | MS |  |  | MS |  |  | NC |  |  | N | 6 | 1969 |  |  | 500 | 25.2 | 0 | 0 | 0 |  | BIT | NG | [6 empty] | TF |  |  | 88.9 |  | 115111 | D | N | OP | LN | OV |  | AL | CE | NC |  |  | N
2007 | 5610 | 50481 | 83-21 | OP | ST | ST | NA | 0.09 | 2.4 |  | PB | DP |  | OT | OH |  | 1974 | 1974 |  | MS |  |  | MS | [5 empty] | NC |  |  | N | 6 | 1951 |  |  | 165 | 9.6 | 0 | 0 | 0 |  | BIT | SLW | [6 empty] | SS |  |  | 86 |  |  | D D: D; N N: Y; LN SN: NA; BW CE: BW; ND NC: NC |  |  | N
2007 | 9417 | 1073 | 1 | OP | LO | LO | FD | 0.16 | 5 | 235 | PB | DP | NH | NV | WO | OH | 1975 | 1975 | 1995 | MS |  |  | MS |  |  | MS |  |  | SS |  |  | N | 6 | 1950 |  |  | 170 | 12 | 0 | 275 | 0 |  | SUB | NG | [6 empty] | SS |  |  | 83 | 81 | 70280 | D D: D; N N: Y; LN SN: NA; BW CE: FW; ND NC: NC |  |  | N
2007 | 9417 | 1073 | 2 | OP | LO | LO | FD | 0.16 | 5 | 235 | PB | DP | NH | NV | WO | OH | 1975 | 1975 | 1995 | MS |  |  | MS |  |  | MS |  |  | SS |  |  | N | 6 | 1950 |  |  | 190 | 12 | 0 | 275 | 0 |  | SUB | NG | [6 empty] | SS |  |  | 83 | 81 | 48200 | D D: D; N N: Y; LN SN: NA; BW CE: FW; ND NC: NC |  |  | N
2007 | 3303 | 10333 | 1 | OP | ST | ST | ST | 0.0135 | 1.2 | 0.7 | PB | DP | NP | TH | TH | TH | 1988 | 1988 | 1988 | MS |  |  | MS |  |  | MS |  |  | NC |  |  | N | 6 | 1988 |  |  | 930 | 52.5 | 0 | 0 | 0 |  | BIT | [7 empty] | OF |  |  | 90.4 | 90.1 | 250000 | D | N | OP | LN |  |  | BW | BW | ND |  |  | N
2007 | 14932 | 10566 | BOIL2 | OP | ST | ST | ST | 25 | 100 | 90 | PH | DM | NM | OH | TH | TH | 1994 | 1994 | 1994 | MS |  |  | MS |  |  | MS |  |  | NC |  |  | Da | 3 | 1994 |  |  | 1200 | 52.9 | 239.5 | 0 | 0 |  | BIT | [7 empty] | FF |  |  | 86.4 | 88.1 | 624300 | D | N | OP | LN | OV | SR | FW | FW | NC |  |  | Y |  | Y | Y
2007 | 7140 | 728 | Y2BR | OP | ST | ST | St | 0.24 | 3 | 0.38 | PB | SU | NP | PS | NV | MO | 1974 | 1974 | 2003 | MS |  |  | MS |  |  | MS |  |  | SS |  |  | N | 11 | 1950 | 12 | 2009 | 975 | 47.5 | 0 | 45 | 0 |  | BIT | NG | [6 empty] | TF |  |  | 88.5 | 89.1 | 320000 | D | N | OP | FU |  |  | NA | CE | NC |  |  | N
2007 | 7140 | 728 | Y7BR | OP | ST | ST | FD | 0.24 | 3 | 0.26 | PB | SU | NP | PS | NV | YR | 1974 | 1974 | 1996 | MS |  |  | MS |  |  | MS |  |  | SS |  |  | N | 4 | 1974 | 12 | 2022 | 2568 | 138.5 | 0 | 210 | 0 |  | BIT | NG | [6 empty] | TF |  |  | 89.1 | 90.7 | 835000 | D | N | OP | LN | OV | FU | IC | CE | IF |  |  | N
2007 | 7140 | 6052 | 2 | OP | ST | ST | FD | 0.24 | 2.5 | 0.45 | PB | DP | NP | PS | YR | YR | 1978 | 1995 | 1996 | MS |  |  | MS |  |  | MS |  |  | SS |  |  | N | 4 | 1978 |  |  | 6269 | 365.4 | 0 | 0 | 0 |  | BIT | [7 empty] | TF |  |  | 88.7 | 89.9 | 1476719 | D | N | OP | OV | LN | SR | CE | CE | IF |  |  | N
2007 | 4484 | 50649 | 1 | OP | [27 empty] | N | [24 empty] | OP OP: OP; LN OV: SN; IC CE: NA |  |  | Y | Y
2007 | 7199 | 10113 | CFB1 | OP | [27 empty] | N | [24 empty] | OP OP: OP; LN OV: CF; IC CE: NA |  |  | Y |  | Y
2007 | 5701 | 2444 | 8 | OP | ST | ST | ST | 20 | 0.34 | 0.3 | OP | SU | NP | NV | DT | OH | 1972 | 1972 | 1974 | MS |  |  | MS |  |  | BO | MS | LA | NC |  |  | N | 6 | 1972 | 9 | 2017 | 1132 | 0 | 242 | 1364 | 0 |  | NG | DFO | [6 empty] | FF |  |  | 86 | 86 | 271600 |  | N | OP | LA |  |  | NA | BW | NC |  |  | N
2007 | 7490 | 165 | 1 | OP | FD | FD | FD | 20 | 1.2 | 0.7 | OP | DP | NP | SM | TH | TH | 1981 | 1981 | 1981 | MS |  |  | MS |  |  | MS |  |  | NC |  |  | D | 1 | 1982 | 12 | 2042 | 3800 | 318.5 | 0 | 0 | 0 |  | SUB | [7 empty] | OF |  |  | 86.2 | 88.4 | 1009184 | D | N | OP | OV |  |  | NA | FW | NC |  |  | N
2007 | 49747 | 55829 | MB1 | OP | ST | ST | ST | 40 | 2 | 0.45 | OP | SU | NP | SM | NV | DA | 1991 | 1988 | 1995 |  |  |  | MS |  |  | MS |  |  | NC |  |  | N | 6 | 1956 |  |  | 330 |  | 64.3 | 0 | 0 |  | RFO | [7 empty] | FF |  |  | 86.8 | 87.6 | 315 |  | N | OP | LN |  |  | CN | CE | NC |  |  | N
2007 | 12341 | 1081 | 9 | OP | ST | ST | FD | 0.39 | 1.2 | 0.45 | PB | DP | NP | NV | TH | YR | 1981 | 1977 | 1995 | MS |  |  | MS |  |  | MS |  |  | SS |  |  | N | 6 | 1961 |  |  | 860 | 61.5 | 0 | 1280 | 0 |  | SUB | NG | [6 empty] | TF |  |  | 87 | 86 | 221000 | D | N | OP | AA | LN |  | RS | CE | NC |  |  | N
2007 | 19588 | 50431 | 5 | [64 empty] | N | bar: LN OV
2007 | 19876 | 56807 | 1A | [53 empty] | OP OP: PL; LN OV: LN; OV LN: SR; IC CE: GE |  |  | N
2007 | 6958 | 4266 | 5 | OP | FD | FD | FD | 0 | 0 | 0.06 | PB | DP | NP | YR | YR | DA | 2000 | 2000 | 2000 | MS |  |  | MS |  |  | MS |  |  | SS |  |  | N | 6 | 1973 |  |  | 579 | 0 | 128.5 | 716 | 0 |  | NG | [7 empty] | FF |  |  | 84 | 84 | 114000 |  | N | OP | LN | FR |  | AU | CE | NC |  |  | N
2007 | 7043 | 54427 | 12 | OP | [27 empty] | N | [35 empty] | N | bar: LN OV
2007 | 7043 | 54427 | 20 | OP | [27 empty] | N | [35 empty] | N | bar: LN OV
2007 | 10623 | 676 | 2 | OP | ST | ST | ST | 0.1 | 0.8 | 0.2 | PB | DP | NP | YR | YR | YR | 1976 | 1976 | 1976 | MS |  |  | MS |  |  | MS |  |  | NC |  |  | D | 6 | 1976 |  |  | 875 | 0 | 199 | 1150 | 0 |  | NG | RFO | [6 empty] | FF |  |  | 91 | 91 | 204586 | D | N | OP | FR |  |  | NA | BW | NC |  |  | N
2007 | 56155 | 1831 | 3 | OP | ST | ST | FD | 0.2 | 1.67 | 0.4 | PG | DP | NP | NV | DA | YR | 1978 | 1980 | 2000 | MS |  |  | MS |  |  | MS |  |  | SS |  |  | N | 6 | 1961 |  |  | 430 | 20.1 | 0 | 0 | 0 |  | SUB | [7 empty] | TF |  |  | 88 | 88.5 | 91200 | D | N | OP | OT |  |  | NA | CE |  |  |  | N
2007 | 56155 | 1831 | 4 | OP | ST | ST | FD | 0.2 | 1.67 | 0.46 | PG | DP | NP | NV | DA | YR | 1976 | 1980 | 2000 | MS |  |  | MS |  |  | MS |  |  | SS |  |  | N | 6 | 1964 |  |  | 675 | 31.4 | 0 | 0 | 0 |  | SUB | [7 empty] | FF |  |  | 88.4 | 88.8 | 144700 | D | N | OP | LN |  |  | BW | BW |  |  |  | N
2007 | 8245 | 60 | 2 | [53 empty] | OP OP: PL; LN OV: LN; OV LN: OV; FU SR: SR; IC CE: BW |  |  | Y | Y
2007 | 9353 | 54358 | RB3 | OP | [27 empty] | N | [35 empty] | N | bar: LN OV
2007 | 56147 | 10245 | 10 | OP | ST | LO | ST | 0.09 | 1.45 | 0.17 | PB | DP | NP | YR | YR | YR | 1969 | 1969 | 1969 | MS |  |  | MS |  |  | MS |  |  | NC |  |  | N | 6 | 1969 |  |  | 475 | 0 | 0 | 663.4 | 13196 |  | BFG | SC | [6 empty] | TF |  |  | 74.3 | 79.8 | 200000 | N N: N; LN OV: NA; CE CE: CE; IF IF: NC |  |  | N
2007 | 56147 | 10245 | 12 | OP | ST | ST | ST | 0.09 | 1.45 | 0.17 | PB | DP | NP | YR | YR | YR | 1971 | 1971 | 1971 | MS |  |  | MS |  |  | MS |  |  | NC |  |  | N | 6 | 1969 |  |  | 475 | 0 | 0 | 663.4 | 13196 |  | BFG | OG | [6 empty] | TF |  |  | 74.3 | 79.8 | 200000 | N N: N; LN OV: NA; CE CE: CE; IF IF: NC |  |  | N
2007 | 9390 | 54087 | PB01 | OP | FD | FD | FD |  |  |  | OP | DP | NP | SM | TH | TH | 1984 | 1984 | 1984 | [9 empty] | NC |  |  | D | [24 empty] | OP OP: OP; LN OV: LN; IC CE: FW; IF IF: NC |  |  | N
2007 | 9390 | 54087 | PB02 | OP | FD | FD | FD |  |  | 60.44 | OP | DP | NP | SM | TH | TH | 1984 | 1984 | 1984 | [9 empty] | NC |  |  | D | [24 empty] | OP OP: OP; LN OV: LN; IC CE: FW; IF IF: NC |  |  | N
2007 | 4716 | 4140 | B4 | OP | ST | ST | FD | 40 | 3.2 | 0.5 | OP | DP | NP | SM | DA | YR | 1974 | 1988 | 1996 | MS |  |  | MS |  |  | MS | OT |  | NC |  |  | N | 9 | 1957 |  |  | 390 | 25 | 0 | 0 | 0 |  | BIT | SUB | [6 empty] | FF |  |  | 87 | 87 | 90000 | D D: D; N N: N; LN OV: NA; CE CE: RS; IF IF: SU |  |  | Y |  |  |  | Y
2007 | 4716 | 4140 | B5 | OP | ST | ST | FD | 40 | 3.2 | 0.5 | OP | DP | NP | SM | DA | YR | 1974 | 1988 | 1996 | MS |  |  | MS |  |  | MS | OT |  | NC |  |  | N | 3 | 1960 |  |  | 580 | 40 | 0 | 0 | 0 |  | BIT | SUB | [6 empty] | FF |  |  | 87 | 87 | 125000 | D D: D; N N: N; LN OV: NA; CE CE: RS; IF IF: SU |  |  | Y |  |  |  | Y
2007 | 4716 | 4143 | 1 | OP | ST | ST | FD | 40 | 4.82 | 0.45 | OP | DP | NP | SM | DA | YR | 1969 | 1988 | 1996 | MS |  |  | MS |  |  | MS | OT |  | SU | SS |  | N | 7 | 1969 |  |  | 2354 | 140 | 0 | 0 | 0 |  | BIT | SUB | DFO | [5 empty] | TF |  |  | 87.4 | 87 | 650000 | D | N | OP | LN |  |  | CE | CE | IF |  |  | Y |  |  |  | Y
2007 | 4716 | 4271 | B1 | OP | FD | FD | FD | 20 | 1.2 | 0.7 | OP | DP | NP | SM | TH | TH | 1979 | 1979 | 1979 | MS |  |  | MS |  |  | MS |  |  | NC |  |  | D | 10 | 1978 |  |  | 2700 | 225 | 0 | 0 | 0 |  | SUB | DFO | [6 empty] | OF |  |  | 85.6 | 87.6 | 1070000 | D D: D; N N: N; LN OV: NA; CE CE: RS; IF IF: SU |  |  | Y |  |  |  | Y
2007 | 55738 | 54085 | PB2 | OP | [27 empty] | N | [24 empty] | OP OP: OP; LN OV: LN; IC CE: RJ |  |  | N
2007 | 13579 | 2554 | 2 | OP | ST | ST | ST | 0.23 | 2 | 0.42 | PB | DP | NP | NV | NV | DA | 1973 | 1974 | 1995 | MS |  |  | MS |  |  | MS |  |  | SS |  |  | N | 6 | 1950 |  |  | 670 | 54 | 0 | 0 | 0 |  | SUB | [7 empty] | TF |  |  | 87.3 | 82.9 | 230000 | D | N | OP | LN | AA |  | IC | CE | SS |  |  | N
2007 | 13632 | 10764 | Zurn | OS | [52 empty] | OP OP: OS; LN OV: OV; IC CE: NA |  |  | N
2007 | 14127 | 6096 | 1 | OP | ST | ST | ST | 20 | 1.2 | 0.5 | OP | DP | NP | SM | TH | YR | 1979 | 1979 | 1997 | MS |  |  | MS |  |  | MS | [5 empty] | D | 5 | 1979 |  |  | 4300 | 357 | 0 | 0 | 0 |  | SUB | [7 empty] | OF |  |  | 85 | 85 | 1165905 | D | N | OP | OV |  |  | NA | FW | NC |  |  | N
2007 | 14165 | 3096 | HRSG2A | OP | LO | LO | LO | 0.02 | 0.003 | 3.5 | PB | DP | NM | OH | OH | TH | 2002 | 2002 | 2002 | MS |  |  | MS |  |  | MS |  |  | ND |  |  | N | 8 | 2002 | 6 | 2022 | 387.5 | 0 | 0 | 197.1 | 0 | 668 | NG | [7 empty] | DB | [6 empty] | N | OP | SR |  |  | NA | FW | ND |  |  | N
2007 | 14165 | 2861 | 2 | OP | ST | ST | NA | 0.1 | 5.7 |  | PB | DP |  | NV | MO |  | 1981 | 1979 |  | MS |  |  | MS | [5 empty] | US | IF | TU | N | 6 | 1954 |  |  | 885 | 52.1 | 0 | 0 | 0 |  | BIT | [7 empty] | CY |  |  | 90.3 | 90.3 | 209748 | W | N | OZ | OV | SN | LN | BW | BW | IF | TU | US | N
2007 | 11479 | 7991 | HRSG2 | OP | ST | ST | FD | 8.6 | 1.78 | 2.5 | PH | DH | OT | OH | OH | OT | 2005 | 2005 | 2005 | MS |  |  | MS |  |  | MS |  |  | NC |  |  | Db | 4 | 2005 |  |  | 274 |  |  | 239 |  | 174.6 | NG | [7 empty] | DB |  |  | 92 | 86 |  | N: N; OZ: OP; OV: SR; BW: NA; BW: DL; IF: NC; N: N
2007 | 16909 | 10725 | HRSG1 | OP | ST | ST | St | 0.014 | 0.2 | 0.091 | PB | SU | NP | NS | NS | NS | 1992 | 1992 | 1992 | MS |  |  | MS |  |  | MS |  |  | NC |  |  | Db | 4 | 1992 | 6 | 2032 | 406 |  | 0 | 200 | 0 | 613 | NG | [7 empty] | DB |  |  | 88 | 90 | 2449 | N: N; OZ: OP; OV: LN; BW: GR; BW: ZN; IF: NC; N: N
2007 | 50163 | 52108 | 31 | OP | [52 empty] | OZ: OP; OV: LA; SN: LN; BW: JZ; N: N
2007 | 50163 | 52108 | 33 | OP | [52 empty] | OZ: OP; OV: LA; SN: LN; BW: JZ; N: N
2007 | 3702 | 2059 | 7 | OS | bar: OV; N
2007 | 3737 | 1396 | 6-1 | OP | FD | FD | FD | 0.6 | 2000 | 75 | PB | DM | NM | NV | NV | NV | 2000 | 2000 | 2000 | MS |  |  | MS |  |  | MS |  |  | NC |  |  | Db | 6 | 2000 |  |  | 691 | 0 | 0 | 327 | 0 | 953 | NG | [7 empty] | DB |  |  | 84.8 | 85 |  |  | N | OP | SR | LN |  | SW | DL | NC |  |  | N
2007 | 3737 | 1396 | 7-1 | OP | FD | FD | FD | 0.6 | 2000 | 75 | PB | DM | NM | NV | NV | NV | 2000 | 2000 | 2000 | MS |  |  | MS |  |  | MS |  |  | NC |  |  | Db | 6 | 2000 |  |  | 592 | 0 | 0 | 185 | 0 | 953 | NG | [7 empty] | DB |  |  | 85 | 85.1 |  |  | N | OP | SR | LN |  | SW | DL | NC |  |  | N
2007 | 6526 | 2837 | 4 | OP | ST | ST | ST | 0.1 | 5.64 | 0.45 | PB | DP | NP | PS | MO | YR | 1980 | 1981 | 1996 | MS |  |  | MS |  |  | MS |  |  | SS | US |  | N | 8 | 1954 |  |  | 875 | 100 | 0 | 0 | 0 |  | SUB | BIT | [6 empty] | TF |  |  | 88.6 | 88.9 | 273840 | D | N | OP | LN | OV | SN | CE | CE | NC |  |  | N
2007 | 8009 | 52140 | RF1 | OP | [27 empty] | N | [35 empty] | N | bar: LN
2007 | 8286 | 10604 | BLR2 | OP | [27 empty] | N | [35 empty] | N | bar: LN
2007 | 6455 | 638 | 2 | OP | ST | ST | NA | 0.1 | 2.75 |  | PB | DP |  | TH | NV |  | 1975 | 1975 |  | MS |  |  | MS | [5 empty] | ND |  |  | N | 11 | 1954 |  |  | 350 | 0 | 52 | 318 | 0 |  | RFO | DFO | [6 empty] | FF |  |  | 87 | 87 | 88050 | N: N; LN: NA; CE: BW; NC: ND |  |  | N
2007 | 6455 | 8048 | 1 | OP | ST | ST | NA | 0.1 | 2.75 |  | PB | DP |  | TH | NV |  | 1975 | 1975 |  | MS |  |  | MS | [5 empty] | ND |  |  | N | 10 | 1974 |  |  | 3559 | 0 | 753 | 2000 | 0 |  | RFO | NG | DFO | [5 empty] | TF |  |  | 89.6 | 90.5 | 1140000 | N: N; LN: NA; CE: CE; NC: ND |  |  | N
2007 | 12647 | 1893 | 1 | OP | ST | ST | FD | 0.1 | 4 | 0.46 | PB | DP | NP | OH | OH | YR | 1978 | 1969 | 2000 | MS |  |  | MS |  |  | LN |  |  | NC |  |  | N | 7 | 1958 |  |  | 500 | 250 | 0 | 0 | 0 |  | SUB | DFO | [6 empty] | FF |  |  | 84.9 | 83.5 | 155980 | D | N | OP | LN |  |  | EA | RS | NC |  |  | N
2007 | 12647 | 10075 | 2 | OP | ST | ST | NA | 0.3 | 0.78 |  | PB | DP |  | PS | TH |  | 1974 | 1992 |  | MS |  |  | MS | [8 empty] | N | 9 | 1957 |  |  | 560 | 287.5 | 0 | 0 | 30 |  | SUB | BIT | [6 empty] | TF |  |  | 88.9 | 89.3 | 112000 | D: D; N: N; LN: NA; CE: CE |  |  | N
2007 | 358 | 54612 | 4 | RE | [27 empty] | N | [24 empty] | OP: RE; LN: AA; OV: OT; CE: NA |  |  | N
2007 | 13781 | 1912 | 5 | RE | ST | ST | FD | 0.4 | 1.95 | 0.5 | PB | DP | NP | DT | OH | YR | 1971 | 1971 | 1995 | MS |  |  | MS |  |  | MS |  |  | NC |  |  | N | 9 | 1956 | 8 | 2007 | 775 | 54.6 | 0 | 1146 | 0 |  | SUB | NG | [6 empty] | FF |  |  | 83.5 | 82.2 | 178000 | D: D; N: N; LN: NA; CE: BW |  |  | N
2007 | 13781 | 1915 | 1 | OP | FD | FD | FD | 0.02 | 0.12 | 0.1 | PB | DP | NP | PS | MO | MO | 2008 | 2008 | 2008 | MS |  |  | MS |  |  | MS |  |  | IF |  |  | N | 6 | 1968 |  |  | 4086 | 348 | 0 | 0 | 0 |  | SUB | [7 empty] | CY |  |  | 84 | 84 | 1150000 | W | N | OP | OV | SR |  | NA | BW | IF |  |  | N
2007 | 13781 | 1926 | 1 | OP | [27 empty] | N | [35 empty] | N | bar: LN
2007 | 470 | 50472 | BLR1 | SB | [27 empty] | N | [35 empty] | N | bar: LN
2007 | 470 | 50472 | BLR2 | OP | [27 empty] | N | [35 empty] | N | bar: LN
2007 | 520 | 861 | 01 | OP | ST | ST | ST | 0.19 | 55555 | 0.25 | PB | DH | NP | PS | TH | OT | 1973 | 1972 | 2003 | MS |  |  | MS |  |  | MS |  |  | SS |  |  | N | 12 | 1965 |  |  | 2500 | 200 | 0 | 0 | 0 |  | SUB | BIT | [6 empty] | CY |  |  | 87 | 88 | 875760 | W | N | OZ | OV | SR |  | NA | BW | NC |  |  | N
2007 | 772 | 10864 | 4 | OP | ST | ST | ST | 0.03 | 0.94 | 0.07 | PB | DP | NP | TH | TH | MO | 1994 | 1994 | 1994 | MS |  |  | MS |  |  | MS |  |  | NC |  |  | Db | 10 | 1994 |  |  | 477 | 32.8 | 0 | 0 | 0 |  | SUB | BIT | [6 empty] | FB |  |  | 84 | 80 | 200000 | W | N | OP | CF | LA | SN | NA | KL | NC |  |  | N
2007 | 3762 | 2908 | 6 | RE | NA | NA | NA | [24 empty] | N | 1 | 1967 | 1 | 1994 |  | 0 | 0 | 0 | 0 |  | BIT | [24 empty] | N | bar: CF; KL
2007 | 3836 | 10777 | ZURN1 | OP | [27 empty] | N | [24 empty] | OP: OP; CF: OV; LA: LA; SN: SR; NA: NA |  |  | N
2007 | 3836 | 54751 | BLR1 | OP | [27 empty] | N | [24 empty] | OP: OP; CF: SN; NA: NA |  |  | N
2007 | 55740 | 54081 | 2A | OP | ST | ST | ST | 0.02 | 0.13 | 0.3 | PB | DP | NP | NS | TH | MO | 1992 | 1992 | 1992 | MS |  |  | MS |  |  | MS |  |  | NC |  |  | Da | 5 | 1992 | 5 | 2032 | 275 | 13.2 | 0 | 0 | 0 |  | BIT | [7 empty] | SS |  |  | 84.5 | 86.2 | 69619 | D | Y | OP | FR |  |  | NA | CE | NC |  |  | Y |  | Y | Y
2007 | 13407 | 2324 | 3 | OP | FD | FD | FD | 0.1 | 0.55 | 0.46 | PB | DP | NP | OH | TH | YR | 1976 | 1976 | 1995 | MS |  |  | MS |  |  | MS |  |  | IF |  |  | D | 7 | 1976 |  |  | 857 | 49.9 | 0 | 0 | 0 |  | BIT | LIG | [6 empty] | FF |  |  | 87.6 | 89.5 | 218000 | D | N | OP | LN | OV |  | FW | FW | NC |  |  | Y | [6 empty] | Y
2007 | 13407 | 2324 | 4 | OP | FD | FD | FD | 0.03 | 0.29 | 0.46 | PB | DP | NP | OH | MO | YR | 1983 | 1983 | 1995 | MS |  |  | MS |  |  | MS |  |  | IF |  |  | Da | 7 | 1983 |  |  | 2090 | 115 | 0 | 0 | 0 |  | BIT | LIG | [6 empty] | FF |  |  | 88 | 89 | 642700 | D | N | OP | LN | OV |  | FW | FW | NC |  |  | Y |  | Y |  |  |  |  | Y
2007 | 13407 | 2326 | 1 | SB | [27 empty] | N | [35 empty] | N | bar: CF
2007 | 13407 | 55322 | HRSG2 | OP | LO | LO | LO | 28.25 | 4.78 | 28.95 | PH | DH | NH | OH | OH | OH | 2006 | 2006 | 2006 | MS |  |  | MS |  |  | MS |  |  | NC |  |  | Da | 3 | 2006 | 3 | 2036 | 250 | 0 | 0 | 499 | 0 | 1772 | NG | [7 empty] | DB |  |  | 38 | 38 | 800000 |  | N | CO | SR |  |  | NA | AI | NC |  |  | N
2007 | 12199 | 2790 | B1 | OP | ST | ST | NA | 0.1 | 3 |  | PB | DP |  | OH | TH |  | 1954 | 1954 |  | MS |  |  | MS | [5 empty] | NC |  |  | N | 11 | 1954 |  |  | 250 | 26.6 | 0 | 373 | 0 |  | LIG | SUB | TDF | [5 empty] | SS |  |  | 79 | 79.8 | 83500 | W: D; N: Y; CF: NA; KL: RS; NC: ND |  |  | N
2007 | 12199 | 6089 | B1 | OP | [63 empty] | N | bar: CF
2007 | 520 | 864 | 05 | OP | ST | ST | ST | 0.1 | 23000 | 0.25 | PB | DH | NP | PS | TH | OT | 1970 | 1972 | 2003 | MS |  |  | MS |  |  | MS |  |  | NC |  |  | N | 7 | 1960 |  |  | 1350 | 91 | 0 | 0 | 0 |  | SUB | BIT | [6 empty] | TF |  |  | 87 | 88 | 397777 | D | N | OP | LN |  |  | CE | CE | NC |  |  | N
2007 | 13478 | 1409 | 1 | OP | ST | ST | ST | 20 | 2000 | 0.05 | OP | DM | NO | SM | NV | YR | 1969 | 1969 | 1969 | MS |  |  | MS |  |  | MS | [5 empty] | N | 4 | 1957 |  |  | 975 | 0 | 185.5 | 1075 | 0 |  | NG | [7 empty] | FF |  |  | 84.3 | 85.1 | 215520 | N: N; CF: NA; KL: RS |  |  | N
2007 | 6541 | 10554 | THB-50 | OP | ST | ST | St | 5.71 | 0.83 | 132.02 | PH | DH | NH | OH | OH | OH | 1994 | 1994 | 1994 | MS |  |  | MS |  |  | MS |  |  | SS |  |  | Db | 10 | 1994 |  |  | 365 | 0 | 0 | 327.2 | 0 | 586 | OG | [7 empty] | DB |  |  | 78 | 76 | 500000 |  | N | OP | LN |  |  | ZC | AT | NC |  |  | N
2007 | 55919 | 10360 | B26 | OP | ST | ST | NA | 0.3 | 4.45 |  | PB | DP |  | PS | DA |  | 1998 | 1998 |  | MS |  |  | MS | [5 empty] | NC |  |  | N | 6 | 1962 |  |  | 275 | 15.3 | 0 | 0 | 0 |  | BIT | PC | SUB | [5 empty] | SS |  |  | 86.7 | 86.9 | 96752 | W: D; N: Y; CF: NA; KL: BW; NC: NC |  |  | Y |  | Y
2007 | 547 | 54512 | 4 | OP | [27 empty] | N | [35 empty] | N | bar: CF
2007 | 12384 | 879 | 62 | OP | ST | ST | FD | 0.1 | 1.8 | 0.86 | PB | DP | NP | OH | OH | YR | 1980 | 1980 | 2000 | MS |  |  | MS |  |  | MS | OV |  |  |  |  | N | 11 | 1975 |  |  | 3037 | 176.5 | 0 | 0 | 0 |  | SUB | [7 empty] | CY |  |  | 89 | 89 | 774000 | W | N | OP | OV |  |  | NA | BW |  |  |  | N
2007 | 12384 | 883 | 17 | OP | ST | ST | NA | 0.1 | 1.8 |  | PB | DP |  | OH | OH |  | 1980 | 1980 |  | MS |  |  | MS | [8 empty] | N | 4 | 1952 |  |  | 830 | 56 | 0 | 0 | 0 |  | SUB | [7 empty] | CY |  |  | 88.6 | 88.7 | 191000 | W: W; N: N; CF: NA; KL: BW |  |  | N
2007 | 6616 | 658 | 6 | OS | ST | ST | ST | 0.4 | 2.5 | 1.31 | PH | DH | NH | YR | YR | YR | 1979 | 1979 | 1979 | MS |  |  | MS |  |  | MS |  |  | NC |  |  | N | 6 | 1957 |  |  | 135 | 0 | 36.1 | 180 | 0 |  | NG | DFO | [6 empty] | FF |  |  | 73 | 78 | 34500 | N: N; CF: NA; KL: BW; NC: NC |  |  | N
2007 | 4254 | 1723 | 1 | OP | ST | ST | FD | 0.2 | 1.67 | 0.5 | PG | DP | NP | PS | MO | YR | 1971 | 1980 | 1997 | MS |  |  | MS |  |  | MS |  |  | NC |  |  | N | 5 | 1952 |  |  | 690 | 44.3 | 0 | 0 | 0 |  | BIT | SUB | [6 empty] | FF |  |  | 89.1 | 89.3 | 260000 | D | N | OP | LN |  |  | FW | BW | NC |  |  | N
2007 | 4254 | 1723 | 2 | OP | ST | ST | FD | 0.2 | 1.67 | 0.5 | PG | DP | NP | PS | MO | YR | 1971 | 1980 | 1997 | MS |  |  | MS |  |  | MS |  |  | NC |  |  | N | 2 | 1953 |  |  | 690 | 44.3 | 0 | 0 | 0 |  | BIT | SUB | [6 empty] | FF |  |  | 89.1 | 89.3 | 260000 | D | N | OP | LN |  |  | FW | BW | NC |  |  | N
2007 | 5109 | 1732 | 12 | SC | ST | ST | NA | 0.21 | 1.67 |  | PG | DP |  | OT | MO |  | 1973 | 1978 |  | MS |  |  | MS | [5 empty] | NC |  |  | N | 9 | 1943 |  |  | 440 | 21 | 0 | 0 | 0 |  | BIT | NG | [6 empty] | TF |  |  | 87.9 | 88.9 | 61938 | W: D; N: N; CF: NA; KL: CE; NC: NC |  |  | N
2007 | 3046 | 2712 | 4A | OP | ST | ST | ST | 0.1 | 1.2 | 0.7 | PB | DP | NP | PS | MO | TH | 1980 | 1980 | 1980 | MS |  |  | MS |  |  | MS |  |  | IF |  |  | D | 9 | 1980 |  |  | 2584 | 144 | 0 | 0 | 0 |  | BIT | [7 empty] | OF |  |  | 89.2 | 90.3 | 793000 | D | N | OP | OV | FR | SR | NA | RS | IF |  |  | Y |  |  |  | Y
2007 | 55739 | 10384 | 1A | OP | ST | ST | ST | 0.03 | 0.31 | 0.6 | PB | DP | NP | NS | MO | MO | 1990 | 1990 | 1990 | MS |  |  | MS |  |  | MS |  |  | NC |  |  | Da | 10 | 1990 | 10 | 2030 | 250 | 11.8 | 0 | 0 | 0 |  | BIT | [7 empty] | SS |  |  | 85.3 | 87.1 | 62526 | D | Y | OP | OV |  |  | NA | CE | NC |  |  | Y |  | Y | Y
2007 | 55739 | 10384 | 1B | OP | ST | ST | ST | 0.02 | 0.31 | 0.6 | PB | DP | NP | NS | MO | MO | 1990 | 1990 | 1990 | MS |  |  | MS |  |  | MS |  |  | NC |  |  | Da | 10 | 1990 | 10 | 2030 | 250 | 11.8 | 0 | 0 | 0 |  | BIT | [7 empty] | SS |  |  | 85.3 | 87.1 | 62526 | D | Y | OP | OV |  |  | NA | CE | NC |  |  | Y |  | Y | Y
2007 | 54889 | 10381 | 1B | OP | [27 empty] | N | [24 empty] | OP: OP; OV: OV; FR: LA; NA: NA |  |  | N
2007 | 6778 | 56024 | 1 | RE | [52 empty] | OP: RE; OV: LN; NA: CN |  |  | N
2007 | 6778 | 56024 | 11CRU | RE | [52 empty] | OP: RE; OV: LA; NA: NA |  |  | N
2007 | 54757 | 7999 | HRSG1 | CO | ST | ST | St | 0 | 19.8 | 21.7 | PC | DH | NH | NV | OH | OH | 2008 | 2008 | 2008 | [12 empty] | Db | 5 | 2008 |  |  | 831 |  |  | 564.1 |  | 917.6 | NG | [7 empty] | DB |  |  |  |  | 760889 | OP: CO; OV: LN; FR: SR; NA: GE; RS: AI |  |  | N
2007 | 7840 | 10369 | CB1302 | OP | [27 empty] | N | [24 empty] | OP: OP; OV: CF; NA: NA |  |  | N
2007 | 2522 | 50466 | 1PB | OP | [27 empty] | N | [35 empty] | N | bar: OV
2007 | 2522 | 50466 | 2RB | OP | [27 empty] | N | [35 empty] | N | bar: OV
2007 | 6909 | 664 | JRK7 | OP | [27 empty] | N | [35 empty] | N | bar: OV
2007 | 563 | 10151 | BLR1A | OP | [52 empty] | OP: OZ; OV: CF; NA: NA |  |  | N
2007 | 623 | 10430 | B6 | OP | [27 empty] | N | [24 empty] | OP: OP; OV: LN; NA: CN |  |  | N
2007 | 2548 | 589 | 1 | OP | [27 empty] | N | [24 empty] | OP: OP; OV: FR; FR: OV; NA: NA |  |  | N
2007 | 5624 | 10025 | PB3 | OP | ST | ST | St | 0.2 | 2 | 0.57 | PB | DP | NP | OH | YR | DA | 1972 | 1988 | 1995 | MS |  |  | MS |  |  | MS |  |  | NC |  |  | N | 6 | 1966 |  |  | 80 | 0 | 15.4 | 0 | 0 |  | RFO | [7 empty] | FF |  |  | 76.2 | 76.2 | 21403 | N: N; OV: NA; RS: CE; IF: NC |  |  | N
2007 | 9312 | 54091 | RB1 | OP | FD | NA | NA | 0.044 |  |  | PC |  |  | SM |  |  | 1981 |  |  | MS | [11 empty] | D | 10 | 1981 |  |  | 429 |  | 142.9 | 322.7 | 70 |  | BLQ | [7 empty] | OF |  |  | 52.1 | 52.1 | 240000 | N: Y; OV: NA; RS: BW |  |  | N
2007 | 9385 | 54097 | PB2 | OP | [27 empty] | N | [35 empty] | N | bar: OV
2007 | 4447 | 50859 | BLR1 | OP | [27 empty] | N | [24 empty] | OP: OP; OV: OV; FR: SN; NA: NA |  |  | Y | Y | Y | Y |  | Y | Y
2007 | 4508 | 1024 | 6 | OP | [27 empty] | N | [35 empty] | N | bar: OV
2007 | 5109 | 1745 | 19 | OP | ST | ST | NA | 0.19 | 0.83 |  | PG | SB |  | PS | MO |  | 1972 | 1972 |  | MS |  |  | MS | [5 empty] | NC |  |  | N | 2 | 1950 |  |  | 600 | 30 | 0 | 0 | 0 |  | SUB | BIT | DFO | [5 empty] | TF |  |  | 86.3 | 87.3 | 156000 | D: D; N: N; OV: NA; RS: CE; IF: NC |  |  | N
2007 | 10285 | 55270 | HRSG1 | OP | NA | NA | ST |  |  | 0.09 |  |  | NP |  |  | MO |  |  | 2002 | [6 empty] | MS | [5 empty] | Db | 7 | 2002 | 12 | 2042 | 276 | 0 | 0 | 181.2 | 0 | 148.6 | NG | [7 empty] | DB |  |  | 78.6 | 76.8 | 326565 | N: N; OP: OP; OV: LA; NA: NA; RS: DL |  |  | N
2007 | 10349 | 54114 | HRSG2 | OP | [52 empty] | OP: OP; OV: SR; NA: NA |  |  | N
2007 | 807 | 55221 | HRSG2 | OS | NA | NA | ST |  |  | 0.09 |  |  | NP |  |  | TH |  |  | 2002 | [6 empty] | MS | [5 empty] | Db | 6 | 2002 | 12 | 2042 | 276 |  | 0 | 181.2 | 0 |  | NG | [7 empty] | DB |  |  | 78.6 | 76.8 | 307657 | N: N; OP: OS; OV: OT; NA: NA; RS: DL |  |  | N
2007 | 5033 | 50395 | 10 | OP | [27 empty] | N | [35 empty] | N | bar: OV
2007 | 5262 | 54104 | RB3 | OP | ST | ST | ST | 20 | 425 | 270 | OP | DH | NH | SM | TH | TH | 1989 | 1989 | 1989 | MS |  |  | MS |  |  | MS |  |  | NC |  |  | N | 6 | 1989 |  |  | 800 | 0 | 0 | 0 | 5 |  | BLQ | NG | [6 empty] | OF |  |  | 63 |  | 232223 | N: Y; OV: NA; RS: GT; IF: NC |  |  | N
2007 | 65 | 50249 | 14 | RE | [27 empty] | N |  |  | 11 | 2007 | [31 empty] | N | bar: OV
2007 | 5232 | 10613 | 9PB | OP | [27 empty] | N | [24 empty] | OP: CN; OV: OT; NA: NA |  |  | N
2007 | 5277 | 54795 | C2 | OP | [27 empty] | N | [24 empty] | OP: OP; OV: LN; FR: LA; NA: PB |  |  | N
2007 | 5277 | 54795 | C3 | OP | [27 empty] | N | [24 empty] | OP: OP; OV: LN; FR: LA; NA: PB |  |  | N
2007 | 5695 | 55077 | 2 | OP | LO | LO | LO | 9 | 1.03 | 23 | PH | DH | NH | OH | OH | OH | 2000 | 2000 | 2000 | MS |  |  | MS |  |  | MS | [5 empty] | Da | 5 | 2000 | 6 | 2030 | 534 | 0 | 0 | 4000 | 0 |  | NG | [7 empty] | FF |  |  | 88 |  | 1059490 | N: N; OP: OP; OV: SR; NA: NA; RS: NT |  |  | N
2007 | 49941 | 55418 | 1H1100 | OP | ST | ST | ST | 27.8 | 13.3 | 32 | PH | DH | NH | TH | TH | DA | 2002 | 2002 | 2002 | MS |  |  | MS |  |  | MS |  |  | SS |  |  | Db | 6 | 2002 | 6 | 2032 | 831 | 0 | 0 | 572.5 | 0 | 891.8 | NG | [7 empty] | DB |  |  | 92.1 | 91.1 |  |  | N | OP | LN | SR |  | CN | AI | NC |  |  | N
2007 | 49969 | 54587 | 6 | SB | [63 empty] | N | bar: OV
2007 | 5517 | 55131 | B1 | OP | ST | ST | ST | 43.9 | 15.6 | 4.5 | PH | DH | NM | OH | OH | OH | 2002 | 2002 | 2002 | MS |  |  | MS |  |  | MS | [5 empty] | Db | 3 | 2002 | 3 | 2032 | 677 |  | 0 | 350 | 0 | 2166 | NG | [7 empty] | DB |  |  |  |  | 800945 |  | N | OP | LN | SR |  | CN | FW |  |  |  | N
2007 | 5517 | 55131 | B2 | OP | ST | ST | ST | 43.9 | 15.6 | 4.5 | PH | DH | NM | OH | OH | OH | 2002 | 2002 | 2002 | MS |  |  | MS |  |  | MS | [5 empty] | Db | 4 | 2002 | 4 | 2032 | 677 |  | 0 | 350 | 0 | 2166 | NG | [7 empty] | DB |  |  |  |  | 800945 |  | N | OP | LN | SR |  | CN | FW |  |  |  | N
2007 | 9273 | 991 | 4 | OP | ST | ST | St | 0.27 | 2.57 | 0.45 | PB | DP | NP | PS | MO | YR | 1980 | 1980 | 1995 | MS |  |  | MS |  |  | OT |  |  | TU |  |  | N | 1 | 1953 | 1 | 2013 | 600 | 37.9 | 0 | 0 | 0 |  | BIT | [7 empty] | TF |  |  | 85.8 | 88.2 | 320000 | D | N | OP | OV | LN |  | AC | CE |  |  |  | N
2007 | 9273 | 991 | 5 | OP | ST | ST | St | 0.27 | 2.57 | 0.45 | PB | DP | NP | PS | MO | YR | 1980 | 1980 | 1995 | MS |  |  | MS |  |  | OT |  |  | TU |  |  | N | 12 | 1953 | 12 | 2013 | 600 | 37.9 | 0 | 0 | 0 |  | BIT | [7 empty] | TF |  |  | 85.8 | 88.2 | 320000 | D | N | OP | OV | LN |  | AC | CE |  |  |  | N
2007 | 9279 | 55823 | BLR2 | CN | ST | ST | St | [24 empty] | N | [35 empty] | N | bar: OV
2007 | 55852 | 55514 | CTG02 | OP | LO | LO | LO | 13 | 1 | 23 | PH | DH | NH | OH | OH | OH | 2003 | 2003 | 2003 | MS |  |  | MS |  |  | MS |  |  | SS |  |  | Da | 5 | 2003 |  |  | 1500 |  | 0 | 1960 | 0 |  | NG | [7 empty] | DB |  |  | 99.6 |  |  |  | N | OP | LN | SR |  | GR | GE | NC |  |  | N
2007 | 18611 | 55334 | HRSG 1 | OP | ST | ST | ST | 0.012 | 0.001 | 4.5 | PB | DP | NP | OH | OH | OH | 2002 | 2002 | 2002 |  |  |  | MS |  |  | MS | [5 empty] | Db | 9 | 2002 | 9 | 2042 | 900 |  | 0 | 103.3 |  | 541 | NG | [7 empty] | DB |  |  | 86 | 86 |  | N: N; OP: OP; OV: SR; NA: NA; RS: OT |  |  | N
2007 | 14372 | 55103 | HRSG2 | OP | FD | FD | FD | 0.1 | 0.05 | 4.5 | PC | SU | NM | NV | NV | DA | 2001 | 2001 | 2001 | MS |  |  | MS |  |  | MS |  |  | NC |  |  | Db | 7 | 2001 | 7 | 2030 | 590 |  |  | 187.3 |  |  | NG | [7 empty] | DB |  |  | 75 |  | 617000 |  | N | OP | SR | LN |  | SW | TS | NC |  |  | N
2007 | 18642 | 55197 | 1 | OP | ST | ST | ST | 24 | 12 | 3.5 | PH | DH | NM | OH | OH | DA | 2003 | 2003 | 2003 | MS |  |  | MS |  |  | MS | [5 empty] | Da | 6 | 2003 | 5 | 2028 | 568 |  | 0 | 233 | 0 |  | NG | [7 empty] | DB |  |  |  |  | 743568 |  | N | OP | LN | SR |  | CN | AI | NC |  |  | N
2007 | 17638 | 55269 | 3 | OP | ST | ST | ST | 24 | 12 | 3.5 | PH | DH | NM | OH | OH | DA | 2003 | 2003 | 2003 | MS |  |  | MS |  |  | MS | [5 empty] | Da | 6 | 2003 | 6 | 2032 | 568 | 0 | 0 | 240 | 0 |  | NG | [7 empty] | DB |  |  |  |  | 731786 |  | N | OP | LN | SR |  | CN | AI | NC |  |  | N
2007 | 16604 | 7097 | BLR2 | CO | FD | FD | St | 0.015 | 0.01 | 0.069 | PB | DP | NP | NV | NV | NV | 2010 | 2010 | 2010 | MS |  |  | MS |  |  | MS |  |  | NC |  |  | Da | 6 | 2010 |  |  | 4973 | 412 |  |  |  |  | SUB | [7 empty] | TF |  |  | 87.2 | 87.2 | 2502 | D | N | CO | LN | AA | LA | AL | AL | NC |  |  | Y |  | Y |  |  | Y |  | Y
2007 | 24211 | 8223 | 3 | OP | ST | FD | FD | 0.015 | 0.6 | 1.6 | PB | DP | OT | TH | MO | MO | 2006 | 2006 | 2006 | [9 empty] | OT |  |  | Da | 7 | 2006 |  |  | 2990.8 | 448.7 |  |  |  |  | SUB | [7 empty] | OF |  |  | 86.8 | 87.2 | 3461.1 | D | N | OP | SR |  |  | NA | FW | NC |  |  | N
2007 | 24211 | 8223 | 4 | CO | ST | FD | FD | 0.02 | 0.6 | 1.6 | PB | DP | OT | TH | MO | MO | 2009 | 2009 | 2009 | [9 empty] | OT |  |  | Da | 12 | 2009 |  |  | 2990.8 | 448.7 |  |  |  |  | SUB | [7 empty] | OF |  |  | 86.8 |  | 3461.1 | D | N | CO | SR |  |  | NA | FW | NC |  |  | N
2007 | 12927 | 1449 | 2 | OS | [63 empty] | N | bar: LN; AL
2007 | 14610 | 564 | 1 | OP | FD | FD | FD | 0.03 | 1.14 | 0.46 | PB | DP | NP | NV | TH | YR | 1987 | 1987 | 1987 | MS |  |  | MS |  |  | MS |  |  | OT |  |  | Da | 7 | 1987 | 7 | 2027 | 3305 | 166.5 | 0 | 0 | 0 |  | BIT | [7 empty] | OF |  |  | 89.1 | 89.4 | 873246 | D | N | OP | LN |  |  | BW | BW | OT |  |  | N
2007 | 18315 | 1336 | GC3 | SB | ST | NA | NA | 40 |  |  | OP |  |  | NV |  |  | 1962 |  |  | MS | [11 empty] | N | 5 | 1962 |  |  | 150 | 0 | 0 | 208 | 0 |  | NG | [7 empty] | FF |  |  | 81.6 | 82.6 | 41000 | N: N; LN: NA; AL: BW |  |  | N
2007 | 18340 | 52106 | 39 | OP | [27 empty] | N | [24 empty] | CO: OP; LN: LN; AL: JZ |  |  | N
2007 | 18414 | 50835 | 1 | OP | [27 empty] | N | [24 empty] | CO: OP; LN: OV; AL: NA |  |  | N
2007 | 18429 | 3920 | 2 | OS | [63 empty] | N | bar: LN
2007 | 17698 | 1417 | 3 | OP | ST | ST | St | 80.7 | 918 | 378 | PH | DH | NH | NV | NV | NV | 1977 | 1977 | 1977 | MS |  |  | MS |  |  | MS | [5 empty] | N | 6 | 1957 |  |  | 725 | 0 | 108 | 992 | 0 |  | NG | DFO | [6 empty] | TF |  |  | 84.6 | 85.1 | 201000 | N: N; LN: NA; AL: CE; NC: NC |  |  | N
2007 | 12739 | 55241 | HRSG1 | [64 empty] | N
2007 | 17427 | 50814 | 4REC | OP | [27 empty] | N | [35 empty] | N | bar: LN
2007 | 17539 | 3280 | CAN1 | OP | ST | ST | ST | 40 | 3.5 | 0.4 | OP | DM | NM | SM | DA | YR | 1978 | 1974 | 2000 | MS |  |  | MS |  |  | LN |  |  | IF | SS |  | N | 4 | 1962 |  |  | 910 | 43 | 0 | 1200 | 0 |  | BIT | DFO | NG | [5 empty] | TF |  |  | 89.6 | 90.1 | 336000 | W | N | OP | LN |  |  | AL | CE |  |  |  | N
2007 | 17539 | 3287 | MCM2 | OP | ST | ST | ST | 40 | 3.5 | 0.4 | OP | DM | NM | SM | DA | YR | 1978 | 1974 | 2000 | MS |  |  | MS |  |  | LN |  |  | IF | SS |  | N | 11 | 1958 |  |  | 910 | 43.1 | 0 | 1200 | 0 |  | SC | BIT | NG | [5 empty] | TF |  |  | 89.6 | 90.1 | 336000 | D | N | OP | LN |  |  | CE | CE |  |  |  | N
2007 | 15466 | 478 | 3 | OP | ST | ST | NA | 0.1 | 0.8 |  | PB | DP |  | NV | TH |  | 1969 | 1969 |  | MS |  |  | MS | [5 empty] | NC |  |  | N | 6 | 1954 |  |  | 680 | 0 | 126 | 870 | 0 |  | NG | RFO | [6 empty] | VF |  |  | 84.4 | 85.2 | 151000 | D: D; N: N; LN: NA; AL: BW; NC: NC |  |  | N
2007 | 15466 | 6112 | 3 | OP | ST | ST | ST | 0.03 | 0.2 | 15 | PB | DP | NM | DT | MO | OH | 1999 | 1999 | 1999 | MS |  |  | MS |  |  | MS |  |  | NC |  |  | Da | 5 | 1999 |  |  | 690 | 0 | 0 | 447.6 | 0 | 805 | NG | [7 empty] | OT |  |  | 88.6 | 88.6 |  |  | N | OP | OT |  |  | NA | VO | NC |  |  | N
2007 | 54888 | 3466 | PHR2 | OS | ST | ST | ST | 0.1 |  | 0.39 | PB |  | NP | WO |  | DA | 1976 |  | 1999 | MS | [5 empty] | MS | FR | BO |  |  |  | N | 4 | 1967 |  |  | 3260 |  | 0 | 4425 | 0 |  | NG | [7 empty] | OF |  |  | 85 |  | 710080 |  | N | OS | FR | OV |  | NA | BW |  |  |  | N
2007 | 20737 | 2022 | 3 | OP | [27 empty] | N | 11 | 1959 |  |  | 160 | 15 |  | 25780 |  |  | BIT | [7 empty] | SS |  |  | 86.1 | 78.6 |  | D: D; N: N; LN: NA; AL: BW |  |  | N
2007 | 20813 | 7013 | 4 | OP | [27 empty] | N | [35 empty] | N | bar: LN
2007 | 20824 | 972 | 4 | OP | [27 empty] | N | [35 empty] | N | bar: LN
2007 | 16001 | 52024 | 6 | [53 empty] | CO: OP; LN: FR; AL: NC |  |  | N
2007 | 15095 | 2937 | 4 | SB | [63 empty] | N | bar: LN
2007 | 15137 | 1455 | 2 | SB | [63 empty] | N | bar: LN
2007 | 15143 | 6761 | 101 | OP | FD | ST | St | 0.03 | 0.19 | 0.18 | PB | DP | NP | SM | TH | YR | 1984 | 1984 | 2006 | MS |  |  | MS |  |  | MS |  |  | NC |  |  | Da | 4 | 1984 | 12 | 2034 | 1900 | 156 | 0 | 0 | 0 |  | SUB | [7 empty] | TF |  |  | 86 | 87 | 729000 | D | N | OP | OV | LN | AA | CE | CE | NC |  |  | Y |  | Y | Y
2007 | 50130 | 56309 | HRSG1 | SB | [63 empty] | N | bar: NA OV
2007 | 17062 | 54532 | 2PB | RE | [30 empty] | 12 | 2006 | [20 empty] | OP: SB; NA OV: LN; NA LN: FR; NA CE: CN |  |  | N
2007 | 17164 | 10144 | BLR2 | RE | [27 empty] | N |  |  | 12 | 2005 | [20 empty] | OP: RE; NA OV: SN; NA CE: NA |  |  | N
2007 | 17164 | 55882 | BLR1 | OP | [52 empty] | OP: OP; NA OV: SN; NA CE: NA |  |  | N
2007 | 17166 | 2336 | 3 | OP | ST | ST | ST | 0.02 | 820 | 2242.56 | PB | DH | OT | OH | OH | YR | 1994 | 1994 | 1994 | MS |  |  | MS |  |  | MS |  |  | SS |  |  | D | 12 | 1974 |  |  | 770 | 0 | 169.8 | 1107.6 | 0 |  | NG | RFO | [6 empty] | FF |  |  | 84.6 | 85 | 925000 | N: N; NA OV: NA; NA CE: BW |  |  | N
2007 | 17543 | 130 | 1 | OP | ST | FD | FD | 0.03 | 0.34 | 0.39 | PB | DP | NP | NV | MO | MO | 1995 | 1995 | 1995 | MS |  |  | MS |  |  | MS |  |  | NC |  |  | Da | 5 | 1995 | 5 | 2040 | 3900 | 212 | 0 | 0 | 0 |  | BIT | SC | PC | [5 empty] | OF |  |  | 90.2 |  | 1026000 | D | N | OP | LN | SR |  | FW | FW | NC |  |  | N
2007 | 18642 | 3405 | 3 | OP | ST | ST | FD | 0.11 | 4 | 0.45 | PB | DP | NP | PS | DA | YR | 1978 | 1978 | 1997 | MS |  |  | MS |  |  | MS |  |  | SS |  |  | N | 2 | 1956 |  |  | 1280 | 69.8 | 0 | 0 | 0 |  | BIT | [7 empty] | TF |  |  | 88.9 | 89.5 | 313000 | D | N | OP | LN |  |  | IC | CE | NC |  |  | N
2007 | 18642 | 3406 | 5 | OP | ST | ST | FD | 0.1 | 3.4 | 0.48 | PB | DP | NP | PS | DA | YR | 1982 | 1982 | 1996 | MS |  |  | MS |  |  | MS |  |  | SS |  |  | N | 11 | 1952 |  |  | 1000 | 53.8 | 0 | 0 | 0 |  | BIT | [7 empty] | TF |  |  | 88.1 | 89.4 | 203000 | D | N | OP | OT |  |  | NA | CE | NC |  |  | N
2007 | 20847 | 1769 | 4 | OP | ST | ST | NA | 0.23 | 1.67 |  | PG | DP |  | NV | DA |  | 1982 | 1980 |  | MS |  |  | MS | [5 empty] | NC |  |  | N | 12 | 1966 |  |  | 375 | 23 | 0 | 0 | 0 |  | BIT | [7 empty] | TF |  |  | 88.7 | 89.5 | 97500 | D | N | OP | LN |  |  | AL | CE | NC |  |  | Y |  | Y
2007 | 15988 | 55187 | HRSG4 | OP | ST | ST | ST | 5 | 38.7 | 3 | OP | DH | NM | SM | OH | YR | 2002 | 2002 | 2002 | MS |  |  | MS |  |  | MS | [5 empty] | Da | 6 | 2002 | 6 | 2025 | 1000 | 0 | 0 | 2093.6 | 0 | 1474 | NG | [7 empty] | DB |  |  | 92.6 | 85.1 | 886600 |  | N | OP | SR | LN |  | CN | NT |  |  |  | N
2007 | 8856 | 55714 | HRSG2 | SB | FD | FD | FD | 0.013 | 0.28 | 3.5 | PH | DM | NM | PS | PS | TH | 2005 | 2005 | 2005 | MS |  |  | MS |  |  | MS |  |  | NC |  |  | Db | 1 | 2006 |  |  | 540 | 0 | 0 | 0.2 | 0 |  | NG | [7 empty] | DB |  |  | 87.5 | 82.3 | 980000 |  | N | TS | SR |  |  | NA | NT | NC |  |  | N
2007 | 803 | 55455 | HRSG2A | OP | NA | LO | LO |  | 0.2 | 0.2 |  | DP | NP |  | NS | TH |  | 2002 | 2002 |  |  |  | MS |  |  | MS |  |  | NC |  |  | Db | 7 | 2002 | 6 | 2032 | 650 |  | 0 | 122 | 0 | 1055 | NG | [7 empty] | DB |  |  | 98 | 88.1 | 3433318 |  | N | OP | SR |  |  | NA | VO | NC |  |  | N
2007 | 11089 | 55800 | HRSG1 | PL | [28 empty] | 6 | 2012 | [8 empty] | NG | [7 empty] | DB | bar: OP to NA OV; NA CE
2007 | 13407 | 55841 | A03 | OP | LO | LO | LO | 19.8 | 1.5 | 23 | PH | DH | NH | OH | OH | OH | 2004 | 2004 | 2004 | MS |  |  | MS |  |  | MS |  |  | NC |  |  | Da | 6 | 2004 | 6 | 2034 | 723 |  | 0 | 504 | 0 | 800 | NG | [7 empty] | DB |  |  | 53 | 40 | 800000 |  | N | OP | SR |  |  | NA | AL | NC |  |  | N
2007 | 34359 | 50969 | BLR10 | OP | [27 empty] | N | [24 empty] | OP: OP; NA OV: OV; NA CE: NA |  |  | Y |  | Y |  |  | Y | Y
2007 | 18642 | 1379 | 9 | OP | ST | ST | FD | 0.11 | 1.2 | 0.46 | PB | DP | NP | PS | DA | YR | 1981 | 1981 | 2000 | MS |  |  | MS |  |  | MS | LN | OT | NC |  |  | N | 7 | 1955 |  |  | 1000 | 58.2 | 0 | 0 | 0 |  | BIT | [7 empty] | FF |  |  | 88.3 | 89.1 | 242000 | D | N | OP | LN |  |  | BW | BW | NC |  |  | N
2007 | 56069 | 56848 | HRSG9 | [64 empty] | Y | Y |  |  |  | Y | bar: NA OV
2007 | 12796 | 3946 | 1 | OP | ST | FD | FD | 0.05 | 2.7 | 0.8 | PB | DP | NP | PS | DA | YR | 1975 | 1975 | 2000 | MS |  |  | MS |  |  | MS |  |  | SS |  |  | N | 2 | 1949 |  |  | 550 | 30 | 0 | 0 | 0 |  | BIT | NG | OBS | TDF |  |  |  |  | VF |  |  | 86.3 | 86.4 | 166000 | D | N | OP | OV |  |  | NA | BW |  |  |  | Y |  |  |  | Y
2007 | 4254 | 55087 | 2B | OP | ST | ST | ST | 14.7 | 0.8 | 3.5 | PH | DP | NM | DA | OT | DA | 2002 | 2002 | 2002 | MS |  |  | MS |  |  | MS |  |  | NC |  |  | Db | 8 | 2002 | 8 | 2032 | 806 |  | 0 | 335 | 0 | 1174 | NG | [7 empty] | DB |  |  |  |  | 77679 |  | N | OP | LN | SR |  | CN | VO | NC |  |  | N
2007 | 12685 | 2051 | 2 | SB | ST | ST | NA | 0.27 | 4.8 |  | PB | DP |  | NV | NV |  | 1972 | 1972 |  | MS |  |  | MS | [5 empty] | NC |  |  | D | 12 | 1953 |  |  | 950 | 0 | 180 | 1120 | 0 |  | NG | RFO | [6 empty] | FF |  |  | 84 | 83 | 206000 | N: N; NA OV: NA; NA CE: FW; NA NC: ND |  |  | N
2007 | 12685 | 2053 | 4 | OP | ST | ST | NA | 0.25 | 4.8 |  | PB | DP |  | NV | NV |  | 1972 | 1972 |  | MS |  |  | MS | [8 empty] | N | 7 | 1959 |  |  | 1560 | 0 | 341 | 2130 | 0 |  | NG | RFO | [6 empty] | FF |  |  | 84 | 85 | 380120 | N: N; NA OV: NA; NA CE: BW; NA NC: NC |  |  | N
2007 | 12686 | 2049 | 5 | OP | ST | ST | FD | 0.21 | 4.8 | 0.647 | PB | DP | NP | NS | NS | YR | 1978 | 1978 | 2000 | MS |  |  | MS |  |  | MS |  |  | SS |  |  | N | 4 | 1973 |  |  | 3619 | 202.9 | 0 | 5238 | 0 |  | BIT | NG | [6 empty] | OF |  |  | 89.1 | 90.1 | 1274039 | W | N | OP | LN | OV |  | FW | FW | IF |  |  | N
2007 | 17698 | 3478 | 2 | OP | ST | ST | St | 237 | 440 | 0.17 | PH | DM | NP | OH | TH | OH | 1970 | 1970 | 2002 | MS |  |  | MS |  |  | MS | [5 empty] | N | 5 | 1970 |  |  | 2384 | 0 | 0 | 3246 | 0 |  | NG | [7 empty] | OF |  |  | 85.4 | 85.5 | 625000 |  | N | OP | LN |  |  | RJ | BW | NC |  |  | N
2007 | 11459 | 54268 | E101 | [53 empty] | OP: OP; NA OV: LN; NA LN: SR; NA CE: CN |  |  | N
2007 | 5701 | 3456 | HRSG4 | CO | ST | ST | St | 15 | 20 | 23 | PH | DH | NH | NS | NS | TH | 2010 | 2010 | 2010 | MS |  |  | MS |  |  | MS |  |  | NC |  |  | N | 5 | 2010 | 5 | 2040 | 294 |  |  | 223 |  |  | NG | [7 empty] | DB |  |  | 95.3 | 97.2 |  |  | N | CO | LN | SR |  | JZ | NT | NC |  |  | N
2007 | 21508 | 50368 | HRSG1
2007 | 15534 | 3149 | AUX | OP | [27 empty] | N | 3 | 1972 |  |  | 200 |  | 320.2 |  |  |  | DFO | [7 empty] | FF |  |  | 81.4 | 81.4 | 49111 | N: N; NA OV: NA; NA CE: CE |  |  | N
2007 | 19588 | 50431 | 1 | [64 empty] | N | bar: NA OV
2007 | 54885 | 55687 | HRSG1 | OP | FD | FD | FD | 20.43 | 1.38 | 20.9 | PH | DH | NH | TH | TH | TH | 2003 | 2003 | 2003 | [12 empty] | Da | 10 | 2003 | 12 | 2028 | 856.2 |  | 0 | 591.3 | 0 | 929.5 | NG | [7 empty] | DB |  |  | 90.9 | 90.8 | 745779 |  | N | OP | LN | SR |  | FN | AL |  |  |  | N
2007 | 15824 | 50225 | 1SG1A | OP | [27 empty] | N | [24 empty] | OP: OP; NA OV: SN; NA CE: NA |  |  | Y | Y |  | Y | Y
2007 | 14328 | 56532 | B | CO | ST | ST | St | [9 empty] | 2010 |  | 2010 | [9 empty] | NC |  |  | Db | 12 | 2010 |  |  | 464 |  |  | 635 |  | 550 | NG | [7 empty] | DB | [7 empty] | CO | LN | SR |  | PS | NT | NC |  |  | N
2007 | 12653 | 1572 | 3 | OP | ST | ST | ST | 0.03 | 2.8 | 0.4 | PC | DP | NP | DT | DA | YR | 1978 | 1978 | 2004 | MS |  |  | MS |  |  | MS |  |  | NC |  |  | N | 3 | 1962 |  |  | 1300 | 62.5 | 0 | 0 | 0 |  | BIT | [7 empty] | TF |  |  | 91 | 91 | 359288 | W | N | OP | LN | OV |  | FW | CE | IF |  |  | N
2007 | 20847 | 7549 | 1 | OP | [27 empty] | N | [35 empty] | N | bar: NA OV
2007 | 20847 | 7549 | 2 | OP | [27 empty] | N | [35 empty] | N | bar: NA OV
2007 | 20856 | 4050 | 4 | OP | FD | ST | St | 0.13 | 4.07 | 0.28 | PB | DP | NP | PS | MO | OT | 1984 | 1988 | 2004 | MS |  |  | MS |  |  | MS |  |  | SU | SS |  | N | 12 | 1969 |  |  | 2155 | 133 | 0 | 0 | 0 |  | SUB | TDF | [6 empty] | CY |  |  | 88.6 | 88.8 | 571000 | W | N | OP | OV |  |  | NA | BW |  |  |  | N
2007 | 20541 | 50875 | 4 | OP | [27 empty] | N | [24 empty] | OP: OP; NA OV: SN; NA CE: NA |  |  | Y | Y | Y | Y
2007 | 54888 | 3470 | WAP1 | OP | ST | ST | NA | 104 | 440 |  | PH | DM |  | OH | NS |  | 1976 | 1976 |  | MS |  |  | MS | [5 empty] | NC |  |  | N | 5 | 1958 |  |  | 1200 |  | 300 | 1665 | 0 |  | NG | [7 empty] | FF |  |  | 84.2 | 85 | 340000 |  | N | OP | OT |  |  | NA | CE | NC |  |  | N
2007 | 6526 | 2878 | 1 | OP | ST | ST | ST | 0.02 | 0.73 | 0.2 | PB | DP | NP | PS | MO | MO | 2001 | 2001 | 2001 | MS |  |  | MS |  |  | MS |  |  | SU | US |  | N | 9 | 2000 |  |  | 1360 | 68 | 0 | 0 | 58 |  | PC | [7 empty] | FB |  |  | 89.5 | 88.4 | 249400 | D | N | OP | CF |  |  | NA | FW | NC |  |  | N
2007 | 14928 | 54236 | HRSG1 | [53 empty] | OP: PL; NA OV: SR; NA CE: NA |  |  | N
2007 | 18518 | 55132 | HRSG1 | OP | FD | FD | FD | 24.8 | 33.5 | 106 | PH | DH | NH |  |  |  | 2001 | 2001 | 2001 | [9 empty] | NC |  |  | Da | 7 | 2001 |  |  | 654 |  |  | 518.9 |  | 1524 | NG | [7 empty] | DB |  |  |  |  | 780000 | OP: OP; NA OV: LN; NA CE: GE; NA CE: DL; NA NC: NC |  |  | N
2007 | 5347 | 55419 | HRU500 | OP | FD | FD | FD | 0.3 | 0.2 | 1.6 | PB | DP | OT | NS | MO | MO | 2004 | 2004 | 2004 | MS |  |  | MS |  |  | MS |  |  | NC |  |  | Da | 3 | 2004 |  |  | 1250 |  |  | 825 |  | 999 | OG | OTH | [6 empty] | DB |  |  | 91 |  | 726738 |  | N | OP | SR |  |  | NA | NM | NC |  |  | N
2007 | 26469 | 55313 | 20F101 | OP | ST | ST | St | 0.01 | 0 | 0.08 | PB | DP | NP | OH | OH | OH | 1999 | 1999 | 1999 | MS |  |  | MS |  |  | MS |  |  | ND |  |  | Db | 7 | 1999 |  |  | 960 |  |  | 398 |  | 499 | NG | OTH | [6 empty] | DB | [5 empty] | OP: OP; NA OV: LN; NA CE: GE; NA CE: DL; NA NC: ND |  |  | N
2007 | 55871 | 50884 | B103 | OP | [27 empty] | N | [24 empty] | OP: OP; NA OV: SN; NA CE: NA |  |  | Y | Y
2007 | 20541 | 50885 | BLR2 | OP | [27 empty] | N | [24 empty] | OP: OP; NA OV: SN; NA CE: NA |  |  | Y | Y
2007 | 20541 | 50887 | BLR2 | OP | [27 empty] | N | [24 empty] | OP: OP; NA OV: SN; NA CE: NA |  |  | N
2007 | 20541 | 50887 | BLR3 | OP | [27 empty] | N | [24 empty] | OP: OP; NA OV: SN; NA CE: NA |  |  | N
2007 | 20541 | 54758 | BW1 | OP | [27 empty] | N | [24 empty] | OP: OP; NA OV: SN; NA CE: NA |  |  | Y | Y | Y | Y |  | Y
2007 | 19539 | 54775 | BLR8 | OP | [27 empty] | N | [24 empty] | OP: OP; NA OV: LN; NA LN: FR; NA CE: CN |  |  | N
2007 | 19876 | 56808 | 1 | PL | ST | ST | St | 0.01 | 0.35 | 0.07 | PB | DP | NP | OH | TH | MO | 2012 | 2012 | 2012 | [9 empty] | CF | IF |  | Da | 4 | 2012 |  |  | 2142.5 | 196.5 |  |  |  |  | BIT | [7 empty] | FB |  |  | 83.7 |  |  | D | N | PL | SN |  |  | NA | FW | CF | IF |  | Y | Y | Y | Y
2007 | 19545 | 7504 | 2 | OP | [27 empty] | N | [24 empty] | OP: OP; NA OV: LN; NA CE: BW |  |  | N
2007 | 2172 | 55230 | HRSG2 | OP | ST | ST | St |  | 2 | 5 | OP | DH | NM | SM | OH | OH | 2005 | 2005 | 2005 | MS |  |  | MS |  |  | MS |  |  | NC |  |  | Da | 2 | 2006 | 2 | 2036 | 780 |  |  | 506 |  |  | NG | [7 empty] | DB |  |  | 75.9 | 74 | 680000 |  | N | OP | SR |  |  | NA | AI | NC |  |  | N
2007 | 55849 | 10252 | 7 | RE | [27 empty] | N | [35 empty] | N | bar: OP to NA OV
2007 | 55849 | 10252 | THB | OP | [27 empty] | N | [35 empty] | N | bar: NA OV
2007 | 23279 | 3181 | 1 | SB | ST | ST | ST | 0.1 | 0.6 | 0.2 | PB | DP | NP | PS | OH | MO | 1975 | 1975 | 1995 | MS |  |  | MS |  |  | MS |  |  | IF |  |  | N | 12 | 1948 |  |  | 500 |  | 102 | 0 | 0 |  | DFO | NG | [6 empty] | VF |  |  | 87 |  | 101000 | N: N; NA OV: NA; NA CE: BW; NA NC: NC |  |  | N |  |  |  | Y |  |  | Y
2007 | 23279 | 3181 | 33 | OP | ST | ST | ST | 0.1 | 0.6 | 0.45 | PB | DP | NP | NS | OH | MO | 1973 | 1983 | 1995 | MS |  |  | MS |  |  | MS | LN | OV | SU |  |  | N | 8 | 1963 |  |  | 2026 | 100.5 | 0 | 0 | 0 |  | BIT | [7 empty] | TF |  |  | 89 | 90 | 630000 | D | N | OP | LN | OV |  | FW | CE | NC |  |  | N
2007 | 23815 | 50244 | 4PB | OP | [27 empty] | N | [24 empty] | OP: OP; NA OV: LN; NA CE: AC |  |  | N
2007 | 18654 | 10697 | RB | OP | [27 empty] | N | [24 empty] | OP: OP; NA OV: LA; NA LN: OV; NA CE: NA |  |  | N
2007 | 986 | 79 | 3 | OP | [63 empty] | N | bar: NA OV
2007 | 986 | 79 | 5 | OP | [63 empty] | N | bar: NA OV
2007 | 1015 | 3548 | 1 | OP | ST | FD | ST | 15 | 127 | 637 | OP | OT | OT | SM | YR | YR | 1971 | 2000 | 2003 | MS |  |  | MS |  |  | MS |  |  | NC |  |  | N | 7 | 1971 |  |  | 2250 | 0 | 505 | 3050 | 0 |  | NG | DFO | [6 empty] | TF |  |  | 33.7 | 33.7 | 550000 |  | N | OP | LA | OV |  | NA | CE | NC |  |  | N
2007 | 1015 | 3549 | 3 | RE | ST | FD | ST | 15 | 67 | 99 | OP | OT | OT | SM | YR | YR | 1967 | 2000 | 2003 | MS |  |  | MS |  |  | LA | LN |  | NC |  |  | N | 7 | 1967 | 9 | 2007 | 1300 | 0 | 300 | 1655 | 0 |  | NG | [7 empty] | OF |  |  | 31.5 | 31.5 | 276000 |  | N | RE | LN | LA |  | RJ | BW |  |  |  | N
2007 | 1015 | 3549 | 4 | RE | ST | FD | ST | 15 | 43 | 238 | OP | OT | OT | SM | YR | YR | 1974 | 2000 | 2003 | MS |  |  | MS |  |  | LA | OV |  | NC |  |  | N | 7 | 1974 | 9 | 2007 | 800 | 0 | 325 | 1775 | 0 |  | NG | [7 empty] | TF |  |  | 33.9 | 33.9 | 296000 |  | N | RE | OV | LA |  | NA | CE |  |  |  | N
2007 | 20511 | 50188 | PB1 | OP | [27 empty] | N | [35 empty] | N | bar: NA OV
2007 | 22650 | 55112 | HRSG1 | OP | FD | FD | FD | 3.51 | 4.02 | 19.1 | PH | DH | NH | TH | TH | OH | 2001 | 2001 | 2001 | MS |  |  | MS |  |  | MS |  |  | NC |  |  | Db | 7 | 2001 | 12 | 2031 | 495 | 0 | 0 | 6225 | 0 |  | NG | [7 empty] | DB | [6 empty] | N | OP | LN | SR |  | CN | VO | NC |  |  | N
2007 | 22652 | 52088 | HRSG 3 | OP | ST | ST | St | 0.8 | 0.6 | 42 | PH | DH | NM | NS | NS | NS | 1991 | 1991 | 1991 | MS |  |  | MS |  |  | MS |  |  | NC |  |  | Db | 5 | 1987 |  |  | 700 | 0 | 0 | 396.7 | 0 | 565 | NG | OG | [6 empty] | DB | [6 empty] | N | OP | LN |  |  | JZ | EC | NC |  |  | N
2007 | 54863 | 8906 | 40 | OP | ST | ST | LO | 0.1 | 0.3 | 150 | PB | SU | NM | NV | NV | NV | 1973 | 1972 | 1995 | MS |  |  | MS |  |  | BO |  |  | NC |  |  | N | 12 | 1961 |  |  | 2757 | 145.5 | 580.9 | 3430 | 0 |  | NG | RFO | [6 empty] | TF |  |  | 90 | 90.5 | 751971 |  | N | OP | BF |  |  | NA | CE | ND |  |  | N
2007 | 50018 | 1619 | 1 | OP | ST | ST | ST | 0.08 | 1.23 | 0.38 | PB | SB | NP | NV | DA | DA | 1982 | 1982 | 1994 | MS |  |  | MS |  |  | MS |  |  | SS | UE | UC | N | 4 | 1963 | 6 | 2023 | 1675 | 77.5 | 357.1 | 0 | 0 |  | BIT | RFO | [6 empty] | TF |  |  | 91 | 91 | 464000 | D | N | OP | LN |  |  | CE | CE |  |  |  | Y | Y
2007 | 50018 | 1626 | 1 | OP | ST | ST | ST | 0.12 | 1.2 | 0.33 | PB | DP | NP | NV | YR | DA | 1995 | 1995 | 1995 | MS |  |  | MS |  |  | MS |  |  | SS |  |  | N | 11 | 1951 | 6 | 2018 | 650 | 37.3 | 151.4 | 0 | 0 |  | BIT | RFO | [6 empty] | FF |  |  | 89.5 | 89.4 | 233000 | D | Y | OP | LN | SN |  | RS | BW |  |  |  | Y |  |  |  | Y
2007 | 16572 | 55129 | HRSG1 | OP | ST | ST | ST | 23 | 0.0006 | 3 | PH | DP | NM | TH | NV | TH | 2001 | 2001 | 2001 | MS |  |  | MS |  |  | MS |  |  | OT |  |  | Da | 10 | 2001 |  |  | 725 | 0 | 0 | 351.8 | 0 | 1366 | NG | [7 empty] | DB |  |  | 65 |  | 229670 |  | N | OP | SR |  |  | NA | NM | OT |  |  | N
2007 | 1746 | 10464 | E0002 | OP | [27 empty] | N | [24 empty] | OP: OP; NA OV: CF; NA CE: NA |  |  | N
2007 | 20856 | 4057 | 1 | OP | ST | ST | ST | 0.15 | 2.7 | 0 | PB | DP | NH | PS | DA | OH | 1992 | 1989 | 1989 | MS |  |  | MS |  |  | MS |  |  | SS | SU |  | N | 2 | 1954 |  |  | 525 | 32.7 | 0 | 900 | 4 |  | NG | SUB | [6 empty] | CY |  |  | 89 | 89 | 196000 | D: W; N: N; NA OV: NA; NA CE: BW; NA NC: OT |  |  | N
2007 | 20860 | 4072 | 6 | OP | ST | ST | FD | 0.3 | 4.2 | 0.46 | PB | DP | NP | NV | DA | YR | 1974 | 1985 | 2000 | MS |  |  | MS |  |  | MS |  |  | SS | SU |  | N | 11 | 1951 |  |  | 600 | 33.3 | 0 | 0 | 0 |  | SUB | [7 empty] | RF |  |  | 86 | 88 | 204000 | D | N | PL | OV | LN |  | AC | BW |  |  |  | Y |  |  |  | Y
2007 | 20860 | 4072 | 8 | OP | ST | ST | FD | 0.3 | 4.2 | 0.5 | PB | DP | NP | NV | DA | YR | 1974 | 1985 | 1995 | MS |  |  | MS |  |  | MS |  |  | SS |  |  | N | 12 | 1964 |  |  | 950 | 57.5 | 0 | 0 | 0 |  | SUB | [7 empty] | RF |  |  | 88 | 87 | 353000 | D | N | OP | LN |  |  | BW | BW |  |  |  | Y |  |  |  | Y
2007 | 20860 | 4078 | 1 | OP | ST | ST | FD | 0.18 | 763.6 | 1079.5 | PB | DH | NH | NV | TH | YR | 1982 | 2004 | 2004 | MS |  |  | MS |  |  | MS |  |  | SS |  |  | N | 12 | 1954 |  |  | 600 | 33 | 0 | 0 | 0 |  | SUB | [7 empty] | FF |  |  | 87 | 88 | 225000 | D | N | PL | OV | LN |  | NA | BW |  |  |  | Y |  |  |  | Y
2007 | 54806 | 10836 | BLR1 | OP | [27 empty] | N | [24 empty] | OP: OP; NA OV: CF; NA LN: SN; NA AA: FR; NA CE: NA |  |  | N
2007 | 21025 | 10617 | HRSG50 | OP | [52 empty] | OP: OP; NA OV: SR; NA CE: NA |  |  | N
2007 | 9210 | 54656 | PB2 | OP | [27 empty] | N | [35 empty] | Y | [6 empty] | Y | bar: NA OV
2007 | 9231 | 2132 | 1 | OP | ST | ST | NA | 0.28 | 6.3 |  | PB | SB |  | EH | TH |  | 1979 | 1979 |  | MS |  |  | MS | [5 empty] | NC |  |  | N | 4 | 1958 |  |  | 220 | 16.1 | 49 | 260 | 0 |  | BIT | NG | DFO | [5 empty] | TF |  |  | 87 | 88 | 65000 | D: D; N: N; NA OV: NA; NA CE: CE; NA NC: NC |  |  | N
2007 | 924 | 2168 | MB1 | OP | ST | ST | NA | 0.208 | 8 |  | PB | DP |  | DT | TH |  | 1983 | 1982 |  | MS |  |  | MS | SS |  |  |  |  | SS |  |  | N | 12 | 1966 |  |  | 2010 | 80 | 0 | 0 | 0 |  | SUB | [7 empty] | CY |  |  | 86.5 | 86.5 | 284069 | W | N | OP | OV |  |  | NA | BW | SS |  |  | Y |  |  |  | Y
2007 | 30151 | 10755 | HR4 | OP | [63 empty] | N | bar: NA OV
2007 | 55768 | 2378 | 1 | OP | ST | ST | ST | 130 | 1.9 | 0.6 | PH | SU | NP | OH | MO | MO | 1981 | 2004 | 1995 | MS |  |  | MS |  |  | MS |  |  | TU |  |  | N | 10 | 1962 |  |  | 927 | 47.7 | 218 |  |  |  | BIT | SUB | [6 empty] | CY |  |  | 90 | 91 | 235080 | W | Y | OP | SN |  |  | NA | BW | TU |  |  | N
2007 | 5416 | 2720 | 6 | OP | ST | ST | ST | 0.15 | 2.3 | 1.8 | PB | DP | NP | PS | PS | NV | 1986 | 1983 | 1976 | MS |  |  | MS |  |  | MS |  |  | SS |  |  | N | 6 | 1941 | 6 | 2011 | 375 | 17.4 | 0 | 0 | 0 |  | BIT | [7 empty] | TF |  |  | 86.8 | 86.9 | 86553 | D | N | OP | LA | BF | LN | CE | CE | SS |  |  | Y |  |  |  | Y
2007 | 17718 | 3485 | 111B | OP | ST | ST | NA | 15 | 440 |  | OP | DM |  | SM | NV |  | 1952 | 1952 |  | MS |  |  | MS | [5 empty] | NC |  |  | N | 5 | 1952 | 12 | 2014 | 500 | 0 | 0 | 583.2 | 0 |  | NG | [7 empty] | FF |  |  | 83.4 | 83.4 | 98216 | N: N; LA: NA; CE: CE; SS: NC |  |  | N
2007 | 17718 | 3485 | 112B | OP | ST | ST | NA | 15 | 440 |  | OP | DM |  | SM | NV |  | 1953 | 1953 |  | MS |  |  | MS | [5 empty] | NC |  |  | N | 8 | 1953 | 12 | 2014 | 950 | 0 | 0 | 910.7 | 0 |  | NG | [7 empty] | TF |  |  | 83.7 | 84 | 212300 | N: N; LA: NA; CE: CE; SS: NC |  |  | N
2007 | 17718 | 3485 | 113B | OP | ST | ST | NA | 15 | 440 |  | OP | DM |  | SM | NV |  | 1955 | 1955 |  | MS |  |  | MS | [5 empty] | NC |  |  | N | 6 | 1955 | 12 | 2020 | 800 | 0 | 0 | 812.8 | 0 |  | NG | [7 empty] | TF |  |  | 84 | 85 | 220000 | N: N; LA: NA; CE: CE; SS: NC |  |  | N
2007 | 54700 | 50109 | HRSG1 | OP | [63 empty] | N | bar: LA; CE
2007 | 54700 | 50109 | HRSG2 | OP | [63 empty] | N | bar: LA; CE
2007 | 25104 | 55065 | HRSG2 | OP | ST | ST | ST | 22.1 | 31.8 | 15 | PH | DH | NM | OH | OH | OH | 2000 | 2000 | 2000 | MS |  |  | MS |  |  | MS | [5 empty] | Da | 4 | 2000 | 4 | 2030 | 556 | 0 | 0 | 144 | 0 | 1044 | NG | [7 empty] | DB |  |  | 75.9 | 74 | 680000 | N: N; OP: OP; LA: LN; CE: FN; CE: AT |  |  | N
2007 | 12588 | 3788 | 2 | OP | ST | ST | FD | 0.12 | 1.52 | 0.38 | PH | DH | NP | DT | NS | YR | 1972 | 1972 | 1997 | MS |  |  | MS |  |  | MS |  |  | IF |  |  | N | 6 | 1950 |  |  | 800 | 33.3 | 0 | 0 | 0 |  | BIT | [7 empty] | TF |  |  | 89.1 | 89.8 | 170755 | D | N | OP | LA | LN |  | CM | CE | IF |  |  | N
2007 | 14362 | 50296 | C1 | OP | [63 empty] | N | bar: LA
2007 | 14362 | 50296 | R3 | OP | [63 empty] | N | bar: LA
2007 | 4172 | 50560 | B101 | OP | [27 empty] | N | [24 empty] | OP: OP; LA: CF; BF: OV; LN: SN; CE: NA |  |  | N
2007 | 5416 | 2720 | 8 | OP | ST | ST | ST | 0.15 | 1.63 | 1.8 | PB | DP | NP | DA | DA | DA | 1986 | 1999 | 2000 | MS |  |  | MS |  |  | MS |  |  | SS |  |  | N | 9 | 1953 |  |  | 900 | 48 | 0 | 0 | 0 |  | BIT | [7 empty] | TF |  |  | 88.8 | 89.5 | 246328 | D | N | OP | LN | OV | SN | CE | CE | SS |  |  | Y |  |  |  | Y
2007 | 26751 | 2516 | 4 | OP | FD | FD | FD | 20 | 0.75 | 0.25 | OP | SU | NP | OT | NV | OH | 1977 | 1977 | 1995 | MS |  |  | MS |  |  | MS | [5 empty] | D | 12 | 1977 |  |  | 2550 | 0 | 530.7 | 3835.4 | 0 |  | RFO | NG | [6 empty] | TF |  |  | 84.1 | 83.7 | 661259 |  | Y | OP | LA | OV |  | NA | CE |  |  |  | N
2007 | 26840 | 50544 | 1RB | OP | [27 empty] | N | [35 empty] | N | bar: LN
2007 | 26940 | 50557 | 17757 | OP | [27 empty] | N | [24 empty] | OP: OP; LN: FR; CE: NA |  |  | N
2007 | 27131 | 50146 | A | OP | [27 empty] | N | [35 empty] | N | bar: LN
2007 | 40845 | 54344 | SG101 | RE | [27 empty] | N |  |  | 4 | 2007 | [31 empty] | N | bar: LN
2007 | 14412 | 55306 | 3 B | OP | LO | LO | LO | 12.5 | 3 | 3 | PH | DH | NM | OH | TH | TH | 2003 | 2003 | 2003 | MS |  |  | MS |  |  | MS |  |  | NC |  |  | Da | 6 | 2003 |  |  | 704 | 0 | 0 | 0 | 282 |  | NG | [7 empty] | DB |  |  |  |  | 145000 |  | N | OP | LN | SR |  | GR | OT | NC |  |  | N
2007 | 14432 | 50776 | BLR2 | OP | [27 empty] | N | [24 empty] | OP: OP; LN: CF; OV: OV; SN: SN; CE: NA |  |  | N
2007 | 20542 | 50465 | RB | OP | [52 empty] | OP: OP; LN: LA; CE: NA |  |  | N
2007 | 20847 | 4040 | BO12 | CO | ST | ST | ST | 33 | 1.48 | 3 | PH | DH | NM | OH | OH | MO | 2008 | 2008 | 2008 | SE |  |  | SE |  |  | SE |  |  | NC |  |  | Db | 6 | 2008 | 6 | 2038 | 624 | 0 | 0 | 369.5 | 0 | 1127 | NG | [7 empty] | DB |  |  | 83 | 89 | 800000 | N: N; OP: CO; LN: SR; CE: NA; CE: AL |  |  | N
2007 | 23955 | 50087 | 4 | OP | [52 empty] | OP: OP; LN: LN; OV: FR; CE: FN |  |  | N
2007 | 2879 | 55411 | HRSG2 | CN | ST | ST | ST | 0.012 | 0.0056 | 0.013 | PB | DP | NP | DT | DT | TH | 2007 | 2007 | 2007 | [12 empty] | Db |  |  |  |  | 663 |  | 0 | 187.6 | 0 |  | NG | [7 empty] | DB | [6 empty] | N | CN | LN | SR |  | CN | NT |  |  |  | N
2007 | 54693 | 55412 | HRSG1 | OP | ST | ST | St | 24.1 | 2 | 3.5 | PH | OT | NM | DT | OT | DA | 2004 | 2004 | 2004 | MS |  |  | MS |  |  | MS |  |  | NC |  |  | Db | 5 | 2004 |  |  | 649 |  | 0 | 273.7 | 0 | 1927 | NG | [7 empty] | DB |  |  |  |  | 806500 |  | N | OP | SR | LN |  | CN | NT | NC |  |  | N
2007 | 24211 | 126 | 2 | OP | LO | LO | NA | 1.02 | 1 |  | PH | DP |  | NS | TH |  | 1960 | 1960 |  | MS |  |  | MS | [5 empty] | SS |  |  | N | 1 | 1960 |  |  | 575 | 0 | 124 | 732 | 0 |  | NG | RFO | [6 empty] | TF |  |  | 84.9 | 85.5 | 148200 | N: N; LN: NA; CE: CE |  |  | N
2007 | 15276 | 3148 | 4 | OP | ST | ST | ST | 0.1 | 1 | 0.45 | PB | SU | NP | NV | NV | MO | 1977 | 1977 | 1995 | MS |  |  | MS |  |  | MS |  |  | ND |  |  | N | 3 | 1977 |  |  | 5841 |  | 1430 | 8000 | 0 |  | NG | RFO | DFO | [5 empty] | TF |  |  | 90 | 91 | 1410000 | N: N; LN: NA; CE: CE; SS: SS |  |  | N
2007 | 15534 | 3149 | 1 | OP | ST | ST | ST | 0.1 | 4.8 | 0.5 | PB | DP | NP | NV | NV | MO | 1979 | 1979 | 1995 | MS |  |  | MS |  |  | MS |  |  | ND |  |  | N | 3 | 1972 |  |  | 5700 | 72.5 | 0 | 0 | 0 |  | BIT | [7 empty] | TF |  |  | 90 | 91 | 1550000 | D | N | OP | LN | OV | SR | CE | CE |  |  |  | N
2007 | 19323 | 3489 | 1 | OS | ST | ST | ST | 15 | 440 |  | OP | DM | OT | SM | TH | YR | 1972 | 1992 | 2005 | MS |  |  | MS |  |  | MS |  |  | NC |  |  | N | 7 | 1954 |  |  | 1050 |  | 215 | 1337 | 0 |  | NG | [7 empty] | FF |  |  | 83.7 | 84.5 | 256000 |  | N | OS | BF |  |  | NA | BW | NC |  |  | N
2007 | 55983 | 3490 | 1 | OP | ST | ST | ST | 15 | 440 |  | OP | DM | OT | SM | TH | YR | 1972 | 1972 | 2004 | MS |  |  | MS |  |  | MS |  |  | NC |  |  | N | 12 | 1960 |  |  | 1550 |  | 392 | 2352 | 0 |  | NG | [7 empty] | FF |  |  | 85 | 86 | 398800 | N N: N; NA LN: NA; CE CE: FW | NC |  |  | N
2007 | 19323 | 3492 | 6 | OS | ST | ST | ST | 0.1 | 440 |  | PB | DM | OT | WO | TH | YR | 1972 | 1992 | 2004 | MS |  |  | MS |  |  | MS |  |  | NC |  |  | N | 7 | 1966 |  |  | 3920 |  | 910 | 6020 | 0 |  | NG | [7 empty] | OF |  |  | 85 | 85.6 | 1037500 |  | N | OS | BF | FR |  | NA | FW | NC |  |  | N
2007 | 56137 | 54638 | PC82 | OP | [52 empty] | N OP: OP; NA LN: LN; NA CE: BW |  |  |  | N |  |  |  | Y | Y
2007 | 55839 | 55429 | BFB | OP | [52 empty] | N OP: CN; NA LN: CF; NA OV: LN; NA CE: PB |  |  |  | N
2007 | 20508 | 50900 | 1RB | OP | [27 empty] | N | [35 empty] | N | bar: NA LN
2007 | 54708 | 10378 | 2C | OP | ST | ST | St | 20 | 1.47 | 0.54 | OP | DP | NP | SM | NV | MO | 1987 | 1987 | 1987 | MS |  |  | MS |  |  | MS |  |  | NC |  |  | Db | 9 | 1987 | 9 | 2027 | 158 | 8 | 0 | 0 | 0 |  | BIT | [7 empty] | SS |  |  | 84.2 | 85.9 | 56200 | D | Y | OP | OV |  |  | NA | FW | NC |  |  | N
2007 | 15147 | 2411 | 2 | OP | ST | ST | ST | 20 | 552 | 500.3 | OP | DH | NH | OT | NV | NV | 1968 | 1968 | 1995 | MS |  |  | MS |  |  | MS |  |  | NC |  |  | N | 11 | 1948 | 12 | 2008 | 850 | 0 | 165 | 1000 | 0 |  | NG | RFO | [6 empty] | TF |  |  | 89 | 89.4 | 246000 | D: W; N N: N; NA LN: NA; CE CE: CE | NC |  |  | N
2007 | 15430 | 10033 | 11 | OP | [63 empty] | N | bar: NA LN
2007 | 19876 | 3796 | 3 | OP | ST | ST | FD | 128.5 | 2407.7 | 0.46 | PH | DH | NP | NS | NS | YR | 1973 | 1972 | 2000 | MS |  |  | MS |  |  | MS |  |  | NC |  |  | N | 6 | 1950 |  |  | 625 | 30 | 0 | 0 | 0 |  | BIT | [7 empty] | FF |  |  | 87.6 | 87.4 | 134114 | D | N | OZ | BF |  |  | NA | BW | ND |  |  | N
2007 | 19876 | 3796 | 4 | OP | ST | ST | FD | 239.9 | 4485 | 0.46 | PH | DH | NP | NS | NS | YR | 1973 | 1972 | 2000 | MS |  |  | MS |  |  | MS |  |  | NC |  |  | N | 8 | 1958 |  |  | 1170 | 55.8 | 0 | 0 | 0 |  | BIT | [7 empty] | FF |  |  | 89.3 | 89.5 | 265826 | D | N | OZ | LN | AA |  | AL | BW | ND |  |  | N
2007 | 20159 | 55486 | HRSG1 | CO | ST | ST | ST | 0.02 | 0.006 | 0.05 | PB | DP | NP | OT | OT | OT | 2005 | 2005 | 2005 | OT |  |  | OT |  |  | OT |  |  | OT |  |  | Da | 6 | 2012 |  |  | 120 | 0 | 0 | 178.4 | 0 |  | NG | [7 empty] | DB | [5 empty] | N N: N; NA LN: NA; CE CE: NT | OT |  |  | N
2007 | 17632 | 976 | 123 | OP | FD | FD | FD | 0.1 | 0.6 | 0.25 | PC | DP | NP | NV | TH | YR | 2003 | 2003 | 2003 | MS |  |  | MS |  |  | MS | [5 empty] | Db | 5 | 2003 | 6 | 2033 | 1140 | 80 | 0 | 0 | 0 |  | WC | BIT | PC | [5 empty] | FB |  |  | 88.7 | 89.5 | 300000 | W | Y | OP | CF |  |  | NA | FW | CF |  |  | Y |  | Y
2007 | 17633 | 6137 | 1 | OP | FD | FD | FD | 0.1 | 1.2 | 0.48 | PB | DP | NP | NV | TH | YR | 1979 | 1979 | 1999 | MS |  |  | MS |  |  | MS |  |  | NC |  |  | D | 4 | 1979 |  |  | 1850 | 113 | 0 | 0 | 0 |  | BIT | [7 empty] | OF |  |  | 88 | 87.5 | 490800 | D | N | OP | LN | SR |  | BW | BW | NC |  |  | Y |  | Y |  |  | Y |  | Y
2007 | 5473 | 54428 | 072 | RE | [27 empty] | N | [35 empty] | N | bar: NA LN
2007 | 55756 | 55382 | 1H1100 | OP | ST | ST | ST | 25 | 2 | 3 | PH | OT | NM | OH | NV | TH | 2002 | 2002 | 2002 | MS |  |  | MS |  |  | MS | [5 empty] | Db | 6 | 2002 | 6 | 2032 | 844 |  | 0 | 489.9 | 0 | 891 | NG | [7 empty] | DB |  |  | 92.4 | 91.1 | 771232 |  | N | OP | LN | SR |  | CN | AI |  |  |  | N
2007 | 17729 | 10418 | H1 | OP | [27 empty] | N | [24 empty] | N OP: OP; NA LN: LN; NA CE: RS |  |  |  | N
2007 | 17729 | 10418 | H101 | OP | [27 empty] | N | [24 empty] | N OP: OP; NA LN: OT; NA CE: NA |  |  |  | N
2007 | 15262 | 50637 | 1PWR | OP | ST | NA | NA | 20 |  |  | OP |  |  | OT |  |  | 1984 |  |  | MS | [11 empty] | N | 6 | 1950 | 6 | 2020 | 220 |  |  | 340.1 |  |  | NG | [7 empty] | FF |  |  | 84 | 82 | 66600 | N N: N; NA LN: NA; CE CE: CE |  |  |  | N
2007 | 15262 | 50638 | PB1 | OP | [27 empty] | N | [24 empty] | N OP: OP; NA LN: OV; NA CE: NA |  |  |  | N
2007 | 15298 | 6076 | 3 | OP | FD | FD | FD | 0.05 | 761 | 0.7 | PB | DH | NP | OT | MO | DA | 1984 | 1984 | 1984 | MS |  |  | MS |  |  | MS |  |  |  | NC |  | D | 1 | 1984 |  |  | 5915 | 464 | 0 | 0 | 0 |  | SUB | [7 empty] | TF |  |  | 87 | 87 | 1872712 | D | N | OP | OV |  |  | NA | CE | NC |  |  | N
2007 | 15300 | 52176 | HRSG2 | OP | [63 empty] | N | bar: NA LN
2007 | 15321 | 1317 | 4 | OS | [27 empty] | N | [35 empty] | N | bar: NA LN
2007 | 9273 | 990 | 9 | OP | LO | LO | FD | 0.02 | 0.35 | 0.45 | PB | DP | NP | PS | MO | YR | 1980 | 1980 | 1995 | MS |  |  | MS |  |  | MS |  |  | SS |  |  | N | 4 | 1942 | 6 | 2012 | 400 | 0 | 91.4 | 0 | 0 |  | DFO | [7 empty] | TF |  |  | 85 | 84.2 | 98000 | D | N | OP | LA |  |  | NA | CE | SS |  |  | N
2007 | 20546 | 1382 | H2 | OP | ST | ST | FD | 0.21 | 5.2 | 0.5 | PB | DP | NP | TH | DA | YR | 1978 | 1980 | 1997 | MS |  |  | MS |  |  | LN |  |  | IF | CU |  | N | 4 | 1974 |  |  | 1160 | 70 | 0 | 0 | 0 |  | BIT | PC | [6 empty] | FF |  |  | 87.9 | 89.3 | 321500 | W | N | OP | LN | SR |  | RS | RS | NC |  |  | Y |  |  |  | Y | Y |  |  | Y
2007 | 5416 | 2723 | 1 | OP | ST | ST | St | 0.15 | 1.81 | 1.8 | PB | DP | NP | DA | DA | DA | 1986 | 1999 | 2000 | MS |  |  | MS |  |  | MS |  |  | SS |  |  | N | 12 | 1949 | 6 | 2011 | 670 | 30 | 0 | 0 | 0 |  | BIT | [7 empty] | TF |  |  | 88.2 | 88.7 | 152768 | D | N | OP | LN | OV |  | BW | CE | SS |  |  | Y |  |  |  | Y
2007 | 21128 | 50215 | 101 | OP | [27 empty] | N | [24 empty] | N OP: OP; NA LN: LA; NA CE: NA |  |  |  | Y | Y | Y | Y
2007 | 54881 | 50130 | BLR2 | OP | ST | ST | FD | 20 | 0.7 | 0.45 | OP | DP | NP | NV | DA | NV | 1971 | 1987 | 1998 | MS |  |  | MS |  |  | MS |  |  | SS |  |  | N | 5 | 1958 |  |  | 400 | 400 | 0 | 0 | 0 |  | SUB | BIT | [6 empty] | TF |  |  | 89 | 90 | 137000 | D | N | OP | LN | LA | BF | CE | CE | NC |  |  | N
2007 | 17650 | 7710 | 2B | OP | FD | FD | FD | 0.01 | 0.0006 | 0.01 | PB | DP | NP | DT | DT | TH | 2003 | 2003 | 2003 | MS |  |  | MS |  |  | MS |  |  | NC |  |  | Db | 6 | 2003 |  |  | 436 |  |  | 541 |  |  | NG | [7 empty] | DB |  |  | 93 | 92 | 932.4 |  | N | OP | SR |  |  | NA | DL | NC |  |  | N
2007 | 17650 | 55965 | 6A | OP | FD | FD | FD | 0.01 | 0.01 | 0.013 | PB | SU | NP | DT | OT | MO | 2002 | 2002 | 2002 | MS |  |  | MS |  |  | MS |  |  | NC |  |  | Db | 6 | 2002 |  |  | 156 |  | 0 | 290.1 | 0 |  | NG | [7 empty] | DB |  |  | 93 | 92 | 932.4 |  | N | OP | SR | LN | OV | NA | VO | NC |  |  | N
2007 | 3599 | 992 | 11 | OP | [27 empty] | N | [25 empty] | OP: OP; SR: LN; NA: AU |  |  | N
2007 | 17583 | 3630 | 3 | OP | [63 empty] | N | bar: SR
2007 | 19876 | 3803 | 3 | OP | ST | ST | St | 0.11 | 2.64 | 0.46 | PB | SB | OT | NS | NS | OT | 1972 | 1972 | 2000 | MS |  |  | MS |  |  | MS |  |  | SS |  |  | N | 6 | 1959 |  |  | 1170 | 55.8 | 247 | 0 | 0 |  | BIT | [7 empty] | FF |  |  | 89.3 | 89.5 | 298590 | D | N | OZ | SR |  |  | NA | BW | SS |  |  | N
2007 | 19876 | 3804 | 3 | OP | ST | ST | ST | 115 | 14 | 0.2 | PH | OT | NP | TH | YR | DA | 1972 | 1972 | 1995 | MS |  |  | MS |  |  | MS |  |  | SS |  |  | N | 6 | 1955 |  |  | 750 | 38.5 | 162 | 0 | 0 |  | NG | [7 empty] | TF |  |  | 89.3 | 89.8 | 203540 | D | N | OZ | LN |  |  | CN | CE | SS |  |  | N
2007 | 19876 | 3954 | 3 | OP | ST | ST | FD | 0.05 | 0 | 0.74 | PH | DH | NP | EH | DA | YR | 1973 | 1973 | 1997 | MS |  |  | MS |  |  | MS |  |  | IF |  |  | N | 12 | 1973 |  |  | 3826 | 214 | 0 | 0 | 0 |  | BIT | [7 empty] | TF |  |  | 89.7 | 91.1 | 1278000 | D | N | OZ | LN | OV | SR | AL | CE | IF |  |  | Y |  |  |  | Y | Y
2007 | 19370 | 50730 | 9 | OP | [27 empty] | N | [35 empty] | N | bar: LN
2007 | 55936 | 1393 | 2A | OP | FD | FD | FD | 33.7 | 1.2 | 0.6 | PH | DP | NP | NV | MO | MO | 1992 | 1992 | 1992 | MS |  |  | MS |  |  | MS | [5 empty] | Db | 9 | 1992 |  |  | 825 | [5 empty] | PC | NG | [6 empty] | FB |  |  | 90 |  | 370000 | N: Y; OZ: OP; LN: CF; AL: NA; CE: FW |  |  | N
2007 | 11208 | 400 | HRSG10 | OP | ST | LO | LO | 0.01 | 0.2 | 2 | PC | DP | NM | FT | YR | OH | 2004 | 2004 | 2004 | MS |  |  | MS |  |  | MS |  |  | NC |  |  | Db | 1 | 2005 |  |  | 535 | 0 | 0 | 175 | 0 | 841 | NG | [7 empty] | DB |  |  |  |  | 770000 | N: N; LN: NA; CE: AL; IF: NC |  |  | N
2007 | 54784 | 10491 | 5 | OP | [27 empty] | N | [24 empty] | OZ: OP; LN: FR; OV: LN; AL: CN |  |  | N
2007 | 12307 | 50101 | PB1 | SB | [27 empty] | N | [24 empty] | OZ: OP; LN: LN; AL: RS |  |  | N
2007 | 12307 | 50101 | PB2 | OP | [27 empty] | N | [24 empty] | OZ: OP; LN: OV; AL: NA |  |  | Y | [6 empty] | Y
2007 | 12307 | 50101 | RB3 | OP | [27 empty] | N | [24 empty] | OZ: OP; LN: LA; AL: NA |  |  | Y |  |  |  | Y
2007 | 5517 | 898 | 2 | OP | NA | ST | ST |  | 1 | 0.3 |  | DP | NP |  | OH | OH |  | 1972 | 1972 |  |  |  | MS |  |  | MS |  |  | NC |  |  | N | 11 | 1949 |  |  | 450 | 0 | 92.3 | 561.5 | 0 |  | NG | RFO | [6 empty] | TF |  |  | 87 | 88 | 106600 | D: D; N: N; LN: NA; CE: CE; IF: NC |  |  | N
2007 | 5517 | 898 | 4 | OP | ST | ST | FD | 0.1 | 1.8 | 0.4 | PB | DP | NP | OH | OH | YR | 1972 | 1976 | 2000 | MS |  |  | MS |  |  | OT |  |  | NC |  |  | N | 6 | 1954 |  |  | 714 | 42.7 | 0 | 952 | 0 |  | SUB | NG | [6 empty] | TF |  |  | 87 | 88 | 202800 | D | N | OP | LN | OV |  | FW | CE | NC |  |  | Y |  |  |  | Y
2007 | 5519 | 50627 | ECO | OP | [63 empty] | N | bar: LN
2007 | 50007 | 10792 | BOIL2 | OP | [27 empty] | N | [24 empty] | OZ: OP; LN: OV; AL: NA |  |  | N
2007 | 12492 | 10745 | 14HR82 | OP | ST | ST | ST | 0.75 | 3.91 | 24.9 | PH | DH | NH | OH | OH | DA | 1990 | 1990 | 1990 | MS |  |  | MS |  |  | MS |  |  | NC |  |  | Db | 5 | 1990 |  |  | 539 |  | 0 | 245 | 0 | 605 | NG | [7 empty] | DB |  |  |  |  | 540000 |  | N | OP | LN |  |  | CN | CE | NC |  |  | N
2007 | 18147 | 50813 | CB1 | OP | [27 empty] | N | [24 empty] | OZ: OP; LN: OV; AL: NA |  |  | N
2007 | 18155 | 50810 | CB | OP | [27 empty] | N | [35 empty] | N | bar: LN
2007 | 18158 | 50811 | 6 | OP | [27 empty] | N | [35 empty] | Y | [6 empty] | Y | bar: LN
2007 | 18162 | 50806 | PB1 | OP | ST | ST | NA | 0.07 | 3.5 |  | PB | DP |  | PS | OT |  | 1963 | 1963 |  | MS |  |  | MS | [5 empty] | NC |  |  | N | 6 | 1963 |  |  | 220 | 0 | 38.9 | 241.8 | 110 |  | RFO | WDS | NG | [5 empty] | OF | SS |  | 80 | 75 | 63000 | N: N; LN: NA; CE: BW; IF: NC |  |  | N
2007 | 7972 | 55369 | HRSG2 | [64 empty] | N
2007 | 2053 | 54216 | REC3 | OP | [63 empty] | N | bar: LN
2007 | 10362 | 55501 | HRSG1 | OP | FD | FD | FD | 20.4 | 14.27 | 115 | PH | DH | NH | TH | TH | TH | 2002 | 2002 | 2002 | [9 empty] | NC |  |  | Da | 11 | 2002 |  |  | 842 |  |  | 567.1 |  | 1524 | NG | [7 empty] | DB |  |  |  |  | 1060511 | OZ: OP; LN: LN; AL: GE; CE: DL; IF: NC |  |  | N
2007 | 10362 | 55501 | HRSG2 | OP | FD | FD | FD | 20.4 | 14.27 | 115 | PH | DH | NH | TH | TH | TH | 2002 | 2002 | 2002 | [9 empty] | NC |  |  | Da | 11 | 2002 |  |  | 842 |  |  | 567.1 |  | 1524 | NG | [7 empty] | DB |  |  |  |  | 1060511 | OZ: OP; LN: LN; AL: GE; CE: DL; IF: NC |  |  | N
2007 | 10362 | 55501 | HRSG4 | OP | FD | FD | FD | 20.4 | 14.27 | 115 | PH | DH | NH | TH | TH | TH | 2002 | 2002 | 2002 | [9 empty] | NC |  |  | Da | 11 | 2002 |  |  | 842 |  |  | 567.1 |  | 1524 | NG | [7 empty] | DB |  |  |  |  | 1060511 | OZ: OP; LN: LN; AL: GE; CE: DL; IF: NC |  |  | N
2007 | 6035 | 3161 | 3 | OP | ST | ST | ST | 0.1 | 0.5 | 0.29 | PB | SU | NP | NV | NV | MO | 1974 | 1974 | 1996 | MS |  |  | MS |  |  | MS |  |  | NC |  |  | N | 9 | 1974 |  |  | 2833 | 0 | 653 | 3500 | 0 |  | RFO | NG | [6 empty] | TF |  |  | 89.5 | 90.8 | 736100 |  | N | OP | LN |  |  | RJ | CE | NC |  |  | N
2007 | 6035 | 3161 | 4 | OP | ST | ST | ST | 0.1 | 0.5 | 0.29 | PB | SU | NP | NV | NV | MO | 1976 | 1976 | 1996 | MS |  |  | MS |  |  | MS |  |  | NC |  |  | N | 6 | 1976 |  |  | 2833 | 0 | 653 | 3500 | 0 |  | RFO | NG | [6 empty] | TF |  |  | 89.5 | 90.8 | 736100 |  | N | OP | LN |  |  | RJ | CE | NC |  |  | N
2007 | 6090 | 50625 | 32 | RE | ST | ST | ST | 30 | 0.32 | 144.8 | OP | DC | NH | SM | OT | OH | 1996 | 1997 | 2001 | MS |  |  | MS |  |  | MS |  |  | NC |  |  | N | 6 | 1969 | 12 | 2005 | 600 | 0 | 0 | 600 | 0 |  | OG | NG | [6 empty] | TF |  |  | 84.3 | 81.5 | 600000 |  | N | OP | FR | OV | OT | NA | CE | NC |  |  | N
2007 | 9324 | 6166 | MB2 | OP | ST | ST | St | 0.1 | 1.2 | 0.7 | PB | DP | OT | PS | MO | YR | 1989 | 1989 | 2000 | MS |  |  | MS |  |  | MS |  |  | NC |  |  | D | 12 | 1989 |  |  | 9775 | 773.4 | 0 | 0 | 0 |  | SUB | BIT | [6 empty] | OF |  |  | 85.3 | 85.9 | 2576618 | D | N | OP | LN | OV |  | BW | BW | NC |  |  | N
2007 | 49732 | 52105 | 5BLR | OP | [27 empty] | N | [25 empty] | OP: OP; FR: LN; NA: JZ |  |  | Y | [7 empty] | Y
2007 | 55965 | 10234 | 3 | SB | [27 empty] | N | [35 empty] | N | bar: FR
2007 | 55965 | 10234 | 4 | OP | [27 empty] | N | [35 empty] | N | bar: FR
2007 | 55965 | 10234 | 5 | OP | [27 empty] | N | [25 empty] | OP: OP; FR: OV; NA: NA |  |  | N
2007 | 19365 | 50482 | B1 | OP | [27 empty] | N | [35 empty] | N | bar: FR
2007 | 19365 | 50483 | B1 | OP | [27 empty] | N | [35 empty] | Y | [6 empty] | Y | bar: FR
2007 | 7634 | 4195 | 1 | OP | [27 empty] | N | [35 empty] | N | bar: FR
2007 | 7634 | 4195 | 2 | OP | [27 empty] | N | [35 empty] | N | bar: FR
2007 | 7651 | 2063 | W3 | SB | [63 empty] | N | bar: FR
2007 | 8543 | 1979 | 1 | OP | [27 empty] | N | [35 empty] | N | bar: FR; NA
2007 | 9401 | 50250 | 1RB | OP | [27 empty] | N | [25 empty] | OP: OP; FR: OV; OV: LA; NA: NA |  |  | N
2007 | 9401 | 50250 | 6PB | OP | [27 empty] | N | [26 empty] | OP | FR | LA | LN | CN |  |  |  |  | N
2007 | 195 | 3 | 6B | OP | ST | NA | St | 0.011 |  | 0.013 | PB |  | NP | NS |  | TH | 2000 |  | 2000 | MS | [5 empty] | MS | [5 empty] | Db | 5 | 2000 | 12 | 2040 | 119 | 0 | 0 | 172.4 | 0 | 1030 | NG | [7 empty] | DB |  |  | 88 |  | 2484491 |  | N | OP | SR |  |  | NA | OT |  |  |  | N
2007 | 195 | 7 | 2 | OP | ST | ST | FD | 0.12 | 4 | 0.45 | PB | DP | NP | YR | DA | OT | 1975 | 1973 | 1996 | MS |  |  | MS |  |  | MS |  |  | SS |  |  | N | 7 | 1949 | 1 | 2014 | 600 | 32.8 | 0 | 833 | 0 |  | SC | BIT | NG | [5 empty] | TF |  |  | 86.5 | 87 | 140000 | D | N | OZ | LA |  |  | NA | CE | SS |  |  | N
2007 | 6306 | 55867 | B1 | OP | [28 empty] | 7 | 2007 | [23 empty] | OP: OP; FR: SN; NA: NA |  |  | N
2007 | 56174 | 10511 | 10 | OP | [27 empty] | N | [35 empty] | N | bar: FR; NA
2007 | 56174 | 10511 | 4 | OP | [27 empty] | N | [25 empty] | OP: OP; FR: LN; NA: RJ |  |  | N
2007 | 10005 | 1240 | 1 | OP | ST | ST | NA | 0.14 | 3 |  | PB | DP |  | PS | TH |  | 1971 | 1971 |  | MS |  |  | MS | [5 empty] | NC |  |  | N | 6 | 1961 |  |  | 1020 | 0 | 223 | 1690 | 0 |  | RFO | NG | [6 empty] | FF |  |  | 84 | 85 | 252390 |  | N: N; FR: NA; CE: RS; NC: NC |  |  | N
2007 | 11252 | 1464 | 1B2 | SB | ST | NA | NA | 0.6 |  |  | PB |  |  | TH |  |  | 1972 |  |  | MS | [11 empty] | N | 6 | 1972 |  |  | 800 | 0 | 215 | 1140 | 0 |  | NG | [7 empty] | FF |  |  | 85 | 86 | 111200 |  | N: N; FR: NA; CE: RS |  |  | N
2007 | 28764 | 55075 | HRSG | OP | [53 empty] | OP: OP; FR: LN; NA: CN |  |  | N
2007 | 19323 | 3504 | 1 | OP | ST | ST | St | 15 | 440 |  | OP | DM | OT | SM | TH | YR | 1972 | 1992 | 2004 | MS |  |  | MS |  |  | MS |  |  | NC |  |  | N | 6 | 1958 |  |  | 1200 |  | 270 | 1656 | 0 |  | NG | [7 empty] | FF |  |  | 84.1 | 85.4 | 283976 |  | N | OS | LN |  |  | RJ | BW | NC |  |  | N
2007 | 19323 | 3504 | 2 | OP | ST | ST | St | 0.1 | 440 |  | PB | DM | OT | WO | TH | YR | 1972 | 1992 | 2004 | MS |  |  | MS |  |  | MS |  |  | NC |  |  | N | 12 | 1965 |  |  | 3650 |  | 808 | 4625 | 0 |  | NG | [7 empty] | TF |  |  | 85.2 | 85.1 | 1309560 |  | N | OP | LN | OV |  | AL | CE | NC |  |  | N
2007 | 12625 | 1447 | 1 | SB | [63 empty] | N | bar: FR
2007 | 12631 | 228 | 9 | OP | LO | LO | LO | 0.15 | 300 | 175 | PC | DP | NM | NV | OH | OH | 1970 | 1974 | 1995 | MS |  |  | MS |  |  | MS |  |  | NC |  |  | N | 6 | 1964 |  |  | 2160 | 0 | 495 | 3400 | 0 |  | NG | [7 empty] | OF |  |  | 84.6 | 84 | 510000 |  | N | OP | OV | FR | LA | NA | BW | NC |  |  | N
2007 | 16968 | 54472 | LURGI | [64 empty] | N | bar: NA OV
2007 | 12631 | 271 | 5 | OP | LO | LO | LO | 0.15 | 300 | 175 | PC | DP | NM | NV | OH | OH | 1970 | 1974 | 1995 | MS |  |  | MS |  |  | MS |  |  | NC |  |  | N | 9 | 1960 |  |  | 2160 | 0 | 476.2 | 3300 | 0 |  | NG | [7 empty] | OF |  |  | 84.9 | 84.9 | 537500 |  | N | OP | FR | LA | LN | JZ | BW | NC |  |  | N
2007 | 6035 | 3453 | 7 | OP | ST | ST | ST | 15 | 440 | 0.37 | OP | DM | NP | SM | TH | DA | 1972 | 1972 | 2001 | MS |  |  | MS |  |  | MS |  |  | NC |  |  | N | 3 | 1958 | 12 | 2022 | 1050 |  | 189.8 | 1242 | 0 |  | NG | RFO | [6 empty] | FF |  |  | 83.9 | 86.2 | 256229 |  | N | OP | BF | LN |  | RJ | BW | ND |  |  | N
2007 | 195 | 8 | 8 | OP | ST | ST | FD | 0.12 | 4 | 0.4 | PB | DP | NP | PS | DA | OT | 1975 | 1975 | 2000 | MS |  |  | MS |  |  | MS |  |  | SS |  |  | N | 5 | 1956 | 12 | 2021 | 1150 | 67 | 0 | 0 | 0 |  | BIT | [7 empty] | TF |  |  | 88.5 | 88.1 | 344000 | D | N | OP | LN |  |  | OT | BW | IF |  |  | N
2007 | 9417 | 1077 | 3 | OP | ST | ST | NA | 0.38 | 3.2 |  | PB | DP |  | PS | DA |  | 1977 | 2001 |  | MS |  |  | MS | [5 empty] | SS |  |  | N | 6 | 1961 |  |  | 575 | 42 | 0 | 810 | 0 |  | SUB | NG | [6 empty] | CY |  |  | 89 | 88 | 160000 | W | N: Y; NA FR: NA; NA BW: BW; NA NC: SS |  |  | N
2007 | 9424 | 52151 | RF1 | OP | FD | FD | FD | 0.044 | 280 | 210 | OT | OT | OT | PS | PS | PS | 1984 | 1984 | 1984 | MS |  |  | MS |  |  | MS |  |  | NC |  |  | N | 4 | 1991 | 4 | 2051 | 725 | 0 | 53.6 | 0 | 49 |  | BLQ | RFO | WO | [5 empty] | TF |  |  | 64 |  | 103653 |  | N |  | NA |  |  | NA | CE | NC |  |  | N
2007 | 9424 | 52151 | RF2 | OP | FD | FD | FD | 0.03 | 200 | 150 | OT | OT | OT | PS | PS | PS | 1991 | 1991 | 1991 | MS |  |  | MS |  |  | MS |  |  | NC |  |  | N | 4 | 1991 | 4 | 2051 | 725 | 0 | 0 | 0 | 97 |  | BLQ | RFO | WO | [5 empty] | FB |  |  | 68.2 |  | 194136 |  | N |  | NA |  |  | NA | TM | NC |  |  | N
2007 | 11252 | 6055 | 2B1 | OP | FD | FD | FD | 0.1 | 1.2 | 0.5 | PB | DP | NP | DT | TH | YR | 1981 | 1981 | 1981 | MS |  |  | MS |  |  | MS | [5 empty] | D | 7 | 1981 |  |  | 4300 | 321.9 | 0 | 0 | 0 |  | SUB | DFO | [6 empty] | OF |  |  | 85 | 88 | 843622 | D | N | OP | LN |  |  | RS | RS |  |  |  | N
2007 | 11252 | 6055 | 2B2 | OP | FD | FD | FD | 0.1 | 1.2 | 0.5 | PB | DP | NP | DT | TH | YR | 1982 | 1982 | 1982 | MS |  |  | MS |  |  | MS | [5 empty] | D | 7 | 1982 |  |  | 4300 | 321.9 | 0 | 0 | 0 |  | SUB | DFO | [6 empty] | OF |  |  | 85 | 88 | 843622 | D | N | OP | LN |  |  | RS | RS |  |  |  | N
2007 | 11269 | 3601 | 2 | OP | NA | FD | NA |  | 0.0006 |  |  | DP |  |  | YR |  |  | 1995 |  |  |  |  | MS | [5 empty] | IF |  |  | N | 6 | 1968 |  |  | 835 | 0 | 197 | 1170 | 0 |  | NG | DFO | [6 empty] | FF |  |  | 86.7 | 86.9 | 202395 |  | N | OP | OV | FR |  | NA | BW | IF |  |  | N
2007 | 11292 | 3604 | 6A | OP | [27 empty] | N | [35 empty] | N | bar: NA FR
2007 | 11479 | 3992 | 11 | OP | ST | ST | NA | 2.48 | 0.5 |  | PH | SU |  | OH | NV |  | 2000 | 2000 |  | MS |  |  | MS | [5 empty] | NC | OT |  | N | 12 | 1964 |  |  | 100 | 0 | 30.2 | 173 | 0 |  | NG | DFO | [6 empty] | FF |  |  | 72.7 | 73.5 | 30500 |  | N: N; NA FR: NA; NA BW: BW; NA NC: NC | OT |  | N
2007 | 19323 | 6146 | 1 | OP | FD | FD | FD | 0.1 | 1.2 | 0.45 | PB | DP | NP | TH | TH | YR | 1977 | 1977 | 2000 | MS |  |  | MS |  |  | MS |  |  | IF |  |  | D | 5 | 1977 |  |  | 5400 | 503 | 0 | 0 | 0 |  | LIG | SUB | [6 empty] | TF |  |  | 82.4 | 78 | 1500000 | D | N | OP | LN | OV |  | AL | CE | NC |  |  | N
2007 | 19323 | 50615 | HRSG03 | OP | ST | ST | St | 10 | 1.9 | 0.2 | OP | DH | NP | TH | TH | TH | 2002 | 2002 | 2002 | MS |  |  | MS |  |  | MS |  |  | NC |  |  |  | 6 | 1989 |  |  | 291.4 |  |  | 68.5 | [10 empty] | OT |  |  |  |  | 500000 |  | N: N; NA FR: NA; NA BW: OT; NA NC: NC |  |  | N
2007 | 11362 | 54526 | 00001 | OP | [53 empty] | OP: OP; NA FR: OV; NA JZ: NA |  |  | N
2007 | 56165 | 10397 | 6HPB | OP | [27 empty] | N | [35 empty] | N | bar: NA FR
2007 | 56165 | 10397 | 7HPB | OP | [27 empty] | N | [35 empty] | N | bar: NA FR
2007 | 14015 | 2876 | 2 | OP | ST | FD | FD | 0.1 | 7797 | 461 | PB | OT | OT | TH | YR | OT | 1980 | 2000 | 2004 | MS |  |  | MS |  |  | MS |  |  | SS |  |  | N | 6 | 1955 |  |  | 1336 | 77 | 0 | 0 | 0 |  | BIT | SUB | [6 empty] | FF |  |  | 88.8 | 86.5 | 400000 | W | N | OP | OV | SR |  | NA | BW | IF |  |  | N
2007 | 56155 | 1832 | 1 | OP | ST | ST | FD | 0.17 | 1.67 | 0.46 | PG | DP | NP | NV | DA | YR | 1979 | 1980 | 2000 | MS |  |  | MS |  |  | LN | OT |  | SS |  |  | N | 6 | 1973 |  |  | 1106 | 78.4 | 0 | 0 | 0 |  | SUB | [7 empty] | FF |  |  | 89.6 | 90 | 383597 | D | N | OP | LN |  |  | BW | BW |  |  |  | N
2007 | 3265 | 1400 | 1 | OP | ST | ST | St | 2.06 | 2000 | 75.2 | PH | DM | NH | NV | TH | NS | 2006 | 2006 | 2006 | MS |  |  | MS |  |  | MS |  |  | NC |  |  | N | 7 | 1953 |  |  | 220 | 0 | 0 | 264.4 | 0 |  | NG | [7 empty] | FF |  |  | 82 | 83 | 46500 |  | N: N; NA FR: NA; NA BW: BW; NA NC: NC |  |  | N
2007 | 6452 | 610 | PCU6 | OP | ST | LO | ST | 0.3 | 0.55 | 0.2 | PB | DP | NP | NV | NV | MO | 1981 | 1981 | 1995 | MS |  |  | MS |  |  | MS |  |  | NC |  |  | N | 6 | 1955 |  |  | 1000 | 0 | 214 | 1400 | 0 |  | NG | [7 empty] | TF |  |  | 87 | 87 | 172000 |  | N: Y; NA FR: NA; NA BW: CE; NA NC: NC |  |  | N
2007 | 12981 | 50973 | 35 | OP | ST | ST | NA | 47.1 | 47.1 | 47.1 | PH | DH | NH | FM | FM | FM | 1990 | 1990 | 1990 | [9 empty] | NC |  |  | D | 1 | 1978 |  |  | 400 |  |  |  | 437 |  | NG | [7 empty] | FF | SF |  | 85 | 72 | 556 | D | N: N; NA FR: NA; NA BW: RS |  |  | N
2007 | 12981 | 50973 | COB | RE | ST | ST | NA | 12.2 | 12.2 | 12.2 | PH | DH | NH | FM | FM | FM | 1990 | 1990 | 1990 | [9 empty] | NC |  |  | D | 1 | 1986 |  |  | 300 |  |  |  | 205 | 102.7 | NG | [7 empty] | DB |  |  | 89 | 80 | 391.8 | D | N: N; NA FR: NA; NA BW: BW |  |  | N
2007 | 50097 | 50282 | 2RB | OP | [27 empty] | N | [35 empty] | N | bar: NA FR
2007 | 733 | 3776 | 6 | OP | FD | FD | St | 0.1346 | 5386.6 |  | PB | DH | OT | DT | DA | YR | 1975 | 1975 | 2004 | MS |  |  | MS |  |  | MS |  |  | NC |  |  | N | 5 | 1957 |  |  | 1500 | 90 | 0 | 0 | 0 |  | BIT | [7 empty] | FF |  |  | 88.2 | 88.1 | 382000 | D | N | OP | LN |  |  | BW | BW | NC |  |  | N
2007 | 733 | 3935 | 2 | OP | ST | ST | St | 0.05 | 1.6 |  | PB | DP | OT | DT | DA | YR | 1978 | 1977 | 2000 | MS |  |  | MS |  |  | MS |  |  | OT | IF |  | N | 6 | 1972 |  |  | 5280 | 292.5 | 0 | 0 | 0 |  | BIT | [7 empty] | OF |  |  | 88.7 | 87.9 | 1415000 | D | N | OP | LN | SR |  | FW | FW | OT | IF |  | N
2007 | 733 | 3935 | 3 | OP | ST | ST | St | 0.05 | 1.6 |  | PB | DP | OT | DT | DA | YR | 1973 | 1977 | 2000 | MS |  |  | MS |  |  | MS |  |  | OT | IF |  | N | 10 | 1973 |  |  | 9775 | 497.3 | 0 | 0 | 0 |  | BIT | [7 empty] | OF |  |  | 88.4 | 89.2 | 2406000 | D | N | OP | LN | SR |  | RS | BW | OT | IF |  | N
2007 | 733 | 6264 | 1 | OP | ST | ST | FD | 0.05 | 1.2 | 0.7 | PB | DP | OT | DT | TH | YR | 1980 | 1980 | 2000 | MS |  |  | MS |  |  | MS |  |  | NC |  |  | D | 9 | 1980 |  |  | 9775 | 542.9 | 0 | 0 | 0 |  | BIT | [7 empty] | OF |  |  | 88.6 | 89 | 2250000 | D | N | OP | LN | SR |  | RS | BW | NC |  |  | N
2007 | 770 | 460 | 41 | OP | [27 empty] | N | [25 empty] | OP: OP; NA FR: LN; NA JZ: CN |  |  | N
2007 | 770 | 462 | 59 | OP | [27 empty] | N | [35 empty] | N | bar: NA FR
2007 | 772 | 10860 | B1 | OP | ST | ST | St | [24 empty] | N | [35 empty] | N | bar: NA FR
2007 | 49979 | 4939 | 2 | OP | ST | ST | ST | 17 | 192 | 699 | PH | DH | NH | OH | OH | OH | 1993 | 1993 | 1993 | MS |  |  | MS |  |  | MS |  |  | NC |  |  | D | 7 | 1976 |  |  | 2380 |  | 505 | 3210 | 0 |  | NG | [7 empty] | TF |  |  | 85 | 86 | 561736 |  | N | OP | OV |  |  | NA | CE | NC |  |  | N
2007 | 55732 | 52089 | NO5BLR | OP | [27 empty] | N | [35 empty] | N | bar: NA FR
2007 | 55732 | 52089 | NO7BLR | OP | [27 empty] | N | [25 empty] | OP: OZ; NA FR: SN; NA JZ: NA |  |  | N
2007 | 55732 | 52089 | NO9BLR | SB | [27 empty] | N | [25 empty] | OP: SB; NA FR: LN; NA JZ: CN |  |  | N
2007 | 49863 | 56221 | 031 | PL | NA | NA | NA | [24 empty] | Da | 10 | 2008 | [33 empty] | Y |  | Y | Y |  |  | Y | bar: OP to NA FR
2007 | 22048 | 54469 | BLR1 | OP | [27 empty] | N | [25 empty] | OP: OP; NA FR: LA; NA LA: OV; NA JZ: NA |  |  | N
2007 | 11169 | 54562 | PB13 | OP | [27 empty] | N | [35 empty] | N | bar: NA FR
2007 | 11169 | 54562 | RF15 | OP | [27 empty] | N | [35 empty] | N | bar: NA FR
2007 | 21 | 10671 | 1A | OP | FD | FD | FD | 0.03 | 1.2 | 0.5 | PB | DP | NP | NV | MO | MO | 1991 | 1991 | 1991 | MS |  |  | MS |  |  | MS |  |  | NC |  |  | Da | 1 | 1991 | 1 | 2041 | 567 | 28.1 | 0 | 0 | 0 |  | BIT | [7 empty] | FB |  |  | 84.8 | 76.1 | 784719 | D | N | OP | CF |  |  | NA | CE | NC |  |  | Y |  | Y
2007 | 21 | 10671 | 1B | OP | FD | FD | FD | 0.03 | 1.2 | 0.5 | PB | DP | NP | NV | MO | MO | 1991 | 1991 | 1991 | MS |  |  | MS |  |  | MS |  |  | NC |  |  | Da | 1 | 1991 | 1 | 2041 | 567 | 28.1 | 0 | 0 | 0 |  | BIT | [7 empty] | FB |  |  | 84.8 | 76.1 | 784719 | D | N | OP | CF |  |  | NA | CE | NC |  |  | Y |  | Y
2007 | 25 | 2527 | 4 | OP | ST | ST | ST | 0.28 | 3 | 0.45 | PB | SB | NP | NV | OT | DA | 1971 | 1988 | 1995 | MS |  |  | MS |  |  | MS |  |  | NC |  |  | N | 4 | 1950 |  |  | 288 | 13.7 | 0 | 0 | 0 |  | BIT | DFO | [6 empty] | FF |  |  | 87.5 | 87.4 | 59777 | D | N | OP | OV |  |  | NA | BW | NC |  |  | N
2007 | 13069 | 358 | MV3A | OP | ST | ST | St | 0.1 | 150 | 2 | PC | DP | NM | OH | OH | OH | 2005 | 2005 | 2005 | MS |  |  | MS |  |  | MS |  |  | SS |  |  | N | 12 | 2005 |  |  |  | 0 | 0 | 135 | 0 |  | NG | [7 empty] | DB |  |  |  |  | 913953 |  | N | OP | LN |  |  | JZ | FW | SS |  |  | N
2007 | 13143 | 1167 | 9 | OP | FD | FD | FD | 20 | 92 | 0.4 | OP | SR | NP | SM | OT | YR | 1983 | 1983 | 1998 | MS |  |  | MS |  |  | MS |  |  | NC |  |  | Da | 4 | 1983 | 12 | 2033 | 1100 | 103.7 | 0 | 0 | 0 |  | SUB | [7 empty] | TF |  |  | 85.9 | 86.7 | 326710 | D | N | OP | OV |  |  | NA | CE |  |  |  | Y |  |  |  | Y | Y |  | Y
2007 | 9454 | 10398 | B | OP | [27 empty] | N | [35 empty] | N | bar: NA FR
2007 | 9454 | 10398 | C | OP | [27 empty] | N | [35 empty] | N | bar: NA FR
2007 | 9454 | 10398 | D | SB | [27 empty] | N | [35 empty] | N | bar: NA FR
2007 | 9617 | 667 | 2 | OP | ST | ST | ST | 0.1 | 1.98 | 0.3 | PB | DP | NP | NV | NV | NV | 2002 | 2002 | 2002 | MS |  |  | MS |  |  | MS |  |  | NC |  |  | Db | 5 | 2002 | 2 | 2042 | 1993 | 0 | 0 | 0 | 0 |  | BIT | PC | [6 empty] | FB |  |  | 90 | 89.9 | 401844 | D | N | OP | LN | CF |  | FW | FW | NC |  |  | N
2007 | 9332 | 594 | 1 | OP | ST | ST | ST | 0.3 | 1.6 | 0.49 | PB | SU | NP | WO | NV | DA | 1981 | 1989 | 1995 | MS |  |  | MS |  |  | MS |  |  | NC |  |  | N | 6 | 1957 |  |  | 650 | 32 | 0 | 0 | 0 |  | BIT | SUB | [6 empty] | FF |  |  | 86 | 87 | 237000 | D | N | OP | LN | OV |  | GR | BW | NC |  |  | N
2007 | 9348 | 52152 | 5RB | OP | [27 empty] | N | [35 empty] | N | bar: NA FR; NA JZ
2007 | 55863 | 10627 | BB1 | OP | [27 empty] | N | [35 empty] | N | bar: NA FR
2007 | 22122 | 2531 | 2 | SC | [27 empty] | N | [35 empty] | N | bar: NA FR
2007 | 22122 | 2531 | 4 | SC | [27 empty] | N | [35 empty] | N | bar: NA FR
2007 | 22146 | 2526 | 12 | OP | ST | ST | ST | 0.2 | 1.7 | 0.45 | PB | SB | NP | NV | OT | DA | 1973 | 1988 | 1995 | MS |  |  | MS |  |  | MS | [5 empty] | N | 10 | 1943 | 12 | 2009 | 200 | 9.1 | 0 | 0 | 0 |  | BIT | [7 empty] | OF |  |  | 86.7 | 88.3 | 42700 | D | N: N; NA FR: NA; NA JZ: NA; NA BW: FW |  |  | N
2007 | 22148 | 315 | 1 | OP | LO | LO | LO | 0.07 | 80 |  | PC | OT | OT | WA | NV | YR | 1976 | 1977 | 1974 | MS |  |  | MS |  |  | MS |  |  | SS |  |  | N | 9 | 1956 |  |  | 1140 | 0 | 265 | 1500 | 0 |  | NG | [7 empty] | FF |  |  | 88 | 88.1 | 271328 |  | N | OP | OV | FR | SR | NA | BW |  |  |  | N
2007 | 770 | 2098 | 8 | OP | NA | ST | St |  | 0.05 | 40 |  | SU | OT |  | NV | YR |  | 2006 | 2006 |  |  |  | MS |  |  | MS |  |  | NC |  |  | Db | 12 | 2006 |  |  | 250 |  | 57.1 | 341 |  |  | NG | DFO | [6 empty] | FF |  |  | 82.5 | 83.7 | 82733 |  | N | OP | LN |  |  | ID | ID | NC |  |  | N
2007 | 7801 | 641 | 7 | OP | ST | ST | FD | 0.1 | 2.4 | 0.5 | PB | DP | NP | PS | DA | YR | 1973 | 1973 | 2000 | MS |  |  | MS |  |  | MS |  |  | SS | TU |  | N | 8 | 1973 |  |  | 3626 | 242.7 | 0 | 0 | 0 |  | BIT | NG | [6 empty] | OF |  |  | 89 | 90 | 1065439 | D | N | OP | SR | LN |  | RI | FW | IF |  |  | N
2007 | 7801 | 642 | 1 | OP | [27 empty] | N | [35 empty] | N | bar: NA FR
2007 | 9628 | 10377 | 1B | OP | ST | ST | ST | 0.03 | 1.52 | 0.6 | PB | DP | NP | NS | NS | MO | 1987 | 1987 | 1987 | MS |  |  | MS |  |  | MS |  |  | NC |  |  | Db | 12 | 1987 | 12 | 2027 | 158 | 8.1 | 0 | 0 | 0 |  | BIT | [7 empty] | SS |  |  | 85.1 | 86.9 | 38054 | D | Y | OP | OV |  |  | NA | FW | NC |  |  | Y |  | Y
2007 | 9645 | 2682 | 11 | OS | [53 empty] | OP: OS; NA FR: LN; NA JZ: CE |  |  | Y |  |  |  | Y
2007 | 9765 | 54414 | BLR1 | OP | [27 empty] | N | [35 empty] | N | bar: NA FR
2007 | 195 | 26 | 3 | OP | ST | ST | FD | 0.12 | 3.8 | 0.5 | PB | DP | NP | PS | DA | OT | 1975 | 1975 | 1996 | MS |  |  | MS |  |  | MS |  |  | SS |  |  | N | 6 | 1961 | 12 | 2026 | 1700 | 100 | 0 | 0 | 0 |  | SC | [7 empty] | OF |  |  | 90 | 89 | 550000 | D | N | OP | LN |  |  | BW | BW |  |  |  | N
2007 | 195 | 6002 | 3 | OP | LO | LO | LO | 0.03 | 1.2 | 0.1 | PB | DP | NP | PS | TH | MO | 2007 | 1989 | 2008 | MS |  |  | MS |  |  | MS |  |  | SS |  |  | D | 5 | 1989 | 12 | 2049 | 4672 | 318 | 0 | 0 | 0 |  | SUB | [7 empty] | OF |  |  | 87.3 | 87.9 | 1402670 | D | N | OP | LN | SR |  | BW | BW | IF |  |  | N
2007 | 13337 | 2226 | 1 | OP | ST | ST | NA | 0.12 | 2.5 |  | PB | DP |  | OH | OH |  | 1958 | 1958 |  | MS |  |  | MS | [5 empty] | NC |  |  | N | 5 | 1958 |  |  | 750 | 0 | 130 | 1170 | 0 |  | NG | RFO | [6 empty] | TF |  |  | 84.7 | 85 | 338000 |  | N: N; NA FR: NA; NA BW: CE; NA NC: NC |  |  | N
2007 | 10005 | 1243 | 7 | OP | [27 empty] | N | [35 empty] | N | bar: NA FR
2007 | 10023 | 2500 | 10 | OP | ST | ST | LO | 0.1 | 0.3 | 150 | PB | SU | NM | NV | NV | NV | 1973 | 1972 | 1995 | MS |  |  | MS |  |  | BO |  |  | NC |  |  | N | 2 | 1963 |  |  | 2670 | 0 | 613.6 | 3623 | 0 |  | NG | RFO | [6 empty] | TF |  |  | 90 | 90.5 | 762558 |  | N | OP | OT |  |  | NA | CE | NC |  |  | N
2007 | 55711 | 10442 | 6U100 | OP | [53 empty] | OP: OP; NA FR: FR; NA JZ: NA |  |  | N
2007 | 10162 | 50860 | BLR2 | OP | [27 empty] | N | [25 empty] | OP: OP; NA FR: SN; NA JZ: NA |  |  | Y | Y | Y | Y |  | Y
2007 | 54885 | 55706 | HRG301 | SC | FD | FD | FD | 20.59 | 1.38 | 27.36 | PH | DH | NH | NS | NS | TH | 2003 | 2003 | 2003 | [12 empty] | Da | 6 | 2003 | 6 | 2033 | 626 |  | 0 | 229 | 0 | 1032 | NG | [7 empty] | DB | OT |  | 90.6 |  | 779621 |  | N | SC | LN | SR |  | GR | AL |  |  |  | N
2007 | 30002 | 50398 | 15RB | OP | ST | ST | ST | 55.7 | 430 | 271 | PH | DH | NH | PS | PS | PS | 1995 | 1992 | 1992 | MS |  |  | MS |  |  | MS |  |  | NC |  |  | Da | 2 | 1995 |  |  | 969 | 0 | 0 | 1258.5 | 308000 |  | BLQ | NG | [6 empty] | TF |  |  | 68 |  | 190000 |  | N: N; NA FR: NA; NA BW: TM; NA NC: NC |  |  | N
2007 | 55932 | 54789 | 1RB | OP | [27 empty] | N | [35 empty] | N | bar: NA FR
2007 | 15466 | 6112 | 4 | OP | ST | ST | ST | 0.03 | 0.2 | 4 | PB | DP | NM | DT | MO | MO | 2001 | 2001 | 2001 | MS |  |  | MS |  |  | MS |  |  | NC |  |  | Da | 6 | 2001 |  |  | 690 | 0 | 0 | 447.6 | 0 | 808 | NG | [7 empty] | OT |  |  | 88.6 | 88.6 |  |  | N | OP | SR |  |  | NA | VO | NC |  |  | N
2007 | 15473 | 2451 | 1 | OP | ST | ST | ST | 0.05 | 0.65 | 0.45 | PB | DP | NP | TH | MO | TH | 1976 | 1980 | 1976 | MS |  |  | MS |  |  | MS | LN | LA |  |  |  | D | 12 | 1976 | 12 | 2022 | 2600 | 176 | 0 | 0 | 0 |  | SUB | [7 empty] | FF |  |  | 88.4 | 89.4 | 759333 | W | N | OP | LN |  |  | FW | FW |  |  |  | N
2007 | 15473 | 2451 | 3 | OP | ST | ST | ST | 0.05 | 0.65 | 0.45 | PB | DP | NP | TH | MO | TH | 1979 | 1980 | 1979 | MS |  |  | MS |  |  | MS | LA | LN |  |  |  | D | 12 | 1979 | 12 | 2022 | 4006 | 308 | 0 | 0 | 0 |  | SUB | [7 empty] | OF |  |  | 87.3 | 87.7 | 1058000 | W | N | OP | LN |  |  | BW | BW |  |  |  | N
2007 | 15473 | 2451 | 4 | OP | ST | ST | ST | 0.05 | 0.65 | 0.45 | PB | DP | NP | TH | MO | TH | 1982 | 1982 | 1982 | MS |  |  | MS |  |  | MS | LA | LN |  |  |  | D | 4 | 1982 | 12 | 2022 | 4006 | 308 | 0 | 0 | 0 |  | SUB | [7 empty] | OF |  |  | 87.3 | 87.7 | 1058000 | W | N | OP | LN |  |  | BW | BW |  |  |  | N
2007 | 15473 | 2475 | 3 | SC | [63 empty] | N | bar: NA FR
2007 | 54880 | 10244 | 6 | OP | [27 empty] | N | [35 empty] | N | bar: NA FR
2007 | 803 | 113 | 3 | OP | ST | ST | FD | 0.1 | 0.8 | 0.7 | PB | DP | NP | TH | TH | TH | 1980 | 1980 | 1980 | MS |  |  | MS |  |  | MS |  |  | OT |  |  | D | 5 | 1980 |  |  | 2015 | 135.3 | 0 | 0 | 0 |  | BIT | [7 empty] | TF |  |  | 87.5 | 88 | 633280 | D | N | OP | OV |  |  | NA | CE | IF |  |  | Y |  |  |  | Y
2007 | 4202 | 52188 | DB2 | OP | [27 empty] | N | [25 empty] | OP: RE; NA FR: OT; NA JZ: NA |  |  | N
2007 | 6452 | 617 | PPE1 | OP | ST | ST | ST | 0.1 | 2.75 | 0.36 | PB | DP | NP | NV | NV | MO | 1982 | 1982 | 1995 | MS |  |  | MS |  |  | MS |  |  | NC |  | SS | N | 5 | 1960 |  |  | 1550 | 0 | 326 | 2150 | 0 |  | RFO | NG | [6 empty] | FF |  |  | 88 | 87 | 350000 |  | Y | OP | LN |  |  | JZ | CE | NC |  |  | N
2007 | 6452 | 617 | PPE3 | OP | ST | ST | ST | 0.1 | 2.75 | 0.53 | PB | DP | NP | NV | NV | MO | 1982 | 1982 | 1993 | MS |  |  | MS |  |  | MS |  |  | NC |  | SS | N | 6 | 1964 |  |  | 2640 | 0 | 590 | 3786 | 0 |  | RFO | NG | [6 empty] | FF |  |  | 88 | 89 | 650000 |  | Y | OP | LN |  |  | JZ | FW | NC |  |  | N
2007 | 21521 | 10416 | BO4 | OP | [27 empty] | N | [35 empty] | N | bar: NA FR
2007 | 21521 | 10416 | BO5 | OP | [27 empty] | N | [35 empty] | N | bar: NA FR
2007 | 21521 | 10416 | BO7 | OP | [27 empty] | N | [25 empty] | OP: OP; NA FR: LN; NA JZ: JZ |  |  | N
2007 | 49745 | 56107 | 1 | PL | bar: OP
2007 | 14063 | 2951 | 6 | OP | ST | ST | NA | 20 | 0.05 |  | OP | DC |  | NV | DA |  | 1984 | 1985 |  | MS |  |  | MS | [8 empty] | N | 3 | 1958 |  |  | 1200 | 0 | 0 | 1740 | 1695 |  | NG | RFO | [6 empty] | FF |  |  | 84.5 | 84.7 | 292553 |  | N: N; NA FR: NA; NA BW: BW |  |  | N
2007 | 14063 | 2953 | 3 | OP | ST | ST | St | 20 | 0.05 |  | OP | DC |  | NV | DA |  | 1984 | 1985 |  | MS |  |  | MS | [8 empty] | N | 6 | 1955 |  |  | 800 | 0 | 0 | 1232 | 0 |  | NG | [7 empty] | FF |  |  | 84.2 | 84.8 | 207447 |  | N: N; NA FR: NA; NA BW: BW |  |  | N
2007 | 14063 | 2956 | 1 | OP | ST | ST | NA | 20 | 0.05 |  | OP | DC |  | NV | DA |  | 1984 | 1985 |  | MS |  |  | MS | [8 empty] | N | 3 | 1971 |  |  | 3769 | 0 | 0 | 5165 | 0 |  | NG | [7 empty] | OF |  |  | 85.5 | 85.9 | 107410 |  | N: N; NA FR: NA; NA BW: BW |  |  | N
2007 | 6452 | 6043 | PMR1 | OP | FD | FD | FD | 0.1 | 0.8 | 0.3 | PB | DP | NP | NV | NV | NV | 1980 | 1980 | 1980 | MS |  |  | MS |  |  | MS |  |  | NC |  | SS | D | 12 | 1980 |  |  | 5751 | 0 | 1300 | 8200 | 0 |  | RFO | NG | [6 empty] | FF |  |  | 88 | 90 | 1423000 |  | Y | OP | LN |  |  | IC | FW | NC |  |  | N
2007 | 9788 | 10039 | 8 | OP | [63 empty] | N | bar: NA FR
2007 | 9996 | 1294 | 2 | SC | LO | FD | NA | 20 | 619 |  | OP | OT |  | SM | NV |  | 1972 | 2000 |  | MS |  |  | MS | [5 empty] | NC |  |  | N | 6 | 1957 | 6 | 2012 | 400 | 20.9 | 0 | 525.6 | 0 |  | NG | [7 empty] | FF |  |  | 86.8 | 87.8 | 81500 | W | N: N; NA FR: NA; NA BW: BW; NA NC: NC |  |  | N
2007 | 13168 | 2549 | 68 | OP | ST | ST | LO | 0.17 | 1.4 | 1 | PB | SB | NP | NV | DA | MO | 1973 | 1974 | 1974 | MS |  |  | MS |  |  | MS |  |  | SU |  |  | N | 6 | 1958 |  |  | 1470 | 70 | 0 | 0 | 0 |  | BIT | [7 empty] | TF |  |  | 89 | 89 | 166627 | D | N | OP | LN |  |  | IC | CE | SS |  |  | N
2007 | 21579 | 55297 | HRSG2 | OP | ST | ST | ST | 33.4 | 0.006 | 2.5 | PH | SB | NM | DA | DA | DA | 2004 | 2004 | 2004 | MS |  |  | MS |  |  | MS |  |  | NC |  |  | Da | 3 | 2004 |  |  | 779 | 0 | 0 | 2765 | 0 |  | NG | [7 empty] | DB | [6 empty] | N | OP | SR | LN |  | NA | DL |  |  |  | N
2007 | 22001 | 3152 | 2B | OP | ST | ST | ST | 0.1 | 4.8 | 1.1 | PB | DP | NP | NV | DA | MO | 1973 | 1979 | 1995 | MS |  |  | MS |  |  | MS |  |  | NC |  |  | N | 9 | 1949 |  |  | 400 | 24 | 0 | 0 | 0 |  | BIT | SC | WC | [5 empty] | AF |  |  | 83.4 | 85.9 | 116524 | D | N | OP | LN |  |  | FW | FW | IF |  |  | Y |  | Y
2007 | 15470 | 1001 | 1 | OP | ST | ST | FD | 0.22 | 4.4 | 0.45 | PB | DP | NP | OT | MO | YR | 1972 | 1989 | 1995 | MS |  |  | MS |  |  | MS | LN |  | TU |  |  | N | 10 | 1970 |  |  | 3550 | 237.5 | 0 | 0 | 0 |  | BIT | [7 empty] | TF |  |  | 88.8 | 89 | 1292000 | D | N | OP | LN | OV |  | CE | CE | IF |  |  | Y |  |  |  | Y | Y |  | Y
2007 | 16604 | 7512 | 1 | OP | FD | FD | St | 0.03 | 0.8 | 9 | PB | SU | NM | OH | NV | OH | 1992 | 1992 | 1992 | MS |  |  | MS |  |  | MS |  |  | NC |  |  | Da | 6 | 2000 |  |  | 527 | 0 | 0 | 61.9 | 0 | 34.3 | NG | [7 empty] | DB | [6 empty] | N | OP | SR |  |  | NA | VO | NC |  |  | N
2007 | 7140 | 56150 | 10B | OP | FD | ST | FD | 0.01 | 0.05 | 2.5 | PB | SU | NM | NS | NV | TH | 2005 | 2005 | 2005 | MS |  |  | MS |  |  | MS |  |  | SS |  |  | Db | 6 | 2005 |  |  | 842.762 |  |  | 541 |  |  | NG | DFO | [6 empty] | DB |  |  | 93 | 92 | 1030000 |  | N | OP | SR |  |  | NA | DL | SS |  |  | N
2007 | 3085 | 10620 | HRSG | OP | [63 empty] | N | bar: NA FR; NA JZ
2007 | 42 | 10675 | A | OP | ST | ST | ST | 0.0144 | 0.32 | 0.15 | PB | DP | NP | SM | DA | DA | 1990 | 1990 | 1990 | MS |  |  | MS |  |  | MS |  |  | NC |  |  | Da | 3 | 1990 | 3 | 2040 | 703 | 38.6 | 0 | 0 | 0 |  | BIT | [7 empty] | FB |  |  | 87.8 | 85 | 207000 | D | Y | OP | CF |  |  | NA | CE | NC |  |  | Y |  | Y
2007 | 7067 | 54318 | C | OP | [27 empty] | N | [25 empty] | OP: OP; NA FR: LA; NA LA: OV; NA JZ: NA |  |  | N
2007 | 7127 | 10361 | 4B | OP | [27 empty] | N | [35 empty] | N | bar: NA FR
2007 | 15470 | 1010 | 6 | OP | LO | LO | NA | 0.1338 | 4.04 |  | PB | DP |  | NV | MO |  | 1979 | 1983 |  | MS | DB |  | MS | OT |  |  |  |  | TU | SS |  | N | 8 | 1968 |  |  | 2360 | 168 | 0 | 0 | 0 |  | BIT | [7 empty] | TF |  |  | 89 | 89 | 940000 | D | N | OP | LN | OV |  | CE | CE | NC |  |  | Y |  |  |  | Y
2007 | 15470 | 6113 | 1 | OP | ST | ST | NA | 0.12 | 3.57 |  | PB | DP |  | NV | MO |  | 1976 | 1991 |  | MS |  |  | MS | [5 empty] | IF |  |  | D | 4 | 1975 |  |  | 4588 | 254 | 0 | 0 | 0 |  | BIT | [7 empty] | OF |  |  | 88 | 89 | 1177188 | D | N | OP | LN | OV | SR | FW | FW | NC |  |  | Y |  |  |  | Y | Y |  | Y | Y
2007 | 15470 | 6113 | 5 | OP | ST | ST | ST | 0.1 | 1.2 | 0.7 | PB | DP | NP | NV | MO | MO | 1982 | 1982 | 1982 | MS |  |  | MS |  |  | MS |  |  | IF |  |  | Da | 10 | 1982 |  |  | 4588 | 254 | 0 | 0 | 0 |  | BIT | [7 empty] | OF |  |  | 88 | 89 | 1177188 | D | N | OP | LN | OV | SR | FW | FW | NC |  |  | Y |  |  |  | Y | Y |  | Y | Y
2007 | 16077 | 10772 | CFB | OP | [27 empty] | N | [24 empty] | OP OP: OP; LN LN: CF; OV OV: SN; FW FW: NA |  |  | N
2007 | 16181 | 2008 | 1 | OP | [27 empty] | N | [35 empty] | N | bar: LN LN
2007 | 12363 | 55481 | 1 | OP | LO | LO | LO | 30.1 | 2.1 | 22.2 | PH | DH | NH | OH | OH | OH | 2003 | 2003 | 2003 | MS |  |  | MS |  |  | MS | [5 empty] | Da | 6 | 2003 | 6 | 2033 | 877 |  | 0 | 1568 | 0 |  | NG | [7 empty] | FF | DB |  | 46.3 | 40.5 | 694.9 |  | N | OP | SR | LN |  | GE | NT |  |  |  | N
2007 | 22218 | 52072 | 2 | OP | [27 empty] | N | [35 empty] | N | bar: LN LN
2007 | 16534 | 7551 | HRSGB | [53 empty] | OP OP: OP; LN LN: LN; OV OV: SR; FW FW: JZ |  |  | N
2007 | 56029 | 56816 | 1 | [66 empty] | Y | Y
2007 | 50003 | 10605 | 5RB | OP | [27 empty] | N | [35 empty] | N | bar: LN LN
2007 | 50003 | 10605 | 6RB | OP | [27 empty] | N | [35 empty] | N | bar: LN LN
2007 | 50003 | 10605 | 7PB | OP | [52 empty] | OP OP: OP; LN LN: FR; OV OV: LN; FW FW: JZ |  |  | N
2007 | 50128 | 10611 | 5 | OP | [27 empty] | N | 6 | 1965 | [8 empty] | RFO | [10 empty] | 80 | 78 | 174014 | N N: N; LN LN: NA; FW FW: BW |  |  | N
2007 | 50128 | 10611 | 7 | OP | [27 empty] | N | 10 | 2002 | [8 empty] | NG | [7 empty] | FF |  |  | 80 | 78 | 45924 | N N: N; OP OP: OP; LN LN: LN; FW FW: CN; FW FW: BW |  |  | N
2007 | 13960 | 302 | 5 | OP | FD | LO | LO | 0.1 | 0.75 | 0.15 | PC | SU | OT | DA | DA | DA | 1978 | 1978 | 2003 | MS |  |  | MS |  |  | MS |  |  | OT |  |  | D | 11 | 1978 |  |  | 2350 |  | 495 | 2915 | 0 |  | NG | RFO | [6 empty] | OF |  |  | 88 | 89 | 812000 |  | N | OP | FR | LN | SR | JZ | BW | OT |  |  | N
2007 | 14294 | 2539 | 6 | OP | ST | ST | ST | 19.9 | 0.04 | 75.9 | PH | SU | NH | NV | NV | NV | 2005 | 2005 | 2005 | MS |  |  | MS |  |  | MS |  |  | SS |  |  | Db | 7 | 2005 |  |  | 1070 | 0 | 978 | 1070 |  | 1988 | NG | [7 empty] | DB |  |  | 93 | 90 | 1002 |  | N | OP | SR |  |  | NA | NT | SS |  |  | N
2007 | 3989 | 55283 | HRSG2 | OP | ST | ST | St | 0.03 | 0.2 | 200 | PB | DP | OT | NS | MO | MO | 2002 | 2002 | 2002 | MS |  |  | MS |  |  | MS |  |  | NC |  |  | Da | 4 | 2003 |  | 2030 |  |  |  | 320 |  |  | NG | [7 empty] | DB |  |  | 85 | 85 | 664512 |  | N: N; FR: OT; BW: VO; OT: NC |  |  | N
2007 | 14298 | 55215 | HRSG3 | OP | ST | ST | ST | 21 | 2.7 | 82 | PH | DH | NH | OH | OH | OH | 2001 | 2001 | 2001 | MS |  |  | MS |  |  | MS |  |  | NC |  |  | Db | 6 | 2001 | 6 | 2020 | 600 | 0 | 0 | 230 | 0 | 1300 | NG | [7 empty] | DB |  |  | 67 | 67 | 737917 |  | N | OP | LN |  |  | CN | AI | NC |  |  | N
2007 | 14306 | 50489 | C1 | OP | ST | ST |  | 0.6 | 2000 |  | PB | DM |  | OH | OH |  | 1977 | 1977 |  | MS |  |  | MS | [5 empty] | NC |  |  | N | 12 | 1977 |  |  | 675 | 0 | 0 | 601.5 | 0 | 420 | NG | OTH | BFG | [5 empty] | TF |  |  | 85.2 |  |  |  | N: N; FR: NA; BW: WE |  |  | N
2007 | 11459 | 54268 | E201 | [54 empty] | OP: OP; FR: LN; LN: SR; JZ: CN |  |  | N
2007 | 5511 | 2480 | 4 | OP | ST | ST | ST | 0.03 | 1.1 | 0.42 | PB | SB | NP | NV | DA | DA | 1987 | 1987 | 1995 | MS |  |  | MS |  |  | MS |  |  | NC |  |  | N | 3 | 1987 |  |  | 1553 | 84.1 | 0 | 1400 | 0 |  | BIT | NG | [6 empty] | TF |  |  | 89.6 | 89.6 | 361000 | D | N | OP | OV | AA |  | NA | CE | NC |  |  | N
2007 | 15474 | 2963 | 3313 | OP | FD | FD | FD | 20 | 1.2 | 0.7 | PB | DP | NP | OH | TH | TH | 1979 | 1979 | 1979 | MS |  |  | MS |  |  | MS |  |  | NC |  |  | D | 12 | 1979 |  |  | 3250 | 275 | 0 | 4530 | 0 |  | SUB | NG | [6 empty] | TF |  |  | 86 | 87 | 980000 | D | N | OP | OV |  |  | NA | CE |  |  |  | N
2007 | 15474 | 8059 | 7252 | OP | ST | ST | NA | 20 | 0.52 |  | OP | DC |  | SM | FM |  | 1974 | 1974 |  | MS |  |  | MS | [5 empty] | NC |  |  | N | 2 | 1974 |  |  | 436.7 | 0 | 0 | 300 | 0 |  | NG | [7 empty] | DB |  |  | 89 | 89 | 564409 |  | N: N; FR: NA; BW: WE; OT: NC |  |  | N
2007 | 15526 | 50240 | BLR3 | OP | [27 empty] | N | [35 empty] | N | bar: FR
2007 | 55184 | 55173 | HRSG12 | OP | ST | ST | ST | 3.2 | 0.2 | 4.5 | PH | DH | NM | DA | DA | DA | 2002 | 2002 | 2002 | MS |  |  | MS |  |  | MS |  |  | NC |  |  | Db | 6 | 2002 |  |  | 672 |  | 0 | 300 | 0 |  | NG | [7 empty] | DB | [6 empty] | N | OP | LN | SR |  | TS | NT | NC |  |  | N
2007 | 10171 | 1356 | 1 | OP | ST | FD | FD | 20 | 1.2 | 0.7 | OP | DP | NP | SM | TH | TH | 1974 | 1996 | 2004 | MS |  |  | MS |  |  | MS |  |  | CU | IF |  | D | 12 | 1973 |  |  | 3800 | 219.5 | 0 | 0 | 0 |  | BIT | [7 empty] | TF |  |  | 88.7 | 89.2 | 1600000 | D | N | OP | LN | OV | SR | CE | AL | IF |  |  | Y |  |  |  | Y | Y |  |  | Y
2007 | 4226 | 2502 | 80 | RE | ST | ST | LO | 0.1 | 0.3 | 150 | PB | SU | NM | NV | NV | NV | 1973 | 1972 | 1995 | MS |  |  | MS |  |  | BO |  |  | NC |  |  | N | 12 | 1948 | 5 | 2005 | 1074 | 0 | 209.6 | 1238 | 0 |  | NG | RFO | [6 empty] | TF |  |  | 83.5 | 84.4 | 260490 |  | N | RE | BF |  |  | NA | CE | NC |  |  | N
2007 | 4226 | 2502 | 90 | RE | ST | ST | LO | 0.1 | 0.3 | 150 | PB | SU | NM | NV | NV | NV | 1973 | 1972 | 1995 | MS |  |  | MS |  |  | BO |  |  | NC |  |  | N | 12 | 1948 | 5 | 2005 | 1074 | 0 | 209.6 | 1238 | 0 |  | NG | RFO | [6 empty] | TF |  |  | 83.5 | 84.4 | 260490 |  | N | RE | BF |  |  | NA | CE | NC |  |  | N
2007 | 4254 | 1702 | 2 | OP | ST | ST | FD | 0.16 | 1.67 | 0.46 | PG | DP | NP | PS | PS | YR | 1971 | 1980 | 2000 | MS |  |  | MS |  |  | MS |  |  | NC |  |  | N | 3 | 1961 |  |  | 1750 | 108.4 | 0 | 0 | 0 |  | BIT | SUB | [6 empty] | FF |  |  | 88.9 | 89 | 650000 | D | N | OP | LN | SR |  | BW | BW | NC |  |  | N
2007 | 7564 | 54785 | 1CT | [53 empty] | OP: OP; LN: SR; CE: SW |  |  | N
2007 | 15726 | 10562 | PB3 | OP | [27 empty] | N | [35 empty] | N | bar: LN
2007 | 54895 | 56259 | HRSG12 | CO | ST | ST | St | 0.01 | 1.67 | 14.59 | OP | DP | NM | SM | YR | DA | 2010 | 2010 | 2010 | [9 empty] | SS |  |  | Db | 7 | 2010 |  |  | 993 |  |  |  |  | 264 | NG | DFO | [6 empty] | DB | [5 empty] | CE: NA; AL: AL; IF: SS |  |  | N
2007 | 7570 | 56786 | 1 | [53 empty] | OP: CO; LN: CF; OV: SN; CE: BW |  |  | Y | Y
2007 | 49775 | 56119 | HRSG2 | [53 empty] | OP: OP; LN: LN; CE: ABB |  |  | N
2007 | 17566 | 55470 | HRSG3 | OP |  |  | FD |  |  | 3.5 |  |  | NM |  |  | TH |  |  | 2003 | [6 empty] | MS | [5 empty] | Db | 12 | 2003 |  |  | 1100 |  |  | 695.3 |  | 1359 | OG | NG | [6 empty] | DB |  |  | 78.3 | 79.6 | 756000 | N: N; OP: OP; LN: SR; CE: NA; AL: DL |  |  | N
2007 | 156 | 10670 | AAB001 | OP | ST | ST | ST | 0.01 | 0.9 | 0.7 | PB | DP | NP | OH | TH | TH | 1986 | 1986 | 1986 | MS |  |  | MS |  |  | MS |  |  | NC |  |  | D | 6 | 1986 |  |  | 1430 |  | 0 | 0 | 60 |  | PC | NG | [6 empty] | AF |  |  | 91.3 | 35 | 480000 | D | N | OP | SR | LN |  | FW | FW | ND |  |  | Y |  |  |  | Y | Y |  | Y
2007 | 189 | 56 | 3 | OP | FD | FD | FD | 0.1 | 1.2 | 0.46 | PB | DP | NP | OH | OH | OH | 1980 | 1980 | 1980 | MS |  |  | MS |  |  | MS |  |  | OT |  |  | D | 5 | 1980 |  |  | 1755 | 110 | 0 | 0 | 0 |  | BIT | [7 empty] | OF |  |  | 87.5 | 88.4 | 514000 | D: D; N: N; LN: NA; AL: RS; IF: NC |  |  | N
2007 | 3203 | 1131 | 6 | OP | [63 empty] | N | bar: LN
2007 | 13781 | 6090 | 3 | OP | ST | ST | ST | 0.03 | 0.6 | 0.5 | PB | DP | NP | PS | MO | MO | 1987 | 1987 | 1987 | MS |  |  | MS |  |  | MS |  |  | NC |  |  | Da | 11 | 1987 |  |  | 6150 | 489 | 0 | 0 | 0 |  | SUB | [7 empty] | OF |  |  | 85.8 | 86.5 | 1596000 | D | N | OP | LN |  |  | BW | BW | NC |  |  | N
2007 | 6526 | 2864 | 5 | OP | ST | ST | ST | 0.1 | 9.02 | 0.84 | PB | DP | NP | PS | MO | YR | 1980 | 1979 | 2000 |  |  |  | MS |  |  | MS |  |  | US | TU |  | N | 3 | 1950 |  |  | 500 | 25 | 0 | 0 | 0 |  | BIT | [7 empty] | VF |  |  | 87.5 | 88.5 | 107920 | D: W; N: N; LN: NA; AL: BW; IF: NC |  |  | N
2007 | 6526 | 2866 | 1 | OP | ST | ST | ST | 0.1 | 2.91 | 0.46 | PB | DP | NP | PS | MO | YR | 1983 | 1979 | 2000 | MS |  |  | MS |  |  | MS |  |  | NC |  |  | N | 8 | 1959 |  |  | 1250 | 75 | 0 | 0 | 0 |  | BIT | SUB | [6 empty] | FF |  |  | 88.9 | 89.8 | 350087 | D | N | OP | LN | OV | SN | RJ | FW | NC |  |  | N
2007 | 6526 | 2866 | 5 | OP | ST | ST | ST | 0.1 | 2.91 | 0.5 | PB | DP | NP | PS | MO | YR | 1984 | 1979 | 1996 | MS |  |  | MS |  |  | MS |  |  | SS | US |  | N | 12 | 1967 |  |  | 2355 | 125 | 0 | 0 | 0 |  | BIT | SUB | [6 empty] | FF |  |  | 89.1 | 89.5 | 548520 | D | N | OP | LN | OV | SN | BW | BW | NC |  |  | N
2007 | 6526 | 2866 | 7 | OP | ST | ST | ST | 0.1 | 2.91 | 0.68 | PB | DP | NP | PS | MO | YR | 1982 | 1979 | 2000 | MS |  |  | MS |  |  | MS |  |  | SS | US |  | N | 9 | 1971 |  |  | 4630 | 250 | 0 | 0 | 0 |  | BIT | SUB | [6 empty] | OF |  |  | 89 | 89.8 | 1092254 | D | N | OP | LN | OV | SN | BW | BW | NC |  |  | N
2007 | 14354 | 4158 | BW41 | OP | ST | ST | ST | 0.27 | 1.2 | 0.5 | PB | DP | NP | WO | WO | YR | 1976 | 1975 | 1988 | MS |  |  | MS |  |  | MS | [5 empty] | N | 2 | 1959 |  |  | 750 | 77.5 | 0 | 0 | 0 |  | SUB | [7 empty] | FF |  |  | 83.4 | 84 | 339700 | D D D: D; N N N: N; LN LN LN: NA; FW BW BW: BW; NC NC NC: NC |  |  | Y |  |  |  | Y
2007 | 14354 | 4158 | BW43 | OP | ST | ST | ST | 0.23 | 1.2 | 0.68 | PB | DP | NP | WO | WO | YR | 1976 | 1975 | 1988 | MS |  |  | MS |  |  | MS | [5 empty] | N | 12 | 1964 |  |  | 1600 | 163 | 0 | 0 | 0 |  | SUB | [7 empty] | OF |  |  | 84.4 | 84.9 | 693800 | D D D: D; N N N: N; LN LN LN: NA; FW BW BW: BW; NC NC NC: NC |  |  | Y |  |  |  | Y
2007 | 15472 | 2367 | 4 | OP | ST | ST | St | 0.1 | 2.4 | 0.5 | PB | DP | NP | NV | DA | YR | 1984 | 1984 | 1995 | MS |  |  | MS |  |  | MS |  |  | NC |  |  | N | 10 | 1952 |  |  | 425 | 18 | 85.7 | 0 | 0 |  | BIT | RFO | [6 empty] | FF |  |  | 85.2 | 86.6 | 190000 | D | Y | OP | LN | SN | OV | RJ | FW | SS |  |  | N
2007 | 15472 | 2367 | 5 | OP | ST | ST | St | 0.025 | 2.4 | 0.075 | PB | DP | NP | NV | DA | DA | 2004 | 2004 | 2004 | MS |  |  | MS |  |  | MS |  |  | NC |  |  | N | 5 | 1955 |  |  | 425 | 19 | 85.7 | 0 | 0 |  | BIT | RFO | [6 empty] | FF |  |  | 85.2 | 86.6 | 205000 | D | Y | OP | LN | SN | OV | RJ | FW | RP |  |  | N
2007 | 16899 | 50837 | UNIT2 | OP | [27 empty] | N | [24 empty] | OP OP: OP; LN LN: SN; RJ RJ: NA |  |  | N
2007 | 49801 | 50933 | BLR3 | OP | [27 empty] | N | [21 empty] | 77 | 55 | 36307 | [11 empty] | N | bar: Y Y; LN LN
2007 | 3258 | 1218 | 1 | OP | [63 empty] | Y |  |  |  | Y | bar: LN LN
2007 | 733 | 3938 | 21 | OP | FD | FD | St | 0.05 | 4195 |  | PB | DH | OT | DT | DA | YR | 1979 | 1976 | 2000 | MS |  |  | MS |  |  | MS |  |  | NC |  |  | N | 7 | 1950 |  |  | 930 | 60.5 | 0 | 0 | 0 |  | BIT | [7 empty] | VF |  |  | 89 | 89.2 | 236691 | D | N | OP | LN |  |  | BW | BW | NC |  |  | N
2007 | 6035 | 3491 | 3 | OP | ST | ST | ST | 0.1 | 440 | 0.3 | PB | DM | NP | WO | TH | DA | 1972 | 1972 | 2001 | MS |  |  | MS |  |  | MS |  |  | NC |  |  | N | 3 | 1963 |  |  | 2486 |  | 583 | 3115 | 0 |  | NG | [7 empty] | OF |  |  | 85.2 | 82.5 | 690000 |  | N | OP | FR | SC |  | NA | RS | ND |  |  | N
2007 | 21668 | 55320 | HRSG1 | OP | ST | ST | St | 5 | 4.24 | 9 | OP | SU | NM | SM | PS | OH | 2003 | 2003 | 2003 | MS |  |  | MS |  |  | MS |  |  | NC |  |  | Db | 7 | 2004 | 6 | 6008 | 820 |  |  | 1217 |  | 1240 | NG | [7 empty] | DB |  |  | 80 | 80 | 1136 |  | N | OP | SR |  |  | NA | NT | NC |  |  | N
2007 | 55936 | 1394 | 5 | OP | ST | ST | St | 421.36 | 4295.52 | 1152 | PH | DH | NH | NV | NV | NV | 1975 | 1975 | 1975 | MS |  |  | MS |  |  | MS |  |  | NC |  |  | N | 7 | 1976 |  |  | 4035 |  | 807.2 | 5500 |  |  | NG | [7 empty] | TF |  |  | 90 | 90.3 | 921800 |  | N | OP | LN |  |  | CE | CE | NC |  |  | N
2007 | 5517 | 889 | 3 | OP | ST | ST | FD | 0.1 | 6 | 0.45 | PB | DP | NP | OH | OH | YR | 1975 | 1979 | 1996 | MS |  |  | MS |  |  | MS | LN | OT | US |  |  | N | 6 | 1975 |  |  | 4220 | 294 | 0 | 0 | 0 |  | SUB | [7 empty] | TF |  |  | 89 | 91 | 1919000 | D | N | OP | LN | OV |  | IC | CE | NC |  |  | Y |  |  |  | Y
2007 | 19099 | 3845 | 30 | SB | LO | LO | LO | 4.1 | 8 | 3 | PH | DH | NM | OH | OH | TH | 2002 | 2002 | 2002 | MS |  |  | MS |  |  | MS | [5 empty] | Db | 7 | 2002 |  |  | 157 | 0 | 0 | 475.8 | 0 |  | NG | [7 empty] | CF | DB |  | 78.1 |  | 220689 |  | N | OP | SR |  |  | NA | IN | NC |  |  | N
2007 | 19145 | 55245 | 1 | OP | [27 empty] | N | [24 empty] | OP OP: OP; LN LN: LN; RJ RJ: AC |  |  | Y |  |  |  | Y
2007 | 20404 | 3524 | 2 | RE | ST | ST | NA | 70 | 440 |  | PH | DM |  | OH | TH |  | 1955 | 1955 |  | MS |  |  | MS | [5 empty] | NC |  |  | N | 9 | 1955 |  |  | 300 | 0 | 63 | 374 | 0 |  | NG | [7 empty] | FF |  |  | 83 | 83 | 72222 | Y Y: N; LN LN: NA; FW FW: BW |  |  | N
2007 | 20404 | 4938 | 1 | SC | ST | ST | NA | 124 | 440 |  | PH | DM |  | OH | TH |  | 1974 | 1974 |  | MS |  |  | MS | [5 empty] | NC |  |  | N | 7 | 1974 |  |  | 1114 | 0 | 193 | 1383 | 0 |  | NG | RFO | [6 empty] | FF |  |  | 88.5 | 89.6 | 319000 | Y Y: N; OP OP: SC; LN LN: FR; RJ RJ: NA; FW FW: RS |  |  | N
2007 | 7172 | 54101 | PB1 | OP | ST | ST | NA | 39 | 3 |  | OT | SU |  | OH | NS |  | 1968 | 1968 |  | MS |  |  | MS | [5 empty] | NC |  |  | N | 6 | 1963 | 6 | 2040 | 550 | 30.2 | 154.2 | 0 | 32 |  | BIT | WDS | RFO | [5 empty] | RF | SS | SF | 85 | 85 | 240000 | D D: D; Y Y: N; LN LN: NA; FW FW: BW; SS RP: NC |  |  | N
2007 | 7172 | 54101 | PB2 | OP | ST | ST | NA | 39 | 3 |  | OT | SU |  | OH | NS |  | 1968 | 1968 |  | MS |  |  | MS | [5 empty] | NC |  |  | N | 6 | 1966 | 6 | 2043 | 550 | 30.2 | 154.2 | 0 | 32 |  | BIT | WDS | RFO | [5 empty] | RF | SS | SF | 85 | 85 | 240000 | D D: D; Y Y: N; LN LN: NA; FW FW: BW; SS RP: NC |  |  | N
2007 | 11208 | 6481 | 2SGA | OP | ST | ST | ST | 0.0184 | 0.138 | 0.461 | PB | DP | NP | NV | MO | MO | 1987 | 1987 | 1987 | MS |  |  | MS |  |  | MS |  |  | NC |  |  | Da | 5 | 1987 | 7 | 2027 | 6750 | 343.1 | 0 | 0 | 0 |  | BIT | SUB | [6 empty] | OF |  |  | 88.9 | 88.7 | 1450000 | D | N | OP | LN |  |  | BW | BW | NC |  |  | N
2007 | 50033 | 50491 | 5BLR | OP | ST | ST | NA | 79 | 2722 |  | PH | DH |  | PS | DA |  | 1980 | 1980 |  | MS |  |  | MS |  |  | MS |  |  | NC |  |  | N | 9 | 1966 |  |  | 750 | 41.5 | 0 | 0 | 0 |  | BIT | [7 empty] | FF |  |  | 74.3 | 84.4 | 240000 | D | N | OP | LN | OV |  | AC | BW | NC |  |  | N
2007 | 733 | 3938 | 51 | OP | FD | FD | St | 0.05 | 12675 |  | PB | DH | OT | DT | DA | YR | 1977 | 1976 | 2000 | MS |  |  | MS |  |  | MS |  |  | NC |  |  | N | 12 | 1960 |  |  | 2923 | 176.8 | 0 | 0 | 0 |  | BIT | [7 empty] | OF |  |  | 89.7 | 89.8 | 740571 | D | N | OP | LN |  |  | RS | BW | NC |  |  | N
2007 | 16463 | 1458 | 1 | SB | [63 empty] | N | bar: LN LN
2007 | 19547 | 765 | 5 | OP | ST | ST | NA | 20 | 0.5 |  | OP | SU |  | SM | NV |  | 1974 | 1974 |  | MS |  |  | MS | [5 empty] | NC |  |  | N | 12 | 1974 |  |  | 965 | 0 | 199 | 0 | 0 |  | RFO | [7 empty] | FF |  |  | 90 | 90.3 | 224000 | Y Y: N; LN LN: NA; FW FW: BW; SS RP: NC |  |  | N
2007 | 19564 | 50366 | BLR3 | OP | [27 empty] | N | [24 empty] | OP OP: OP; LN LN: LN; RJ RJ: JZ |  |  | N
2007 | 22500 | 1250 | 4 | OP | ST | ST | FD | 0.13 | 3 | 0.4 | PB | DP | NP | PS | TH | YR | 1971 | 1971 | 2000 | MS |  |  | MS |  |  | MS |  |  | NC |  |  | N | 3 | 1960 |  |  | 842 | 49 | 206 | 1225 | 0 |  | SUB | NG | [6 empty] | TF |  |  | 85 | 84 | 229200 | D D: D; Y Y: N; LN LN: NA; FW FW: CE; SS RP: NC |  |  | Y | [6 empty] | Y
2007 | 14928 | 54236 | BLR8 | OP | [27 empty] | N | [24 empty] | OP OP: OP; LN LN: LN; SN SN: FR; RJ RJ: JZ |  |  | N
2007 | 14932 | 10672 | CBC | OP | ST | ST | ST | 0.02 | 0.3 | 0.17 | PB | DP | NP | PS | TH | MO | 1994 | 1994 | 1994 | MS |  |  | MS |  |  | MS |  |  | NC |  |  | Da | 1 | 1994 | 12 | 2035 | 746 | 41.2 | 0 | 0 | 0 |  | BIT | [7 empty] | FB |  |  | 90 | 89 | 195362 | D | Y | OP | CF | SN |  | NA | PR | NC |  |  | N
2007 | 5610 | 50481 | 83-24 | OP | ST | ST | NA | 0.09 | 2.4 |  | PB | DP |  | OT | OH |  | 1971 | 1971 |  | MS |  |  | MS | [5 empty] | NC |  |  | N | 6 | 1963 |  |  | 340 | 19.3 | 0 | 0 | 0 |  | BIT | SLW | OTH | [5 empty] | SS |  |  | 87.1 |  |  | D D: D; Y Y: Y; LN LN: NA; FW FW: CE; SS RP: NC |  |  | N
2007 | 5624 | 10025 | 15 | OP | ST | ST | ST | 0.26 | 3.4 | 0.72 | PB | DP | NP | OH | YR | DA | 1972 | 1988 | 1995 | MS |  |  | MS |  |  | MS |  |  | NC |  |  | N | 6 | 1956 |  |  | 400 | 17.5 | 0 | 0 | 0 |  | BIT | [7 empty] | CY |  |  | 85.5 | 85.5 | 94914 | W | N | OP | OT |  |  | NA | BW | NC |  |  | N
2007 | 7140 | 6257 | 1 | OP | ST | ST | St | 0.1 | 1.2 | 0.4 | PB | DP | NP | NV | NV | MO | 1982 | 1982 | 2003 | MS |  |  | MS |  |  | MS |  |  | SS |  |  | D | 3 | 1982 | 3 | 2022 | 5790 | 314 | 0 | 0 | 0 |  | SUB | [7 empty] | TF |  |  | 89 | 89 | 1434865 | D | N | OP | OV | LN |  | NA | CE | SS |  |  | N
2007 | 7140 | 6257 | 2 | OP | ST | ST | St | 0.1 | 1.2 | 0.4 | PB | DP | NP | NV | NV | MO | 1984 | 1984 | 2003 | MS |  |  | MS |  |  | MS |  |  | SS |  |  | D | 2 | 1984 | 3 | 2024 | 5790 | 314 | 0 | 0 | 0 |  | SUB | [7 empty] | TF |  |  | 89 | 89 | 1434865 | D | N | OP | OV | LN |  | NA | CE | SS |  |  | N
2007 | 17650 | 7710 | 1A | OP | FD | FD | FD | 0.01 | 0.0006 | 0.01 | PB | DP | NP | DT | DT | TH | 2002 | 2002 | 2002 | MS |  |  | MS |  |  | MS |  |  | NC |  |  | Db | 6 | 2002 |  |  | 165 |  |  | 290.1 |  |  | NG | [7 empty] | DB |  |  | 93 | 92 | 932.4 |  | N | OP | SR |  |  | NA | VO | NC |  |  | N
2007 | 9097 | 50656 | UNIT2 | OP | [27 empty] | N | [24 empty] | OP OP: OP; LN LN: SN; RJ RJ: NA |  |  | Y | Y
2007 | 49760 | 50657 | 3 | OP | [27 empty] | N | [24 empty] | OP OP: OP; LN LN: LN; SN SN: OV; OV OV: SN; RJ RJ: PB |  |  | Y | Y | Y | Y |  | Y | Y
2007 | 5701 | 2444 | 7 | OP | ST | ST | ST | 20 | 0.34 | 0.3 | OP | SU | NP | NV | DT | OH | 1972 | 1972 | 1974 | MS |  |  | MS |  |  | BO | MS |  | NC |  |  | N | 6 | 1958 | 9 | 2013 | 350 | 0 | 76 | 456 | 0 |  | NG | DFO | [6 empty] | FF |  |  | 84 | 85 | 67400 |  | N | OP | LA |  |  | NA | BW | NC |  |  | N
2007 | 5701 | 3456 | 2 | OP | ST | ST | ST | 15 | 440 | 0.195 | OP | DM | NP | SM | NV | OH | 1973 | 1974 | 2003 | MS |  |  | MS |  |  | MS |  |  | NC |  |  | N | 5 | 1963 |  |  | 567 | 0 | 131 | 787 | 0 |  | NG | DFO | [6 empty] | FF |  |  | 85 | 85 | 209600 |  | N | OP | OT |  |  | NA | BW | NC |  |  | N
2007 | 5748 | 887 | 3 | OP | ST | ST | ST | 0.2 | 36865 | 11506 | PB | DH | OT | OH | OH | YR | 1972 | 1978 | 2000 | MS |  |  | MS |  |  | MS |  |  | SS | IF |  | N | 5 | 1954 |  |  | 1200 | 79.5 | 0 | 0 | 0 |  | SUB | [7 empty] | TF |  |  | 88.2 | 88.7 | 326754 | D | N | OP | LN |  |  | CE | CE | SS | IF |  | N
2007 | 6035 | 3453 | 2 | SB | ST | ST | ST | 15 | 440 | 0.49 | OP | DM | NP | SM | NV | DA | 1972 | 1972 | 2001 | MS |  |  | MS |  |  | MS |  |  | NC |  |  | N | 12 | 1945 | 3 | 2009 | 300 |  | 52 | 384 | 0 |  | NG | [7 empty] | FF |  |  | 83.8 |  | 78500 | Y Y: N; LN LN: NA; FW FW: BW; SS RP: ND |  |  | N
2007 | 6958 | 4266 | 2 | RE | NA | NA | NA | [24 empty] | N | 6 | 1955 | 1 | 2006 | 125 | 0 | 27 | 224 | 0 |  | NG | [7 empty] | TF |  |  | 83 | 83 | 25000 | Y Y: N; LN LN: NA; FW FW: CE |  |  | N
2007 | 7490 | 165 | 2 | OP | FD | FD | FD | 20 | 0.6 | 0.5 | OP | DP | NP | SM | TH | TH | 1986 | 1986 | 1986 | MS |  |  | MS |  |  | MS |  |  | NC |  |  | Da | 4 | 1986 | 12 | 2042 | 3900 | 328.7 | 0 | 0 | 0 |  | SUB | [7 empty] | OF |  |  | 88.3 | 88.9 | 1052049 | D | N | OP | LN | OV |  | FW | FW | NC |  |  | N
2007 | 7860 | 10030 | COGEN1 | OP | [52 empty] | OP OP: OP; LN LN: LN; RJ RJ: RS |  |  | N
2007 | 12311 | 10224 | BLR 8 | RE | [63 empty] | N | bar: LN LN
2007 | 12686 | 6073 | 4A | OP | [28 empty] | 4 | 2001 | [8 empty] | NG | [7 empty] | DB | [5 empty] | Y Y: N; OP OP: OP; LN LN: SR; RJ RJ: NA; FW FW: VO |  |  | N
2007 | 50128 | 10611 | 6 | RE | [28 empty] | 5 | 2002 | [22 empty] | OP OP: OS; LN LN: NA; RJ RJ: CN |  |  | N
2007 | 6958 | 4266 | 4 | OP | FD | FD | FD | 0 | 0 | 0.06 | PB | DP | NP | YR | YR | DA | 2000 | 2000 | 2000 | MS |  |  | MS |  |  | MS |  |  | SS |  |  | N | 6 | 1966 |  |  | 590 | 0 | 62 | 680 | 0 |  | NG | [7 empty] | FF |  |  | 84 | 85 | 113330 |  | N | OP | LN | FR |  | AU | CE | NC |  |  | N
2007 | 7043 | 54427 | 10C | OP | [27 empty] | N | [35 empty] | N | bar: OP OP to LN LN
2007 | 7049 | 10029 | 1 | OP | [52 empty] | OP OP: OP; LN LN: LA; RJ RJ: NA |  |  | N
2007 | 7049 | 10029 | 3 | OP | [52 empty] | OP OP: OP; LN LN: FR; SN SN: LN; OV OV: LA; RJ RJ: BW |  |  | N
2007 | 807 | 55221 | HRSG7 | OS | NA | NA | ST |  |  | 0.09 |  |  | NP |  |  | TH |  |  | 2002 | [6 empty] | MS | [5 empty] | Db | 6 | 2002 | 12 | 2042 | 276 |  | 0 | 234.5 | 0 |  | NG | [7 empty] | DB |  |  | 79.8 | 79 | 721578 | Y Y: N; OP OP: OS; LN LN: LN; RJ RJ: OT; FW FW: DL |  |  | N
2007 | 10623 | 676 | 3 | OP | ST | ST | ST | 0.044 | 0.718 | 0.5 | PB | DP | NP | YR | MO | YR | 1983 | 1995 | 1997 | MS |  |  | MS |  |  | MS |  |  | NC |  |  | D | 9 | 1982 |  |  | 2510 | 130 | 482 | 0 | 0 |  | BIT | PC | [6 empty] | OF |  |  | 89 | 89 | 313300 | D | N | OP | LN |  |  | BW | BW | NC |  |  | N
2007 | 9617 | 56799 | HRSG1 | PL | ST | ST | St | 0.1 | 1.98 | 0.3 | PB | DP | NP | NV | NV | NV | 2012 | 2012 | 2012 | MS |  |  | MS |  |  | MS |  |  | NC |  |  | Da | 6 | 2012 | 6 | 2052 | [6 empty] | NG | [7 empty] | DB | [5 empty] | D D: D; Y Y: N; OP OP: PL; LN LN: LN; SS RP: NC |  |  | N
2007 | 4716 | 4140 | B2 | OP | ST | ST | NA | 40 | 3.2 |  | OP | DP |  | SM | DA |  | 1974 | 1988 |  | MS |  |  | MS | [5 empty] | NC |  |  | N | 4 | 1947 |  |  | 192 | 10 | 0 | 0 | 0 |  | BIT | SUB | [6 empty] | FF |  |  | 86 | 85 | 45000 | D D: D; Y Y: N; LN LN: NA; FW FW: BW; SS RP: NC |  |  | Y |  |  |  | Y
2007 | 55738 | 54085 | PB1 | OP | [27 empty] | N | [24 empty] | OP OP: OP; LN LN: LN; RJ RJ: RJ |  |  | N
2007 | 13579 | 2554 | 3 | OP | ST | ST | ST | 0.17 | 2 | 0.42 | PB | DP | NP | NV | NV | DA | 1973 | 1974 | 1995 | MS |  |  | MS |  |  | MS |  |  | SS |  |  | N | 6 | 1959 |  |  | 1470 | 108 | 0 | 0 | 0 |  | SUB | [7 empty] | TF |  |  | 87.3 | 82.9 | 460000 | D | N | OP | LN | AA |  | IC | CE | SS |  |  | N
2007 | 13579 | 2554 | 4 | OP | ST | ST | ST | 0.17 | 2 | 0.42 | PB | DP | NP | NV | NV | DA | 1973 | 1974 | 1995 | MS |  |  | MS |  |  | MS |  |  | SS |  |  | N | 6 | 1960 |  |  | 1470 | 108 | 0 | 0 | 0 |  | SUB | [7 empty] | TF |  |  | 87.3 | 82.9 | 460000 | D | N | OP | LN | AA |  | IC | CE | SS |  |  | N
2007 | 14165 | 3098 | 1 | OP | ST | ST | ST | 0.1 | 0.6 | 0.57 | PB | DP | NP | NV | DA | MO | 1978 | 1978 | 1995 | MS |  |  | MS |  |  | MS |  |  | NC |  |  | N | 6 | 1952 | 1 | 2014 | 860 | 41.6 | 0 | 0 | 0 |  | BIT | [7 empty] | VF |  |  | 89 | 89 | 385000 | D | N | OP | LN | SN |  | DQ | BW | ND |  |  | N
2007 | 14165 | 3098 | 3 | OP | ST | ST | ST | 0.1 | 0.6 | 0.57 | PB | DP | NP | NV | DA | MO | 1978 | 1978 | 1995 | MS |  |  | MS |  |  | MS |  |  | NC |  |  | N | 11 | 1954 | 6 | 2014 | 875 | 47.8 | 0 | 0 | 0 |  | BIT | [7 empty] | VF |  |  | 89 | 89 | 430000 | D | N | OP | LN | SN |  | DQ | BW | ND |  |  | N
2007 | 14165 | 2836 | 10 | OP | ST | FD | NA | 0.1 | 4.65 |  | PB | DP |  | TH | DA |  | 1978 | 1981 |  | MS |  |  | MS | [5 empty] | SU |  | US | N | 12 | 1949 |  |  | 950 | 46 | 0 | 0 | 0 |  | BIT | [7 empty] | TF |  |  | 87.9 | 88.6 | 242520 | D D: D; Y Y: N; LN LN: NA; FW FW: CE; SS RP: ND |  |  | N
2007 | 14194 | 2935 | 11 | OP | [27 empty] | N | [35 empty] | N | bar: LN LN
2007 | 7570 | 2039 | 1 | OP | [27 empty] | N | [35 empty] | N | bar: LN LN
2007 | 11479 | 3992 | 5 | OP | ST | NA | NA | 1.34 |  |  | PH |  |  | OH |  |  | 2000 |  |  | MS | [8 empty] | NC | OT |  | N | 12 | 1938 |  |  | 250 | 0 | 0 | 331.2 | 0 |  | NG | [7 empty] | VF |  |  | 86.2 | 87.1 | 60800 | Y Y: N; LN LN: NA; FW FW: BW; SS RP: NC | OT |  | N
2007 | 11571 | 4125 | 5 | OP | ST | ST | St | 0.8 | 0.1 | 10 | PH | DH | NH | OH | OH | OH | 2006 | 2006 | 2006 | MS |  |  | MS |  |  | MS |  |  | NC |  |  | N | 6 | 1950 |  |  | 70 | 0 | 0 | 100 | 0 |  | NG | [7 empty] | SF |  |  | 79.5 |  | 18000 |  | N | OP | LN |  |  | CN | WI | NC |  |  | N
2007 | 11571 | 4125 | 8 | OP | ST | ST | St | 0.03 | 0.89 | 0.2 | PB | DP | NP | OH | MO | MO | 1990 | 1990 | 1990 | MS |  |  | MS |  |  | MS |  |  | CF |  |  | Da | 6 | 1990 |  |  | 200 | 10.8 | 0 | 0 | 10 |  | BIT | PC | [6 empty] | FB |  |  | 90 | 88.6 | 76000 | D | N | OP | CF |  |  | NA | FW | CF |  |  | Y |  | Y | [5 empty] | Y
2007 | 11571 | 4125 | 9 | TS | ST | ST | St | 0.03 | 0.3 | 0.155 | PB | DP | NP | OH | MO | MO | 2005 | 2005 | 2005 | [9 empty] | CF |  |  | Da | 4 | 2007 |  |  | 475 | 24.5 | 0 | 0 | 23 |  | PC | BIT | [6 empty] | FB |  |  | 90 | 88.6 | 120000 | D | N | TS | CF | SN |  | NA | KP | CF |  |  | Y |  | Y | [5 empty] | Y
2007 | 11701 | 1843 | 2 | OP | [27 empty] | N | [35 empty] | N | bar: LN LN
2007 | 11732 | 2144 | 4 | OP | [63 empty] | N | bar: LN LN
2007 | 12341 | 1091 | 3 | OP | ST | ST | St | 0.17 | 1.2 | 0.3 | PB | DP | NP | NV | TH | MO | 1979 | 1976 | 2005 | MS |  |  | MS |  |  | MS |  |  | SS |  |  | N | 12 | 1975 |  |  | 3805 | 234.5 | 0 | 0 | 0 |  | SUB | [7 empty] | OF |  |  | 88 | 89 | 996800 | D | N | OP | OV | LN |  | AB | FW | SS |  |  | N
2007 | 5310 | 52019 | HR501 | OP | ST | ST | ST | 0.0192 | 0.0031 | 9 | PB | DP | NM | OH | OH | OH | 1992 | 1992 | 1992 | MS |  |  | MS |  |  | MS |  |  | OT |  |  | Da | 5 | 1992 | 5 | 2017 | 550 | 0 | 44.2 | 267.5 | 0 | 771 | NG | DFO | [6 empty] | DB |  |  | 99 | 99 |  |  | N | OP | SR |  |  | NA | NT | NC |  |  | N
2007 | 5310 | 52019 | HR502 | OP | ST | ST | ST | 0.0192 | 0.0031 | 9 | PB | DP | NM | OH | OH | OH | 1992 | 1992 | 1992 | MS |  |  | MS |  |  | MS |  |  | OT |  |  | Da | 5 | 1992 | 5 | 2017 | 550 | 0 | 44.2 | 267.5 | 0 | 771 | NG | DFO | [6 empty] | DB |  |  | 99 | 99 |  |  | N | OP | SR |  |  | NA | NT | NC |  |  | N
2007 | 6526 | 2835 | 11 | RE | ST | ST | ST | 0.12 | 8.2 | 0.46 | PB | DP | NP | TH | MO | YR | 1979 | 1981 | 2000 |  |  |  | MS |  |  | MS |  |  | SU | OT |  | N | 6 | 1948 | 12 | 2002 | 460 | 21.5 | 0 | 0 | 0 |  | BIT | [7 empty] | FF |  |  |  |  | 228000 | D D: D; Y Y: N; LN LN: NA; FW FW: BW |  |  | N
2007 | 6455 | 628 | 2 | OP | ST | ST | FD | 0.1 | 2.1 | 0.45 | PB | DP | NP | TH | NV | YR | 1975 | 1975 | 2005 | MS |  |  | MS |  |  | MS |  |  | ND |  |  | N | 11 | 1969 |  |  | 3367 | 143 | 0 | 0 | 0 |  | BIT | [7 empty] | TF |  |  | 87.7 | 88.2 | 1030000 | D | N | OP | LN |  |  | BW | CE | ND |  |  | Y |  |  |  | Y
2007 | 6455 | 634 | 3 | OP | ST | ST | NA | 0.1 | 2.75 |  | PB | DP |  | TH | NV |  | 1975 | 1975 |  | MS |  |  | MS | [5 empty] | ND |  |  | N | 7 | 1963 | 6 | 2009 | 1424 | 0 | 317 | 2000 | 0 |  | RFO | NG | [6 empty] | TF |  |  | 89.8 | 89.8 | 441000 | Y Y: N; LN LN: NA; FW FW: CE; SS RP: ND |  |  | N
2007 | 8009 | 52140 | PB2 | OP | [27 empty] | N | [35 empty] | N | bar: LN LN
2007 | 54738 | 54098 | B08 | OP | [27 empty] | N | [35 empty] | N | bar: LN LN
2007 | 54738 | 54098 | B09 | OP | [27 empty] | N | [35 empty] | N | bar: LN LN
2007 | 8181 | 10118 | 3 | CO | [52 empty] | OP OP: TS; LN LN: SN; SN SN: FR; RJ RJ: NA |  |  | Y | Y
2007 | 8245 | 60 | 1 | OP | [27 empty] | N | [24 empty] | OP OP: OP; LN LN: OV; RJ RJ: NA |  |  | N
2007 | 8286 | 10604 | BLR3 | OP | [27 empty] | N | [35 empty] | N | bar: LN LN
2007 | 8287 | 7130 | 1 | OP | [27 empty] | N | [35 empty] | N | bar: LN LN
2007 | 6455 | 638 | 3 | OP | ST | ST | NA | 0.1 | 2.75 |  | PB | DP |  | TH | NV |  | 1975 | 1975 |  | MS |  |  | MS | [5 empty] | ND |  |  | N | 10 | 1956 |  |  | 600 | 0 | 124 | 751 | 0 |  | RFO | DFO | NG | [5 empty] | FF |  |  | 88 | 87 | 169200 | Y Y: N; LN LN: NA; FW FW: RS; SS RP: ND |  |  | N
2007 | 12647 | 10686 | 7 | OP | [52 empty] | OP OP: OP; LN LN: FR; SN SN: LN; RJ RJ: JZ |  |  | N
2007 | 261 | 6705 | 2 | OP | ST | ST | St | 0.228 | 5.11 | 0.38 | PB | DP | NP | NV | DA | OT | 1979 | 1989 | 2004 | MS |  |  | MS |  |  | MS |  |  | IF |  |  | N | 1 | 1964 |  |  | 1100 | 69.9 | 0 | 320 | 0 |  | BIT | NG | [6 empty] | FF |  |  | 88.1 | 88.2 | 820000 | D | N | OP | LN | OV |  | BW | BW | IF |  |  | N
2007 | 261 | 6705 | 4 | OP | ST | ST | St | 0.228 | 5.11 | 0.14 | PB | DP | NP | NV | MO | OT | 1984 | 1989 | 2004 | MS |  |  | MS |  |  | MS |  |  | SS | IF |  | N | 10 | 1970 |  |  | 2225 | 134.9 | 0 | 700 | 0 |  | BIT | NG | [6 empty] | OF |  |  | 88.2 | 88.5 | 1211576 | D | N | OZ | LN | SR |  | BW | BW | IF |  |  | N
2007 | 349 | 10216 | RB1 | OP | [27 empty] | N | [24 empty] | OP OP: OP; LN LN: LA; RJ RJ: NA |  |  | N
2007 | 13756 | 996 | 4 | SC | ST | ST | FD | 0.1 | 1.05 | 0.45 | PB | DP | NP | PS | DA | YR | 1993 | 1989 | 1997 | MS |  |  | MS |  |  | MS |  |  | NC |  |  | N | 12 | 1956 |  |  | 860 | 60.6 | 0 | 1200 | 0 |  | SUB | NG | [6 empty] | TF |  |  | 87.7 | 88.2 | 242200 | D D: D; Y Y: N; LN LN: NA; FW FW: CE; SS RP: OT |  |  | N
2007 | 13756 | 6085 | 15 | OP | ST | ST | ST | 0.1 | 1.2 | 0.25 | PB | DP | NP | PS | OT | YR | 1982 | 1980 | 2000 | MS |  |  | MS |  |  | OV | LN |  | NC |  |  | D | 10 | 1979 |  |  | 3800 | 240.4 | 0 | 0 | 0 |  | BIT | SUB | [6 empty] | OF |  |  | 84.7 | 84.9 | 1078422 | D | N | OP | OV | LN |  | FW | FW | IF |  |  | N
2007 | 13765 | 54995 | 501 | OP | [27 empty] | N | [35 empty] | N | bar: LN LN
2007 | 13781 | 1918 | 4 | RE | [27 empty] | N | 12 | 2006 | [33 empty] | N | bar: LN LN
2007 | 2877 | 55123 | HRSG2 | OP | ST | ST | ST | 25 | 36.4 | 9 | PH | DH | NM | YR | DT | OH | 2002 | 2002 | 2002 | MS |  |  | MS |  |  | MS |  |  | NC |  |  | Db | 2 | 2002 |  |  | 1381 | 0 | 0 | 108.3 | 0 | 1383.7 | NG | [7 empty] | DB | [6 empty] | N | OP | SR |  |  | NA | NT | NC |  |  | N
2007 | 2884 | 10641 | B1 | OP | [52 empty] | OP OP: OP; LN LN: CF; SN SN: SN; RJ RJ: NA |  |  | Y |  | Y
2007 | 2884 | 10641 | B2 | OP | [52 empty] | OP OP: OP; LN LN: CF; SN SN: SN; RJ RJ: NA |  |  | Y |  | Y
2007 | 772 | 10860 | B6 | OP | ST | ST | St | [24 empty] | N | [35 empty] | N | bar: LN LN
2007 | 5030 | 55333 | HRSG2 | OP | ST | ST | ST | 9 | 1.49 | 2.5 | PH | DH | NM | OH | OH | OH | 2002 | 2002 | 2002 | MS |  |  | MS |  |  | MS |  |  | NC |  |  | Db | 6 | 2002 |  |  | 568 | 0 | 0 | 196 | 0 | 1001 | NG | [7 empty] | DB | [6 empty] | N | OP | LN | SR |  | CN | DL | NC |  |  | N
2007 | 14194 | 2935 | 13 | OP | [27 empty] | N | [35 empty] | N | bar: LN LN
2007 | 3807 | 10849 | BLR1 | OP | FD | FD | NA | 0.6 | 1.5 |  | PB | DP |  | SM | YR |  | 1990 | 1990 |  | MS |  |  | MS | [5 empty] | NC |  |  | N | 10 | 1955 |  |  | 450 | 21.9 | 0 | 558 | 0 |  | SUB | NG | [6 empty] | FF |  |  | 88.2 |  | 416000 | D D: D; Y Y: N; LN LN: NA; FW FW: BW; SS RP: NC |  |  | Y |  | Y
2007 | 13365 | 54349 | AUX | OP | [52 empty] | OP OP: OP; LN LN: SR; RJ RJ: NA |  |  | N
2007 | 13478 | 1407 | 3 | SB | ST | ST | ST | 20 | 2000 | 0.05 | OP | DM | NO | SM | NV | YR | 1969 | 1969 | 1969 | MS |  |  | MS |  |  | MS | [5 empty] | N | 4 | 1950 |  |  | 425 | 0 | 95.3 | 565.8 | 0 |  | NG | [7 empty] | FF |  |  | 82.9 | 84.6 | 105150 | Y Y: N; LN LN: NA; FW FW: BW; SS RP: SS |  |  | N
2007 | 11843 | 6056 | K1 | OP | [63 empty] | N | bar: LN LN
2007 | 520 | 864 | 02 | OP | ST | ST | ST | 0.2 | 23000 | 0.25 | PB | DH | NP | PS | TH | OT | 1972 | 1972 | 2003 | MS |  |  | MS |  |  | MS |  |  | NC |  |  | N | 6 | 1948 |  |  | 285 | 12.5 | 0 | 0 | 0 |  | BIT | [7 empty] | TF |  |  | 85 | 85 | 67555 | D D: D; Y Y: N; LN LN: NA; FW FW: CE; SS RP: NC |  |  | N
2007 | 520 | 864 | 03 | OP | ST | ST | ST | 0.2 | 23000 | 0.25 | PB | DH | NP | PS | TH | OT | 1972 | 1972 | 2003 | MS |  |  | MS |  |  | MS |  |  | NC |  |  | N | 1 | 1949 |  |  | 285 | 12.5 | 0 | 0 | 0 |  | BIT | [7 empty] | TF |  |  | 85 | 85 | 67555 | D D: D; Y Y: N; LN LN: NA; FW FW: CE; SS RP: NC |  |  | N
2007 | 13488 | 2001 | 1 | OP | [63 empty] | N | bar: LN LN
2007 | 13488 | 2001 | 2 | OP | [63 empty] | N | bar: LN LN
2007 | 13492 | 54627 | C | OP | [27 empty] | Da | 1 | 1996 | 1 | 2026 | 506 | [5 empty] | AB | WDS | [6 empty] | SS |  |  | 70 | 73 | 129700 |  | N | OP | SN | OV |  | NA | CE |  |  |  | Y | Y |  |  | Y
2007 | 13504 | 50271 | 1A | OP | [27 empty] | N | [24 empty] | OP OP: CN; LN LN: SN; RJ RJ: NA |  |  | Y | Y | Y | Y |  | Y | Y
2007 | 6564 | 54518 | HRSG3 | OP | [52 empty] | OP OP: OP; LN LN: LN; RJ RJ: CN |  |  | N
2007 | 12384 | 384 | 81 | OP | ST | ST | FD | 0.1 | 1.8 | 0.4 | PB | DP | NP | OH | OH | YR | 1980 | 1980 | 2000 | MS |  |  | MS |  |  | MS | [5 empty] | N | 2 | 1965 |  |  | 1950 | 158.2 | 0 | 0 | 0 |  | SUB | [7 empty] | TF |  |  | 89 | 90 | 522807 | D | N | OP | LN |  |  | AL | CE |  |  |  | N
2007 | 12384 | 879 | 52 | OP | ST | ST | FD | 0.1 | 1.8 | 0.86 | PB | DP | NP | OH | OH | YR | 1980 | 1980 | 2000 | MS |  |  | MS |  |  | MS | [5 empty] | N | 5 | 1972 |  |  | 3037 | 176.5 | 0 | 0 | 0 |  | SUB | [7 empty] | CY |  |  | 89 | 89 | 774000 | W | N | OP | OV |  |  | NA | BW |  |  |  | N
2007 | 12384 | 884 | 1 | OP | ST | ST | FD | 0.1 | 1.8 | 0.86 | PB | DP | NP | OH | OH | YR | 1980 | 1980 | 2000 | MS |  |  | MS |  |  | MS | [5 empty] | N | 5 | 1955 |  |  | 1200 | 81 | 0 | 0 | 0 |  | SUB | [7 empty] | CY |  |  | 89.1 | 89.5 | 276000 | D D: W; Y Y: N; LN LN: NA; FW FW: BW |  |  | N
2007 | 520 | 861 | 02 | OP | ST | ST | ST | 0.15 | 55555 | 0.25 | PB | DH | NP | PS | TH | OT | 1972 | 1972 | 2003 | MS |  |  | MS |  |  | MS |  |  | SS |  |  | N | 9 | 1972 |  |  | 4159 | 277.7 | 0 | 0 | 0 |  | SUB | BIT | [6 empty] | CY |  |  | 87 | 80 | 1310082 | W | N | OZ | OV | SR |  | NA | BW | NC |  |  | N
2007 | 4383 | 55206 | HRSG2 | OP | ST | ST | ST | 35.9 | 48.35 | 164.75 | PH | DH | NH | PS | OH | OH | 2002 | 2002 | 2002 | MS |  |  | MS |  |  | MS |  |  | NC |  |  | Db | 10 | 2002 |  |  | 838.7 | 0 | 0 | 631 | 0 |  | NG | [7 empty] | DB |  |  |  |  | 764473.6 |  | N | OP | LN |  |  | CN | AL | NC |  |  | N
2007 | 733 | 3776 | 52 | OP | FD | FD | St | 0.1346 | 1510.08 |  | PB | DH | OT | DT | DA | YR | 1974 | 1974 | 2004 | MS |  |  | MS |  |  | MS |  |  | NC |  |  | N | 6 | 1944 |  |  | 475 | 25 | 0 | 0 | 0 |  | BIT | [7 empty] | TF |  |  | 88.1 | 87.8 | 103500 | D | N | OP | OT |  |  | AL | CE | NC |  |  | N
2007 | 772 | 10865 | CFB1 | OP | ST | ST | FD | 0.03 | 1.2 | 0.6 | PB | DP | NP | PS | MO | MO | 1987 | 1987 | 1987 | MS |  |  | MS |  |  | MS |  |  | NC |  |  | Db | 2 | 1987 |  |  | 425 | 24.5 | 0 | 0 | 0 |  | BIT | SUB | [6 empty] | FB |  |  | 84 | 80 | 121560 | D | N | OP | CF | SN |  | NA | KL | NC |  |  | N
2007 | 2963 | 55701 | P001 | CO | ST | ST | ST | 0.0091 | 0.0057 | 3.5 | PB | DP | NM | DT | DT | TH | 2005 | 2005 | 2005 | OT |  |  | OT |  |  | OT | LN |  |  |  |  | Da | 3 | 2010 |  |  | 943 | 0 | 0 | 684 | 0 | 1459 | NG | [7 empty] | DB | [6 empty] | N | CO | LN | SR |  | CN | NT |  |  |  | N
2007 | 3006 | 2828 | 3 | OP | ST | ST | St | 0.1 | 2 |  | PB | DP | OT | DT | OT | YR | 1980 | 1980 | 2000 | MS |  |  | MS |  |  | MS |  |  | NC |  |  | N | 5 | 1977 |  |  | 4555 | 284 | 0 | 0 | 0 |  | BIT | [7 empty] | OF |  |  | 87.9 | 87.8 | 2180000 | D | N | OP | LN | SR |  | RS | BW | NC |  |  | N
2007 | 5109 | 1733 | 3 | OP | ST | ST | NA | 0.12 | 1.6 |  | PG | DP |  | OT | DA |  | 1973 | 1985 |  | MS |  |  | MS | [5 empty] | SS | IF |  | N | 5 | 1973 |  |  | 5718 | 281.2 | 0 | 0 | 0 |  | SUB | BIT | SC | [5 empty] | OF |  |  | 90.9 | 91.1 | 2500000 | D | N | OP | LN | SR |  | BW | BW | IF |  |  | N
2007 | 3046 | 2712 | 1 | OP | ST | ST | ST | 0.25 | 2.3 | 1.8 | PB | DP | NP | PS | DA | NV | 1988 | 1977 | 1976 | MS |  |  | MS |  |  | MS |  |  | SS |  |  | N | 5 | 1966 |  |  | 2600 | 128 | 0 | 0 | 0 |  | BIT | [7 empty] | OF |  |  | 90.4 | 91.3 | 700000 | D | N | OP | LN | OV | SR | IC | RS | IF |  |  | Y |  |  |  | Y
2007 | 3046 | 2712 | 3A | OP | ST | ST | ST | 0.1 | 2.3 | 1.8 | PB | DP | NP | PS | DA | NV | 1988 | 1977 | 1976 | MS |  |  | MS |  |  | MS |  |  | SS |  |  | N | 7 | 1973 |  |  | 2584 | 140 | 0 | 0 | 0 |  | BIT | [7 empty] | FF |  |  | 89.2 | 90.5 | 733049 | D | N | OP | LN | OV | SR | IC | RS | IF |  |  | Y |  |  |  | Y
2007 | 3046 | 2712 | 3B | OP | ST | ST | ST | 0.1 | 2.3 | 1.8 | PB | DP | NP | PS | DA | NV | 1988 | 1977 | 1976 | MS |  |  | MS |  |  | MS |  |  | SS |  |  | N | 7 | 1973 |  |  | 2584 | 140 | 0 | 0 | 0 |  | BIT | [7 empty] | FF |  |  | 89.2 | 90.5 | 733049 | D | N | OP | LN | OV | SR | IC | RS | IF |  |  | Y |  |  |  | Y
2007 | 5109 | 1743 | 4 | OP | ST | ST | NA | 0.17 | 1.67 |  | PG | DP |  | OT | MO |  | 1973 | 1978 |  | MS |  |  | MS | [5 empty] | SS |  |  | N | 10 | 1954 |  |  | 1070 | 61 | 231.4 | 259 | 0 |  | BIT | [7 empty] | FF |  |  | 88.4 | 88.3 | 350000 | D | N | OP | LN |  |  | RJ | BW | SS |  |  | N
2007 | 50129 | 10612 | PB5 | OP | [27 empty] | N | 6 | 1988 | [8 empty] | NG | [7 empty] | FF |  |  | 89 | 81 | 350000 |  | N | OP | LN | FR |  | PB | CE |  |  |  | N
2007 | 13781 | 1912 | 9 | CO | [27 empty] | N | 5 | 2008 |  |  | 1939 |  |  |  |  | 1837 | OTH | NG | [6 empty] | DB |  |  | 98 | 98 | 1633172 | [11 empty] | N | bar: RS RS RS
2007 | 54703 | 56349 | HRSG4 | CO | ST | ST | St | 10.4 | 1.5 | 18.5 | PH | DH | NH | OH | OH | TH | 2008 | 2008 | 2008 | OT |  |  | OT |  |  | OT | [5 empty] | Db | 4 | 2008 |  |  | 500 |  |  | 161.7 |  | 585 | NG | [7 empty] | DB |  |  |  | 83 | 424793 |  |  | CO | LN | SR |  | GE | VO | OT |  |  | N
2007 | 2409 | 3559 | HRSG9 | [53 empty] | OP OP OP: OP; LN LN LN: SR; IC IC IC: PS |  |  | N
2007 | 547 | 54512 | 5 | OP | [27 empty] | N | [35 empty] | N | bar: LN LN LN
2007 | 547 | 54512 | 7 | OP | [27 empty] | N | [35 empty] | N | bar: LN LN LN
2007 | 570 | 10746 | BLR3 | OP | [27 empty] | N | [35 empty] | N | bar: LN LN LN
2007 | 570 | 10746 | BLR4 | OP | [27 empty] | N | [35 empty] | N | bar: LN LN LN
2007 | 13960 | 302 | 1 | OP | LO | LO | LO | 0.1 | 0.75 | 0.15 | PC | SU | OT | DA | DA | DA | 1969 | 1969 | 2003 | MS |  |  | MS |  |  | MS |  |  | OT |  |  | N | 11 | 1954 |  |  | 700 |  | 150.6 | 922 | 0 |  | NG | RFO | [6 empty] | FF |  |  | 83 | 83 | 171550 |  | N | OP | FR | SR | LN | RJ | BW | OT |  |  | N
2007 | 13960 | 302 | 3 | OP | LO | LO | LO | 0.1 | 0.75 | 0.15 | PC | SU | OT | DA | DA | DA | 1969 | 1969 | 2003 | MS |  |  | MS |  |  | MS |  |  | OT |  |  | N | 8 | 1958 |  |  | 800 |  | 166.9 | 1026 | 0 |  | NG | RFO | [6 empty] | FF |  |  | 83 | 83 | 191200 |  | N | OP | FR | SR | LN | RJ | BW | OT |  |  | N
2007 | 5624 | 10025 | PB1 | OP | ST | ST | St | 0.2 | 2 | 0.57 | PB | DP | NP | OH | YR | DA | 1972 | 1988 | 1995 | MS |  |  | MS |  |  | MS |  |  | NC |  |  | N | 6 | 1966 |  |  | 80 | 0 | 15.4 | 0 | 0 |  | RFO | [7 empty] | FF |  |  | 76.2 | 76.2 | 21403 |  | N N: N; NA FR FR: NA; NA BW BW: CE; NA OT OT: NC |  |  | N
2007 | 9350 | 54099 | RB1 | OP | [27 empty] | N | [35 empty] | N | bar: NA FR FR
2007 | 9353 | 54358 | PB1 | OP | [27 empty] | N | [35 empty] | N | bar: NA FR FR
2007 | 9353 | 54358 | PB2 | OP | [27 empty] | N | [35 empty] | N | bar: NA FR FR
2007 | 10171 | 1356 | 4 | OP | ST | FD | FD | 20 | 1.2 | 0.46 | OP | DP | NP | SM | TH | YR | 1984 | 2008 | 2000 | MS |  |  | MS |  |  | MS |  |  | IF |  |  | Da | 6 | 1984 |  |  | 3800 | 227.8 | 0 | 0 | 0 |  | BIT | SUB | [6 empty] | OF |  |  | 88.1 | 86.1 | 1879000 | D | N | OP | LN | OV | SR | AB | FW | IF |  |  | Y |  |  |  | Y | Y |  |  | Y
2007 | 4538 | 753 | ST | OP | [27 empty] | N | [35 empty] | N | bar: NA LN
2007 | 10285 | 55270 | HRSG3 | OP | NA | NA | ST |  |  | 0.09 |  |  | NP |  |  | MO |  |  | 2002 | [6 empty] | MS | [5 empty] | Db | 7 | 2002 | 12 | 2042 | 276 | 0 | 0 | 181.2 | 0 | 148.6 | NG | [7 empty] | DB |  |  | 78.6 | 76.8 | 326565 | N: N; OP: OP; NA LN: LA; NA AB: NA; NA FW: DL |  |  | N
2007 | 10308 | 50707 | HRSG C | OP | ST | ST | ST | 5 | 1.34 | 25 |  |  | NM | YR | YR | DA | 1994 | 1994 | 1994 | MS |  |  | MS |  |  | MS |  |  | NC |  |  | Db | 6 | 1994 | 6 | 2044 | 180 | 0 | 0 | 167 | 0 |  | NG | [7 empty] | DB |  |  | 78.6 | 76.8 | 329000 |  | N | OP | LA |  |  | NA | NT | NC |  |  | N
2007 | 4474 | 50648 | UNIT2 | OP | [27 empty] | N | [24 empty] | OP: OP; NA LN: SN; NA AB: NA |  |  | Y | Y | Y | Y
2007 | 5033 | 50395 | 14 | OP | [27 empty] | N | [35 empty] | N | bar: NA LN
2007 | 65 | 50249 | 9 | RE | [27 empty] | N |  |  | 11 | 2007 | [31 empty] | N | bar: NA LN
2007 | 5670 | 10603 | 031 | OP | [27 empty] | N | [24 empty] | OP: OP; NA LN: CF; NA AB: NA |  |  | Y |  | Y
2007 | 49941 | 55418 | 1H2100 | OP | ST | ST | ST | 27.8 | 13.3 | 32 | PH | DH | NH | TH | TH | DA | 2002 | 2002 | 2002 | MS |  |  | MS |  |  | MS |  |  | SS |  |  | Db | 6 | 2002 | 6 | 2032 | 831 | 0 | 0 | 572.5 | 0 | 891.8 | NG | [7 empty] | DB |  |  | 92.1 | 91.1 |  |  | N | OP | LN | SR |  | CN | AI | NC |  |  | N
2007 | 49949 | 56233 | HRSG B | SB | ST | ST | St | [24 empty] | Db | [24 empty] | OP: OP; NA LN: SR; NA AB: NA |  |  | N
2007 | 50006 | 10793 | BLR1 | OP | [27 empty] | N | [24 empty] | OP: OP; NA LN: OT; NA AB: NA |  |  | N
2007 | 50006 | 10795 | BLR4 | OP | [27 empty] | N | [35 empty] | N | bar: NA LN
2007 | 9273 | 991 | 3 | OP | ST | ST | St | 0.27 | 2.57 | 0.45 | PB | DP | NP | PS | MO | YR | 1980 | 1980 | 1995 | MS |  |  | MS |  |  | OT |  |  | TU |  |  | N | 11 | 1951 | 11 | 2011 | 400 | 18.6 |  | 0 | 0 |  | BIT | [7 empty] | TF |  |  | 85.4 | 84.4 | 282000 | D: W; N: N; NA LN: NA; NA FW: CE |  |  | N
2007 | 9273 | 994 | 2 | OP | ST | ST | FD | 0.41 | 6 | 0.45 | PB | DP | NP | PS | MO | YR | 1982 | 1974 | 1995 | MS |  |  | MS |  |  | MS |  |  | IF |  |  | N | 12 | 1969 | 12 | 2029 | 3145 | 199 | 0 | 0 | 0 |  | BIT | [7 empty] | TF |  |  | 89.1 | 89.6 |  | D | N | OZ | LN | SR |  | CE | CE | NC |  |  | Y |  |  |  | Y | Y |  | Y
2007 | 9273 | 994 | 4 | OP | FD | FD | FD | 0.1 | 1.2 | 0.45 | PB | DM | OT | PS | TH | YR | 1986 | 1986 | 1995 | MS |  |  | MS |  |  | MS |  |  | IF |  |  | D | 4 | 1986 | 4 | 2046 | 4150 | 248 | 0 | 0 | 0 |  | BIT | [7 empty] | TF |  |  | 87.9 | 88.9 |  | D | N | OP | OV |  |  | NA | CE | NC |  |  | Y |  |  |  | Y | Y |  | Y
2007 | 5416 | 3264 | 1 | OP | ST | ST | NA | 0.6 | 2.3 |  | PB | DP |  | NV | DA |  | 1981 | 2000 |  | MS |  |  | MS | [5 empty] | SS |  |  | N | 3 | 1951 |  |  | 750 | 39.6 | 0 | 0 | 0 |  | BIT | [7 empty] | TF |  |  | 88.7 | 89.4 | 195932 | D | N | OP | LN | OV |  | NA | CE | SS |  |  | Y |  |  |  | Y
2007 | 14372 | 55103 | HRSG1 | OP | ST | FD | FD | 0.1 | 0.05 | 4.5 | PC | SU | NM | NV | NV | DA | 2001 | 2001 | 2001 | MS |  |  | MS |  |  | MS |  |  | NC |  |  | Db | 7 | 2001 | 7 | 2031 | 590 |  |  | 187.3 |  |  | NG | [7 empty] | DB |  |  | 75 |  | 611000 |  | N | OP | SR | LN |  | SW | TS | NC |  |  | N
2007 | 18642 | 55197 | 2 | OP | ST | ST | ST | 24 | 12 | 3.5 | PH | DH | NM | OH | OH | DA | 2003 | 2003 | 2003 | MS |  |  | MS |  |  | MS | [5 empty] | Da | 6 | 2003 | 5 | 2028 | 568 |  | 0 | 233 | 0 |  | NG | [7 empty] | DB |  |  |  |  | 743568 |  | N | OP | LN | SR |  | CN | AI | NC |  |  | N
2007 | 18642 | 55197 | 3 | OP | ST | ST | ST | 24 | 12 | 3.5 | PH | DH | NM | OH | OH | DA | 2003 | 2003 | 2003 | MS |  |  | MS |  |  | MS | [5 empty] | Da | 6 | 2003 | 5 | 2028 | 568 |  | 0 | 233 | 0 |  | NG | [7 empty] | DB |  |  |  |  | 743568 |  | N | OP | LN | SR |  | CN | AI | NC |  |  | N
2007 | 15470 | 1004 | HRSG2 | CO | FD | FD | FD | 0.015 | 1.4 | 0.5 | PB | DP | NP | MO | MO | MO | 2012 | 2012 | 2012 | [9 empty] | ND |  |  | Da | 6 | 2012 | 6 | 2046 | 814.81 |  |  | 2064 |  |  | OTH | NG | [6 empty] | OT |  |  |  |  | 4192 | N: N; OP: CO; NA LN: SR; NA FW: DS; NA IF: ND |  |  | Y | [7 empty] | Y
2007 | 15248 | 56227 | HRSG01 | OP | ST | ST | FD | 0.14 | 41 | 0.2 | PB | OT | NP | NV | YR | MO | 2007 | 2007 | 2007 | MS |  |  | MS |  |  | MS |  |  | NC |  |  | Db | 3 | 2007 | 3 | 2037 | 930 | 0 | 0 | 278.8 | 0 |  | NG | [7 empty] | DB |  |  | 37.8 |  | 580000 |  | N | OP | SR |  |  | NA | DL | NC |  |  | N
2007 | 54894 | 56469 | FW-1 | [64 empty] | N | bar: NA LN
2007 | 18569 | 55439 | HRSG3 | OP | ST | ST | St | 21.8 | 21.8 | 48 | PH | DH | NH | NV | NV | NV | 2004 | 2004 | 2004 | MS |  |  | MS |  |  | MS |  |  | NC |  |  |  | 5 | 2004 |  |  | 845 |  |  | 540 |  | 938 | NG | [7 empty] | DB |  |  |  |  | 762600 | OP: OP; NA LN: SR; NA AB: NA; NA FW: DL; NA IF: NC |  |  | N
2007 | 14610 | 564 | 2 | OP | FD | FD | FD | 0.02 | 0.25 | 0.17 | PB | DP | NP | NV | YR | YR | 1996 | 1996 | 1996 | MS |  |  | MS |  |  | MS |  |  | OT |  |  | Da | 6 | 1996 | 6 | 2036 | 3305 | 166.5 | 0 | 0 | 0 |  | BIT | [7 empty] | OF |  |  | 88.5 | 88.8 | 873246 | D | N | OP | LN | OV | SR | BW | BW | NC |  |  | N
2007 | 18335 | 56000 | HRSG1 | CN | FD | FD | FD | 0.03 | 0.2 | 0.2 | PB | DP | NP | NS | NS | NS | [15 empty] | Db |  |  |  |  | 839 | 0 | 0 | 4230 | 0 | 1081 | NG | [7 empty] | DB |  |  | 76.7 | 60 | 1030000 | N: N; OP: CN; LN: LN; BW: OT |  |  | N
2007 | 18335 | 56000 | HRSG2 | CN | FD | FD | FD | 0.03 | 0.2 | 0.2 | PB | DP | NP | NS | NS | NS | [15 empty] | Db |  |  |  |  | 839 | 0 | 0 | 4230 | 0 | 1081 | NG | [7 empty] | DB |  |  | 76.7 | 60 | 1030000 | N: N; OP: CN; LN: LN; BW: OT |  |  | N
2007 | 18458 | 54693 | HRSG 2 | OP | [63 empty] | N | bar: LN
2007 | 17698 | 3476 | 4 | OP | ST | NA | NA | 0.1 |  |  | PB |  |  | WO |  |  | 1976 |  |  | MS | [11 empty] | N | 3 | 1956 |  |  | 650 | 0 | 0 | 810 | 0 |  | NG | [7 empty] | FF |  |  | 83.6 | 84.3 | 153000 | N: N; LN: NA; BW: RS |  |  | N
2007 | 15466 | 468 | 1 | OP | [27 empty] | N | [35 empty] | Y |  | Y | bar: LN
2007 | 15466 | 468 | 2 | OP | [27 empty] | N | [24 empty] | OP: OP; LN: LN; OV: OV; BW: BW |  |  | Y |  | Y
2007 | 56031 | 56846 | HRSG2
2007 | 9617 | 56799 | HRSG2 | PL | ST | ST | St | 0.1 | 1.98 | 0.3 | PB | DP | NP | NV | NV | NV | 2012 | 2012 | 2012 | MS |  |  | MS |  |  | MS |  |  | NC |  |  | Da | 6 | 2012 | 6 | 2052 | [14 empty] | DB | [5 empty] | D: D; N: N; OP: PL; LN: LN; NC: NC |  |  | N
2007 | 16098 | 54338 | 4 | [64 empty] | N | bar: LN
2007 | 17166 | 2336 | 8 | CO | ST | ST | St | 0.11 | 2 | 2 | PB | DH | NM | TH | OH | TH | 2008 | 2008 | 2008 | [9 empty] | SS |  |  | Db | 7 | 2008 |  |  | 843.2 | [5 empty] | NG | [7 empty] | DB |  |  |  |  | 645175 |  | N | CO | SR |  |  | NA | NT | NC |  |  | N
2007 | 17166 | 2336 | 9 | CO | ST | ST | St | 0.11 | 2 | 2 | PB | DH | NM | TH | OH | TH | 2008 | 2008 | 2008 | [9 empty] | SS |  |  | Db | 7 | 2008 |  |  | 843.2 | [5 empty] | NG | [7 empty] | DB |  |  |  |  | 645175 |  | N | CO | SR |  |  | NA | NT | NC |  |  | N
2007 | 55905 | 55172 | HRSG2 | CO | [27 empty] | N | 6 | 2009 |  |  | 559 |  |  | 197.5 |  | 3453 | [8 empty] | DB |  |  | 90 |  | 98581 | OP: CO; LN: SR; BW: NA; BW: OT |  |  | N
2007 | 924 | 7757 | 3 | PL | FD | FD | FD | 0.0035 | 1.06 | 2 | PB | DH | NM | DA | PS | TH | 2011 | 2011 | 2011 | MS |  |  | MS |  |  | MS | [5 empty] | Db | 3 | 2011 | [16 empty] | DB | [5 empty] | OP: CO; LN: LN; OV: SR; BW: SW; BW: VO |  |  | N
2007 | 18488 | 1682 | 8 | OP | ST | ST | ST | 0.12 | 1.21 | 0.28 | PB | DP | NP | PS | YR | DA | 1979 | 1978 | 1996 | MS |  |  | MS |  |  | MS |  |  | SS |  |  | N | 6 | 1966 |  |  | 300 | 0 | 63.3 | 0 | 0 |  | RFO | [7 empty] | FF |  |  | 87.8 | 88.6 | 108000 |  | N | OP | LA | OT |  | NA | CE | NC |  |  | N
2007 | 49965 | 1588 | 94 | OP | ST | ST | St | 0.011 | 0.0029 | 0.0074 | PB | SB | NP | NV | NV | NV | 2003 | 2003 | 2003 | MS |  |  | MS |  |  | MS |  |  | NC |  |  | Da | 5 | 2003 |  |  | 700 |  | 900 | 6000 | 0 | 1500 | NG | [7 empty] | DB | [6 empty] | N | OP | LN | SR |  | OT | DL | NC |  |  | N
2007 | 17330 | 50359 | 2 | OS | [27 empty] | N | [35 empty] | N | bar: LN
2007 | 17539 | 3280 | CAN2 | OP | ST | ST | ST | 40 | 3.5 | 0.4 | OP | DM | NM | SM | DA | YR | 1978 | 1974 | 2000 | MS |  |  | MS |  |  | LN |  |  | IF | SS |  | N | 5 | 1964 |  |  | 910 | 43 | 0 | 1200 | 0 |  | BIT | DFO | NG | [5 empty] | TF |  |  | 89.6 | 90.1 | 336000 | W | N | OP | LN |  |  | AL | CE |  |  |  | N
2007 | 15466 | 478 | 1 | OP | ST | ST | NA | 0.1 | 0.8 |  | PB | DP |  | NV | TH |  | 1969 | 1969 |  | MS |  |  | MS | [5 empty] | NC |  |  | N | 6 | 1948 |  |  | 400 | 0 | 68 | 470 | 0 |  | NG | RFO | [6 empty] | SF |  |  | 82.1 | 85 | 90700 | D: D; N: N; LN: NA; BW: BW; NC: NC |  |  | N
2007 | 15466 | 478 | 2 | OP | ST | ST | NA | 0.13 | 1.5 |  | PB | DP |  | NV | TH |  | 1969 | 1969 |  | MS |  |  | MS | [5 empty] | NC |  |  | N | 6 | 1948 |  |  | 150 | 0 | 34 | 237 | 0 |  | NG | RFO | [6 empty] | SF |  |  | 80.6 | 85 | 35000 | D: D; N: N; LN: NA; BW: BW; NC: NC |  |  | N
2007 | 54888 | 3466 | PHR4 | OS | FD | ST | ST | 0.1 |  | 0.2 | PB |  | NP | NS |  | DA | 1977 |  | 1999 | MS | [5 empty] | MS | FR | BO |  |  |  | D | 12 | 1973 |  |  | 5120 |  | 0 | 6840 | 0 |  | NG | [7 empty] | OF |  |  | 86 | 85.8 | 1193632 |  | N | OS | FR | OV | SR | NA | BW |  |  |  | N
2007 | 20592 | 55259 | 1100 | OP | ST | ST | ST | 0.03 | 11.4 | 3 | PB | DH | NM | OH | OH | TH | 2002 | 2002 | 2002 | MS |  |  | MS |  |  | MS |  |  | NC |  |  | Da | 4 | 2002 | 4 | 2032 | 1123 | 0 | 0 | 647.5 | 0 | 1735 | NG | [7 empty] | DB |  |  | 85 | 80 | 763022 |  | N | OP | LN | SR |  | FN | AI | NC |  |  | N
2007 | 20592 | 55259 | 2100 | OP | ST | ST | ST | 0.03 | 11.4 | 3 | PB | DH | NM | OH | OH | TH | 2002 | 2002 | 2002 | MS |  |  | MS |  |  | MS |  |  | NC |  |  | Da | 4 | 2002 | 4 | 2032 | 1123 | 0 | 0 | 647.5 | 0 | 1735 | NG | [7 empty] | DB |  |  | 85 | 80 | 763022 |  | N | OP | LN | SR |  | FN | AI | NC |  |  | N
2007 | 20824 | 972 | 5 | OP | [27 empty] | N | [35 empty] | N | bar: LN
2007 | 15147 | 2404 | 8 | RE | ST | ST | ST | 0.1 | 0.3 | 0.22 | PB | SU | NP | NV | NV | DA | 1970 | 1970 | 1995 | MS |  |  | MS |  |  | MS |  |  | NC |  |  | N | 11 | 1953 | 6 | 2005 | 1000 | 0 | 240 | 0 | 0 |  | RFO | [7 empty] | TF |  |  | 89.8 | 90 | 304000 | D: W; N: N; LN: NA; BW: CE |  |  | N
2007 | 15147 | 2411 | 1 | OP | ST | ST | ST | 20 | 496 | 449.5 | OP | DH | NH | OT | NV | NV | 1968 | 1968 | 1995 | MS |  |  | MS |  |  | MS |  |  | NC |  |  | N | 12 | 1948 | 12 | 2008 | 850 | 0 | 165 | 1000 | 0 |  | NG | RFO | [6 empty] | TF |  |  | 89 | 89.4 | 246000 | D: W; N: N; LN: NA; BW: CE; NC: NC |  |  | N
2007 | 17062 | 54532 | 10 | RE | [63 empty] | N | bar: LN
2007 | 17062 | 54532 | 3PB | RE | [30 empty] | 12 | 2006 | [20 empty] | OP: SB; LN: LN; OV: FR; BW: CN |  |  | N
2007 | 17062 | 54532 | 4PB | RE | [30 empty] | 12 | 2006 | [20 empty] | OP: SB; LN: LN; OV: FR; BW: CN |  |  | N
2007 | 17145 | 50067 | 1 | OP | [27 empty] | N | [35 empty] | N | bar: LN
2007 | 17166 | 2336 | 2 | OP | ST | ST | ST | 0.021 | 724 | 2776.92 | PB | DH | OT | OH | OH | YR | 1994 | 1994 | 1994 | MS |  |  | MS |  |  | MS |  |  | SS |  |  | N | 10 | 1965 |  |  | 700 | 0 | 142.1 | 959.6 | 0 |  | NG | RFO | [6 empty] | FF |  |  | 82.2 | 83.7 | 744000 | N: N; LN: NA; BW: RS |  |  | N
2007 | 17650 | 7826 | 4A | OP |  | ST | NA |  |  |  |  | SU |  |  | DA |  |  | 2003 | [13 empty] | N | 6 | 2003 | 6 | 2033 | 489 | [5 empty] | NG | [7 empty] | OT | [5 empty] | OP: OP; LN: LN; BW: GE; BW: NT |  |  | N
2007 | 17650 | 7826 | 4B | OP |  | ST | NA |  |  |  |  | SU |  |  | DA |  |  | 2003 | [13 empty] | N | 6 | 2003 | 6 | 2033 | 489 | [5 empty] | NG | [7 empty] | OT | [5 empty] | OP: OP; LN: LN; BW: GE; BW: NT |  |  | N
2007 | 15276 | 3148 | 1 | RE | ST | ST | ST | 0.1 | 4.8 | 0.5 | PB | DP | NP | NV | OT | MO | 1972 | 1979 | 1995 | MS |  |  | MS |  |  | MS |  |  | ND |  |  | N | 9 | 1954 | 9 | 2007 | 1400 | 72.5 | 0 | 0 | 0 |  | BIT | [7 empty] | FF |  |  | 85.9 | 84.3 | 385000 | D | N | OP | LN |  |  | RS | FW | NC |  |  | N
2007 | 18642 | 3406 | 7 | OP | ST | ST | FD | 0.1 | 3.4 | 0.48 | PB | DP | NP | PS | DA | YR | 1982 | 1982 | 1996 | MS |  |  | MS |  |  | MS |  |  | SS |  |  | N | 11 | 1958 |  |  | 1100 | 61.8 | 0 | 0 | 0 |  | BIT | [7 empty] | FF |  |  | 89.7 | 90.1 | 268000 | D | N | OP | LN |  |  | FW | FW | NC |  |  | N
2007 | 20847 | 1769 | 5 | OP | ST | ST | NA | 0.2 | 1.67 |  | PG | DP |  | NV | DA |  | 1982 | 1980 |  | MS |  |  | MS | [5 empty] | NC |  |  | N | 12 | 1974 |  |  | 615 | 37 | 0 | 0 | 0 |  | BIT | [7 empty] | FF |  |  | 87.3 | 89.5 | 167100 | D | N | OP | LN |  |  | RI | RS | NC |  |  | Y |  | Y |  | Y
2007 | 15988 | 55187 | HRSG1 | OP | ST | ST | ST | 5 | 38.7 | 3 | OP | DH | NM | SM | OH | YR | 2002 | 2002 | 2002 | MS |  |  | MS |  |  | MS | [5 empty] | Da | 6 | 2002 | 6 | 2025 | 1000 | 0 | 0 | 2093.6 | 0 | 1474 | NG | [7 empty] | DB |  |  | 92.6 | 85.1 | 886600 |  | N | OP | SR | LN |  | CN | NT |  |  |  | N
2007 | 15988 | 55187 | HRSG3 | OP | ST | ST | ST | 5 | 38.7 | 3 | OP | DH | NM | SM | OH | YR | 2002 | 2002 | 2002 | MS |  |  | MS |  |  | MS | [5 empty] | Da | 6 | 2002 | 6 | 2025 | 1000 | 0 | 0 | 2093.6 | 0 | 1474 | NG | [7 empty] | DB |  |  | 92.6 | 85.1 | 886600 |  | N | OP | SR | LN |  | CN | NT |  |  |  | N
2007 | 16001 | 52024 | 2 | OP | [27 empty] | N | [35 empty] | N | bar: LN
2007 | 16001 | 52024 | 4 | OP | [27 empty] | N | [35 empty] | N | bar: LN
2007 | 4254 | 55087 | 2A | OP | ST | ST | ST | 14.7 | 0.8 | 3.5 | PH | DP | NM | DA | OT | DA | 2002 | 2002 | 2002 | MS |  |  | MS |  |  | MS |  |  | NC |  |  | Db | 8 | 2002 | 8 | 2032 | 806 |  | 0 | 335 | 0 | 1174 | NG | [7 empty] | DB |  |  |  |  | 77679 |  | N | OP | LN | SR |  | CN | VO | NC |  |  | N
2007 | 18642 | 3399 | 2 | OP | ST | ST | FD | 0.1 | 5 | 0.58 | PB | DP | NP | PS | DA | YR | 1982 | 1982 | 2000 | MS |  |  | MS |  |  | MS |  |  | CU |  |  | D | 11 | 1973 |  |  | 9300 | 509 | 0 | 0 | 0 |  | BIT | [7 empty] | OF |  |  | 88.9 | 89.1 | 2260000 | D | N | OP | LN |  |  | FW | BW | NC |  |  | N
2007 | 18642 | 3405 | 1 | OP | ST | ST | FD | 0.11 | 4 | 0.45 | PB | DP | NP | PS | DA | YR | 1978 | 1978 | 1997 | MS |  |  | MS |  |  | MS |  |  | SS |  |  | N | 7 | 1955 |  |  | 1280 | 69.8 | 0 | 0 | 0 |  | BIT | [7 empty] | TF |  |  | 88.9 | 89.5 | 313000 | D | N | OP | LN |  |  | IC | CE | NC |  |  | N
2007 | 18642 | 3407 | 5 | OP | ST | ST | FD | 0.1 | 2.8 | 0.39 | PB | DP | NP | PS | DA | YR | 1978 | 1979 | 2000 | MS |  |  | MS |  |  | MS | LN | OV | SS |  |  | N | 1 | 1955 |  |  | 1280 | 76.5 | 0 | 0 | 0 |  | BIT | [7 empty] | TF |  |  | 88.6 | 89.3 | 313000 | D | N | OZ | LN |  |  | IC | CE | NC |  |  | N
2007 | 12796 | 3942 | 1 | OP | ST | ST | FD | 0.05 | 3.2 | 0.5 | PB | DP | NP | PS | DA | YR | 1975 | 1974 | 1997 | MS |  |  | MS |  |  | MS |  |  | SU |  |  | N | 11 | 1952 |  |  | 700 | 39.6 | 0 | 0 | 0 |  | BIT | DFO | WDS | [5 empty] | FF |  |  | 84 | 85 | 270000 | D | N | OP | LN |  |  | RS | RS | NC |  |  | Y |  |  |  | Y
2007 | 23279 | 3944 | 2 | OP | ST | ST | FD | 0.05 | 5.12 | 0.5 | PB | DP | NP | WO | DA | YR | 1975 | 1976 | 1997 |  |  |  | MS |  |  | MS | LN | OT | IF |  |  | N | 12 | 1973 |  |  | 4900 | 250 | 0 | 0 | 0 |  | BIT | [7 empty] | OF |  |  | 89 | 89 | 1500000 | D | N | OP | LN | SR |  | AB | FW |  |  |  | Y |  |  |  | Y |  |  | Y | Y
2007 | 23279 | 6004 | 2 | OP | ST | FD | FD | 0.05 | 1.2 | 0.7 | PB | DP | NP | PS | TH | YR | 1980 | 1980 | 1996 | MS |  |  | MS |  |  | MS |  |  | IF |  |  | D | 12 | 1980 |  |  | 5035 | 271.5 | 0 | 0 | 0 |  | BIT | [7 empty] | OF |  |  | 89.2 | 90 | 1158478 | D | N | OP | LN | SR |  | FW | FW |  |  |  | Y |  |  |  | Y |  |  | Y | Y
2007 | 12685 | 2050 | 1 | OP | ST | ST | NA | 0.21 | 3.2 |  | PB | DP |  | NV | NV |  | 1972 | 1972 |  | MS |  |  | MS | [8 empty] | N | 12 | 1966 |  |  | 3776 | 0 | 800 | 4746 | 0 |  | NG | RFO | [6 empty] | TF |  |  | 81.4 | 76.9 | 1082310 | N: N; LN: NA; BW: CE |  |  | N
2007 | 12685 | 2053 | 3 | OP | ST | ST | NA | 0.3 | 4.8 |  | PB | DP |  | NV | NV |  | 1972 | 1972 |  | MS |  |  | MS | [8 empty] | N | 3 | 1951 |  |  | 650 | 0 | 137 | 1250 | 0 |  | NG | RFO | [6 empty] | FF |  |  | 82 | 84 | 198444 | N: N; LN: NA; BW: BW; NC: NC |  |  | N
2007 | 12686 | 2046 | 3 | OP | [27 empty] | N | [35 empty] | N | bar: LN
2007 | 12686 | 2048 | 1 | OP | [27 empty] | N | [35 empty] | N | bar: LN
2007 | 12686 | 2049 | 1 | OP | ST | ST | NA | 0.286 | 4.8 |  | PB | DP |  | NS | NS |  | 1978 | 1978 |  | MS |  |  | MS | [5 empty] | NC |  |  | N | 6 | 1957 |  |  | 582 | 0 | 136 | 803 | 0 |  | NG | [7 empty] | TF |  |  | 85.4 | 85.6 | 320762 | N: N; LN: NA; BW: CE; NC: NC |  |  | N
2007 | 12686 | 6073 | 1 | OP | FD | FD | FD | 0.1 | 1.2 | 0.7 | PB | DP | NP | NS | NS | YR | 1981 | 1981 | 1981 | MS |  |  | MS |  |  | MS |  |  | SS |  |  | D | 9 | 1977 |  |  | 3611 | 214 | 735 | 0 | 0 |  | BIT | DFO | [6 empty] | TF |  |  | 89 | 90 | 1080000 | D: W; N: N; LN: NA; BW: CE; NC: SS |  |  | N
2007 | 34359 | 50969 | HRSG2 | OP | [63 empty] | N | bar: LN
2007 | 19323 | 6180 | 2 | CO | ST | ST | St | 0.04 | 1.4 | 0.08 | PB | OT | NP | YR | MO | MO | 2009 | 2009 | 2009 | [9 empty] | IF |  |  | Da | 2 | 2010 |  |  | 5740 | 582.9 |  |  |  |  | LIG | [7 empty] | OF |  |  | 82.1 | 81.9 | 1715426 | W | N | CO | LN | OV | SR | BW | BW | IF |  |  | Y | Y | Y |  |  |  |  | Y
2007 | 10755 | 55097 | HRSG3 | OP | ST | ST | St | 20.3 | 2.8 | 79 | PH | DH | NH | OH | OH | OH | 2001 | 2001 | 2001 | MS |  |  | MS |  |  | MS |  |  | NC |  |  | Db | 1 | 2001 |  |  | 464 |  |  | 464 |  | 2085.8 | NG | [7 empty] | DB |  |  | 48.1 | 44.2 | 750000 |  | N | OP | LN |  |  | GE | AI | NC |  |  | N
2007 | 5701 | 3456 | HRSG3 | CO | ST | ST | St | 15 | 20 | 23 | PH | DH | NH | NS | NS | TH | 2010 | 2010 | 2010 | MS |  |  | MS |  |  | MS |  |  | NC |  |  | N | 5 | 2010 | 5 | 2040 | 294 |  |  | 223 |  |  | NG | [7 empty] | DB |  |  | 95.3 | 97.2 |  |  | N | CO | LN | SR |  | JZ | NT | NC |  |  | N
2007 | 21508 | 50368 | HRSG2
2007 | 2338 | 56104 | HRSG1 | PL | ST | ST | St | 0.01 | 0.8 | 3 | PB | OT | NM | TH | TH | TH | 2006 | 2006 | 2006 | MS |  |  | MS |  |  | MS |  |  | NC |  |  | Da | 6 | 2010 |  |  | 450 |  |  | 735 |  | 742 | NG | [7 empty] | DB |  |  | 85 | 70 | 725000 |  | N | PL | LN | SR |  | SW | NT | NC |  |  | N
2007 | 5892 | 54571 | HRSG1 | [53 empty] | CO: OP; NA LN: SR; NA BW: OT |  |  | N
2007 | 54780 | 55700 | HRSG1 | TS | LO | LO | LO | 23.2 | 20.7 | 21.3 | PH | DH | NH | OH | OH | OH | 2007 | 2007 | 2007 | MS |  |  | MS |  |  | MS |  |  | NC |  |  | Da | 1 | 2008 |  |  | 905 |  |  | 449 |  | 151 | NG | [7 empty] | DB |  |  |  |  | 787 | CO: TS; NA LN: SR; NA BW: NA; NA BW: FW; NA IF: NC |  |  | N
2007 | 15830 | 345 | 2 | OP | LO | LO | LO | 0.1 | 300 | 0.1 | PC | DM | OT | NV | NV | DA | 1976 | 1977 | 1970 | MS |  |  | MS |  |  | MS | [5 empty] | N | 9 | 1959 |  |  | 1560 | 0 | 310 | 1908 | 0 |  | NG | [7 empty] | FF |  |  | 85 | 85 | 216000 | D | N | OP | BF | SR |  | NA | BW |  |  |  | N
2007 | 15844 | 329 | 32 | OP | LO | LO | LO | 0.003 | 500 | 42 | PC | DC | NM | NV | NV | OH | 1999 | 1999 | 1999 | MS |  |  | MS |  |  | MS |  |  | NC |  |  | N | 5 | 1978 | 5 | 2018 | 444 | 0 | 0 | 233 | 0 | 942 | NG | [7 empty] | DB | [5 empty] | N: N; NA LN: NA; NA BW: WE; NA IF: ND |  |  | N
2007 | 15873 | 3136 | 1 | OP | ST | ST | ST | 0.1 | 3.7 | 0.45 | PB | DP | NP | NV | MO | YR | 1976 | 1982 | 1995 | MS |  |  | MS |  |  | MS |  |  | SS |  |  | N | 6 | 1967 | 12 | 2044 | 6350 | 316 | 0 | 0 | 0 |  | BIT | [7 empty] | TF |  |  | 90.4 | 90.5 | 1785714 | D | N | OP | OV | LN | SR | CE | CE | ND |  |  | N
2007 | 12888 | 54625 | 2 | OP | [27 empty] | N | [24 empty] | OP: OP; OV: SN; LN: OV; CE: NA |  |  | Y | Y | Y | Y |  |  | Y
2007 | 16572 | 143 | 5 | OS | [27 empty] | N | [35 empty] | N | bar: OP to OV; CE
2007 | 12653 | 1572 | 1 | OP | ST | ST | FD | 0.03 | 2.8 | 0.4 | PC | DP | NP | DT | DA | YR | 1978 | 1978 | 2004 | MS |  |  | MS |  |  | MS |  |  | NC |  |  | N | 6 | 1959 |  |  | 1300 | 62.5 | 0 | 0 | 0 |  | BIT | [7 empty] | TF |  |  | 91 | 91 | 359288 | W | N | OP | LN | OV |  | FW | CE | IF |  |  | N
2007 | 807 | 202 | 01 | OP | ST | ST | ST | 150 | 0.14 | 0.05 | UG | DC | NO | DA | DA | YR | 1974 | 1974 | 1974 | MS |  |  | MS |  |  | MS |  |  | SS | NC |  | N | 7 | 1966 |  |  | 860 | 0 | 214.3 | 1350 | 0 |  | NG | RFO | [6 empty] | FF |  |  | 85 | 83 | 208000 | N: N; OV: NA; CE: RS; ND: SS | NC |  | N
2007 | 807 | 203 | 01 | OP | ST | ST | ST | 150 | 0.14 | 0.05 | UG | DC | NO | DA | DA | YR | 1974 | 1974 | 1974 | MS |  |  | MS |  |  | MS |  |  | SS | NC |  | N | 5 | 1972 |  |  | 886 | 0 | 239.7 | 1297.6 | 0 |  | NG | RFO | [6 empty] | FF |  |  | 86 | 84 | 261400 | N: N; OV: NA; CE: RS; ND: SS | NC |  | N
2007 | 20847 | 4042 | 1 | OP | ST | ST | NA | 0.15 | 3.28 |  | PB | DP |  | NV | DA |  | 1972 | 1985 |  | MS |  |  | MS | [5 empty] | NC |  |  | N | 6 | 1968 |  |  | 640 | 32.9 | 0 | 0 | 0 |  | BIT | [7 empty] | FF |  |  | 87.9 | 89.2 | 164500 | D | N | OP | LN |  |  | RS | RS | NC |  |  | Y |  | Y
2007 | 20847 | 4042 | 2 | OP | ST | ST | NA | 0.15 | 3.28 |  | PB | DP |  | NV | DA |  | 1972 | 1985 |  | MS |  |  | MS | [5 empty] | NC |  |  | N | 6 | 1968 |  |  | 640 | 32.9 | 0 | 0 | 0 |  | BIT | [7 empty] | FF |  |  | 87.9 | 89.2 | 164500 | D | N | OP | LN |  |  | RS | RS | NC |  |  | Y |  | Y
2007 | 20847 | 6170 | 1 | OP | ST | ST | ST | 0.1 | 1.2 | 0.1 | PB | DP | NP | NV | MO | MO | 1980 | 1980 | 1980 | MS |  |  | MS |  |  | MS |  |  | NC |  |  | D | 6 | 1980 |  |  | 4428 | 379.8 | 0 | 0 | 0 |  | SUB | [7 empty] | OF |  |  | 84.8 | 84.7 | 1255785 | D | N | OP | LN |  |  | RS | RS | NC |  |  | Y |  |  |  | Y | Y
2007 | 54888 | 3468 | SRB2 | OP | ST | ST | ST | 104 | 150 | 0.3 | PH | DM | NP | OH | TH | DA | 1977 | 1993 | 1999 | MS |  |  | MS |  |  | MS | BO | OV | NC |  |  | N | 4 | 1956 |  |  | 1200 |  | 300 | 1666 |  |  | NG | [7 empty] | FF |  |  | 84 |  | 346000 |  | N | OP | LA | LN |  | CE | RS | NC |  |  | N
2007 | 814 | 170 | 4 | OP | ST | ST | ST | 16.5 | 3.3 | 3200 | PH | DH | NH | DA | DA | DA | 1990 | 1990 | 1990 | MS |  |  | MS |  |  | MS | [5 empty] | N | 6 | 1970 |  |  | 3800 | 0 | 775 | 4895 | 0 |  | NG | [7 empty] | TF |  |  | 86 | 85 | 962000 | N: N; OV: NA; CE: CE |  |  | N
2007 | 49966 | 10435 | SG101B | OP | [27 empty] | N | [24 empty] | OP: OP; OV: LA; LN: OV; CE: NA |  |  | Y | Y |  | Y | Y
2007 | 20541 | 10503 | SG201A | OP | [27 empty] | N | [24 empty] | OP: OP; OV: OV; CE: NA |  |  | Y | Y |  |  | Y
2007 | 20541 | 10629 | BLR2 | OP | [27 empty] | N | [24 empty] | OP: OP; OV: SN; CE: NA |  |  | Y | Y |  | Y | Y |  | Y
2007 | 20541 | 10629 | BLR3 | OP | [27 empty] | N | [24 empty] | OP: OP; OV: SN; CE: NA |  |  | Y | Y |  | Y | Y |  | Y
2007 | 54888 | 3470 | WAP7 | OP | FD | FD | ST | 0.1 | 1.2 | 0.38 | PB | DP | NP | NS | TH | DA | 1980 | 1980 | 1999 | MS |  |  | MS |  |  | MS | OV | LN | NC |  |  | D | 6 | 1980 |  |  | 4199 |  | 0 | 0 | 0 |  | BIT | [7 empty] | TF |  |  | 85.7 | 86.7 | 2260000 | D | N | OP | AA | LN | SR | CE | CE | NC |  |  | Y |  | Y
2007 | 11275 | 55667 | HRSG 1 | OP | [27 empty] | Db | 12 | 2003 | [5 empty] | 502 |  |  | NG | [7 empty] | DB | [5 empty] | OP OP: OP; SN AA: SR; NA CE: NA; NA CE: NM |  |  | N
2007 | 5347 | 52006 | HRU200 | OP | ST |  | St | 0.6 |  | 0.2 | PB |  | NP | NS |  | DT | 1997 |  | 2004 | [9 empty] | NC |  |  | Db | 2 | 1979 |  |  | 645 |  |  | 436 |  | 345.4 | OG | OTH | [6 empty] | DB |  |  | 94 | 85 | 483793 | N: N; SN AA: NA; NA CE: VO; NA NC: NC |  |  | N
2007 | 195 | 7698 | HRSG1 | [53 empty] | OP OP: OP; SN AA: LN; NA CE: GE |  |  | N
2007 | 20541 | 50882 | 1 | OP | [27 empty] | N | [24 empty] | OP OP: OP; SN AA: SN; NA CE: NA |  |  | Y | Y | Y
2007 | 19528 | 54780 | B4 | SB | [27 empty] | N | [35 empty] | N | bar: SN AA
2007 | 19533 | 50307 | B2 | OP | [27 empty] | N | [35 empty] | N | bar: SN AA
2007 | 17650 | 7710 | 3A | CO | FD | FD | FD | 0.01 | 0 | 0.01 | PB | DP | NP | DT | DT | TH | 2008 | 2008 | 2008 | [12 empty] | Da | 6 | 2008 |  |  | 436 |  |  | 541 |  |  | NG | [7 empty] | DB |  |  | 93 | 92 | 932.4 | N: N; OP OP: CO; SN AA: SR; NA CE: NA; NA CE: DL |  |  | N
2007 | 49979 | 4939 | 4 | CO | [28 empty] | 1 | 2010 | [8 empty] | NG | [7 empty] | DB | bar: OP OP; NA CE
2007 | 17235 | 3115 | 2 | OP | ST | ST | ST | 0.1 | 2.7 | 0.45 | PB | DP | NP | PS | TH | MO | 1974 | 1974 | 1995 | MS |  |  | MS |  |  | MS |  |  | SS |  |  | N | 6 | 1951 | 12 | 2024 | 570 | 26.8 | 0 | 0 | 0 |  | BIT | [7 empty] | TF |  |  | 90 | 88 | 234000 | D | N | OP | LN |  |  | CE | CE | ND |  |  | N
2007 | 20492 | 50184 | COMB | OP | FD | FD | FD | 0.045 | 0.45 | 0.5 | PB | DP | NP | OH | MO | MO | 1980 | 1980 | 1980 | MS |  |  | MS |  |  | MS |  |  | SS |  |  | Db | 5 | 1982 | 12 | 2020 | 600 | 28.3 | 65.3 | 296 | 101 |  | WDS | NG | DFO | [5 empty] | SS |  |  | 66.2 | 67.2 | 257892 | D | Y | OP | AA | LN |  | FW | FW | SS |  |  | N
2007 | 23279 | 3179 | 3 | OP | ST | ST | ST | 0.1 | 4 | 0.58 | PB | DP | NP | NS | DA | MO | 1975 | 1979 | 1995 | MS |  |  | MS |  |  | MS | LN | OV |  |  |  | N | 12 | 1971 |  |  | 3925 | 200 | 0 | 0 | 0 |  | BIT | [7 empty] | OF |  |  | 89.3 | 90.1 | 1169000 | D | N | OP | LN | OV |  | BW | BW |  |  |  | Y |  |  |  | Y
2007 | 23330 | 10250 | 1 | OP | [63 empty] | Y | Y | Y | Y |  |  | Y | bar: SN AA
2007 | 55727 | 10072 | WHBOIL | OP | [27 empty] | N | [35 empty] | N | bar: SN AA
2007 | 23693 | 335 | 1 | OP | ST | FD | ST | 0.1 | 200 | 7 | PC | OT | NM | DT | NV | OT | 1981 | 1997 | 2001 | MS |  |  | MS |  |  | MS | [5 empty] | N | 6 | 1958 |  |  | 1560 | 0 | 0 | 2160 | 0 |  | NG | [7 empty] | FF |  |  | 83.5 | 83.7 | 388000 | N: N; OP OP: OP; SN AA: SR; NA CE: NA; NA CE: BW |  |  | N
2007 | 40577 | 7286 | 2 | OP | ST | ST | FD | 0.1 | 9.5 | 0.46 | PB | DP | NP | NS | NS | YR | 1984 | 1984 | 2000 | MS |  |  | MS |  |  | MS |  |  | SS |  |  | N | 6 | 1951 | 10 | 2008 | 650 | 31.2 | 0 | 0 | 0 |  | BIT | NG | [6 empty] | FF |  |  | 89.2 | 85 | 300000 | D | N | OP | LN | OV |  | GR | BW | NC |  |  | N
2007 | 4158 | 2384 | 8 | OP | ST | ST | ST | 0.1 | 1 | 0.45 | PB | SU | NP | NV | NV | MO | 1972 | 1968 | 1995 | MS |  |  | MS |  |  | MS |  |  | NC |  |  | N | 12 | 1954 |  |  | 560 | 28.6 | 118 | 756.5 | 0 |  | BIT | [7 empty] | FF |  |  | 89 | 89 | 158000 | D | N | OZ | LN |  |  | PX | BW | NC |  |  | N
2007 | 1009 | 1960 | 5 | SB | [63 empty] | N | bar: SN AA
2007 | 1015 | 7900 | 5A | OP | ST | FD | ST | 5 | 0 | 5 | OP | OT | NM | SM | YR | OH | 2004 | 2004 | 2004 | MS |  |  | MS |  |  | MS | [5 empty] | Da | 3 | 2004 |  |  | 800 | 0 | 0 | 697380 | 0 | 514.5 | NG | [7 empty] | DB |  |  | 46.4 |  |  |  | N | OP | OT | SR | LN | OT | OT |  |  |  | N
2007 | 20548 | 50187 | 11B | OP | [27 empty] | N | [24 empty] | OP OP: OP; SN AA: OV; NA CE: NA |  |  | N
2007 | 55903 | 50189 | 2HFB | OP | FD | FD | FD | 0.1 | 0.8 | 0.3 | PB | DP | NP | TH | TH | TH | 1982 | 1982 | 1982 | MS |  |  | MS |  |  | MS |  |  | NC |  |  | D | 6 | 1982 |  |  | 650 | 33.6 | 125.2 | 0 | 0 |  | WDS | BIT | RFO | [5 empty] | SS |  |  | 68.5 |  | 170 | D: D; N: N; SN AA: NA; NA CE: CE; NA NC: NC |  |  | N
2007 | 13192 | 2490 | 20 | OP | ST | ST | LO | 0.1 | 0.3 | 150 | PB | SU | NM | NV | NV | NV | 1971 | 1972 | 1995 | MS |  |  | MS |  |  | BO |  |  | NC |  |  | N | 6 | 1959 |  |  | 2646 | 134.8 | 538.4 | 3840 | 0 |  | NG | [7 empty] | FF |  |  | 89.6 | 90 | 641138 | D | N | OP | BF |  |  | NA | BW | NC |  |  | N
2007 | 50018 | 1619 | 2 | OP | ST | ST | ST | 0.08 | 1.23 | 0.38 | PB | SB | NP | NV | DA | DA | 1982 | 1982 | 1994 | MS |  |  | MS |  |  | MS |  |  | SS | UE | UC | N | 5 | 1964 | 6 | 2023 | 1675 | 77.5 | 357.1 | 0 | 0 |  | BIT | RFO | [6 empty] | TF |  |  | 91 | 91 | 464000 | D | N | OP | LN |  |  | CE | CE |  |  |  | Y | Y
2007 | 50018 | 1619 | 3 | OP | ST | ST | ST | 0.08 | 1.23 | 0.45 | PB | SB | NP | NV | DA | DA | 1982 | 1982 | 1995 | MS |  |  | MS |  |  | MS |  |  | SS | UE | UC | N | 4 | 1969 | 6 | 2023 | 4050 | 193 | 832 | 0 | 0 |  | BIT | RFO | [6 empty] | OF |  |  | 90 | 90 | 771000 | D | N | OP | LN |  |  | BW | BW |  |  |  | Y | Y
2007 | 50018 | 1619 | 4 | OP | ST | ST | ST | 0.03 | 1.21 | 0.27 | PB | SB | NP | NV | NV | TH | 1974 | 1977 | 1994 | MS |  |  | MS |  |  | MS |  |  | UE | UC |  | N | 12 | 1974 | 6 | 2023 | 3250 |  | 642.8 | 5048.5 | 0 |  | RFO | NG | [6 empty] | RF |  |  | 86.9 | 87.8 | 589500 |  | N | OP | LN | FR |  | RD | RS |  |  |  | N
2007 | 16604 | 3611 | 1 | OP | ST | ST | ST | 0.1 | 440 |  | PB | DM | OT | WO | NV | YR | 1972 | 1972 | 2004 | MS |  |  | MS |  |  | MS |  |  | NC |  |  | N | 4 | 1972 |  |  | 2860 | 0 | 0 | 3750 | 0 |  | NG | [7 empty] | TF |  |  | 85.6 | 85.8 | 720697 |  | N | OP | OV | FR |  | NA | CE | NC |  |  | N
2007 | 16604 | 3612 | 1 | OP | ST | ST | ST | 179.4 | 440 |  | PH | DM | OT | NV | NV | YR | 1966 | 1966 | 2004 | MS |  |  | MS |  |  | MS |  |  | NC |  |  | N | 3 | 1966 |  |  | 1580 | 0 | 0 | 2020 | 0 |  | NG | [7 empty] | TF |  |  | 85.2 | 86 | 421400 | N: N; SN AA: NA; NA CE: CE; NA NC: NC |  |  | N
2007 | 16604 | 3613 | 3 | OP | ST | FD | ST | 117.4 |  |  | PH | OT | OT | NV | YR | YR | 1961 | 2000 | 2004 | MS |  |  | MS |  |  | MS |  |  | NC |  |  | N | 3 | 1961 |  |  | 800 | 0 | 0 | 1092 | 0 |  | NG | [7 empty] | OF |  |  | 84.8 | 85.8 | 218600 | N: N; SN AA: NA; NA CE: RS; NA NC: NC |  |  | N
2007 | 1307 | 6469 | B2 | OP | ST | ST | ST | 0.1 | 1.2 | 0.5 | PB | DP | NP | TH | TH | TH | 1986 | 1986 | 1986 | MS |  |  | MS |  |  | MS |  |  | NC |  |  | D | 7 | 1986 |  |  | 3162 | 340 | 0 | 0 | 0 |  | LIG | [7 empty] | TF |  |  | 81.8 | 82.6 | 1093012 | D | N | OP | LN |  |  | CE | CE | NC |  |  | N
2007 | 1415 | 55200 | HSRG6 | OP | ST | ST | St | 14.9 | 1.3 | 39 | OT | OT | OT | YR | YR | YR | 2002 | 2002 | 2002 | [9 empty] | NC |  |  | Db | 10 | 2002 |  |  | 207.93 | 0 | 0 | 125 | 0 |  | NG | [7 empty] | DB |  |  |  |  | 866646 |  | N | OP | SR |  |  | NA | OT | NC |  |  | N
2007 | 1735 | 54304 | 1A | OP | ST | ST | ST | 10 | 0.1 | 0.1 | OP | DP | NP | SM | MO | MO | 1996 | 1996 | 1996 | MS |  |  | MS |  |  | MS |  |  | NC |  |  | Db | 12 | 1996 |  |  | 1787 | 92.7 | 0 | 0 | 0 |  | BIT | [7 empty] | TF |  |  | 90.8 | 90.5 | 50271 | D | N | OP | LN | OV | SR | CE | CE | NC |  |  | N
2007 | 20860 | 4072 | 3 | RE | ST | ST | FD | 0.3 | 4.2 | 0.46 | PB | DP | NP | NV | DA | YR | 1974 | 1985 | 2000 | MS |  |  | MS |  |  | MS |  |  | SS |  |  | N | 1 | 1943 | 12 | 2007 | 312 | 15.7 | 0 | 0 | 0 |  | SUB | [7 empty] | RF |  |  | 86.3 | 88 | 112000 | D: D; N: N; LN: NA; CE: BW |  |  | Y |  |  |  | Y
2007 | 20860 | 4072 | 4 | RE | ST | ST | FD | 0.3 | 4.2 | 0.46 | PB | DP | NP | NV | DA | YR | 1974 | 1985 | 2000 | MS |  |  | MS |  |  | MS |  |  | SS |  |  | N | 8 | 1947 | 12 | 2007 | 312 | 15.7 | 0 | 0 | 0 |  | SUB | [7 empty] | RF |  |  | 86.2 | 88 | 112000 | D: D; N: N; LN: NA; CE: BW |  |  | Y |  |  |  | Y
2007 | 20860 | 4072 | 5 | OP | ST | ST | FD | 0.3 | 4.2 | 0.46 | PB | DP | NP | NV | DA | YR | 1974 | 1985 | 2000 | MS |  |  | MS |  |  | MS |  |  | SS | SU |  | N | 9 | 1949 |  |  | 460 | 25.4 | 0 | 0 | 0 |  | SUB | [7 empty] | RF |  |  | 86.2 | 89 | 156000 | D | N | PL | OV | LN |  | AC | BW |  |  |  | Y |  |  |  | Y
2007 | 20860 | 4072 | 7 | OP | ST | ST | FD | 0.3 | 4.2 | 0.5 | PB | DP | NP | NV | DA | YR | 1974 | 1985 | 1995 | MS |  |  | MS |  |  | MS |  |  | SS | SU |  | N | 11 | 1958 |  |  | 600 | 35.8 | 0 | 0 | 0 |  | SUB | [7 empty] | RF |  |  | 88 | 88 | 220000 | D | N | OP | LN |  |  | BW | BW |  |  |  | Y |  |  |  | Y
2007 | 10545 | 54423 | HRSG1 | [53 empty] | OP: OP; LN: OT; CE: NA |  |  | N
2007 | 9210 | 54656 | PB5 | OP | [27 empty] | N | [35 empty] | Y | [6 empty] | Y | bar: LN
2007 | 9216 | 389 | 3 | OP | LO | LO | LO | 10 | 200 | 140 | PH | DH | NH | OH | OH | OH | 1977 | 1977 | 1977 | MS |  |  | MS |  |  | BO |  |  | NC |  |  | N | 10 | 1957 |  |  | 425 | 0 | 82.4 | 485.5 | 0 |  | NG | RFO | [6 empty] | FF |  |  | 86 | 88 | 121400 | N: N; LN: NA; CE: NA; CE: CE; NC: NC |  |  | N
2007 | 924 | 2168 | MB3 | OP | FD | FD | FD | 0.1 | 1.2 | 0.5 | PB | DP | NP | DT | TH | TH | 1982 | 1986 | 1995 | MS |  |  | MS |  |  | MS |  |  | SS |  |  | D | 7 | 1982 |  |  | 4877 | 328.5 | 0 | 0 | 0 |  | SUB | [7 empty] | OF |  |  | 87 | 87 | 755556 | D | N | OP | LN | OV |  | BW | BW | SS |  |  | Y |  |  |  | Y
2007 | 55768 | 2378 | 2 | OP | ST | ST | ST | 160 | 2.8 | 0.6 | PH | SU | NP | OH | MO | MO | 1982 | 1978 | 1995 | MS |  |  | MS |  |  | MS |  |  | CU |  |  | N | 11 | 1964 |  |  | 1125 | 57.9 | 265 |  |  |  | BIT | [7 empty] | CY |  |  | 90 | 91 | 281225 | W | Y | OP | SN |  |  | NA | BW |  |  |  | N
2007 | 5416 | 2718 | 5 | OP | ST | ST | ST | 0.25 | 2.3 | 1.8 | PB | DP | NP | DA | DA | DA | 1986 | 1999 | 2000 | MS |  |  | MS |  |  | MS |  |  | SS |  |  | N | 7 | 1961 |  |  | 1800 | 91 | 0 | 0 | 0 |  | BIT | [7 empty] | TF |  |  | 89.6 | 90.2 | 484972 | D | N | OP | LN | OV | SN | CE | CE | SS | IF |  | Y |  |  |  | Y | Y |  | Y
2007 | 5416 | 2720 | 7 | OP | ST | ST | ST | 0.15 | 1.63 | 1.8 | PB | DP | NP | DA | DA | DA | 1986 | 1999 | 2000 | MS |  |  | MS |  |  | MS |  |  | SS |  |  | N | 9 | 1942 | 6 | 2010 | 375 | 17.4 | 0 | 0 | 0 |  | BIT | [7 empty] | TF |  |  | 86.8 | 86.9 | 86553 | D | N | OP | LA | BF |  | NA | CE | SS |  |  | Y |  |  |  | Y
2007 | 17718 | 3484 | 142B | OP | ST | NA | NA | 15 |  |  | OP |  |  | SM |  |  | 1962 |  |  | MS | [11 empty] | N | 7 | 1962 | 12 | 2020 | 800 | 0 | 0 | 1016.1 | 0 |  | NG | [7 empty] | TF |  |  | 84.4 | 85 | 172200 | N: N; OP: OP; LN: OV; CE: NA; CE: CE |  | N
2007 | 17718 | 3485 | 114B | OP | ST | ST | NA | 15 | 440 |  | OP | DM |  | SM | NV |  | 1964 | 1964 |  | MS |  |  | MS | [5 empty] | NC |  |  | N | 7 | 1964 | 12 | 2027 | 1200 | 0 | 0 | 1578 | 0 |  | NG | [7 empty] | TF |  |  | 85 | 85 | 502000 |  | N | OP | OV |  |  | NA | CE | NC |  |  | N
2007 | 17718 | 6193 | 062B | OP | FD | FD | FD | 20 | 1.2 | 0.49 | OP | DP | NP | SM | TH | TH | 1978 | 1978 | 1978 | MS |  |  | MS |  |  | MS |  |  | NC |  |  | D | 5 | 1978 | 12 | 2033 | 2682 | 199.5 | 0 | 0 | 0 |  | SUB | [7 empty] | TF |  |  | 84.9 | 86.1 | 831800 | D | N | OP | OV |  |  | NA | CE | NC |  |  | Y |  | Y
2007 | 24211 | 8223 | 1 | OP | ST | ST | ST | 0.034 | 0.69 | 0.697 | PB | DP | NP | PS | TH | TH | 1985 | 1985 | 1985 | MS |  |  | MS |  |  | MS |  |  | NC |  |  | D | 6 | 1985 | 6 | 2040 | 2815 | 218.5 | 0 | 0 | 0 |  | SUB | [7 empty] | TF |  |  | 87.7 | 88 | 727900 | D | N | OP | LN |  |  | CE | CE |  |  |  | N
2007 | 25049 | 55596 | HRSG 3 | OP | [52 empty] | OP: OP; LN: LN; CE: CN |  | N
2007 | 26751 | 2514 | 40 | OP | ST | ST | ST | 0.1 | 0.37 | 0.25 | PB | SU | NP | NV | NV | OH | 1971 | 1971 | 1995 | MS |  |  | MS |  |  | MS | [5 empty] | N | 12 | 1952 |  |  | 750 | 0 | 0 | 1033 | 0 |  | NG | [7 empty] | TF |  |  | 84.2 | 83.7 | 203492 | N: Y; OP: OP; LN: OV; CE: NA; CE: CE |  | N
2007 | 12588 | 3788 | 3 | OP | ST | ST | FD | 0.12 | 1.52 | 0.38 | PH | DH | NP | DT | NS | YR | 1972 | 1972 | 1997 | MS |  |  | MS |  |  | MS |  |  | IF |  |  | N | 7 | 1954 |  |  | 725 | 37 | 0 | 0 | 0 |  | BIT | [7 empty] | TF |  |  | 91 | 91 | 362412 | D | N | OP | LN | OV |  | CM | CE | IF |  |  | N
2007 | 22200 | 50308 | 7 | OP | [27 empty] | N | [35 empty] | Y |  | Y | bar: LN
2007 | 22218 | 52072 | 1 | OS | [27 empty] | N | [35 empty] | N | bar: LN
2007 | 14362 | 50296 | C2 | OP | [63 empty] | N | bar: LN
2007 | 17543 | 3317 | 2 | OP | ST | FD | FD | 0.6 | 3.5 | 0.46 | PB | DP | NP | NV | NV | YR | 1966 | 1966 | 2000 | MS |  |  | MS |  |  | OT | [5 empty] | N | 6 | 1966 | 6 | 2011 | 620 | 31.4 | 0 | 0 | 0 |  | BIT | [7 empty] | FF |  |  | 89.6 | 90.1 | 182200 | D | N | OP | LN |  |  | RS | RS | NC |  |  | N
2007 | 17543 | 6249 | 2 | OP | FD | FD | FD | 0.1 | 1.2 | 0.61 | PB | DP | NP | NV | TH | TH | 1977 | 1977 | 1977 | MS |  |  | MS |  |  | MS | [5 empty] | D | 7 | 1977 | 7 | 2022 | 2000 | 115.7 | 0 | 0 | 0 |  | BIT | SC | [6 empty] | OF |  |  | 89.2 | 90.5 | 521400 | D | N | OP | LN |  |  | RS | RS | NC |  |  | N
2007 | 17543 | 6249 | 3 | OP | ST | FD | FD | 0.1 | 0.52 | 0.6 | PB | DP | NP | NV | TH | TH | 1980 | 1980 | 1980 | MS |  |  | MS |  |  | MS | [5 empty] | D | 5 | 1980 | 5 | 2025 | 2000 | 115.7 | 0 | 0 | 0 |  | BIT | SC | [6 empty] | OF |  |  | 89.2 | 90.4 | 521400 | D | N | OP | LN |  |  | RS | RS | NC |  |  | N
2007 | 50157 | 55177 | HRSG A | OP | FD | FD | FD | 22.8 | 4.72 | 24 | PH | DH | NH | OH | TH | TH | 2001 | 2001 | 2001 | MS |  |  | MS |  |  | MS |  |  | NC |  |  | Db | 6 | 2001 |  |  | 674 |  |  | 119.8 |  | 1200 | NG | [7 empty] | DB | [6 empty] | N | OP | SR |  |  | NA | VO | NC |  |  | N
2007 | 27131 | 50146 | B | OP | [27 empty] | N | [35 empty] | N | bar: LN
2007 | 27718 | 50803 | 3 | SB | [27 empty] | N | [24 empty] | OP: SB; LN: LN; OV: LA; SN: FR; CE: CN |  | N
2007 | 29820 | 50812 | RILEY | OP | [27 empty] | N | [24 empty] | OP: OP; LN: LN; OV: FR; SN: SC; CE: RS |  | Y |  |  |  | Y |  |  |  | Y
2007 | 40577 | 7286 | 3 | OP | ST | ST | FD | 0.1 | 9.5 | 0.46 | PB | DP | NP | NS | NS | YR | 1984 | 1984 | 2000 | MS |  |  | MS |  |  | MS |  |  | SS |  |  | N | 6 | 1951 | 10 | 2008 | 650 | 31.2 | 0 | 0 | 0 |  | BIT | NG | [6 empty] | FF |  |  | 89.2 | 85 | 300000 | D | N | OP | LN | OV |  | GR | BW | NC |  |  | N
2007 | 40845 | 54344 | 5 | RE | [27 empty] | N |  |  | 4 | 2007 | [31 empty] | N | bar: LN
2007 | 40845 | 54344 | SG102 | RE | [27 empty] | N |  |  | 4 | 2007 | [31 empty] | N | bar: LN
2007 | 14412 | 55306 | 2 A | OP | LO | LO | LO | 12.5 | 3 | 3 | PH | DH | NM | OH | TH | TH | 2003 | 2003 | 2003 | MS |  |  | MS |  |  | MS |  |  | NC |  |  | Da | 6 | 2003 |  |  | 704 | 0 | 0 | 0 | 282 |  | NG | [7 empty] | DB |  |  |  |  | 145000 |  | N | OP | LN | SR |  | GR | OT | NC |  |  | N
2007 | 14412 | 55306 | 3 A | OP | LO | LO | LO | 12.5 | 3 | 3 | PH | DH | NM | OH | TH | TH | 2003 | 2003 | 2003 | MS |  |  | MS |  |  | MS |  |  | NC |  |  | Da | 6 | 2003 |  |  | 704 | 0 | 0 | 0 | 282 |  | NG | [7 empty] | DB |  |  |  |  | 145000 |  | N | OP | LN | SR |  | GR | OT | NC |  |  | N
2007 | 14519 | 50666 | B3 | OP | [52 empty] | OP: OP; LN: SN; CE: NA |  | Y | Y | Y | Y
2007 | 10545 | 54424 | HRSG2 | OP | [63 empty] | N | bar: OP to LN
2007 | 23931 | 50956 | RB3 | OP | [27 empty] | N | [35 empty] | N | bar: LN
2007 | 49933 | 55410 | HRSG3 | CN | FD | FD | FD | [24 empty] | Da | [18 empty] | DB | [16 empty] | N | bar: OP
2007 | 24211 | 126 | 3 | OP | LO | LO | NA | 1.02 | 1 |  | PH | DP |  | NS | TH |  | 1962 | 1962 |  | MS |  |  | MS | [5 empty] | SS |  |  | N | 5 | 1962 |  |  | 800 | 0 | 170 | 1022 | 0 |  | NG | RFO | [6 empty] | TF |  |  | 85.1 | 85.7 | 202700 | N: N; LN: NA; CE: CE |  | N
2007 | 42018 | 54998 | 12500 | OP | [27 empty] | N | [35 empty] | N | bar: LN
2007 | 19323 | 3489 | 3 | OP | ST | NA | ST | 0.1 |  |  | PB |  | OT | WO |  | YR | 1972 |  | 2005 | MS | [5 empty] | MS | [5 empty] | N | 6 | 1971 |  |  | 2595 |  | 0 | 4253 | 0 |  | NG | [7 empty] | OF |  |  | 76.7 | 66 | 790000 | N: N; OP: OS; LN: LN; CE: RJ; CE: FW |  | N
2007 | 1924 | 10488 | PB2 | OP | [27 empty] | N | [24 empty] | OP: OP; LN: OV; OV: FR; CE: NA |  | N
2007 | 5416 | 3264 | 3 | OP | ST | ST | NA | 0.58 | 2.3 |  | PB | DP |  | NV | DA |  | 1981 | 2000 |  | MS |  |  | MS | [5 empty] | SS |  |  | N | 12 | 1958 |  |  | 1160 | 58.9 | 0 | 0 | 0 |  | BIT | [7 empty] | TF |  |  | 89 | 89.8 | 308475 | D | N | OP | LN | OV |  | CE | CE | SS |  |  | Y |  |  |  | Y
2007 | 22611 | 54752 | RECB | OP | [27 empty] | N | [35 empty] | N | bar: LN
2007 | 20508 | 50900 | 11PB | OP | [27 empty] | N | [24 empty] | OP: OP; LN: FR; OV: LA; CE: NA |  | N
2007 | 54708 | 10378 | 2A | OP | ST | ST | St | 20 | 1.47 | 0.54 | OP | SU | NP | SM | NV | MO | 1987 | 1987 | 1987 | MS |  |  | MS |  |  | MS |  |  | NC |  |  | Db | 9 | 1987 | 9 | 2027 | 158 | 8 | 0 | 0 | 0 |  | BIT | [7 empty] | SS |  |  | 84.2 | 85.9 | 56200 | D | Y | OP | OV |  |  | NA | FW | NC |  |  | N
2007 | 15400 | 50456 | PB1 | OP | [27 empty] | N | [24 empty] | OP: OP; LN: LN; CE: BW |  | N
2007 | 49801 | 50933 | BLR2 | OP | [27 empty] | N | [21 empty] | 77 | 55 | 36307 | [11 empty] | N | bar: N; LN
2007 | 17633 | 1012 | 2 | OP | ST | ST | St | 0.33 | 2.79 | 0.5 | PB | DP | NP | NV | MO | YR | 1972 | 1995 | 1997 | MS |  |  | MS |  |  | LN |  |  | IF |  |  | N | 12 | 1966 |  |  | 840 | 54.6 | 0 | 0 | 0 |  | BIT | [7 empty] | FF |  |  | 88 | 88 | 209093 | D | N | OP | LN |  |  | RS | BW | NC |  |  | Y |  |  |  | Y | Y |  | Y
2007 | 54805 | 55282 | HRSG1 | OP | FD | FD | FD | 27 | 5.25 | 2.5 | PH | DH | NM | OH | OH | TH | 2002 | 2002 | 2002 | MS |  |  | MS |  |  | MS |  |  | NC |  |  | Da | 6 | 2002 | 6 | 2032 | 610 |  | 0 | 388.9 | 0 | 84 | NG | [7 empty] | DB |  |  | 80 | 80 | 371800 |  | N | OP | LN | SR |  | CN | AI | NC |  |  | N
2007 | 17718 | 6194 | 172B | OP | FD | FD | FD | 20 | 1.2 | 0.7 | OP | DP | NP | SM | TH | TH | 1986 | 1986 | 1986 | MS |  |  | MS |  |  | MS |  |  | NC |  |  | D | 7 | 1985 | 12 | 2040 | 3797 | 304 | 0 | 0 | 0 |  | SUB | [7 empty] | TF |  |  | 86 | 86 | 1071200 | D | N | OP | OV |  |  | NA | CE | NC |  |  | Y |  | Y
2007 | 6811 | 54238 | N64514 | OP | [27 empty] | N | [24 empty] | OP: OP; LN: CF; OV: SN; CE: NA |  | N
2007 | 15248 | 6106 | 1SG | OP | ST | ST | ST | 0.04 | 1.2 | 0.7 | PB | DP | NP | TH | TH | TH | 1980 | 1980 | 1980 | MS |  |  | MS |  |  | MS | [5 empty] | D | 8 | 1980 | 6 | 2020 | 4060 | 352 | 175 | 0 | 0 |  | SUB | DFO | [6 empty] | OF |  |  | 85 | 86 | 127000 | D | N | OP | LN | OV |  | FW | FW | ND |  |  | N
2007 | 15248 | 7350 | SG01 | OP | ST |  | FD | 0.1 |  | 4.5 | PC |  | NM | NV |  | DA | 1995 |  | 1995 | MS | [5 empty] | MS | [5 empty] | N | 8 | 1995 |  |  | 527.1 | 0 | 0 | 39.2 | 0 | 1337 | NG | [7 empty] | DB |  |  | 49.7 |  | 721458 | N: N; OP: OP; LN: SR; CE: NA; CE: DL |  | N
2007 | 15298 | 6076 | 4 | OP | FD | FD | FD | 0.05 | 761 | 0.7 | PB | DH | NP | OT | MO | DA | 1986 | 1986 | 1986 | MS |  |  | MS |  |  | MS |  |  |  | NC |  | D | 4 | 1986 |  |  | 5915 | 464 | 0 | 0 | 0 |  | SUB | [7 empty] | TF |  |  | 87 | 87 | 1872712 | D | N | OP | OV |  |  | NA | CE | NC |  |  | N
2007 | 9273 | 991 | 1 | OP | ST | ST | St | 0.02 | 0.37 |  | PB | DP |  | PS | MO |  | 1980 | 1980 |  | MS |  |  | MS | [5 empty] | TU |  |  | N | 2 | 1949 | 2 | 2009 | 400 | 0 | 95.3 | 0 | 0 |  | DFO | [7 empty] | TF |  |  | 85.4 | 84.4 | 282000 | D: W; N: N; LN: NA; CE: CE |  | N
2007 | 20546 | 6639 | G1 | OP | ST | ST | ST | 0.1 | 0.8 | 0.7 | PB | DP | NP | TH | TH | TH | 1980 | 1980 | 1980 | MS |  |  | MS |  |  | MS |  |  | IF |  |  | D | 12 | 1979 |  |  | 1674 | 133 | 0 | 0 | 0 |  | BIT | PC | [6 empty] | OF |  |  | 88 | 85 | 570000 | W | N | OP | LN | AA | FU | BW | BW | NC |  |  | Y |  |  |  | Y |  |  | Y
2007 | 5416 | 2721 | 1 | OP | ST | ST | ST | 0.25 | 2.2 | 1.8 | PB | DP | NP | DA | DA | DA | 1986 | 1999 | 2000 | MS |  |  | MS |  |  | MS |  |  | SS |  |  | N | 7 | 1940 | 6 | 2012 | 375 | 17.6 | 0 | 0 | 0 |  | BIT | [7 empty] | TF |  |  | 86.3 | 86.7 | 89717 | D | N | OP | BF | LA | LN | CE | CE | SS |  |  | N
2007 | 5416 | 2723 | 2 | OP | ST | ST | ST | 0.15 | 1.81 | 1.8 | PB | DP | NP | DA | DA | DA | 1986 | 1999 | 2000 | MS |  |  | MS |  |  | MS |  |  | SS |  |  | N | 3 | 1950 | 6 | 2012 | 670 | 30 | 0 | 0 | 0 |  | BIT | [7 empty] | TF |  |  | 88.2 | 88.7 | 152768 | D | N | OP | LN | OV |  | BW | CE | SS |  |  | Y |  |  |  | Y
2007 | 313 | 55139 | HRSG1 | OP | ST | ST | St | 30.1 | 41.8 | 91.9 | PH | DH | NH | OH | OH | OH | 2003 | 2003 | 2003 | MS |  |  | MS |  |  | MS |  |  | NC |  |  | Db | 8 | 2003 |  |  | 684 | [5 empty] | NG | [7 empty] | DB | [6 empty] | N | OP | SR |  |  | NA | DL | NC |  |  | N
2007 | 12258 | 10883 | GTHSG2 | OP | [52 empty] | OP OP: OP; LN BF: SR; BW CE: NA |  |  | N
2007 | 17583 | 3630 | 2 | OP | [63 empty] | N | bar: OP OP to LN BF
2007 | 12298 | 4127 | B24 | SB | [27 empty] | N | [35 empty] | N | bar: LN BF
2007 | 19691 | 50628 | HRSG | OP | [52 empty] | OP OP: OP; LN BF: LN; AA LA: SN; BW CE: CN |  |  | N
2007 | 19724 | 52048 | HRSG1 | OP | [27 empty] | N | [35 empty] | N | bar: LN BF
2007 | 19876 | 3804 | 5 | OP | ST | FD | ST | 850 | 0.8 | 0.3 | PH | DP | NP | TH | TH | TH | 1975 | 1975 | 1996 | MS |  |  | MS |  |  | MS |  |  | SS |  |  | D | 6 | 1975 |  |  | 5841 | 0 | 1272 | 0 | 0 |  | RFO | [7 empty] | TF |  |  | 89.2 | 90.2 | 1315038 |  | Y | OZ | OV |  |  | NA | CE | SS |  |  | N
2007 | 19876 | 3809 | 1 | OP | ST | ST | FD | 306 | 2.64 | 0.4 | PH | SB | NP | NS | MO | YR | 1972 | 1972 | 1997 | MS |  |  | MS |  |  | MS |  |  | NC |  |  | N | 7 | 1957 |  |  | 1200 | 60 | 255 | 1047 | 0 |  | BIT | [7 empty] | TF |  |  | 89.7 | 90.5 | 371500 | D | N | OZ | OV | LN | SN | AL | CE | NC |  |  | N
2007 | 19876 | 3809 | 3 | OP | ST | ST | NA | 661 | 2.64 |  | PH | SB |  | NS | MO |  | 1974 | 1974 |  | MS |  |  | MS | [5 empty] | NC |  |  | N | 12 | 1974 |  |  | 5841 | 0 | 1220 | 0 | 0 |  | RFO | [7 empty] | TF |  |  | 89.2 | 90.3 | 1315038 | D | Y | OZ | OV |  |  | NA | CE | NC |  |  | N
2007 | 19876 | 3954 | 2 | OP | ST | ST | FD | 0.05 | 0 | 0.69 | PH | DH | NP | EH | DA | YR | 1973 | 1972 | 1998 | MS |  |  | MS |  |  | MS |  |  | IF |  |  | N | 7 | 1966 |  |  | 3785 | 215 | 0 | 0 | 0 |  | BIT | [7 empty] | TF |  |  | 90 | 90.6 | 953872 | D | N | OZ | OV | LN | SR | AL | CE | IF |  |  | Y |  |  |  | Y | Y
2007 | 19876 | 7213 | 1 | OP | ST | ST | ST | 0.02 | 0.1 | 0.32 | PB | SB | NP | NS | MO | MO | 1995 | 1995 | 1995 | MS |  |  | MS |  |  | MS |  |  | IF |  |  | Da | 10 | 1995 |  |  | 3295 | 163.4 | 0 | 0 | 0 |  | BIT | [7 empty] | TF |  |  | 88.7 | 91 | 1054000 | D | N | OZ | LN | OV | SN | AL | CE | IF |  |  | Y |  | Y |  |  | Y
2007 | 19450 | 50150 | 11HRSG | OP | [52 empty] | OZ OZ: OP; OV LN: LN; LN OV: OV; AL AL: CN |  |  | N
2007 | 19450 | 50150 | 8 HRSG | OP | [63 empty] | N | bar: OV LN
2007 | 19511 | 50711 | BLR4 | OP | [63 empty] | N | bar: OV LN
2007 | 55932 | 54789 | 3RB | OP | [52 empty] | OZ OZ: OP; OV LN: LN; AL AL: BW |  |  | N
2007 | 55936 | 1393 | 4 | OP | ST | ST | FD | 358.7 | 4320 | 0.2 | PH | DH | NP | NV | NV | NV | 1970 | 1970 | 1970 | MS |  |  | MS |  |  | MS | [5 empty] | N | 7 | 1970 |  |  | 4021 |  |  | 5090 |  |  | NG | [7 empty] | OF |  |  | 85.4 | 85.4 | 950600 | N N: N; OZ OZ: OP; OV LN: FR; AL AL: NA; CE CE: BW |  |  | N
2007 | 4045 | 2123 | 8 | SB | [63 empty] | N | bar: OV LN
2007 | 4062 | 2840 | 2 | RE | ST | ST | St | 0.1 | 5.66 | 0.7 | PB | DP | OT | DT | MO | YR | 1977 | 1970 | 2000 | MS |  |  | MS |  |  | MS | [5 empty] | N | 2 | 1957 | 12 | 2005 | 1000 | 59.5 | 0 | 0 | 0 |  | BIT | [7 empty] | CY |  |  | 90.3 | 90.1 | 234000 | D D: W; N N: N; OV LN: NA; CE CE: BW |  |  | N
2007 | 4129 | 54144 | BRBR1 | OP | [52 empty] | OZ OZ: OZ; OV LN: CF; LN OV: SN; SR SN: LA; AL AL: NA |  |  | Y |  | Y |  |  | Y | Y
2007 | 4161 | 1552 | 1 | OP | ST | ST | FD | 0.03 | 3.5 | 0.86 | PC | DP | NP | PS | TH | OT | 1983 | 1983 | 2000 | MS |  |  | MS |  |  | OV |  |  | SS |  |  | N | 7 | 1961 |  |  | 1357 | 65 | 0 | 323 | 0 |  | BIT | NG | [6 empty] | CY | OT |  | 89.4 | 89.6 | 726000 | W | N | OP | OV |  |  | NA | BW | SS |  |  | N
2007 | 11208 | 408 | 6 | OP | ST | FD | St | 0.01 | 363 | 2.5 | PC | OT | NM | FT | YR | OH | 2004 | 2004 | 2004 | MS |  |  | MS |  |  | MS |  |  | NC |  |  | Db | 7 | 2004 |  |  | 535 | 0 | 0 | 175 | 0 | 841 | NG | [7 empty] | DB |  |  |  |  | 770000 |  | N | OP | LN | SR |  | GR | AL | NC |  |  | N
2007 | 54784 | 10495 | 6 | OP | ST | ST | ST | 0.2 | 176.4 | 378 | OP | DH | NH | SM | TH | DA | 1990 | 1990 | 1990 | MS |  |  | MS |  |  | MS |  |  | NC |  |  | Da | 12 | 1990 |  |  | 460 | 415 | 0 | 0 | 0 |  | BIT | WDS | TDF | [5 empty] | FB |  |  | 86.7 | 80 | 109000 | D | Y | OP | CF |  |  | NA | PR | NC |  |  | N
2007 | 12307 | 50101 | RB4 | OP | [27 empty] | N | [24 empty] | OZ OZ: OP; OV LN: LA; AL AL: NA |  |  | Y |  |  |  | Y
2007 | 5517 | 898 | 5 | OP | ST | ST | FD | 0.18 | 1.8 | 0.4 | PB | DP | NP | OH | OH | YR | 1972 | 1976 | 2000 | MS |  |  | MS |  |  | OT |  |  | NC |  |  | N | 7 | 1964 |  |  | 2454 | 151 | 0 | 0 | 0 |  | SUB | NG | [6 empty] | TF |  |  | 89 | 90 | 647600 | D | N | OP | LN | OV |  | FW | CE | NC |  |  | Y |  |  |  | Y
2007 | 49777 | 56124 | 2HRSG | OP | [52 empty] | OZ OZ: OP; OV LN: OT; AL AL: NA |  |  | N
2007 | 12492 | 10745 | 12HR82 | OP | ST | ST | ST | 0.75 | 3.91 | 24.9 | PH | DH | NH | OH | OH | DA | 1990 | 1990 | 1990 | MS |  |  | MS |  |  | MS |  |  | NC |  |  | Db | 3 | 1990 |  |  | 539 |  | 0 | 245 | 0 | 605 | NG | [7 empty] | DB |  |  |  |  | 540000 |  | N | OP | LN |  |  | CN | CE | NC |  |  | N
2007 | 5374 | 54676 | H82 | OP | NA | NA | NA | [24 empty] | Db | 10 | 1994 |  |  | 700 |  |  | 512 |  | 600 | NG | OG | [6 empty] | DB | [5 empty] | OZ OZ: OP; OV LN: LN; AL AL: CN; CE CE: VO |  |  | N
2007 | 10362 | 55501 | HRSG3 | OP | FD | FD | FD | 20.4 | 14.27 | 115 | PH | DH | NH | TH | TH | TH | 2002 | 2002 | 2002 | [9 empty] | NC |  |  | Da | 11 | 2002 |  |  | 842 |  |  | 567.1 |  | 1524 | NG | [7 empty] | DB |  |  |  |  | 1060511 | OZ OZ: OP; OV LN: LN; AL AL: GE; CE CE: DL; IF IF: NC |  |  | N
2007 | 55711 | 10444 | HTFHTR | OP | [52 empty] | OZ OZ: OP; OV LN: LN; AL AL: AZ |  |  | N
2007 | 6090 | 50625 | 34 | OP | ST | ST | ST | 5.35 | 18.61 | 42.78 | PH | DH | NH | OH | OH | OH | 2005 | 2005 | 2005 | MS |  |  | MS |  |  | MS |  |  | NC |  |  | N | 6 | 1966 |  |  | 500 | 0 | 0 | 500 | 0 |  | OG | NG | [6 empty] | TF |  |  | 85.3 | 82.2 | 600000 |  | N | OP | LN | FR | OT | CN | CE | NC |  |  | N
2007 | 54817 | 55298 | HRSG2B | OP | FD | FD | St | 0.01 | 0 | 2.5 | PB | DP | NM | PS | DT | OT | 2004 | 2004 | 2004 | MS | BO |  | MS | BO |  | MS | BO |  | NC |  |  | Da | 5 | 2004 | 12 | 2034 | 1200 |  | 0 | 300 | 0 | 3325 | NG | [7 empty] | DB |  |  | 90 | 75 | 1400000 |  | N | OP | SR |  |  | NA | OT | NC |  |  | N
2007 | 9324 | 988 | U3 | OP | FD | ST | St | 0.09 | 1.2 |  | PB | DP | OT | DT | MO | YR | 1977 | 1977 | 2000 | MS |  |  | MS |  |  | MS |  |  | SS |  |  | N | 12 | 1954 |  |  | 1335 | 83.8 | 0 | 0 | 0 |  | BIT | [7 empty] | VF |  |  | 89.2 | 89 | 323300 | D | N | OP | LN |  |  | BW | BW | NC |  |  | N
2007 | 9324 | 6166 | MB1 | OP | ST | ST | St | 0.1 | 1.2 | 0.7 | PB | DP | OT | PS | MO | YR | 1984 | 1984 | 1984 | MS |  |  | MS |  |  | MS |  |  | NC |  |  | D | 12 | 1984 |  |  | 9775 | 773.4 | 0 | 0 | 0 |  | SUB | BIT | [6 empty] | OF |  |  | 85.3 | 85.9 | 2576618 | D | N | OP | LN | OV |  | BW | BW | NC |  |  | N
2007 | 27769 | 51030 | HRSG2 | OP | [27 empty] | N | [25 empty] | OP OP: OP; LN LN: SR; AZ CN: NA |  |  | N
2007 | 4922 | 2850 | 1 | OP | ST | ST | NA | 0.1 | 3.16 |  | PB | DP |  | PS | MO |  | 1983 | 1976 |  | MS |  |  | MS | [5 empty] | SS |  |  | N | 5 | 1971 |  |  | 4400 | 250 | 0 | 0 | 0 |  | BIT | [7 empty] | OF |  |  | 89.9 | 90.1 | 1210400 | D | N | OP | LN | SR |  | EG | BW | IF |  |  | N
2007 | 7597 | 55146 | 1 | OP | ST | ST | ST | 23.3 | 0.006 | 10.8 | PH | DP | NM | OH | OH | OH | 2002 | 2002 | 2002 | MS |  |  | MS |  |  | MS |  |  | SS |  |  | Db | 2 | 2002 | 2 | 2032 | 568 | 0 | 0 | 264 | 0 |  | NG | [7 empty] | DB |  |  | 91.5 | 89.4 | 710186 |  | N | OP | LN | SR |  | CN | AI | SS |  |  | N
2007 | 7662 | 54852 | 1 | OP | [27 empty] | N | [25 empty] | OP OP: OP; LN LN: OV; AZ CN: NA |  |  | N
2007 | 8543 | 1979 | 4 | OP | [27 empty] | N | [25 empty] | OP OP: OP; LN LN: SN; AZ CN: NA |  |  | N
2007 | 18611 | 55518 | 1 | OP | LO | LO | LO | 18.14 | 1.11 | 18 | PH | DH | NH | OH | OH | OH | 2003 | 2003 | 2003 |  |  |  | MS |  |  | MS | [5 empty] | Db | 4 | 2003 | 4 | 2043 | 484.8 |  | 0 | 161.5 | 0 | 922 | NG | [7 empty] | DB |  |  | 89.3 |  | 713789 |  | N: N; LN LN: NA; AZ CE: AL |  |  | N
2007 | 9401 | 50250 | 2RB | OP | [27 empty] | N | [25 empty] | OP OP: OP; LN LN: OV; LN FR: LA; AZ CN: NA |  |  | N
2007 | 11241 | 1404 | 7AB | OP | ST | ST | ST | 20 | 2000 | 0.05 | OP | DM | NO | SM | NV | YR | 1974 | 1974 | 1974 | MS |  |  | MS |  |  | MS |  |  | NC |  |  | N | 8 | 1974 |  |  | 788 | 0 | 367.8 | 1833 | 0 |  | NG | [7 empty] | FF | [6 empty] | N: N; LN LN: NA; AZ CE: BW; AZ NC: NC |  |  | N
2007 | 11241 | 8056 | 1 | OP | ST | ST | ST | 20 | 2000 | 0.05 | OP | DM | NO | SM | NV | YR | 1975 | 1975 | 1975 | MS |  |  | MS |  |  | MS |  |  | NC |  |  | D | 6 | 1975 |  |  | 2943 | 0 | 628.7 | 4453 | 0 |  | NG | RFO | [6 empty] | FF |  |  | 89 |  | 385000 |  | N | OP | LN |  |  | AC | RS | NC |  |  | N
2007 | 56174 | 10511 | 5 | OP | [27 empty] | N | [25 empty] | OP OP: OP; LN LN: LN; AZ CN: RJ |  |  | N
2007 | 6838 | 54034 | HRSG | OP | [53 empty] | OP OP: OP; LN LN: SR; AZ CN: NA |  |  | N
2007 | 29122 | 55293 | HRSG 1 | OP | FD | NA | FD | 0.01 |  | 0.01 | PB |  | NP | NS |  | TH | 2003 |  | 2003 | MS | [5 empty] | MS | [5 empty] | Da | 6 | 2003 | 6 | 2033 | 850 | 0 | 0 | 376.2 | 0 |  | NG | [7 empty] | DB | [6 empty] | N | OP | SR |  |  | NA | NT |  |  |  | N
2007 | 2929 | 55292 | HRSG1 | SB | FD | NA | FD | 11 |  | 31.2 | PH |  | NH | NS |  | OT | 2002 |  | 2002 | MS | [5 empty] | MS | [5 empty] | Da | 6 | 2002 |  |  | 1000 |  | 0 | 376 | 0 |  | NG | [7 empty] | DB | [6 empty] | N | SB | SR |  |  | NA | NT |  |  |  | N
2007 | 2929 | 55292 | HRSG3 | OP | FD | NA | FD | 11 |  | 31.2 | PH |  | NH | NS |  | OT | 2003 |  | 2003 | MS | [5 empty] | MS | [5 empty] | Da | 6 | 2003 |  |  | 1000 |  | 0 | 376 | 0 |  | NG | [7 empty] | DB | [6 empty] | N | SB | SR |  |  | NA | NT |  |  |  | N
2007 | 19724 | 52048 | HRSG2 | OP | [27 empty] | N | [35 empty] | N | bar: LN LN
2007 | 19804 | 693 | 2 | OP | ST | ST | NA | 20 | 1.5 |  | OP | OT |  | YR | OT |  | 1961 | 1990 |  | MS |  |  | MS | [5 empty] | NC |  |  | N | 6 | 1961 |  |  | 140 | 0 | 24 | 160 | 0 |  | NG | RFO | [6 empty] | FF |  |  | 85.9 | 82 | 36840 |  | N: N; LN LN: NA; AZ CE: BW; AZ NC: NC |  |  | N
2007 | 195 | 10 | 2 | OP | ST | ST | FD | 0.12 | 4 | 0.46 | PB | DP | NP | PS | DA | OT | 1975 | 1975 | 2000 | MS |  |  | MS |  |  | MS |  |  | SS |  |  | N | 7 | 1966 | 12 | 2026 | 1800 | 97 | 0 | 0 | 0 |  | BIT | [7 empty] | OF |  |  | 87.1 | 88.5 | 438000 | D | N | OP | LN | OV |  | BW | RS |  |  |  | N
2007 | 9417 | 1104 | 1 | OP | ST | ST | FD | 0.8 | 5.032 | 0.44 | PB | DP | NP | NV | NV | NV | 1968 | 1968 | 1996 | MS |  |  | MS |  |  | MS |  |  | SS |  |  | N | 6 | 1968 |  |  | 1425 | 89.2 | 0 | 0 | 0 |  | SUB | [7 empty] | TF |  |  | 86.4 | 84.8 | 504148 | D | N | OP | AA | OV | LN | AB | CE | NC |  |  | N
2007 | 9434 | 54201 | BLR1 | OP | [27 empty] | N | [24 empty] | OP: OP; AA: CF; AB: NA |  |  | N
2007 | 9434 | 54201 | BLR3 | OP | [27 empty] | N | [35 empty] | N | bar: AA
2007 | 14006 | 3947 | 1 | OP | ST | ST | St | 0.05 | 2.7 |  | PB | DP | OT | DT | DA | YR | 1978 | 2000 | 2000 | MS |  |  | MS |  |  | MS | [5 empty] | N | 7 | 1958 |  |  | 1523 | 91.7 | 0 | 0 | 0 |  | BIT | [7 empty] | CY |  |  | 88.7 | 88.5 | 317292 | W | N | OP | OV |  |  | NA | BW |  |  |  | N
2007 | 14006 | 3947 | 2 | OP | ST | ST | St | 0.05 | 2.7 |  | PB | DP | OT | DT | DA | YR | 1978 | 2000 | 2000 | MS |  |  | MS |  |  | MS | [5 empty] | N | 11 | 1958 |  |  | 1523 | 91.7 | 0 | 0 | 0 |  | BIT | [7 empty] | CY |  |  | 88.7 | 88.5 | 317392 | W | N | OP | OV |  |  | NA | BW |  |  |  | N
2007 | 11252 | 6055 | 2B3 | OP | FD | FD | FD | 0.1 | 1.2 | 0.5 | PB | DP | NP | DT | TH | YR | 1983 | 1983 | 1983 | MS |  |  | MS |  |  | MS | [5 empty] | D | 12 | 1983 |  |  | 4375 | 313.2 | 0 | 0 | 0 |  | SUB | DFO | [6 empty] | OF |  |  | 85 | 85 | 843622 | D | N | OP | LN | AA |  | BW | BW |  |  |  | N
2007 | 11269 | 3601 | 1 | OP | NA | FD | NA |  | 0.0006 |  |  | DP |  |  | YR |  |  | 1995 |  |  |  |  | MS | [5 empty] | IF |  |  | N | 5 | 1965 |  |  | 835 | 0 | 195 | 1045 | 0 |  | NG | DFO | [6 empty] | FF |  |  | 87 | 87.2 | 202395 |  | N | OP | OV | FR |  | NA | BW | IF |  |  | N
2007 | 11269 | 6179 | 2 | OP | ST | ST | St | 20 | 1.2 | 1.65 | OP | DP | NP | SM | TH | TH | 1980 | 1980 | 1980 | MS |  |  | MS |  |  | MS |  |  | NC |  |  | D | 5 | 1980 |  |  | 4199 | 304 | 0 | 0 | 0 |  | SUB | [7 empty] | TF |  |  | 86.6 | 87.5 | 1368875 | D | N | OP | AA |  |  | NA | CE |  |  |  | N
2007 | 11282 | 55063 | HRSG1 | OP | ST | ST | ST | 0.02 | 150 | 9 | PB | DM | NM | OH | OH | OH | 2000 | 2000 | 2000 | MS |  |  | MS |  |  | MS |  |  | NC |  |  | N | 8 | 2000 | 3 | 2030 | 629 | 0 | 0 | 268 | 0 | 1792 | NG | [7 empty] | DB |  |  | 98 | 98 | 814000 |  | N | OP | LN | SR |  | SW | NT | NC |  |  | N
2007 | 11479 | 3992 | 1 | OP | ST | ST | St | 1.59 | 0.18 | 5100 | PH | SU | OT | OH | NV | YR | 2000 | 2000 | 2000 | MS |  |  | MS |  |  | MS |  |  | OT |  |  | N | 6 | 1968 |  |  | 80 | 0 | 18.8 | 112 | 0 |  | NG | DFO | [6 empty] | FF |  |  | 76.8 | 77.7 | 20000 | N: N; AA: NA; CE: BW; NC: OT |  |  | N
2007 | 55983 | 3508 | 1 | OP | ST | ST | ST | 15 | 440 |  | OP | DM | OT | SM | TH | YR | 1972 | 1972 | 2004 | MS |  |  | MS |  |  | MS |  |  | NC |  |  | N | 11 | 1962 |  |  | 1250 |  | 242 | 1600 | 0 |  | NG | [7 empty] | RF |  |  | 85.8 | 86.6 | 348250 |  | N | OZ | LN | OV |  | RJ | BW | NC |  |  | N
2007 | 19323 | 6648 | 4 | OP | FD | FD | FD | 0.1 | 1.2 | 0.45 | PB | DP | NP | TH | TH | YR | 1981 | 1981 | 2000 | MS |  |  | MS |  |  | MS |  |  | IF |  |  | Da | 5 | 1981 |  |  | 4125 | 414 | 0 | 0 | 0 |  | LIG | [7 empty] | TF |  |  | 82 | 83 | 1080300 | D | N | OP | OV | LN |  | AL | CE | NC |  |  | N
2007 | 55983 | 8063 | 1 | OP | ST | ST | ST | 0.1 | 440 |  | PB | DM | OT | WO | TH | YR | 1975 | 1975 | 2004 | MS |  |  | MS |  |  | MS |  |  | NC |  |  | N | 5 | 1975 |  |  | 5445 |  | 1158 | 7280 | 0 |  | NG | [7 empty] | OF |  |  | 85 | 83.6 | 1291666 |  | N | OZ | FR | OV |  | NA | BW | NC |  |  | N
2007 | 16024 | 54464 | B001 | OP | [27 empty] | N | [35 empty] | N | bar: AA
2007 | 49837 | 56188 | 001 | OP | [52 empty] | OP: OP; AA: SR; AB: NA |  |  | N
2007 | 56165 | 10397 | 5HPB | OP | [27 empty] | N | [35 empty] | N | bar: AA
2007 | 56165 | 10397 | 8HPB | OP | [27 empty] | N | [35 empty] | N | bar: AA
2007 | 3046 | 6250 | 1B | OP | ST | ST | ST | 0.1 | 1.2 | 0.7 | PB | DP | NP | PS | MO | TH | 1983 | 1983 | 1983 | MS |  |  | MS |  |  | MS |  |  | IF |  |  | D | 3 | 1983 |  |  | 2750 | 164.2 | 0 | 0 | 0 |  | BIT | [7 empty] | OF |  |  | 88.1 | 88.9 | 637520 | D | N | OP | OV | LN |  | PX | FW | IF |  |  | Y |  |  |  | Y
2007 | 6452 | 609 | PCC2 | OP | ST | ST | NA | 0.1 | 2.75 |  | PB | DP |  | NV | NV |  | 1983 | 1981 |  | MS |  |  | MS | [5 empty] | NC |  | SS | N | 5 | 1969 |  |  | 2460 | 0 | 590 | 3786 | 0 |  | RFO | NG | [6 empty] | FF |  |  | 88 | 89 | 650000 | N: Y; AA: NA; CE: FW; NC: NC |  |  | N
2007 | 12971 | 10165 | 2 | OP | [27 empty] | N | [24 empty] | OP: OP; AA: CF; OV: FR; LN: OV; AB: NA |  |  | Y |  |  |  | Y
2007 | 12981 | 50973 | 36 | OP | ST | ST | NA | 7.3 | 7.3 | 7.3 | PH | DH | NH | FM | FM | FM | 1990 | 1990 | 1990 | [9 empty] | NC |  |  | D | 1 | 1981 |  |  | 160 |  |  |  | 110 | 54.8 | NG | [7 empty] | DB |  |  | 89 | 74 | 209 | D: D; N: N; AA: NA; CE: VO |  |  | N
2007 | 54787 | 52193 | BLR3 | OP | ST | ST | ST | 20 | 1 | 0.25 | PB | SU | NP | OT | NV | DA | 1993 | 1993 | 2000 | MS |  |  | MS |  |  | MS |  |  | SS |  |  | N | 9 | 1956 | 12 | 2050 | 550 |  | 116.1 | 771.9 | 0 |  | OG | [7 empty] | SF |  |  | 82.9 | 79.8 | 131300 |  | N | OP | OV |  |  | NA | RS | SS |  |  | N
2007 | 54787 | 52193 | HRSG 2 | OP | ST | ST | ST | 0.009 | 0.05 | 42 | PB | SU | NM | OT |  |  | 2001 | 2001 | 2001 | MS |  |  | MS |  |  | MS |  |  | RP |  |  | Db | 5 | 2000 | 5 | 2050 | 350 |  | 13.2 | 3375 | 0 | 524 | NG | [7 empty] | DB |  |  | 37.2 | 35 | 211800 |  | N | OP | LN | OT |  | GR | GE | RP |  |  | N
2007 | 12311 | 10224 | BLR 3 | OP | [52 empty] | OP: OP; AA: LN; OV: SR; AB: CN |  |  | N
2007 | 770 | 2098 | 3 | OP | ST | ST | NA | 0.14 | 8.6 |  | PB | DP |  | OH | TH |  | 1975 | 1978 |  | MS |  |  | MS | [5 empty] | NC |  |  | N | 6 | 1938 |  |  | 150 | 0 | 34.2 | 238 | 0 |  | NG | [7 empty] | FF |  |  | 84.5 | 84.5 | 38000 | N: N; AA: NA; CE: BW |  |  | N
2007 | 49979 | 4939 | 1 | OP | ST | ST | St | 15 | 440 | 0.14 | OP | DM | NP | SM | TH | YR | 1989 | 1992 | 2003 | MS |  |  | MS |  |  | MS |  |  | NC |  |  | N | 5 | 1974 |  |  | 2381 |  | 483 | 3210 | 0 |  | NG | [7 empty] | TF |  |  | 85 | 86 | 563072 |  | N | OP | FR |  |  | NA | CE | NC |  |  | N
2007 | 55732 | 52089 | NO2BLR | OP | [27 empty] | N | [35 empty] | N | bar: AA
2007 | 55732 | 52089 | NO3BLR | OP | [27 empty] | N | [35 empty] | N | bar: AA
2007 | 55732 | 52089 | NO8BLR | SB | [27 empty] | N | [24 empty] | OP: SB; AA: LN; AB: PB |  |  | N
2007 | 49896 | 56224 | BLR100 | CO | FD | FD | FD | 0.01 | 0.07 | 0.07 | PB | DP | NP | DA | DA | DA | 2008 | 2008 | 2008 | [12 empty] | Da | 6 | 2008 |  |  | 1491 | 122.6 | 0 | 0 | 0 |  | SUB | [7 empty] | OF | RF |  | 87 | 86.8 | 476000 | W | N | CO | LN | SR | OV | BW | BW |  |  |  | Y | Y | Y | Y |  | Y
2007 | 55965 | 54885 | B22 | OP | [27 empty] | N | [24 empty] | SB CO: OP; LN LN: OV; PB BW: NA |  |  |  | N
2007 | 55965 | 54885 | B28 | OP | [27 empty] | N | [24 empty] | SB CO: OP; LN LN: LN; PB BW: CN |  |  |  | N
2007 | 11136 | 54971 | 5 | RE | [63 empty] | N | bar: LN LN
2007 | 11142 | 1032 | 5 | OP | [27 empty] | N | [35 empty] | N | bar: LN LN
2007 | 11169 | 54562 | RF19 | OP | [27 empty] | N | [35 empty] | N | bar: LN LN
2007 | 21 | 10671 | 2A | OP | FD | FD | FD | 0.03 | 1.2 | 0.5 | PB | DP | NP | NV | MO | MO | 1991 | 1991 | 1991 | MS |  |  | MS |  |  | MS |  |  | NC |  |  | Da | 1 | 1991 | 1 | 2041 | 567 | 28.1 | 0 | 0 | 0 |  | BIT | [7 empty] | FB |  |  | 84.8 | 76.1 | 784719 | D | N | OP | CF |  |  | NA | CE | NC |  |  | Y |  | Y
2007 | 13069 | 358 | MV4B | OP | ST | ST | St | 0.1 | 150 | 2 | PC | DP | NM | OH | OH | OH | 2006 | 2006 | 2006 | MS |  |  | MS |  |  | MS |  |  | SS |  |  | N | 1 | 2006 |  |  |  | 0 | 0 | 135 | 0 |  | NG | [7 empty] | DB |  |  |  |  | 913953 |  | N | OP | LN |  |  | JZ | FW | SS |  |  | N
2007 | 19876 | 52118 | 102 | OP | [27 empty] | N | [24 empty] | SB CO: OP; LN LN: OV; LN SR: SN; PB BW: NA |  |  |  | N
2007 | 13168 | 2549 | 64 | RE | ST | ST | LO | 0.17 | 1.4 |  | PB | SB |  | NV | DA |  | 1973 | 1974 |  | MS |  |  | MS | [5 empty] | SU |  |  | N | 6 | 1948 | 5 | 2006 | 900 | 35 | 0 | 0 | 0 |  | BIT | [7 empty] | AF |  |  | 90 | 90 | 440782 | W: W; N: N; LN LN: NA; PB BW: BW |  |  |  | N
2007 | 13168 | 2549 | 65 | RE | ST | ST | St | 0.17 | 1.4 | 1 | PB | SB | NL | NV | DA | YR | 1973 | 1974 | 1974 | MS |  |  | MS |  |  | MS |  |  | SU |  |  | N | 6 | 1953 | 12 | 2007 | 656 | 34.6 | 0 | 0 | 0 |  | BIT | [7 empty] | AF |  |  | 90 | 90 | 410645 | W: W; N: N; LN LN: NA; PB BW: BW |  |  |  | N
2007 | 11504 | 55451 | FB3 | OP | ST | ST | ST | 6.8 | 1.5 | 6.4 | PH | DH | NH | NV | NV | NV | 2003 | 2003 | 2003 | MS |  |  | MS |  |  | MS |  |  | NC |  |  | Da | 7 | 2003 | 7 | 2033 | 320 |  | 0 | 555.3 | 0 |  | NG | [7 empty] | DB |  |  | 89.9 | 87 | 705914 |  | N | OP | LN | SR |  | JZ | FW | NC |  |  | N
2007 | 9332 | 594 | 3 | OP | ST | ST | ST | 0.3 | 1.6 | 0.57 | PB | SU | NP | WO | NV | DA | 1981 | 1989 | 1995 | MS |  |  | MS |  |  | MS |  |  | NC |  |  | N | 6 | 1970 |  |  | 1163 | 65 | 0 | 0 | 0 |  | BIT | SUB | [6 empty] | FF |  |  | 88 | 88 | 360000 | D | N | OP | LN | OV | SN | RS | BW | NC |  |  | N
2007 | 9348 | 52152 | 5PB | OP | [27 empty] | N | [35 empty] | N | bar: LN; RS
2007 | 9348 | 52152 | 6PB | OP | [27 empty] | N | [24 empty] | OP: OP; LN: OV; RS: NA |  |  | N
2007 | 13228 | 1450 | 9 | SB | [63 empty] | N | bar: LN
2007 | 11275 | 55667 | HRSG 2 | OP | [27 empty] | Db | 12 | 2003 | [5 empty] | 502 |  |  | NG | [7 empty] | DB | [5 empty] | OP: OP; LN: SR; RS: NA; BW: NM |  |  | N
2007 | 22146 | 2526 | 11 | OP | ST | ST | ST | 0.2 | 1.7 | 0.45 | PB | SB | NP | NV | OT | DA | 1973 | 1988 | 1995 | MS |  |  | MS |  |  | MS | [5 empty] | N | 10 | 1943 | 12 | 2009 | 200 | 9.1 | 0 | 0 | 0 |  | BIT | [7 empty] | OF |  |  | 86.7 | 88.3 | 42700 | D | N | CN | NA |  |  | NA | FW |  |  |  | N
2007 | 22146 | 2526 | 13 | OP | ST | ST | ST | 0.2 | 1.7 | 0.42 | PB | SB | NP | NV | OT | DA | 1973 | 1988 | 1995 | MS |  |  | MS |  |  | MS | [5 empty] | N | 12 | 1951 |  |  | 560 | 29.4 | 0 | 0 | 0 |  | BIT | [7 empty] | TF |  |  | 89.2 | 89.5 | 134800 | D | N | OP | OV |  |  | NA | CE |  |  |  | N
2007 | 15708 | 55179 | 1 | OP | ST | ST | ST | 10.7 | 2.7 | 4.5 | PH | DH | NM | OH | OH | OH | 2001 | 2001 | 2001 | MS |  |  | MS |  |  | MS |  |  | NC |  |  | Db | 9 | 2001 | 10 | 2026 | 544 |  | 0 | 232 | 0 |  | NG | [7 empty] | DB |  |  |  |  | 729386 |  | N | OP | LN | SR |  | CN | AI | NC |  |  | N
2007 | 11018 | 7887 | HRSG2 | [53 empty] | OP: OP; LN: SR; RS: PS |  |  | N
2007 | 11018 | 7887 | HRSG3 | [53 empty] | OP: OP; LN: SR; RS: PS |  |  | N
2007 | 7801 | 641 | 5 | OP | ST | ST | FD | 0.1 | 2.4 | 0.45 | PB | DP | NP | PS | DA | YR | 1972 | 1972 | 2000 | MS |  |  | MS |  |  | MS |  |  | SS | SU |  | N | 6 | 1961 |  |  | 582 | 40.5 | 0 | 960 | 0 |  | BIT | NG | DFO | [5 empty] | TF |  |  | 89 | 90 | 218583 | D | N | OP | OT | SN |  | NA | CE | IF |  |  | N
2007 | 7801 | 642 | 2 | OP | [27 empty] | N | [35 empty] | N | bar: LN
2007 | 54880 | 10244 | 2 | OP | [27 empty] | N | [24 empty] | OP: OP; LN: LN; OV: FR; RS: JZ |  |  | N
2007 | 9628 | 10377 | 1C | OP | ST | ST | ST | 0.03 | 1.52 | 0.6 | PB | DP | NP | NS | NS | MO | 1987 | 1987 | 1987 | MS |  |  | MS |  |  | MS |  |  | NC |  |  | Db | 12 | 1987 | 12 | 2027 | 158 | 8.1 | 0 | 0 | 0 |  | BIT | [7 empty] | SS |  |  | 85.1 | 86.9 | 38054 | D | Y | OP | OV |  |  | NA | FW | NC |  |  | Y |  | Y
2007 | 9628 | 10377 | 2B | OP | ST | ST | ST | 0.03 | 1.52 | 0.6 | PB | DP | NP | NS | NS | MO | 1987 | 1987 | 1987 | MS |  |  | MS |  |  | MS |  |  | NC |  |  | Db | 12 | 1987 | 12 | 2027 | 158 | 8.1 | 0 | 0 | 0 |  | BIT | [7 empty] | SS |  |  | 85.1 | 86.9 | 38054 | D | Y | OP | OV |  |  | NA | FW | NC |  |  | Y |  | Y
2007 | 9667 | 6225 | 1 | OP | [63 empty] | N | bar: OP to LN
2007 | 13337 | 6077 | 1 | OP | ST | ST | ST | 0.1 | 1.2 | 0.7 | PB | DP | NP | TH | TH | TH | 1986 | 1979 | 1979 | MS |  |  | MS |  |  | MS |  |  | NC |  |  | D | 4 | 1979 |  |  | 4700 | 403.2 | 0 | 0 | 0 |  | SUB | [7 empty] | OF |  |  | 85.2 | 85.7 | 1342810 | D | N | OP | OV |  |  | NA | FW | NC |  |  | N
2007 | 10005 | 1242 | 3 | OP | ST | ST | NA | 0.15 | 3 |  | PB | DP |  | PS | TH |  | 1971 | 1971 |  | MS |  |  | MS | [5 empty] | NC |  |  | N | 6 | 1956 |  |  | 800 | 0 | 168.7 | 1184 | 0 |  | RFO | NG | [6 empty] | FF |  |  | 84 | 85 | 227000 | N: N; LN: NA; BW: FW; NC: NC |  |  | N
2007 | 13781 | 1927 | 6 | OP | ST | ST | FD | 0.4 | 1 | 0.46 | PB | DP | NP | PS | TH | YR | 1981 | 1983 | 2000 | MS |  |  | MS |  |  | MS | [5 empty] | N | 7 | 1949 | 1 | 2009 | 575 | 45 | 0 | 750 | 0 |  | SUB | [7 empty] | FF |  |  | 85.2 | 87.6 | 340000 | D: D; N: N; LN: NA; BW: BW; NC: NC |  |  | N
2007 | 13781 | 1927 | 7 | OP | ST | ST | FD | 0.4 | 1 | 0.46 | PB | DP | NP | PS | TH | YR | 1981 | 1983 | 2000 | MS |  |  | MS |  |  | MS | [5 empty] | N | 7 | 1950 | 1 | 2009 | 575 | 45 | 0 | 750 | 0 |  | SUB | [7 empty] | FF |  |  | 85.2 | 87.6 | 340000 | D: D; N: N; LN: NA; BW: BW; NC: NC |  |  | N
2007 | 13781 | 1934 | 1 | OP | [27 empty] | N | [35 empty] | N | bar: LN
2007 | 13781 | 1934 | 2 | OP | [27 empty] | N | [35 empty] | N | bar: LN
2007 | 54885 | 55706 | HRG201 | SC | FD | FD | FD | 20.59 | 1.38 | 27.36 | PH | DH | NH | NS | NS | TH | 2003 | 2003 | 2003 | [12 empty] | Da | 6 | 2003 | 6 | 2033 | 626 |  | 0 | 229 | 0 | 1032 | NG | [7 empty] | DB | OT |  | 90.6 |  | 779621 |  | N | SC | LN | SR |  | GR | AL |  |  |  | N
2007 | 3549 | 55694 | HSG2 | OP | ST | ST | St | 10 | 4.1 | 77.8 | OP | DH | NH | SM | OH | DA | 2006 | 2006 | 2006 | MS |  |  | MS |  |  | MS |  |  | NC |  |  | Db | 12 | 2006 | 6 | 2035 | 700 |  |  | 180 |  | 1072 | NG | [7 empty] | DB |  |  | 98 | 98 | 577864 |  | N | OP | LN | SR |  | SW | NT | NC |  |  | N
2007 | 796 | 160 | 2 | OP | ST | ST | St | 0.1 | 0.8 | 0.7 | PB | DP | NP | PS | TH | TH | 1979 | 1979 | 1979 | MS |  |  | MS |  |  | MS |  |  | IF |  |  | D | 1 | 1979 |  |  | 1355 | 89 | 0 | 2028 | 0 |  | SUB | NG | [6 empty] | OF |  |  | 88 | 89 | 362026 | D | N | OP | OV |  |  | NA | RS | IF |  |  | N
2007 | 19323 | 52071 | SANDW3 | RE | ST | ST | ST | 0.1 | 4 | 960 | PB | DP | NH | PS | PS | PS | 1989 | 1995 | 2002 | MS |  |  | MS |  |  | MS |  |  | OT |  |  | N | 7 | 1954 | 12 | 2006 | 800 | 65 | 0 | 0 | 0 |  | LIG | [7 empty] | TF |  |  | 88.2 |  | 300000 | W | N | OP | LN | OV |  | CE | CE | OT |  |  | N
2007 | 4161 | 1554 | 4 | OP | ST | ST | ST | 0.02 | 1 | 0.3 | PC | SU | NP | PS | NV | OT | 1978 | 1972 | 2000 | MS |  |  | MS |  |  | MS |  |  | NC |  |  | N | 8 | 1972 | 6 | 2020 | 2792 | 0 | 714 | 0 | 0 |  | RFO | [7 empty] | OF |  |  | 87.8 | 89.1 | 800000 | N: N; LN: NA; BW: BW; NC: NC |  |  | N
2007 | 2565 | 10652 | BLR2 | OP | [27 empty] | N | [24 empty] | OP: OP; LN: SN; RS: NA |  |  | N
2007 | 4226 | 2493 | 60 | OP | ST | ST | LO | 0.1 | 0.3 | 150 | PB | SU | NM | NV | NV | NV | 1973 | 1972 | 1995 | MS |  |  | MS |  |  | BO |  |  | NC |  |  | N | 12 | 1951 |  |  | 1313 | 0 | 262.8 | 1552 | 0 |  | NG | RFO | [6 empty] | OF |  |  | 87.7 | 89.2 | 340187 |  | N | OP | BF |  |  | NA | BW | NC |  |  | N
2007 | 21463 | 1595 | 1 | OS | ST | ST | ST | 0.12 | 0.0022 | 0.28 | PB | DH | NP | PS | OT | DA | 1972 | 1995 | 1995 | MS |  |  | MS |  |  | MS |  |  | NC |  |  | N | 6 | 1949 |  |  | 180 | 0 | 40 | 240 | 0 | [9 empty] | FF |  |  | 96 | 80 | 2813089 |  | N | OS | OT |  |  | NA | BW | NC |  |  | N
2007 | 21521 | 10416 | BO6 | OP | [27 empty] | N | [35 empty] | N | bar: LN
2007 | 44466 | 52130 | 17BLR | OP | [63 empty] | N | bar: LN
2007 | 803 | 2442 | 2 | OP | FD | FD | FD | 0.05 | 88 | 0.85 | PB | SR | NP | PS | OT | OT | 2007 | 2008 | 2007 | MS |  |  | OT |  |  | MS |  |  | IF |  |  | N | 6 | 1963 |  |  | 1270 | 96 | 0 | 0 | 0 |  | SUB | [7 empty] | FF |  |  | 87 | 88 | 516000 | D | N | OP | LN |  |  | FW | RS | NC |  |  | Y |  |  |  |  | Y |  | Y
2007 | 14063 | 2951 | 7 | OP | ST | ST | NA | 20 | 0.05 |  | OP | DC |  | NV | DA |  | 1984 | 1985 |  | MS |  |  | MS | [8 empty] | N | 6 | 1963 |  |  | 1339 | 0 | 0 | 1600 | 1774 | 345 | NG | RFO | [6 empty] | FF |  |  | 85.4 | 84.8 | 436423 | N: N; LN: NA; BW: BW |  |  | N
2007 | 14063 | 2951 | 8 | OP | ST | ST | St | 20 | 0.05 | 2215 | OP | DC | NH | NV | DA | NS | 1984 | 1985 | 2006 | MS |  |  | MS |  |  | MS | [5 empty] | N | 6 | 1969 |  |  | 2781 | 0 | 0 | 3960 | 1957 |  | NG | [7 empty] | TF |  |  | 85.3 | 85.7 | 617100 | N: N; LN: NA; BW: CE |  |  | N
2007 | 14063 | 2956 | 3 | OP | ST | ST | NA | 20 | 0.05 |  | OP | DC |  | NV | DA |  | 1984 | 1985 |  | MS |  |  | MS | [8 empty] | N | 6 | 1975 |  |  | 3769 | 0 | 0 | 5180 | 4860 |  | NG | RFO | DFO | [5 empty] | OF |  |  | 84.9 | 85.3 | 106312 | N: N; OP: OP; LN: FR; RS: NA; BW: BW |  |  | N
2007 | 6452 | 6246 | HRSG21 | OP | NA | ST | NA |  | 0.2 |  |  | DP |  |  | NV |  |  | 1982 |  |  |  |  | MS | [5 empty] | NC |  | SS | N | 6 | 1976 |  |  | 443 | 0 | 43.5 | 266 | 0 | 254 | NG | RFO | [6 empty] | DB |  |  | 86 |  |  | N: N; LN: NA; BW: WE; NC: NC |  |  | N
2007 | 9996 | 1294 | 1 | SC | LO | FD | NA | 20 | 787 |  | OP | OT |  | SM | NV |  | 1972 | 2000 |  | MS |  |  | MS | [5 empty] | NC |  |  | N | 1 | 1955 | 1 | 2010 | 400 | 20.9 | 0 | 525.6 | 0 |  | NG | [7 empty] | FF |  |  | 82.3 | 83.6 | 81500 | D: W; N: N; LN: NA; BW: BW; NC: NC |  |  | N
2007 | 55937 | 3457 | 1 | OP | ST | ST | St | 0.1 | 440 | 0.02 | PB | DM | NP | NV | NV | MO | 1970 | 1970 | 1999 | MS |  |  | MS |  |  | MS |  |  | NC |  |  | N | 12 | 1970 |  |  | 1687 |  |  | 2289 |  |  | NG | [7 empty] | OF |  |  | 86.2 | 85.9 | 450400 |  | N | OP | SR |  |  | NA | BW | NC |  |  | N
2007 | 55937 | 3457 | 2 | OP | ST | ST | St | 0.1 | 440 | 0.02 | PB | DM | NP | NV | NV | MO | 1971 | 1971 | 1999 | MS |  |  | MS |  |  | MS |  |  | NC |  |  | N | 5 | 1971 |  |  | 1687 |  |  | 2289 |  |  | NG | [7 empty] | OF |  |  | 86.2 | 85.9 | 450400 |  | N | OP | SR |  |  | NA | BW | NC |  |  | N
2007 | 15470 | 1001 | 2 | OP | ST | ST | FD | 0.223 | 4.4 | 0.45 | PB | DP | NP | OT | MO | YR | 1972 | 1989 | 1995 | MS |  |  | MS |  |  | MS | LN |  | TU |  |  | N | 6 | 1972 |  |  | 3550 | 237.5 | 0 | 0 | 0 |  | BIT | [7 empty] | TF |  |  | 88.8 | 89 | 1292000 | D | N | OP | LN | OV |  | CE | CE | IF |  |  | Y |  |  |  | Y | Y |  | Y
2007 | 15470 | 1004 | 6-1 | SB | ST | ST | NA | 0.223 | 73440 |  | PB | OT |  | NV | DA |  | 1972 | 1973 |  | MS |  |  | MS | [8 empty] | N | 7 | 1944 | 12 | 2012 | 400 | 0 | 92.9 | 0 | 0 |  | DFO | [7 empty] | FF |  |  | 86 | 86 | 185000 | N: N; LN: NA; BW: BW |  |  | N
2007 | 15470 | 1008 | 2 | OP | ST | ST | NA | 0.38 | 4.7 |  | PB | DP |  | NV | MO |  | 1972 | 1988 |  | MS |  |  | MS | [5 empty] | SS | TU |  | N | 12 | 1958 | 12 |  | 1000 | 64.1 | 0 | 0 | 0 |  | BIT | [7 empty] | FF |  |  | 88 | 89 | 313072 | D | N | OP | LN | OV |  | RS | RS | NC |  |  | Y |  | Y
2007 | 19876 | 52007 | BLR1 | OP | ST | ST | ST | 0.02 | 0.17 | 0.33 | PB | SB | NP | NS | MO | MO | 1992 | 1992 | 1992 | MS |  |  | MS |  |  | MS |  |  | IF |  |  | Da | 11 | 1992 |  |  | 600 | 29 | 0 | 0 | 0 |  | BIT | [7 empty] | FF |  |  | 88.4 |  | 135613 | D | N | OP | AA | LN |  | FW | FW | IF |  |  | Y |  | Y | Y
2007 | 16653 | 50639 | 8PB | OP | [27 empty] | N | [24 empty] | OP: OP; LN: LA; OV: OV; RS: NA |  |  | N
2007 | 16655 | 56026 | FB2 | OP | [28 empty] | 3 | 2005 | 6 | 2035 | 195.8 | 0 | 0 | 137 | 0 | 474 | NG | [7 empty] | DB |  |  | 92 | 92 | 522 | N: N; LN: NA; BW: AT |  |  | N
2007 | 7140 | 56150 | 11B | OP | FD | ST | FD | 0.01 | 0.05 | 2.5 | PB | SU | NM | NS | NV | TH | 2005 | 2005 | 2005 | MS |  |  | MS |  |  | MS |  |  | SS |  |  | N | 6 | 2005 |  |  | 842.762 |  |  | 541 |  |  | NG | DFO | [6 empty] | DB |  |  | 93 | 92 | 1030000 |  | N | OP | SR |  |  | NA | DL | SS |  |  | N
2007 | 1991 | 10486 | 1 | OP | [27 empty] | N | [35 empty] | N | bar: LN
2007 | 1991 | 10486 | 2 | OP | [27 empty] | N | [24 empty] | OP: OP; LN: OV; OV: FR; RS: NA |  |  | N
2007 | 1991 | 10486 | RECBLR | OP | [27 empty] | N | [35 empty] | N | bar: LN
2007 | 14246 | 2003 | 6 | OP | [63 empty] | N | bar: LN
2007 | 15470 | 6113 | 3 | OP | ST | ST | NA | 0.12 | 3.57 |  | PB | DP |  | NV | MO |  | 1978 | 1991 |  | MS |  |  | MS | [5 empty] | IF |  |  | D | 3 | 1978 |  |  | 4588 | 254 | 0 | 0 | 0 |  | BIT | [7 empty] | OF |  |  | 88 | 89 | 1177188 | D | N | OP | LN | OV | SR | FW | FW | NC |  |  | Y |  |  |  | Y | Y |  | Y | Y
2007 | 15472 | 2364 | 1 | OP | ST | ST | ST | 30 | 2.8 | 0.92 | OP | SB | NP | OH | NV | DA | 1990 | 1973 | 1995 | MS |  |  | MS |  |  | MS |  |  | SS |  |  | N | 12 | 1960 |  |  | 815 | 44 | 0 | 0 | 0 |  | BIT | [7 empty] | CY |  |  | 88.8 | 90.7 | 226200 | W | Y | OP | SR |  |  | NA | BW | IF |  |  | N
2007 | 55983 | 3502 | 1 | OP | ST | ST | ST | 15 | 440 |  | OP | DM | OT | SM | TH | YR | 1972 | 1972 | 2004 | MS |  |  | MS |  |  | MS |  |  | NC |  |  | N | 4 | 1953 |  |  | 675 |  | 152 | 1030 | 0 |  | NG | [7 empty] | FF |  |  | 83.7 | 83.7 | 163200 | N: N; NA LN: NA; NA FW: NA; NA FW: CE; NA NC: NC |  |  | N
2007 | 16064 | 50028 | 1FW | OP | [27 empty] | N | [35 empty] | N | bar: NA LN
2007 | 22200 | 50308 | 3 | OP | [27 empty] | N | [35 empty] | Y |  | Y | bar: NA LN
2007 | 22297 | 54468 | BLR1 | OP | [27 empty] | N | [24 empty] | OP: OP; NA LN: LA; NA OV: OV; NA FW: NA |  |  | N
2007 | 4580 | 10606 | 5A | OP | [27 empty] | N | [24 empty] | OP: OP; NA LN: LA; NA FW: NA |  |  | N
2007 | 3542 | 55736 | 1HR1 | OP | FD | FD | FD | 23.3 | 14.4 | 27.8 | PH | DH | NH | OH | OH | OH | 2003 | 2003 | 2003 | MS |  |  | MS |  |  | MS |  |  | NC |  |  | N | 6 | 2003 |  |  | 1448 |  | 0 | 356 | 0 | 886 | NG | [7 empty] | DB |  |  | 86 |  | 695000 |  | N | OP | SR |  |  | NA | AI | NC |  |  | N
2007 | 3542 | 55736 | 1HR2 | OP | FD | FD | FD | 23.3 | 14.4 | 27.8 | PH | DH | NH | OH | OH | OH | 2003 | 2003 | 2003 | MS |  |  | MS |  |  | MS |  |  | NC |  |  | N | 6 | 2003 |  |  | 1448 |  | 0 | 356 | 0 | 886 | NG | [7 empty] | DB |  |  | 86 |  | 695000 |  | N | OP | SR |  |  | NA | AI | NC |  |  | N
2007 | 2843 | 55217 | HRSG1 | OP | ST | ST | ST | 0.0073 | 0.00277 | 2.5 | PB | DP | NM | NV | NV | OH | 2001 | 2001 | 2001 | MS |  |  | MS |  |  | MS |  |  | NC |  |  | Db | 8 | 2001 | 8 | 2031 | 680 | 0 | 0 | 285 | 0 | 975 | NG | [7 empty] | DB |  |  |  |  | 1000000 |  | N | OP | LN | SR |  | JZ | NT | NC |  |  | N
2007 | 14268 | 1374 | 1 | OP | ST | ST | NA | 0.17 | 6 |  | PB | DP |  | NV | NV |  | 1978 | 1978 |  | MS |  |  | MS | [5 empty] | IF |  |  | N | 6 | 1964 |  |  | 1050 | 68.5 | 0 | 0 | 0 |  | BIT | [7 empty] | CY |  |  | 90 | 90.5 | 370000 | W | N | OZ | OV | SR |  | NA | BW | NC |  |  | Y |  |  |  | Y | Y
2007 | 14294 | 2539 | 5 | OP | ST | ST | ST | 19.9 | 0.04 | 75.9 | PH | SU | NH | NV | NV | NV | 2005 | 2005 | 2005 | MS |  |  | MS |  |  | MS |  |  | SS |  |  | Db | 7 | 2005 |  |  | 1070 |  | 978 | 1070 |  | 1988 | NG | [7 empty] | DB |  |  | 93 | 90 | 1002 |  | N | OP | SR |  |  | NA | NT | SS |  |  | N
2007 | 14294 | 2539 | 7 | OP | ST | ST | ST | 19.9 | 0.04 | 75.9 | PH | SU | NH | NV | NV | NV | 2005 | 2005 | 2005 | MS |  |  | MS |  |  | MS |  |  | SS |  |  | Db | 7 | 2005 |  |  | 1070 |  | 978 | 1070 |  | 1988 | NG | [7 empty] | DB |  |  | 93 | 90 | 1002 |  | N | OP | SR |  |  | NA | NT | SS |  |  | N
2007 | 14294 | 56042 | HRSG1 | OP | ST | ST | St | 19.9 | 0.04 | 2 | PH | SU | NM | OH | NV | OH | 2005 | 2005 | 2005 | MS |  |  | MS |  |  | MS |  |  | NC |  |  | Db | 7 | 2005 | 6 | 2030 | 1070 | 0 | 178 | 1070 | 0 | 93 | NG | RFO | [9 empty] | 99 |  | 1002 | N: N; OP: OZ; NA LN: LN; NA FW: OT; NA FW: NT |  |  | N
2007 | 14077 | 762 | 2 | OP | [63 empty] | N | bar: NA LN
2007 | 11216 | 10623 | 4 | [53 empty] | OP: OP; NA LN: FR; NA OV: LN; NA FW: JZ |  |  | N
2007 | 11216 | 10623 | HRSG | [53 empty] | OP: OP; NA LN: SR; NA FW: HT |  |  | N
2007 | 16719 | 50438 | 3PB | OP | [27 empty] | N | [24 empty] | OP: OP; NA LN: LN; NA OV: FR; NA FW: AC |  |  | N
2007 | 16721 | 50447 | 20 | OS | [63 empty] | N | bar: NA LN
2007 | 16233 | 55749 | PC1 | OP | ST | ST | St | 0.012 | 0.12 | 0.09 | PB | DP | NP | NV | MO | MO | 2006 | 2006 | 2006 | MS |  |  | MS |  |  | MS | [5 empty] | Db | 4 | 2006 | 1 | 2036 | 900 | 72.3 | 0 | 189.7 | 0 | 0 | SUB | [7 empty] | OF |  |  | 85.6 | 87.2 | 202200 | D | N | CO | LA | LN | SR | AL | OT | IF |  |  | Y | Y | Y | Y |  | Y | Y
2007 | 22350 | 544 | 7 | RE | ST | ST | ST | 0.14 | 0.3 | 0.25 | PB | SU | NP | NV | NV | DA | 1985 | 1972 | 1995 | MS |  |  | MS |  |  | MS |  |  | SS |  |  | N | 2 | 1956 |  |  | 800 | 0 | 177 | 1160 | 0 |  | DFO | RFO | NG | [5 empty] | TF |  |  | 89 | 89 | 295000 |  | N | RE | LA | OV |  | NA | CE | SS |  |  | N
2007 | 22350 | 544 | 8 | RE | ST | ST | ST | 0.14 | 0.3 | 0.25 | PB | SU | NP | NV | NV | DA | 1985 | 1972 | 1995 | MS |  |  | MS |  |  | MS |  |  | SS |  |  | N | 8 | 1958 |  |  | 800 | 0 | 177 | 1160 | 0 |  | RFO | DFO | NG | [5 empty] | TF |  |  | 89 | 89 | 295000 |  | N | RE | LA | OV |  | NA | CE |  |  |  | N
2007 | 12490 | 562 | 2 | OP | ST | ST | ST | 0.14 | 0.3 | 0.25 | PB | SU | NP | NV | NV | DA | 1974 | 1973 | 1995 | MS |  |  | MS |  |  | MS |  |  | SS |  |  | N | 10 | 1958 |  |  | 800 |  | 185 | 1200 | 0 |  | RFO | NG | [6 empty] | FF |  |  | 90 | 90 | 229110 |  | N | OP | LA | OV |  | NA | RS | SS |  |  | N
2007 | 15474 | 2964 | 8003 | OP | ST | ST | NA | 20 | 0.5 |  | OP | DC |  | SM | FM |  | 1967 | 1967 |  | MS |  |  | MS | [8 empty] | N | 7 | 1967 |  |  | 1900 | 0 | 507 | 2510 | 0 |  | NG | [7 empty] | OF |  |  | 87 | 88 | 458167 | N: N; NA LA: NA; NA OT: BW |  |  | N
2007 | 15474 | 2964 | 801S | OP | ST | ST | NA | 20 | 0.5 |  | OP | DC |  | SM | FM |  | 1952 | 1952 |  | MS |  |  | MS | [8 empty] | N | 8 | 1952 |  |  | 350 | 0 | 135 | 460 | 0 |  | NG | [7 empty] | FF |  |  | 83 | 85 | 71270 | N: N; NA LA: NA; NA OT: BW |  |  | N
2007 | 15474 | 2965 | 1404 | OP | ST | ST | NA | 20 | 0.5 |  | OP | DC |  | SM | FM |  | 1958 | 1958 |  | MS |  |  | MS | [8 empty] | N | 4 | 1958 |  |  | 1150 | 0 | 321.4 | 1818 | 0 |  | NG | [7 empty] | FF |  |  | 84 | 84 | 319389 | N: N; NA LA: NA; NA OT: BW |  |  | N
2007 | 15474 | 4940 | 1501 | OP | ST | ST | NA | 20 | 0.5 |  | OP | DC |  | SM | FM |  | 1974 | 1974 |  | MS |  |  | MS | [5 empty] | NC |  |  | N | 4 | 1974 |  |  | 3250 | 0 | 332 | 4530 | 0 |  | NG | [7 empty] | OF |  |  | 86 | 90 | 754316 |  | N | OP | OV | LN |  | BW | BW | NC |  |  | N
2007 | 2852 | 50991 | 9 | RE | [27 empty] | N | [24 empty] | CO: RE; NA LA: OT; NA AL: NA |  |  | N
2007 | 54755 | 55216 | HRSG 2 | OP | [52 empty] | CO: OP; NA LA: LN; NA AL: CN |  |  | N
2007 | 50033 | 50491 | 3BLR | OP | ST | ST | FD | 10.27 | 750 | 0.75 | PH | DH | NP | PS | DA | NS | 1980 | 1980 | 2002 | MS |  |  | MS |  |  | MS |  |  | NC |  |  | N | 12 | 1981 |  |  | 200 | 9.8 |  |  |  |  | BIT | [7 empty] | FF |  |  | 72.5 | 87.3 | 68000 | D | N | OP | LN | OV |  | AC | WG | NC |  |  | N
2007 | 4254 | 1695 | 5 | OP | ST | ST | FD | 0.18 | 1.67 | 0.45 | PG | DP | NP | PS | MO | YR | 1971 | 1985 | 1997 | MS |  |  | MS |  |  | MS |  |  | NC |  |  | N | 5 | 2000 |  |  | 1050 | 62.6 | 0 | 0 | 0 |  | BIT | SUB | [6 empty] | TF |  |  | 89.3 | 89.6 | 370000 | D | N | OP | LN |  |  | CE | CE | NC |  |  | N
2007 | 4254 | 1702 | 1 | OP | ST | ST | FD | 0.16 | 1.67 | 0.4 | PG | DP | NP | PS | MO | YR | 1971 | 1980 | 2000 | MS |  |  | MS |  |  | MS |  |  | NC |  |  | N | 7 | 1959 |  |  | 1750 | 105.5 | 0 | 0 | 0 |  | BIT | SUB | [6 empty] | TF |  |  | 89.1 | 89.1 | 650000 | D | N | OP | SR | LN |  | BW | CE | NC |  |  | N
2007 | 4254 | 1710 | 2 | OP | ST | ST | FD | 0.15 | 1.67 | 0.68 | PG | DP | NP | PS | MO | YR | 1971 | 1988 | 2000 | MS |  |  | MS |  |  | MS |  |  | NC |  |  | N | 5 | 1967 |  |  | 2550 | 140.5 | 0 | 0 | 0 |  | BIT | SUB | [6 empty] | OF |  |  | 90.4 | 91.3 | 850000 | D | N | OP | LN |  |  | BW | BW | NC |  |  | N
2007 | 7140 | 710 | MB1 | OP | ST | ST | St | 0.24 | 3 | 0.26 | PB | SU | NP | PS | NV | MO | 1972 | 1972 | 2003 | BO |  |  | MS |  |  | MS |  |  | SS |  |  | N | 6 | 1963 |  |  | 1734 | 94.3 | 0 | 2301 | 0 |  | BIT | NG | [6 empty] | TF |  |  | 89 | 91 | 508000 | D | N | OP | LA | LN | AA | AL | CE | SS |  |  | N
2007 | 9267 | 6213 | 2SG1 | OP | ST | ST | FD | 0.1 | 1.2 | 0.46 | PB | DP | NP | NV | TH | YR | 1982 | 1982 | 2000 | MS |  |  | MS |  |  | MS |  |  | NC |  |  | D | 2 | 1982 |  |  | 3900 | 257 | 0 | 0 | 0 |  | BIT | [7 empty] | OF |  |  | 89 | 90 | 1026779 | D | N | OP | LN | SR |  | RS | RS | NC |  |  | Y |  |  |  | Y | Y
2007 | 9269 | 983 | 1 | OP | ST | FD | FD | 0.24 | 8465 | 472 | PB | OT | OT | TH | YR | OT | 1979 | 2000 | 2004 | MS |  |  | MS |  |  | MS |  |  | SS |  |  | N | 2 | 1955 |  |  | 1340 | 89 | 0 | 0 | 0 |  | SUB | BIT | [6 empty] | FF |  |  | 88.8 | 86.5 | 400000 | W | N | OP | OV | SR |  | NA | BW | IF |  |  | N
2007 | 9269 | 983 | 2 | OP | ST | FD | FD | 0.24 | 8324 | 488 | PB | OT | OT | TH | YR | OT | 1979 | 2000 | 2004 | MS |  |  | MS |  |  | MS |  |  | SS |  |  | N | 5 | 1955 |  |  | 1340 | 89 | 0 | 0 | 0 |  | SUB | BIT | [6 empty] | FF |  |  | 88.8 | 86.5 | 400000 | W | N | OP | OV | SR |  | NA | BW | IF |  |  | N
2007 | 14344 | 50049 | BLRA | OP | [27 empty] | N | [24 empty] | OP: OP; LA: OV; AL: NA |  |  | N
2007 | 15726 | 10560 | POWB | OP | [63 empty] | N | bar: LA
2007 | 15726 | 10560 | RB5 | OP | [63 empty] | N | bar: LA
2007 | 18835 | 55440 | HRSG2 | OP | FD | FD | FD | 0.0166 | 0.006 | 0.013 | PB | DP | NP | NV | NV | TH | 2003 | 2003 | 2003 | MS |  |  | MS |  |  | MS |  |  | NC |  |  | Db | 5 | 2003 |  |  | 845 |  |  | 540 |  | 938 | NG | [7 empty] | DB |  |  | 87.5 | 88.3 | 762600 |  | N | OP | SR |  |  | NA | DL | NC |  |  | N
2007 | 6832 | 55107 | HRSG01 | OP | ST | ST | St | 0.009 | 0.0054 | 2 | PB | DP | NM | OH | OH | OH | 2002 | 2002 | 2002 | MS |  |  | MS |  |  | MS |  |  | NC |  |  | N | 11 | 2001 | [5 empty] | 101.3 |  |  | NG | [7 empty] | DB | [5 empty] | LA: NA; AL: NA; CE: VO; SS: NC |  |  | N
2007 | 54773 | 52026 | HRSG | [53 empty] | OP: OP; LA: SR; AL: NA |  |  | N
2007 | 14006 | 2872 | 2 | OP | ST | ST | St | 0.1 | 7.6 |  | PB | DP | OT | DT | OT | YR | 1972 | 1980 | 2000 | MS |  |  | MS |  |  | MS | [5 empty] | N | 6 | 1954 |  |  | 1335 | 89.3 | 0 | 0 | 0 |  | BIT | [7 empty] | FF |  |  | 88.5 | 88.4 | 361798 | W | N | OP | OV |  |  | NA | BW |  |  |  | N
2007 | 3542 | 2830 | 4 | OP | ST | FD | NA | 0.1 | 1.84 |  | PB | DP |  | NV | MO |  | 1975 | 1979 |  | MS |  |  | MS | [5 empty] | NC |  |  | N | 7 | 1958 |  |  | 1000 | 62 | 0 | 0 | 0 |  | BIT | [7 empty] | TF |  |  | 90 | 90.5 | 240500 | D | N | OP | LN | OV |  | AL | CE | NC |  |  | Y |  |  |  | Y
2007 | 14354 | 6165 | 2 | OP | ST | ST | ST | 0.05 | 1.2 | 0.45 | PB | DP | NP | PS | TH | YR | 1980 | 1980 | 1988 | MS |  |  | MS |  |  | MS |  |  | NC |  |  | D | 6 | 1980 |  |  | 3318 | 170.5 | 0 | 0 | 0 |  | BIT | [7 empty] | TF | CF |  | 89.4 | 90.3 | 945000 | D | N | OP | LN |  |  | CE | CE | NC |  |  | Y |  |  |  | Y | Y
2007 | 14354 | 8069 | 1 | OP | ST | ST | FD | 0.1 | 1.2 | 0.45 | PB | DP | NP | PS | TH | YR | 1977 | 1977 | 1988 | MS |  |  | MS |  |  | MS |  |  | NC |  |  | D | 6 | 1977 |  |  | 3300 | 171.2 | 0 | 0 | 0 |  | BIT | [7 empty] | TF |  |  | 88.9 | 89.6 | 945000 | D | N | OP | LN |  |  | CE | CE | NC |  |  | Y |  |  |  | Y | Y
2007 | 6041 | 55664 | HCCP 1 | OP |  | ST | St |  | 15.26 | 38.31 |  | DH | NH |  | OH | OH |  | 2003 | 2003 |  |  |  | MS |  |  | MS |  |  | NC |  |  | Db | 6 | 2003 |  |  | 578.2 |  |  |  |  | 209.8 | NG | [7 empty] | DB | [6 empty] | N | OP | SR |  |  | NA | AL | NC |  |  | N
2007 | 17043 | 2943 | 1 | OP | [27 empty] | N | [35 empty] | N | bar: LA
2007 | 19883 | 2018 | 10 | OP | [27 empty] | N | [24 empty] | OP: OP; LA: FR; LN: LN; AL: NA |  |  | N
2007 | 6035 | 3491 | 2 | SC | ST | ST | ST | 15 | 440 | 0.49 | OP | DM | NP | SM | TH | DA | 1972 | 1972 | 2001 | MS |  |  | MS |  |  | MS |  |  | NC |  |  | N | 12 | 1950 |  |  | 825 |  | 0 | 1010 | 0 |  | NG | [7 empty] | FF |  |  | 81.7 | 82.5 | 186850 | N: N; LA: NA; CE: CE; SS: ND |  |  | N
2007 | 7136 | 10699 | 2 | OP | [27 empty] | N | [35 empty] | N | bar: LA
2007 | 2442 | 3561 | 5 | OS | NA | NA | NA | [24 empty] | N | 6 | 1966 |  |  | 245 | 0 | 53 | 300 | 0 |  | NG | DFO | [6 empty] | FF |  |  | 87 | 82 | 40000 | N: N; LA: NA; CE: ER |  |  | N
2007 | 5517 | 891 | 7 | OP | ST | ST | NA | 0.1 | 1 |  | PB | DP |  | OH | OH |  | 1972 | 1972 |  | MS |  |  | MS | [5 empty] | US |  |  | N | 6 | 1950 |  |  | 285 | 17.4 | 56 | 0 | 0 |  | DFO | RFO | [6 empty] | TF |  |  | 85 | 85 | 66300 | D: D; N: N; LA: NA; CE: CE; SS: NC |  |  | N
2007 | 15472 | 8002 | 1 | OP | ST | ST | ST | 40 | 2 | 0.35 | OP | SU | NP | OT | NV | DA | 1974 | 1974 | 1992 | MS |  |  | MS |  |  | MS |  |  |  | SS |  | N | 6 | 1974 |  |  | 2996 | 0 | 680 | 4500 | 0 |  | RFO | DFO | NG | [5 empty] | TF |  |  | 87.5 | 80 | 464500 |  | Y | OP | LA | OT | LN | NA | CE |  | IF | SS | N
2007 | 15473 | 2450 | 2 | OP | LO | LO | LO | 0.05 | 0.34 | 0.3 | PB | DP | NP | TH | TH | TH | 1973 | 1973 | 1973 | MS |  |  | MS |  |  | MS |  |  | NC |  |  | N | 3 | 1960 |  |  | 450 | 0 | 0 | 560 | 0 |  | NG | [7 empty] | FF |  |  | 83 | 87 | 130000 | N: N; LA: NA; CE: BW; SS: NC |  |  | N
2007 | 19099 | 3845 | 50 | SB | LO | LO | LO | 4.1 | 8 | 3 | PH | DH | NM | OH | OH | TH | 2002 | 2002 | 2002 | MS |  |  | MS |  |  | MS | [5 empty] | Db | 7 | 2002 |  |  | 157 | 0 | 0 | 475.8 | 0 |  | NG | [7 empty] | CF | DB |  | 78.1 |  | 220689 |  | N | OP | SR |  |  | NA | IN | NC |  |  | N
2007 | 19099 | 3845 | BW22 | OP | LO | LO | LO | 0.01 | 250 | 0.3 | PC | DM | NP | OH | OH | YR | 1973 | 2002 | 2002 | MS |  |  | MS |  |  | MS |  |  | IF |  |  | N | 7 | 1973 |  |  | 5168 | 420 | 0 | 0 | 0 |  | SUB | [7 empty] | TF |  |  | 85.5 | 86.8 | 1442982 | D | N | OP | LN | OV |  | AL | CE | NC |  |  | Y |  |  |  | Y | Y
2007 | 19173 | 10003 | BLR5 | OP | [27 empty] | N | [35 empty] | Y |  | Y | bar: LA
2007 | 20315 | 1330 | 4 | OP | [63 empty] | N | bar: LA
2007 | 20404 | 3521 | 2 | RE | [27 empty] | N | [35 empty] | N | bar: LA
2007 | 20447 | 3006 | 1 | SB | [52 empty] | OP: OP; LA: FR; LN: LN; AL: JZ |  |  | N
2007 | 22500 | 1248 | 1 | SB | ST | ST | NA | 0.16 | 3 |  | PB | DP |  | PS | TH |  | 1971 | 1971 |  | MS |  |  | MS | [5 empty] | NC |  |  | N | 6 | 1950 |  |  | 270 | 0 | 56.2 | 363.7 | 0 |  | NG | RFO | [6 empty] | FF |  |  | 81 | 84 | 57756 | N: N; LA: NA; CE: CE; SS: NC |  |  | N
2007 | 22500 | 1248 | 4 | OP | ST | ST | NA | 0.16 | 3 |  | PB | DP |  | PS | TH |  | 1971 | 1971 |  | MS |  |  | MS | [5 empty] | NC |  |  | N | 5 | 1965 |  |  | 1350 | 0 | 226.3 | 1520 | 0 |  | RFO | NG | [6 empty] | TF |  |  | 83 | 85 | 288779 | N: N; LA: NA; CE: CE; SS: NC |  |  | N
2007 | 22500 | 1250 | 3 | OP | ST | ST | FD | 0.13 | 3 | 0.4 | PB | DP | NP | PS | TH | YR | 1971 | 1971 | 2000 | MS |  |  | MS |  |  | MS |  |  | NC |  |  | N | 1 | 1955 |  |  | 425 | 25.6 | 108 | 644 | 0 |  | SUB | NG | [6 empty] | TF |  |  | 84 | 84 | 102722 | D: D; N: N; LA: NA; CE: CE; SS: NC |  |  | Y |  |  |  | Y
2007 | 7140 | 703 | 3BLR | OP | ST | ST | FD | 0.24 | 3 | 0.45 | PB | SU | NP | NV | YR | YR | 1974 | 1995 | 1996 | MS |  |  | MS |  |  | MS |  |  | SS |  |  | N | 12 | 1974 |  |  | 6351 | 374.7 | 0 | 0 | 0 |  | BIT | [7 empty] | TF |  |  | 88.7 | 89.5 | 1740888 | D | N | OP | LN | SR | OV | IC | CE | IF |  |  | N
2007 | 11217 | 10473 | B502 | OS | [27 empty] | N | [24 empty] | OP: OS; LN: FR; IC: NA |  |  | N
2007 | 11241 | 1403 | 2 | OP | ST | ST | ST | 20 | 2000 | 0.05 | OP | DM | NO | SM | NV | YR | 1969 | 1969 | 1969 | MS |  |  | MS |  |  | MS |  |  | NC |  |  | N | 7 | 1953 |  |  | 950 | 0 | 205.8 | 1025 | 0 |  | NG | DFO | [6 empty] | FF |  |  | 86.2 | 87 |  | N: N; LN: NA; CE: FW; IF: NC |  |  | N
2007 | 11241 | 1403 | 4 | OP | ST | ST | ST | 20 | 2000 | 0.05 | OP | DM | NO | SM | NV | YR | 1971 | 1971 | 1971 | MS |  |  | MS |  |  | MS |  |  | NC |  |  | N | 5 | 1971 |  |  | 5400 | 0 | 1223.5 | 6688 | 0 |  | NG | DFO | [6 empty] | TF |  |  | 85.6 | 85.8 | 1201000 |  | N | OP | LA |  |  | NA | CE | NC |  |  | N
2007 | 5517 | 892 | 2 | OP | ST | ST | FD | 0.14 | 12677 | 0.45 | PB | DH | NP | OH | OH | YR | 1972 | 1972 | 1996 | MS |  |  | MS |  |  | MS |  |  | SS |  |  | N | 5 | 1959 |  |  | 1350 | 93 | 0 | 1850 | 0 |  | SUB | NG | [6 empty] | TF |  |  | 87 | 87 | 389900 | D | N | OP | LN | OV |  | FW | CE | SS |  |  | Y |  |  |  | Y
2007 | 50033 | 50491 | 6BLR | OP | NA | NA | ST |  |  | 9.05 |  |  | NH |  |  | PS |  |  | 1993 | [6 empty] | MS | [5 empty] | N | 3 | 1994 |  |  | 116 |  | 0 | 904.8 | 3474 |  | OG | NG | [6 empty] | FF |  |  | 65.6 | 67.1 | 63584 |  | N | OP | FR | LN |  | CN | WG |  |  |  | N
2007 | 49979 | 3439 | 1 | OP | ST | ST | NA | 15 | 440 |  | OP | DM |  | SM | TH |  | 1989 | 1992 |  | MS |  |  | MS | [5 empty] | NC |  |  | N | 5 | 1951 |  |  | 300 |  | 67 | 374 | 0 |  | NG | [7 empty] | FF |  |  | 83 | 84 | 71000 | N: N; LN: NA; CE: BW |  |  | N
2007 | 49979 | 3439 | 3 | OP | ST | ST | ST | 23 | 16 | 0.14 | PH | DH | NH | OH | OH | OH | 1993 | 1993 | 1993 | MS |  |  | MS |  |  | MS |  |  | NC |  |  | D | 8 | 1975 |  |  | 790 |  | 170 | 1064 | 0 |  | NG | [7 empty] | FF |  |  | 85 | 86 | 186000 |  | N | OP | OV | FR |  | NA | BW | NC |  |  | N
2007 | 16294 | 50396 | BLR2 | OP | [27 empty] | N | [35 empty] | N | bar: LN
2007 | 16463 | 1458 | 2 | SB | [63 empty] | N | bar: LN
2007 | 19547 | 766 | 8 | OP | ST | ST | NA | 40 | 0.5 |  | OP | SU |  | SM | NV |  | 1972 | 1972 |  | MS |  |  | MS | [5 empty] | NC |  |  | N | 12 | 1968 |  |  | 610 | 0 | 124 | 0 | 0 |  | RFO | [7 empty] | TF |  |  | 89.6 | 90.3 | 181000 | N: N; LN: NA; CE: CE; IF: NC |  |  | N
2007 | 19564 | 50366 | BLR2 | OP | [27 empty] | N | [24 empty] | OP: OP; LN: LN; IC: JZ |  |  | N
2007 | 14839 | 1037 | 2 | OP | [27 empty] | N | [35 empty] | N | bar: LN
2007 | 19436 | 2104 | 1 | OP | ST | ST | FD | 0.12 | 2.3 | 0.45 | PB | DP | NP | NS | TH | YR | 1982 | 1979 | 1996 | MS |  |  | MS |  |  | MS |  |  | SS |  |  | N | 5 | 1953 |  |  | 925 | 62.4 | 0 | 1557 | 0 |  | SUB | NG | [6 empty] | TF | CF |  | 88.1 | 89.1 | 338938 | D | N | OP | LN |  |  | AL | CE | NC |  |  | N
2007 | 17465 | 10017 | PB08 | OP | ST | ST | St | 0.212 | 1460 | 287.6 | PB | DH | NH | NS | NS | MO | 1985 | 1985 | 2005 | MS |  |  | MS |  |  | MS |  |  | NC |  |  | N | 6 | 1964 |  |  | 420 | 18.6 | 72 | 0 | 0 |  | BIT | RFO | [6 empty] | TF |  |  | 87.7 | 89.8 | 230000 | D | N | OP | OV |  |  | NA | CE | NC |  |  | N
2007 | 7140 | 728 | Y6BR | OP | ST | ST | FD | 0.24 | 3 | 0.26 | PB | SU | NP | PS | NV | YR | 1974 | 1974 | 1996 | MS |  |  | MS |  |  | MS |  |  | SS |  |  | N | 7 | 1974 | 12 | 2019 | 2568 | 138.5 | 0 | 210 | 0 |  | BIT | NG | [6 empty] | TF |  |  | 89.1 | 90.7 | 835000 | D | N | OP | LN | OV | FU | IC | CE | IF |  |  | N
2007 | 7140 | 6257 | 3 | OP | ST | ST | FD | 0.1 | 1.2 | 0.45 | PB | DP | NP | NV | NV | YR | 1987 | 1987 | 2000 | MS |  |  | MS |  |  | MS |  |  | SS |  |  | D | 1 | 1987 | 3 | 2027 | 5790 | 455 | 0 | 0 | 0 |  | SUB | [7 empty] | TF |  |  | 86.1 | 86.1 | 1734192 | D | N | OP | OV | LN |  | NA | CE | SS |  |  | N
2007 | 7199 | 10113 | CFB2 | OP | [27 empty] | N | [24 empty] | OP: OP; LN: CF; IC: NA |  |  | Y |  | Y
2007 | 7294 | 377 | 4 | OP | LO | FD | LO | 0.1 | 101 | 1.14 | PC | OT | OT | OT | YR | OH | 1999 | 2000 | 1999 | MS |  |  | MS |  |  | MS |  |  | SS |  |  | N | 9 | 1959 | 6 | 2016 | 425 | 0 | 95.1 | 527.6 | 474 |  | LFG | NG | [6 empty] | FF |  |  | 88 | 88 | 110000 |  | N | OP | LN | FR | LA | AU | RS | NC |  |  | N
2007 | 7294 | 377 | 5 | OP | LO | FD | LO | 0.1 | 36 | 1.14 | PC | OT | OT | OT | YR | OH | 1999 | 2000 | 1999 | MS |  |  | MS |  |  | MS |  |  | SS |  |  | N | 11 | 1964 | 6 | 2016 | 425 | 0 | 79 | 496 | 474 |  | LFG | NG | [6 empty] | OF |  |  | 91 | 90 | 110000 |  | N | OP | FR | LN | LA | AU | RS | NC |  |  | N
2007 | 5701 | 3456 | 1 | OP | ST | ST | ST | 15 | 440 | 0.195 | OP | DM | NP | SM | NV | OH | 1973 | 1974 | 2003 | MS |  |  | MS |  |  | MS |  |  | NC |  |  | N | 5 | 1960 |  |  | 567 | 0 | 134 | 804 | 0 |  | NG | DFO | [6 empty] | FF |  |  | 84 | 84 | 209600 |  | N | OP | OT |  |  | NA | BW | NC |  |  | N
2007 | 5748 | 887 | 6 | OP | ST | ST | ST | 0.2 | 36865 | 11506 | PB | DH | OT | OH | OH | YR | 1972 | 1978 | 2000 | MS |  |  | MS |  |  | MS |  |  | SS | IF |  | N | 8 | 1955 |  |  | 1200 | 79.5 | 0 | 0 | 0 |  | SUB | [7 empty] | TF |  |  | 88.2 | 88.7 | 326754 | D | N | OP | LN |  |  | CE | CE | SS | IF |  | N
2007 | 5860 | 1239 | 39 | OP | [27 empty] | N | [25 empty] | OP OP OP: OP; CF LN FR: LA; NA AU AU: NA |  |  | N
2007 | 6035 | 3453 | 3A | SC | ST | ST | ST | 15 | 440 | 0.45 | OP | DM | NP | SM | TH | DA | 1972 | 1972 | 2001 | MS |  |  | MS |  |  | MS |  |  | NC |  |  | N | 5 | 1949 | 3 | 2009 | 450 |  | 74 | 568 | 0 |  | NG | [7 empty] | FF |  |  | 82.2 |  | 121000 |  | N N: N; CF LN FR: NA; NA RS RS: BW; NA NC NC: ND |  |  | N
2007 | 6958 | 4266 | 1 | RE | NA | NA | NA | [24 empty] | N | 6 | 1955 | 1 | 2006 | 125 | 0 | 27 | 224 | 0 |  | NG | [7 empty] | TF |  |  | 83 | 83 | 25000 |  | N N: N; CF LN FR: NA; NA RS RS: CE |  |  | N
2007 | 31386 | 55271 | HRSG1 | OP | FD | FD | FD | 0.03 | 0.2 | 0.2 | PB | DP | NP | NV | NV | TH | 2002 | 2002 | 2002 | [9 empty] | NC |  |  | Db | 5 | 2002 |  |  | 672 |  |  | 370.7 |  | 1200 | NG | [7 empty] | DB |  |  | 82.9 | 81.2 | 1497807 |  |  | OP | SR |  |  | NA | DL | NC |  |  | N
2007 | 7043 | 54427 | 21 | OP | [27 empty] | N | [35 empty] | N | bar: CF LN FR
2007 | 7049 | 10029 | 5 | OP | [54 empty] | OP | OV | LN | LA | JZ |  |  |  |  | N
2007 | 10623 | 675 | 7 | RE | [27 empty] | N |  |  | 88 | 2008 | [31 empty] | N | bar: CF LN FR
2007 | 10623 | 676 | 1 | OP | ST | ST |  | 0.1 | 2.5 |  | PB | DP |  | YR | YR |  | 1975 | 1975 |  | MS |  |  | MS | [5 empty] | NC |  |  | N | 2 | 1971 |  |  | 667 | 0 | 154 | 962 | 0 |  | NG | RFO | [6 empty] | OF |  |  | 86 | 87 | 187000 | D | N N: N; CF LN FR: NA; NA RS RS: RS; NA NC NC: NC |  |  | N
2007 | 4660 | 54677 | HRB | OP | [27 empty] | N | [25 empty] | OP OP OP: OP; CF LN FR: LN; NA AU AU: PB |  |  | N
2007 | 16968 | 54472 | AUX | [64 empty] | N | bar: CF LN FR
2007 | 12341 | 1082 | 4 | OP | FD | FD | FD | 0.027 | 0.1 | 0.07 | PB | DP | NP | DT | MO | MO | 2007 | 2007 | 2007 | OT |  |  | OT |  |  | OT |  |  | IF |  |  | Da | 6 | 2007 |  |  | 5578 | 440.2 | 0 | 0 | 0 |  | SUB | [7 empty] | OF |  |  | 86.5 | 85.8 | 1672643 | D | N | OP | LN | SR |  | OT | HT | IF |  |  | Y | Y | Y | Y
2007 | 9394 | 54281 | MFB | OP | [63 empty] | N | bar: CF LN FR
2007 | 4716 | 4140 | B3 | OP | ST | ST | NA | 40 | 3.2 |  | OP | DP |  | SM | DA |  | 1974 | 1988 |  | MS |  |  | MS | [5 empty] | NC |  |  | N | 11 | 1951 |  |  | 230 | 12 | 0 | 0 | 0 |  | BIT | SUB | [6 empty] | FF |  |  | 86 | 86 | 50000 | D | N N: N; CF LN FR: NA; NA RS RS: RS; NA NC NC: NC |  |  | Y |  |  |  | Y
2007 | 14127 | 2291 | 1 | OP | ST | ST | ST | 20 | 2.5 | 0.4 | OP | DP | NP | SM | WO | YR | 1954 | 1954 | 2000 | MS |  |  | MS |  |  | MS | [5 empty] | N | 6 | 1954 |  |  | 575 | 34.5 | 0 | 797 | 0 |  | SUB | [7 empty] | TF |  |  | 89 | 89 | 150000 | D | N N: N; CF LN FR: NA; NA RS RS: CE; NA NC NC: NC |  |  | N
2007 | 14127 | 2291 | 2 | OP | ST | ST | ST | 20 | 2.5 | 0.4 | OP | DP | NP | SM | WO | YR | 1957 | 1957 | 2000 | MS |  |  | MS |  |  | MS | [5 empty] | N | 6 | 1957 |  |  | 750 | 44.9 | 0 | 1065 | 0 |  | SUB | [7 empty] | TF |  |  | 88 | 89 | 199000 | D | N | OP | LN |  |  | CE | CE | NC |  |  | N
2007 | 14127 | 2291 | 3 | OP | ST | ST | ST | 20 | 2.5 | 0.4 | OP | DP | NP | SM | WO | YR | 1959 | 1959 | 2000 | MS |  |  | MS |  |  | MS | [5 empty] | N | 6 | 1959 |  |  | 750 | 44.9 | 0 | 1065 | 0 |  | SUB | [7 empty] | TF |  |  | 88 | 89 | 199000 | D | N | OP | LN |  |  | CE | CE | NC |  |  | N
2007 | 14165 | 3096 | HRSG3 | OP | LO | LO | LO | 0.02 | 0.003 | 3.5 | PB | DP | NM | OH | OH | TH | 2002 | 2002 | 2002 | MS |  |  | MS |  |  | MS |  |  | ND |  |  | N | 8 | 2002 | 6 | 2022 | 387.5 | 0 | 0 | 197.1 | 0 | 668 | NG | [7 empty] | DB | [6 empty] | N | OP | SR |  |  | NA | FW | ND |  |  | N
2007 | 14165 | 2836 | 12 | OP | ST | FD | NA | 0.1 | 4.65 |  | PB | DP |  | TH | DA |  | 1981 | 1981 |  | MS |  |  | MS | [5 empty] | SS | US |  | N | 8 | 1970 |  |  | 4628 | 230 | 0 | 0 | 0 |  | BIT | [7 empty] | OF |  |  | 89.9 | 90.3 | 1106700 | D | N | OP | LN | OV |  | NA | BW | ND |  |  | N
2007 | 14165 | 3138 | 3 | OP | ST | ST | ST | 0.1 | 2.8 | 0.5 | PB | DP | NP | NV | MO | MO | 1978 | 1983 | 1997 | MS |  |  | MS |  |  | MS |  |  | NC |  |  | N | 6 | 1952 |  |  | 690 | 42.5 | 0 | 0 | 0 |  | BIT | [7 empty] | FF |  |  | 89.1 | 89.2 | 223 | D | N | OP | LN | OV | SN | RJ | BW | ND |  |  | N
2007 | 7570 | 2039 | 2 | OP | [27 empty] | N | [35 empty] | N | bar: LN
2007 | 11479 | 3992 | 6 | OP | ST | NA | NA | 1.37 |  |  | PH |  |  | OH |  |  | 2000 |  |  | MS | [8 empty] | NC | OT |  | N | 5 | 1943 |  |  | 250 | 0 | 0 | 273 | 0 |  | NG | [7 empty] | FF |  |  | 85.3 | 86.6 | 57130 | N: N; LN: NA; BW: FW; ND: NC | OT |  | N
2007 | 11517 | 10338 | BBLR | OP | [63 empty] | N | bar: OP to LN
2007 | 11571 | 4125 | 7 | OP | ST | ST | NA | 0.6 | 3.2 |  | PB | DP |  | OH | NV |  | 1972 | 1985 |  | MS |  |  | MS | [8 empty] | N | 6 | 1964 |  |  | 175 | 10 | 0 | 0 | 0 |  | BIT | [7 empty] | SS |  |  | 85 | 87.1 | 60000 | D: D; N: N; LN: NA; BW: WI |  |  | Y |  | Y
2007 | 8009 | 52140 | PB1 | OP | [27 empty] | N | [35 empty] | N | bar: LN
2007 | 3599 | 992 | 18 | OP | [27 empty] | N | [35 empty] | N | bar: LN
2007 | 50163 | 52108 | 32 | OP | [52 empty] | OP: OP; LN: LA; OV: LN; RJ: JZ |  |  | N
2007 | 3702 | 2060 | 4 | OS | [63 empty] | N | bar: LN
2007 | 6526 | 2835 | 8 | RE | ST | ST | ST | 0.12 | 8.2 | 0.46 | PB | DP | NP | TH | MO | YR | 1979 | 1981 | 2000 | MS |  |  | MS |  |  | MS |  |  | SU | OT |  | N | 6 | 1948 | 12 | 2002 | 460 | 21.5 | 0 | 0 | 0 |  | BIT | [7 empty] | FF |  |  |  |  | 228000 | D: D; N: N; LN: NA; BW: BW |  |  | N
2007 | 6455 | 634 | 1 | OP | ST | ST | NA | 0.1 | 2.75 |  | PB | DP |  | TH | NV |  | 1975 | 1975 |  | MS |  |  | MS | [5 empty] | ND |  |  | N | 9 | 1958 | 6 | 2009 | 900 | 0 | 187 | 0 | 0 |  | RFO | DFO | [6 empty] | FF |  |  | 89.3 | 89.6 | 391600 | D: D; N: N; LN: NA; BW: BW; ND: ND |  |  | N
2007 | 6455 | 638 | 1 | OP | ST | ST | NA | 0.1 | 2.75 |  | PB | DP |  | TH | NV |  | 1975 | 1975 |  | MS |  |  | MS | [5 empty] | ND |  |  | N | 11 | 1953 |  |  | 350 | 0 | 52 | 318 | 0 |  | RFO | NG | [6 empty] | TF |  |  | 88 | 87 | 88050 | N: N; LN: NA; BW: CE; ND: ND |  |  | N
2007 | 9393 | 54096 | BLRP1 | OP | [27 empty] | N | [35 empty] | N | bar: LN
2007 | 8181 | 10118 | 2 | CO | [52 empty] | OP: TS; LN: SN; OV: FR; RJ: NA |  |  | Y | Y
2007 | 8287 | 6478 | 3 | OP | [27 empty] | N | [35 empty] | N | bar: LN
2007 | 8287 | 6478 | 4 | OP | [27 empty] | N | [35 empty] | N | bar: LN
2007 | 8449 | 1372 | 5 | OP | [27 empty] | N | [35 empty] | N | bar: LN
2007 | 349 | 10216 | PB1 | OP | [27 empty] | N | [24 empty] | OP: OP; LN: LA; RJ: NA |  |  | Y |  |  |  | Y |  |  | Y
2007 | 13756 | 996 | 5 | SC | ST | ST | FD | 0.1 | 1.05 | 0.45 | PB | DP | NP | PS | DA | YR | 1993 | 1989 | 1997 | MS |  |  | MS |  |  | MS |  |  | NC |  |  | N | 5 | 1959 |  |  | 860 | 60.6 | 0 | 300 | 0 |  | SUB | NG | [6 empty] | TF |  |  | 87.7 | 88.2 | 242200 | D: D; N: N; LN: NA; BW: CE; ND: OT |  |  | N
2007 | 13756 | 6085 | 18 | OP | ST | ST | FD | 0.03 | 0.62 | 0.45 | PB | DP | NP | PS | OT | YR | 1986 | 1986 | 1997 | MS |  |  | MS |  |  | LN |  |  | NC |  |  | Da | 2 | 1986 |  |  | 3000 | 180.3 | 0 | 0 | 0 |  | BIT | [7 empty] | TF |  |  | 88.6 | 89.9 | 801185 | D | N | OP | LN |  |  | CE | CE | OT |  |  | N
2007 | 13765 | 54995 | 503 | OP | [27 empty] | N | [35 empty] | N | bar: LN
2007 | 13781 | 1904 | 5 | OP | FD | FD | FD | 29.4 | 0.2 | 4.5 | PH | DP | NM | PS | MO | TH | 2002 | 2002 | 2002 | MS |  |  | MS |  |  | MS | [5 empty] | Da | 6 | 2002 |  |  | 1039 | 0 | 0 | 510 | 0 | 1389 | NG | [7 empty] | DB |  |  |  |  | 775550 |  | N | OP | LN | SR |  | SW | DL |  |  |  | N
2007 | 13781 | 1912 | 4 | RE | ST | ST | FD | 0.4 | 1.95 | 0.5 | PB | DP | NP | DT | OH | YR | 1971 | 1971 | 1995 | MS |  |  | MS |  |  | MS |  |  | NC |  |  | N | 1 | 1944 | 8 | 2007 | 450 | 38.4 | 0 | 585.9 | 0 |  | SUB | NG | [6 empty] | FF |  |  | 86.9 | 88 | 134288 | D: D; N: N; LN: NA; BW: BW |  |  | N
2007 | 772 | 10860 | B9 | OP | ST | ST | St | [24 empty] | N | [24 empty] | OP: OP; LN: FR; OV: LN; RJ: FB |  |  | N
2007 | 772 | 10864 | 3 | OP | ST | ST | ST | 0.03 | 0.94 | 0.4 | PB | DP | NP | TH | TH | MO | 1989 | 1989 | 1989 | MS |  |  | MS |  |  | MS |  |  | NC |  |  | Db | 3 | 1989 |  |  | 477 | 32.8 | 0 | 0 | 0 |  | SUB | BIT | [6 empty] | FB |  |  | 84 | 80 | 200000 | D | N | OP | CF |  |  | NA | KL | NC |  |  | N
2007 | 5107 | 1822 | 5 | OP | ST | LO | FD | 20 | 0.7 | 0.15 | OP | SU | NP | OH | NV | NV | 1980 | 1985 | 1985 | MS |  |  | MS |  |  | LA |  |  | NC |  |  | N | 8 | 1950 | 8 | 2010 | 360 | 0 | 62.4 | 349.5 | 0 |  | NG | [7 empty] | FF |  |  | 96 | 94 | 111000 | D | N |  | NA |  |  | NA | BW | NC |  |  | N
2007 | 3762 | 2908 | 4 | RE | NA | NA | NA | [24 empty] | N | 1 | 1953 | 1 | 1994 |  | 0 | 0 | 0 | 0 |  | BIT | [24 empty] | N | bar: LN; BW
2007 | 3901 | 10071 | 1C | OP | ST | ST | ST | 0.03 | 1.52 | 0.6 | PB | DP | NP | NS | NS | MO | 1988 | 1988 | 1988 | MS |  |  | MS |  |  | MS |  |  | NC |  |  | Db | 6 | 1988 | 6 | 2028 | 158 | 8 | 0 | 0 | 0 |  | BIT | [7 empty] | SS |  |  | 85.1 | 86.9 | 38054 | D | Y | OP | OV |  |  | NA | FW | NC |  |  | Y |  | Y
2007 | 55740 | 54081 | 1A | OP | ST | ST | ST | 0.02 | 0.13 | 0.3 | PB | DP | NP | NS | TH | MO | 1992 | 1992 | 1992 | MS |  |  | MS |  |  | MS |  |  | NC |  |  | Da | 5 | 1992 | 5 | 2032 | 275 | 13.2 | 0 | 0 | 0 |  | BIT | [7 empty] | SS |  |  | 84.5 | 86.2 | 69619 | D | Y | OP | FR |  |  | NA | CE | NC |  |  | Y |  | Y | Y
2007 | 13407 | 2322 | 1 | RE | ST | ST | St | 112.5 | 180 |  | PH | DH |  | NV | NV |  | 1986 | 1986 |  | MS |  |  | MS | [8 empty] | N | 12 | 1955 | 9 | 2005 | 425 | 0 | 84 | 495 | 0 |  | NG | RFO | [6 empty] | FF |  |  | 84.3 | 84.5 | 107900 | N: N; LN: NA; BW: RS |  |  | N
2007 | 13407 | 2324 | 1 | OP | FD | FD | FD | 0.2 | 0.55 | 0.46 | PB | DP | NP | OH | TH | YR | 1965 | 1974 | 1995 | MS |  |  | MS | [5 empty] | IF |  |  | N | 4 | 1965 | 12 | 2015 | 845 | 44.2 | 0 | 0 | 0 |  | BIT | LIG | [6 empty] | FF |  |  | 88.3 | 90 | 202000 | D | N | OP | LN | OV |  | FW | FW | NC |  |  | Y | [6 empty] | Y
2007 | 13478 | 1407 | 4 | OS | ST | ST | ST | 20 | 2000 | 0.05 | OP | DM | NO | SM | NV | YR | 1969 | 1969 | 1969 | MS |  |  | MS |  |  | MS |  |  | SS |  |  | N | 11 | 1954 |  |  | 820 | 0 | 167.1 | 983 | 0 |  | NG | [7 empty] | FF |  |  | 83 | 83.9 | 177600 | N: N; LN: NA; BW: BW |  |  | N
2007 | 16909 | 10725 | HRSG3 | OP | ST | ST | St | 0.014 | 0.2 | 0.0181 | PB | SU | NP | NS | NS | NS | 1994 | 1994 | 1994 | MS |  |  | MS |  |  | MS |  |  | NC |  |  | Db | 9 | 1994 | 6 | 2032 | 440 |  | 0 | 185 | 0 | 613 | NG | [7 empty] | CF |  |  | 88 | 90 | 2449 |  | N | OP | SR |  |  | NA | AL | NC |  |  | N
2007 | 13492 | 54627 | B | OP | [27 empty] | Da | 1 | 1996 | 1 | 2026 | 506 | [5 empty] | AB | WDS | [6 empty] | SS |  |  | 70 | 73 | 129700 |  | N | OP | SN | OV |  | NA | CE |  |  |  | Y | Y |  |  | Y
2007 | 54822 | 55174 | 1 | TS | [27 empty] | N | [24 empty] | OP: OP; LN: SN; OV: LN; RJ: BM |  |  | Y |  | Y |  |  | Y |  | Y
2007 | 2507 | 6013 | 01 | OP | LO | LO | LO | 0.1 | 0.25 | 5 | PC | DP | NM | FT | NV | FT | 1959 | 1977 | 2003 | MS |  |  | MS |  |  | MS |  |  | NC |  |  | Da | 11 | 1959 | 12 | 2019 | 425 |  |  | 525.6 |  |  | NG | [7 empty] | FF |  |  | 82.4 | 82.9 | 105300 |  | N | OP | LN | SR |  | AU | RS | NC |  |  | N
2007 | 6497 | 55498 | DB2 | CN | ST | ST | ST | 28.7 | 13.5 | 2.5 | PH | SB | NM | TH | TH | DA | 2007 | 2007 | 2007 | [12 empty] | Da | [10 empty] | NG | [7 empty] | DB | [5 empty] | N: N; OP: CN; LN: LN; RJ: CN; BW: CN |  |  | N
2007 | 6541 | 10554 | THB-30 | OP | ST | ST | St | 5.71 | 0.83 | 119.02 | PH | DH | NH | OH | OH | OH | 1993 | 1993 | 1993 | MS |  |  | MS |  |  | MS |  |  | SS |  |  | Db | 9 | 1993 |  |  | 365 | 0 | 0 | 98.6 | 0 | 586 | NG | [7 empty] | DB |  |  | 78 | 76 | 500000 |  | N | OP | LN |  |  | ZC | AT | NC |  |  | N
2007 | 542 | 10643 | 2 | OP | [27 empty] | N | [24 empty] | OP: OP; LN: SN; RJ: NA |  |  | Y | Y |  | Y | Y
2007 | 547 | 54512 | 1 | OP | [27 empty] | N | [35 empty] | N | bar: LN
2007 | 12384 | 874 | 5 | OP | ST | ST | FD | 0.18 | 1.8 | 0.86 | PB | DP | NP | OH | OH | YR | 1980 | 1980 | 2000 | MS |  |  | MS |  |  | MS | [5 empty] | N | 7 | 1959 |  |  | 2200 | 144 | 0 | 0 | 0 |  | SUB | [7 empty] | CY |  |  | 89 | 89 | 685000 | W | N | OP | OV |  |  | NA | BW |  |  |  | N
2007 | 12384 | 883 | 8 | OP | ST | ST | FD | 0.12 | 1.8 | 0.4 | PB | DP | NP | OH | OH | YR | 1980 | 1980 | 2000 | MS |  |  | MS | SS |  | MS | [5 empty] | N | 6 | 1962 |  |  | 2300 | 150 | 0 | 0 | 0 |  | SUB | [7 empty] | TF |  |  | 89 | 89.4 | 685000 | D | N | OP | LN |  |  | AL | CE |  |  |  | N
2007 | 6589 | 10362 | BLR2 | OP | FD | FD | FD | 0.1 | 1.2 | 0.7 | PB | DP | NP | NV | NV | NV | 1975 | 1975 | 1975 | MS |  |  | MS |  |  | MS |  |  | NC |  |  | N | 6 | 1979 | 6 | 2027 | 300 | 150 | 0 | 0 | 0 |  | BIT | NG | [6 empty] | FF |  |  | 60 | 57 | 459 | D: D; N: N; LN: NA; BW: BW; ND: NC |  |  | N
2007 | 6589 | 10362 | BLR3 | OP | FD | FD | FD | 0.1 | 1.2 | 0.7 | PB | DP | NP | NV | NV | NV | 1978 | 1978 | 1978 | MS |  |  | MS |  |  | MS |  |  | NC |  |  | N | 6 | 1980 | 6 | 2027 | 400 | 28.4 | 0 | 0 | 0 |  | SUB | NG | [6 empty] | TF |  |  | 88.7 | 82 | 410 | D: D; N: N; LN: NA; BW: CE; ND: NC |  |  | N
2007 | 6616 | 658 | 8 | OP | ST | ST | FD | 0.95 | 2.5 | 0.2 | PH | DH | NP | OH | ND | TH | 1979 | 1979 | 1979 | MS |  |  | MS |  |  | MS |  |  | NC |  |  | D | 6 | 1976 |  |  | 550 | 0 | 98.5 | 592.1 | 0 |  | NG | DFO | [6 empty] | FF |  |  | 83.6 | 85 | 142738 | N: N; LN: NA; BW: FW; ND: NC |  |  | N
2007 | 10171 | 1356 | 2 | OP | ST | FD | FD | 20 | 1.2 | 0.4 | OP | DP | NP | SM | TH | YR | 1977 | 1977 | 2000 | MS |  |  | MS |  |  | MS |  |  | OT |  |  | D | 3 | 1977 |  |  | 3800 | 231.6 | 0 | 0 | 0 |  | BIT | [7 empty] | TF |  |  | 88.7 | 89.2 | 1685000 | D | N | OP | LN | OV |  | CE | AL | IF |  |  | Y |  |  |  | Y
2007 | 772 | 10865 | CFB2 | OP | ST | ST | FD | 0.03 | 1.2 | 0.6 | PB | DP | NP | PS | MO | MO | 1987 | 1987 | 1987 | MS |  |  | MS |  |  | MS |  |  | NC |  |  | Db | 4 | 1987 |  |  | 425 | 24.5 | 0 | 0 | 0 |  | BIT | SUB | [6 empty] | FB |  |  | 84 | 80 | 121560 | D | Y | OP | CF | SN |  | NA | KL | NC |  |  | N
2007 | 2897 | 55225 | HRSG-4 | OP | ST | ST | ST | 0.262 | 0.2 | 0.037 | PB | DP | NP | NV | NV | OH | 2002 | 2002 | 2002 | MS |  |  | MS |  |  | MS |  |  | NC |  |  | Da | 6 | 2003 |  |  | 726 | 0 | 0 | 264 | 0 |  | NG | [7 empty] | DB | [6 empty] | N | OP | LN |  |  | CN | NT | NC |  |  | N
2007 | 2904 | 10751 | HRSG | OP | [52 empty] | OP: OP; LN: SR; RJ: NA |  |  | N
2007 | 2999 | 54235 | B001 | OP | [63 empty] | N | bar: LN; RJ
2007 | 3046 | 2706 | 1 | OP | ST | ST | ST | 0.12 | 2.3 | 1.8 | PB | DP | NP | PS | DA | DA | 1988 | 1977 | 1976 | MS |  |  | MS |  |  | MS |  |  | SS |  |  | N | 5 | 1964 |  |  | 1310 | 70 | 0 | 0 | 0 |  | BIT | [7 empty] | FF |  |  | 90 | 91 | 600000 | D | N | OP | LN | OT |  | BW | RS | IF |  |  | Y |  |  |  | Y | Y
2007 | 3046 | 2706 | 2 | OP | ST | ST | ST | 0.12 | 2.3 | 1.8 | PB | DP | NP | PS | DA | DA | 1988 | 1977 | 1976 | MS |  |  | MS |  |  | MS |  |  | SS |  |  | N | 5 | 1971 |  |  | 1378 | 72 | 0 | 0 | 0 |  | BIT | [7 empty] | FF |  |  | 89 | 89 | 576000 | D | N | OP | LN | OV |  | BW | BW | IF |  |  | Y |  |  |  | Y
2007 | 4474 | 50648 | UNIT1 | OP | [27 empty] | N | [24 empty] | OP: OP; LN: SN; RJ: NA |  |  | Y | Y | Y | Y
2007 | 5109 | 1733 | 4 | OP | ST | ST | NA | 0.12 | 1.6 |  | PG | DP |  | OT | DA |  | 1973 | 1985 |  | MS |  |  | MS | [5 empty] | SS | IF |  | N | 5 | 1974 |  |  | 5718 | 281.2 | 0 | 0 | 0 |  | SUB | BIT | SC | [5 empty] | OF |  |  | 90.9 | 91.1 | 2500000 | D | N | OP | LN | SR |  | BW | BW | IF |  |  | N
2007 | 3046 | 2709 | 1 | OP | FD | ST | ST | 0.12 | 2.3 | 1.8 | PB | DP | NP | PS | DA | DA | 1988 | 1977 | 1976 | MS |  |  | MS |  |  | MS |  |  | SS |  |  | N | 6 | 1952 |  |  | 550 | 26.3 | 0 | 0 | 0 |  | BIT | [7 empty] | TF |  |  | 89 | 90 | 121000 | D | N | OP | OT |  |  | NA | CE | NC |  |  | Y |  |  |  | Y
2007 | 6738 | 54224 | SG2 | OP | [27 empty] | N | [35 empty] | N | bar: LN
2007 | 5109 | 1743 | 3 | OP | ST | ST | NA | 0.17 | 1.67 |  | PG | DP |  | OT | MO |  | 1973 | 1978 |  | MS |  |  | MS | [5 empty] | SS |  |  | N | 6 | 1954 |  |  | 1070 | 61 | 231.4 | 259 | 0 |  | BIT | [7 empty] | FF |  |  | 88.4 | 88.3 | 350000 | D | N | OP | LN |  |  | RJ | BW | SS |  |  | N
2007 | 7140 | 710 | 6A | CO | [28 empty] | 6 | 2012
2007 | 7840 | 10371 | CB1302 | OP | [27 empty] | N | [24 empty] | OP: OP; LN: CF; RJ: NA |  |  | N
2007 | 2507 | 56046 | HRSG2 | OP | LO | FD | LO | 0.03 | 0.0006 | 2 | PB | DP | NM | DT | NV | FT | 2005 | 2005 | 2005 | MS |  |  | MS |  |  | MS |  |  | NC |  |  | N | 9 | 2005 | 9 | 2065 | 922 |  |  | 555.2 |  |  | NG | [7 empty] | DB |  |  | 85 | 85.5 | 761700 |  | N | OP | LN | SR |  | GE | GE | NC |  |  | N
2007 | 13584 | 330 | 4 | OP | LO | LO | LO | 0.1 | 500 | 70 | PC | DC | NM | FT | NV | FT | 1976 | 1977 | 1974 | MS |  |  | MS |  |  | MS |  |  | NC |  |  | N | 4 | 1965 | 6 | 2022 | 2490 |  | 0 | 3000 | 0 |  | NG | NG | [6 empty] | TF |  |  | 86.8 | 87.4 | 606000 |  | N | OP | FR | SR |  | NA | CE | NC |  |  | N
2007 | 6909 | 663 | B2 | OP | ST | ST | ST | 0.1 | 1.2 | 0.7 | PB | DP | NP | TH | TH | TH | 1981 | 1981 | 1981 | MS |  |  | MS |  |  | MS | [5 empty] | D | 10 | 1981 |  |  | 1788 | 110.4 | 0 | 0 | 0 |  | BIT | [7 empty] | OF |  |  | 86.8 | 88.5 | 495538 | D | N | OP | OV |  |  | NA | RS |  |  |  | N
2007 | 6958 | 3574 | BW5 | SB | [52 empty] | OP: OP; LN: LN; OV: FR; RJ: AU |  |  | N
2007 | 547 | 54512 | 6 | OP | [27 empty] | N | [35 empty] | N | bar: LN
2007 | 570 | 10746 | BLR5 | OP | [27 empty] | N | [35 empty] | N | bar: LN
2007 | 733 | 3775 | 2 | OP | FD | FD | St | 0.113 | 5546.4 |  | PB | DH | OT | DT | DA | YR | 1975 | 1975 | 2000 | MS |  |  | MS |  |  | MS |  |  | NC |  |  | N | 12 | 1958 |  |  | 1523 | 78 | 0 | 0 | 0 |  | BIT | [7 empty] | VF |  |  | 90.7 | 90.2 | 374136 | D | N | OP | LN |  |  | BW | BW | NC |  |  | N
2007 | 2522 | 50466 | 3RB | OP | [27 empty] | N | [35 empty] | N | bar: LN
2007 | 5624 | 10025 | 41 | OP | ST | ST | ST | 0.26 | 3.4 | 0.6 | PB | DP | NP | OH | YR | DA | 1972 | 1988 | 1995 | MS |  |  | MS |  |  | MS |  |  | NC |  |  | N | 6 | 1964 |  |  | 400 | 18 | 0 | 0 | 0 |  | BIT | [7 empty] | CY |  |  | 87.4 | 87.4 | 84557 | W | N | OP | FU |  |  | NA | BW | NC |  |  | N
2007 | 5624 | 10025 | PB2 | OP | ST | ST | St | 0.2 | 2 | 0.57 | PB | DP | NP | OH | YR | DA | 1972 | 1988 | 1995 | MS |  |  | MS |  |  | MS |  |  | NC |  |  | N | 6 | 1966 |  |  | 80 | 0 | 15.4 | 0 | 0 |  | RFO | [7 empty] | FF |  |  | 76.2 | 76.2 | 21403 | N: N; LN: NA; BW: CE; ND: NC |  |  | N
2007 | 56078 | 50252 | 3PB | OP | [27 empty] | N | [35 empty] | N | bar: LN
2007 | 4440 | 50960 | UNIT2 | OP | [27 empty] | N | [24 empty] | OP: OP; LN: SN; RJ: NA |  |  | Y | Y
2007 | 5109 | 1745 | 9A | OP | ST | ST | NA | 0.15 | 0.83 |  | PG | SB |  | OT | MO |  | 1972 | 1972 |  | MS |  |  | MS | [5 empty] | NC |  |  | N | 1 | 1968 |  |  | 3580 | 187.5 | 0 | 0 | 0 |  | SUB | BIT | DFO | [5 empty] | TF |  |  | 89.8 | 86.5 | 990000 | D | N | OP | LN | OV |  | BW | CE | NC |  |  | N
2007 | 10285 | 55270 | HRSG4 | OP | NA | NA | ST |  |  | 0.09 |  |  | NP |  |  | MO |  |  | 2002 | [6 empty] | MS | [5 empty] | Db | 7 | 2002 | 12 | 2042 | 276 | 0 | 0 | 181.2 | 0 | 148.6 | NG | [7 empty] | DB |  |  | 78.6 | 76.8 | 326565 | N: N; OP: OP; LN: LA; RJ: NA; BW: DL |  |  | N
2007 | 10285 | 55270 | HRSG6 | OP | NA | NA | ST |  |  | 0.09 |  |  | NP |  |  | MO |  |  | 2002 | [6 empty] | MS | [5 empty] | Db | 7 | 2002 | 12 | 2042 | 276 | 0 | 0 | 181.2 | 0 | 148.6 | NG | [7 empty] | DB |  |  | 78.6 | 76.8 | 326565 | N: N; OP: OP; LN: LA; RJ: NA; BW: DL |  |  | N
2007 | 10308 | 50707 | HRSG D | OP | ST | ST | ST | 5 | 1.34 | 25 |  |  | NM | YR | YR | DA | 1994 | 1994 | 1994 | MS |  |  | MS |  |  | MS |  |  | NC |  |  | Db | 6 | 1994 | 6 | 2044 | 180 | 0 | 0 | 167 | 0 |  | NG | [7 empty] | DB |  |  | 78.6 | 76.8 | 329000 |  | N | OP | LA |  |  | NA | NT | NC |  |  | N
2007 | 5033 | 50395 | 1 | OP | [27 empty] | N | [35 empty] | N | bar: LN
2007 | 5033 | 50395 | 2 | OP | [27 empty] | N | [35 empty] | N | bar: LN
2007 | 5262 | 54104 | PB3 | OP | FD | FD | FD | 19.8 | 62 | 237 | PH | DH | NH | SM | TH | TH | 1991 | 1991 | 1991 | MS |  |  | MS |  |  | MS |  |  | NC |  |  | Db | 6 | 1991 |  |  | 480 | 0 | 0 | 616 | 159000 |  | WDS | NG | TDF | [5 empty] | OF |  |  | 64.8 | 68.5 | 165000 |  | N | OP | LN | OV |  | CE | CE | NC |  |  | N
2007 | 3046 | 2713 | 2 | OP | ST | ST | ST | 0.11 | 2.3 | 1.8 | PB | DP | NP | PS | DA | NV | 1988 | 1977 | 1976 | MS |  |  | MS |  |  | MS |  |  | SS |  |  | N | 5 | 1955 |  |  | 775 | 37 | 0 | 0 | 0 |  | BIT | [7 empty] | FF |  |  | 85.5 | 88.8 | 203200 | D: D; N: N; LN: NA; BW: BW; ND: NC |  |  | Y |  |  |  | Y
2007 | 4922 | 2848 | H-1 | OP | ST | ST | NA | 0.1 | 1.6 |  | PB | DP |  | PS | MO |  | 1974 | 1982 |  | MS |  |  | MS | [5 empty] | SS |  |  | N | 7 | 1948 |  |  | 550 | 24 | 0 | 0 | 0 |  | BIT | [7 empty] | TF |  |  | 88 | 88 | 105777 | D | N |  | NA |  |  | NA | CE | NC |  |  | N
2007 | 4922 | 2848 | H-2 | OP | ST | ST | NA | 0.1 | 1.6 |  | PB | DP |  | PS | MO |  | 1974 | 1982 |  | MS |  |  | MS | [5 empty] | SS |  |  | N | 3 | 1949 |  |  | 550 | 24 | 0 | 0 | 0 |  | BIT | [7 empty] | TF |  |  | 88 | 88 | 105777 | D | N |  | NA |  |  | NA | CE | NC |  |  | N
2007 | 19537 | 50118 | HRSG10 | [53 empty] | OP: CO; LN: SR; RJ: FT |  |  | N
2007 | 20447 | 3006 | 3 | SB | [63 empty] | N | bar: LN
2007 | 20447 | 3008 | 3 | OP | FD | FD | FD | 0.1 | 1.2 | 0.2 | PB | DP | NP | NS | NS | NS | 1975 | 1975 | 1975 | MS |  |  | MS |  |  | MS | [5 empty] | D | 6 | 1975 |  |  | 1070 | 0 | 0 | 1233 | 0 |  | NG | [7 empty] | FF |  |  | 85 | 85 | 322000 | N: N; OP: OP; LN: OT; RJ: NA; BW: RS |  |  | N
2007 | 49969 | 54587 | 2 | OP | [52 empty] | OP: OP; LN: AA; OV: LA; SN: OV; RJ: NA |  |  | N
2007 | 54687 | 55231 | HRSG2 | OP | ST | ST | ST | 5.5 | 0.0006 | 5.5 | PH | DP | NM | OH | NV | OH | 2002 | 2002 | 2002 |  |  |  | MS |  |  | MS | [5 empty] | Da | 5 | 2002 |  |  | 573 |  | 0 | 237.9 | 0 | 1071 | NG | [7 empty] | DB |  |  | 88.8 | 88.4 | 988391 | N: N; OP: OP; LN: SR; RJ: NA; BW: AI |  |  | N
2007 | 54909 | 56031 | HRSG2 | SB | ST | ST | St | 28.4 | 6.6 | 3 | PH | DH | NM | TH | TH | DA | 2005 | 2005 | 2005 | MS |  |  | MS |  |  | MS |  |  | NC |  |  | Db | 6 | 2005 |  |  | 892.5 |  | 0 | 614 | 0 |  | NG | DFO | [6 empty] | DB | [7 empty] | OP | LN | SR |  | GE | NT | NC |  |  | N
2007 | 5517 | 55131 | B3 | OP | ST | ST | ST | 43.9 | 15.6 | 4.5 | PH | DH | NM | OH | OH | OH | 2002 | 2002 | 2002 | MS |  |  | MS |  |  | MS | [5 empty] | Db | 4 | 2002 | 4 | 2032 | 677 |  | 0 | 350 | 0 | 2166 | NG | [7 empty] | DB |  |  |  |  | 800945 |  | N | OP | LN | SR |  | CN | FW |  |  |  | N

## F860_BOILER_COOLING
YEAR | UTILITY_ID | PLANT_CODE | BOILER_ID | COOLING_ID
2007 | 15474 | 2963 | 3314 | 3314
2007 | 15830 | 345 | 1 | 1
2007 | 15844 | 329 | 1 | 1&2
2007 | 15908 | 350 | 1 | 1
2007 | 15988 | 55187 | HRSG3 | ACW
2007 | 16183 | 2642 | 3 | 001
2007 | 16190 | 50406 | 1HFB | 2
2007 | 17650 | 55965 | 6B | U6C
2007 | 17698 | 3476 | 5 | CW
2007 | 17698 | 3478 | 1 | CW
2007 | 17718 | 3484 | 143B | 143C
2007 | 17718 | 3485 | 114B | 114C
2007 | 17718 | 6193 | 061B | 061C
2007 | 18162 | 50806 | PB3 | 600SYS
2007 | 18445 | 689 | 7 | 7
2007 | 18611 | 55137 | 201 | Circ
2007 | 18611 | 55137 | 301 | Circ
2007 | 18611 | 55334 | HRSG 2 | CIRC
2007 | 19547 | 765 | 2 | 1-6
2007 | 19876 | 3797 | 3 | 3
2007 | 19876 | 3797 | 5 | 5
2007 | 19876 | 3804 | 6B | 6
2007 | 21 | 10671 | 1B | 1
2007 | 25 | 2527 | 5 | 3
2007 | 142 | 10676 | 3 | 1
2007 | 189 | 56 | 2 | B
2007 | 189 | 56 | 3 | A
2007 | 195 | 7 | 1 | 1-2
2007 | 195 | 8 | 9 | 8-9
2007 | 195 | 26 | 4 | 4
2007 | 733 | 3775 | 3 | 3
2007 | 733 | 3776 | 52 | 5
2007 | 2442 | 3561 | 6 | 6
2007 | 2507 | 56046 | HRSG2 | 2
2007 | 2897 | 55225 | HRSG-1 | CW-1
2007 | 2929 | 55292 | HRSG1 | CWS
2007 | 3265 | 51 | 1 | CW
2007 | 3542 | 2830 | 1 | 1
2007 | 3542 | 2830 | 4 | 4
2007 | 3542 | 55397 | DB2 | CW
2007 | 3549 | 55694 | HSG2 | CLGTWR
2007 | 3737 | 1396 | 6-1 | 6
2007 | 3737 | 1396 | 7-2 | 7
2007 | 3901 | 10071 | 2C | UNIT2
2007 | 3989 | 492 | 6 | 6
2007 | 5262 | 54104 | PB2 | GEN1OF
2007 | 5262 | 54104 | PB3 | GEN4RI
2007 | 5262 | 54104 | RB2 | GEN1OF
2007 | 5262 | 54104 | RB2 | GEN2OT
2007 | 5262 | 54104 | RB2 | GEN3OT
2007 | 5262 | 54104 | RB3 | GEN1OF
2007 | 19876 | 7213 | 1 | 1
2007 | 19876 | 50966 | 1 | 1
2007 | 20404 | 3524 | 4 | 4
2007 | 20404 | 4938 | 1 | 1
2007 | 20592 | 55259 | 1100 | CT
2007 | 20847 | 4041 | 6 | 304
2007 | 22500 | 1252 | 10 | 8
2007 | 22979 | 55375 | HRSG4 | ACC2
2007 | 23279 | 3179 | 1 | 2
2007 | 23279 | 3944 | 1 | 1
2007 | 23279 | 3944 | 2 | 1
2007 | 24211 | 8223 | 4 | 3
2007 | 26751 | 2516 | 1 | 1
2007 | 26751 | 2517 | 2 | 2
2007 | 27770 | 54324 | HRSG4 | 2
2007 | 29122 | 55293 | HRSG 3 | CWS
2007 | 29878 | 1613 | 8 | 1+2
2007 | 30151 | 6021 | C3 | C3
2007 | 49768 | 55168 | HRSG1A | CTOWER
2007 | 49805 | 56163 | 2 | 2
2007 | 54888 | 3470 | WAP5 | C5
2007 | 54895 | 1606 | 1 | 1
2007 | 54895 | 56259 | HRSG1 | MDCT1
2007 | 54907 | 3440 | 4 | 4
2007 | 54907 | 3442 | 6 | 5
2007 | 5347 | 55419 | HRU700 | P3CT
2007 | 5511 | 8006 | 1 | 1
2007 | 5517 | 891 | 8 | 1
2007 | 5517 | 892 | 2 | 1
2007 | 5517 | 55131 | B2 | C1
2007 | 5517 | 55131 | B3 | C2
2007 | 5517 | 55131 | B4 | C2
2007 | 5610 | 50481 | 253-26 | RW
2007 | 5701 | 2444 | 6 | 6
2007 | 5701 | 2444 | 7 | 7
2007 | 5701 | 3456 | 1 | 1
2007 | 5701 | 3456 | 3 | 3
2007 | 5701 | 3456 | HRSG4 | CT5
2007 | 6958 | 4266 | 2 | 2
2007 | 7140 | 727 | 3 | 1
2007 | 7140 | 728 | Y1BR | Y1CS
2007 | 7140 | 728 | Y3BR | Y3CS
2007 | 7140 | 728 | Y7BR | Y7CS
2007 | 7140 | 56150 | 10A | 10
2007 | 7597 | 55146 | 1 | UNIT1
2007 | 7597 | 55146 | 2 | UNIT2
2007 | 10005 | 1240 | 2 | 2
2007 | 10118 | 55289 | CFB1 | CS1
2007 | 54909 | 56031 | HRSG2 | RF
2007 | 55740 | 54081 | 1A | UNIT1
2007 | 55756 | 55382 | 2H2100 | 2CW
2007 | 55768 | 2378 | 2 | 2
2007 | 55808 | 54035 | BLR1 | CT1
2007 | 55808 | 54755 | BLR2 | CT2
2007 | 55843 | 259 | 2 | 2
2007 | 55843 | 259 | 3 | 3
2007 | 55867 | 10208 | 11 | TC
2007 | 14165 | 3098 | 3 | 3
2007 | 14165 | 3138 | 5 | 5
2007 | 14232 | 1943 | 2 | 2
2007 | 14294 | 2539 | 4 | 4
2007 | 14294 | 56042 | HRSG1 | 1
2007 | 14328 | 246 | 2 | 2
2007 | 14328 | 56476 | HRSGB | ACC1
2007 | 14354 | 4162 | 3 | 3
2007 | 14354 | 8066 | BW74 | CW74
2007 | 14354 | 56102 | HRSG1A | ACC1
2007 | 5860 | 7296 | HRSG22 | HRC
2007 | 6035 | 3161 | 1 | 1
2007 | 6035 | 3453 | 2 | 1
2007 | 6035 | 3453 | 3B | 1
2007 | 6035 | 3453 | 6 | 1
2007 | 6452 | 6043 | PMR2 | CP
2007 | 6455 | 628 | 2 | 6
2007 | 6455 | 634 | 1 | 1
2007 | 10362 | 55501 | HRSG1 | CLTWR1
2007 | 10623 | 676 | 1 | U1
2007 | 10623 | 676 | 2 | U2
2007 | 11208 | 400 | 5 | 5
2007 | 11208 | 408 | 6 | 8
2007 | 11208 | 408 | 7 | 8
2007 | 11241 | 1403 | 3 | 3
2007 | 11241 | 1404 | 7AB | 2
2007 | 11241 | 8056 | 1 | 1
2007 | 11249 | 1363 | 6 | 6
2007 | 11249 | 1364 | 1 | 1
2007 | 11249 | 1364 | 4 | 4
2007 | 11252 | 6055 | 2B3 | 2C3
2007 | 12792 | 2629 | 5 | 5
2007 | 12796 | 3945 | 8 | 6
2007 | 13143 | 1167 | 9 | 9
2007 | 13168 | 2549 | 65 | 65
2007 | 13337 | 2277 | 2 | 2
2007 | 13407 | 2324 | 3 | 3
2007 | 13478 | 1407 | 3 | 1
2007 | 13492 | 54627 | A | CT1
2007 | 15466 | 469 | 4 | 4
2007 | 15466 | 470 | 1 | 1
2007 | 15470 | 1001 | 1 | SUPP
2007 | 15470 | 1008 | 1 | 1
2007 | 15472 | 2367 | 6 | 6
2007 | 15473 | 2451 | 4 | 4
2007 | 15473 | 55343 | 2 | 1
2007 | 15474 | 127 | 1 | 1
2007 | 6526 | 2837 | 4 | 1
2007 | 6526 | 2878 | 1 | BSCS
2007 | 6589 | 10362 | BLR3 | 1
2007 | 6616 | 658 | 8 | 8
2007 | 7801 | 641 | 1 | 1
2007 | 7801 | 641 | 2 | 1
2007 | 7801 | 641 | 5 | 1
2007 | 7977 | 2917 | 1 | 5
2007 | 8329 | 55729 | HRSG1 | CT
2007 | 9216 | 389 | 4 | 4
2007 | 9273 | 990 | 60 | 60
2007 | 9332 | 594 | 1 | 1
2007 | 9417 | 1077 | 1 | 1
2007 | 9417 | 8031 | 1 | 1
2007 | 10000 | 2079 | 9 | 9
2007 | 733 | 3935 | 1 | 1
2007 | 733 | 3938 | 11 | 11
2007 | 733 | 3938 | 21 | 21
2007 | 770 | 2094 | 1 | 12
2007 | 770 | 2094 | 2 | 12
2007 | 770 | 2094 | 3 | 3
2007 | 770 | 2098 | 2 | 1
2007 | 770 | 2098 | 2 | 2
2007 | 770 | 2098 | 4 | 1
2007 | 772 | 10864 | 3 | NCT
2007 | 796 | 160 | 3 | 3
2007 | 803 | 113 | 2 | 1
2007 | 803 | 118 | 1 | 1
2007 | 803 | 2442 | 1 | 2
2007 | 803 | 55455 | HRSG1B | CTWR-1
2007 | 49886 | 56220 | P01 | S40
2007 | 49888 | 56222 | CFB | COOL1
2007 | 49941 | 55418 | 1H2100 | 1CW
2007 | 49979 | 3441 | 6 | 6
2007 | 50018 | 1619 | 4 | 4
2007 | 50018 | 1626 | 1 | 1
2007 | 54702 | 56350 | HRSG 1 | TOWER1
2007 | 54708 | 10378 | 1C | UNIT1
2007 | 54796 | 55380 | 3 B | CT-3
2007 | 54805 | 55282 | HRSG2 | CT
2007 | 54863 | 8906 | 50 | 5
2007 | 54888 | 298 | LIM1 | C1
2007 | 54888 | 298 | LIM2 | C2
2007 | 54888 | 3466 | PHR2 | C2
2007 | 54888 | 3468 | SRB3 | C3
2007 | 4028 | 55386 | DB2 | CT
2007 | 4226 | 2493 | 70 | 7
2007 | 4252 | 593 | 3 | 3
2007 | 4254 | 1695 | 1 | 2
2007 | 4254 | 1710 | 1 | 1
2007 | 4716 | 4140 | B2 | G2
2007 | 4922 | 2848 | H-6 | GMR
2007 | 5030 | 55333 | HRSG2 | CT
2007 | 5107 | 1822 | 5 | 5
2007 | 5107 | 1822 | 7 | 7
2007 | 5109 | 1740 | 3 | CWS
2007 | 5109 | 1743 | 4 | 1
2007 | 5262 | 54104 | PB1 | GEN3OT
2007 | 11282 | 55063 | HRSG2 | CCW2
2007 | 11479 | 3992 | 11 | 1
2007 | 11479 | 3992 | 3 | 1
2007 | 11479 | 3992 | 3 | 2
2007 | 11479 | 3992 | 9 | 2
2007 | 11504 | 55451 | FB3 | 330CLG
2007 | 11571 | 4125 | 9 | 1
2007 | 12341 | 1081 | 9 | 1
2007 | 12341 | 1081 | 9 | 2
2007 | 12341 | 1082 | 3 | 3
2007 | 12363 | 55481 | 6 | 2
2007 | 12384 | 883 | 17 | 6
2007 | 12384 | 3122 | 1 | A
2007 | 12384 | 6025 | 4 | 4
2007 | 12490 | 562 | 1 | 1
2007 | 12492 | 10745 | 13HR82 | SDM46
2007 | 12588 | 3788 | 3 | 3
2007 | 12647 | 1891 | 1 | CS1
2007 | 12658 | 2823 | B2 | CS2
2007 | 12685 | 2051 | 2 | 1-2
2007 | 12686 | 2049 | 1 | OTCW
2007 | 12686 | 2049 | 4 | OTCW
2007 | 16204 | 55641 | HRSG2 | CWS
2007 | 16572 | 147 | K-1 | K-1
2007 | 16604 | 7512 | 1 | 1
2007 | 16609 | 55985 | HRSG2 | CW
2007 | 16620 | 55854 | HRSG 2 | CWT
2007 | 16909 | 10725 | HRSG3 | CS2
2007 | 17166 | 2336 | 4 | 1
2007 | 17166 | 8224 | 1 | 1
2007 | 17166 | 8224 | 2 | 2
2007 | 17235 | 3113 | 1 | 1
2007 | 17254 | 54547 | HRSG 2 | CW5
2007 | 17465 | 10017 | PB08 | CT01
2007 | 17465 | 10017 | PB10 | CT01
2007 | 17465 | 10017 | RF05 | CT01
2007 | 17539 | 3280 | CAN1 | CANHS
2007 | 17539 | 3295 | URQ3 | URQ1
2007 | 17543 | 130 | 4 | 4
2007 | 17543 | 6249 | 1 | 1
2007 | 17543 | 6249 | 2 | 2
2007 | 17568 | 2070 | 3 | B
2007 | 17568 | 6061 | 1 | 1
2007 | 17633 | 1012 | 1 | 1
2007 | 17633 | 1012 | 3 | 3
2007 | 20856 | 4050 | 4 | 3
2007 | 20856 | 4054 | 2 | 1
2007 | 20860 | 4072 | 3 | 6
2007 | 20860 | 4072 | 4 | 6
2007 | 20860 | 4072 | 5 | 4
2007 | 20860 | 4078 | 2 | 1
2007 | 21554 | 136 | 2 | 2
2007 | 22001 | 3152 | 1A | 4
2007 | 22001 | 3152 | 1B | 3
2007 | 22001 | 3152 | 2A | 3
2007 | 22001 | 3152 | 2B | 1
2007 | 22001 | 3152 | 3 | 4
2007 | 22001 | 3152 | 4 | 1
2007 | 22053 | 1353 | BSU1 | U1CT
2007 | 22146 | 2526 | 11 | 7
2007 | 807 | 55221 | HRSG2 | COOLTW
2007 | 807 | 55221 | HRSG3 | COOLTW
2007 | 807 | 55221 | HRSG6 | COOLTW
2007 | 807 | 55221 | HRSG7 | COOLTW
2007 | 814 | 169 | 2 | 2
2007 | 924 | 2167 | 1 | 1
2007 | 924 | 55340 | HRSG2 | 2
2007 | 1015 | 3549 | 2 | 2
2007 | 1307 | 6204 | 1 | 1
2007 | 1307 | 6469 | B1 | CC1
2007 | 1307 | 56610 | U1HRSG | U1ACC
2007 | 2338 | 56104 | HRSG1 | CT101
2007 | 2442 | 3561 | 5 | 5
2007 | 18642 | 47 | 5 | 1
2007 | 18642 | 3406 | 10 | 1
2007 | 18642 | 3406 | 2 | 1
2007 | 18642 | 3407 | 1 | 1
2007 | 18642 | 3407 | 3 | 1
2007 | 18642 | 3407 | 7 | 1
2007 | 18642 | 3407 | 8 | 1
2007 | 18642 | 55197 | 1 | UNIT 1
2007 | 18642 | 55197 | 2 | UNIT 2
2007 | 18642 | 55197 | 3 | UNIT 3
2007 | 19099 | 3845 | 60 | 70
2007 | 19323 | 3454 | 2 | 1
2007 | 19323 | 3454 | 3 | 1
2007 | 19323 | 3492 | 4 | 1
2007 | 19323 | 3492 | 6 | 1
2007 | 19323 | 3497 | 2 | 1
2007 | 19323 | 52071 | SANDW2 | CS
2007 | 19323 | 52071 | SANDW3 | CS
2007 | 19436 | 2104 | 4 | 4
2007 | 19436 | 6155 | 2 | 2
2007 | 19526 | 50733 | 4BH2 | SWPS2
2007 | 19526 | 50733 | 4BH3 | SWPS2
2007 | 19526 | 50733 | TB1 | SWPS2
2007 | 19526 | 50733 | TBB4A | SWPS2
2007 | 19526 | 50733 | TBB5 | SWPS2
2007 | 13781 | 1904 | 5 | 1
2007 | 13781 | 6090 | 2 | 2
2007 | 13922 | 548 | 2 | 2
2007 | 13923 | 2594 | 5 | 5
2007 | 13960 | 302 | 1 | 1
2007 | 14006 | 3947 | 3 | 3
2007 | 14063 | 2952 | 3 | RIV
2007 | 14063 | 2952 | 4 | 4CT
2007 | 14063 | 2953 | 2 | 2CT
2007 | 14412 | 55306 | 3 A | CT-3
2007 | 14932 | 10672 | CBB | 1
2007 | 15147 | 2408 | 1 | ME
2007 | 15296 | 2491 | 001 | C6
2007 | 15298 | 6076 | 2 | 2
2007 | 15466 | 469 | 1 | 1
2007 | 55877 | 10485 | 1 | 1
2007 | 55919 | 10360 | B23 | NCCW
2007 | 55919 | 10360 | B27 | NCCW
2007 | 55924 | 56671 | UHA01 | PAB
2007 | 55936 | 1394 | 5 | 5
2007 | 55937 | 3459 | 3 | 3
2007 | 55937 | 3459 | 4 | 4
2007 | 55983 | 3494 | 6 | 6
2007 | 55983 | 3508 | 1 | 1
2007 | 56151 | 310 | 2 | 2
2007 | 56155 | 1831 | 3 | 1-6
2007 | 56155 | 1831 | 6 | 1-6
2007 | 15474 | 2963 | 3313 | 3313
2007 | 15474 | 2964 | 8003 | 8003
2007 | 15474 | 2964 | 801S | 8001
2007 | 15474 | 8059 | 7252 | 7253
2007 | 15836 | 331 | 3 | 3
2007 | 15844 | 329 | 2 | 1&2
2007 | 15873 | 3118 | 2 | 2
2007 | 15873 | 3136 | 1 | 1
2007 | 15988 | 55187 | HRSG4 | CW
2007 | 15998 | 3130 | 1 | 1
2007 | 16183 | 2642 | 1 | 001
2007 | 17638 | 55269 | 1 | UNIT1
2007 | 17650 | 7710 | 1B | U1C
2007 | 17650 | 55965 | 7A | U7C
2007 | 17698 | 1416 | 5A | CW
2007 | 17698 | 3476 | 4 | CW
2007 | 17698 | 3478 | 3 | CW
2007 | 17718 | 3482 | 152B | 152C
2007 | 17718 | 3485 | 111B | 115C
2007 | 17718 | 3485 | 113B | 115C
2007 | 17833 | 2161 | 1 | 1
2007 | 18162 | 50806 | PB1 | 600SYS
2007 | 18162 | 50806 | PB4 | COGEN
2007 | 18315 | 1233 | 4 | 4
2007 | 18569 | 55439 | HRSG2 | CLTWR
2007 | 18569 | 55439 | HRSG3 | CLTWR
2007 | 18611 | 55062 | HRSG1 | CLTWR
2007 | 18611 | 55334 | HRSG 1 | CIRC
2007 | 18611 | 55518 | 1 | Circ
2007 | 19547 | 765 | 1 | 1-6
2007 | 19876 | 3796 | 3 | 3
2007 | 19876 | 3797 | 4 | 4
2007 | 19876 | 3954 | 1 | 1
2007 | 142 | 10676 | 2 | 1
2007 | 177 | 10673 | BLRB | CT
2007 | 195 | 3 | 5 | 4-5
2007 | 195 | 8 | 8 | 8-9
2007 | 195 | 26 | 2 | 1
2007 | 195 | 6002 | 1 | 1-2
2007 | 195 | 6002 | 4 | 3-4
2007 | 520 | 861 | 01 | 01
2007 | 520 | 6017 | 2 | 2
2007 | 554 | 1122 | 7 | 7
2007 | 733 | 3775 | 2 | 2
2007 | 2799 | 55393 | HRSG 1 | CLGTWR
2007 | 2799 | 55642 | HRSG 1 | CWT
2007 | 2929 | 55292 | HRSG3 | CWS
2007 | 3030 | 10168 | HRSG1 | CTWR3
2007 | 3046 | 2709 | 2 | 2
2007 | 3046 | 2712 | 1 | 1
2007 | 3046 | 2712 | 3A | 3
2007 | 3046 | 2713 | 1 | 1
2007 | 3046 | 2713 | 2 | 2
2007 | 3046 | 2713 | 3 | 3
2007 | 3046 | 2716 | 2 | 2
2007 | 3131 | 55404 | HRSG2 | CTW
2007 | 3901 | 10071 | 1A | UNIT1
2007 | 5262 | 54104 | RB2 | GEN4RI
2007 | 5262 | 54104 | RB3 | GEN4RI
2007 | 5347 | 52006 | HRU100 | P1CW
2007 | 20159 | 55486 | HRSG1 | CT
2007 | 20404 | 3526 | 6 | 6
2007 | 20447 | 3008 | 1 | 1
2007 | 20546 | 1381 | C1 | C1
2007 | 20546 | 1381 | C2 | C2
2007 | 20546 | 1381 | C3 | C3
2007 | 20847 | 1769 | 2 | 002
2007 | 20847 | 1769 | 8 | 004
2007 | 20847 | 4040 | BO21 | CD20
2007 | 23279 | 3181 | 3 | 2
2007 | 23693 | 335 | 2 | 1
2007 | 24211 | 126 | 3 | 3
2007 | 26751 | 2516 | 2 | 2
2007 | 26751 | 2516 | 3 | 3
2007 | 27770 | 54324 | HRSG3 | 2
2007 | 29122 | 55293 | HRSG 2 | CWS
2007 | 30002 | 50398 | 15RB | 15RBCT
2007 | 30151 | 527 | 1 | N4
2007 | 30151 | 6021 | C1 | C1
2007 | 31719 | 1507 | 4 | 4
2007 | 40577 | 7286 | 2 | 1
2007 | 49805 | 56163 | 2 | 1
2007 | 54888 | 3468 | SRB4 | C4
2007 | 54891 | 7030 | U1 | CT-1
2007 | 54899 | 599 | 2 | 2
2007 | 54907 | 3440 | 2 | 2
2007 | 54907 | 3442 | 5 | 4
2007 | 5347 | 55419 | HRU600 | P3CT
2007 | 5416 | 2718 | 2 | 2
2007 | 5416 | 2720 | 5 | 3
2007 | 5416 | 2720 | 7 | 4
2007 | 5416 | 2721 | 5 | 5
2007 | 5416 | 2723 | 1 | 1
2007 | 5416 | 2727 | 3 | 3
2007 | 5416 | 2732 | 7 | 4
2007 | 5416 | 3264 | 1 | SUPP
2007 | 5517 | 889 | 2 | 1
2007 | 5517 | 891 | 1 | 1
2007 | 5580 | 1385 | 2 | 1
2007 | 5610 | 50481 | 83-19 | RW
2007 | 5701 | 3456 | 2 | 2
2007 | 5701 | 3456 | HRSG2 | 4
2007 | 7140 | 710 | MB2 | MCS2
2007 | 7140 | 728 | Y5BR | Y5CS
2007 | 7140 | 56150 | 10B | 10
2007 | 7140 | 56150 | 11B | 11
2007 | 7172 | 54101 | PB1 | SC1
2007 | 7570 | 2824 | 10 | 1
2007 | 10000 | 2080 | 1 | 1
2007 | 10005 | 1242 | 1 | 1
2007 | 55713 | 55295 | HRSG2 | COOL1
2007 | 55740 | 54081 | 2A | UNIT1
2007 | 55740 | 54081 | 3B | UNIT2
2007 | 14165 | 2836 | 10 | 2
2007 | 14286 | 55467 | 2 | UNIT2
2007 | 14294 | 2539 | 1 | 1
2007 | 14294 | 2539 | 3 | 3
2007 | 14294 | 2539 | 5 | 1
2007 | 14294 | 2539 | 6 | 1
2007 | 14298 | 55215 | HRSG2 | CTW1
2007 | 14354 | 8066 | BW71 | CW71
2007 | 14354 | 56102 | HRSG1B | ACC1
2007 | 6035 | 3161 | 4 | 4
2007 | 6035 | 3491 | 2 | 1
2007 | 6035 | 3491 | 5 | 1
2007 | 6041 | 55664 | HCCP 1 | CWS
2007 | 6090 | 50625 | 24 | PP2
2007 | 6090 | 50625 | B 42 | PP4
2007 | 6452 | 610 | PCU5 | 5CWS
2007 | 6452 | 6042 | PMT1 | CP
2007 | 6455 | 628 | 4 | 4
2007 | 10285 | 55270 | HRSG7 | COOLTW
2007 | 10362 | 55501 | HRSG2 | CLTWR1
2007 | 10362 | 55501 | HRSG4 | CLTWR2
2007 | 10755 | 55097 | HRSG2 | TOW1
2007 | 11208 | 400 | 2 | 2
2007 | 11208 | 400 | 6 | 6
2007 | 11241 | 1402 | 3 | 3
2007 | 11241 | 1403 | 5 | 5
2007 | 11241 | 1448 | 10 | 1
2007 | 11249 | 1364 | 3 | 3
2007 | 11269 | 6179 | 3 | 3
2007 | 12686 | 6073 | 4B | CT
2007 | 13069 | 358 | MV3A | CT3
2007 | 13168 | 2549 | 66 | 66
2007 | 13407 | 2322 | 1 | 1
2007 | 13579 | 2554 | 4 | 2
2007 | 13584 | 330 | 4 | 4
2007 | 13756 | 6085 | 18 | 18
2007 | 15470 | 1008 | 3 | 3
2007 | 15470 | 1010 | 1 | 1
2007 | 15470 | 1010 | 4 | 4
2007 | 15472 | 2367 | 4 | 4
2007 | 15472 | 8002 | 1 | 1
2007 | 6526 | 2866 | 7 | 7
2007 | 6567 | 56400 | HRSG1 | 12-HRC
2007 | 6589 | 10362 | BLR4 | 1
2007 | 7698 | 55153 | HRSG1 | CT1
2007 | 7801 | 641 | 7 | 7
2007 | 7977 | 2917 | 8 | 8
2007 | 7977 | 2917 | 9 | 9
2007 | 9267 | 1043 | 1SG1 | 1CW
2007 | 9269 | 983 | 2 | 2
2007 | 9273 | 991 | 2 | 2
2007 | 9273 | 994 | 3 | 3
2007 | 9312 | 54091 | PB1 | MILLCT
2007 | 9332 | 594 | 2 | 2
2007 | 9332 | 594 | 4 | 4
2007 | 9417 | 1047 | 2 | 2
2007 | 9417 | 1048 | 2 | 2
2007 | 9424 | 52151 | RF1 | 1CT
2007 | 9424 | 52151 | RF1 | 1CW
2007 | 9617 | 7846 | HRSG2 | 2
2007 | 9996 | 1294 | 3 | 1
2007 | 733 | 3936 | 2 | 2
2007 | 733 | 3938 | 41 | 41
2007 | 733 | 6264 | 1 | 1
2007 | 770 | 2098 | 1 | 2
2007 | 770 | 2098 | 3 | 3
2007 | 770 | 2098 | 5 | 1
2007 | 772 | 10865 | CFB1 | CGCT
2007 | 803 | 113 | 1 | 1
2007 | 803 | 113 | 1 | 2
2007 | 803 | 55455 | HRSG1A | CTWR-1
2007 | 49805 | 56163 | 4 | 4
2007 | 49886 | 56220 | P02 | S41
2007 | 49941 | 55418 | 1H1100 | 1CW
2007 | 49965 | 1588 | 94 | 96
2007 | 49979 | 3441 | 5 | 5
2007 | 50111 | 1443 | 1 | 1
2007 | 50111 | 1443 | 3 | 3
2007 | 54796 | 55380 | 1 A | CT-1
2007 | 54817 | 55298 | HRSG1A | BLK1CS
2007 | 54863 | 8906 | 20 | 2
2007 | 54885 | 55976 | 201 | ACC
2007 | 54885 | 55976 | 301 | ACC
2007 | 4028 | 55386 | DB1 | CT
2007 | 4158 | 2384 | 1 | 1
2007 | 4254 | 1695 | 1 | 1
2007 | 4254 | 1695 | 2 | 2
2007 | 4254 | 1702 | 4 | 4
2007 | 4254 | 1720 | 7 | 7
2007 | 4254 | 1720 | 8 | 8
2007 | 4383 | 55206 | HRSG1 | CW
2007 | 4383 | 55206 | HRSG2 | CW
2007 | 4405 | 55358 | FB1 | 110CLG
2007 | 4922 | 2848 | H-3 | CT
2007 | 4922 | 2848 | H-5 | CT
2007 | 4922 | 2850 | 2 | 2
2007 | 4994 | 55464 | HRSG1 | CT
2007 | 5109 | 1731 | 1 | 1
2007 | 5109 | 1732 | 11 | 1
2007 | 5109 | 1743 | 2 | 1
2007 | 5109 | 6034 | 1 | C1
2007 | 5109 | 6035 | 1 | 1
2007 | 11275 | 55667 | HRSG 2 | CS1
2007 | 11282 | 55063 | HRSG1 | CCW1
2007 | 11479 | 3992 | 6 | 1
2007 | 11504 | 55451 | FB1 | 310CLG
2007 | 11504 | 55451 | FB2 | 320CLG
2007 | 12341 | 1081 | 6 | 1
2007 | 12341 | 1081 | 7 | 1
2007 | 12341 | 1091 | 2 | 2
2007 | 12363 | 55481 | 2 | 1
2007 | 12384 | 384 | 71 | 7
2007 | 12384 | 384 | 72 | 7
2007 | 12384 | 884 | 3 | 3
2007 | 12384 | 6025 | 2 | 2
2007 | 12492 | 10745 | 10HR82 | SDM46
2007 | 12588 | 3788 | 5 | 5
2007 | 12647 | 1893 | 1 | CS1
2007 | 12647 | 1893 | 3 | CS3
2007 | 12647 | 1893 | 4 | CS4
2007 | 12647 | 10075 | 3 | CS1
2007 | 12653 | 1572 | 3 | 3
2007 | 12658 | 2823 | B1 | CS1
2007 | 12685 | 2053 | 1A | CT
2007 | 12686 | 2049 | 5 | CT
2007 | 16572 | 141 | 3 | 3
2007 | 16572 | 6177 | U1B | U1CW
2007 | 16572 | 55129 | HRSG2 | HRC
2007 | 16604 | 3609 | 4 | 4
2007 | 16620 | 55854 | HRSG 1 | CWT
2007 | 16620 | 55854 | HRSG 3 | CWT
2007 | 17166 | 2330 | 1 | 1
2007 | 17166 | 2336 | 1 | 1
2007 | 17539 | 3280 | CAN3 | CAN3
2007 | 17568 | 2070 | 1 | A
2007 | 17568 | 2070 | 1 | B
2007 | 17568 | 2070 | 2 | A
2007 | 17632 | 976 | 2 | 1-4
2007 | 17632 | 976 | 3 | 1-4
2007 | 20860 | 4072 | 3 | 5
2007 | 20860 | 4072 | 4 | 8
2007 | 20860 | 4072 | 6 | 8
2007 | 20860 | 4072 | 7 | 5
2007 | 22001 | 3152 | 3 | 1
2007 | 22001 | 3152 | 4 | 4
2007 | 22148 | 315 | 2 | 2
2007 | 22148 | 315 | 6 | 6
2007 | 22484 | 356 | 8 | 8
2007 | 807 | 202 | 01 | 01
2007 | 807 | 203 | 01 | 01
2007 | 814 | 168 | 2 | 2
2007 | 814 | 169 | 1 | 1
2007 | 924 | 2168 | MB1 | CW12
2007 | 1015 | 3548 | 1 | 1
2007 | 1015 | 3549 | 1 | 1
2007 | 1015 | 7900 | 5A | CLTWR1
2007 | 1307 | 6204 | 2 | 2
2007 | 2172 | 3628 | 1 | 1
2007 | 18642 | 50 | 4 | 1
2007 | 18642 | 3403 | 1 | 1
2007 | 18642 | 3407 | 9 | 1
2007 | 18835 | 55440 | HRSG1 | CLTWR
2007 | 19099 | 3845 | 40 | 70
2007 | 19323 | 3489 | 1 | 1
2007 | 19323 | 3492 | 5 | 1
2007 | 19323 | 6146 | 1 | 1
2007 | 19323 | 6146 | 3 | 1
2007 | 19323 | 52071 | 5A | 5
2007 | 19323 | 52071 | 5B | 5
2007 | 19436 | 2103 | 2 | 2
2007 | 19436 | 2107 | 1 | 1
2007 | 13781 | 1927 | 6 | 200
2007 | 13781 | 1927 | 8 | 300
2007 | 13781 | 6090 | 3 | 3
2007 | 14015 | 2876 | 2 | 2
2007 | 14063 | 2953 | 3 | 3CT
2007 | 14063 | 2956 | 3 | CP
2007 | 14372 | 55103 | HRSG1 | COOL1
2007 | 14412 | 55306 | 1 B | CT-1
2007 | 14932 | 50976 | AAB01 | DA
2007 | 15147 | 2406 | 22 | 2
2007 | 15147 | 2411 | 1 | SE
2007 | 15262 | 50637 | 4PWR | 4TG
2007 | 15298 | 6076 | 1 | 1
2007 | 15466 | 465 | 3 | 3
2007 | 15466 | 465 | 4 | 4
2007 | 55919 | 10360 | B29 | NCCW
2007 | 55936 | 1392 | 10 | 3
2007 | 55937 | 3459 | 5 | 5B
2007 | 55983 | 8063 | 1 | 1
2007 | 55995 | 56456 | BLR1 | CS1
2007 | 15474 | 2964 | 801N | 8001
2007 | 15474 | 4940 | 1502 | 1502
2007 | 15844 | 329 | 32 | 3&4
2007 | 15844 | 329 | 41 | 3&4
2007 | 15988 | 55187 | HRSG1 | CW
2007 | 15988 | 55187 | HRSG2 | CW
2007 | 15998 | 3130 | 2 | 1
2007 | 17638 | 55269 | 2 | UNIT2
2007 | 17650 | 7897 | 2A | U2C
2007 | 17698 | 3476 | 3 | CW
2007 | 17698 | 6139 | 2 | CW
2007 | 17718 | 2454 | 122B | 122C
2007 | 17718 | 3484 | 141B | 141C
2007 | 17828 | 963 | 32 | 32
2007 | 18315 | 1336 | S2 | S2
2007 | 19547 | 766 | 8 | 8
2007 | 19830 | 1564 | 8 | 8
2007 | 19876 | 3803 | 2 | 2
2007 | 19876 | 3804 | 4 | 4
2007 | 35 | 10678 | BLR1 | CW1
2007 | 52 | 10002 | CFB | CT
2007 | 142 | 10676 | 5 | 1
2007 | 156 | 10670 | AAB001 | DAE001
2007 | 189 | 56 | 3 | B
2007 | 195 | 3 | 7A | U7C
2007 | 195 | 26 | 2 | 2
2007 | 195 | 26 | 3 | 4
2007 | 195 | 6002 | 3 | 3-4
2007 | 298 | 6558 | 3 | 2
2007 | 313 | 55139 | HRSG1 | CIRC1
2007 | 520 | 861 | 02 | 02
2007 | 520 | 864 | 06 | 04
2007 | 520 | 6017 | 1 | 1
2007 | 2897 | 55225 | HRSG-2 | CW-1
2007 | 3006 | 2828 | 2 | 2
2007 | 3006 | 2828 | 3 | 3
2007 | 3046 | 2706 | 2 | 2
2007 | 3046 | 2708 | 5 | 5
2007 | 3046 | 2712 | 3B | 3
2007 | 3131 | 55404 | HRSG1 | CTW
2007 | 3370 | 55299 | HRSG2 | CT
2007 | 3542 | 55516 | DB2 | CW
2007 | 3542 | 55736 | 1HR2 | 1CCW
2007 | 3593 | 55076 | AA002 | AA021
2007 | 3737 | 1396 | 7-1 | 7
2007 | 3807 | 10849 | BLR1 | CW1
2007 | 3901 | 10071 | 1B | UNIT1
2007 | 3901 | 10071 | 2B | UNIT2
2007 | 3989 | 8219 | 1 | 1
2007 | 5262 | 54104 | PB3 | GEN3OT
2007 | 5262 | 54104 | RB3 | GEN2OT
2007 | 5269 | 876 | 1 | 1
2007 | 5347 | 52006 | HRU100 | P2CT
2007 | 19876 | 52007 | BLR2 | CS2
2007 | 20404 | 3526 | 5 | 5
2007 | 20404 | 4938 | 2 | 2
2007 | 20546 | 1382 | H1 | H
2007 | 20847 | 1769 | 7 | 004
2007 | 20847 | 4041 | 8 | 306
2007 | 20847 | 4042 | 1 | 401
2007 | 22652 | 52088 | HRSG 3 | CT
2007 | 23279 | 3181 | 2 | 2
2007 | 23693 | 335 | 1 | 1
2007 | 25104 | 55065 | HRSG2 | CT
2007 | 26751 | 2511 | 20 | 2
2007 | 29878 | 1613 | 7 | 5
2007 | 31386 | 55271 | HRSG3 | CLTWR
2007 | 31719 | 1507 | 2 | 2
2007 | 34164 | 55400 | HRSG2 | CW
2007 | 40577 | 7286 | 1 | 1
2007 | 40577 | 7286 | 3 | 1
2007 | 49768 | 55168 | HRSG1B | CTOWER
2007 | 49791 | 55176 | HRSG 2 | GEA CT
2007 | 54888 | 3469 | THW2 | C2
2007 | 54888 | 3470 | WAP3 | C3
2007 | 54888 | 3470 | WAP8 | C8
2007 | 54895 | 56259 | HRSG11 | MDCT1
2007 | 54899 | 599 | 1 | 1
2007 | 54899 | 599 | 2 | 1
2007 | 54907 | 3438 | 2 | 2
2007 | 5347 | 55419 | HRU800 | P3CT
2007 | 5374 | 54676 | H81 | CTOW
2007 | 5374 | 54676 | H83 | CTOW
2007 | 5416 | 2721 | 3 | 3
2007 | 5416 | 2723 | 3 | 3
2007 | 5416 | 2727 | 1 | 1
2007 | 5416 | 2732 | 10 | 7
2007 | 5416 | 2732 | 8 | 5
2007 | 5416 | 8042 | 2 | 2
2007 | 5517 | 891 | 2 | 1
2007 | 5517 | 891 | 9 | 6
2007 | 5580 | 1384 | 2 | 2
2007 | 5580 | 1385 | 3 | 1
2007 | 5580 | 6041 | 2 | 2
2007 | 5610 | 50481 | 83-18 | RW
2007 | 6779 | 2240 | 6 | 6
2007 | 6779 | 2240 | 7 | 7
2007 | 6844 | 55480 | HRSG 2 | C Tow1
2007 | 7140 | 708 | 2 | 2
2007 | 7140 | 708 | 3 | 3
2007 | 7140 | 710 | MB1 | MCS1
2007 | 7140 | 727 | 2 | 1
2007 | 7140 | 728 | Y4BR | Y4CS
2007 | 7140 | 733 | 1 | 1
2007 | 7140 | 733 | 4 | 1
2007 | 7140 | 734 | 12 | 1
2007 | 7140 | 6124 | 1 | 1
2007 | 7140 | 6257 | 1 | 1
2007 | 7140 | 6257 | 2 | 2
2007 | 7490 | 165 | 2 | 2
2007 | 10000 | 2080 | 1 | 2
2007 | 10000 | 2080 | 3 | 3
2007 | 10000 | 6065 | 1 | 1
2007 | 10005 | 1242 | 3 | 3
2007 | 10171 | 1355 | 1 | 1
2007 | 10171 | 1355 | 3 | 3
2007 | 10171 | 1357 | 5 | 4
2007 | 10285 | 55270 | HRSG5 | COOLTW
2007 | 55184 | 55173 | HRSG12 | CT 1
2007 | 55184 | 55173 | HRSG25 | CT 2
2007 | 55740 | 54081 | 1B | UNIT1
2007 | 55740 | 54081 | 3A | UNIT2
2007 | 55745 | 55463 | FB1 | 210CLG
2007 | 55756 | 55382 | 1H2100 | 1CW
2007 | 55768 | 2378 | 3 | 3
2007 | 14165 | 3096 | HRSG3 | CW
2007 | 14165 | 3138 | 4 | 4
2007 | 14232 | 6098 | 1 | 1
2007 | 14286 | 55467 | 1 | UNIT1
2007 | 14294 | 2539 | 2 | 2
2007 | 14294 | 2539 | 7 | 1
2007 | 14310 | 50397 | 5PB036 | 5-6
2007 | 14354 | 3648 | 3 | 3
2007 | 14354 | 6165 | 2 | 2
2007 | 14354 | 6165 | 3 | 3
2007 | 6035 | 3159 | 2 | 2
2007 | 6035 | 3161 | 2 | 2
2007 | 6035 | 3491 | 3 | 1
2007 | 6452 | 609 | PCC2 | 2CWS
2007 | 6452 | 621 | PTP2 | CP
2007 | 6452 | 621 | PTP3N | CP
2007 | 6452 | 6043 | PMR1 | CP
2007 | 6455 | 628 | 1 | 1
2007 | 6455 | 628 | 5 | 5
2007 | 11208 | 400 | 1 | 1
2007 | 11208 | 400 | HRSG10 | 8
2007 | 11208 | 404 | 3 | CW3
2007 | 11216 | 10623 | HRSG | 1
2007 | 11249 | 1364 | 2 | 2
2007 | 11249 | 6071 | 2 | 2
2007 | 11269 | 3601 | 2 | CP2
2007 | 11269 | 3601 | 3 | CP3
2007 | 11269 | 6179 | 1 | 1
2007 | 12792 | 2625 | 2 | 2
2007 | 12796 | 3942 | 3 | 3
2007 | 12796 | 3946 | 2 | 2
2007 | 13069 | 358 | MV4B | CT4
2007 | 13168 | 2549 | 68 | 68
2007 | 13337 | 6077 | 1 | 1
2007 | 13407 | 2324 | 1 | 1
2007 | 13407 | 7082 | HRSG5 | ACC7
2007 | 13407 | 7082 | HRSG6 | ACC7
2007 | 13478 | 1407 | 4 | 1
2007 | 13492 | 54627 | C | CT2
2007 | 13584 | 330 | 3 | 3
2007 | 13756 | 996 | 11 | 45611
2007 | 13756 | 997 | 6 | 23
2007 | 13756 | 6085 | 14 | 14
2007 | 15470 | 1001 | 1 | 1
2007 | 15470 | 6113 | 4 | 4
2007 | 15472 | 2367 | 5 | 5
2007 | 6526 | 2835 | 10 | 2
2007 | 6526 | 2835 | 7 | 1
2007 | 6526 | 2866 | 4 | 4
2007 | 6526 | 2878 | 4 | BSCS
2007 | 6526 | 6094 | 1 | 1
2007 | 6541 | 10554 | THB-20 | TTW-70
2007 | 6616 | 658 | 6 | 6
2007 | 7801 | 643 | 2 | 1
2007 | 9269 | 983 | 6 | 6
2007 | 9324 | 988 | U2 | U2
2007 | 9324 | 6166 | MB1 | CT1
2007 | 9379 | 10143 | ABB01 | EBE
2007 | 9617 | 667 | 3 | 3
2007 | 9628 | 10377 | 2A | UNIT2
2007 | 9996 | 1294 | 1 | 1
2007 | 733 | 3938 | 51 | 51
2007 | 770 | 2098 | 4 | 2
2007 | 770 | 2098 | 5 | 2
2007 | 770 | 2098 | 8 | 3
2007 | 772 | 10860 | CFB2 | CT1
2007 | 772 | 10865 | CFB4 | CGCT
2007 | 772 | 10865 | CFB5 | CGCT
2007 | 772 | 10865 | CFB9 | CGCT
2007 | 796 | 160 | 2 | 2
2007 | 803 | 113 | 4 | 4
2007 | 803 | 117 | CC4 | CC4
2007 | 803 | 2442 | 1 | 1
2007 | 803 | 55455 | HRSG2A | CTWR-2
2007 | 803 | 55455 | HRSG2B | CTWR-2
2007 | 49965 | 1588 | 93 | 96
2007 | 49979 | 3439 | 1 | 1
2007 | 49979 | 3439 | 3 | 3
2007 | 49979 | 3441 | 7 | 7
2007 | 50173 | 55708 | BLR1 | COOL1
2007 | 54693 | 55412 | HRSG1 | CT
2007 | 54708 | 10378 | 2B | UNIT2
2007 | 54757 | 7999 | HRSG2 | CW1
2007 | 54787 | 52193 | HRSG 1 | CWS
2007 | 54796 | 55380 | 1 B | CT-1
2007 | 54796 | 55380 | 2 B | CT-2
2007 | 54863 | 8906 | 30 | 3
2007 | 54888 | 3460 | CBY1 | C1
2007 | 54888 | 3464 | GBY5 | C5
2007 | 54888 | 3468 | SRB2 | C2
2007 | 4062 | 2840 | 1 | 1
2007 | 4252 | 593 | 4 | 4
2007 | 4254 | 1723 | 2 | 2
2007 | 4464 | 55084 | HRSG1 | ACC1
2007 | 4716 | 4140 | B1 | G1
2007 | 4922 | 2850 | 3 | 3
2007 | 4994 | 55464 | HRSG2 | CT
2007 | 5011 | 10840 | U1 | Circ
2007 | 5011 | 10840 | U2 | Circ
2007 | 5107 | 1822 | 6 | 6
2007 | 5109 | 1726 | 16 | 1
2007 | 5109 | 1732 | 10 | 1
2007 | 5109 | 1740 | 1 | CWS
2007 | 5109 | 1740 | 2 | CWS
2007 | 5109 | 1745 | 17 | 8
2007 | 5109 | 1745 | 18 | 7
2007 | 5262 | 54104 | PB1 | GEN1OF
2007 | 11362 | 54526 | 00001 | 00001
2007 | 11479 | 3992 | 5 | 1
2007 | 11479 | 3992 | 5 | 2
2007 | 11571 | 4125 | 8 | 1
2007 | 12384 | 879 | 51 | 5
2007 | 12384 | 879 | 62 | 6
2007 | 12384 | 3122 | 2 | B
2007 | 12490 | 562 | 3 | 3
2007 | 12492 | 10745 | 12HR82 | SDM46
2007 | 12588 | 3788 | 4 | 4
2007 | 12631 | 271 | 5 | 5
2007 | 12653 | 1573 | 1 | 1
2007 | 12685 | 2050 | 1 | 1
2007 | 12685 | 2051 | 1 | 1-2
2007 | 12686 | 2049 | 3 | OTCW
2007 | 16238 | 55835 | HRSG 1 | CWS
2007 | 16572 | 141 | 2 | 2
2007 | 16572 | 4941 | 2 | 2A-2B
2007 | 16604 | 3611 | 1 | 1
2007 | 16604 | 3613 | 3 | 3
2007 | 16604 | 7097 | BLR1 | LAKE
2007 | 16604 | 7097 | BLR2 | LAKE
2007 | 17539 | 3287 | MCM2 | MCM1
2007 | 17539 | 55927 | HRSG1 | CW
2007 | 17543 | 130 | 3 | 3
2007 | 17543 | 3317 | 1 | 1
2007 | 17543 | 3319 | 2 | 2
2007 | 17568 | 2070 | 2 | B
2007 | 17568 | 2070 | 3 | A
2007 | 17568 | 6061 | 2 | 2
2007 | 17609 | 2341 | 1 | 1
2007 | 17633 | 1012 | 2 | 2
2007 | 20856 | 4057 | 1 | 1
2007 | 20856 | 8023 | 2 | 2
2007 | 20860 | 4072 | 5 | 3
2007 | 20860 | 4072 | 5 | 7
2007 | 20860 | 4072 | 6 | 5
2007 | 22001 | 3152 | 1A | 2
2007 | 22001 | 3152 | 3 | 3
2007 | 22148 | 315 | AL1_BR | 1
2007 | 22148 | 315 | AL5_BR | 5
2007 | 807 | 55221 | HRSG1 | COOLTW
2007 | 814 | 170 | 3 | 3
2007 | 814 | 173 | 1 | 1
2007 | 924 | 2168 | MB2 | CW12
2007 | 924 | 7757 | 3 | 2
2007 | 1015 | 3548 | 2 | 2
2007 | 1307 | 6469 | B2 | CC2
2007 | 1307 | 56609 | 1 | ACC
2007 | 1684 | 56049 | HRSG2 | CT
2007 | 2171 | 55357 | HRSG1 | CT1
2007 | 2172 | 54817 | HRSG | 1 HRC
2007 | 2172 | 55230 | HRSG1 | CTW1
2007 | 2442 | 3561 | 4 | 4
2007 | 18642 | 47 | 2 | 1
2007 | 18642 | 50 | 3 | 1
2007 | 18642 | 50 | 7 | 1
2007 | 18642 | 1379 | 9 | 1
2007 | 18642 | 3393 | 3 | 1
2007 | 18642 | 3405 | 4 | 1
2007 | 18642 | 3406 | 4 | 1
2007 | 18642 | 3406 | 5 | 1
2007 | 18642 | 3406 | 6 | 1
2007 | 18642 | 3406 | 7 | 1
2007 | 18835 | 55440 | HRSG2 | CLTWR
2007 | 18835 | 55440 | HRSG3 | CLTWR
2007 | 18870 | 55462 | PC1 | 1
2007 | 19099 | 3845 | 50 | 70
2007 | 19316 | 55360 | 1 | ACC
2007 | 19323 | 3500 | 1 | 1
2007 | 19323 | 6147 | 1 | 1
2007 | 19436 | 2104 | 1 | 1
2007 | 13781 | 1904 | 3 | 1
2007 | 13914 | 55089 | 20F101 | 53E002
2007 | 13914 | 55089 | 20F201 | 53E002
2007 | 13922 | 548 | 1 | 1
2007 | 13960 | 302 | 5 | 5
2007 | 14006 | 2872 | 1 | 1
2007 | 14006 | 2872 | 3 | 3
2007 | 14006 | 3948 | 2 | 2
2007 | 14006 | 8102 | 1 | 1
2007 | 14015 | 2876 | 5 | 5
2007 | 14063 | 2951 | 8 | 8CT
2007 | 14127 | 2291 | 2 | 2
2007 | 14412 | 55306 | 1 A | CT-1
2007 | 14412 | 55306 | 2 B | CT-2
2007 | 14412 | 55306 | 3 B | CT-3
2007 | 14610 | 564 | 1 | 1
2007 | 14932 | 10672 | CBA | 1
2007 | 15147 | 2411 | 2 | SE
2007 | 15276 | 3148 | 2 | 2
2007 | 15298 | 2187 | 2 | 2
2007 | 15330 | 55856 | PC1 | 1
2007 | 55936 | 1394 | 1 | 1
2007 | 55936 | 1394 | 2 | 2
2007 | 55937 | 3457 | 2 | 1
2007 | 56155 | 1831 | 2 | 1-6
2007 | 15708 | 55179 | 1 | UNIT1
2007 | 15844 | 329 | 42 | 3&4
2007 | 15908 | 350 | 2 | 1
2007 | 15988 | 55187 | HRSG4 | ACW
2007 | 16190 | 50406 | 2HFB | 1
2007 | 17638 | 55269 | 3 | UNIT3
2007 | 17650 | 7897 | 1B | U1C
2007 | 17650 | 7897 | 2B | U2C
2007 | 17650 | 55821 | 25 | 1
2007 | 17650 | 55965 | 6A | U6C
2007 | 17698 | 1417 | 2 | CW
2007 | 17698 | 1417 | 3 | CW
2007 | 17698 | 1417 | 4 | CW
2007 | 17698 | 3476 | 2 | CW
2007 | 17698 | 3478 | 2 | CW
2007 | 17698 | 6139 | 3 | CW
2007 | 17718 | 3484 | 142B | 142C
2007 | 18162 | 50806 | RBF | 600SYS
2007 | 18454 | 645 | BB02 | OTC2
2007 | 18488 | 1682 | 9 | 9
2007 | 18569 | 55439 | HRSG1 | CLTWR
2007 | 25 | 2527 | 6 | 4
2007 | 195 | 3 | 6A | U6C
2007 | 195 | 8 | 6 | 5-7
2007 | 195 | 10 | 2 | 1-2
2007 | 195 | 26 | 3 | 3
2007 | 195 | 6002 | 2 | 1-2
2007 | 261 | 6705 | 3 | 1-3
2007 | 343 | 55502 | 2A | 0200
2007 | 520 | 864 | 03 | 02
2007 | 554 | 1122 | 8 | 8
2007 | 733 | 3775 | 1 | 1
2007 | 2507 | 6013 | 02 | 02
2007 | 2799 | 55642 | HRSG 2 | CWT
2007 | 2897 | 55225 | HRSG-4 | CW-2
2007 | 2929 | 55292 | HRSG2 | CWS
2007 | 3046 | 2716 | 1 | 1
2007 | 3046 | 6250 | 1A | 1
2007 | 3046 | 6250 | 1B | 1
2007 | 3303 | 10333 | 1 | 1
2007 | 3370 | 55299 | HRSG1 | CT
2007 | 3542 | 2830 | 3 | 3
2007 | 3542 | 2832 | 5-1 | 5
2007 | 3542 | 6019 | 1 | 1
2007 | 3542 | 55397 | DB1 | CW
2007 | 3542 | 55516 | DB1 | CW
2007 | 5262 | 54104 | PB2 | GEN4RI
2007 | 5347 | 52006 | HRU200 | P1CW
2007 | 5347 | 52006 | HRU200 | P2CT
2007 | 20404 | 3524 | 1 | 1
2007 | 20546 | 6639 | G2 | G2
2007 | 20847 | 1769 | 3 | 002
2007 | 20847 | 4040 | BO12 | CD10
2007 | 20847 | 4040 | BO22 | CD20
2007 | 20847 | 4041 | 5 | 303
2007 | 20847 | 4042 | 4 | 402
2007 | 22500 | 1250 | 4 | L4
2007 | 22652 | 52088 | HRSG 1 | CT
2007 | 24211 | 126 | 2 | 2
2007 | 24211 | 8223 | 1 | 1
2007 | 26751 | 2514 | 50 | 5
2007 | 29122 | 55293 | HRSG 1 | CWS
2007 | 29878 | 1613 | 8 | 3+4
2007 | 30151 | 87 | 1 | 1
2007 | 31386 | 55271 | HRSG1 | CLTWR
2007 | 34164 | 55400 | HRSG1 | CW
2007 | 49756 | 856 | 3 | 3
2007 | 49805 | 56163 | 1 | 1
2007 | 49805 | 56163 | 1 | 3
2007 | 49805 | 56163 | 2 | 3
2007 | 54888 | 3470 | WAP4 | C4
2007 | 54888 | 3470 | WAP6 | C6
2007 | 54895 | 56259 | HRSG2 | MDCT1
2007 | 54907 | 3438 | 1 | 1
2007 | 54907 | 3443 | 8 | 6
2007 | 5416 | 2720 | 6 | 3
2007 | 5416 | 2721 | 1 | 1
2007 | 5416 | 8042 | 1 | 1
2007 | 5517 | 889 | 3 | 1
2007 | 5517 | 898 | 4 | 1
2007 | 5610 | 50481 | 253-25 | RW
2007 | 5610 | 50481 | 253-27 | RW
2007 | 5610 | 50481 | 253-28 | RW
2007 | 5610 | 50481 | 253-29 | RW
2007 | 5610 | 50481 | 83-20 | RW
2007 | 5610 | 50481 | 83-21 | RW
2007 | 5701 | 3456 | HRSG1 | 4
2007 | 6779 | 2240 | 8 | 8
2007 | 6844 | 55480 | HRSG 5 | C Tow2
2007 | 6844 | 55480 | HRSG 6 | C Tow2
2007 | 6958 | 3576 | BW3 | C3
2007 | 6958 | 3576 | CE1 | C1
2007 | 6958 | 4266 | 3 | 3
2007 | 6958 | 4266 | 4 | 4
2007 | 7140 | 708 | 1 | 1
2007 | 7140 | 709 | 3 | 3
2007 | 7140 | 715 | 1 | 1
2007 | 7140 | 715 | 2 | 2
2007 | 7140 | 728 | Y2BR | Y2CS
2007 | 7140 | 733 | 2 | 1
2007 | 7140 | 734 | 5 | 1
2007 | 7140 | 6052 | 1 | 1
2007 | 7140 | 6052 | 2 | 2
2007 | 7570 | 6030 | 2 | 9
2007 | 10000 | 2080 | 2 | 1
2007 | 10000 | 2080 | 2 | 2
2007 | 10005 | 1242 | 2 | 2
2007 | 10285 | 55270 | HRSG4 | COOLTW
2007 | 54915 | 55178 | HRSG2 | CT
2007 | 55184 | 55173 | HRSG11 | CT 1
2007 | 55713 | 55295 | HRSG1 | COOL1
2007 | 55745 | 55463 | FB3 | 230CLG
2007 | 55745 | 55463 | FB4 | 240CLG
2007 | 55843 | 259 | 4 | 4
2007 | 14165 | 2836 | 12 | 2
2007 | 14165 | 3096 | HRSG2B | CW
2007 | 14165 | 3098 | 2 | 2
2007 | 14232 | 1943 | 3 | 3
2007 | 14298 | 55215 | HRSG1 | CTW1
2007 | 14328 | 56532 | B | ACC1
2007 | 14354 | 8066 | BW73 | CW73
2007 | 14354 | 8069 | 1 | 1
2007 | 14354 | 56237 | HRSG01 | CS01
2007 | 5748 | 887 | 1 | 1-4
2007 | 5748 | 887 | 6 | 5-6
2007 | 6035 | 3161 | 3 | 3
2007 | 6090 | 50625 | 32 | PP3
2007 | 6090 | 50625 | 42 | PP4
2007 | 6090 | 50625 | B 43 | PP4
2007 | 6452 | 610 | PCU6 | 6CWS
2007 | 6452 | 617 | PPE4 | 4CWS
2007 | 6452 | 621 | PTP1 | CP
2007 | 6452 | 6246 | HRSG22 | CT
2007 | 6455 | 634 | 3 | 1
2007 | 6455 | 634 | 4C | 1
2007 | 10545 | 54424 | HRSG2 | MCT
2007 | 10755 | 55097 | HRSG1 | TOW1
2007 | 11208 | 404 | 1 | CW12
2007 | 11216 | 10623 | 1 | 1
2007 | 11241 | 1448 | 12 | 2
2007 | 11249 | 1363 | 4 | 4
2007 | 11252 | 6055 | 2B1 | 2C1
2007 | 11252 | 6055 | 2B2 | 2C2
2007 | 12686 | 6073 | 2 | BCCF
2007 | 12686 | 6073 | 4A | CT
2007 | 12792 | 2629 | 3 | 3
2007 | 12796 | 3942 | 1 | 1
2007 | 13069 | 358 | MV3B | CT3
2007 | 13100 | 7946 | HRSG1 | COOL1
2007 | 13192 | 2490 | 20 | 2
2007 | 13337 | 2226 | 1 | 1
2007 | 13337 | 2277 | 1 | 1
2007 | 13492 | 54627 | B | CT2
2007 | 13579 | 2554 | 3 | 2
2007 | 13584 | 330 | 2 | 2
2007 | 13756 | 995 | 8 | 78
2007 | 13756 | 996 | 4 | 45611
2007 | 13756 | 997 | 5 | 23
2007 | 13756 | 6085 | 15 | 15
2007 | 15466 | 470 | 2 | 2
2007 | 15466 | 525 | H2 | H2
2007 | 15466 | 6112 | 3 | 1
2007 | 15470 | 1004 | 6-1 | 6
2007 | 15470 | 1010 | 3 | 3
2007 | 15473 | 2450 | 1 | 1
2007 | 6526 | 2835 | 8 | 2
2007 | 6526 | 2837 | 1 | 1
2007 | 6526 | 2864 | 5 | 3
2007 | 6526 | 2866 | 6 | 6
2007 | 6526 | 6094 | 2 | 2
2007 | 6526 | 6094 | 3 | 3
2007 | 6541 | 10554 | THB-40 | TTW-60
2007 | 6589 | 10362 | BLR2 | 1
2007 | 7698 | 55153 | HRSG3 | CT2
2007 | 7801 | 641 | 3 | 1
2007 | 8856 | 55714 | HRSG1 | SN0415
2007 | 9231 | 2132 | 2 | 1
2007 | 9231 | 2132 | 3 | 2
2007 | 9267 | 1043 | 2SG1 | 2CW
2007 | 9273 | 990 | 50 | 50
2007 | 9273 | 990 | 9 | 3
2007 | 9273 | 991 | 3 | 3
2007 | 9273 | 994 | 2 | 2
2007 | 9279 | 55823 | BLR2 | CS001
2007 | 9324 | 988 | U3 | U3
2007 | 9417 | 1047 | 3 | 3
2007 | 9417 | 1047 | 4 | 4
2007 | 9417 | 1104 | 1 | 1
2007 | 9417 | 1888 | 1 | 1
2007 | 9417 | 6254 | 1 | 1
2007 | 9617 | 207 | 2 | 2
2007 | 9617 | 56799 | HRSG2 | 2
2007 | 9628 | 10377 | 1B | UNIT1
2007 | 9628 | 10377 | 2C | UNIT2
2007 | 772 | 10860 | CFB3 | CT1
2007 | 796 | 160 | 1 | 1
2007 | 803 | 118 | 2 | 2
2007 | 803 | 2442 | 2 | 1
2007 | 803 | 2442 | 5 | 5
2007 | 49863 | 56221 | 031 | P108
2007 | 49933 | 55410 | HRSG1 | CT
2007 | 49965 | 1588 | 7 | 7
2007 | 50033 | 50491 | 5BLR | 7CIRC
2007 | 50096 | 55318 | 3 | CWS
2007 | 54703 | 56349 | HRSG3 | CD7-12
2007 | 54708 | 10378 | 1A | UNIT1
2007 | 54817 | 55298 | HRSG2B | BLK2CS
2007 | 4062 | 2840 | 6 | 6
2007 | 4062 | 2843 | 9 | 5
2007 | 4161 | 602 | 1 | 1
2007 | 4161 | 602 | 2 | 2
2007 | 4161 | 1554 | 3 | 3
2007 | 4254 | 1695 | 1 | 3
2007 | 4254 | 1695 | 2 | 3
2007 | 4254 | 1695 | 3 | 2
2007 | 4405 | 55358 | FB2 | 120CLG
2007 | 4425 | 50658 | 2 | CT1
2007 | 4716 | 4140 | B3 | G3
2007 | 4716 | 4143 | 1 | 1
2007 | 4922 | 2848 | H-3 | GMR
2007 | 4922 | 2848 | H-6 | CT
2007 | 5109 | 1733 | 1 | 1
2007 | 5109 | 1743 | 7 | 1
2007 | 5109 | 1745 | 19 | 7
2007 | 11479 | 3992 | 1 | 1
2007 | 12199 | 2790 | B2 | C12
2007 | 12341 | 1081 | 7 | 2
2007 | 12341 | 1091 | 1 | 1
2007 | 12363 | 55481 | 5 | 2
2007 | 12384 | 3122 | 3 | C
2007 | 12490 | 562 | 2 | 2
2007 | 12492 | 10745 | 09HR82 | SDM46
2007 | 12628 | 1571 | 1 | 1
2007 | 12628 | 1571 | 2 | 2
2007 | 12631 | 228 | 9 | 6
2007 | 12631 | 271 | 6 | 6
2007 | 12631 | 271 | 7 | 7
2007 | 12647 | 10075 | 2 | CS1
2007 | 12653 | 1573 | 2 | 2
2007 | 12685 | 2050 | 2 | 2
2007 | 12685 | 2053 | 1B | CT
2007 | 16572 | 8068 | 5A | 5
2007 | 16604 | 3613 | 1 | 1
2007 | 16604 | 6181 | 1 | 1
2007 | 16624 | 6183 | SM-1 | SM-1
2007 | 16909 | 10725 | HRSG2 | CS2
2007 | 17139 | 50304 | H8610 | CPS
2007 | 17235 | 3131 | 3 | 1
2007 | 17254 | 54547 | HRSG 4 | CW6
2007 | 17465 | 10017 | RF04 | CT01
2007 | 17539 | 3280 | CAN2 | CANHS
2007 | 17539 | 3295 | URQ1 | URQ1
2007 | 17543 | 3317 | 1 | 2
2007 | 17543 | 3319 | 3 | 3
2007 | 17632 | 976 | 123 | 1-4
2007 | 20847 | 6170 | 1 | 801
2007 | 20856 | 4050 | 3 | 3
2007 | 20856 | 8023 | 1 | 1
2007 | 20860 | 4072 | 3 | 4
2007 | 20860 | 4072 | 4 | 5
2007 | 20860 | 4072 | 5 | 6
2007 | 20860 | 4072 | 6 | 3
2007 | 20860 | 4072 | 6 | 7
2007 | 20860 | 4072 | 8 | 4
2007 | 21554 | 136 | 1 | 1
2007 | 22001 | 3152 | 1A | 3
2007 | 22001 | 3152 | 1B | 4
2007 | 22001 | 3152 | 2A | 4
2007 | 22053 | 1353 | BSU2 | U2CT
2007 | 22146 | 2526 | 12 | 7
2007 | 22148 | 315 | AL2_BR | 2
2007 | 22148 | 315 | AL4_BR | 4
2007 | 22484 | 356 | 5 | 5
2007 | 22484 | 356 | 6 | 6
2007 | 814 | 167 | 3 | 3
2007 | 814 | 6009 | 1 | 1
2007 | 1307 | 2817 | 2 | 2
2007 | 1735 | 54304 | 1A | 1F
2007 | 2171 | 55357 | HRSG2 | CT1
2007 | 2172 | 3628 | 3 | 3
2007 | 2338 | 56104 | HRSG2 | CT101
2007 | 18642 | 50 | 2 | 1
2007 | 18642 | 1379 | 10 | 1
2007 | 18642 | 1379 | 4 | 1
2007 | 18642 | 3403 | 2 | 1
2007 | 18642 | 3406 | 8 | 1
2007 | 18642 | 3406 | 9 | 1
2007 | 18642 | 3407 | 6 | 1
2007 | 18870 | 55462 | PC2 | 2
2007 | 19099 | 3845 | 30 | 70
2007 | 19323 | 3489 | 2 | 1
2007 | 19323 | 3492 | 2 | 1
2007 | 19323 | 3492 | 3 | 1
2007 | 19323 | 3507 | 9 | 1
2007 | 19323 | 6147 | 2 | 1
2007 | 19323 | 6147 | 3 | 1
2007 | 19436 | 2103 | 1 | 1
2007 | 19436 | 2104 | 2 | 2
2007 | 19526 | 50733 | 4BH1 | SWPS2
2007 | 19526 | 50733 | TBB6 | SWPS2
2007 | 13960 | 302 | 2 | 2
2007 | 14006 | 2872 | 4 | 4
2007 | 14006 | 3947 | 1 | 1
2007 | 14006 | 3948 | 1 | 1
2007 | 14127 | 2291 | 1 | 1
2007 | 14610 | 564 | 2 | 2
2007 | 15147 | 2398 | 2101 | 2
2007 | 15147 | 2408 | 2 | ME
2007 | 15147 | 2411 | 4 | SE
2007 | 15274 | 603 | 16 | 16
2007 | 15298 | 6076 | 3 | 3
2007 | 15330 | 55856 | 1 | 1
2007 | 15452 | 568 | BHB3 | BHC3
2007 | 55877 | 10485 | 2 | 2
2007 | 55879 | 50815 | HRB2 | CT-1
2007 | 55905 | 55172 | HRSG1 | COOL1
2007 | 55919 | 10360 | B24 | NCCW
2007 | 55936 | 1393 | 4 | 4
2007 | 55937 | 3457 | 1 | 1
2007 | 56147 | 10245 | 12 | 12
2007 | 56155 | 1831 | 1 | 1-6
2007 | 15474 | 2963 | 3301B | 3301
2007 | 15474 | 2964 | 8002 | 8002
2007 | 15474 | 4940 | 1501 | 1501
2007 | 15500 | 55482 | HRSG1 | ACC
2007 | 15534 | 3149 | 2 | 2
2007 | 15537 | 3140 | 1 | 1
2007 | 15873 | 3136 | 2 | 2
2007 | 16183 | 2642 | 2 | 001
2007 | 17650 | 7710 | 1A | U1C
2007 | 17650 | 7710 | 3A | U3C
2007 | 17650 | 7710 | 3B | U3C
2007 | 17650 | 7826 | 4B | U4C
2007 | 17698 | 6138 | 1 | CW
2007 | 17698 | 6139 | 1 | CW
2007 | 17718 | 3485 | 112B | 115C
2007 | 17718 | 6193 | 062B | 062C
2007 | 17718 | 6194 | 171B | 171C
2007 | 17828 | 963 | 33 | 33
2007 | 17833 | 2161 | 4 | 1
2007 | 17833 | 6195 | 1 | 1
2007 | 18041 | 981 | 3 | 3
2007 | 18041 | 981 | 4 | 4
2007 | 18315 | 1336 | GC3 | GC3
2007 | 18315 | 1336 | S-2 | S-2A
2007 | 18335 | 56000 | HRSG1 | CS
2007 | 18335 | 56000 | HRSG2 | CS
2007 | 18454 | 645 | BB01 | OTC1
2007 | 18454 | 645 | BB04 | OTC4
2007 | 18518 | 55132 | HRSG1 | CLTWR
2007 | 18592 | 55341 | 1B | CT1
2007 | 18611 | 55518 | 3 | Circ
2007 | 19547 | 765 | 5 | 1-6
2007 | 19547 | 766 | 5 | 5
2007 | 19547 | 766 | 7 | 7
2007 | 19804 | 693 | 3 | 3
2007 | 19876 | 3803 | 4 | 4
2007 | 21 | 10671 | 1A | 1
2007 | 21 | 10671 | 2A | 1
2007 | 42 | 10675 | A | 1HRC
2007 | 177 | 10673 | BLRA | CT
2007 | 189 | 56 | 1 | 1
2007 | 195 | 3 | 4 | 4-5
2007 | 195 | 26 | 5 | 5
2007 | 298 | 6558 | 4 | 3
2007 | 343 | 55502 | 2B | 0200
2007 | 520 | 864 | 02 | 01
2007 | 733 | 3776 | 6 | 6
2007 | 2877 | 55123 | HRSG1 | CT
2007 | 2879 | 55411 | HRSG2 | CT
2007 | 3046 | 2708 | 6 | 6
2007 | 3046 | 2712 | 4A | 4
2007 | 3542 | 2832 | 7 | 7-8
2007 | 3542 | 2832 | 8 | 7-8
2007 | 3901 | 10071 | 1C | UNIT1
2007 | 5262 | 54104 | PB2 | GEN2OT
2007 | 5262 | 54104 | PB3 | GEN1OF
2007 | 5269 | 876 | 2 | 2
2007 | 19876 | 3954 | 3 | 3
2007 | 19876 | 7213 | 2 | 2
2007 | 20169 | 7931 | SG02 | CW02
2007 | 20447 | 6772 | 1 | 1
2007 | 20492 | 50184 | COMB | COLTWR
2007 | 22500 | 6068 | 1 | 1
2007 | 22979 | 55375 | HRSG1 | ACC1
2007 | 22979 | 55375 | HRSG2 | ACC1
2007 | 23142 | 55389 | HRSG1 | CT
2007 | 23279 | 1570 | 9 | 3
2007 | 23279 | 3178 | 1 | 1
2007 | 23279 | 3179 | 3 | 2
2007 | 23279 | 3181 | 33 | 3
2007 | 30151 | 527 | 1 | N1-3
2007 | 31719 | 1507 | 3 | 3
2007 | 40577 | 7286 | 4 | 1
2007 | 49791 | 55176 | HRSG 1 | GEA CT
2007 | 54888 | 3471 | WEB3 | C1
2007 | 54899 | 599 | 1 | 2
2007 | 54907 | 3443 | 7 | 4/5CT
2007 | 5374 | 54676 | H82 | CTOW
2007 | 5416 | 2720 | 8 | 5
2007 | 5416 | 2720 | 9 | 6
2007 | 5416 | 2721 | 6 | 6
2007 | 5517 | 891 | 3 | 1
2007 | 5517 | 891 | 6 | 1
2007 | 5517 | 897 | 1 | 1
2007 | 5517 | 898 | 1 | 1
2007 | 5517 | 898 | 3 | 1
2007 | 5580 | 1385 | 4 | 1
2007 | 5701 | 2444 | 8 | 8
2007 | 6958 | 4266 | 5 | 5
2007 | 7140 | 703 | 1BLR | 1CT
2007 | 7140 | 703 | 3BLR | 3CT
2007 | 7140 | 6257 | 4 | 4
2007 | 7172 | 54101 | PB2 | SC2
2007 | 10000 | 6065 | 2 | 2
2007 | 10285 | 55270 | HRSG3 | COOLTW
2007 | 55739 | 10384 | 1B | UNIT1
2007 | 55756 | 55382 | 2H1100 | 2CW
2007 | 55867 | 10208 | 10 | TC
2007 | 14165 | 3096 | HRSG2A | CW
2007 | 14184 | 54466 | HRSG 1 | TOW1
2007 | 14310 | 50397 | 4PB034 | 1
2007 | 14328 | 56532 | A | ACC1
2007 | 14354 | 3644 | 1 | 1
2007 | 14354 | 3644 | 2 | 2
2007 | 14354 | 4162 | 2 | 2
2007 | 14354 | 6101 | BW91 | AC91
2007 | 14354 | 8066 | BW72 | CW72
2007 | 14354 | 56237 | HRSG02 | CS01
2007 | 5748 | 887 | 3 | 1-4
2007 | 6035 | 3453 | 3A | 1
2007 | 6035 | 3453 | 8 | 1
2007 | 6035 | 3491 | 1B | 1
2007 | 6090 | 50625 | 22 | PP2
2007 | 6090 | 50625 | 41 | PP4
2007 | 6452 | 609 | PCC1 | 1CWS
2007 | 6452 | 6042 | PMT2 | CP
2007 | 6452 | 6246 | HRSG12 | CT
2007 | 6455 | 638 | 3 | 1
2007 | 6455 | 8048 | 2 | 1
2007 | 10285 | 55270 | HRSG6 | COOLTW
2007 | 11208 | 400 | HRSG1 | 8
2007 | 11241 | 1404 | 10 | 3
2007 | 11249 | 1363 | 5 | 5
2007 | 11249 | 6071 | 1 | 1
2007 | 11269 | 3601 | 1 | CP1
2007 | 12796 | 3942 | 2 | 2
2007 | 12796 | 3943 | 2 | 2
2007 | 13143 | 1167 | 8 | 8
2007 | 13168 | 2549 | 64 | 64
2007 | 13407 | 2324 | 2 | 2
2007 | 13492 | 54627 | B | CT1
2007 | 13492 | 54627 | C | CT1
2007 | 13538 | 55661 | HRSG2 | TOW
2007 | 13579 | 2554 | 2 | 1
2007 | 13756 | 997 | 4 | 23
2007 | 13756 | 6085 | 17 | 17
2007 | 15466 | 469 | 3 | 3
2007 | 15466 | 525 | H1 | H1
2007 | 15470 | 1004 | 7-1 | 7
2007 | 15470 | 1008 | 2 | 2
2007 | 15470 | 1008 | 4 | 4
2007 | 15470 | 6113 | 1 | 1
2007 | 15470 | 6113 | 5 | 5
2007 | 15473 | 2450 | 2 | 2
2007 | 15473 | 2450 | 3 | 3
2007 | 15473 | 2451 | 1 | 1
2007 | 15473 | 2451 | 3 | 3
2007 | 15473 | 55343 | 1 | 1
2007 | 6497 | 55498 | DB1 | CS1
2007 | 6497 | 55498 | DB2 | CS1
2007 | 6526 | 2837 | 2 | 1
2007 | 6526 | 2864 | 6 | 3
2007 | 6526 | 2864 | 7 | 4
2007 | 6526 | 2878 | 2 | BSCS
2007 | 6541 | 10554 | THB-10 | TTW-60
2007 | 6541 | 10554 | THB-30 | TTW-70
2007 | 6693 | 55801 | HRSG1 | TWR1
2007 | 7698 | 55153 | HRSG2 | CT1
2007 | 7698 | 55153 | HRSG4 | CT2
2007 | 7801 | 641 | 6 | 6
2007 | 7801 | 643 | 4 | 2
2007 | 9267 | 6213 | 1SG1 | 1CW
2007 | 9273 | 991 | 6 | 6
2007 | 9273 | 994 | 1 | 1
2007 | 9273 | 994 | 4 | 4
2007 | 9312 | 54091 | RB1 | MILLCT
2007 | 9324 | 988 | U4 | U4
2007 | 9332 | 594 | 3 | 3
2007 | 9417 | 1073 | 2 | 1
2007 | 9417 | 1073 | 3 | 1
2007 | 9417 | 1077 | 2 | 1
2007 | 9417 | 8031 | 2 | 1
2007 | 9424 | 52151 | PB1 | 1CT
2007 | 9424 | 52151 | PB1 | 1CW
2007 | 9617 | 667 | 2 | 2
2007 | 9996 | 1295 | 2 | 1
2007 | 10000 | 1241 | 2 | 2
2007 | 772 | 10864 | 1 | NCT
2007 | 772 | 10864 | 4 | NCT
2007 | 772 | 10865 | CFB3 | CGCT
2007 | 772 | 10865 | CFB7 | CGCT
2007 | 803 | 116 | 2 | 2
2007 | 803 | 117 | CC5B | CC5
2007 | 49979 | 4939 | 3 | 2
2007 | 50018 | 1619 | 2 | 2
2007 | 50018 | 1626 | 3 | 3
2007 | 50157 | 55177 | HRSG B | CW
2007 | 54727 | 55086 | HRSG1A | MCT
2007 | 54784 | 10495 | 7 | COOLTW
2007 | 54787 | 52193 | BLR1 | CWS
2007 | 54787 | 52193 | BLR4 | CWS
2007 | 54787 | 52193 | HRSG 2 | CWS
2007 | 54796 | 55380 | 3 A | CT-3
2007 | 54881 | 50130 | BLR2 | COOL
2007 | 54888 | 3466 | PHR1 | C1
2007 | 54888 | 3468 | SRB1 | C1
2007 | 4062 | 2840 | 2 | 2
2007 | 4062 | 55503 | HRSG1 | CW1
2007 | 4161 | 1554 | 2 | 2
2007 | 4254 | 1695 | 5 | 5
2007 | 4254 | 1702 | 3 | 3
2007 | 4254 | 1710 | 3 | 3
2007 | 4254 | 55087 | 2A | CIRC
2007 | 4425 | 50658 | 4 | CT1
2007 | 4716 | 4271 | B1 | G1
2007 | 4922 | 2848 | H-1 | CT
2007 | 4922 | 2850 | 1 | 1
2007 | 4922 | 2850 | 4 | 4
2007 | 4994 | 55464 | HRSG3 | CT
2007 | 5030 | 55333 | HRSG1 | CT
2007 | 5109 | 1726 | 15 | 1
2007 | 5109 | 1726 | 18 | 1
2007 | 5109 | 1732 | 12 | 1
2007 | 5109 | 1732 | 9 | 1
2007 | 5109 | 1743 | 1 | 1
2007 | 5109 | 1743 | 5 | 1
2007 | 5109 | 1745 | 9A | 9
2007 | 11275 | 55667 | HRSG 1 | CS1
2007 | 11479 | 3992 | 2 | 1
2007 | 11479 | 3992 | 7 | 2
2007 | 11479 | 3992 | 8 | 2
2007 | 11806 | 6081 | CA1 | D Cond
2007 | 12341 | 1082 | 2 | 2
2007 | 12341 | 6664 | 101 | 101
2007 | 12341 | 7343 | 4 | 4
2007 | 12384 | 886 | 19 | 19
2007 | 12384 | 6025 | 1 | 1
2007 | 12490 | 562 | 4 | 4
2007 | 12492 | 10745 | 14HR82 | SDM46
2007 | 12628 | 1571 | 3 | 3
2007 | 12628 | 1571 | 4 | 4
2007 | 12631 | 228 | 10 | 7
2007 | 12653 | 1572 | 2 | 2
2007 | 12667 | 56164 | HRSG1 | CW01
2007 | 12685 | 2053 | 4 | CP
2007 | 12686 | 6073 | 1 | BCCF
2007 | 16233 | 55749 | PC1 | CCW1
2007 | 16572 | 147 | K-2 | K-2
2007 | 16572 | 4941 | 1 | 1A-1B
2007 | 16572 | 6177 | U2B | U2CW
2007 | 16572 | 8068 | 5B | 5
2007 | 16572 | 8068 | 6A | 6
2007 | 16572 | 55129 | HRSG1 | HRC
2007 | 16604 | 3612 | 1 | 1
2007 | 16604 | 6181 | 2 | 2
2007 | 17166 | 2336 | 3 | 1
2007 | 17235 | 3115 | 1 | 1
2007 | 17235 | 3115 | 2 | 1
2007 | 17235 | 3131 | 1 | 1
2007 | 17254 | 54547 | HRSG 1 | CW5
2007 | 17609 | 2341 | 2 | 1
2007 | 20856 | 4050 | 4 | 4
2007 | 20856 | 4050 | 5 | 5
2007 | 20856 | 4057 | 1 | 2
2007 | 20856 | 4057 | 2 | 1
2007 | 20856 | 8023 | 2 | 1
2007 | 20860 | 4072 | 3 | 8
2007 | 20860 | 4072 | 4 | 7
2007 | 20860 | 4072 | 5 | 5
2007 | 20860 | 4072 | 5 | 8
2007 | 20860 | 4078 | 2 | 2
2007 | 21461 | 1599 | 1 | 1
2007 | 21579 | 55297 | HRSG1 | 1
2007 | 21668 | 55320 | HRSG2 | PAB
2007 | 22001 | 3152 | 2A | 1
2007 | 22148 | 315 | 3 | 3
2007 | 22148 | 315 | 5 | 5
2007 | 22148 | 315 | AL6_BR | 6
2007 | 22500 | 1248 | 4 | 4
2007 | 807 | 55221 | HRSG4 | COOLTW
2007 | 814 | 170 | 2 | 2
2007 | 924 | 55340 | HRSG1 | 2
2007 | 1684 | 56049 | HRSG1 | CT
2007 | 2172 | 3628 | 2 | 2
2007 | 2172 | 55230 | HRSG2 | CTW1
2007 | 18642 | 50 | 6 | 1
2007 | 18642 | 50 | 8 | 1
2007 | 18642 | 1378 | 3 | 1
2007 | 18642 | 1379 | 2 | 1
2007 | 18642 | 3393 | 1 | 1
2007 | 18642 | 3393 | 2 | 1
2007 | 18642 | 3396 | 1 | 1
2007 | 18642 | 3405 | 3 | 1
2007 | 18642 | 3406 | 1 | 1
2007 | 18642 | 3406 | 3 | 1
2007 | 18642 | 3419 | A | A
2007 | 18642 | 3419 | C | A
2007 | 19099 | 3845 | BW21 | CW21
2007 | 19323 | 3489 | 3 | 1
2007 | 19323 | 6180 | 1 | 1
2007 | 19323 | 6180 | 2 | 1
2007 | 19323 | 6648 | 4 | 4
2007 | 19323 | 52071 | SANDW1 | CS
2007 | 19436 | 2103 | 4 | 4
2007 | 19436 | 2107 | 2 | 2
2007 | 19436 | 6155 | 1 | 1
2007 | 19526 | 50733 | TBB1 | SWPS2
2007 | 19526 | 50733 | TBB2 | SWPS2
2007 | 13914 | 55089 | 20F301 | 53E002
2007 | 13960 | 302 | 4 | 4
2007 | 14063 | 2952 | 5 | 5CT
2007 | 14063 | 2953 | 1 | 1CT
2007 | 14063 | 2953 | 4 | 4CT
2007 | 14063 | 6095 | 1 | CP
2007 | 14063 | 6095 | 2 | CP
2007 | 14412 | 55306 | 2 A | CT-2
2007 | 14932 | 10566 | BOIL1 | CT
2007 | 14932 | 50888 | BLR1 | CT1
2007 | 15143 | 6761 | 101 | 101
2007 | 15147 | 2404 | 7 | KE
2007 | 15147 | 2406 | 11 | 1
2007 | 15274 | 603 | 15 | 15
2007 | 15276 | 3148 | 3 | 3
2007 | 55877 | 10485 | 4 | 4
2007 | 55905 | 55172 | HRSG2 | COOL1
2007 | 55911 | 55011 | 1 | UNIT1
2007 | 55912 | 55010 | 1 | UNIT1
2007 | 55936 | 1393 | 3 | 3
2007 | 55936 | 1394 | 3 | 3
2007 | 55936 | 1394 | 4 | 4
2007 | 55983 | 3508 | 3 | 3
2007 | 56090 | 55124 | 259612 | CT
2007 | 56151 | 310 | 3 | 3
2007 | 56151 | 310 | 4 | 4
2007 | 56155 | 1831 | 5 | 1-6
2007 | 15474 | 8059 | 7251 | 7253
2007 | 15537 | 3140 | 3 | 3
2007 | 15836 | 331 | 4 | 4
2007 | 15988 | 55187 | HRSG1 | ACW
2007 | 16183 | 2642 | 4 | 001
2007 | 16190 | 50406 | 1HFB | 1
2007 | 17650 | 7826 | 4A | U4C
2007 | 17718 | 6193 | 063B | 063C
2007 | 17828 | 963 | 31 | 31
2007 | 17833 | 2161 | 3 | 1
2007 | 18315 | 108 | SGU1 | CW1A
2007 | 18320 | 55182 | HRSG2 | HRC
2007 | 18445 | 688 | 2 | 2
2007 | 18518 | 55132 | HRSG2 | CLTWR
2007 | 18518 | 55132 | HRSG3 | CLTWR
2007 | 18592 | 55341 | 1A | CT1
2007 | 18611 | 55062 | HRSG2 | CLTWR
2007 | 18611 | 55062 | HRSG3 | CLTWR
2007 | 19547 | 764 | 17 | 9
2007 | 19547 | 765 | 4 | 1-6
2007 | 19547 | 765 | 6 | 1-6
2007 | 19547 | 766 | 4 | 4
2007 | 19804 | 693 | 2 | 2
2007 | 19804 | 693 | 4 | 4
2007 | 19876 | 3809 | 2 | 2
2007 | 142 | 10676 | 4 | 1
2007 | 195 | 3 | 1 | 1-3
2007 | 195 | 3 | 6B | U6C
2007 | 195 | 8 | 10 | 10
2007 | 195 | 26 | 4 | 3
2007 | 261 | 6705 | 2 | 1-3
2007 | 343 | 55502 | 1A | 0100
2007 | 343 | 55502 | 1B | 0100
2007 | 520 | 863 | 06 | 02
2007 | 520 | 864 | 04 | 02
2007 | 2442 | 6243 | 1 | 1
2007 | 2838 | 55327 | HRSG2 | CT
2007 | 2838 | 55327 | HRSG3 | CT
2007 | 2843 | 55217 | HRSG1 | CT
2007 | 2843 | 55217 | HRSG2 | CT
2007 | 2877 | 55123 | HRSG2 | CT
2007 | 2879 | 55411 | HRSG1 | CT
2007 | 2897 | 55225 | HRSG-3 | CW-2
2007 | 2963 | 55701 | P001 | CWS01
2007 | 3046 | 2706 | 1 | 1
2007 | 3046 | 2709 | 1 | 1
2007 | 3046 | 2709 | 3 | 3
2007 | 3046 | 2712 | 2 | 2
2007 | 3046 | 2712 | 4B | 4
2007 | 3265 | 6190 | 2 | 2
2007 | 3542 | 2830 | 6 | 6
2007 | 5262 | 54104 | RB3 | GEN3OT
2007 | 5347 | 55419 | HRU500 | P3CT
2007 | 19876 | 52007 | BLR1 | cs1
2007 | 20404 | 3524 | 3 | 3
2007 | 20447 | 3008 | 2 | 2
2007 | 20447 | 3008 | 3 | 3
2007 | 20546 | 6823 | W1 | W1
2007 | 20847 | 1769 | 6 | 003
2007 | 22500 | 1252 | 9 | 7
2007 | 22979 | 55375 | HRSG3 | ACC2
2007 | 23142 | 55389 | HRSG2 | CT
2007 | 23142 | 55389 | HRSG3 | CT
2007 | 23279 | 3178 | 2 | 2
2007 | 23279 | 3179 | 2 | 2
2007 | 23279 | 3181 | 1 | 2
2007 | 23279 | 3944 | 3 | 2
2007 | 23279 | 6004 | 2 | 2
2007 | 23693 | 335 | 3A | 1
2007 | 24211 | 126 | 1 | 1
2007 | 24211 | 8223 | 2 | 2
2007 | 26469 | 55313 | 20F101 | 53E001
2007 | 26751 | 2517 | 1 | 1
2007 | 26751 | 2517 | 4 | 4
2007 | 29116 | 55209 | HR4 | CT4
2007 | 29878 | 1613 | 8 | 6
2007 | 40230 | 7790 | 1-1 | 1-1
2007 | 49756 | 856 | 1 | 1
2007 | 49756 | 856 | 2 | 2
2007 | 49805 | 56163 | 3 | 1
2007 | 54888 | 3470 | WAP7 | C7
2007 | 54899 | 599 | 3 | 3
2007 | 54907 | 3442 | 7 | 6
2007 | 5416 | 2718 | 1 | 1
2007 | 5416 | 2718 | 4 | 4
2007 | 5416 | 2727 | 2 | 2
2007 | 5416 | 2727 | 4 | 4
2007 | 5416 | 3264 | 1 | 1
2007 | 5416 | 3264 | 2 | 2
2007 | 5416 | 3264 | 3 | SUPP
2007 | 5517 | 892 | 1 | 1
2007 | 5701 | 3456 | HRSG3 | CT5
2007 | 6693 | 55801 | HRSG2 | TWR1
2007 | 6693 | 55801 | HRSG3 | TWR1
2007 | 6727 | 55527 | CFB1 | CS1
2007 | 6727 | 55527 | CFB2 | CS1
2007 | 6765 | 55818 | HRSG-1 | CS-1
2007 | 6844 | 55480 | HRSG 1 | C Tow1
2007 | 6958 | 3576 | BW2 | C2
2007 | 7140 | 703 | 4BLR | 4CT
2007 | 7140 | 734 | 4 | 1
2007 | 7140 | 56150 | 11A | 11
2007 | 7490 | 165 | 1 | 1
2007 | 7570 | 2824 | 1 | 1
2007 | 10005 | 1242 | 4 | 4
2007 | 10023 | 2500 | 10 | 1
2007 | 10023 | 2500 | 30 | 3
2007 | 10171 | 1355 | 2 | 2
2007 | 54915 | 55178 | HRSG1 | CT
2007 | 55184 | 55173 | HRSG24 | CT 2
2007 | 55739 | 10384 | 1A | UNIT1
2007 | 55739 | 10384 | 2B | UNIT2
2007 | 55740 | 54081 | 2B | UNIT1
2007 | 55848 | 55364 | 1A | CW
2007 | 14165 | 3098 | 1 | 1
2007 | 14232 | 8222 | B1 | C1
2007 | 14294 | 56042 | HRSG2 | 2
2007 | 14294 | 56042 | HRSG3 | 3
2007 | 14298 | 55215 | HRSG3 | CTW2
2007 | 14298 | 55215 | HRSG4 | CTW2
2007 | 14328 | 56476 | HRSGA | ACC1
2007 | 14354 | 3648 | 2 | 2
2007 | 14354 | 4158 | BW42 | CW42
2007 | 14354 | 4158 | BW43 | CW43
2007 | 5748 | 887 | 5 | 5-6
2007 | 5860 | 2076 | 1 | 1
2007 | 5860 | 2076 | 1 | 2
2007 | 5860 | 7296 | HRSG21 | HRC
2007 | 6041 | 55664 | HCCP 2 | CWS
2007 | 6452 | 617 | PPE1 | 1CWS
2007 | 6452 | 619 | PRV3 | 3CWS
2007 | 6452 | 619 | PRV4 | 4CWS
2007 | 6452 | 6246 | HRSG11 | CT
2007 | 6455 | 628 | 2 | 2
2007 | 6455 | 638 | 2 | 1
2007 | 10362 | 55501 | HRSG3 | CLTWR2
2007 | 10623 | 676 | 3 | U3
2007 | 11216 | 10623 | 3 | 1
2007 | 11241 | 1402 | 1 | 1
2007 | 11241 | 1403 | 1 | 1
2007 | 11252 | 1464 | 1B1 | 1C1
2007 | 11269 | 4937 | 1 | 1
2007 | 11269 | 6179 | 2 | 2
2007 | 12686 | 6073 | 3A | CT
2007 | 12686 | 6073 | 3B | CT
2007 | 12792 | 2625 | 1 | 1
2007 | 12796 | 3943 | 1 | 1
2007 | 13069 | 358 | MV4A | CT4
2007 | 13100 | 7946 | HRSG2 | COOL1
2007 | 13168 | 2549 | 67 | 67
2007 | 13337 | 6077 | 2 | 2
2007 | 13407 | 2322 | 3 | 3
2007 | 13492 | 54627 | A | CT2
2007 | 13538 | 55661 | HRSG1 | TOW
2007 | 15466 | 6112 | 4 | 1
2007 | 15470 | 1001 | 2 | 2
2007 | 15470 | 1004 | 8-1 | 8
2007 | 15470 | 1004 | HRSG2 | CTWR
2007 | 15470 | 1010 | 5 | 5
2007 | 15472 | 2364 | 2 | 2
2007 | 15473 | 2451 | 2 | 2
2007 | 6526 | 2835 | 11 | 2
2007 | 6526 | 2837 | 5 | 1
2007 | 6526 | 2864 | 8 | 5
2007 | 6526 | 2866 | 2 | 2
2007 | 6526 | 2878 | CFB | BSCS
2007 | 6541 | 10554 | THB-10 | TTW-70
2007 | 6541 | 10554 | THB-20 | TTW-60
2007 | 6541 | 10554 | THB-50 | TTW-60
2007 | 6541 | 10554 | THB-50 | TTW-70
2007 | 7801 | 641 | 4 | 1
2007 | 7801 | 643 | 5 | 2
2007 | 8856 | 55714 | HRSG2 | SN0415
2007 | 9231 | 2132 | 1 | 1
2007 | 9267 | 6213 | 2SG1 | 2CW
2007 | 9269 | 983 | 3 | 3
2007 | 9269 | 983 | 4 | 4
2007 | 9269 | 983 | 5 | 5
2007 | 9312 | 54091 | HRSG | HRSGCT
2007 | 9312 | 54091 | PB2 | MILLCT
2007 | 9312 | 54091 | RB2 | MILLCT
2007 | 9324 | 6166 | MB2 | CT2
2007 | 9417 | 1073 | 1 | 1
2007 | 9417 | 1073 | 4 | 1
2007 | 9417 | 1888 | 3 | 3
2007 | 9617 | 667 | 1 | 1
2007 | 9628 | 10377 | 1C | UNIT1
2007 | 9628 | 10377 | 2B | UNIT2
2007 | 733 | 55350 | 1 | CLTWRS
2007 | 733 | 55350 | 2 | CLTWRS
2007 | 770 | 2098 | 2 | 3
2007 | 772 | 10864 | 2 | NCT
2007 | 803 | 2442 | 3 | 3
2007 | 49934 | 56089 | HRSG1 | CT
2007 | 49934 | 56089 | HRSG2 | CT
2007 | 50018 | 1619 | 1 | 1
2007 | 50018 | 1626 | 4 | 4
2007 | 54784 | 10495 | 6 | COOLTW
2007 | 54866 | 56453 | 031 | 101
2007 | 54881 | 50130 | BLR1 | COOL
2007 | 54888 | 3460 | CBY3 | C3
2007 | 54888 | 3466 | PHR4 | C4
2007 | 4062 | 2840 | 3 | 3
2007 | 4254 | 1695 | 2 | 1
2007 | 4254 | 1695 | 3 | 1
2007 | 4254 | 1695 | 3 | 3
2007 | 4254 | 1695 | 4 | 4
2007 | 4254 | 1702 | 1 | 1
2007 | 4425 | 50658 | 1 | CT1
2007 | 4922 | 6031 | 2 | 2
2007 | 5109 | 1726 | 17 | 1
2007 | 5109 | 1743 | 6 | 1
2007 | 5109 | 1745 | 16 | 7
2007 | 5109 | 1745 | 18 | 8
2007 | 5109 | 1745 | 19 | 8
2007 | 11282 | 55063 | HRSG3 | CCW3
2007 | 11479 | 3992 | 6 | 2
2007 | 11571 | 4125 | 6 | 1
2007 | 12199 | 2790 | B1 | C12
2007 | 12341 | 1082 | 4 | 4
2007 | 12341 | 1091 | 3 | 3
2007 | 12384 | 384 | 82 | 8
2007 | 12384 | 879 | 52 | 5
2007 | 12384 | 883 | 7 | 7
2007 | 12588 | 3788 | 2 | 2
2007 | 12631 | 228 | HRSG2 | 8
2007 | 12647 | 1893 | 2 | CS1
2007 | 12685 | 2053 | 3 | CP
2007 | 16572 | 4941 | 3 | 3A-3B
2007 | 16604 | 3611 | 2 | 2
2007 | 16604 | 3613 | 4 | 4
2007 | 16604 | 7512 | 2 | 1
2007 | 17139 | 50304 | H8620 | CPS
2007 | 17166 | 2330 | 2 | 1
2007 | 17166 | 2336 | 2 | 1
2007 | 17235 | 3131 | 2 | 1
2007 | 17539 | 3287 | MCM1 | MCM1
2007 | 17539 | 55927 | HRSG3 | CW
2007 | 17543 | 3317 | 2 | 1
2007 | 17543 | 3317 | 2 | 2
2007 | 17543 | 3319 | 1 | 1
2007 | 17543 | 6249 | 3 | 3
2007 | 17632 | 976 | 4 | 1-4
2007 | 20847 | 56068 | 18 | 013
2007 | 20847 | 56068 | 19 | 013
2007 | 20856 | 4054 | 2 | 2
2007 | 20856 | 4057 | 2 | 2
2007 | 20860 | 4072 | 3 | 3
2007 | 20860 | 4072 | 4 | 3
2007 | 20860 | 4072 | 6 | 4
2007 | 20860 | 4072 | 7 | 4
2007 | 20860 | 4072 | 8 | 5
2007 | 20860 | 4072 | 8 | 6
2007 | 20860 | 4072 | 8 | 7
2007 | 20860 | 4072 | 8 | 8
2007 | 21579 | 55297 | HRSG2 | 2
2007 | 21668 | 55320 | HRSG1 | PAB
2007 | 22001 | 3152 | 2B | 3
2007 | 22001 | 3152 | 2B | 4
2007 | 22125 | 2535 | 1 | 1
2007 | 22125 | 2535 | 2 | 2
2007 | 22148 | 315 | 1 | 1
2007 | 22148 | 315 | AL3_BR | 3
2007 | 22350 | 544 | 7 | 8
2007 | 22350 | 544 | 8 | 7
2007 | 22380 | 546 | 5 | 5
2007 | 22500 | 1248 | 1 | 123
2007 | 22500 | 1248 | 2 | 123
2007 | 22500 | 1248 | 3 | 123
2007 | 814 | 6009 | 2 | 2
2007 | 814 | 6641 | 2 | 2
2007 | 924 | 2167 | 2 | 2
2007 | 1015 | 3549 | 4 | 4
2007 | 18642 | 47 | 1 | 1
2007 | 18642 | 50 | 1 | 1
2007 | 18642 | 50 | 5 | 1
2007 | 18642 | 1379 | 7 | 1
2007 | 18642 | 1379 | 8 | 1
2007 | 18642 | 3399 | 1 | 1
2007 | 18642 | 3399 | 2 | 1
2007 | 18642 | 3405 | 2 | 1
2007 | 18642 | 3407 | 4 | 1
2007 | 18642 | 3407 | 5 | 1
2007 | 19323 | 3497 | 1 | 1
2007 | 22001 | 3152 | 1B | 2
2007 | 19526 | 50733 | TBB3 | SWPS2
2007 | 13781 | 1915 | 1 | 1
2007 | 13960 | 302 | 3 | 3
2007 | 14006 | 2872 | 2 | 2
2007 | 14015 | 2876 | 3 | 3
2007 | 14063 | 2951 | 6 | CP
2007 | 14063 | 2952 | 6 | 6CT
2007 | 14063 | 2956 | 1 | CP
2007 | 14127 | 6096 | 1 | 1
2007 | 14932 | 10043 | B01 | DAE01
2007 | 14932 | 10566 | BOIL2 | CT
2007 | 14932 | 10672 | CBC | 1
2007 | 15276 | 3148 | 1 | 1
2007 | 15298 | 6076 | 4 | 4
2007 | 15330 | 55856 | 2 | 2
2007 | 15452 | 6156 | NHB1 | NHC1
2007 | 55879 | 50815 | HRB1 | CT-1
2007 | 55919 | 10360 | B25 | NCCW
2007 | 55936 | 1392 | 11 | 3
2007 | 55936 | 1392 | 12 | 4
2007 | 55983 | 3490 | 1 | 1
2007 | 55983 | 3490 | 2 | 1
2007 | 55983 | 3502 | 1 | 1
2007 | 55983 | 3502 | 2 | 1
2007 | 55983 | 3506 | 1 | 1
2007 | 55983 | 3506 | 2 | 1
2007 | 15474 | 2963 | 3301 | 3301
2007 | 15474 | 2963 | 3301A | 3301
2007 | 15873 | 3118 | 1 | 1
2007 | 15988 | 55187 | HRSG3 | CW
2007 | 17650 | 7710 | 2A | U2C
2007 | 17650 | 7897 | 1A | U1C
2007 | 17698 | 1417 | 1 | CW
2007 | 17718 | 2446 | 051B | 051C
2007 | 17718 | 2454 | 121B | 121C
2007 | 17718 | 3482 | 151B | 151C
2007 | 17718 | 6194 | 172B | 172C
2007 | 17833 | 2161 | 5 | 1
2007 | 18315 | 1336 | 3 | GC3
2007 | 18320 | 55182 | HRSG1 | HRC
2007 | 18445 | 688 | 1 | 1
2007 | 18488 | 1682 | 8 | 8
2007 | 19547 | 765 | 3 | 1-6
2007 | 19547 | 766 | 3 | 3
2007 | 19804 | 693 | 1 | 1
2007 | 19876 | 3796 | 4 | 4
2007 | 19876 | 3797 | 6 | 6
2007 | 19876 | 3803 | 1 | 1
2007 | 19876 | 3803 | 3 | 3
2007 | 19876 | 3804 | 6A | 6
2007 | 19876 | 3809 | 1 | 1
2007 | 19876 | 3809 | 3 | 3
2007 | 21 | 10671 | 2B | 1
2007 | 195 | 3 | 2 | 1-3
2007 | 195 | 3 | 7B | U7C
2007 | 195 | 7 | 2 | 1-2
2007 | 195 | 8 | 7 | 5-7
2007 | 195 | 10 | 1 | 1-2
2007 | 195 | 26 | 1 | 2
2007 | 261 | 6705 | 1 | 1-3
2007 | 313 | 55139 | HRSG2 | CIRC1
2007 | 520 | 864 | 01 | 01
2007 | 733 | 3776 | 51 | 5
2007 | 2799 | 55393 | HSRG 2 | CLGTWR
2007 | 2799 | 55642 | HRSG 3 | CWT
2007 | 3046 | 3251 | 1 | 1
2007 | 3265 | 1400 | 2 | 2
2007 | 3265 | 1400 | 3 | 3
2007 | 3265 | 6190 | 1 | 1
2007 | 3542 | 2832 | 5-2 | 5
2007 | 3542 | 2832 | 6 | 6
2007 | 3542 | 55736 | 1HR1 | 1CCW
2007 | 3593 | 55076 | AA001 | AA021
2007 | 3807 | 10849 | BLR2 | CW1
2007 | 3901 | 10071 | 2A | UNIT2
2007 | 5262 | 54104 | PB2 | GEN3OT
2007 | 5262 | 54104 | PB3 | GEN2OT
2007 | 19876 | 3954 | 2 | 2
2007 | 20159 | 55486 | HRSG2 | CT
2007 | 20404 | 3524 | 2 | 2
2007 | 20404 | 3527 | 2 | 2
2007 | 20546 | 6639 | G1 | G1
2007 | 20592 | 55259 | 2100 | CT
2007 | 20847 | 1769 | 4 | 002
2007 | 20847 | 1769 | 5 | 003
2007 | 20847 | 4041 | 7 | 305
2007 | 20847 | 4042 | 3 | 402
2007 | 22500 | 6068 | 2 | 2
2007 | 23279 | 1570 | 11 | 4
2007 | 23279 | 3944 | 2 | 2
2007 | 23279 | 6004 | 1 | 1
2007 | 24211 | 126 | 4 | 4
2007 | 25104 | 55065 | HRSG1 | CT
2007 | 26751 | 2511 | 10 | 1
2007 | 26751 | 2513 | 40 | 4
2007 | 30002 | 50398 | 13PB | 9CT
2007 | 30002 | 50398 | 15RB | 10TGCT
2007 | 31386 | 55271 | HRSG2 | CLTWR
2007 | 40606 | 59 | 1 | 1
2007 | 49756 | 6016 | 1 | 1
2007 | 49805 | 56163 | 1 | 2
2007 | 49805 | 56163 | 3 | 2
2007 | 49805 | 56163 | 3 | 3
2007 | 54888 | 3470 | WAP1 | C1
2007 | 54888 | 3470 | WAP2 | C2
2007 | 54891 | 7030 | U2 | CT-2
2007 | 54895 | 56259 | HRSG12 | MDCT1
2007 | 54907 | 3440 | 1 | 1
2007 | 54907 | 3440 | 3 | 3
2007 | 54907 | 3443 | 6 | 4
2007 | 54907 | 3443 | 7 | 5
2007 | 5416 | 2718 | 3 | 3
2007 | 5511 | 2480 | 1 | 1
2007 | 5511 | 2480 | 4 | 4
2007 | 5517 | 891 | 4 | 1
2007 | 5517 | 891 | 7 | 1
2007 | 5517 | 898 | 2 | 1
2007 | 5580 | 6041 | 4 | 4
2007 | 5610 | 50481 | 83-22 | RW
2007 | 6844 | 55480 | HRSG 3 | C Tow1
2007 | 6909 | 663 | B2 | T2
2007 | 6958 | 4266 | 1 | 1
2007 | 7140 | 703 | 2BLR | 2CT
2007 | 7140 | 709 | 1 | 1
2007 | 7140 | 709 | 2 | 2
2007 | 7140 | 727 | 1 | 1
2007 | 7140 | 733 | 3 | 1
2007 | 7140 | 734 | 11 | 1
2007 | 7294 | 377 | 3 | 3
2007 | 7294 | 377 | 5 | 5
2007 | 10023 | 2500 | 20 | 2
2007 | 10171 | 1356 | 1 | 1
2007 | 10171 | 1356 | 2 | 2
2007 | 10171 | 1356 | 4 | 4
2007 | 10171 | 1357 | 4 | 3
2007 | 10285 | 55270 | HRSG2 | COOLTW
2007 | 54909 | 56031 | HRSG1 | RF
2007 | 55740 | 54081 | 4A | UNIT2
2007 | 55740 | 54081 | 4B | UNIT2
2007 | 55745 | 55463 | FB2 | 220CLG
2007 | 55848 | 55364 | 1B | CW
2007 | 14165 | 3098 | 4 | 4
2007 | 14165 | 8226 | 1 | 1
2007 | 14268 | 1374 | 1 | 1
2007 | 14268 | 1374 | 2 | 2
2007 | 14310 | 50397 | REC037 | 5-6
2007 | 14328 | 246 | 1 | 1
2007 | 14328 | 247 | 7 | 4
2007 | 14354 | 3648 | 1 | 1
2007 | 14354 | 4158 | BW41 | CW41
2007 | 14354 | 4162 | 1 | 1
2007 | 14354 | 8069 | 2 | 2
2007 | 5748 | 887 | 2 | 1-4
2007 | 6035 | 3159 | 1 | 1
2007 | 6035 | 3453 | 7 | 1
2007 | 6090 | 50625 | 33 | PP3
2007 | 6090 | 50625 | 34 | PP3
2007 | 6452 | 617 | PPE3 | 3CWS
2007 | 6452 | 620 | PSN3 | 3CWS
2007 | 6455 | 8048 | 1 | 1
2007 | 11208 | 400 | HRSG2 | 8
2007 | 11208 | 404 | 2 | CW12
2007 | 11208 | 6481 | 1SGA | 1HRC
2007 | 11208 | 6481 | 2SGA | 2HRC
2007 | 11241 | 1402 | 2 | 2
2007 | 11241 | 1403 | 4 | 4
2007 | 11241 | 8056 | 2 | 1
2007 | 11241 | 55620 | 1-2 | 1
2007 | 11252 | 1464 | 1B2 | 1C2
2007 | 12792 | 2629 | 4 | 4
2007 | 12796 | 3946 | 1 | 1
2007 | 13168 | 2549 | 63 | 63
2007 | 13192 | 2490 | 30 | 3
2007 | 13407 | 2324 | 4 | 4
2007 | 13478 | 1409 | 1 | 1
2007 | 13478 | 1409 | 3 | 3
2007 | 13584 | 330 | 4 | 2
2007 | 13756 | 996 | 5 | 45611
2007 | 13756 | 996 | 6 | 45611
2007 | 15466 | 6112 | 2 | 1
2007 | 15466 | 6248 | 1 | 1
2007 | 15470 | 1001 | 2 | SUPP
2007 | 15470 | 1004 | 7-2 | 7
2007 | 15470 | 1004 | HRSG1 | CTWR
2007 | 15470 | 6113 | 2 | 2
2007 | 15470 | 6113 | 3 | 3
2007 | 15472 | 2364 | 1 | 1
2007 | 6526 | 2866 | 1 | 1
2007 | 6526 | 2878 | 3 | BSCS
2007 | 6541 | 56708 | H1101 | W7101
2007 | 6616 | 658 | 7 | 7
2007 | 7801 | 643 | 1 | 1
2007 | 8329 | 55729 | HRSG2 | CT
2007 | 8329 | 55729 | HRSG3 | CT
2007 | 9273 | 990 | 10 | 4
2007 | 9273 | 991 | 4 | 4
2007 | 9279 | 55823 | BLR1 | CS001
2007 | 9417 | 1888 | 2 | 1
2007 | 9617 | 207 | 1 | 1
2007 | 9617 | 56799 | HRSG1 | 1
2007 | 9628 | 10377 | 1A | UNIT1
2007 | 9996 | 1295 | 1 | 1
2007 | 9996 | 6064 | N1 | NCS
2007 | 10000 | 1241 | 1 | 1
2007 | 10000 | 2079 | 5A | 5
2007 | 733 | 3938 | 31 | 31
2007 | 770 | 2098 | 6 | 4
2007 | 772 | 10864 | 5 | NCT
2007 | 772 | 10865 | CFB2 | CGCT
2007 | 772 | 10865 | CFB8 | CGCT
2007 | 803 | 113 | 3 | 3
2007 | 803 | 116 | 1 | 1
2007 | 49896 | 56224 | BLR100 | CTW100
2007 | 49933 | 55410 | HRSG2 | CT
2007 | 49979 | 4939 | 1 | 1
2007 | 49979 | 4939 | 4 | 2
2007 | 50111 | 1443 | 2 | 2
2007 | 54687 | 55231 | HRSG2 | CT
2007 | 54693 | 55412 | HRSG2 | CT
2007 | 54702 | 56350 | HRSG 3 | TOWER2
2007 | 54703 | 56349 | HRSG4 | CD7-12
2007 | 54708 | 10378 | 1B | UNIT1
2007 | 54708 | 10378 | 2A | UNIT2
2007 | 54708 | 10378 | 2C | UNIT2
2007 | 54779 | 3461 | DWP9 | C1
2007 | 54787 | 52193 | BLR2 | CWS
2007 | 54787 | 52193 | BLR3 | CWS
2007 | 54796 | 55380 | 2 A | CT-2
2007 | 54796 | 55380 | 4 A | CT-4
2007 | 54802 | 260 | 7-1 | 7
2007 | 54805 | 55282 | HRSG1 | CT
2007 | 54817 | 55298 | HRSG1B | BLK1CS
2007 | 54817 | 55298 | HRSG2A | BLK2CS
2007 | 54885 | 55976 | 101 | ACC
2007 | 4062 | 2840 | 2 | 1
2007 | 4062 | 2840 | 4 | 4
2007 | 4062 | 2840 | 5 | 5
2007 | 4158 | 2384 | 8 | 6
2007 | 4161 | 1552 | 2 | 2
2007 | 4226 | 2493 | 60 | 6
2007 | 4254 | 1702 | 2 | 2
2007 | 4254 | 1710 | 2 | 2
2007 | 4405 | 55358 | FB3 | 130CLG
2007 | 4405 | 55358 | FB4 | 140CLG
2007 | 4716 | 4140 | B4 | G4
2007 | 4716 | 4140 | B5 | G5
2007 | 4922 | 2848 | H-1 | GMR
2007 | 4922 | 2848 | H-4 | CT
2007 | 4922 | 2848 | H-5 | GMR
2007 | 5109 | 1733 | 2 | 2
2007 | 5109 | 1745 | 16 | 8
2007 | 5109 | 6034 | 2 | C2
2007 | 5262 | 54104 | PB1 | GEN2OT
2007 | 11479 | 3992 | 11 | 2
2007 | 12341 | 1081 | 6 | 2
2007 | 12341 | 1081 | 8 | 2
2007 | 12341 | 1082 | 1 | 1
2007 | 12363 | 55481 | 1 | 1
2007 | 12384 | 384 | 81 | 8
2007 | 12384 | 867 | 7 | 7
2007 | 12384 | 879 | 61 | 6
2007 | 12384 | 6025 | 3 | 3
2007 | 12384 | 6025 | 5 | 5
2007 | 12492 | 10745 | 11HR82 | SDM46
2007 | 12622 | 273 | 3-1 | 3
2007 | 12631 | 228 | HRSG1 | 8
2007 | 12647 | 10075 | 1 | CS1
2007 | 12653 | 1572 | 1 | 1
2007 | 12685 | 8054 | 1 | 1
2007 | 12686 | 2049 | 2 | OTCW
2007 | 16238 | 55835 | HRSG 2 | CWS
2007 | 16604 | 3612 | 2 | 2
2007 | 16604 | 3612 | 3 | 3
2007 | 16604 | 3613 | 2 | 2
2007 | 16609 | 55985 | HRSG1 | CW
2007 | 17177 | 6768 | 1 | 1
2007 | 17235 | 3115 | 3 | 1
2007 | 17235 | 3131 | 4 | 1
2007 | 17254 | 54547 | HRSG 3 | CW6
2007 | 17539 | 3280 | CAN3 | CANHS
2007 | 17539 | 3295 | URQ2 | URQ1
2007 | 17539 | 3297 | WAT1 | WAT1
2007 | 17539 | 55927 | HRSG2 | CW
2007 | 17543 | 130 | 2 | 2
2007 | 17543 | 3319 | 4 | 3
2007 | 17543 | 6249 | 4 | 4
2007 | 17632 | 976 | 1 | 1-4
2007 | 17633 | 6137 | 1 | 1
2007 | 20856 | 4054 | 1 | 1
2007 | 20856 | 4054 | 1 | 2
2007 | 20860 | 4072 | 3 | 7
2007 | 20860 | 4072 | 6 | 6
2007 | 20860 | 4072 | 7 | 6
2007 | 20860 | 4072 | 7 | 7
2007 | 20860 | 4072 | 7 | 8
2007 | 20860 | 4078 | 1 | 1
2007 | 20860 | 4078 | 4 | 4
2007 | 22001 | 3152 | 1A | 1
2007 | 22001 | 3152 | 3 | 2
2007 | 22001 | 3152 | 4 | 3
2007 | 22146 | 2526 | 13 | 8
2007 | 22380 | 546 | 6 | 6
2007 | 22484 | 356 | 7 | 7
2007 | 807 | 55221 | HRSG5 | COOLTW
2007 | 814 | 167 | 2 | 2
2007 | 814 | 170 | 4 | 4
2007 | 814 | 6641 | 1 | 1
2007 | 1307 | 2817 | 1 | 1
2007 | 18642 | 1378 | 1 | 1
2007 | 18642 | 1379 | 1 | 1
2007 | 18642 | 1379 | 6 | 1
2007 | 18642 | 3403 | 4 | 1
2007 | 18642 | 3405 | 1 | 1
2007 | 18642 | 3407 | 2 | 1
2007 | 18642 | 3419 | B | A
2007 | 18715 | 6136 | 1 | 1
2007 | 19099 | 3845 | BW22 | CW22
2007 | 19323 | 3452 | 1 | 1
2007 | 19323 | 3452 | 2 | 2
2007 | 19323 | 3504 | 1 | 1
2007 | 19323 | 6146 | 2 | 1
2007 | 19436 | 2103 | 3 | 3
2007 | 19436 | 2104 | 3 | 3
2007 | 13781 | 1904 | 4 | 1
2007 | 13781 | 1912 | 5 | 5
2007 | 13781 | 1912 | 9 | 9
2007 | 13781 | 1927 | 7 | 200
2007 | 13923 | 2594 | 6 | 6
2007 | 14006 | 8102 | 2 | 2
2007 | 14015 | 2876 | 1 | 1
2007 | 14063 | 2951 | 7 | CP
2007 | 14127 | 6096 | 2 | 2
2007 | 15147 | 2398 | 2201 | 2
2007 | 15147 | 2403 | 1 | HU
2007 | 15147 | 2403 | 2 | HU
2007 | 15147 | 2406 | 12 | 1
2007 | 15262 | 50637 | 5REC | 4TG
2007 | 15276 | 3148 | 4 | 4
2007 | 15330 | 55856 | PC2 | 2
2007 | 15452 | 568 | BHB2 | BHC2
2007 | 15466 | 469 | 2 | 2
2007 | 55983 | 3494 | 5 | 5
2007 | 55983 | 3508 | 2 | 2
2007 | 56090 | 55124 | 259611 | CT
2007 | 56147 | 10245 | 10 | 10
2007 | 56147 | 10245 | 11 | 11
2007 | 56151 | 310 | 1 | 1
2007 | 15474 | 2963 | 3302 | 3302
2007 | 15474 | 2965 | 1402 | 1402
2007 | 15474 | 2965 | 1403 | 1403
2007 | 15474 | 2965 | 1404 | 1404
2007 | 15534 | 3149 | 1 | 1
2007 | 15534 | 3149 | AUX | 1
2007 | 15537 | 3140 | 2 | 2
2007 | 15830 | 345 | 2 | 1
2007 | 15844 | 329 | 31 | 3&4
2007 | 15988 | 55187 | HRSG2 | ACW
2007 | 17633 | 6137 | 2 | 2
2007 | 17650 | 7710 | 2B | U2C
2007 | 17650 | 55821 | 26 | 1
2007 | 17650 | 55965 | 7B | U7C
2007 | 17698 | 7902 | 1 | CW
2007 | 17828 | 963 | 41 | 41
2007 | 17833 | 2161 | 2 | 1
2007 | 18454 | 645 | BB03 | OTC3
2007 | 18611 | 55137 | 101 | Circ
2007 | 18611 | 55518 | 2 | Circ
2007 | 19547 | 764 | 16 | 8
2007 | 19547 | 766 | 6 | 6
2007 | 19876 | 3804 | 3 | 3
2007 | 19876 | 3804 | 5 | 5
2007 | 25 | 2527 | 4 | 3
2007 | 42 | 10675 | B | 1HRC
2007 | 189 | 56 | 2 | A
2007 | 195 | 3 | 3 | 1-3
2007 | 195 | 26 | 1 | 1
2007 | 261 | 6705 | 4 | 4
2007 | 520 | 863 | 05 | 02
2007 | 520 | 864 | 05 | 03
2007 | 2507 | 6013 | 01 | 01
2007 | 2838 | 55327 | HRSG1 | CT
2007 | 2963 | 55701 | P002 | CWS01
2007 | 3006 | 2828 | 1 | 1
2007 | 3046 | 2716 | 3 | 3
2007 | 3265 | 1400 | 1 | 1
2007 | 3542 | 2830 | 2 | 2
2007 | 3542 | 2830 | 5 | 5
2007 | 3542 | 55736 | 2HR1 | 2CCW
2007 | 3542 | 55736 | 2HR2 | 2CCW
2007 | 3549 | 55694 | HSG1 | CLGTWR
2007 | 3989 | 492 | 5 | 5
2007 | 3989 | 492 | 7 | 7
2007 | 19876 | 50966 | 2 | 1
2007 | 20847 | 1769 | 1 | 002
2007 | 20847 | 1769 | 9 | 004
2007 | 20847 | 4040 | BO11 | CD10
2007 | 20847 | 4042 | 2 | 401
2007 | 22500 | 1250 | 5 | L5
2007 | 22500 | 6068 | 3 | 3
2007 | 22650 | 55112 | HRSG1 | ACC
2007 | 22650 | 55112 | HRSG2 | ACC
2007 | 22652 | 52088 | HRSG 2 | CT
2007 | 23279 | 3178 | 1 | 1
2007 | 23279 | 3179 | 2 | 1
2007 | 23693 | 335 | 4A | 1
2007 | 24211 | 8223 | 3 | 3
2007 | 26751 | 2514 | 40 | 4
2007 | 26751 | 2516 | 4 | 4
2007 | 26751 | 2517 | 3 | 3
2007 | 29116 | 55209 | HR5 | CT4
2007 | 30151 | 6021 | C2 | C2
2007 | 31719 | 1507 | 1 | 1
2007 | 38009 | 1642 | 3 | 3
2007 | 54907 | 3443 | 6 | 4/5CT
2007 | 5416 | 2718 | 5 | 5
2007 | 5416 | 2721 | 2 | 2
2007 | 5416 | 2721 | 4 | 4
2007 | 5416 | 2723 | 2 | 2
2007 | 5416 | 2732 | 9 | 6
2007 | 5416 | 3264 | 2 | SUPP
2007 | 5416 | 3264 | 3 | 3
2007 | 5511 | 2480 | 2 | 2
2007 | 5511 | 2480 | 3 | 3
2007 | 5511 | 8006 | 2 | 2
2007 | 5517 | 889 | 1 | 1
2007 | 5517 | 891 | 5 | 1
2007 | 5517 | 897 | 2 | 1
2007 | 5517 | 898 | 5 | 1
2007 | 5517 | 55131 | B1 | C1
2007 | 5580 | 54 | 1 | 1
2007 | 5580 | 1384 | 1 | 1
2007 | 5580 | 1385 | 1 | 1
2007 | 5580 | 6041 | 1 | 1
2007 | 5580 | 6041 | 3 | 3
2007 | 6844 | 55480 | HRSG 4 | C Tow2
2007 | 6909 | 663 | B1 | T1
2007 | 7140 | 708 | 4 | 4
2007 | 7140 | 709 | 4 | 4
2007 | 7140 | 728 | Y6BR | Y6CS
2007 | 7140 | 734 | 6 | 1
2007 | 7140 | 6257 | 3 | 3
2007 | 7294 | 377 | 4 | 4
2007 | 7570 | 6030 | 1 | 9
2007 | 7597 | 55146 | 3 | UNIT3
2007 | 10005 | 1240 | 1 | 1
2007 | 10118 | 55289 | CFB2 | CS1
2007 | 10171 | 1356 | 3 | 3
2007 | 10285 | 55270 | HRSG1 | COOLTW
2007 | 55729 | 6018 | 2 | 2
2007 | 55739 | 10384 | 2A | UNIT2
2007 | 55756 | 55382 | 1H1100 | 1CW
2007 | 55768 | 2378 | 1 | 1
2007 | 55843 | 259 | 1 | 1
2007 | 55867 | 10208 | 7 | TC
2007 | 55867 | 10208 | 8 | TC
2007 | 55867 | 10208 | 9 | TC
2007 | 14165 | 2861 | 1 | 1
2007 | 14165 | 2861 | 2 | 2
2007 | 14165 | 3138 | 3 | 3
2007 | 14232 | 1943 | 1 | 1
2007 | 14286 | 55467 | 3 | UNIT3
2007 | 14310 | 50397 | 4PB034 | 2
2007 | 14354 | 4158 | BW44 | CW44
2007 | 14354 | 6165 | 1 | 1
2007 | 5748 | 887 | 4 | 1-4
2007 | 6035 | 1589 | 1 | 1
2007 | 6035 | 3169 | 1 | 1
2007 | 6035 | 3491 | 1A | 1
2007 | 6035 | 3491 | 4 | 1
2007 | 6090 | 50625 | 43 | PP4
2007 | 6452 | 617 | PPE2 | 2CWS
2007 | 6452 | 621 | PTP4N | CP
2007 | 6452 | 6246 | HRSG21 | CT
2007 | 6455 | 628 | 1 | 6
2007 | 6455 | 634 | 2 | 1
2007 | 6455 | 634 | 4A | 1
2007 | 6455 | 634 | 4B | 1
2007 | 6455 | 634 | 4D | 1
2007 | 6455 | 638 | 1 | 1
2007 | 10755 | 55097 | HRSG3 | TOW2
2007 | 10755 | 55097 | HRSG4 | TOW2
2007 | 11208 | 400 | HRSG9 | 8
2007 | 11216 | 10623 | 4 | 1
2007 | 11241 | 1403 | 2 | 1
2007 | 11241 | 1448 | 11 | 2
2007 | 11241 | 55620 | 1-1 | 1
2007 | 12796 | 3945 | 7 | 5
2007 | 13143 | 1167 | 7 | 7
2007 | 13337 | 8000 | SG2 | 1
2007 | 13407 | 2322 | 2 | 2
2007 | 13478 | 1409 | 2 | 2
2007 | 13579 | 2554 | 1 | 1
2007 | 13584 | 330 | 1 | 1
2007 | 13584 | 330 | 3 | 1
2007 | 13756 | 995 | 7 | 78
2007 | 13756 | 997 | 12 | 12
2007 | 15466 | 477 | 5 | 1
2007 | 15466 | 478 | 1 | 1
2007 | 15466 | 478 | 2 | 1
2007 | 15466 | 478 | 3 | 2
2007 | 15470 | 1004 | HRSG | CTWR
2007 | 15470 | 1010 | 2 | 2
2007 | 15470 | 1010 | 6 | 6
2007 | 6526 | 2837 | 3 | 1
2007 | 6526 | 2838 | 18 | 1
2007 | 6526 | 2866 | 3 | 3
2007 | 6526 | 2866 | 5 | 5
2007 | 6541 | 10554 | THB-30 | TTW-60
2007 | 6541 | 10554 | THB-40 | TTW-70
2007 | 6541 | 56708 | H1201 | W7201
2007 | 7869 | 55328 | HRSG 1 | CSW 1
2007 | 7869 | 55328 | HRSG 2 | CSW 1
2007 | 7977 | 2917 | 7 | 7
2007 | 7977 | 2917 | HRB | 5
2007 | 9216 | 389 | 3 | 3
2007 | 9269 | 983 | 1 | 1
2007 | 9273 | 990 | 70 | 70
2007 | 9273 | 991 | 1 | 1
2007 | 9273 | 991 | 5 | 5
2007 | 9324 | 988 | U1 | U1
2007 | 9417 | 1047 | 1 | 1
2007 | 9417 | 1048 | 1 | 1
2007 | 9417 | 1077 | 3 | 2
2007 | 9617 | 7846 | HRSG3 | 3
2007 | 9996 | 1294 | 2 | 1
2007 | 10000 | 2079 | 5 | 5
2007 | 733 | 3935 | 2 | 2
2007 | 733 | 3935 | 3 | 3
2007 | 733 | 3936 | 1 | 1
2007 | 770 | 2098 | 1 | 1
2007 | 770 | 2098 | 1 | 3
2007 | 770 | 2098 | 4 | 3
2007 | 770 | 2098 | 5 | 3
2007 | 772 | 10860 | CFB1 | CT1
2007 | 772 | 10865 | CFB6 | CGCT
2007 | 803 | 113 | 2 | 2
2007 | 803 | 2442 | 2 | 2
2007 | 803 | 2442 | 4 | 4
2007 | 49933 | 55410 | HRSG3 | CT
2007 | 49965 | 1588 | 81 | 85
2007 | 49965 | 1588 | 82 | 85
2007 | 49979 | 3439 | 2 | 2
2007 | 49979 | 4939 | 2 | 2
2007 | 50018 | 1619 | 3 | 3
2007 | 50018 | 1626 | 2 | 2
2007 | 50096 | 55318 | 1 | CWS
2007 | 50096 | 55318 | 2 | CWS
2007 | 50129 | 10612 | PB1SCB | CS1
2007 | 50157 | 55177 | HRSG A | CW
2007 | 54687 | 55231 | HRSG1 | CT
2007 | 54702 | 56350 | HRSG 2 | TOWER1
2007 | 54702 | 56350 | HRSG 4 | TOWER2
2007 | 54703 | 56349 | HRSG1 | CD1-6
2007 | 54703 | 56349 | HRSG2 | CD1-6
2007 | 54727 | 55086 | HRSG1B | MCT
2007 | 54757 | 7999 | HRSG1 | CW1
2007 | 54780 | 55700 | HRSG1 | 1CLG
2007 | 54796 | 55380 | 4 B | CT-4
2007 | 54802 | 260 | 6-1 | 6
2007 | 54863 | 8906 | 40 | 4
2007 | 54865 | 6178 | 1 | 1
2007 | 54888 | 3460 | CBY2 | C2
2007 | 54888 | 3466 | PHR3 | C3
2007 | 4062 | 2840 | 1 | 2
2007 | 4161 | 1552 | 1 | 1
2007 | 4161 | 1554 | 1 | 1
2007 | 4161 | 1554 | 4 | 4
2007 | 4252 | 593 | 5 | 5
2007 | 4254 | 1723 | 1 | 1
2007 | 4254 | 1723 | 3 | 3
2007 | 4254 | 55087 | 2B | CIRC
2007 | 4425 | 50658 | 3 | CT1
2007 | 4922 | 2848 | H-2 | CT
2007 | 4922 | 2848 | H-2 | GMR
2007 | 4922 | 2848 | H-4 | GMR
2007 | 4994 | 55464 | HRSG4 | CT
2007 | 5030 | 55333 | HRSG3 | CT
2007 | 5109 | 1733 | 3 | 3
2007 | 5109 | 1733 | 4 | 4
2007 | 5109 | 1743 | 3 | 1
2007 | 5109 | 1745 | 17 | 7
2007 | 5262 | 54104 | PB1 | GEN4RI
2007 | 11479 | 3992 | 7 | 1
2007 | 12341 | 1081 | 8 | 1
2007 | 12384 | 867 | 8 | 8
2007 | 12384 | 874 | 5 | 6
2007 | 12384 | 883 | 8 | 8
2007 | 12384 | 884 | 1 | 1
2007 | 12384 | 884 | 2 | 2
2007 | 12384 | 884 | 4 | 4
2007 | 12588 | 3788 | 1 | 1
2007 | 12647 | 1891 | 2 | CS1
2007 | 16204 | 55641 | HRSG1 | CWS
2007 | 16572 | 141 | 1 | 1
2007 | 16572 | 147 | K-7 | K-7
2007 | 16604 | 3609 | 3 | 3
2007 | 16909 | 10725 | HRSG1 | CS1
2007 | 17166 | 2336 | 8 | 1
2007 | 17166 | 2336 | 9 | 1
2007 | 17235 | 3113 | 2 | 1
2007 | 17483 | 55120 | DB1A | TOWER
2007 | 17483 | 55120 | DB1B | TOWER
2007 | 17539 | 3280 | CAN1 | CANA
2007 | 17539 | 3280 | CAN2 | CANA
2007 | 17539 | 3297 | WAT2 | WAT2
2007 | 17539 | 7210 | COP1 | COP1
2007 | 17543 | 130 | 1 | 1
2007 | 17554 | 3298 | WIL1 | WIL1
2007 | 20847 | 6170 | 2 | 801
2007 | 20856 | 4050 | 3 | 4
2007 | 20856 | 8023 | 1 | 2
2007 | 20860 | 4072 | 4 | 4
2007 | 20860 | 4072 | 7 | 3
2007 | 20860 | 4072 | 8 | 3
2007 | 20860 | 4078 | 1 | 2
2007 | 20860 | 4078 | 3 | 3
2007 | 21461 | 1599 | 2 | 2
2007 | 21579 | 55297 | HRSG3 | 3
2007 | 22001 | 3152 | 1B | 1
2007 | 22001 | 3152 | 2A | 2
2007 | 22001 | 3152 | 2B | 2
2007 | 22001 | 3152 | 4 | 2
2007 | 22129 | 6082 | 1 | 1
2007 | 22148 | 315 | 4 | 4
2007 | 22350 | 544 | 7 | 7
2007 | 22350 | 544 | 8 | 8
2007 | 22500 | 1250 | 3 | L235
2007 | 814 | 168 | 1 | 1
2007 | 814 | 170 | 1 | 1
2007 | 814 | 173 | 2 | 2
2007 | 924 | 2168 | MB3 | CW3
2007 | 924 | 7757 | 4 | 2
2007 | 1015 | 3549 | 3 | 3
2007 | 1307 | 6204 | 3 | 3
2007 | 2442 | 3561 | 3 | 3
2007 | 18642 | 47 | 3 | 1
2007 | 18642 | 47 | 4 | 1
2007 | 18642 | 1378 | 2 | 1
2007 | 18642 | 1379 | 3 | 1
2007 | 18642 | 1379 | 5 | 1
2007 | 18642 | 3403 | 3 | 1
2007 | 18642 | 3419 | D | A
2007 | 19323 | 3454 | 1 | 1
2007 | 19323 | 3504 | 2 | 1
2007 | 13781 | 1912 | 6 | 6
2007 | 13781 | 6090 | 1 | 1
2007 | 13994 | 7917 | 8A | 10P
2007 | 13994 | 7917 | 8B | 10P
2007 | 14006 | 2872 | 5 | 5
2007 | 14006 | 3947 | 2 | 2
2007 | 14015 | 2876 | 4 | 4
2007 | 14063 | 2956 | 2 | CP
2007 | 14127 | 2291 | 3 | 3
2007 | 14127 | 2291 | 4 | 4
2007 | 14127 | 2291 | 5 | 5
2007 | 14372 | 55103 | HRSG2 | COOL1
2007 | 14412 | 55306 | 4 A | CT-4
2007 | 14412 | 55306 | 4 B | CT-4
2007 | 15147 | 2404 | 8 | KE
2007 | 15147 | 2411 | 3 | SE
2007 | 15248 | 6106 | 1SG | 1CS
2007 | 15248 | 56227 | HRSG01 | CTW001
2007 | 55919 | 10360 | B26 | NCCW
2007 | 55919 | 10360 | B28 | NCCW
2007 | 55936 | 1393 | 1A | 1
2007 | 55936 | 1393 | 2A | 2
2007 | 55936 | 1393 | 6 | 6
2007 | 55937 | 3459 | 1 | 1
2007 | 55937 | 3459 | 2 | 2
2007 | 55937 | 3459 | 5 | 5A
2007 | 56155 | 1831 | 4 | 1-6
2007 | 56155 | 1832 | 1 | 1

## F860_BOILER_FGD
YEAR | UTILITY_ID | PLANT_CODE | BOILER_ID | FGD_ID
2007 | 17543 | 130 | 1 | 1
2007 | 17543 | 6249 | 4 | 4
2007 | 17633 | 6137 | 1 | 1
2007 | 18157 | 50807 | 3BB | 3BB
2007 | 18157 | 50807 | 4BB | 4BB
2007 | 18642 | 1378 | 1 | 1
2007 | 19099 | 3845 | BW21 | 1
2007 | 19194 | 50651 | 5 | 1
2007 | 50102 | 54763 | PB1 | PB1SC
2007 | 19323 | 6146 | 1 | 1
2007 | 19528 | 54780 | B6 | CT121
2007 | 23330 | 10250 | 1 | SDA1
2007 | 30151 | 6021 | C3 | C3
2007 | 40230 | 7790 | 1-1 | 1-1
2007 | 49888 | 56222 | CFB | SCRUB1
2007 | 50018 | 1619 | 2 | 2
2007 | 50085 | 10062 | BLR2 | SDA2
2007 | 189 | 56 | 2 | 2
2007 | 473 | 10642 | 2 | 2
2007 | 473 | 10642 | 3 | 3
2007 | 542 | 10643 | 3 | SCRUB3
2007 | 570 | 10746 | BLR2 | SDA 2
2007 | 733 | 3935 | 3 | 3
2007 | 803 | 2442 | 4 | 4
2007 | 1924 | 10488 | PB1 | WS1
2007 | 3046 | 2712 | 4B | 4
2007 | 3265 | 51 | 1 | 1
2007 | 3836 | 50736 | B1 | WLS1
2007 | 4129 | 54144 | BRBR1 | GFLF1
2007 | 4427 | 50664 | B102 | R102
2007 | 4427 | 50664 | B103 | R103
2007 | 4447 | 50859 | BLR1 | SCRUB1
2007 | 4474 | 50648 | UNIT2 | SDS2
2007 | 4482 | 50629 | 1 | 1
2007 | 4487 | 50662 | UNIT3 | SDA3
2007 | 4496 | 50663 | B200 | SDA200
2007 | 4498 | 50632 | 2 | CD2
2007 | 11208 | 6481 | 1SGA | 1CCC
2007 | 11217 | 10090 | SMBO01 | QHRT01
2007 | 11249 | 1363 | 5 | 5
2007 | 11517 | 10338 | ABLR | ASCBR
2007 | 13407 | 2324 | 2 | 2
2007 | 13407 | 2324 | 4 | 4
2007 | 13781 | 6090 | 2 | 2
2007 | 14354 | 6165 | 2 | 2
2007 | 14354 | 8066 | BW72 | SC72
2007 | 14354 | 8069 | 2 | 2
2007 | 14610 | 564 | 2 | 2
2007 | 19876 | 10774 | 1 | 1
2007 | 19876 | 52007 | BLR1 | FGD1
2007 | 20508 | 50900 | 8PB | DS78
2007 | 20541 | 10503 | SG201B | S202B
2007 | 20541 | 50875 | 1 | L1SDA
2007 | 20541 | 50877 | B1 | SDA1
2007 | 20541 | 50880 | UNIT2 | SDA2
2007 | 20541 | 50882 | 3 | SDA3
2007 | 20541 | 50887 | BLR1 | SDA1
2007 | 20546 | 6639 | G1 | G1
2007 | 20548 | 50187 | 11B | 11S
2007 | 20860 | 4078 | 4 | 4
2007 | 21128 | 50215 | 103 | SD3
2007 | 21554 | 136 | 2 | 2
2007 | 5416 | 2718 | 4 | 2
2007 | 5473 | 54428 | 302 | 302
2007 | 6541 | 56708 | H1201 | R3202
2007 | 7140 | 703 | 2BLR | 2S
2007 | 7570 | 2039 | 3 | 1
2007 | 7977 | 2917 | 9 | 9
2007 | 9269 | 983 | 1 | 13
2007 | 9273 | 994 | 3 | 3
2007 | 10162 | 50860 | BLR2 | 2
2007 | 10171 | 1356 | 3 | 3
2007 | 11169 | 54562 | PB12 | 7
2007 | 54822 | 55174 | UNIT1 | SCRBR1
2007 | 54881 | 50130 | BLR1 | BLI1
2007 | 54888 | 298 | LIM2 | FGD2
2007 | 54888 | 3470 | WAP8 | FGD8
2007 | 55729 | 6018 | 2 | 2
2007 | 55739 | 10384 | 2A | 2A
2007 | 55739 | 10384 | 2B | 2B
2007 | 55786 | 10111 | 9BLR | 9BLR
2007 | 55808 | 54035 | BLR1 | FGD1
2007 | 55871 | 50884 | B103 | SDA3
2007 | 55903 | 50189 | 1CB | 1SO2
2007 | 56069 | 56848 | HRSG9 | FGD2
2007 | 56110 | 56612 | 1 | 1
2007 | 15330 | 55856 | PC2 | 2
2007 | 15430 | 10033 | 12 | 12SDA
2007 | 15466 | 465 | 3 | 3
2007 | 15466 | 469 | 1 | 1
2007 | 15466 | 469 | 2 | 2
2007 | 15998 | 3130 | 1 | FDA1
2007 | 15998 | 3130 | 2 | FDA2
2007 | 16604 | 7097 | BLR1 | FGD1
2007 | 16929 | 50290 | 1 | SDA1
2007 | 17166 | 8224 | 2 | 2
2007 | 17445 | 50071 | BLR2 | SDA2
2007 | 17465 | 10017 | PB08 | PB08WS
2007 | 17632 | 976 | 4 | 4
2007 | 18315 | 108 | SGU1 | SDA1
2007 | 18454 | 645 | BB02 | FGD1
2007 | 18454 | 645 | BB03 | FGD4
2007 | 18454 | 645 | BB04 | FGD4
2007 | 18642 | 50 | 8 | 8
2007 | 18642 | 1378 | 2 | 2
2007 | 50085 | 10062 | BLR4 | SDA4
2007 | 50102 | 54763 | PB3 | PB3SC
2007 | 23279 | 3944 | 1 | 1
2007 | 23279 | 6004 | 1 | 1
2007 | 24211 | 8223 | 4 | 4
2007 | 49760 | 50657 | 3 | APC3
2007 | 49846 | 10334 | 2 | S2
2007 | 21 | 10671 | 1B | 1B
2007 | 21 | 10671 | 2B | 2B
2007 | 542 | 10643 | 1 | SCRUB1
2007 | 570 | 10746 | BLR1 | SDA 1
2007 | 733 | 3935 | 1 | 1
2007 | 803 | 113 | 1 | 1
2007 | 803 | 2442 | 5 | 5
2007 | 1307 | 6204 | 3 | 3
2007 | 3046 | 2712 | 3B | 3
2007 | 3542 | 2832 | 7 | 7
2007 | 4062 | 2840 | 6 | 6
2007 | 4425 | 50658 | 2 | RX2
2007 | 4426 | 54945 | 12 | 12
2007 | 4435 | 10013 | 2 | 2
2007 | 4447 | 50859 | BLR2 | SCRUB2
2007 | 4498 | 50632 | 1 | CD1
2007 | 4922 | 2850 | 3 | 3
2007 | 11169 | 54562 | RF15 | 15SCRB
2007 | 12341 | 1082 | 3 | 3
2007 | 12628 | 1571 | 2 | 1
2007 | 12807 | 4259 | 1 | 1
2007 | 12823 | 10344 | B2 | C3
2007 | 13143 | 1167 | 9 | 9
2007 | 13781 | 1926 | 1 | 1
2007 | 13781 | 1934 | 2 | 2
2007 | 13982 | 50661 | A | ASDA
2007 | 14006 | 3948 | 1 | 1
2007 | 14268 | 1374 | 2 | FGD
2007 | 14354 | 4162 | 3 | 3
2007 | 14354 | 6165 | 3 | 3
2007 | 14354 | 8066 | BW74 | SC74
2007 | 14932 | 10043 | B01 | JPH16
2007 | 14932 | 10566 | BOIL2 | SDA2
2007 | 19876 | 3954 | 3 | 3
2007 | 19876 | 10771 | 1 | 1
2007 | 20508 | 50900 | 9PB | DS69
2007 | 20541 | 10629 | BLR2 | SDA2
2007 | 20541 | 50873 | B1 | SDA1
2007 | 20541 | 50878 | UNIT1 | SDA1
2007 | 20541 | 50878 | UNIT2 | SDA2
2007 | 20541 | 50883 | BLR2 | SDA2
2007 | 20541 | 54746 | 2 | SDA2
2007 | 20546 | 1381 | C1 | C
2007 | 20546 | 1382 | H2 | H2
2007 | 20547 | 50185 | 1RB | 1RB
2007 | 5416 | 2718 | 2 | 1
2007 | 5416 | 2721 | 5 | C-WFGD
2007 | 5416 | 2727 | 2 | 1-2
2007 | 6526 | 6094 | 2 | 2
2007 | 6727 | 55527 | CFB1 | DS1
2007 | 7140 | 6052 | 1 | 1
2007 | 7483 | 1825 | 3 | 3
2007 | 7570 | 2039 | 2 | 1
2007 | 7570 | 6030 | 2 | 2
2007 | 8633 | 50858 | MWC3D | SDA3D
2007 | 9267 | 6213 | 1SG1 | 1FGD
2007 | 9269 | 983 | 3 | 13
2007 | 9353 | 54358 | PB1 | PB1B
2007 | 9617 | 207 | 1 | 1
2007 | 9617 | 207 | 2 | 2
2007 | 55740 | 54081 | 3A | 3A
2007 | 55740 | 54081 | 3B | 3B
2007 | 55740 | 54081 | 4B | 4B
2007 | 55816 | 56576 | 7218 | AB1
2007 | 55816 | 56576 | 7219 | AB2
2007 | 56062 | 51038 | B1 | BH1
2007 | 56069 | 56848 | HRSG8 | FGD2
2007 | 56078 | 50252 | 3PB | 3
2007 | 56099 | 10840 | U2 | U2
2007 | 56137 | 54638 | PC82 | SCR2
2007 | 15298 | 6076 | 4 | 4
2007 | 15470 | 6113 | 5 | 5
2007 | 15534 | 3149 | 1 | 1
2007 | 15824 | 50225 | 1SG1B | 1FG1B
2007 | 15873 | 3118 | 2 | 2
2007 | 16572 | 6177 | U2B | FGD2
2007 | 17543 | 130 | 2 | 2
2007 | 17828 | 963 | 32 | 31-32
2007 | 19099 | 3845 | BW22 | 2
2007 | 19194 | 50651 | 3 | 1
2007 | 19323 | 52071 | 5B | 5B
2007 | 19528 | 54780 | B7 | CT121
2007 | 19545 | 7504 | 2 | 2
2007 | 22500 | 1250 | 4 | 4N
2007 | 22500 | 1250 | 4 | 4S
2007 | 23279 | 3181 | 33 | 33
2007 | 23279 | 3944 | 2 | 2
2007 | 26840 | 50544 | 10PB | 10
2007 | 30151 | 87 | 1 | 1
2007 | 42018 | 54998 | 12300 | 1
2007 | 50006 | 10795 | BLR2 | NA
2007 | 25 | 2527 | 6 | 6a
2007 | 56 | 50805 | 2PB | SCRUB
2007 | 353 | 10640 | BLR1 | FGDU1
2007 | 528 | 10646 | BLR2 | SCRBR2
2007 | 796 | 160 | 3 | 3
2007 | 803 | 2442 | 3 | 3
2007 | 1307 | 6469 | B2 | FGD2
2007 | 1924 | 10488 | PB2 | WS2
2007 | 3046 | 2712 | 1 | 1
2007 | 3542 | 6019 | 1 | 1
2007 | 4425 | 50658 | 3 | RX3
2007 | 4447 | 50859 | BLR3 | SCRUB3
2007 | 4458 | 10012 | 2 | 2
2007 | 4476 | 50630 | BLR1 | QR1
2007 | 4484 | 50649 | 2 | SDA2
2007 | 4716 | 4143 | 1 | E3
2007 | 4922 | 2850 | 2 | 2
2007 | 11208 | 6481 | 2SGA | 2CCC
2007 | 11249 | 1363 | 4 | 4
2007 | 11249 | 1364 | 1 | 1
2007 | 11249 | 1364 | 3 | 3
2007 | 11249 | 1364 | 4 | 4
2007 | 12653 | 1572 | 1 | 6
2007 | 13504 | 50271 | 1A | 1
2007 | 13756 | 995 | 8 | 78
2007 | 13781 | 1915 | 1 | 1
2007 | 13781 | 1927 | 7 | 7
2007 | 13781 | 4005 | 1 | 1
2007 | 13781 | 6090 | 3 | 3
2007 | 14354 | 6101 | BW91 | SC91
2007 | 14519 | 50666 | B2 | DFGS2
2007 | 14932 | 10566 | BOIL1 | SDA1
2007 | 19876 | 10774 | 2 | 2
2007 | 20541 | 50885 | BLR2 | SDA2
2007 | 20541 | 50887 | BLR2 | SDA2
2007 | 20541 | 54746 | 1 | SDA1
2007 | 22053 | 1353 | BSU2 | 2
2007 | 5232 | 10613 | 9PB | 9PB
2007 | 5610 | 50481 | 325-30 | 325-30
2007 | 6035 | 3159 | 1 | 1
2007 | 6036 | 50051 | BLR B | ABS B
2007 | 6526 | 6094 | 3 | 3
2007 | 6778 | 56024 | 14 | 14
2007 | 7140 | 703 | 1BLR | 1S
2007 | 7140 | 708 | 1 | 1
2007 | 7353 | 7785 | 2 | 2
2007 | 7840 | 10369 | CB1302 | SI1131
2007 | 8181 | 10118 | 1 | BH1
2007 | 8245 | 60 | 2 | 2
2007 | 9097 | 50656 | UNIT2 | SDA2
2007 | 9269 | 983 | 4 | 46
2007 | 9269 | 983 | 5 | 46
2007 | 9401 | 50250 | 3PB | 3PB
2007 | 10000 | 6065 | 2 | 2
2007 | 10171 | 1356 | 1 | 1
2007 | 10875 | 52010 | BLR1 | SC1
2007 | 54881 | 50130 | BLR2 | BLI2
2007 | 55850 | 10502 | 02 | DSI1
2007 | 56062 | 51038 | B2 | SDA2
2007 | 56137 | 54638 | PC8182 | SCR1
2007 | 15298 | 6076 | 3 | 3
2007 | 15430 | 10033 | 13 | 13SDA
2007 | 15466 | 465 | 4 | 4
2007 | 15473 | 2451 | 3 | 3
2007 | 15989 | 1040 | 2 | FSI2
2007 | 16233 | 55749 | PC1 | SDA-1
2007 | 16572 | 4941 | 3 | 3
2007 | 16572 | 6177 | U1B | FGD1
2007 | 17543 | 6249 | 3 | 3
2007 | 17568 | 6061 | 1 | 1
2007 | 17633 | 1012 | 2 | 2-3
2007 | 18414 | 50835 | 1 | SC1
2007 | 18414 | 50835 | 2 | SC2
2007 | 18642 | 3399 | 2 | 2
2007 | 50102 | 54763 | R3 | R3SC
2007 | 22125 | 2535 | 1 | 1
2007 | 22125 | 2535 | 1 | 2
2007 | 22125 | 2535 | 2 | 2
2007 | 30151 | 6021 | C1 | C1
2007 | 42018 | 54998 | 12400 | 2
2007 | 49886 | 56220 | P01 | DS1
2007 | 142 | 10676 | 4 | 4
2007 | 156 | 10670 | AAB001 | JPF001
2007 | 733 | 3935 | 2 | 2
2007 | 1307 | 56609 | 1 | CDS
2007 | 1746 | 10464 | E0001 | E0001
2007 | 3006 | 2828 | 2 | 2
2007 | 4062 | 2840 | 4 | 4
2007 | 4440 | 50960 | UNIT3 | SBH3
2007 | 4458 | 10012 | 1 | 1
2007 | 4496 | 50663 | B300 | SDA300
2007 | 11249 | 1363 | 6 | 6
2007 | 12653 | 1573 | 2 | 2
2007 | 12823 | 10344 | B1 | C1
2007 | 12888 | 54625 | 1 | 1
2007 | 13756 | 6085 | 17 | 17
2007 | 13781 | 1926 | 2 | 2
2007 | 13781 | 1927 | 6 | 7
2007 | 13781 | 1934 | 1 | 1
2007 | 13781 | 4005 | 2 | 2
2007 | 14006 | 8102 | 1 | 1
2007 | 14015 | 2876 | 1 | 12
2007 | 14432 | 50776 | BLR2 | LSI2
2007 | 19876 | 7213 | 2 | 2
2007 | 20511 | 50188 | PB2 | PB2
2007 | 20541 | 10629 | BLR1 | SDA1
2007 | 20541 | 10629 | BLR3 | SDA3
2007 | 20546 | 1381 | C3 | C
2007 | 20546 | 6823 | W1 | W1
2007 | 20847 | 6170 | 1 | 1
2007 | 20847 | 6170 | 2 | 2
2007 | 20847 | 56068 | 18 | 18
2007 | 21128 | 50215 | 101 | SD1
2007 | 5109 | 1733 | 3 | 3
2007 | 5262 | 54104 | PB2 | PB2WS
2007 | 6541 | 56708 | H1201 | R3201
2007 | 10875 | 52010 | BLR3 | SC3
2007 | 54866 | 56453 | 031 | C01
2007 | 55738 | 54085 | WFI | WFIS
2007 | 55919 | 10360 | B29 | C29
2007 | 15298 | 6076 | 1 | 1
2007 | 15466 | 469 | 3 | 3
2007 | 15466 | 477 | 5 | 5
2007 | 15466 | 525 | H1 | H1
2007 | 15470 | 1001 | 2 | 2
2007 | 15470 | 6113 | 1 | 1
2007 | 15474 | 127 | 1 | 1
2007 | 15989 | 1040 | 2 | LFC
2007 | 16024 | 54464 | B003 | B03S
2007 | 16190 | 50406 | 2HFB | 2HFB
2007 | 16572 | 4941 | 1 | 1
2007 | 16604 | 7097 | BLR2 | FGD2
2007 | 16929 | 50290 | 3 | SDA3
2007 | 17445 | 50071 | BLR1 | SDA1
2007 | 17543 | 130 | 3 | 3
2007 | 17543 | 6249 | 2 | 2
2007 | 17828 | 963 | 31 | 31-32
2007 | 18870 | 55462 | PC2 | 2
2007 | 19323 | 6146 | 3 | 3
2007 | 19323 | 6180 | 2 | 2
2007 | 22500 | 6068 | 1 | 1
2007 | 23279 | 3944 | 3 | 3
2007 | 23330 | 10250 | 2 | SDA2
2007 | 49966 | 10435 | SG101C | S201C
2007 | 49968 | 10684 | BLR25 | 25SCRB
2007 | 49968 | 10684 | BLR26 | 26SCRB
2007 | 50006 | 10795 | BLR3 | NA
2007 | 21 | 10671 | 1A | 1A
2007 | 142 | 10676 | 2 | 2
2007 | 470 | 50472 | BLR4 | SCRUB4
2007 | 528 | 10646 | BLR1 | SCRBR1
2007 | 570 | 10746 | BLR4 | SDA 4
2007 | 796 | 160 | 2 | 2
2007 | 803 | 2442 | 1 | 1
2007 | 1307 | 6204 | 1 | 1
2007 | 1746 | 10464 | E0002 | E0002
2007 | 3046 | 2706 | 1 | 1
2007 | 3046 | 2712 | 2 | 2
2007 | 3542 | 2832 | 8 | 8
2007 | 4062 | 2840 | 5 | 5
2007 | 4427 | 50664 | B101 | R101
2007 | 4440 | 50960 | UNIT1 | SBH1
2007 | 4476 | 50630 | BLR2 | QR2
2007 | 4660 | 54677 | HRB | BH
2007 | 11169 | 54562 | PB13 | 6
2007 | 11249 | 6071 | 1 | 1
2007 | 11249 | 6071 | 2 | 2
2007 | 11269 | 6179 | 3 | 3
2007 | 12384 | 3122 | 3 | 3
2007 | 12647 | 1891 | 1 | SCR1
2007 | 12647 | 1891 | 2 | SCR2
2007 | 12653 | 1572 | 3 | 6
2007 | 12888 | 54625 | 2 | 2
2007 | 13504 | 50271 | 3A | 3
2007 | 13756 | 995 | 7 | 78
2007 | 14006 | 3948 | 2 | 2
2007 | 14015 | 2876 | 3 | 35
2007 | 14165 | 3098 | 2 | SCRB
2007 | 14165 | 3098 | 4 | SCRB
2007 | 14519 | 50666 | B1 | DFGS1
2007 | 14932 | 10672 | CBB | CBB
2007 | 14932 | 10672 | CBC | CBC
2007 | 14932 | 50976 | AAB01 | JP16
2007 | 14952 | 50388 | K2 | K2
2007 | 15143 | 6761 | 101 | 101
2007 | 19876 | 3954 | 2 | 2
2007 | 19876 | 10773 | 1 | 1
2007 | 19876 | 56808 | 2 | FGD2
2007 | 20541 | 50873 | B2 | SDA2
2007 | 20541 | 54033 | BLR3 | SDA3
2007 | 20547 | 50185 | 3RB | 3RB
2007 | 20847 | 56068 | 19 | 19
2007 | 6035 | 3161 | 1 | 1
2007 | 7140 | 703 | 4BLR | 4S
2007 | 7140 | 708 | 3 | 1
2007 | 7570 | 2824 | 10 | 10
2007 | 7570 | 6030 | 1 | 1
2007 | 8009 | 52140 | RF1 | RF1VE
2007 | 9097 | 50656 | UNIT3 | SDA3
2007 | 9210 | 54656 | PB4 | PB4
2007 | 9273 | 994 | 1 | 1
2007 | 9434 | 54201 | BLR1 | BLR1
2007 | 10162 | 50860 | BLR1 | 1
2007 | 10171 | 1356 | 4 | 4
2007 | 10273 | 50410 | 10 | FGD001
2007 | 54888 | 298 | LIM1 | FGD1
2007 | 55740 | 54081 | 1B | 1B
2007 | 55740 | 54081 | 2A | 2A
2007 | 55771 | 50254 | 1PB | WS
2007 | 55808 | 54755 | BLR2 | FGD2
2007 | 55924 | 56671 | UHA01 | UVC
2007 | 56069 | 56848 | HRSG10 | FGD2
2007 | 15330 | 55856 | 1 | 1
2007 | 15330 | 55856 | PC1 | 1
2007 | 15466 | 525 | H2 | H2
2007 | 15473 | 2451 | 2 | 2
2007 | 15473 | 2451 | 4 | 4
2007 | 16624 | 6183 | SM-1 | SM-1
2007 | 16899 | 50837 | UNIT1 | FGD1
2007 | 17539 | 7210 | COP1 | COP1
2007 | 17633 | 1012 | 3 | 2-3
2007 | 17833 | 6195 | 1 | 1
2007 | 18642 | 3399 | 1 | 1
2007 | 18715 | 6136 | 1 | 1
2007 | 54784 | 10491 | 3 | 3SCRBR
2007 | 54784 | 10491 | 5 | 5SCRBR
2007 | 19316 | 55360 | 1 | DFGD
2007 | 19323 | 52071 | 5A | 5A
2007 | 19545 | 56319 | 1 | 1
2007 | 30151 | 6021 | C2 | C2
2007 | 40307 | 6238 | 1A | 1A
2007 | 49760 | 50657 | 1 | APC1
2007 | 49760 | 50657 | 2 | APC2
2007 | 49846 | 10334 | 1 | S1
2007 | 49886 | 56220 | P02 | DS2
2007 | 49889 | 10343 | SG-101 | B117
2007 | 49974 | 50660 | 2 | SDA2
2007 | 49974 | 50660 | 3 | SDA3
2007 | 50006 | 10795 | BLR4 | NA
2007 | 50085 | 10062 | BLR3 | SDA3
2007 | 21 | 10671 | 2A | 2A
2007 | 42 | 10675 | B | 1BMDB
2007 | 470 | 50472 | BLR3 | SCRUB3
2007 | 570 | 10746 | BLR5 | SDA 5
2007 | 733 | 6264 | 1 | 1
2007 | 1307 | 6204 | 2 | 2
2007 | 1307 | 6469 | B1 | FGD1
2007 | 3836 | 50736 | B2 | WLS1
2007 | 4425 | 50658 | 1 | RX1
2007 | 4435 | 10013 | 1 | 1
2007 | 4440 | 50960 | UNIT2 | SBH2
2007 | 4474 | 50648 | UNIT1 | SDS1
2007 | 4487 | 50662 | UNIT1 | SDA1
2007 | 4487 | 50662 | UNIT2 | SDA2
2007 | 11217 | 10090 | SMB001 | QHRT01
2007 | 11249 | 1364 | 2 | 2
2007 | 12341 | 6664 | 101 | 1
2007 | 12647 | 1893 | 3 | SCR3
2007 | 12647 | 1893 | 4 | AQCS2
2007 | 12653 | 1572 | 2 | 6
2007 | 13407 | 2324 | 1 | 1
2007 | 13504 | 50271 | 2A | 2
2007 | 14006 | 2872 | 5 | 5
2007 | 14015 | 2876 | 2 | 12
2007 | 14165 | 2861 | 2 | 1
2007 | 14232 | 8222 | B1 | FGD1
2007 | 14268 | 1374 | 1 | FGD
2007 | 14354 | 8066 | BW71 | SC71
2007 | 14432 | 50776 | BLR1 | LSI1
2007 | 14519 | 50666 | B3 | DFGS3
2007 | 14610 | 564 | 1 | 1
2007 | 19876 | 7213 | 1 | 1
2007 | 19876 | 56808 | 1 | FGD1
2007 | 20508 | 50900 | 7PB | DS78
2007 | 20541 | 10503 | SG201A | S202A
2007 | 20541 | 50875 | 2 | L2SDA
2007 | 20541 | 50883 | BLR3 | SDA3
2007 | 20541 | 50886 | 1-1B | 2
2007 | 20541 | 54529 | 0001 | 0001
2007 | 20541 | 54758 | BW2 | SD2
2007 | 5109 | 1733 | 4 | 4
2007 | 5416 | 2718 | 1 | 1
2007 | 5416 | 2727 | 4 | 4
2007 | 5473 | 54428 | 601 | 601
2007 | 6035 | 3161 | 2 | 2
2007 | 6727 | 55527 | CFB2 | DS1
2007 | 7140 | 708 | 2 | 1
2007 | 7140 | 6052 | 2 | 2
2007 | 7353 | 6288 | 1 | 1
2007 | 7490 | 165 | 2 | 2
2007 | 7570 | 2039 | 1 | 1
2007 | 7840 | 10368 | CB1302 | SI1131
2007 | 8181 | 10118 | 2 | BH2
2007 | 9097 | 50656 | UNIT1 | SDA1
2007 | 9210 | 54656 | PB2 | PB2
2007 | 9210 | 54656 | PB3 | PB3
2007 | 9210 | 54656 | PB5 | PB5
2007 | 9269 | 983 | 2 | 13
2007 | 9269 | 983 | 6 | 46
2007 | 9434 | 54201 | BLR2 | BLR2
2007 | 10118 | 55289 | CFB1 | DS1
2007 | 10623 | 676 | 3 | 3
2007 | 11169 | 54562 | PB13 | 5
2007 | 55740 | 54081 | 4A | 4A
2007 | 56062 | 51038 | B2 | BH2
2007 | 56069 | 56848 | HRSG7 | FGD2
2007 | 56137 | 54638 | PC81 | SCR1
2007 | 15470 | 6113 | 2 | 2
2007 | 15470 | 6113 | 3 | 3
2007 | 15470 | 6113 | 4 | 4
2007 | 15526 | 50240 | BLR5 | BLR5
2007 | 16899 | 50837 | UNIT2 | FGD2
2007 | 16929 | 50290 | 2 | SDA2
2007 | 17543 | 130 | 4 | 4
2007 | 17568 | 6061 | 2 | 2
2007 | 17698 | 7902 | 1 | 1
2007 | 17828 | 963 | 41 | 41
2007 | 19194 | 50651 | 1 | 1
2007 | 19323 | 6146 | 2 | 2
2007 | 19323 | 6147 | 3 | 3
2007 | 19685 | 50121 | HOC | BELCO
2007 | 19876 | 3954 | 1 | 1
2007 | 22129 | 6082 | 1 | 1
2007 | 22500 | 1250 | 5 | 5
2007 | 22500 | 6068 | 3 | 3
2007 | 24211 | 8223 | 1 | 1
2007 | 24211 | 8223 | 3 | 3
2007 | 49756 | 6016 | 1 | 1
2007 | 49863 | 56221 | 031 | C031B
2007 | 49974 | 50660 | 1 | SDA1
2007 | 50018 | 1619 | 1 | 1
2007 | 42 | 10675 | A | 1BMDA
2007 | 142 | 10676 | 3 | 3
2007 | 142 | 10676 | 5 | 5
2007 | 473 | 10642 | 1 | 1
2007 | 542 | 10643 | 2 | SCRUB2
2007 | 570 | 10746 | BLR3 | SDA 3
2007 | 803 | 113 | 2 | 2
2007 | 3046 | 2706 | 2 | 2
2007 | 3046 | 2712 | 4A | 4
2007 | 4426 | 54945 | 13 | 13
2007 | 4484 | 50649 | 1 | SDA1
2007 | 11169 | 54562 | PB20 | 1
2007 | 11169 | 54562 | PB20 | 2
2007 | 11517 | 10338 | BBLR | BSCBR
2007 | 11701 | 1843 | 3 | 3
2007 | 12653 | 1573 | 1 | 1
2007 | 12658 | 2823 | B2 | FGD2
2007 | 13781 | 6090 | 1 | 1
2007 | 14015 | 2876 | 4 | 35
2007 | 14015 | 2876 | 5 | 35
2007 | 14127 | 6096 | 2 | 2
2007 | 14165 | 2861 | 1 | 1
2007 | 14165 | 3098 | 1 | SCRB
2007 | 14354 | 4158 | BW44 | SC44
2007 | 14354 | 8066 | BW73 | SC73
2007 | 14354 | 8069 | 1 | 1
2007 | 14932 | 10672 | CBA | CBA
2007 | 20541 | 50875 | 3 | L3SDA
2007 | 20541 | 50877 | B2 | SDA2
2007 | 20541 | 50880 | UNIT1 | SDA1
2007 | 20541 | 50882 | 2 | SDA2
2007 | 20541 | 50885 | BLR1 | SDA1
2007 | 20541 | 50886 | 1-1A | 1
2007 | 20541 | 50887 | BLR3 | SDA3
2007 | 20541 | 54033 | BLR2 | SDA2
2007 | 20543 | 50192 | 2 | WS1
2007 | 20546 | 1381 | C2 | C
2007 | 20547 | 50185 | 2RB | 2RB
2007 | 21128 | 50215 | 102 | SD2
2007 | 21554 | 136 | 1 | 1
2007 | 5416 | 2718 | 3 | 2
2007 | 5416 | 2727 | 1 | 1-2
2007 | 5473 | 54428 | 072 | 072
2007 | 5473 | 54428 | 073 | 073
2007 | 5580 | 6041 | 2 | 2
2007 | 5610 | 50481 | 325-31 | 325-31
2007 | 6306 | 55867 | B1 | FGD1
2007 | 6526 | 6094 | 1 | 1
2007 | 6541 | 56708 | H1101 | R3101
2007 | 6778 | 56024 | 15 | 15SAT
2007 | 7840 | 10367 | CB1302 | SI1131
2007 | 8032 | 10373 | CB1302 | SI1131
2007 | 8181 | 10118 | 3 | BH3
2007 | 8633 | 50858 | MWC1B | SDA1B
2007 | 8633 | 50858 | MWC2C | SDA2C
2007 | 9210 | 54656 | PB1 | PB1
2007 | 9267 | 6213 | 2SG1 | 2FGD
2007 | 9273 | 990 | 70 | 70
2007 | 9385 | 54097 | PB2 | PB2
2007 | 9401 | 50250 | 4PB | 4PB
2007 | 9617 | 667 | 2 | 2
2007 | 10000 | 1241 | 1 | 1
2007 | 10000 | 2079 | 5A | 5A
2007 | 10118 | 55289 | CFB2 | DS1
2007 | 10875 | 52010 | BLR2 | SC2
2007 | 11169 | 54562 | PB12 | 8
2007 | 54822 | 55174 | 1 | SCRBR1
2007 | 55731 | 50253 | 1PB | 1PB
2007 | 55740 | 54081 | 1A | 1A
2007 | 55740 | 54081 | 2B | 2B
2007 | 55768 | 2378 | 2 | 2
2007 | 55871 | 50884 | B101 | SDA1
2007 | 55871 | 50884 | B102 | SDA2
2007 | 56062 | 51038 | B1 | SDA1
2007 | 56069 | 56848 | HRSG6 | FGD2
2007 | 56099 | 10840 | U1 | U1
2007 | 15298 | 6076 | 2 | 2
2007 | 15330 | 55856 | 2 | 2
2007 | 15466 | 469 | 4 | 4A
2007 | 15473 | 2451 | 1 | 1
2007 | 15873 | 3118 | 1 | 1
2007 | 16572 | 4941 | 2 | 2
2007 | 16719 | 50438 | 4PB | SDA
2007 | 17539 | 7737 | B001 | SD01
2007 | 17633 | 6137 | 2 | 2
2007 | 17828 | 963 | 33 | 33
2007 | 18454 | 645 | BB01 | FGD1
2007 | 18642 | 50 | 7 | 7
2007 | 18642 | 1378 | 3 | 3
2007 | 18870 | 55462 | PC1 | 1
2007 | 19194 | 50651 | 2 | 1
2007 | 19194 | 50651 | 4 | 1
2007 | 19323 | 6180 | 1 | 1
2007 | 19323 | 6648 | 4 | 4
2007 | 19545 | 55479 | 3 | 3
2007 | 22125 | 2535 | 2 | 1
2007 | 22500 | 6068 | 2 | 2
2007 | 23279 | 6004 | 2 | 2
2007 | 24211 | 8223 | 2 | 2
2007 | 42018 | 54998 | 12500 | 3
2007 | 42018 | 54998 | 12600 | 4
2007 | 49896 | 56224 | BLR100 | SCB600
2007 | 49966 | 10435 | SG101A | S201A
2007 | 49966 | 10435 | SG101B | S201B
2007 | 50085 | 10062 | BLR1 | SDA1
2007 | 189 | 56 | 3 | 3
2007 | 570 | 10746 | BLR6 | SDA 6
2007 | 803 | 113 | 4 | 4
2007 | 803 | 2442 | 2 | 2
2007 | 1735 | 54304 | 1A | 1H
2007 | 1746 | 10464 | E0003 | E0003
2007 | 3006 | 2828 | 1 | 1
2007 | 3046 | 2712 | 3A | 3
2007 | 4425 | 50658 | 4 | RX4
2007 | 4426 | 54945 | 11 | 11
2007 | 4482 | 50629 | 2 | 2
2007 | 4496 | 50663 | B100 | SDA100
2007 | 4922 | 2850 | 1 | 1
2007 | 4922 | 2850 | 4 | 4
2007 | 4922 | 6031 | 2 | 2
2007 | 11169 | 54562 | PB20 | 3
2007 | 11169 | 54562 | PB20 | 4
2007 | 12199 | 6089 | B1 | 1
2007 | 12341 | 1082 | 4 | 4
2007 | 12628 | 1571 | 1 | 1
2007 | 13407 | 2324 | 3 | 3
2007 | 13756 | 6085 | 18 | 18
2007 | 13982 | 50661 | B | BSDA
2007 | 14006 | 8102 | 2 | 2
2007 | 14165 | 3098 | 3 | SCRB
2007 | 14354 | 6165 | 1 | 1
2007 | 14952 | 50388 | K1 | K1
2007 | 19876 | 10771 | 2 | 2
2007 | 19876 | 10773 | 2 | 2
2007 | 19876 | 52007 | BLR2 | FGD2
2007 | 20508 | 50900 | 6PB | DS69
2007 | 20541 | 50875 | 4 | L4SDA
2007 | 20541 | 50882 | 1 | SDA1
2007 | 20541 | 50883 | BLR1 | SDA1
2007 | 20541 | 54033 | BLR1 | SDA1
2007 | 20541 | 54758 | BW1 | SD1
2007 | 20542 | 50465 | PB | PB
2007 | 20546 | 1382 | H1 | H1
2007 | 20546 | 6639 | G2 | G2
2007 | 5416 | 2718 | 5 | 1
2007 | 5416 | 2727 | 3 | 3
2007 | 5416 | 8042 | 1 | 1
2007 | 5416 | 8042 | 2 | 2
2007 | 5473 | 54428 | 074 | 074
2007 | 6036 | 50051 | BLR A | ABS A
2007 | 6541 | 56708 | H1101 | R3102
2007 | 7140 | 703 | 3BLR | 3S
2007 | 7140 | 708 | 4 | 1
2007 | 7140 | 728 | Y1BR | Y1FG
2007 | 7570 | 56786 | 1 | 1
2007 | 7840 | 10370 | CB1302 | SI1131
2007 | 7840 | 10371 | CB1302 | SI1131
2007 | 8009 | 52140 | RF2 | RF2VE
2007 | 9273 | 994 | 2 | 2
2007 | 9273 | 994 | 4 | 4
2007 | 9350 | 54099 | PB1 | PBF1
2007 | 9617 | 667 | 1 | 1
2007 | 55739 | 10384 | 1A | 1A
2007 | 55739 | 10384 | 1B | 1B
2007 | 55995 | 56456 | BLR1 | FGD1
2007 | 56067 | 56847 | Boil | SDA
2007 | 15430 | 10033 | 11 | 11SDA
2007 | 15466 | 470 | 2 | 2
2007 | 15470 | 1001 | 1 | 1
2007 | 15534 | 3149 | 2 | 2
2007 | 15824 | 50225 | 1SG1A | 1FG1A
2007 | 16380 | 54820 | 1 | 1
2007 | 16899 | 50837 | UNIT3 | FGD3
2007 | 17177 | 6768 | 1 | 1

## F860_BOILER_FGP
YEAR | UTILITY_ID | PLANT_CODE | BOILER_ID | FGP_ID
2007 | 14354 | 3644 | 1 | 1
2007 | 14354 | 8066 | BW71 | PR71
2007 | 14354 | 8066 | BW74 | PR74
2007 | 14369 | 50476 | B10 | C10
2007 | 15989 | 1040 | 2 | 2
2007 | 15998 | 3130 | 1 | BH 1
2007 | 16024 | 54464 | B001 | B01S
2007 | 16077 | 10772 | CFB | ESP
2007 | 16183 | 2642 | 2 | 2
2007 | 16572 | 6177 | U1B | 1ESP
2007 | 17235 | 3131 | 2 | 2
2007 | 18642 | 3407 | 9 | 9
2007 | 18642 | 3419 | D | D
2007 | 19099 | 3845 | BW22 | PR22
2007 | 19173 | 10003 | BLR4 | BLR4
2007 | 19316 | 55360 | 1 | BGH
2007 | 19323 | 6146 | 2 | 2
2007 | 19323 | 6147 | 3 | 3
2007 | 20856 | 4050 | 5 | 5
2007 | 20860 | 4078 | 1 | 1
2007 | 21048 | 1866 | 7 | EW
2007 | 21128 | 50215 | 101 | BAG1
2007 | 22122 | 2531 | 3 | 3
2007 | 22129 | 6082 | 1 | 1
2007 | 22146 | 2526 | 12 | 12
2007 | 21 | 10671 | 2A | 2A
2007 | 189 | 56 | 1 | 1
2007 | 195 | 3 | 5 | 5
2007 | 195 | 7 | 2 | 2
2007 | 195 | 26 | 1 | 1
2007 | 353 | 10640 | BLR1 | FGPC1
2007 | 554 | 1122 | 7 | 7
2007 | 554 | 1122 | 7 | 7HRC
2007 | 563 | 10151 | BLR1A | FGBH1A
2007 | 570 | 10746 | BLR4 | BH4
2007 | 3046 | 2712 | 3B | 3B
2007 | 3103 | 10729 | STRBLR | STKRBH
2007 | 3106 | 10855 | STKR1 | BHS
2007 | 3106 | 10855 | STKR2 | BHS
2007 | 3242 | 2169 | 1 | 1
2007 | 3542 | 2830 | 2 | 2B
2007 | 3542 | 2832 | 5-2 | 5-2
2007 | 3901 | 10071 | 2C | 2C
2007 | 3989 | 492 | 7 | 7A
2007 | 4252 | 593 | 3 | 3
2007 | 4254 | 1695 | 5 | 5
2007 | 4254 | 1710 | 1 | OUTLET
2007 | 22500 | 1250 | 5 | 5
2007 | 22500 | 6068 | 3 | 3
2007 | 23279 | 1570 | 9 | 9
2007 | 23330 | 10250 | 2 | BP2
2007 | 50006 | 10793 | BLR2 | ESP2
2007 | 50006 | 10795 | BLR2 | DC2
2007 | 50006 | 10795 | BLR4 | BHB
2007 | 50006 | 10795 | BLR4 | DC4
2007 | 50006 | 10796 | BLR1 | BGHSE
2007 | 50007 | 10792 | BOIL2 | MS2
2007 | 50018 | 1619 | 1 | 1
2007 | 50129 | 10612 | PB1 | PB1
2007 | 50129 | 10612 | PB1SCB | PB1SCB
2007 | 50129 | 10612 | RB1 | RB1ESP
2007 | 54681 | 10074 | RECBOI | PRECIP
2007 | 54708 | 10378 | 1A | 1A
2007 | 54708 | 10378 | 2A | 2A
2007 | 54788 | 10052 | BLR1 | ESP1
2007 | 54865 | 6178 | 1 | 1
2007 | 54880 | 10244 | 7 | ESP1
2007 | 54880 | 10244 | 8 | ESP2
2007 | 56062 | 51038 | B2 | BH2
2007 | 56069 | 56848 | HRSG7 | FGD2
2007 | 56137 | 54638 | RB01 | RB
2007 | 56187 | 50251 | WTB | PREC2
2007 | 56190 | 7652 | D-4 | D-4
2007 | 733 | 3775 | 3 | 3
2007 | 4254 | 1723 | 1 | 1
2007 | 5416 | 2727 | 4 | 4
2007 | 5473 | 54428 | 601 | 601
2007 | 5511 | 2480 | 2 | 2
2007 | 5517 | 892 | 1 | 1
2007 | 5517 | 892 | 2 | 2
2007 | 5624 | 10025 | 13 | 13/14
2007 | 5624 | 10025 | 41 | 44
2007 | 5624 | 10025 | 44 | 41
2007 | 5748 | 887 | 2 | 2
2007 | 5748 | 887 | 3 | 3
2007 | 6035 | 3161 | 2 | 2
2007 | 6036 | 50051 | BLR A | BH A
2007 | 6306 | 55867 | B1 | BH1
2007 | 7801 | 641 | 4 | 4
2007 | 7801 | 643 | 2 | 2
2007 | 7840 | 10369 | CB1302 | BH1501
2007 | 7840 | 10371 | CB1302 | BH1501
2007 | 8181 | 10118 | 2 | BH2
2007 | 8483 | 10207 | 1 | 1R
2007 | 8483 | 10207 | 2 | 2P
2007 | 8483 | 10207 | 3 | 3R
2007 | 9210 | 54656 | PB2 | PB2
2007 | 9210 | 54656 | PB3 | PB3
2007 | 9210 | 54656 | PB5 | PB5
2007 | 9231 | 2132 | 1 | 1
2007 | 9231 | 2132 | 2 | 2
2007 | 9273 | 991 | 5 | 5
2007 | 733 | 3936 | 1 | 1
2007 | 733 | 3938 | 21 | 21
2007 | 733 | 6264 | 1 | 1
2007 | 770 | 2094 | 3 | 3
2007 | 772 | 10860 | CFB1 | BH1
2007 | 772 | 10865 | CFB3 | BH3
2007 | 772 | 10866 | 3 | 3
2007 | 986 | 79 | 1 | 1
2007 | 986 | 79 | 1 | BH
2007 | 1307 | 6204 | 2 | 2
2007 | 1864 | 52041 | 1 | EFB1
2007 | 1959 | 10354 | 1 | PCI
2007 | 1984 | 7513 | BOIL1 | ESP
2007 | 2512 | 51000 | CFB1 | F100
2007 | 12384 | 879 | 51 | 51
2007 | 12490 | 562 | 1 | 1
2007 | 12588 | 3788 | 1 | 1
2007 | 12647 | 1893 | 3 | SCR3
2007 | 12647 | 1893 | 4 | AQCS2
2007 | 12647 | 10686 | 5 | DC5
2007 | 12647 | 10686 | 6 | ESP6
2007 | 12686 | 6073 | 1 | 1
2007 | 12796 | 3942 | 3 | 3
2007 | 12796 | 3945 | 8 | 8
2007 | 10623 | 676 | 3 | 3
2007 | 10911 | 10321 | 8 | 8
2007 | 11169 | 54562 | PB13 | 5
2007 | 11249 | 1364 | 2 | 2
2007 | 11701 | 1843 | 2 | 2
2007 | 12199 | 2790 | B1 | ESP1
2007 | 12222 | 54802 | BB2 | WESP
2007 | 12222 | 54802 | REC1 | R1ESP
2007 | 12222 | 54802 | REC2 | R2ESP
2007 | 12298 | 4127 | B24 | c24
2007 | 12307 | 50101 | PB6 | 6PB
2007 | 12341 | 1091 | 2 | 2
2007 | 12341 | 6664 | 101 | 1
2007 | 12341 | 6664 | 101 | 104
2007 | 13781 | 1912 | 5 | 5A
2007 | 13922 | 548 | 2 | 2
2007 | 13982 | 50661 | A | ABH
2007 | 13982 | 50661 | B | BBH
2007 | 14006 | 2872 | 1 | 1
2007 | 14006 | 2872 | 2 | 2
2007 | 14006 | 2872 | 4 | 4
2007 | 14006 | 2872 | 5 | 5
2007 | 14063 | 2956 | 3 | 3P
2007 | 14127 | 2291 | 4 | 4
2007 | 14165 | 2836 | 10 | 10
2007 | 14165 | 3138 | 5 | 5
2007 | 14194 | 2935 | 13 | 13
2007 | 14232 | 6098 | 1 | BP
2007 | 14294 | 2539 | 2 | 2
2007 | 13060 | 54626 | BL01 | FABAGH
2007 | 13168 | 2549 | 64 | 64
2007 | 13337 | 6077 | 2 | 2BH
2007 | 13407 | 2324 | 1 | 1
2007 | 13492 | 54627 | A | AESP
2007 | 13756 | 6085 | 15 | 15
2007 | 14519 | 50666 | B3 | PABH3
2007 | 14610 | 564 | 1 | 1
2007 | 14928 | 54236 | BLR5 | 5
2007 | 14932 | 50976 | AAB01 | JPF04
2007 | 14995 | 54620 | B1 | FGPC1
2007 | 15262 | 50640 | BLR1 | ESP1
2007 | 15276 | 3148 | 2 | 2
2007 | 15466 | 469 | 4 | 4
2007 | 15470 | 6113 | 3 | 3
2007 | 15470 | 6113 | 4 | 4
2007 | 15526 | 50240 | BLR2 | BLR2
2007 | 15526 | 50240 | BLR5 | BLR5
2007 | 15537 | 3140 | 2 | 2B
2007 | 4427 | 50664 | B102 | SE102
2007 | 4435 | 10013 | 1 | 1
2007 | 4476 | 50630 | BLR1 | BH1
2007 | 4922 | 2848 | H-3 | H-3
2007 | 4922 | 2848 | H-6 | H-6
2007 | 5033 | 50395 | 14 | 14
2007 | 5107 | 1822 | 5 | 5
2007 | 5109 | 1733 | 2 | 2
2007 | 5109 | 1733 | 4 | 4
2007 | 5109 | 1743 | 1 | 1
2007 | 5109 | 6034 | 1 | 1
2007 | 5277 | 54795 | C4 | CD4
2007 | 5416 | 2718 | 1 | 1
2007 | 5416 | 2718 | 3 | 3
2007 | 5416 | 2718 | 4 | 4
2007 | 5416 | 2721 | 6 | 6
2007 | 17543 | 130 | 4 | 4
2007 | 17543 | 3319 | 3 | 3
2007 | 17554 | 3298 | WIL1 | WIL1
2007 | 17568 | 6061 | 2 | 2
2007 | 17698 | 7902 | 1 | 1
2007 | 17828 | 963 | 31 | 31
2007 | 17828 | 963 | 41 | 41
2007 | 17828 | 964 | 7 | 7-8
2007 | 17833 | 2161 | 1 | 1
2007 | 17833 | 2161 | 3 | 3
2007 | 18429 | 3920 | 1 | 1
2007 | 18454 | 645 | BB04 | ESP4
2007 | 18642 | 47 | 2 | 2
2007 | 18642 | 1379 | 6 | 6
2007 | 18642 | 3393 | 1 | 1
2007 | 18642 | 3393 | 3 | 3
2007 | 18642 | 3403 | 1 | 1
2007 | 19876 | 7213 | 1 | 1
2007 | 20169 | 550 | 1 | EW
2007 | 20541 | 50873 | B2 | FF2
2007 | 20541 | 50875 | 3 | 3
2007 | 20541 | 50880 | UNIT1 | BAG1
2007 | 20541 | 50883 | BLR2 | FF2
2007 | 20541 | 50886 | 1-1B | 2
2007 | 20541 | 54529 | 0001 | 0001
2007 | 6452 | 6042 | PMT1 | PMT1
2007 | 6526 | 2838 | 18 | 18
2007 | 6526 | 2866 | 1 | 1
2007 | 6526 | 2866 | 2 | 2
2007 | 6526 | 2866 | 6 | 6
2007 | 6541 | 56708 | H1201 | F3202
2007 | 6909 | 663 | B2 | P2
2007 | 9312 | 54091 | PB2 | PB2P
2007 | 9324 | 988 | U3 | PCP 3
2007 | 9332 | 594 | 1 | 1
2007 | 9332 | 594 | 2 | 2
2007 | 9356 | 54090 | 3PB | 3
2007 | 9356 | 54090 | 5REC | 5
2007 | 9385 | 54097 | PB1 | PB1
2007 | 9393 | 54096 | BLRB2 | PRCEB2
2007 | 9417 | 1046 | 6 | 6
2007 | 9417 | 1047 | 2 | 2
2007 | 9417 | 1047 | 3 | 3
2007 | 9417 | 1058 | 4 | 4
2007 | 9417 | 1058 | 5 | 5
2007 | 9417 | 6254 | 1 | 1
2007 | 55863 | 10627 | RB4 | RB4-EW
2007 | 55871 | 50884 | B103 | 3
2007 | 55903 | 50189 | 2HFB | EGS2
2007 | 55919 | 10360 | B24 | C10
2007 | 55919 | 10360 | B29 | C11
2007 | 55932 | 54789 | 3RB | 3RBPPT
2007 | 55937 | 3459 | 5 | 5
2007 | 55965 | 54857 | B23 | B23
2007 | 55965 | 54857 | B24 | B24
2007 | 24211 | 8223 | 1 | 1
2007 | 24211 | 8223 | 3 | 3
2007 | 26751 | 2516 | 2 | 2
2007 | 26751 | 2517 | 3 | 3
2007 | 26751 | 2517 | 4 | 4
2007 | 30151 | 527 | 1 | N4A
2007 | 31719 | 1507 | 4 | 4B
2007 | 34672 | 50407 | 8PB | PRECIP
2007 | 40430 | 50305 | K22 | K22
2007 | 49756 | 6016 | 1 | 1
2007 | 49801 | 50933 | BLR7 | ESP
2007 | 49965 | 1588 | 7 | 7
2007 | 49969 | 54587 | 2 | ESP1
2007 | 54888 | 298 | LIM1 | ESP1
2007 | 54888 | 3470 | WAP5 | BAG5
2007 | 55600 | 54415 | 101613 | FGPC1
2007 | 55732 | 52089 | NO3BLR | NO3ESP
2007 | 55740 | 54081 | 4A | 4A
2007 | 55768 | 2378 | 1 | 1
2007 | 55789 | 10700 | BLR1 | 6
2007 | 55789 | 10700 | RB4 | 041
2007 | 55849 | 10252 | 7 | 7
2007 | 55849 | 10252 | THB | THB
2007 | 9628 | 10377 | 1A | 1A
2007 | 9628 | 10377 | 2A | 2A
2007 | 9645 | 2682 | 9 | 9
2007 | 10171 | 1355 | 3 | 3
2007 | 7043 | 54427 | 20 | 20ESP
2007 | 7067 | 54318 | C | A215
2007 | 7127 | 10361 | 5B | 5BAGH
2007 | 7136 | 10699 | 4 | 4
2007 | 7140 | 708 | 4 | 4N
2007 | 7140 | 709 | 2 | 2
2007 | 7140 | 728 | Y2BR | Y2EP
2007 | 7140 | 728 | Y5BR | Y5EP
2007 | 7140 | 6052 | 2 | 2
2007 | 7140 | 6257 | 4 | 4
2007 | 7166 | 10610 | COMB | ESP CB
2007 | 20847 | 7549 | 2 | 2
2007 | 19365 | 50483 | B4 | WS5
2007 | 19541 | 54276 | 7 | 7
2007 | 19685 | 50121 | HOC | BELCO
2007 | 19781 | 50772 | B1 | FGPC1
2007 | 19876 | 3796 | 4 | 4
2007 | 19876 | 3797 | 6 | 6
2007 | 19876 | 3803 | 4 | 4
2007 | 19876 | 3804 | 3 | 3
2007 | 19876 | 3809 | 2 | 2
2007 | 19876 | 3954 | 1 | 1
2007 | 7172 | 54101 | PB2 | PB2
2007 | 7353 | 6288 | 1 | 1
2007 | 7392 | 10114 | B101 | A ESP
2007 | 7392 | 10114 | B102 | B ESP
2007 | 7490 | 165 | 2 | 2
2007 | 7570 | 2039 | 1 | 1
2007 | 20546 | 1381 | C1 | C1
2007 | 14354 | 4158 | BW43 | PR43
2007 | 14354 | 4158 | BW44 | SC44
2007 | 14354 | 4162 | 2 | 2
2007 | 14354 | 8066 | BW73 | PR73
2007 | 14354 | 8069 | 1 | 1
2007 | 14369 | 50476 | B7 | C7
2007 | 15873 | 3118 | 1 | 1
2007 | 16024 | 54464 | B002 | B02S
2007 | 16181 | 2008 | 2 | 2
2007 | 16190 | 50406 | 1HFB | ESP1
2007 | 16294 | 50396 | BLR6 | 6
2007 | 16572 | 4941 | 2 | 2
2007 | 16721 | 50447 | 21 | ESP
2007 | 16899 | 50837 | UNIT2 | BH2
2007 | 16929 | 50290 | 2 | 2
2007 | 17043 | 2943 | 1 | ESP 1
2007 | 17164 | 55882 | BLR1 | FGPC1
2007 | 17166 | 8224 | 1 | 1
2007 | 17470 | 7627 | 14 | 14
2007 | 17539 | 3295 | URQ3 | URQ3
2007 | 17539 | 3297 | WAT1 | WAT1
2007 | 18642 | 3407 | 4 | 4
2007 | 18870 | 55462 | PC1 | 1
2007 | 19194 | 50651 | 5 | BAGHS
2007 | 19323 | 3497 | 1 | 1
2007 | 19323 | 6180 | 1 | 1
2007 | 19323 | 6648 | 4 | 4
2007 | 19323 | 52071 | SANDW1 | ESP1
2007 | 20856 | 4054 | 2 | 2
2007 | 20860 | 4072 | 5 | 5
2007 | 21025 | 50611 | 031 | 1
2007 | 21554 | 136 | 1 | 1
2007 | 21773 | 50931 | BLR2 | BH2
2007 | 22001 | 3152 | 1A | 1A
2007 | 22048 | 54469 | BLR2 | MC2
2007 | 22122 | 2531 | 1 | 1
2007 | 56 | 50805 | 2PB | ESP2
2007 | 65 | 50249 | 11 | 11
2007 | 142 | 10676 | 3 | 3
2007 | 142 | 10676 | 5 | 5
2007 | 195 | 3 | 4 | 4
2007 | 261 | 6705 | 2 | 2
2007 | 450 | 10504 | SB1 | AB1
2007 | 473 | 10642 | 1 | 1
2007 | 520 | 863 | 06 | 02
2007 | 528 | 10646 | BLR2 | BAGHS2
2007 | 563 | 10151 | BLR1B | FGBH1B
2007 | 570 | 10746 | BLR2 | BH2
2007 | 623 | 10430 | B1 | ESP1
2007 | 3046 | 2709 | 1 | 1
2007 | 3046 | 3251 | 1 | 1
2007 | 3258 | 1218 | 2 | CE2
2007 | 3542 | 2830 | 6 | 6A
2007 | 3901 | 10071 | 2A | 2A
2007 | 3998 | 10300 | BLR1 | BH1
2007 | 4045 | 2123 | 6 | BH1
2007 | 4161 | 602 | 1 | 1
2007 | 4161 | 602 | 2 | 2
2007 | 4222 | 54556 | BLR 1 | ESP1
2007 | 4222 | 54556 | BLR10 | BH
2007 | 4254 | 1702 | 1 | 1S
2007 | 4254 | 1702 | 2 | 2S
2007 | 22199 | 50392 | 5 | 5
2007 | 22200 | 50308 | 6 | BH6
2007 | 22218 | 52072 | 3 | ESP3
2007 | 22350 | 544 | 7 | 7
2007 | 22500 | 1252 | 10 | 10
2007 | 22500 | 6068 | 2 | 2
2007 | 23279 | 6004 | 2 | 2
2007 | 50007 | 10792 | BOIL1 | BAGHS1
2007 | 50018 | 1619 | 3 | 3
2007 | 50033 | 50491 | 3BLR | 3BR
2007 | 50033 | 50491 | 4BLR | 4EW
2007 | 50085 | 10062 | BLR1 | SDA1
2007 | 54708 | 10379 | 1A | 1A
2007 | 54738 | 54098 | B09 | C06
2007 | 54827 | 50774 | 1 | EP1
2007 | 55995 | 56456 | BLR1 | FGP1
2007 | 56069 | 56848 | HRSG6 | FGD2
2007 | 56099 | 10840 | U2 | U-2
2007 | 56137 | 54638 | PC81 | PC81
2007 | 56174 | 10511 | 9 | 9MC
2007 | 5416 | 3264 | 3 | 3
2007 | 5473 | 54428 | 072 | 072
2007 | 5473 | 54428 | 073 | 073
2007 | 5511 | 2480 | 4 | 4
2007 | 5517 | 897 | 2 | 2
2007 | 5517 | 898 | 5 | 5
2007 | 5580 | 1385 | 1 | 1
2007 | 5580 | 6041 | 2 | 2
2007 | 5610 | 50481 | 253-27 | 253-27
2007 | 5610 | 50481 | 325-31 | 325-31
2007 | 5610 | 50481 | 83-20 | 83-20
2007 | 5610 | 50481 | 83-24 | 83-24
2007 | 5624 | 10025 | 14 | 13/14
2007 | 5624 | 10025 | 15 | 13/14
2007 | 5624 | 10025 | 42 | 41
2007 | 5624 | 10025 | 42 | 44
2007 | 5624 | 10025 | 43 | 43
2007 | 6452 | 609 | PCC2 | PCC2
2007 | 7840 | 10370 | CB1302 | BH1501
2007 | 7860 | 10030 | COGEN1 | ESP1
2007 | 8009 | 52140 | PB1 | PB1MC
2007 | 8181 | 10118 | 3 | BH3
2007 | 8449 | 1372 | 5 | 5
2007 | 8449 | 1372 | 6 | 6
2007 | 8641 | 10346 | BOIL01 | MULC01
2007 | 9190 | 54095 | PB1 | DC1
2007 | 9210 | 54656 | PB1 | PB1
2007 | 9210 | 54656 | RB5 | RB5
2007 | 9273 | 990 | 60 | 60
2007 | 9273 | 990 | 70 | 70
2007 | 772 | 10864 | 4 | 4
2007 | 772 | 10865 | CFB4 | BH4
2007 | 803 | 113 | 1 | 1A
2007 | 803 | 113 | 2 | 2
2007 | 803 | 113 | 3 | 3
2007 | 814 | 6009 | 2 | 2
2007 | 814 | 6641 | 1 | 1
2007 | 924 | 2168 | MB3 | ESP3
2007 | 1951 | 10148 | BLR 1 | SCBR 1
2007 | 2522 | 50466 | 1BB | 1BB
2007 | 2522 | 50466 | 2BB | 2BB
2007 | 2522 | 50466 | 2RB | 2RB03
2007 | 2522 | 50466 | 3RB | 3RB
2007 | 2565 | 10652 | BLR1 | ESP1
2007 | 3046 | 2706 | 2 | 2
2007 | 12384 | 384 | 71 | 71
2007 | 12384 | 867 | 8 | 8
2007 | 12384 | 879 | 52 | 52
2007 | 12384 | 884 | 2 | 2
2007 | 12384 | 886 | 19 | 19
2007 | 12384 | 3122 | 2 | 2
2007 | 12436 | 10328 | BLR3 | ESP3
2007 | 12588 | 3788 | 4 | 4
2007 | 12647 | 1897 | 4 | ESP4
2007 | 12647 | 10075 | 1 | ESP1
2007 | 12653 | 1573 | 1 | 1
2007 | 12686 | 2049 | 4 | ESP4
2007 | 12796 | 3943 | 2 | 2
2007 | 9279 | 55823 | BLR2 | PS2
2007 | 10620 | 673 | S-3 | S-3
2007 | 10911 | 10321 | 4 | 4
2007 | 10911 | 10321 | 9 | 9
2007 | 11169 | 54562 | PB12 | 8
2007 | 11169 | 54562 | PB20 | 1
2007 | 11169 | 54562 | PB20 | 2
2007 | 11217 | 10090 | SMBO01 | FGBH01
2007 | 11249 | 6071 | 2 | 2-2
2007 | 11269 | 6179 | 1 | 1
2007 | 11269 | 6179 | 2 | 2
2007 | 11479 | 3992 | 9 | 9
2007 | 11571 | 4125 | 8 | 8
2007 | 11701 | 1843 | 3 | 3
2007 | 12307 | 50101 | RB4 | 4RB
2007 | 12341 | 6664 | 101 | 101
2007 | 12341 | 6664 | 101 | 102
2007 | 12341 | 6664 | 101 | 103
2007 | 13781 | 1918 | 4 | CE001
2007 | 13781 | 3982 | 1 | C30
2007 | 13781 | 3982 | 5 | C33
2007 | 13781 | 6090 | 1 | 1
2007 | 14006 | 2872 | 3 | 3
2007 | 14127 | 6096 | 1 | 1
2007 | 14127 | 6096 | 2 | 2
2007 | 14165 | 2861 | 1 | 1
2007 | 14165 | 2861 | 2 | 2
2007 | 14165 | 3098 | 1 | 1
2007 | 14165 | 3098 | 3 | 3
2007 | 14194 | 2935 | 10 | 10
2007 | 14232 | 1943 | 2 | 2
2007 | 14294 | 2539 | 3 | 3
2007 | 14310 | 50397 | REC037 | C37
2007 | 12971 | 10165 | 1 | ESP1
2007 | 13008 | 50614 | 14 | 14
2007 | 13168 | 2549 | 65 | 65
2007 | 13756 | 996 | 11 | 11
2007 | 14534 | 420 | B3 | B3
2007 | 14839 | 1037 | 5 | 5
2007 | 15064 | 50208 | B1 | FGPC1
2007 | 15147 | 2408 | 1 | 1A
2007 | 15298 | 6076 | 2 | 2
2007 | 15330 | 55856 | 2 | 2
2007 | 15430 | 10033 | 13 | 13BGHS
2007 | 15470 | 1010 | 5 | 5
2007 | 15473 | 2451 | 1 | 1
2007 | 15537 | 3140 | 3 | 3C3D
2007 | 15597 | 56079 | North | BH
2007 | 15726 | 10560 | RB6 | 6
2007 | 4425 | 50658 | 2 | FF2
2007 | 4426 | 54945 | 13 | 13
2007 | 4447 | 50859 | BLR2 | BH2
2007 | 4487 | 50662 | UNIT1 | BGHS1
2007 | 4496 | 50663 | B100 | FF100
2007 | 4580 | 10606 | 10A | 10A
2007 | 4716 | 4140 | B1 | E1
2007 | 4716 | 4143 | 1 | E2
2007 | 5109 | 1743 | 7 | 7
2007 | 5109 | 1745 | 9A | 9A
2007 | 5232 | 10613 | 3RB | 3RB
2007 | 5262 | 54104 | PB3 | PB3PPT
2007 | 5269 | 876 | 1 | 1
2007 | 5277 | 54795 | C2 | CD2
2007 | 5277 | 54795 | C3 | CD3
2007 | 5416 | 2720 | 7 | 7
2007 | 5416 | 2727 | 1 | 1
2007 | 17543 | 3317 | 2 | 2
2007 | 17609 | 2341 | 2 | 2
2007 | 17610 | 54004 | PB2 | PRCP2
2007 | 17633 | 1012 | 2 | 2
2007 | 17633 | 6137 | 1 | 1A
2007 | 17633 | 6137 | 2 | 2
2007 | 17698 | 6138 | 1 | 1
2007 | 17718 | 6194 | 171B | 171P
2007 | 17828 | 963 | 33 | 33
2007 | 17833 | 2161 | 2 | 2
2007 | 18157 | 50807 | 2RB | 2RB
2007 | 18162 | 50806 | PB1 | PB1MC
2007 | 18189 | 50247 | B020 | 14ESP
2007 | 18315 | 108 | SGU1 | BH1
2007 | 18642 | 50 | 5 | 5
2007 | 18642 | 50 | 7 | 7
2007 | 18642 | 1378 | 3 | 3
2007 | 18642 | 1379 | 5 | 5
2007 | 18642 | 3406 | 5 | 5
2007 | 18642 | 3406 | 6 | 6
2007 | 18642 | 3406 | 7 | 7
2007 | 20492 | 50184 | REC | PRECIP
2007 | 20508 | 50900 | 7PB | P7
2007 | 20508 | 50900 | 8PB | P8
2007 | 20541 | 10503 | SG201A | ESPA
2007 | 20541 | 10503 | SG201B | ESPB
2007 | 20541 | 50873 | B1 | FF1
2007 | 20541 | 50879 | BLR1 | BH1
2007 | 20541 | 50886 | 1-1A | 1
2007 | 6526 | 2866 | 4 | 4
2007 | 6526 | 2878 | 2 | 2
2007 | 6526 | 6094 | 1 | 1
2007 | 6778 | 56024 | 11CRU | 11CRU
2007 | 9348 | 52152 | 6PB | 5ESP
2007 | 9348 | 52152 | 6PB | 6ESP
2007 | 9384 | 50245 | PB3 | SCRB3
2007 | 9385 | 54097 | PB2 | PB2
2007 | 9390 | 54087 | RB01 | RB01
2007 | 9393 | 54096 | BLRR2 | PRCE2
2007 | 9401 | 50250 | 4PB | 4PB
2007 | 9417 | 1048 | 2 | 2
2007 | 55893 | 56643 | 7 | 1
2007 | 55919 | 10360 | B26 | C10
2007 | 55924 | 56671 | UHA01 | UHQ02
2007 | 55932 | 54789 | 1RB | 1RBPPT
2007 | 55932 | 54789 | 3PB | 3PBPPT
2007 | 55936 | 1393 | 1A | 1A
2007 | 55936 | 1393 | 6 | 6
2007 | 55965 | 10477 | P2 | P2ESP
2007 | 55965 | 10477 | R2 | R2
2007 | 55965 | 54857 | B22 | B22
2007 | 23632 | 10426 | PB2 | ESP6
2007 | 24211 | 8223 | 2 | 2
2007 | 26977 | 10766 | CFB001 | ESP101
2007 | 30002 | 50398 | 15RB | 15
2007 | 34672 | 50407 | 8RB | PRECIP
2007 | 42018 | 54998 | 12500 | 3
2007 | 42018 | 54998 | 12600 | 4
2007 | 49756 | 856 | 3 | 3
2007 | 49801 | 50933 | BLR2 | BH
2007 | 49805 | 56163 | 4 | 4ESP
2007 | 49886 | 56220 | P01 | F01
2007 | 49955 | 54061 | BLR1 | ESP1
2007 | 54894 | 56469 | FW-1 | ESP1
2007 | 55731 | 50253 | 1PB | 1PB
2007 | 55732 | 52089 | NO7BLR | NO7ESP
2007 | 55738 | 54085 | RB2 | PRECIP
2007 | 55740 | 54081 | 1A | 1A
2007 | 55740 | 54081 | 2B | 2B
2007 | 55768 | 2378 | 2 | 2
2007 | 55839 | 55429 | 3REC | 3RECPT
2007 | 9424 | 52151 | PB1 | PB1
2007 | 9434 | 54201 | BLR3 | DC3
2007 | 9434 | 54201 | BLR6 | DC6
2007 | 9617 | 667 | 2 | 2
2007 | 9628 | 10377 | 1B | 1B
2007 | 9628 | 10377 | 2C | 2C
2007 | 9645 | 2682 | 11 | 11
2007 | 9686 | 10202 | 5REC | 5RPPT
2007 | 9996 | 6064 | N1 | NESP
2007 | 10000 | 1241 | 1 | 1
2007 | 10000 | 2079 | 5A | 5A
2007 | 7136 | 10699 | 1 | 1
2007 | 7140 | 703 | 1BLR | 1A
2007 | 7140 | 703 | 1BLR | 1D
2007 | 7140 | 703 | 2BLR | 2B
2007 | 7140 | 733 | 1 | 1
2007 | 20847 | 7549 | 3 | 3
2007 | 19391 | 3176 | 6 | 1
2007 | 19436 | 2103 | 2 | 2
2007 | 19528 | 54780 | B6 | ESP6
2007 | 19539 | 54775 | BLR11 | B11BAG
2007 | 19545 | 55479 | 3 | 3
2007 | 19724 | 52048 | 9 | BAGHOU
2007 | 19856 | 2434 | 10 | 10
2007 | 19876 | 3797 | 4 | 4
2007 | 7166 | 10610 | REC2 | ESPRB2
2007 | 7490 | 165 | 1 | 1
2007 | 20541 | 54758 | BW2 | BP2
2007 | 20543 | 50192 | 2 | WS1
2007 | 20547 | 50185 | 2RB | 2RB
2007 | 20548 | 50187 | 11B | 11SC
2007 | 20704 | 54944 | 5RB | PCD25I
2007 | 20847 | 1769 | 4 | 4B
2007 | 20847 | 4041 | 5 | 5
2007 | 14354 | 4158 | BW42 | PR42
2007 | 14354 | 6165 | 1 | 1
2007 | 14381 | 2936 | 3 | 3
2007 | 15873 | 3136 | 1 | 1
2007 | 16064 | 50028 | 1HP | SCRUB1
2007 | 16183 | 2642 | 3 | 3
2007 | 16190 | 50406 | 2HFB | ESP2
2007 | 16190 | 50406 | REC | RECESP
2007 | 16380 | 54820 | 1 | 1
2007 | 16604 | 6181 | 2 | 2BGH
2007 | 16653 | 50639 | 7PB | 7ESP
2007 | 16719 | 50438 | 4PB | 4PB
2007 | 17164 | 50112 | BLR2 | FGPC2
2007 | 17177 | 6768 | 1 | 1
2007 | 17235 | 3113 | 1 | 1
2007 | 17235 | 3131 | 3 | 3
2007 | 17445 | 50071 | BLR1 | ESP1
2007 | 18642 | 3407 | 6 | 6
2007 | 19099 | 3845 | BW21 | 1
2007 | 19194 | 50651 | 1 | BAGHS
2007 | 19194 | 50651 | 3 | BAGHS
2007 | 19323 | 6146 | 1 | 1
2007 | 19323 | 6147 | 1 | 1
2007 | 21461 | 1599 | 1 | 1
2007 | 22001 | 3152 | 2A | 2A
2007 | 22053 | 1353 | BSU1 | KOPP
2007 | 22053 | 1353 | BSU2 | COTT
2007 | 22122 | 2531 | 2 | 2
2007 | 22146 | 2526 | 13 | 13
2007 | 22199 | 50392 | 1 | 1
2007 | 22199 | 50392 | 4 | 4
2007 | 39 | 2529 | 3 | 3
2007 | 177 | 10673 | BLRA | A
2007 | 189 | 56 | 3 | 3
2007 | 195 | 8 | 8 | 8
2007 | 195 | 26 | 2 | 2
2007 | 195 | 6002 | 2 | 2
2007 | 520 | 861 | 01 | 01
2007 | 520 | 863 | 05 | 01
2007 | 520 | 864 | 01 | 01
2007 | 3046 | 2709 | 3 | 3
2007 | 3046 | 2716 | 1 | 1
2007 | 3046 | 2716 | 3 | 3
2007 | 3242 | 2169 | 2 | 2
2007 | 3542 | 2830 | 5 | 5B
2007 | 3807 | 10849 | BLR1 | BAG1
2007 | 3807 | 10849 | BLR2 | BAG2
2007 | 3901 | 10071 | 1A | 1A
2007 | 3989 | 492 | 5 | 5
2007 | 4158 | 2384 | 8 | 8
2007 | 4161 | 1554 | 4 | 4
2007 | 4172 | 50560 | B101 | MC101
2007 | 4222 | 54556 | BLR2 | ESP2
2007 | 22200 | 50308 | 7 | BH7
2007 | 22296 | 54219 | BLR1 | ESP1
2007 | 22296 | 54219 | BLR1 | MC1
2007 | 22350 | 544 | 8 | 8
2007 | 22611 | 54752 | RECB | 2RB
2007 | 23279 | 3178 | 1 | 1
2007 | 23279 | 3178 | 2 | 2
2007 | 23279 | 3179 | 3 | 3
2007 | 50018 | 1619 | 2 | 2
2007 | 50018 | 1626 | 4 | 4
2007 | 50085 | 10062 | BLR2 | SDA2
2007 | 50097 | 50282 | 3RB | P1
2007 | 50102 | 54763 | PB1 | PB1SC
2007 | 50133 | 10233 | PB | PB
2007 | 54708 | 10378 | 1C | 1C
2007 | 54824 | 51026 | BLR1 | PRECIP
2007 | 54880 | 10244 | 6 | WESP
2007 | 56099 | 10840 | U1 | U-1
2007 | 56155 | 1831 | 3 | 3
2007 | 56155 | 1831 | 5 | 5
2007 | 56155 | 1831 | 6 | 6
2007 | 5416 | 2727 | 3 | 3
2007 | 5416 | 2727 | 3 | 3A
2007 | 5416 | 3264 | 2 | 2
2007 | 5416 | 8042 | 1 | 1
2007 | 5416 | 8042 | 2 | 2
2007 | 5473 | 54428 | 074 | 074
2007 | 5517 | 891 | 9 | 6
2007 | 5580 | 1384 | 1 | 1
2007 | 5580 | 1384 | 2 | 2
2007 | 5610 | 50481 | 253-25 | 253-25
2007 | 5624 | 10025 | 44 | 42
2007 | 5748 | 887 | 1 | 1
2007 | 5748 | 887 | 5 | 5
2007 | 5860 | 1239 | 40 | 8
2007 | 6452 | 617 | PPE1 | PPE1
2007 | 6452 | 617 | PPE2 | PPE2
2007 | 6452 | 617 | PPE3 | PPE3
2007 | 6452 | 620 | PSN4 | PSN4
2007 | 7570 | 56786 | 1 | 1
2007 | 8009 | 52140 | RF1 | RF1WS
2007 | 8483 | 10207 | 1 | 1P
2007 | 8543 | 1979 | 3 | ESP3
2007 | 8543 | 1979 | 4 | ESP4
2007 | 8633 | 50858 | MWC2C | BHFF2C
2007 | 8633 | 50858 | MWC3D | BHFF3D
2007 | 8723 | 1830 | 4 | 4
2007 | 9190 | 54095 | RB1 | PREC1
2007 | 9210 | 54656 | RB4 | RB4
2007 | 9267 | 6213 | 2SG1 | 2EP
2007 | 9269 | 983 | 3 | 3
2007 | 9269 | 983 | 5 | 5
2007 | 772 | 10860 | CFB2 | BH2
2007 | 772 | 10864 | 5 | 5
2007 | 803 | 113 | 4 | 4
2007 | 803 | 2442 | 2 | 2
2007 | 986 | 79 | 5 | BH
2007 | 1735 | 54304 | 1A | 1H
2007 | 1746 | 10464 | E0003 | E0003
2007 | 1976 | 50277 | BLR1 | ESP1
2007 | 2053 | 54216 | AOW3 | AOW3
2007 | 2053 | 54216 | REC3 | REC3
2007 | 2548 | 589 | 1 | 1
2007 | 2565 | 10652 | BLR2 | ESP2
2007 | 2999 | 54235 | B003 | F003
2007 | 3006 | 2828 | 1 | 1
2007 | 12384 | 879 | 61 | 61
2007 | 12384 | 884 | 1 | 1
2007 | 12384 | 884 | 4 | 4A
2007 | 12436 | 10328 | BLR2 | BH2
2007 | 12490 | 562 | 3 | 3
2007 | 12628 | 1571 | 1 | 1
2007 | 12628 | 1571 | 2 | 2
2007 | 9273 | 994 | 2 | 2
2007 | 9273 | 994 | 4 | 4
2007 | 10171 | 1360 | 3 | 3
2007 | 10911 | 10321 | 2 | 2
2007 | 11169 | 54562 | PB20 | 3
2007 | 11169 | 54562 | PB20 | 4
2007 | 11169 | 54562 | RF15 | 15ESP
2007 | 11169 | 54562 | RF22 | 22ESP
2007 | 11208 | 6481 | 1SGA | 1CCB
2007 | 11217 | 10090 | SMB001 | FGBH01
2007 | 11249 | 6071 | 2 | 2-1
2007 | 12199 | 6089 | B1 | 1
2007 | 12222 | 54802 | BB3 | SCRUB3
2007 | 12307 | 50101 | RB2 | 2RB
2007 | 12341 | 1081 | 9 | 9
2007 | 12341 | 1082 | 4 | 4
2007 | 12341 | 1091 | 3 | 3
2007 | 12341 | 7343 | 4 | 4
2007 | 13781 | 1912 | 3 | 3A
2007 | 14006 | 8102 | 2 | 2
2007 | 14015 | 2876 | 2 | 2
2007 | 14063 | 2952 | 4 | 4P
2007 | 14063 | 6095 | 1 | 1P
2007 | 14127 | 2291 | 2 | 2
2007 | 14127 | 2291 | 3 | 3
2007 | 14194 | 2935 | 12 | 12
2007 | 14294 | 2539 | 1 | 1
2007 | 14310 | 50397 | 1PB035 | C36
2007 | 14310 | 50397 | 4PB034 | C36
2007 | 14310 | 50397 | 5PB036 | C46
2007 | 12971 | 10165 | 3 | ESP3
2007 | 13008 | 50614 | 5 | 5
2007 | 13143 | 1167 | 8 | 8
2007 | 13168 | 2549 | 66 | 66A
2007 | 13168 | 2549 | 67 | 67
2007 | 13337 | 6077 | 1 | 1BH
2007 | 13407 | 2324 | 3 | 3
2007 | 13579 | 2554 | 4 | 4
2007 | 13695 | 10380 | A BLR | A BH
2007 | 13695 | 10382 | UNIT2 | B BH
2007 | 13756 | 996 | 4 | 4
2007 | 13756 | 6085 | 18 | 18
2007 | 14519 | 50666 | B2 | PABH2
2007 | 14645 | 1175 | 6 | 6
2007 | 14932 | 10672 | CBC | C
2007 | 14932 | 50888 | BLR1 | BH1
2007 | 14952 | 50388 | K1 | K1
2007 | 15085 | 50739 | 0100 | 0100
2007 | 15147 | 2403 | 2 | 2
2007 | 15262 | 50637 | 4PWR | ESP4P
2007 | 15262 | 50638 | REC1 | PRECP1
2007 | 15430 | 10033 | 12 | 12BGHS
2007 | 15466 | 470 | 1 | 1
2007 | 15466 | 470 | 2 | 2
2007 | 15470 | 1001 | 1 | 1
2007 | 15470 | 1001 | 1 | 1A
2007 | 15470 | 1008 | 1 | 1
2007 | 15472 | 2367 | 4 | 4
2007 | 15472 | 2367 | 5 | 5
2007 | 15534 | 3149 | 2 | 2
2007 | 15537 | 3140 | 1 | 1
2007 | 15537 | 3140 | 2 | 2A
2007 | 15537 | 3140 | 3 | 3A3B
2007 | 15726 | 10560 | POWB | 1
2007 | 15726 | 10562 | PB6 | PB6
2007 | 4426 | 54945 | 11 | 11
2007 | 4474 | 50648 | UNIT1 | FF1
2007 | 4482 | 50629 | 2 | 2
2007 | 4716 | 4271 | B1 | E2
2007 | 4922 | 2848 | H-1 | H-1
2007 | 4922 | 2850 | 1 | 1
2007 | 4922 | 2850 | 4 | 4
2007 | 4922 | 6031 | 2 | 2
2007 | 5033 | 50395 | 1 | 1
2007 | 5109 | 1726 | 18 | 18
2007 | 5109 | 1732 | 12 | 12
2007 | 5109 | 1733 | 1 | 1
2007 | 5109 | 1745 | 19 | 19
2007 | 5109 | 6034 | 2 | 2
2007 | 5262 | 54104 | PB1 | PB1DC
2007 | 5416 | 2720 | 5 | 5
2007 | 5416 | 2727 | 2 | 2
2007 | 17543 | 130 | 1 | 1
2007 | 17543 | 6249 | 4 | 4
2007 | 17609 | 2341 | 1 | 1
2007 | 17633 | 6137 | 1 | 1
2007 | 17698 | 6139 | 1 | 1
2007 | 17833 | 2161 | 5 | 6
2007 | 17891 | 2942 | 5 | WESP
2007 | 17891 | 2942 | 6 | EESP
2007 | 18157 | 50807 | 3BB | 3BB
2007 | 18157 | 50807 | 4BB | 4BB
2007 | 18162 | 50806 | PB3 | PB3MC
2007 | 18162 | 50806 | PB4 | PB4ESP
2007 | 18642 | 1378 | 1 | 1
2007 | 18642 | 1379 | 1 | 1
2007 | 18642 | 3393 | 2 | 2
2007 | 19876 | 10771 | 2 | 2
2007 | 19876 | 10773 | 2 | 2
2007 | 19876 | 52007 | BLR1 | BH1
2007 | 20541 | 50877 | B1 | FF1
2007 | 20541 | 50882 | 2 | FF2
2007 | 20541 | 50883 | BLR1 | FF1
2007 | 6455 | 634 | 1 | 1
2007 | 6526 | 2835 | 11 | 11
2007 | 6526 | 2837 | 1 | 1
2007 | 6526 | 2864 | 2 | 2
2007 | 6526 | 2864 | 4 | 4
2007 | 6526 | 2864 | 7 | 7
2007 | 6541 | 56708 | H1101 | F3101
2007 | 6541 | 56708 | H1201 | F3201
2007 | 6616 | 658 | 7 | 7
2007 | 9303 | 50243 | 8 | 8
2007 | 9324 | 6166 | MB1 | PCP1
2007 | 9350 | 54099 | PB1 | PBF1
2007 | 9350 | 54099 | RB1 | RBF1
2007 | 9353 | 54358 | RB2 | RB2B
2007 | 9390 | 54087 | RB02 | RB02
2007 | 9393 | 54096 | BLRR1 | PRCE1
2007 | 9417 | 1046 | 1 | 1
2007 | 9417 | 1073 | 1 | 1
2007 | 9417 | 1077 | 1 | 1
2007 | 55936 | 1393 | 2A | 2A
2007 | 55952 | 56707 | SD200 | SD502
2007 | 55965 | 10477 | P1 | P1ESP
2007 | 55965 | 54885 | B21 | B21
2007 | 23598 | 50191 | REC3 | REC3
2007 | 23632 | 10426 | PB4 | PB4M
2007 | 23931 | 50956 | PB1 | PB1
2007 | 26840 | 50544 | 1RB | ESP
2007 | 29820 | 50812 | RILEY | ESP
2007 | 30151 | 6021 | C3 | C3
2007 | 31719 | 1507 | 2 | 2
2007 | 31719 | 1507 | 3 | 3A
2007 | 31719 | 1507 | 3 | 3B
2007 | 34359 | 50969 | BLR9 | NBH
2007 | 40230 | 7790 | 1-1 | 1-1
2007 | 40577 | 7286 | 3 | 3
2007 | 49747 | 55830 | EB3 | EB3
2007 | 49756 | 856 | 1 | 1
2007 | 49805 | 56163 | 1 | 1ESP
2007 | 49842 | 56192 | FBB | FBBBH
2007 | 49889 | 10343 | SG-101 | F101
2007 | 49966 | 10435 | SG101A | S202A
2007 | 49974 | 50660 | 3 | 3
2007 | 54888 | 3470 | WAP7 | BAG7
2007 | 54891 | 7030 | U1 | BG-1
2007 | 54899 | 599 | 2 | 2
2007 | 55739 | 10384 | 1A | 1A
2007 | 55739 | 10384 | 1B | 1B
2007 | 55808 | 54035 | BLR1 | BH1
2007 | 55840 | 10839 | BLR1 | MC1
2007 | 9424 | 52151 | RF2 | RF2
2007 | 9617 | 667 | 1 | 1
2007 | 10118 | 55289 | CFB2 | BH1
2007 | 7043 | 54427 | 12 | 12
2007 | 7043 | 54427 | 21 | 21ESP
2007 | 7140 | 703 | 4BLR | 4B
2007 | 7140 | 708 | 2 | 2
2007 | 7140 | 708 | 3 | 3
2007 | 7140 | 728 | Y7BR | Y7EP
2007 | 7140 | 733 | 3 | 3
2007 | 20847 | 4042 | 3 | 3B
2007 | 19365 | 50482 | B4 | WS4
2007 | 19365 | 50483 | B1 | WS1
2007 | 19436 | 2104 | 3 | 3
2007 | 19436 | 6155 | 1 | 1
2007 | 19528 | 54780 | B7 | ESP7
2007 | 19830 | 1564 | 8 | 8
2007 | 19856 | 2434 | 7 | 7
2007 | 19876 | 3809 | 1 | 1
2007 | 7392 | 10114 | B103 | C ESP
2007 | 20542 | 50465 | PB | PB
2007 | 20542 | 50465 | RB | RB
2007 | 20546 | 1382 | H1 | H1
2007 | 20546 | 6639 | G2 | G2
2007 | 20666 | 50232 | B1 | MC1
2007 | 14344 | 50049 | BLRC | C
2007 | 14354 | 6165 | 2 | 2
2007 | 14354 | 8066 | BW72 | PR72
2007 | 14354 | 8069 | 2 | 2
2007 | 14362 | 50296 | C2 | C2PPT
2007 | 14362 | 50296 | R3 | R3PPT
2007 | 15873 | 3136 | 2 | 2
2007 | 15998 | 3130 | 2 | BH 2
2007 | 16061 | 10768 | CFB | 1
2007 | 16181 | 2008 | 4 | 4
2007 | 16190 | 50406 | 1HFB | 1HFB
2007 | 16294 | 50396 | BLR1 | 1
2007 | 16604 | 7097 | BLR1 | BGH1
2007 | 16793 | 54634 | 1 | 1
2007 | 17164 | 50111 | BLR1 | FGPC1
2007 | 17164 | 56406 | BLR1 | FGPC1
2007 | 17166 | 8224 | 2 | 2
2007 | 17427 | 50814 | 4REC | 4PPT
2007 | 17427 | 50814 | WFB | WFBSCB
2007 | 17465 | 10017 | PB08 | PB08DC
2007 | 17465 | 10017 | PB08 | PB08WS
2007 | 17465 | 10017 | RF05 | RF05P
2007 | 18642 | 3407 | 7 | 7
2007 | 19145 | 55245 | 4 | 4
2007 | 19323 | 52071 | SANDW2 | ESP2
2007 | 19323 | 52071 | SANDW3 | ESP3
2007 | 20856 | 8023 | 1 | 1
2007 | 20860 | 4072 | 3 | 3
2007 | 20860 | 4072 | 4 | 4
2007 | 20860 | 4072 | 6 | 6
2007 | 20860 | 4078 | 4 | 4
2007 | 21554 | 136 | 2 | 2
2007 | 21734 | 50951 | 1 | 1
2007 | 22001 | 3152 | 3 | 3
2007 | 22146 | 2526 | 11 | 11
2007 | 25 | 2527 | 6 | 6
2007 | 39 | 2529 | 2 | 2
2007 | 42 | 10675 | A | 1CCB1A
2007 | 42 | 10675 | B | 1CCB1B
2007 | 189 | 56 | 2 | 2
2007 | 195 | 8 | 10 | 10
2007 | 195 | 8 | 6 | 6
2007 | 195 | 10 | 1 | 1
2007 | 204 | 54429 | PB2 | PB2
2007 | 261 | 6705 | 4 | 4
2007 | 349 | 10216 | RB1 | RB1
2007 | 450 | 10504 | SB2 | AB2
2007 | 473 | 10642 | 2 | 2
2007 | 473 | 10642 | 3 | 3
2007 | 520 | 864 | 05 | 5A
2007 | 542 | 10643 | 1 | ESP1
2007 | 542 | 10643 | 2 | ESP2
2007 | 570 | 10746 | BLR5 | BH5
2007 | 623 | 10430 | B5 | ESP5
2007 | 3046 | 2716 | 2 | 2
2007 | 3203 | 1131 | 7 | CE10-1
2007 | 3258 | 1218 | 1 | CE1
2007 | 3265 | 51 | 1 | 1
2007 | 3593 | 55076 | AA002 | BH2
2007 | 3953 | 10661 | 4 | ESP
2007 | 3989 | 8219 | 1 | 1
2007 | 4062 | 2843 | 9 | 5
2007 | 4161 | 1552 | 1 | 1
2007 | 4222 | 54556 | BLR3 | ESP3
2007 | 22218 | 52072 | 5 | ESP5
2007 | 22380 | 546 | 5 | 5
2007 | 22500 | 1252 | 9 | 9
2007 | 22611 | 54752 | 1PB | 1
2007 | 22803 | 50231 | 821 | ESP
2007 | 23279 | 1570 | 11 | 11
2007 | 23279 | 3178 | 1 | 1
2007 | 23279 | 3182 | 77 | 77
2007 | 23279 | 3944 | 1 | 1
2007 | 23279 | 6004 | 1 | 1
2007 | 50006 | 10793 | BLR3 | ESP3
2007 | 50006 | 10795 | BLR1 | BHA
2007 | 50006 | 10796 | BLR1 | MC1
2007 | 50006 | 10796 | BLR2 | BGHSE
2007 | 50006 | 10796 | BLR2 | MC2
2007 | 50018 | 1619 | 4 | 4
2007 | 50018 | 1626 | 1 | 1
2007 | 50018 | 1626 | 2 | 2
2007 | 50085 | 10062 | BLR4 | SDA4
2007 | 50097 | 50282 | 2RB | P1
2007 | 50102 | 54763 | PB3 | PB3SC
2007 | 50102 | 54763 | R3 | R3ESP
2007 | 54708 | 10378 | 1B | 1B
2007 | 54738 | 54098 | B07 | C02
2007 | 54738 | 54098 | B10 | C04
2007 | 54745 | 10425 | 2RB | 2RB
2007 | 54806 | 10836 | BLR1 | BH1
2007 | 54822 | 55174 | UNIT1 | BAGHS1
2007 | 54866 | 56453 | 031 | C02
2007 | 56069 | 56848 | HRSG9 | FGD2
2007 | 56084 | 10838 | BLR1 | DC1
2007 | 56110 | 56612 | 1 | 1
2007 | 56174 | 10511 | 10 | 6
2007 | 56190 | 7652 | D-1 | D-1
2007 | 733 | 3775 | 1 | 1
2007 | 733 | 3776 | 51 | 51
2007 | 4254 | 1723 | 3 | 3
2007 | 5416 | 2727 | 4 | 4A
2007 | 5473 | 54428 | 302 | 302
2007 | 5580 | 1385 | 2 | 2
2007 | 5580 | 6041 | 1 | 1
2007 | 5610 | 50481 | 83-19 | 83-19
2007 | 5610 | 50481 | 83-22 | 83-22
2007 | 5624 | 10025 | 16 | 15
2007 | 5624 | 10025 | 43 | 41
2007 | 6036 | 50051 | BLR B | BH B
2007 | 7570 | 2039 | 3 | 1
2007 | 7662 | 54852 | 1 | 1
2007 | 7840 | 10368 | CB1302 | BH1501
2007 | 7977 | 2917 | 9 | 9
2007 | 8009 | 52140 | RF2 | RF2EH
2007 | 8286 | 10604 | BLR1 | SCBR12
2007 | 8286 | 10604 | BLR3 | SCBR3
2007 | 8483 | 10207 | 3 | 3P
2007 | 9231 | 2132 | 3 | 3
2007 | 9267 | 6213 | 1SG1 | 1EP
2007 | 733 | 3776 | 52 | 52
2007 | 733 | 3776 | 6 | 6
2007 | 733 | 3935 | 3 | 3
2007 | 770 | 2094 | 2 | 2
2007 | 772 | 10860 | B3 | ESP345
2007 | 772 | 10860 | B5 | ESP345
2007 | 772 | 10864 | 2 | 2
2007 | 772 | 10865 | CFB7 | BH7
2007 | 772 | 10865 | CFB9 | BH9
2007 | 772 | 10866 | 1 | 1
2007 | 772 | 10866 | 2 | 1
2007 | 803 | 2442 | 4 | 4
2007 | 924 | 2168 | MB1 | ESP1
2007 | 986 | 79 | 3 | BH
2007 | 1307 | 56609 | 1 | BH
2007 | 1924 | 10488 | PB1 | WS1
2007 | 1991 | 10486 | RECBLR | RBEP
2007 | 2226 | 10290 | EU1 | PC123
2007 | 12384 | 384 | 72 | 72
2007 | 12384 | 384 | 82 | 82
2007 | 12384 | 879 | 62 | 62
2007 | 12384 | 883 | 17 | 17
2007 | 12384 | 883 | 7 | 7
2007 | 12436 | 10328 | BLR4 | BH4
2007 | 12490 | 562 | 2 | 2
2007 | 12647 | 1897 | 3 | MC3
2007 | 12647 | 10075 | 2 | ESP2
2007 | 12647 | 10075 | 3 | ESP3
2007 | 12653 | 1572 | 1 | 1
2007 | 12686 | 6073 | 2 | 2
2007 | 12796 | 3946 | 1 | 1
2007 | 12949 | 10743 | CFB2 | BGH2
2007 | 9273 | 994 | 3 | 3
2007 | 10171 | 1356 | 3 | 3
2007 | 10171 | 1357 | 4 | 4
2007 | 10456 | 10731 | 1 | ESP1
2007 | 10875 | 52010 | BLR1 | BH1
2007 | 10911 | 10321 | 3 | 3
2007 | 11169 | 54562 | PB12 | 12ESP
2007 | 11169 | 54562 | PB12 | 7
2007 | 11169 | 54562 | PB13 | 13ESP
2007 | 11169 | 54562 | RF19 | 19ESP
2007 | 11249 | 1363 | 5 | 5
2007 | 11252 | 6055 | 2B1 | 2P1
2007 | 11479 | 3992 | 7 | 7
2007 | 11517 | 10338 | ABLR | ABHSE
2007 | 11571 | 4125 | 7 | 7
2007 | 12341 | 1081 | 7 | 7
2007 | 12341 | 1082 | 1 | 1
2007 | 13781 | 1912 | 6 | 6A
2007 | 13781 | 6090 | 2 | 2
2007 | 13833 | 50039 | 1 | 1
2007 | 13923 | 2594 | 5 | 5
2007 | 13923 | 2594 | 6 | 6
2007 | 14015 | 2876 | 3 | 3
2007 | 14015 | 2876 | 5 | 5
2007 | 14127 | 2291 | 1 | 1
2007 | 14165 | 2836 | 12 | 12
2007 | 14165 | 3098 | 2 | 2
2007 | 14165 | 3098 | 4 | 4
2007 | 14165 | 3138 | 4 | 4
2007 | 14165 | 8226 | 1 | 1
2007 | 14194 | 2935 | 11 | 11
2007 | 13008 | 50614 | 6 | 6
2007 | 13337 | 2277 | 2 | 2BH
2007 | 13407 | 2324 | 2 | 2
2007 | 13407 | 2324 | 4 | 4
2007 | 13756 | 995 | 8 | 8
2007 | 13756 | 6085 | 14 | 14
2007 | 14610 | 564 | 2 | 2
2007 | 14839 | 1037 | 2 | 2
2007 | 14932 | 10043 | B01 | JPF04
2007 | 15147 | 2408 | 2 | 2A
2007 | 15330 | 55856 | PC2 | 2
2007 | 15400 | 50456 | 4 | Precip
2007 | 15430 | 10033 | 11 | 11BGHS
2007 | 15466 | 465 | 3 | 3
2007 | 15466 | 468 | 1 | 1
2007 | 15466 | 469 | 1 | 1
2007 | 15466 | 469 | 2 | 2
2007 | 15466 | 6248 | 1 | 1
2007 | 15470 | 1001 | 2 | 2A
2007 | 15470 | 1004 | 7-2 | 7-2
2007 | 15470 | 1008 | 1 | 1A
2007 | 15470 | 1008 | 3 | 3
2007 | 15470 | 1008 | 3 | 3A
2007 | 15470 | 1010 | 3 | 3
2007 | 15534 | 3149 | AUX | 1
2007 | 15726 | 10560 | POWB | 2
2007 | 4440 | 50960 | UNIT3 | BH3
2007 | 4447 | 50859 | BLR3 | BH3
2007 | 4476 | 50630 | BLR2 | BH2
2007 | 4482 | 50629 | 1 | 1
2007 | 4487 | 50662 | UNIT3 | BGHS3
2007 | 4508 | 1024 | 6 | 6
2007 | 4538 | 753 | ST | BH01
2007 | 4716 | 4140 | B5 | E5
2007 | 4922 | 2848 | H-2 | H-2
2007 | 4922 | 2848 | H-4 | H-4
2007 | 5033 | 50395 | 10 | 10
2007 | 5109 | 1726 | 16 | 16
2007 | 5262 | 54104 | RB3 | RB3PPT
2007 | 5269 | 876 | 2 | 2
2007 | 5416 | 2718 | 5 | 5
2007 | 5416 | 2721 | 4 | 4
2007 | 17543 | 3317 | 1 | 1
2007 | 17543 | 3319 | 3 | 3A
2007 | 17543 | 3319 | 4 | 4A
2007 | 17632 | 976 | 4 | 4
2007 | 17828 | 964 | 8 | 7-8
2007 | 18189 | 50247 | B010 | 10ESP
2007 | 18414 | 50835 | 2 | BH2
2007 | 18429 | 3920 | 2 | 2
2007 | 18454 | 645 | BB03 | ESP3
2007 | 18642 | 47 | 3 | 3
2007 | 18642 | 50 | 8 | 8
2007 | 18642 | 1378 | 2 | 2
2007 | 18642 | 1379 | 7 | 7
2007 | 18642 | 1379 | 8 | 8
2007 | 19876 | 7537 | A | A
2007 | 19876 | 7537 | B | B
2007 | 19876 | 10774 | 1 | 1
2007 | 19876 | 52007 | BLR2 | BH2
2007 | 19876 | 52118 | 101 | ESP1
2007 | 19876 | 52118 | 103 | ESP3
2007 | 20447 | 6772 | 1 | 1
2007 | 20492 | 50184 | COMB | SCRUBB
2007 | 20508 | 50900 | 1RB | P1
2007 | 20541 | 10629 | BLR3 | PRECP3
2007 | 20541 | 50875 | 2 | 2
2007 | 20541 | 50880 | UNIT2 | BAG2
2007 | 20541 | 50881 | BLR1 | ESP1
2007 | 20541 | 50883 | BLR3 | FF3
2007 | 20541 | 50887 | BLR2 | FF2
2007 | 20541 | 54033 | BLR3 | FF3
2007 | 6455 | 628 | 1 | 1
2007 | 6455 | 628 | 2 | 2
2007 | 6526 | 2837 | 4 | 4
2007 | 6526 | 2864 | 3 | 3
2007 | 6526 | 2864 | 8 | 8
2007 | 6589 | 10362 | BLR3 | 3BH
2007 | 6589 | 10362 | BLR4 | 4BH
2007 | 6779 | 2240 | 8 | 8
2007 | 9332 | 594 | 3 | 3
2007 | 9348 | 52152 | 7PB | 7ESP
2007 | 9353 | 54358 | RB3 | RB3B
2007 | 9394 | 54281 | MFB | MFB
2007 | 9401 | 50250 | 1RB | 1RB
2007 | 9401 | 50250 | 2RB | 2RB
2007 | 9417 | 1047 | 4 | 4
2007 | 9417 | 1058 | 2 | 2
2007 | 55863 | 10627 | RB3 | RB3-EW
2007 | 55903 | 50189 | 1HFB | EGS1
2007 | 55919 | 10360 | B28 | C10
2007 | 55965 | 10234 | 4 | 4ESP
2007 | 55965 | 10477 | R1 | R1
2007 | 55965 | 54885 | B22 | B22
2007 | 23815 | 50244 | BBB | BBB
2007 | 23931 | 50956 | PB2 | PB2
2007 | 23931 | 50956 | RB3 | RB3
2007 | 24211 | 8223 | 4 | 4
2007 | 26751 | 2516 | 3 | 3
2007 | 26751 | 2516 | 4 | 4
2007 | 27131 | 50146 | D | BAGJ01
2007 | 40430 | 50305 | K19 | K19
2007 | 49760 | 50657 | 3 | APC3
2007 | 49777 | 56124 | 2HRSG | ESP
2007 | 49805 | 56163 | 2 | 2ESP
2007 | 49863 | 56221 | 031 | C031D
2007 | 49888 | 56222 | CFB | BH1
2007 | 49974 | 50660 | 2 | 2
2007 | 54881 | 50130 | BLR1 | ESP1
2007 | 54888 | 3470 | WAP8 | BAG8
2007 | 55729 | 6018 | 2 | 2
2007 | 55732 | 52089 | NO1BLR | NO1ESP
2007 | 55732 | 52089 | NO5BLR | NO5ESP
2007 | 55732 | 52089 | NO6BLR | NO6ESP
2007 | 55739 | 10384 | 2A | 2A
2007 | 55739 | 10384 | 2B | 2B
2007 | 55786 | 10111 | 9BLR | 9BH
2007 | 55808 | 54755 | BLR2 | BH2
2007 | 9424 | 52151 | PB2 | PB2
2007 | 9434 | 54201 | BLR3 | P3
2007 | 9434 | 54201 | BLR4 | P4
2007 | 9686 | 10202 | 4REC | 4RPPT
2007 | 9686 | 10202 | 5PWR | 5PMDC
2007 | 9765 | 54414 | BLR2 | EP1
2007 | 10000 | 2080 | 2 | 2
2007 | 10162 | 50860 | BLR2 | 2
2007 | 7136 | 10699 | 2 | 2
2007 | 7140 | 703 | 2BLR | 2D
2007 | 7140 | 709 | 4 | 4
2007 | 7140 | 710 | MB1 | ESP-1
2007 | 7140 | 710 | MB2 | ESP-2
2007 | 7140 | 728 | Y3BR | Y3EP
2007 | 7140 | 728 | Y6BR | Y6EP
2007 | 19365 | 50482 | B2 | WS2
2007 | 19391 | 3176 | 6 | 2
2007 | 19436 | 2107 | 1 | 1
2007 | 19511 | 50711 | BLR1 | BGHS1
2007 | 19578 | 1771 | 1 | 1
2007 | 19781 | 50770 | B1 | FGPC1
2007 | 19856 | 2434 | 9 | 9
2007 | 19876 | 3803 | 2 | 2
2007 | 20541 | 54746 | 1 | BAGH1
2007 | 20541 | 54746 | 2 | BAGH2
2007 | 20546 | 1381 | C2 | C2
2007 | 20546 | 6639 | G1 | G1
2007 | 20737 | 2022 | 3 | CE003
2007 | 14354 | 4162 | 3 | 3
2007 | 14354 | 6101 | BW91 | PR91
2007 | 14354 | 6165 | 3 | 3
2007 | 14465 | 50275 | 3 | EK3
2007 | 15824 | 50225 | 1SG1B | 1FG2B
2007 | 15873 | 3118 | 2 | 2
2007 | 15989 | 1040 | 1 | 1
2007 | 16899 | 50837 | UNIT1 | BH1
2007 | 16899 | 50837 | UNIT3 | BH3
2007 | 16929 | 50290 | 3 | BG1
2007 | 17043 | 2943 | 4 | CYC2
2007 | 17164 | 50110 | BLR1 | FGPC1
2007 | 17445 | 50071 | BLR2 | ESP2
2007 | 17465 | 10017 | PB10 | PB10P
2007 | 17539 | 3280 | CAN2 | CAN2
2007 | 19099 | 3845 | BW21 | PR21
2007 | 19099 | 3845 | BW22 | 2
2007 | 19323 | 3497 | 2 | 2
2007 | 19323 | 52071 | 5B | 5B
2007 | 20860 | 4072 | 8 | 8
2007 | 21025 | 50611 | 1 | 1
2007 | 21128 | 50215 | 102 | BAG2
2007 | 21773 | 50931 | BLR1 | BH1
2007 | 22199 | 50392 | 2 | 2
2007 | 21 | 10671 | 1B | 1B
2007 | 21 | 10671 | 2B | 2B
2007 | 25 | 2527 | 5 | 5
2007 | 35 | 10678 | BLR1 | BH1
2007 | 65 | 50249 | 14 | 14
2007 | 195 | 10 | 2 | 2
2007 | 195 | 26 | 4 | 4
2007 | 195 | 6002 | 4 | 4
2007 | 261 | 6705 | 1 | 1
2007 | 520 | 864 | 02 | 02
2007 | 520 | 6017 | 2 | 02
2007 | 528 | 10646 | BLR1 | BAGHS1
2007 | 570 | 10746 | BLR6 | BH6
2007 | 623 | 10430 | B8 | ESP8
2007 | 3046 | 2708 | 6 | 6
2007 | 3046 | 2713 | 3 | 3
2007 | 3103 | 10729 | PCBLR | PCRGBH
2007 | 3203 | 1131 | 6 | CE10-2
2007 | 3542 | 2832 | 6 | 6
2007 | 3542 | 2832 | 7 | 7
2007 | 3593 | 55076 | AA001 | BH1
2007 | 3599 | 992 | 16 | 1516
2007 | 3836 | 10777 | ZURN1 | ESP1
2007 | 3836 | 54751 | BLR1 | ESP1
2007 | 3836 | 54751 | BLR1 | MDC1
2007 | 3901 | 10071 | 1B | 1B
2007 | 3998 | 10300 | BLR2 | BH2
2007 | 4062 | 2840 | 1 | 1
2007 | 4062 | 2840 | 6 | 6
2007 | 4161 | 1554 | 2 | 2
2007 | 4217 | 10784 | BLR1 | BH1
2007 | 22200 | 50308 | 4 | BH4
2007 | 22200 | 50308 | 5 | BH5
2007 | 22200 | 50308 | 8 | BH8
2007 | 22218 | 52072 | 1 | ESP1
2007 | 22500 | 1250 | 4 | 4N
2007 | 22500 | 1250 | 4 | 4S
2007 | 23279 | 3179 | 1 | 1
2007 | 23279 | 3181 | 33 | 33
2007 | 23279 | 3944 | 2 | 2
2007 | 23330 | 10250 | 2 | ESP2
2007 | 50006 | 10796 | BLR4 | MC4
2007 | 50007 | 10792 | BOIL2 | BAGHS2
2007 | 50085 | 10062 | BLR2 | FF2
2007 | 50085 | 10062 | BLR3 | FF3
2007 | 50097 | 50282 | 25PB | P25
2007 | 50097 | 50282 | 2RB | P2
2007 | 50097 | 50282 | 3RB | P3
2007 | 50128 | 10611 | 4RB | 4RB
2007 | 50128 | 10611 | 5 | 5PB
2007 | 50133 | 10233 | RB | RB
2007 | 54708 | 10379 | 1B | 1B
2007 | 54745 | 10425 | 1RB | 1RB
2007 | 54880 | 10244 | 5 | ESP1
2007 | 54880 | 10244 | 9 | 9ESP
2007 | 54880 | 10244 | B002 | ESP1
2007 | 56062 | 51038 | B1 | BH1
2007 | 56069 | 56848 | HRSG8 | FGD2
2007 | 56078 | 50252 | 3PB | 3
2007 | 56084 | 10838 | BLR1 | ESP1
2007 | 56137 | 54638 | PC82 | PC82
2007 | 56155 | 1831 | 4 | 4
2007 | 56187 | 50251 | RB | PREC1
2007 | 4254 | 1710 | 2 | 2W
2007 | 4254 | 1710 | 3 | 3
2007 | 5416 | 2732 | 7 | 7
2007 | 5416 | 2732 | 8 | 8
2007 | 5511 | 2480 | 1 | 1
2007 | 5511 | 8006 | 1 | 1
2007 | 5580 | 6041 | 4 | 4
2007 | 5624 | 10025 | 41 | 41
2007 | 5624 | 10025 | 41 | 42
2007 | 5624 | 10025 | 42 | 43
2007 | 5670 | 10603 | 031 | C01
2007 | 5748 | 887 | 4 | 4
2007 | 7570 | 2039 | 2 | 1
2007 | 7570 | 6030 | 2 | 2
2007 | 7801 | 641 | 5 | 5
2007 | 7801 | 643 | 1 | 1
2007 | 8009 | 52140 | PB1 | PB1OT
2007 | 8543 | 1979 | 2 | ESP2
2007 | 8723 | 1830 | 3 | 3
2007 | 9097 | 50656 | UNIT1 | BH1
2007 | 9269 | 983 | 2 | 2
2007 | 9269 | 983 | 6 | 6
2007 | 9273 | 991 | 3 | 3
2007 | 733 | 3935 | 1 | 1
2007 | 772 | 10860 | B4 | ESP345
2007 | 772 | 10860 | B6 | ESP6
2007 | 772 | 10860 | CFB3 | BH3
2007 | 772 | 10864 | 3 | 3
2007 | 772 | 10865 | CFB5 | BH5
2007 | 803 | 113 | 1 | 1
2007 | 803 | 2442 | 5 | 5
2007 | 986 | 79 | 3 | 3
2007 | 1009 | 1961 | NEPP | 1
2007 | 1307 | 6204 | 3 | 3
2007 | 1307 | 6469 | B2 | BH2
2007 | 1924 | 10488 | REC | ESP
2007 | 2053 | 54216 | AOW1 | AOW1
2007 | 2522 | 50466 | 4RB | 4RB
2007 | 12384 | 874 | 5 | 6
2007 | 12435 | 4146 | B2 | ESP001
2007 | 12588 | 3788 | 2 | 2
2007 | 12647 | 10686 | 6 | DC6
2007 | 12653 | 1572 | 2 | 2
2007 | 12807 | 4259 | 1 | 1
2007 | 10171 | 1356 | 2 | 2
2007 | 10273 | 50410 | 10 | CO4
2007 | 10875 | 52010 | BLR2 | BH2
2007 | 11142 | 1032 | 6 | 6 ESP
2007 | 11169 | 54562 | PB20 | 20NESP
2007 | 11169 | 54562 | RF15 | 15SCRB
2007 | 11479 | 3992 | 8 | 8
2007 | 12298 | 4127 | B23 | c23
2007 | 12341 | 1082 | 3 | 3
2007 | 13781 | 1912 | 5 | 5B
2007 | 13781 | 1926 | 1 | 1
2007 | 13781 | 1934 | 2 | 2
2007 | 14006 | 3948 | 1 | 1
2007 | 14232 | 1943 | 1 | 1
2007 | 14268 | 1374 | 1 | 1N
2007 | 13143 | 1167 | 9 | 9
2007 | 13168 | 2549 | 68 | 68
2007 | 13337 | 2277 | 1 | 1BH
2007 | 13504 | 50271 | 3A | 3FF
2007 | 13695 | 10382 | B BLR | B BH
2007 | 13781 | 1904 | 4 | 4
2007 | 14932 | 10566 | BOIL1 | BH1
2007 | 15248 | 6106 | 1SG | 1ESP
2007 | 15262 | 50637 | 4REC | ESP4R
2007 | 15276 | 3148 | 1 | 1
2007 | 15298 | 6076 | 4 | 4
2007 | 15466 | 468 | 2 | 2
2007 | 15470 | 1008 | 4 | 4A
2007 | 15470 | 1010 | 4 | 4
2007 | 15470 | 6113 | 1 | 1A
2007 | 15470 | 6113 | 5 | 5
2007 | 15472 | 2364 | 2 | 2S
2007 | 15534 | 3149 | 1 | 1
2007 | 15597 | 56079 | South | BH
2007 | 15726 | 10560 | POWB | 3
2007 | 15726 | 10562 | REC5 | SCRUBR
2007 | 4363 | 1217 | 1 | 1
2007 | 4425 | 50658 | 4 | FF4
2007 | 4426 | 54945 | 12 | 12
2007 | 4435 | 10013 | 2 | 2
2007 | 4447 | 50859 | BLR1 | BH1
2007 | 4474 | 50648 | UNIT2 | FF2
2007 | 4496 | 50663 | B300 | FF300
2007 | 4498 | 50632 | 2 | BP2
2007 | 4580 | 10606 | 8R | 8R
2007 | 4580 | 10606 | 9A | 9A
2007 | 4716 | 4140 | B3 | E3
2007 | 4716 | 4143 | 1 | E1
2007 | 4922 | 2850 | 3 | 3
2007 | 5109 | 1732 | 10 | 10
2007 | 5109 | 1732 | 11 | 11
2007 | 5109 | 1743 | 2 | 2
2007 | 5262 | 54104 | RB2 | RB2PPT
2007 | 5416 | 2723 | 3 | 3
2007 | 17543 | 130 | 2 | 2
2007 | 17633 | 1012 | 1 | 1
2007 | 17718 | 6193 | 062B | 062P
2007 | 17718 | 6193 | 063B | 063P
2007 | 17828 | 963 | 32 | 32
2007 | 18155 | 50810 | 2RB | 2RBPPT
2007 | 18155 | 50810 | 3RB | 3RBPPT
2007 | 18158 | 50811 | 6 | SCRUB1
2007 | 18414 | 50835 | 1 | BH1
2007 | 18454 | 645 | BB01 | ESP1
2007 | 18642 | 3405 | 1 | 1
2007 | 18642 | 3406 | 4 | 4
2007 | 18642 | 3407 | 1 | 1
2007 | 19876 | 10771 | 1 | 1
2007 | 20505 | 50804 | PB | PB04P
2007 | 20505 | 50804 | RE01 | RE01
2007 | 20508 | 50900 | 9PB | P9
2007 | 20511 | 50188 | RB | RB
2007 | 20541 | 50875 | 4 | 4
2007 | 20541 | 50877 | B2 | FF2
2007 | 20541 | 50878 | UNIT1 | 1
2007 | 20541 | 50887 | BLR3 | FF3
2007 | 20541 | 54033 | BLR1 | FF1
2007 | 20541 | 54033 | BLR2 | FF2
2007 | 6452 | 621 | PTP2 | PTP2
2007 | 6452 | 6043 | PMR2 | PMR2
2007 | 6526 | 2864 | 1 | 1
2007 | 6526 | 2866 | 5 | 5
2007 | 6526 | 6094 | 2 | 2
2007 | 6727 | 55527 | CFB2 | BH1
2007 | 6811 | 54238 | N64516 | N6454
2007 | 9324 | 988 | U1 | PCP 1
2007 | 9324 | 988 | U2 | PCP 2
2007 | 9348 | 52152 | 5PB | 5ESP
2007 | 9348 | 52152 | 6RB | 6RBESP
2007 | 9353 | 54358 | PB1 | PB1B
2007 | 9382 | 54100 | N1BABO | SC0004
2007 | 9390 | 54087 | PB02 | PB02
2007 | 9417 | 1073 | 2 | 2
2007 | 9417 | 1104 | 1 | 1
2007 | 55850 | 10502 | 02 | ESP1
2007 | 55871 | 50884 | B101 | 1
2007 | 55919 | 10360 | B27 | C10
2007 | 55965 | 10477 | P1 | P1MC
2007 | 55989 | 10837 | B1 | BH1
2007 | 23632 | 10426 | PB1 | ESP6
2007 | 23632 | 10426 | PB1 | PB1M
2007 | 23632 | 10426 | PB3 | PB3M
2007 | 23632 | 10426 | PB4 | ESP6
2007 | 23815 | 50244 | PGB | PGB
2007 | 23815 | 50244 | RCB | RCB
2007 | 23931 | 50956 | PB3 | PB3
2007 | 26751 | 2516 | 1 | 1
2007 | 26840 | 50544 | 10PB | 10
2007 | 30151 | 87 | 1 | 1
2007 | 30151 | 527 | 1 | N4B
2007 | 34359 | 50969 | BLR10 | SBH
2007 | 34359 | 50969 | BLR8 | NBH
2007 | 40430 | 50305 | K21 | K21
2007 | 40606 | 59 | 1 | 1
2007 | 42018 | 54998 | 12300 | 1
2007 | 49756 | 856 | 2 | 2
2007 | 49801 | 50933 | BLR1 | BH
2007 | 49801 | 50933 | BLR4 | BH
2007 | 49805 | 56163 | 3 | 3ESP
2007 | 49846 | 10334 | 2 | ESP2
2007 | 49896 | 56224 | BLR100 | DCO650
2007 | 49969 | 54587 | 8 | ESP2
2007 | 49974 | 50660 | 1 | 1
2007 | 54881 | 50130 | BLR2 | ESP2
2007 | 54895 | 1606 | 1 | 1
2007 | 54899 | 599 | 1 | 1
2007 | 54899 | 599 | 3 | 3
2007 | 55738 | 54085 | RB1 | PRECIP
2007 | 55740 | 54081 | 3A | 3A
2007 | 55740 | 54081 | 3B | 3B
2007 | 55740 | 54081 | 4B | 4B
2007 | 55766 | 50874 | 19425 | 3280
2007 | 55768 | 2378 | 3 | 3
2007 | 55839 | 55429 | 4REC | 4RECPT
2007 | 55839 | 55429 | BFB | BFBPPT
2007 | 9434 | 54201 | BLR4 | DC4
2007 | 9434 | 54201 | BLR5 | DC5
2007 | 9434 | 54201 | BLR7 | DC7
2007 | 9617 | 207 | 1 | 1
2007 | 9617 | 207 | 2 | 2
2007 | 9645 | 2682 | 10 | 10
2007 | 9686 | 10202 | 5PWR | 5PPPT
2007 | 10000 | 1241 | 2 | 2
2007 | 10023 | 2500 | 30 | 3
2007 | 7127 | 10361 | 3B | 3BAGH
2007 | 7140 | 703 | 1BLR | 1C
2007 | 7140 | 703 | 2BLR | 2A
2007 | 7140 | 703 | 3BLR | 3B
2007 | 7140 | 703 | 4BLR | 4A
2007 | 7140 | 728 | Y1BR | Y1EP
2007 | 7140 | 6052 | 1 | 1
2007 | 7140 | 6257 | 2 | 2
2007 | 20856 | 4050 | 3 | 3
2007 | 19365 | 50482 | B3 | WS3
2007 | 19365 | 50482 | B7 | ESP7
2007 | 19365 | 50483 | B3 | WS3
2007 | 19436 | 2103 | 1 | 1
2007 | 19436 | 2103 | 3 | 3
2007 | 19436 | 2103 | 4 | 4
2007 | 19436 | 2104 | 1 | 1
2007 | 19528 | 54780 | B5 | ESP5
2007 | 19545 | 7504 | 2 | 2
2007 | 19724 | 52048 | 7 | BAGHOU
2007 | 19876 | 3797 | 5 | 5
2007 | 19876 | 3804 | 5 | 5
2007 | 19876 | 3809 | 3 | 3
2007 | 19876 | 3954 | 3 | 3
2007 | 7483 | 1825 | 3 | 3
2007 | 20546 | 1382 | H2 | H2
2007 | 20547 | 50185 | 1RB | 1RB
2007 | 20548 | 50187 | 10B | 10P
2007 | 14362 | 50296 | R2 | R2PPT
2007 | 14432 | 50776 | BLR2 | BH2
2007 | 14465 | 50275 | 2 | EK2
2007 | 15824 | 50225 | 1SG1A | 1FG2A
2007 | 15986 | 10767 | CFB | ESP
2007 | 16183 | 2642 | 1 | 1
2007 | 16233 | 55749 | PC1 | BH1
2007 | 16572 | 4941 | 3 | 3
2007 | 16604 | 6181 | 1 | 1BGH
2007 | 16604 | 6181 | 1 | 1ESP
2007 | 16604 | 6181 | 2 | 2ESP
2007 | 16604 | 7097 | BLR2 | BGH2
2007 | 17043 | 2943 | 4 | ESP 1
2007 | 17164 | 10144 | BLR3 | FGPC1
2007 | 17235 | 3115 | 2 | 2
2007 | 17235 | 3115 | 3 | 3
2007 | 17427 | 50814 | 5REC | 5PPT
2007 | 17465 | 10017 | RF04 | RF04P
2007 | 17465 | 10017 | RF04 | RFO4NW
2007 | 18642 | 3407 | 5 | 5
2007 | 18642 | 3419 | A | A
2007 | 18642 | 3419 | B | B
2007 | 18654 | 10697 | RB | ESP
2007 | 19145 | 55245 | 1 | 1
2007 | 19173 | 10003 | BLR3 | BLR3
2007 | 19194 | 50651 | 2 | BAGHS
2007 | 21128 | 50215 | 103 | BAG3
2007 | 21461 | 1599 | 2 | 2
2007 | 22048 | 54469 | BLR1 | MC1
2007 | 22125 | 2535 | 1 | 1
2007 | 22125 | 2535 | 2 | 2
2007 | 22199 | 50392 | 3 | 3
2007 | 25 | 2527 | 6 | 6a
2007 | 56 | 50805 | 2PB | ESP1
2007 | 177 | 10673 | BLRB | B
2007 | 195 | 3 | 1 | 1
2007 | 195 | 3 | 2 | 2
2007 | 195 | 8 | 9 | 9
2007 | 261 | 6705 | 3 | 3
2007 | 470 | 50472 | BLR3 | BGHS3
2007 | 542 | 10643 | 3 | ESP3
2007 | 570 | 10746 | BLR1 | BH1
2007 | 570 | 10746 | BLR3 | BH3
2007 | 623 | 10430 | B9 | ESP9
2007 | 3046 | 2712 | 1 | 1A
2007 | 3046 | 2712 | 3A | 3A
2007 | 3046 | 2713 | 1 | 1
2007 | 3046 | 2713 | 2 | 2
2007 | 3046 | 6250 | 1A | 1A
2007 | 3046 | 6250 | 1B | 1B
2007 | 3303 | 10333 | 1 | E40
2007 | 3542 | 2830 | 1 | 1B
2007 | 3542 | 2830 | 6 | 6B
2007 | 3542 | 2832 | 5-1 | 5-1
2007 | 3542 | 6019 | 1 | 1
2007 | 4062 | 2840 | 3 | 3
2007 | 4129 | 54144 | BRBR1 | BHBH1
2007 | 4161 | 1554 | 3 | 3
2007 | 4254 | 1702 | 1 | 1P
2007 | 22199 | 50392 | 6 | 6
2007 | 22218 | 52072 | 4 | ESP4
2007 | 22297 | 54468 | BLR1 | MC1
2007 | 23330 | 10250 | 1 | BP1
2007 | 23330 | 10250 | 1 | ESP1
2007 | 50006 | 10795 | BLR1 | DC1
2007 | 50006 | 10796 | BLR4 | BGHSE
2007 | 50033 | 50491 | 5BLR | 5EK
2007 | 50085 | 10062 | BLR1 | FF1
2007 | 50097 | 50282 | 24PB | P24
2007 | 50102 | 54763 | R3 | R3SC
2007 | 50128 | 10611 | 4 COMB | 4CB
2007 | 50173 | 55708 | BLR1 | FGPC1
2007 | 54708 | 10378 | 2B | 2B
2007 | 54708 | 10379 | 1C | 1C
2007 | 54738 | 54098 | B08 | C03
2007 | 54738 | 54098 | B11 | C11
2007 | 54784 | 10495 | 7 | ESP7
2007 | 54822 | 55174 | 1 | BAGHS1
2007 | 54880 | 10244 | B011 | 9ESP
2007 | 54880 | 10244 | B013 | WESP
2007 | 56067 | 56847 | Boil | BH
2007 | 56133 | 1772 | 1 | 1
2007 | 56155 | 1832 | 1 | 1
2007 | 733 | 3775 | 2 | 2
2007 | 4254 | 1723 | 2 | 2
2007 | 5511 | 2480 | 3 | 3
2007 | 5517 | 889 | 2 | 2
2007 | 5517 | 889 | 3 | 3
2007 | 5580 | 54 | 1 | 1
2007 | 5610 | 50481 | 253-28 | 253-28
2007 | 5610 | 50481 | 325-30 | 325-30
2007 | 5610 | 50481 | 83-18 | 83-18
2007 | 5624 | 10025 | 15 | 15
2007 | 5624 | 10025 | 16 | 13/14
2007 | 5624 | 10025 | 44 | 44
2007 | 6035 | 3159 | 1 | 1
2007 | 7570 | 2824 | 1 | 1
2007 | 8009 | 52140 | RF1 | RF1EK
2007 | 8009 | 52140 | RF2 | RF2WS
2007 | 8032 | 10373 | CB1302 | BH1501
2007 | 8181 | 10118 | 1 | BH1
2007 | 8245 | 60 | 1 | 1
2007 | 8245 | 60 | 2 | 2
2007 | 8483 | 10207 | 2 | 2R
2007 | 9097 | 50656 | UNIT2 | BH2
2007 | 9210 | 54656 | RB3 | RB3
2007 | 9267 | 1043 | 2SG1 | 2EP1
2007 | 9269 | 983 | 4 | 4
2007 | 9273 | 991 | 6 | 6
2007 | 733 | 3938 | 31 | 31
2007 | 733 | 3938 | 41 | 41
2007 | 770 | 462 | 59 | 59
2007 | 772 | 10860 | B7 | ESP7
2007 | 772 | 10864 | 1 | 1
2007 | 772 | 10865 | CFB2 | BH2
2007 | 796 | 160 | 3 | 3
2007 | 803 | 2442 | 3 | 3
2007 | 814 | 6009 | 1 | 1
2007 | 924 | 2167 | 1 | 1
2007 | 986 | 79 | 2 | BH
2007 | 1307 | 2817 | 1 | 1
2007 | 1922 | 55044 | RB1 | ESP1
2007 | 1924 | 10488 | PB2 | WS2
2007 | 1950 | 50650 | BLR1 | PC1
2007 | 1951 | 10148 | BLR 2 | SCBR 2
2007 | 1981 | 10356 | BOIL1 | ESP
2007 | 1991 | 10486 | 2 | 2EP
2007 | 2053 | 54216 | AOW2 | AOW2
2007 | 2053 | 54216 | AOW4 | AOW4
2007 | 2884 | 10641 | B2 | FGPC2
2007 | 3006 | 2828 | 3 | 3
2007 | 12384 | 883 | 8 | 8
2007 | 12647 | 1893 | 4 | AQCS1
2007 | 12647 | 1897 | 3 | ESP3
2007 | 12647 | 10686 | 5 | ESP5
2007 | 12796 | 3942 | 2 | 2
2007 | 12796 | 3943 | 1 | 1
2007 | 12949 | 10743 | CFB1 | BGH1
2007 | 9279 | 55823 | BLR1 | PS1
2007 | 10171 | 1361 | 5 | 5
2007 | 10911 | 10321 | 6 | 6
2007 | 11142 | 1032 | 5 | 5 ESP
2007 | 11169 | 54562 | RF18 | 18ESP
2007 | 11249 | 1363 | 4 | 4
2007 | 11249 | 1364 | 1 | 1
2007 | 11249 | 1364 | 3 | 3
2007 | 11249 | 1364 | 4 | 4
2007 | 11362 | 54526 | 00001 | 00001
2007 | 11571 | 4125 | 6 | 6
2007 | 11571 | 4125 | 9 | 9
2007 | 12298 | 4127 | B23 | C23
2007 | 12307 | 50101 | PB2 | 2PB
2007 | 12341 | 1082 | 2 | 2
2007 | 13781 | 1915 | 1 | 1
2007 | 13781 | 1927 | 7 | 7
2007 | 13781 | 4005 | 1 | 1
2007 | 13781 | 6090 | 3 | 3
2007 | 13922 | 548 | 1 | 1
2007 | 14015 | 2876 | 1 | 1
2007 | 14063 | 6095 | 2 | 2P
2007 | 13143 | 1167 | 7 | 7
2007 | 13168 | 2549 | 63 | 63
2007 | 13579 | 2554 | 1 | 1
2007 | 13579 | 2554 | 2 | 2
2007 | 13579 | 2554 | 3 | 3
2007 | 13756 | 996 | 6 | 6
2007 | 14519 | 50666 | B1 | PABH1
2007 | 14928 | 54236 | BLR8 | 8
2007 | 14932 | 10566 | BOIL2 | BH2
2007 | 14932 | 10672 | CBA | A
2007 | 14932 | 10672 | CBB | B
2007 | 15262 | 50637 | 5REC | ESP5R
2007 | 15298 | 6076 | 3 | 3
2007 | 15452 | 568 | BHB2 | BHP2
2007 | 15452 | 568 | BHB3 | BHP3
2007 | 15466 | 465 | 4 | 4
2007 | 15470 | 1004 | 7-1 | 7-1
2007 | 15470 | 1010 | 1 | 1
2007 | 15470 | 1010 | 2 | 2
2007 | 15470 | 1010 | 6 | 6
2007 | 15470 | 6113 | 2 | 2A
2007 | 15472 | 2364 | 1 | 1
2007 | 15472 | 2364 | 2 | 2
2007 | 15472 | 8002 | 1 | 1
2007 | 15473 | 2451 | 3 | 3
2007 | 15474 | 2963 | 3313 | 3313
2007 | 4440 | 50960 | UNIT2 | BH2
2007 | 4458 | 10012 | 2 | 2
2007 | 4484 | 50649 | 1 | BH1
2007 | 4498 | 50632 | 1 | BP1
2007 | 4508 | 1024 | 5 | 5
2007 | 4716 | 4140 | B2 | E2
2007 | 4716 | 4271 | B1 | E1
2007 | 4922 | 2850 | 2 | 2
2007 | 5107 | 1822 | 7 | 7
2007 | 5109 | 1726 | 15 | 15
2007 | 5109 | 1740 | 2 | 2
2007 | 5109 | 1740 | 3 | 3
2007 | 5109 | 1743 | 3 | 3
2007 | 5109 | 1743 | 4 | 4
2007 | 5109 | 1745 | 17 | 17
2007 | 5109 | 1745 | 18 | 18
2007 | 5232 | 10613 | 9PB | 9PB
2007 | 5336 | 2914 | 4 | 4
2007 | 5416 | 2720 | 6 | 6
2007 | 5416 | 2721 | 1 | 1
2007 | 5416 | 2721 | 2 | 2
2007 | 5416 | 2723 | 2 | 2
2007 | 17543 | 6249 | 1 | 1
2007 | 17543 | 6249 | 3 | 3
2007 | 17568 | 6061 | 1 | 1
2007 | 17698 | 6139 | 2 | 2
2007 | 18041 | 981 | 3 | 3
2007 | 18147 | 50813 | CB1 | CBPPT1
2007 | 18147 | 50813 | RB1 | RBPPT1
2007 | 18162 | 50806 | RBF | RBFESP
2007 | 18414 | 50835 | 1 | SC1
2007 | 18414 | 50835 | 2 | SC2
2007 | 18642 | 47 | 1 | 1
2007 | 18642 | 1379 | 2 | 2
2007 | 18642 | 3399 | 2 | 2
2007 | 18642 | 3405 | 4 | 4
2007 | 18642 | 3406 | 1 | 1
2007 | 18642 | 3406 | 10 | 10
2007 | 18642 | 3406 | 9 | 9
2007 | 18642 | 3407 | 2 | 2
2007 | 19876 | 10774 | 2 | 2
2007 | 19876 | 52118 | 1203 | ESP3
2007 | 19876 | 56808 | 1 | ESP1
2007 | 19900 | 50771 | B1 | FGPC1
2007 | 19946 | 50293 | BLR100 | BHG300
2007 | 20169 | 550 | 1 | MC
2007 | 20508 | 50900 | 2RB | P2
2007 | 20508 | 50900 | 6PB | P6
2007 | 20541 | 10629 | BLR2 | PRECP2
2007 | 20541 | 50875 | 1 | 1
2007 | 20541 | 50878 | UNIT2 | 2
2007 | 20541 | 50881 | BLR2 | ESP2
2007 | 20541 | 50881 | BLR3 | ESP3
2007 | 20541 | 50882 | 3 | FF3
2007 | 20541 | 50885 | BLR1 | FF1
2007 | 20541 | 50887 | BLR1 | FF1
2007 | 6452 | 621 | PTP1 | PTP1
2007 | 6452 | 6043 | PMR1 | PMR1
2007 | 6455 | 628 | 4 | 4
2007 | 6526 | 2835 | 10 | 10
2007 | 6526 | 2835 | 8 | 8
2007 | 6526 | 2837 | 2 | 2
2007 | 6526 | 2837 | 5 | 5
2007 | 6526 | 2864 | 6 | 6
2007 | 6526 | 2878 | 1 | 1
2007 | 6526 | 6094 | 3 | 3
2007 | 6541 | 56708 | H1101 | F3102
2007 | 6589 | 10362 | BLR2 | PRECIP
2007 | 6727 | 55527 | CFB1 | BH1
2007 | 6738 | 54224 | SG3 | SG3C
2007 | 6738 | 54224 | SG4 | SG4C
2007 | 6778 | 56024 | 14 | 14
2007 | 6778 | 56024 | 15 | 15WESP
2007 | 9332 | 594 | 4 | 4
2007 | 9348 | 52152 | 4RB | 4RBESP
2007 | 9348 | 52152 | 5PB | 6ESP
2007 | 9353 | 54358 | PB2 | PB2B
2007 | 9353 | 54358 | PB3 | PB3B
2007 | 9356 | 54090 | 6REC | 6
2007 | 9382 | 54100 | N1REBO | PR0001
2007 | 9390 | 54087 | PB01 | PB01
2007 | 9394 | 54281 | REC | REC
2007 | 9401 | 50250 | 3PB | 3PB
2007 | 9417 | 1046 | 5 | 5
2007 | 9417 | 1073 | 4 | 4
2007 | 55867 | 10208 | 10 | 10
2007 | 55867 | 10208 | 9 | 9
2007 | 55871 | 50884 | B102 | 2
2007 | 55903 | 50189 | 5REC | ESPR5
2007 | 55919 | 10360 | B25 | C10
2007 | 55924 | 56671 | UHA01 | UHQ01
2007 | 55932 | 54789 | 2PB | 2PBPPT
2007 | 55965 | 10234 | 5 | 5ESP
2007 | 55965 | 10234 | 5 | 5MDC
2007 | 55965 | 10477 | P2 | P2MC
2007 | 55968 | 56781 | 3 | ESP
2007 | 23598 | 50191 | REC4 | REC4
2007 | 23632 | 10426 | PB2 | PB2M
2007 | 23632 | 10426 | RF5 | ESP5
2007 | 23632 | 10426 | WFB | ESP3
2007 | 24211 | 126 | 4 | 4
2007 | 30002 | 50398 | 13PB | 13
2007 | 30151 | 6021 | C1 | C1
2007 | 31719 | 1507 | 4 | 4A
2007 | 34359 | 50969 | BLR11 | B11BH
2007 | 34359 | 50969 | BLR7 | NBH
2007 | 34672 | 50407 | 5PB | PRECIP
2007 | 40577 | 7286 | 1 | 1
2007 | 42018 | 54998 | 12400 | 2
2007 | 49886 | 56220 | P02 | F02
2007 | 49968 | 10684 | BLR25 | 25ESP
2007 | 50006 | 10793 | BLR1 | ESP1
2007 | 54888 | 298 | LIM2 | ESP2
2007 | 54889 | 10381 | 1A | 1A
2007 | 54889 | 10381 | 1B | 1B
2007 | 55732 | 52089 | NO4BLR | NO4ESP
2007 | 55779 | 50012 | BLR4 | PREC4
2007 | 55807 | 50202 | B1 | BH1
2007 | 9434 | 54201 | BLR1 | BGH1
2007 | 9434 | 54201 | BLR2 | BGH2
2007 | 9667 | 6225 | 1 | ESP
2007 | 9686 | 10202 | 7PWR | 7PPPT
2007 | 9765 | 54414 | BLR1 | EP1
2007 | 9996 | 1294 | 3 | 3
2007 | 9996 | 1295 | 1 | 1A
2007 | 9996 | 1295 | 2 | 2
2007 | 10000 | 2080 | 1 | 1
2007 | 10000 | 6065 | 1 | 1
2007 | 10000 | 6065 | 2 | 2
2007 | 10118 | 55289 | CFB1 | BH1
2007 | 10171 | 1356 | 1 | 1
2007 | 7043 | 54427 | 10C | 10C
2007 | 7067 | 54318 | D | A315
2007 | 7127 | 10361 | 4B | 4BAGH
2007 | 7140 | 703 | 2BLR | 2C
2007 | 7140 | 708 | 1 | 1
2007 | 7140 | 709 | 3 | 3
2007 | 7140 | 733 | 2 | 2
2007 | 20847 | 4041 | 8 | 8
2007 | 20847 | 7549 | 1 | 1
2007 | 19436 | 2104 | 2 | 2
2007 | 19436 | 2107 | 2 | 2
2007 | 19539 | 54775 | BLR10 | B10ESP
2007 | 19856 | 2434 | 8 | 8
2007 | 19876 | 3797 | 3 | 3
2007 | 19876 | 3803 | 1 | 1
2007 | 19876 | 3804 | 4 | 4
2007 | 7166 | 10610 | REC1 | ESPRB1
2007 | 7172 | 54101 | PB1 | PB1
2007 | 7199 | 10113 | CFB1 | BAH1
2007 | 7353 | 7785 | 2 | 2
2007 | 20546 | 1383 | R1 | 1
2007 | 20547 | 50185 | PB | PB
2007 | 20847 | 1769 | 2 | 2B
2007 | 20847 | 1769 | 9 | 9
2007 | 14344 | 50049 | BLRB | B
2007 | 14354 | 3644 | 2 | 2
2007 | 14354 | 4158 | BW41 | PR41
2007 | 14362 | 50296 | R1 | R1PPT
2007 | 14381 | 2936 | 4 | 4
2007 | 14381 | 2936 | 5 | 5
2007 | 14432 | 50776 | BLR1 | BH1
2007 | 16024 | 54464 | B003 | B03S
2007 | 16024 | 54464 | D001 | D01E
2007 | 16064 | 50028 | 4BW | ESP4
2007 | 16181 | 2008 | 1 | 1
2007 | 16190 | 50406 | 2HFB | 2HFB
2007 | 16572 | 4941 | 1 | 1
2007 | 16653 | 50639 | 10RB | 10ESP
2007 | 16653 | 50639 | 9PB | 9ESP
2007 | 16719 | 50438 | 3PB | 3PB
2007 | 17235 | 3115 | 1 | 1
2007 | 17465 | 10017 | PB08 | PB08P
2007 | 17465 | 10017 | PB10 | PB10DC
2007 | 17539 | 3287 | MCM1 | MCM3
2007 | 17539 | 3297 | WAT2 | WAT2
2007 | 18870 | 55462 | PC2 | 2
2007 | 19194 | 50651 | 4 | BAGHS
2007 | 19323 | 6146 | 3 | 3
2007 | 19323 | 6147 | 2 | 2
2007 | 19323 | 6180 | 2 | 2
2007 | 20856 | 4050 | 4 | 4
2007 | 20856 | 4054 | 1 | 1
2007 | 20860 | 4072 | 7 | 7
2007 | 20860 | 4078 | 2 | 2
2007 | 20860 | 4078 | 3 | 3A
2007 | 22001 | 3152 | 4 | 4
2007 | 22048 | 54469 | BLR1 | ESP1
2007 | 22048 | 54469 | BLR2 | ESP2
2007 | 25 | 2527 | 4 | 4
2007 | 39 | 2529 | 1 | 1
2007 | 52 | 10002 | CFB | BGH
2007 | 142 | 10676 | 4 | 4
2007 | 156 | 10670 | AAB001 | JPF001
2007 | 195 | 7 | 1 | 1
2007 | 195 | 26 | 3 | 3
2007 | 195 | 26 | 5 | 5
2007 | 204 | 54429 | RB2 | RB2
2007 | 349 | 10216 | PB1 | PB1
2007 | 358 | 54612 | 4 | A-B5
2007 | 520 | 861 | 02 | 02
2007 | 520 | 6017 | 1 | 01
2007 | 3046 | 2708 | 5 | 5
2007 | 3046 | 2709 | 2 | 2
2007 | 3106 | 10855 | STKR3 | BHS
2007 | 3265 | 6190 | 2 | 2
2007 | 3542 | 2830 | 3 | 3B
2007 | 3542 | 2830 | 4 | 4B
2007 | 3599 | 992 | 12 | 12
2007 | 3599 | 992 | 15 | 1516
2007 | 3836 | 10822 | BOIL1 | DC1
2007 | 3836 | 50736 | B2 | BH1
2007 | 3989 | 492 | 6 | 6
2007 | 4062 | 2840 | 4 | 4
2007 | 4161 | 1554 | 1 | 1
2007 | 4222 | 54556 | BLR1 | ESP1
2007 | 4254 | 1695 | 4 | 4
2007 | 4254 | 1710 | 1 | 1W
2007 | 22218 | 52072 | 2 | ESP2
2007 | 22500 | 6068 | 1 | 1
2007 | 23279 | 3944 | 3 | 3
2007 | 50006 | 10795 | BLR3 | BHB
2007 | 50006 | 10795 | BLR3 | DC3
2007 | 50006 | 10796 | BLR3 | MC3
2007 | 50085 | 10062 | BLR4 | FF4
2007 | 50097 | 50282 | 3RB | P2
2007 | 50103 | 55113 | 5 | CD45
2007 | 50129 | 10612 | RB2 | RB2ESP
2007 | 54708 | 10378 | 2C | 2C
2007 | 54784 | 10495 | 6 | ESP6
2007 | 54827 | 50774 | 1 | MC1
2007 | 56155 | 1831 | 2 | 2
2007 | 56174 | 10511 | 8 | 8
2007 | 56190 | 7652 | D-2 | D-2
2007 | 56190 | 7652 | D-3 | D-3
2007 | 5416 | 2732 | 10 | 10
2007 | 5517 | 889 | 1 | 1
2007 | 5580 | 1385 | 3 | 3
2007 | 5580 | 1385 | 4 | 4
2007 | 5580 | 6041 | 3 | 3
2007 | 5610 | 50481 | 253-29 | 253-29
2007 | 5610 | 50481 | 83-23 | 83-23
2007 | 5624 | 10025 | 43 | 44
2007 | 5860 | 2076 | 1 | UOPLC
2007 | 6035 | 3169 | 1 | 1
2007 | 6452 | 610 | PCU5 | PCU5
2007 | 6452 | 610 | PCU6 | PCU6
2007 | 6452 | 617 | PPE4 | PPE4
2007 | 7801 | 641 | 7 | 7
2007 | 7801 | 642 | 2 | 2
2007 | 8009 | 52140 | PB2 | PB2EK
2007 | 8286 | 10604 | PAIABL | PSCBR
2007 | 8633 | 50858 | MWC1B | BHFF1B
2007 | 8634 | 10401 | BLR1 | ZURN1
2007 | 8723 | 1830 | 5 | 5
2007 | 9097 | 50656 | UNIT3 | BH3
2007 | 9267 | 1043 | 1SG1 | 1EP1
2007 | 9273 | 990 | 50 | 50
2007 | 9273 | 991 | 4 | 4
2007 | 733 | 3935 | 2 | 2
2007 | 733 | 3938 | 11 | 11
2007 | 770 | 2094 | 1 | 1
2007 | 772 | 10865 | CFB6 | BH6
2007 | 772 | 10865 | CFB8 | BH8
2007 | 1307 | 2817 | 2 | 2
2007 | 1745 | 10869 | SOUTH | SOUTH
2007 | 1746 | 10464 | E0001 | E0001
2007 | 2884 | 10641 | B1 | FGPC1
2007 | 3006 | 2828 | 2 | 2
2007 | 12384 | 384 | 81 | 81
2007 | 12435 | 4146 | B1 | ESP001
2007 | 12436 | 10328 | BLR1 | BH1
2007 | 12588 | 3788 | 3 | 3
2007 | 12647 | 1893 | 1 | BG1
2007 | 12647 | 1893 | 2 | BG2
2007 | 12653 | 1572 | 3 | 3
2007 | 12653 | 1573 | 2 | 2
2007 | 12658 | 2823 | B2 | ESP2
2007 | 12792 | 2629 | 4 | 4
2007 | 12888 | 54625 | 1 | 1
2007 | 11169 | 54562 | PB20 | 20SESP
2007 | 11208 | 6481 | 2SGA | 2CCB
2007 | 11249 | 1363 | 6 | 6
2007 | 11249 | 6071 | 2 | 2-3
2007 | 11252 | 6055 | 2B2 | 2P2
2007 | 11252 | 6055 | 2B3 | 2P3
2007 | 12341 | 1081 | 6 | 6
2007 | 12341 | 1081 | 8 | 8
2007 | 12341 | 1082 | 3 | 301
2007 | 12341 | 1091 | 1 | 1
2007 | 13781 | 1912 | 3 | 3B
2007 | 13781 | 1912 | 4 | 4A
2007 | 13781 | 1912 | 4 | 4B
2007 | 13781 | 1912 | 6 | 6B
2007 | 13781 | 1926 | 2 | 2
2007 | 13781 | 1927 | 6 | 7
2007 | 13781 | 1934 | 1 | 1
2007 | 13781 | 4005 | 2 | 2
2007 | 13781 | 10867 | COGEN1 | BH1
2007 | 13781 | 10867 | COGEN2 | BH2
2007 | 14006 | 3947 | 1 | 1
2007 | 14006 | 3947 | 3 | 3
2007 | 14006 | 8102 | 1 | 1
2007 | 14127 | 2291 | 5 | 5
2007 | 14165 | 3138 | 3 | 3
2007 | 14232 | 1943 | 3 | 3
2007 | 14268 | 1374 | 2 | 2N
2007 | 14294 | 2539 | 4 | 4
2007 | 14310 | 50397 | 3PB033 | C36
2007 | 12971 | 10165 | 2 | ESP2
2007 | 13492 | 54627 | B | BESP
2007 | 13492 | 54627 | C | CESP
2007 | 13504 | 50271 | 1A | 1FF
2007 | 13695 | 10380 | B BLR | B BH
2007 | 13695 | 10382 | UNIT1 | A BH
2007 | 13756 | 6085 | 17 | 17
2007 | 13781 | 1904 | 3 | 3
2007 | 14645 | 1175 | 7 | 7
2007 | 14932 | 50974 | UNIT 1 | BAG 1
2007 | 14932 | 50974 | UNIT 2 | BAG 2
2007 | 15298 | 6076 | 1 | 1
2007 | 15466 | 469 | 3 | 3
2007 | 15466 | 477 | 5 | 5
2007 | 15466 | 525 | H1 | H1
2007 | 15470 | 1001 | 2 | 2
2007 | 15470 | 1008 | 2 | 2A
2007 | 15470 | 1008 | 4 | 4
2007 | 15472 | 2367 | 6 | 6
2007 | 15474 | 127 | 1 | 1
2007 | 15474 | 2963 | 3314 | 3314
2007 | 15726 | 10562 | PB1 | SCRUBA
2007 | 15726 | 10562 | PB2 | SCRUBA
2007 | 4425 | 50658 | 1 | FF1
2007 | 4427 | 50664 | B101 | SE101
2007 | 4440 | 50960 | UNIT1 | BH1
2007 | 4458 | 10012 | 1 | 1
2007 | 4484 | 50649 | 2 | BH2
2007 | 4487 | 50662 | UNIT2 | BGHS2
2007 | 5107 | 1822 | 6 | 6
2007 | 5109 | 1731 | 1 | 1
2007 | 5109 | 1732 | 9 | 9
2007 | 5109 | 1733 | 3 | 3
2007 | 5109 | 1745 | 16 | 16
2007 | 5262 | 54104 | PB2 | PB2DC
2007 | 5262 | 54104 | PB2 | PB2WS
2007 | 5416 | 2721 | 5 | 5
2007 | 17543 | 130 | 3 | 3
2007 | 17543 | 3319 | 4 | 4
2007 | 17543 | 6249 | 2 | 2
2007 | 17610 | 54004 | PB1 | PRCP1
2007 | 17633 | 1012 | 3 | 3
2007 | 17718 | 6193 | 061B | 061P
2007 | 17718 | 6194 | 172B | 172P
2007 | 17833 | 2161 | 5 | 5
2007 | 18041 | 981 | 4 | 4
2007 | 18155 | 50810 | CB | CB
2007 | 18157 | 50807 | 1RB | 1RB
2007 | 18162 | 50806 | PB3 | PB3ESP
2007 | 18642 | 50 | 1 | 1
2007 | 18642 | 50 | 2 | 2
2007 | 18642 | 50 | 3 | 3
2007 | 18642 | 1379 | 3 | 3
2007 | 18642 | 1379 | 4 | 4
2007 | 18642 | 3396 | 1 | 1
2007 | 18642 | 3403 | 2 | 2
2007 | 18642 | 3405 | 2 | 2
2007 | 18642 | 3406 | 2 | 2
2007 | 18642 | 3406 | 3 | 3
2007 | 18642 | 3406 | 8 | 8
2007 | 19876 | 7213 | 2 | 2
2007 | 19876 | 56808 | 2 | BH2
2007 | 19876 | 56808 | 2 | ESP2
2007 | 20505 | 50804 | 4 | PB04P
2007 | 20511 | 50188 | PB2 | PB2
2007 | 20541 | 50882 | 1 | FF1
2007 | 20541 | 50885 | BLR2 | FF2
2007 | 6455 | 628 | 5 | 5
2007 | 6526 | 2835 | 7 | 7
2007 | 6526 | 2864 | 5 | 5
2007 | 6526 | 2866 | 7 | 7
2007 | 6526 | 2878 | 4 | 4
2007 | 6616 | 658 | 6 | 6
2007 | 6779 | 2240 | 7 | 7
2007 | 6811 | 54238 | N64514 | N6453
2007 | 9324 | 988 | U4 | PCP 4
2007 | 9324 | 6166 | MB2 | PCP2
2007 | 9348 | 52152 | 5RB | 5RBESP
2007 | 9379 | 10143 | ABB01 | JPF01
2007 | 9417 | 1047 | 1 | 1
2007 | 9417 | 1048 | 1 | 1
2007 | 9417 | 1058 | 3 | 3
2007 | 9417 | 1077 | 2 | 2
2007 | 9417 | 1077 | 3 | 3
2007 | 55863 | 10627 | BB1 | BB1-WS
2007 | 55863 | 10627 | RB2 | RB2-EW
2007 | 55903 | 50189 | 1CB | ESP1CB
2007 | 55932 | 54789 | 2RB | 2RBPPT
2007 | 55936 | 1394 | 3 | 3
2007 | 55960 | 50363 | B201 | F410
2007 | 23632 | 10426 | PB3 | ESP6
2007 | 23815 | 50244 | 4PB | 4PB
2007 | 23815 | 50244 | RBB | RBB
2007 | 26977 | 10765 | CFB002 | ESP101
2007 | 29878 | 1613 | 7 | 5
2007 | 31719 | 1507 | 1 | 1
2007 | 40430 | 50305 | K20 | K20
2007 | 40430 | 50305 | K23 | K23
2007 | 49801 | 50933 | BLR3 | BH
2007 | 49846 | 10334 | 1 | ESP1
2007 | 49966 | 10435 | SG101B | S202B
2007 | 49968 | 10684 | BLR26 | 26ESP
2007 | 54888 | 3470 | WAP6 | BAG6
2007 | 55738 | 54085 | WFI | WFIS
2007 | 55816 | 56576 | 7219 | BH2
2007 | 55849 | 10252 | REC 2 | REC 2
2007 | 9628 | 10377 | 1C | 1C
2007 | 9645 | 2682 | 12 | 12
2007 | 9765 | 54414 | BLR3 | EP1
2007 | 9765 | 54414 | BLR4 | EP1
2007 | 9996 | 1294 | 1 | 1
2007 | 10000 | 2080 | 3 | 3
2007 | 10171 | 1355 | 2 | 2
2007 | 7140 | 703 | 3BLR | 3A
2007 | 7140 | 6257 | 1 | 1
2007 | 20847 | 4041 | 6 | 6
2007 | 20847 | 4042 | 1 | 1B
2007 | 20847 | 4042 | 2 | 2B
2007 | 20847 | 6170 | 1 | 1
2007 | 20847 | 6170 | 2 | 2
2007 | 20847 | 56068 | 18 | 18
2007 | 19365 | 50482 | B8 | ESP8
2007 | 19365 | 50483 | B2 | WS2
2007 | 19436 | 2104 | 4 | 4
2007 | 19436 | 6155 | 2 | 2
2007 | 19511 | 50711 | BLR2 | BGHS2
2007 | 19528 | 54780 | B2 | ESP5
2007 | 19578 | 1771 | 2 | 2
2007 | 19724 | 52048 | HRSG2 | BAGHOU
2007 | 19876 | 3796 | 3 | 3
2007 | 20541 | 54758 | BW1 | BP1
2007 | 20546 | 6823 | W1 | W1
2007 | 20666 | 50232 | B1 | WS1
2007 | 20847 | 1769 | 1 | 1A
2007 | 20847 | 1769 | 3 | 3A
2007 | 20847 | 1769 | 6 | 6
2007 | 20847 | 1769 | 7 | 7
2007 | 20847 | 1769 | 8 | 8
2007 | 14344 | 50049 | BLRA | A
2007 | 14354 | 4162 | 1 | 1
2007 | 14369 | 50476 | B5 | C5
2007 | 14369 | 50476 | B8 | C8
2007 | 16002 | 10769 | CFB | 1
2007 | 16064 | 50028 | 5CE | ESP5
2007 | 16181 | 2008 | 3 | 3
2007 | 16183 | 2642 | 4 | 4
2007 | 16294 | 50396 | BLR2 | 2
2007 | 16572 | 6177 | U2B | 2ESP
2007 | 16624 | 6183 | SM-1 | SM-1
2007 | 16929 | 50290 | 1 | 1
2007 | 17043 | 2943 | 1 | CYC1
2007 | 17043 | 2943 | 2 | ESP 2
2007 | 17164 | 10144 | BLR1 | FGPC1
2007 | 17164 | 10144 | BLR2 | FGPC1
2007 | 17164 | 50112 | BLR1 | FGPC1
2007 | 17235 | 3113 | 2 | 2
2007 | 17235 | 3131 | 1 | 1
2007 | 17235 | 3131 | 4 | 4
2007 | 17539 | 3280 | CAN1 | CAN1
2007 | 17539 | 3280 | CAN3 | CAN3
2007 | 17539 | 3287 | MCM2 | MCM4
2007 | 17539 | 7210 | COP1 | COP1
2007 | 17539 | 7737 | B001 | BH01
2007 | 18642 | 3407 | 3 | 3
2007 | 18642 | 3407 | 8 | 8
2007 | 18642 | 3419 | C | C
2007 | 18715 | 6136 | 1 | 1
2007 | 19145 | 55245 | 3 | 3
2007 | 19173 | 10003 | BLR5 | BVLR5
2007 | 19323 | 52071 | 5A | 5A
2007 | 20856 | 4057 | 1 | 1
2007 | 20856 | 4057 | 2 | 2
2007 | 20856 | 8023 | 2 | 2
2007 | 21048 | 1866 | 8 | BP
2007 | 21773 | 50931 | BH1 | BH1
2007 | 22001 | 3152 | 1B | 1B
2007 | 22001 | 3152 | 2B | 2B
2007 | 22122 | 2531 | 4 | 4
2007 | 21 | 10671 | 1A | 1A
2007 | 39 | 2529 | 4 | 4
2007 | 56 | 56616 | 4PB | 414-3
2007 | 135 | 10593 | BLR1 | BH1
2007 | 142 | 10676 | 2 | 2
2007 | 195 | 3 | 3 | 3
2007 | 195 | 8 | 7 | 7
2007 | 195 | 6002 | 1 | 1
2007 | 195 | 6002 | 3 | 3
2007 | 470 | 50472 | BLR2 | PRCIP2
2007 | 470 | 50472 | BLR4 | BAGHS4
2007 | 520 | 864 | 03 | 03
2007 | 520 | 864 | 04 | 04
2007 | 554 | 1122 | 8 | 8
2007 | 3046 | 2712 | 2 | 2
2007 | 3046 | 2712 | 4A | 4A
2007 | 3046 | 2712 | 4B | 4B
2007 | 3542 | 2832 | 8 | 8
2007 | 3599 | 992 | 12 | 12B
2007 | 3836 | 10822 | BOIL1 | PC1
2007 | 3836 | 50736 | B1 | BH1
2007 | 3837 | 10525 | 4A | 3A
2007 | 3901 | 10071 | 1C | 1C
2007 | 3901 | 10071 | 2B | 2B
2007 | 4062 | 2840 | 2 | 2
2007 | 4062 | 2840 | 5 | 5
2007 | 4161 | 1552 | 2 | 2
2007 | 4172 | 50560 | B101 | EP101
2007 | 4252 | 593 | 4 | 4
2007 | 4252 | 593 | 5 | 5
2007 | 4254 | 1702 | 2 | 2P
2007 | 22200 | 50308 | 3 | BH3
2007 | 22297 | 54468 | BLR1 | ESP1
2007 | 22500 | 1250 | 3 | 3
2007 | 22611 | 54752 | 2PB | 2
2007 | 23279 | 3179 | 2 | 2
2007 | 50006 | 10795 | BLR2 | BHA
2007 | 50006 | 10796 | BLR3 | BGHSE
2007 | 50007 | 10792 | BOIL1 | MS1
2007 | 50018 | 1626 | 3 | 3
2007 | 50085 | 10062 | BLR3 | SDA3
2007 | 50097 | 50282 | 2RB | P3
2007 | 50103 | 55113 | 6 | CD46
2007 | 50103 | 55113 | 7 | CD47
2007 | 50103 | 55113 | 8 | CD48
2007 | 50129 | 10612 | PB6 | PB6ESP
2007 | 54738 | 54098 | B07 | C01
2007 | 54745 | 10425 | BRKBLR | BB
2007 | 54784 | 10491 | 3 | 3SCRBR
2007 | 54784 | 10491 | 5 | 5SCRBR
2007 | 56069 | 56848 | HRSG10 | FGD2
2007 | 56155 | 1831 | 1 | 1
2007 | 56174 | 10511 | 10 | 7
2007 | 56174 | 10511 | 9 | 9WS
2007 | 4254 | 1720 | 7 | 7
2007 | 4254 | 1720 | 8 | 8
2007 | 5416 | 2732 | 9 | 9
2007 | 5416 | 3264 | 1 | 1
2007 | 5511 | 8006 | 2 | 2
2007 | 5517 | 897 | 1 | 1
2007 | 5517 | 898 | 4 | 4
2007 | 5610 | 50481 | 253-26 | 253-26
2007 | 5610 | 50481 | 83-21 | 83-21
2007 | 5624 | 10025 | 41 | 43
2007 | 5624 | 10025 | 42 | 42
2007 | 5624 | 10025 | 43 | 42
2007 | 5624 | 10025 | 44 | 43
2007 | 5748 | 887 | 6 | 6
2007 | 5860 | 1239 | 39 | 7
2007 | 6035 | 3161 | 1 | 1
2007 | 6452 | 609 | PCC1 | PCC1
2007 | 6452 | 619 | PRV3 | PRV3
2007 | 6452 | 619 | PRV4 | PRV4
2007 | 7570 | 2824 | 10 | 10
2007 | 7570 | 6030 | 1 | 1
2007 | 7801 | 641 | 6 | 6A
2007 | 7801 | 642 | 1 | 1
2007 | 7840 | 10367 | CB1302 | BH1501
2007 | 7977 | 2917 | 8 | 8
2007 | 8009 | 52140 | PB2 | PB2MC
2007 | 8543 | 1979 | 1 | ESP1
2007 | 8641 | 10346 | BOIL01 | ESP01
2007 | 9210 | 54656 | PB4 | PB4
2007 | 9269 | 983 | 1 | 1
2007 | 733 | 3936 | 2 | 2
2007 | 733 | 3938 | 51 | 51
2007 | 770 | 462 | 55 | 55
2007 | 770 | 2098 | 5 | 5
2007 | 770 | 2098 | 6 | 6
2007 | 772 | 10865 | CFB1 | BH1
2007 | 772 | 10866 | 3 | 2
2007 | 796 | 160 | 2 | 2
2007 | 803 | 2442 | 1 | 1
2007 | 814 | 6641 | 2 | 2
2007 | 924 | 2167 | 2 | 2
2007 | 924 | 2168 | MB2 | ESP2
2007 | 986 | 79 | 2 | 2
2007 | 986 | 79 | 5 | 5
2007 | 1307 | 6204 | 1 | 1
2007 | 1307 | 6469 | B1 | BH1
2007 | 1745 | 10869 | NORTH | NORTH
2007 | 1746 | 10464 | E0002 | E0002
2007 | 2999 | 54235 | B001 | F001
2007 | 3046 | 2706 | 1 | 1
2007 | 12384 | 867 | 7 | 7
2007 | 12384 | 884 | 3 | 3
2007 | 12384 | 3122 | 1 | 1
2007 | 12384 | 3122 | 3 | 3
2007 | 12588 | 3788 | 5 | 5
2007 | 12647 | 1891 | 1 | SCR1
2007 | 12647 | 1891 | 2 | SCR2
2007 | 12647 | 1897 | 4 | MC4
2007 | 12658 | 2823 | B1 | ESP1
2007 | 12686 | 2049 | 5 | ESP5
2007 | 12792 | 2629 | 5 | 5
2007 | 12796 | 3942 | 1 | 1
2007 | 12796 | 3945 | 7 | 7
2007 | 12796 | 3946 | 2 | 2
2007 | 12823 | 10344 | B1 | C2
2007 | 12823 | 10344 | B2 | C4
2007 | 12888 | 54625 | 2 | 2
2007 | 9273 | 994 | 1 | 1
2007 | 10171 | 1356 | 4 | 4
2007 | 10171 | 1357 | 5 | 5
2007 | 10875 | 52010 | BLR3 | BH3
2007 | 10911 | 10321 | 5 | 5
2007 | 11169 | 54562 | PB13 | 6
2007 | 11249 | 6071 | 1 | 1
2007 | 11269 | 6179 | 3 | 3
2007 | 11517 | 10338 | BBLR | BBHSE
2007 | 11732 | 2144 | 4 | 4
2007 | 11732 | 2144 | 5 | 5
2007 | 12199 | 2790 | B2 | ESP2
2007 | 12222 | 54802 | BB1 | SCRUB1
2007 | 12298 | 4127 | B24 | C24
2007 | 12307 | 50101 | RB3 | 3RB
2007 | 13781 | 1927 | 8 | 8
2007 | 13781 | 3982 | 2 | C31
2007 | 14006 | 3947 | 2 | 2
2007 | 14006 | 3948 | 2 | 2
2007 | 14015 | 2876 | 4 | 4
2007 | 14063 | 2952 | 5 | 5P
2007 | 14063 | 2952 | 6 | 6P
2007 | 14232 | 8222 | B1 | FGC1
2007 | 13504 | 50271 | 2A | 2FF
2007 | 13695 | 10382 | A BLR | A BH
2007 | 13756 | 995 | 7 | 7
2007 | 13756 | 996 | 5 | 5
2007 | 13756 | 997 | 12 | 12
2007 | 14928 | 54236 | BLR4 | 4
2007 | 14952 | 50388 | K2 | K2
2007 | 15143 | 6761 | 101 | 101
2007 | 15298 | 2187 | 2 | 2
2007 | 15330 | 55856 | 1 | 1
2007 | 15330 | 55856 | PC1 | 1
2007 | 15452 | 6156 | NHB1 | NHP1
2007 | 15466 | 525 | H2 | H2
2007 | 15470 | 1004 | 8-1 | 8-1
2007 | 15470 | 1008 | 2 | 2
2007 | 15472 | 2364 | 1 | 1S
2007 | 15473 | 2451 | 2 | 2
2007 | 15473 | 2451 | 4 | 4
2007 | 15526 | 50240 | BLR1 | BLR1
2007 | 15726 | 10560 | RB5 | 5
2007 | 15726 | 10562 | PB3 | SCRUBB
2007 | 4425 | 50658 | 3 | FF3
2007 | 4427 | 50664 | B103 | SE103
2007 | 4496 | 50663 | B200 | FF200
2007 | 4660 | 54677 | HRB | BH
2007 | 4716 | 4140 | B4 | E4
2007 | 4922 | 2848 | H-5 | H-5
2007 | 5033 | 50395 | 2 | 2
2007 | 5109 | 1726 | 17 | 17
2007 | 5109 | 1743 | 6 | 6
2007 | 5262 | 54104 | PB1 | PB1WPT
2007 | 5277 | 54795 | C1 | CD1
2007 | 5416 | 2718 | 2 | 2
2007 | 5416 | 2720 | 8 | 8
2007 | 5416 | 2720 | 9 | 9
2007 | 5416 | 2721 | 3 | 3
2007 | 5416 | 2723 | 1 | 1
2007 | 17632 | 976 | 123 | 123
2007 | 17698 | 6139 | 3 | 3
2007 | 17833 | 2161 | 4 | 4
2007 | 17833 | 6195 | 1 | 1
2007 | 18454 | 645 | BB02 | ESP2
2007 | 18642 | 47 | 4 | 4
2007 | 18642 | 47 | 5 | 5
2007 | 18642 | 50 | 4 | 4
2007 | 18642 | 50 | 6 | 6
2007 | 18642 | 1379 | 10 | 10
2007 | 18642 | 1379 | 9 | 9
2007 | 18642 | 3399 | 1 | 1
2007 | 18642 | 3403 | 3 | 3
2007 | 18642 | 3403 | 4 | 4
2007 | 18642 | 3405 | 3 | 3
2007 | 19876 | 10773 | 1 | 1
2007 | 19876 | 52118 | 102 | ESP2
2007 | 19876 | 56808 | 1 | BH1
2007 | 20541 | 10629 | BLR1 | PRECP1
2007 | 6452 | 6042 | PMT2 | PMT2
2007 | 6526 | 2837 | 3 | 3
2007 | 6526 | 2866 | 3 | 3
2007 | 6526 | 2878 | 3 | 3
2007 | 6779 | 2240 | 6 | 6
2007 | 9312 | 54091 | PB1 | PB1P
2007 | 9312 | 54091 | RB1 | RB1P
2007 | 9312 | 54091 | RB2 | RB2P
2007 | 9384 | 50245 | RB3 | RB3
2007 | 9393 | 54096 | BLRB1 | SCRB1
2007 | 9417 | 1073 | 3 | 3
2007 | 9417 | 1888 | 3 | 3
2007 | 55867 | 10208 | 11 | 11
2007 | 55919 | 10360 | B23 | C10
2007 | 55936 | 1393 | 4 | 4
2007 | 55965 | 10477 | R3 | R3
2007 | 55965 | 54857 | B21 | B21
2007 | 23931 | 50956 | BFB | BFB
2007 | 29878 | 1613 | 8 | 6
2007 | 30151 | 6021 | C2 | C2
2007 | 34672 | 50407 | 7PB | PRECIP
2007 | 38009 | 1642 | 3 | 3
2007 | 40307 | 6238 | 1A | 1A
2007 | 40577 | 7286 | 2 | 2
2007 | 40577 | 7286 | 4 | 4
2007 | 49760 | 50657 | 1 | APC1
2007 | 49760 | 50657 | 2 | APC2
2007 | 49777 | 56124 | 10BLR | ESP
2007 | 49801 | 50933 | BLR5 | MC5
2007 | 49923 | 50284 | 7 | 1
2007 | 49966 | 10435 | SG101C | S202C
2007 | 50003 | 10605 | 4PB | 4PB
2007 | 50003 | 10605 | 5RB | 5RB
2007 | 50003 | 10605 | 6RB | 6RB
2007 | 54891 | 7030 | U2 | BG-2
2007 | 55732 | 52089 | NO2BLR | NO2ESP
2007 | 55740 | 54081 | 1B | 1B
2007 | 55740 | 54081 | 2A | 2A
2007 | 55771 | 50254 | 1PB | WS
2007 | 55807 | 50202 | 1 | BH1
2007 | 55816 | 56576 | 7218 | BH1
2007 | 55840 | 10839 | BLR1 | ESP1
2007 | 9424 | 52151 | RF1 | RF1
2007 | 9628 | 10377 | 2B | 2B
2007 | 9996 | 1294 | 2 | 2
2007 | 10162 | 50860 | BLR1 | 1
2007 | 10171 | 1355 | 1 | 1
2007 | 7140 | 703 | 1BLR | 1B
2007 | 7140 | 709 | 1 | 1
2007 | 7140 | 727 | 3 | 3
2007 | 7140 | 728 | Y4BR | Y4EP
2007 | 7140 | 6124 | 1 | 1
2007 | 7140 | 6257 | 3 | 3
2007 | 20847 | 4041 | 7 | 7
2007 | 20847 | 4042 | 4 | 4B
2007 | 20847 | 56068 | 19 | 19
2007 | 19365 | 50482 | B1 | WS1
2007 | 19541 | 54276 | 6 | 6
2007 | 19545 | 56319 | 1 | 1
2007 | 19564 | 50366 | BLR2 | MC2
2007 | 19564 | 50366 | BLR3 | MC3
2007 | 19564 | 50366 | BLR4 | ESP4
2007 | 19724 | 52048 | 8 | BAGHOU
2007 | 19876 | 3803 | 3 | 3
2007 | 19876 | 3954 | 2 | 2
2007 | 7199 | 10113 | CFB2 | BAGH2
2007 | 20543 | 50192 | 1 | P1
2007 | 20546 | 1381 | C3 | C3
2007 | 20547 | 50185 | 3RB | 3RB
2007 | 20847 | 1769 | 5 | 5

## F860_BOILER_GENERATOR
YEAR | UTILITY_ID | PLANT_CODE | BOILER_ID | GENERATOR_ID | GENERATOR_ASSOCIATION
2007 | 50133 | 10233 | RB | GEN1 | A
2007 | 55965 | 10234 | 4 | GEN1 | T
2007 | 55965 | 10234 | 5 | GEN5 | T
2007 | 8776 | 9864 | 5 | 6 | T
2007 | 15472 | 2364 | 2 | 2 | A
2007 | 15472 | 2367 | 5 | 5 | A
2007 | 15472 | 2367 | 6 | 6 | A
2007 | 15147 | 2403 | 2 | 2 | A
2007 | 15147 | 2408 | 2 | 2 | A
2007 | 15473 | 2450 | 1 | 1 | A
2007 | 15473 | 2451 | 2 | 2 | A
2007 | 17718 | 2454 | 122B | 2 | A
2007 | 5511 | 2480 | 2 | 2 | A
2007 | 4226 | 2493 | 70 | 7 | A
2007 | 10023 | 2500 | 30 | 3 | A
2007 | 19323 | 3497 | 2 | 2 | A
2007 | 55983 | 3502 | 2 | ST2 | A
2007 | 20404 | 3524 | 2 | 2 | A
2007 | 6958 | 3576 | BW2 | 2 | A
2007 | 6958 | 3576 | BW3 | 3 | A
2007 | 16604 | 3609 | 3 | 3 | A
2007 | 17583 | 3630 | 3 | 3 | A
2007 | 14354 | 3644 | 2 | 2 | A
2007 | 19876 | 3797 | 3 | 3 | A
2007 | 5610 | 50481 | 253-25 | TG16 | A
2007 | 5610 | 50481 | 253-26 | TG24 | T
2007 | 5610 | 50481 | 83-19 | TG10 | T
2007 | 5610 | 50481 | 83-19 | TGO7 | T
2007 | 5610 | 50481 | 83-20 | TGO7 | T
2007 | 5610 | 50481 | 83-21 | TG11 | T
2007 | 5610 | 50481 | 83-22 | TG12 | T
2007 | 5610 | 50481 | 83-23 | TG12 | T
2007 | 5610 | 50481 | 83-23 | TGO7 | T
2007 | 5610 | 50481 | 83-24 | TG15 | A
2007 | 19365 | 50482 | B1 | TG5 | T
2007 | 19588 | 50431 | 3 | TG1 | A
2007 | 54880 | 10244 | B002 | T-11 | A
2007 | 22200 | 50308 | 7 | GEN2 | A
2007 | 22200 | 50308 | 7 | GEN3 | A
2007 | 19365 | 50482 | B4 | TG7 | T
2007 | 19365 | 50482 | B7 | TG7 | T
2007 | 20558 | 50473 | C | SRC | A
2007 | 54895 | 56259 | HRSG12 | 3 | A
2007 | 16534 | 7552 | HRSG A | CCST | A
2007 | 924 | 55340 | HRSG2 | STG | A
2007 | 19876 | 3804 | 5 | 5 | A
2007 | 733 | 3935 | 1 | 1 | A
2007 | 14006 | 3947 | 3 | 3 | A
2007 | 14006 | 3948 | 1 | 1 | A
2007 | 14006 | 3948 | 2 | 2 | A
2007 | 13781 | 3982 | 2 | 6 | A
2007 | 11479 | 3992 | 3 | 3 | A
2007 | 11479 | 3992 | 5 | 3 | A
2007 | 20847 | 4041 | 8 | 8 | A
2007 | 20856 | 4048 | 4 | 3 | T
2007 | 20856 | 4050 | 3 | 3 | A
2007 | 11571 | 4125 | 6 | 6 | A
2007 | 4716 | 4140 | B1 | 1 | A
2007 | 4716 | 4140 | B2 | 2 | A
2007 | 4716 | 4140 | B3 | 2 | A
2007 | 12435 | 4146 | B2 | 2 | A
2007 | 14354 | 4162 | 1 | 1 | A
2007 | 7634 | 4195 | 2 | ST2 | A
2007 | 23279 | 6004 | 2 | 2 | A
2007 | 26751 | 2516 | 2 | 2 | A
2007 | 26751 | 2516 | 3 | 3 | A
2007 | 26751 | 2517 | 3 | 3 | A
2007 | 54757 | 7999 | HRSG2 | ST1 | A
2007 | 11018 | 7887 | HRSG2 | 1 | A
2007 | 10376 | 7238 | MS3B | 3A | A
2007 | 16604 | 7097 | BLR2 | 2 | A
2007 | 17164 | 10144 | BLR3 | GEN4 | A
2007 | 5892 | 54571 | HRSG2 | GEN3 | A
2007 | 3542 | 55516 | DB2 | STG1 | A
2007 | 6727 | 55527 | CFB2 | GEN1 | A
2007 | 3335 | 55537 | 8 | GEN1 | A
2007 | 11241 | 55620 | 1-1 | ST-1 | A
2007 | 2799 | 55642 | HRSG 2 | STG1 | A
2007 | 54885 | 55706 | HRG101 | STG1 | A
2007 | 6765 | 55818 | HRSG-1 | FIST | A
2007 | 49747 | 55829 | MB2 | M1S3 | T
2007 | 49747 | 55830 | EB2 | M2S3 | T
2007 | 17164 | 55882 | BLR1 | GEN1 | A
2007 | 17650 | 55965 | 6A | ST6 | A
2007 | 17650 | 55965 | 6B | ST6 | A
2007 | 18335 | 56000 | HRSG2 | ST | A
2007 | 6778 | 56024 | 12 | TUR4 | A
2007 | 16655 | 56026 | FB1 | STG | A
2007 | 14294 | 56042 | HRSG1 | 4 | A
2007 | 14294 | 56042 | HRSG2 | 4 | A
2007 | 1684 | 56049 | HRSG2 | STG1 | A
2007 | 49777 | 56124 | 1HRSG | 1TG | A
2007 | 5748 | 887 | 3 | 3 | A
2007 | 5748 | 887 | 4 | 4 | A
2007 | 5517 | 891 | 1 | 5 | T
2007 | 5517 | 891 | 4 | 1 | T
2007 | 5517 | 891 | 8 | 1 | T
2007 | 20824 | 972 | 5 | 6 | A
2007 | 20824 | 972 | 7 | 7 | A
2007 | 9273 | 990 | 9 | 3 | A
2007 | 3599 | 992 | 12 | 4 | A
2007 | 3599 | 992 | 15 | 6 | A
2007 | 13756 | 997 | 4 | 2 | A
2007 | 13756 | 997 | 5 | 3 | A
2007 | 15470 | 1001 | 1 | 1 | A
2007 | 15470 | 1004 | 6-1 | 6 | A
2007 | 15470 | 1008 | 4 | 4 | A
2007 | 4508 | 1024 | 5 | 4 | A
2007 | 9417 | 1047 | 1 | 1 | A
2007 | 9417 | 1058 | 2 | 1 | T
2007 | 9417 | 1058 | 2 | 7 | T
2007 | 9417 | 1058 | 3 | 6 | T
2007 | 55914 | 50799 | WH 2 | GEN4 | A
2007 | 22122 | 2531 | 1 | 1 | A
2007 | 22122 | 2531 | 4 | 2 | A
2007 | 13168 | 2549 | 66 | 66 | A
2007 | 9645 | 2682 | 12 | 6 | A
2007 | 3046 | 2706 | 2 | 2 | A
2007 | 3046 | 2708 | 6 | 6 | A
2007 | 5416 | 2718 | 4 | 4 | A
2007 | 5416 | 2720 | 5 | 3 | A
2007 | 5416 | 2721 | 2 | 2 | A
2007 | 5416 | 2721 | 4 | 4 | A
2007 | 12199 | 2790 | B2 | 2 | A
2007 | 3006 | 2828 | 3 | 3 | A
2007 | 3542 | 2832 | 6 | 6 | A
2007 | 6526 | 2835 | 11 | 7 | T
2007 | 6526 | 2835 | 11 | 9 | T
2007 | 6526 | 2837 | 1 | 1 | A
2007 | 4062 | 2840 | 1 | 1 | A
2007 | 4922 | 2850 | 2 | 2 | A
2007 | 6526 | 2866 | 7 | 7 | A
2007 | 14015 | 2876 | 3 | 3 | A
2007 | 6526 | 2878 | 3 | 3 | A
2007 | 3762 | 2908 | 4 | 10 | T
2007 | 3762 | 2908 | 5 | 8 | T
2007 | 7977 | 2917 | 8 | 5 | A
2007 | 54880 | 10244 | 6 | T-10 | A
2007 | 49805 | 56163 | 3 | 3 | A
2007 | 49841 | 56191 | 1 | Gen1 | A
2007 | 49886 | 56220 | P01 | S01 | A
2007 | 19365 | 50483 | B1 | TG2 | T
2007 | 19365 | 50483 | B1 | TG4 | T
2007 | 19365 | 50483 | B2 | TG2 | T
2007 | 19365 | 50483 | B2 | TG3 | T
2007 | 19365 | 50483 | B3 | TG3 | T
2007 | 19365 | 50483 | B4 | TG3 | T
2007 | 50033 | 50491 | 4BLR | GEN3 | A
2007 | 50033 | 50491 | 6BLR | GEN3 | A
2007 | 50033 | 50491 | 6BLR | GEN4 | A
2007 | 50033 | 50491 | 6BLR | GEN6 | A
2007 | 26840 | 50544 | PKB | GEN4 | T
2007 | 4172 | 50560 | B101 | GEN1 | A
2007 | 13008 | 50614 | 6 | GEN1 | A
2007 | 5519 | 50627 | AUX | STG1 | T
2007 | 19691 | 50628 | 2A | GEN2 | A
2007 | 4482 | 50629 | 1 | GEN1 | A
2007 | 15262 | 50637 | 4REC | GEN1 | T
2007 | 15262 | 50637 | 4REC | GEN2 | T
2007 | 15262 | 50638 | PB1 | GEN1 | A
2007 | 16653 | 50639 | 7PB | GEN4 | A
2007 | 16653 | 50639 | 8PB | GEN3 | A
2007 | 15262 | 50640 | BLR1 | GEN6 | A
2007 | 4474 | 50648 | UNIT2 | GEN1 | A
2007 | 4484 | 50649 | 1 | GEN1 | A
2007 | 9417 | 1058 | 4 | 6 | T
2007 | 9417 | 1058 | 5 | 2 | T
2007 | 9417 | 1058 | 5 | 4 | T
2007 | 9417 | 1104 | 1 | 1 | A
2007 | 554 | 1122 | 7 | 7 | A
2007 | 22053 | 1353 | BSU1 | 1 | A
2007 | 10171 | 1355 | 2 | 2 | A
2007 | 10171 | 1356 | 2 | 2 | A
2007 | 10171 | 1361 | 2 | 2 | A
2007 | 10171 | 1361 | 4 | 1 | A
2007 | 11249 | 1364 | 4 | 4 | A
2007 | 8449 | 1372 | 6 | 6 | A
2007 | 5580 | 1385 | 3 | 3 | A
2007 | 3265 | 1400 | 2 | 2 | A
2007 | 11241 | 1403 | 1 | 1 | A
2007 | 11241 | 1403 | 3 | 3 | A
2007 | 13478 | 1409 | 1 | 1 | A
2007 | 17698 | 1417 | 3 | 3 | A
2007 | 11241 | 1448 | 11 | 11 | A
2007 | 15137 | 1455 | 2 | 2 | A
2007 | 31719 | 1507 | 4 | 4 | A
2007 | 4161 | 1552 | 2 | 2 | A
2007 | 54880 | 10244 | 7 | T-12 | A
2007 | 54880 | 10244 | 8 | T-10 | A
2007 | 56147 | 10245 | 10 | GEN5 | T
2007 | 55849 | 10252 | 7 | NO.7 | A
2007 | 55849 | 10252 | REC 2 | NO.6 | A
2007 | 55849 | 10252 | REC 2 | NO.7 | A
2007 | 10911 | 10321 | 2 | GEN2 | A
2007 | 10911 | 10321 | 5 | GEN2 | A
2007 | 10911 | 10321 | 5 | GEN3 | A
2007 | 12436 | 10328 | BLR1 | GEN1 | A
2007 | 20548 | 50187 | PB | TG1 | A
2007 | 20511 | 50188 | RB | TG1 | A
2007 | 55903 | 50189 | PKG | TG6 | T
2007 | 867 | 50216 | 92 | GN95 | A
2007 | 867 | 50216 | 94 | GN96 | A
2007 | 15824 | 50225 | 1SG1B | TG1 | A
2007 | 15526 | 50240 | BLR2 | GEN1 | A
2007 | 15526 | 50240 | BLR5 | GEN2 | A
2007 | 9303 | 50243 | 5 | GEN3 | T
2007 | 23815 | 50244 | 4PB | GN13 | T
2007 | 23815 | 50244 | PGB | GN10 | T
2007 | 9384 | 50245 | RB3 | GE | T
2007 | 18189 | 50247 | B010 | GEN3 | A
2007 | 18189 | 50247 | B010 | GEN4 | A
2007 | 18189 | 50247 | B020 | GEN5 | A
2007 | 65 | 50249 | 4 | GEN2 | T
2007 | 9401 | 50250 | 1RB | GEN2 | A
2007 | 10308 | 50707 | HRSG B | STB | T
2007 | 10308 | 50707 | HRSG D | STA | T
2007 | 19511 | 50711 | BLR1 | GEN3 | A
2007 | 19511 | 50711 | BLR4 | GEN3 | A
2007 | 19517 | 50729 | T2BLR | GEN3 | A
2007 | 19370 | 50730 | 5 | GEN1 | A
2007 | 19519 | 50732 | ETBLR3 | GEN2 | T
2007 | 19526 | 50733 | TBB4A | STG1 | T
2007 | 18020 | 50743 | 1 | GEN2 | A
2007 | 18020 | 50743 | 4 | GEN2 | A
2007 | 6909 | 663 | B2 | 2 | A
2007 | 9617 | 667 | 3 | ST3 | A
2007 | 10623 | 676 | 1 | ST1 | A
2007 | 7140 | 708 | 2 | 2 | A
2007 | 7140 | 728 | Y1BR | 1 | A
2007 | 7140 | 728 | Y3BR | 3 | A
2007 | 19547 | 765 | 4 | K4 | A
2007 | 19547 | 766 | 6 | W6 | A
2007 | 8287 | 772 | 5 | 5 | A
2007 | 49756 | 856 | 3 | 3 | A
2007 | 520 | 864 | 02 | 1 | A
2007 | 12384 | 874 | 5 | 6 | A
2007 | 5269 | 876 | 1 | 1 | A
2007 | 12653 | 1572 | 1 | ST1 | A
2007 | 12653 | 1573 | 1 | ST1 | A
2007 | 49965 | 1588 | 82 | ST85 | A
2007 | 21463 | 1595 | 1 | 1 | A
2007 | 21463 | 1595 | 3 | 3 | A
2007 | 21461 | 1599 | 1 | 1 | A
2007 | 29878 | 1613 | 8 | 6 | A
2007 | 50018 | 1619 | 3 | 3 | A
2007 | 38009 | 1642 | 3 | 3 | A
2007 | 4254 | 1695 | 4 | 4 | A
2007 | 56062 | 51038 | B2 | GEN1 | A
2007 | 18162 | 50806 | PB3 | GEN1 | A
2007 | 18157 | 50807 | 4BB | GEN6 | A
2007 | 18147 | 50813 | CB1 | GEN1 | A
2007 | 56097 | 50846 | PB3 | ST3 | A
2007 | 56097 | 50846 | PB4 | ST2 | A
2007 | 4447 | 50859 | BLR2 | GEN1 | A
2007 | 10162 | 50860 | BLR1 | GEN1 | T
2007 | 10162 | 50860 | BLR2 | GEN1 | T
2007 | 20541 | 50873 | B1 | GEN1 | A
2007 | 20541 | 50875 | 2 | GEN1 | A
2007 | 20541 | 50883 | BLR1 | GEN1 | A
2007 | 55871 | 50884 | B103 | GEN2 | A
2007 | 20541 | 50885 | BLR2 | GEN1 | A
2007 | 9401 | 50250 | 4PB | GEN2 | A
2007 | 56187 | 50251 | PB | GEN1 | A
2007 | 55731 | 50253 | 2B | TG4 | A
2007 | 13504 | 50271 | 1A | 1TG | T
2007 | 22174 | 50279 | MAIN | GEN1 | A
2007 | 49923 | 50284 | 7 | TG6 | A
2007 | 14362 | 50296 | C2 | GEN1 | A
2007 | 40430 | 50305 | K22 | GE10 | A
2007 | 40430 | 50305 | K23 | GEN7 | A
2007 | 22200 | 50308 | 3 | GEN1 | A
2007 | 22200 | 50308 | 3 | GEN5 | A
2007 | 22200 | 50308 | 6 | GEN1 | A
2007 | 17330 | 50359 | 4 | 9 | A
2007 | 22650 | 55112 | HRSG2 | ST01 | A
2007 | 1959 | 10354 | 1 | GEN1 | T
2007 | 55919 | 10360 | B24 | GEN6 | A
2007 | 55919 | 10360 | B24 | GEN7 | A
2007 | 55919 | 10360 | B24 | GEN8 | A
2007 | 55919 | 10360 | B25 | GEN5 | A
2007 | 55919 | 10360 | B25 | GEN7 | A
2007 | 55919 | 10360 | B28 | GEN9 | A
2007 | 7840 | 10369 | CB1302 | GEN1 | A
2007 | 9628 | 10377 | 1A | GEN1 | A
2007 | 9628 | 10377 | 2A | GEN2 | A
2007 | 6541 | 56708 | H2101 | G2201 | A
2007 | 55936 | 1391 | 3A | 3A | A
2007 | 5347 | 52006 | HRU200 | GEN2 | A
2007 | 5892 | 54571 | HRSG2 | GEN3 | A
2007 | 11089 | 55800 | HRSG1 | STG | A
2007 | 54780 | 55700 | HRSG1 | 1STG | A
2007 | 56031 | 56846 | HRSG1 | STGEN
2007 | 12436 | 10328 | BLR6 | GEN4 | A
2007 | 16098 | 54338 | 2 | GENB | A
2007 | 16098 | 54338 | 3 | GENC | A
2007 | 16098 | 54338 | 4 | GENA | A
2007 | 17539 | 55927 | HRSG1 | ST1 | A
2007 | 17539 | 55927 | HRSG2 | ST1 | A
2007 | 19323 | 6180 | 2 | OG2 | A
2007 | 10755 | 55097 | HRSG4 | STG2 | A
2007 | 9312 | 54091 | HRSG | GEN1 | T
2007 | 9312 | 54091 | HRSG | GEN2 | T
2007 | 55937 | 3457 | 1 | 1 | A
2007 | 20508 | 50900 | 1RB | GEN3 | T
2007 | 20508 | 50900 | 6PB | GEN4 | T
2007 | 20508 | 50900 | 8PB | GEN5 | T
2007 | 49801 | 50933 | BLR5 | GEN5 | T
2007 | 49801 | 50933 | BLR7 | GEN3 | T
2007 | 23931 | 50956 | BFB | GEN2 | A
2007 | 23931 | 50956 | BFB | GEN3 | A
2007 | 23931 | 50956 | RB3 | GEN2 | A
2007 | 4440 | 50960 | UNIT1 | GEN1 | A
2007 | 4440 | 50960 | UNIT3 | GEN1 | A
2007 | 34359 | 50969 | BLR10 | GEN4 | T
2007 | 34359 | 50969 | BLR12 | GEN3 | T
2007 | 34359 | 50969 | BLR7 | GEN3 | T
2007 | 34359 | 50969 | BLR7 | GEN4 | T
2007 | 34359 | 50969 | HRSG1 | GEN1 | T
2007 | 12981 | 50973 | 32 | GN31 | T
2007 | 12981 | 50973 | 33 | GN31 | T
2007 | 12981 | 50973 | 37 | GN32 | T
2007 | 2852 | 50991 | 9 | GEN9 | A
2007 | 54824 | 51026 | BLR1 | GEN1 | A
2007 | 27769 | 51030 | HRSG2 | GEN3 | A
2007 | 10875 | 52010 | BLR1 | GEN1 | A
2007 | 5310 | 52019 | HR502 | GEN3 | A
2007 | 5310 | 52019 | HR601 | GEN6 | A
2007 | 16001 | 52024 | 4 | GEN2 | A
2007 | 19724 | 52048 | HRSG1 | GEN1 | A
2007 | 19724 | 52048 | HRSG2 | GEN2 | A
2007 | 22337 | 52069 | HP4 | GEN4 | A
2007 | 22337 | 52069 | HP5 | GEN3 | A
2007 | 22337 | 52069 | HP5 | GEN4 | A
2007 | 22337 | 52069 | HP6 | GEN4 | A
2007 | 22218 | 52072 | 2 | GEN1 | T
2007 | 22218 | 52072 | 2 | GEN4 | T
2007 | 22218 | 52072 | 4 | GEN2 | T
2007 | 54708 | 10379 | 1A | GEN1 | A
2007 | 13695 | 10382 | UNIT1 | GEN1 | A
2007 | 25049 | 10395 | 1 | GEN1 | A
2007 | 56165 | 10397 | 5HPB | GEN7 | A
2007 | 56165 | 10397 | 9HPB | GEN6 | A
2007 | 21521 | 10416 | BO5 | GEN3 | T
2007 | 17729 | 10418 | H4 | GEN1 | A
2007 | 54745 | 10425 | PF1BLR | TG | A
2007 | 23632 | 10426 | PB1 | GEN4 | A
2007 | 23632 | 10426 | PB3 | GEN5 | A
2007 | 23632 | 10426 | RF5 | GEN2 | A
2007 | 14928 | 54236 | BLR1 | TG 1 | A
2007 | 14928 | 54236 | BLR2 | TG 4 | T
2007 | 14928 | 54236 | BLR2 | TG5 | T
2007 | 14928 | 54236 | BLR4 | TG 1 | T
2007 | 14928 | 54236 | BLR5 | TG 2 | T
2007 | 14928 | 54236 | BLR8 | TG 2 | T
2007 | 6811 | 54238 | N64516 | STG | A
2007 | 9394 | 54281 | REC | 577A | A
2007 | 7375 | 54321 | 3B106 | 3N80 | A
2007 | 7375 | 54321 | 3B107 | 3N80 | A
2007 | 40845 | 54344 | 3 | 6GEN | A
2007 | 12436 | 10328 | BLR1 | GEN3 | A
2007 | 12436 | 10328 | BLR1 | GEN5 | A
2007 | 12436 | 10328 | BLR2 | GEN2 | A
2007 | 12436 | 10328 | BLR3 | GEN5 | A
2007 | 12436 | 10328 | BLR4 | GEN3 | A
2007 | 12436 | 10328 | BLR4 | GEN4 | A
2007 | 11459 | 54268 | E101 | GTG1 | A
2007 | 22290 | 10308 | HRSG1 | CT1
2007 | 547 | 54512 | 6 | TG2 | A
2007 | 16001 | 52024 | 6 | GEN2 | A
2007 | 2522 | 50466 | 1BB | GEN6 | T
2007 | 12311 | 10224 | BLR8 | GEN7
2007 | 12311 | 10224 | BLR3 | GEN7
2007 | 49732 | 52105 | HRSG1 | GEN5 | T
2007 | 49732 | 52105 | 5BLR | GEN5 | T
2007 | 2053 | 54216 | AOW1 | AOW4 | T
2007 | 16968 | 54472 | EIA01 | GEN1 | A
2007 | 50173 | 55708 | BLR1 | STG4 | A
2007 | 5701 | 3456 | HRSG4 | 5CA1 | A
2007 | 5701 | 3456 | HRSG3 | 5CA1 | A
2007 | 21508 | 50368 | HRSG2 | CT2
2007 | 22979 | 55375 | HRSG4 | ST2 | A
2007 | 7140 | 710 | 6A | 6 | A
2007 | 16295 | 56298 | HRSG2 | 0003 | A
2007 | 19145 | 55245 | 3 | TG3 | A
2007 | 19145 | 55245 | 4 | TG2 | A
2007 | 17566 | 55470 | HRSG3 | ST1 | A
2007 | 54880 | 10244 | B011 | T-13 | A
2007 | 19524 | 52073 | HRSG A | GEN3 | A
2007 | 55732 | 52089 | NO1BLR | GEN1 | T
2007 | 55732 | 52089 | NO3BLR | GEN3 | T
2007 | 55732 | 52089 | NO8BLR | GEN4 | T
2007 | 49732 | 52105 | 3BLR | GEN3 | T
2007 | 49732 | 52105 | 5BLR | GEN4 | T
2007 | 18340 | 52106 | 38 | GEN2 | T
2007 | 18340 | 52106 | 40 | GEN2 | T
2007 | 19876 | 52118 | 103 | GEN2 | T
2007 | 44466 | 52130 | 14BLR | 35TG | A
2007 | 44466 | 52130 | 17BLR | 17TG | A
2007 | 44466 | 52130 | 31BLR | 35TG | A
2007 | 44466 | 52130 | 33BLR | 15TG | A
2007 | 44466 | 52130 | 33BLR | 17TG | A
2007 | 44466 | 52130 | 33BLR | 32TG | A
2007 | 44466 | 52130 | 34BLR | 35TG | A
2007 | 44466 | 52130 | 36BLR | 17TG | A
2007 | 9348 | 52152 | 5PB | GEN9 | T
2007 | 9348 | 52152 | 5RB | GEN6 | T
2007 | 9348 | 52152 | 5RB | GEN9 | T
2007 | 40845 | 54344 | 4 | 8GEN | A
2007 | 40845 | 54344 | 4 | 9GEN | A
2007 | 2877 | 55123 | HRSG2 | STG | A
2007 | 5517 | 55131 | B1 | STG1 | A
2007 | 5517 | 55131 | B3 | STG3 | A
2007 | 7597 | 55146 | 1 | STG1 | A
2007 | 49768 | 55168 | HRSG1B | 0003 | A
2007 | 15988 | 55187 | HRSG2 | ST1 | T
2007 | 18642 | 55197 | 3 | STG3 | A
2007 | 4383 | 55206 | HRSG1 | ST1 | A
2007 | 14298 | 55215 | HRSG1 | STG1 | A
2007 | 14298 | 55215 | HRSG3 | STG2 | A
2007 | 54755 | 55216 | HRSG 3 | STG1 | A
2007 | 2843 | 55217 | HRSG2 | STG3 | A
2007 | 807 | 55221 | HRSG2 | G8 | T
2007 | 807 | 55221 | HRSG3 | G9 | T
2007 | 19145 | 55245 | 4 | TG3 | A
2007 | 29122 | 55293 | HRSG 2 | STG1 | A
2007 | 54817 | 55298 | HRSG2B | ST2 | A
2007 | 14412 | 55306 | 1 B | ST9 | A
2007 | 14412 | 55306 | 2 B | ST10 | A
2007 | 14412 | 55306 | 3 A | ST11 | A
2007 | 13407 | 55322 | HRSG4 | ST2 | A
2007 | 2838 | 55327 | HRSG1 | STG1 | A
2007 | 924 | 55340 | 1B | 1 | T
2007 | 55848 | 55364 | 1A | ST1 | A
2007 | 55848 | 55364 | 1B | ST1 | A
2007 | 40845 | 54344 | SG102 | 5GEN | A
2007 | 6041 | 55664 | HCCP 1 | ST-1 | A
2007 | 19316 | 55360 | 1 | GEN1 | A
2007 | 19564 | 50366 | BLR6 | GEN5 | A
2007 | 3890 | 50006 | HRSG1 | STG1 | A
2007 | 3890 | 50006 | HRSG2 | STG1 | A
2007 | 3890 | 50006 | HRSG3 | STG3 | A
2007 | 3890 | 50006 | HRSG4 | STG2 | A
2007 | 19365 | 50482 | B8 | TG6 | T
2007 | 9417 | 1888 | 1 | 2 | A
2007 | 54773 | 52026 | HRSG | GEN2 | A
2007 | 26469 | 55313 | 20F101 | STG | A
2007 | 6090 | 50625 | 41 | TG34 | A
2007 | 54880 | 10244 | B014 | T-12 | A
2007 | 54880 | 10244 | B014 | T-13 | A
2007 | 2087 | 55780 | HRSG4 | ST1
2007 | 19365 | 50482 | B1 | TG8 | T
2007 | 5109 | 1733 | 1 | 1 | A
2007 | 5109 | 1743 | 2 | 2 | A
2007 | 5109 | 1743 | 3 | 3 | A
2007 | 5109 | 1743 | 7 | 7 | A
2007 | 5109 | 1745 | 18 | 8 | A
2007 | 20847 | 1769 | 6 | 6 | A
2007 | 20847 | 1769 | 7 | 7 | A
2007 | 5107 | 1822 | 5 | 5 | A
2007 | 21048 | 1866 | 7 | 5 | A
2007 | 21048 | 1866 | 8 | 6 | A
2007 | 772 | 10866 | 9 | GEN1 | A
2007 | 772 | 10866 | 9 | GEN4 | A
2007 | 12258 | 10883 | GTHSG1 | STG3 | T
2007 | 12258 | 10883 | HSG1 | STG3 | A
2007 | 12258 | 10883 | PSG3 | STG2 | A
2007 | 55779 | 50012 | BLR4 | GEN3 | A
2007 | 16064 | 50028 | 1FW | GEN2 | A
2007 | 16064 | 50028 | 1FW | GEN5 | A
2007 | 6036 | 50051 | BLR A | GEN1 | A
2007 | 17445 | 50071 | BLR2 | GEN1 | A
2007 | 23955 | 50087 | 2 | GEN2 | A
2007 | 12307 | 50101 | RB2 | GEN2 | A
2007 | 12307 | 50101 | RB4 | GEN1 | A
2007 | 54700 | 50109 | HRSG2 | GEN3 | A
2007 | 4028 | 55386 | DB2 | ST1 | A
2007 | 3542 | 55397 | DB1 | ST1 | A
2007 | 49933 | 55410 | HRSG3 | LOES | A
2007 | 54693 | 55412 | HRSG2 | OECS | A
2007 | 55839 | 55429 | 4REC | 01 | A
2007 | 55745 | 55463 | FB4 | ST04 | A
2007 | 4994 | 55464 | HRSG3 | STG1 | A
2007 | 14286 | 55467 | 3 | STG3 | A
2007 | 20159 | 55486 | HRSG2 | ST1 | A
2007 | 195 | 3 | 3 | 3 | A
2007 | 40845 | 54344 | SG102 | 6GEN | A
2007 | 40845 | 54344 | SG102 | 8GEN | A
2007 | 9353 | 54358 | PB2 | 1 | T
2007 | 9765 | 54414 | BLR2 | GEN2 | A
2007 | 7043 | 54427 | 20 | NO10 | A
2007 | 5473 | 54428 | 073 | NO1 | A
2007 | 5473 | 54428 | 253 | NO2 | A
2007 | 5473 | 54428 | 253 | NO3 | A
2007 | 5473 | 54428 | 601 | NO3 | A
2007 | 16024 | 54464 | B001 | 0003 | A
2007 | 16024 | 54464 | B003 | 0004 | A
2007 | 16024 | 54464 | D001 | 0002 | A
2007 | 547 | 54512 | 7 | TG1 | A
2007 | 19537 | 50118 | B1 | GEN4 | A
2007 | 19537 | 50118 | B1 | GEN5 | A
2007 | 19537 | 50118 | B3 | GEN5 | A
2007 | 27131 | 50146 | B | GENA | A
2007 | 27131 | 50146 | C | GENB | A
2007 | 27131 | 50146 | D | GENC | A
2007 | 20547 | 50185 | 1RB | TG2 | A
2007 | 772 | 10865 | CFB8 | GEN5 | T
2007 | 772 | 10866 | 10 | GEN1 | A
2007 | 772 | 10866 | 10 | GEN5 | A
2007 | 772 | 10866 | 13 | GEN2 | A
2007 | 772 | 10866 | 13 | GEN3 | A
2007 | 12647 | 1897 | 3 | 3 | A
2007 | 13781 | 1926 | 1 | 2 | A
2007 | 13781 | 1926 | 2 | 2 | A
2007 | 14232 | 1943 | 3 | 3 | A
2007 | 1009 | 1961 | NEPP | 1 | A
2007 | 6151 | 1973 | 3 | 3 | T
2007 | 6151 | 1973 | 3 | 5 | T
2007 | 29959 | 54537 | HRSGB | ST1 | A
2007 | 17254 | 54547 | HRSG 1 | 5 | A
2007 | 17254 | 54547 | HRSG 3 | 6 | A
2007 | 4222 | 54556 | BLR7 | TGO2 | T
2007 | 11169 | 54562 | PB12 | 2 | T
2007 | 11169 | 54562 | PB13 | 6 | T
2007 | 11169 | 54562 | PB16 | 3 | T
2007 | 11169 | 54562 | PB20 | 5 | T
2007 | 14194 | 2935 | 10 | 9 | A
2007 | 49966 | 10435 | SG101C | TGA | A
2007 | 55711 | 10442 | 6U100 | GEN1 | A
2007 | 1746 | 10464 | E0003 | GEN1 | A
2007 | 55965 | 10477 | R1 | GEN2 | T
2007 | 55965 | 10477 | R3 | GEN2 | T
2007 | 1991 | 10486 | 1 | GEN3 | A
2007 | 1991 | 10486 | 1 | GEN4 | A
2007 | 195 | 3 | 7B | A2ST | A
2007 | 195 | 7 | 2 | 2 | A
2007 | 195 | 10 | 2 | 2 | A
2007 | 18642 | 47 | 1 | 1 | A
2007 | 986 | 79 | 1 | 2 | A
2007 | 30151 | 87 | 1 | 1 | A
2007 | 18315 | 108 | SGU1 | 1 | A
2007 | 803 | 120 | 1 | ST1 | A
2007 | 24211 | 126 | 2 | ST2 | A
2007 | 8543 | 1979 | 3 | 3 | A
2007 | 13488 | 2001 | 2 | 3 | A
2007 | 14246 | 2003 | 5 | 5 | A
2007 | 19883 | 2018 | 10 | 1A | A
2007 | 19883 | 2018 | 7 | 1A | A
2007 | 12686 | 2049 | 1 | 1 | A
2007 | 12685 | 2050 | 2 | 2 | A
2007 | 12685 | 2053 | 1B | 1 | A
2007 | 3702 | 2060 | 4 | 5 | A
2007 | 7651 | 2062 | H1 | 1 | A
2007 | 21095 | 2067 | 3 | 2 | A
2007 | 10000 | 2080 | 1 | 1 | A
2007 | 770 | 2098 | 2 | 3 | A
2007 | 770 | 2098 | 5 | 2 | A
2007 | 770 | 2098 | 5 | 3 | A
2007 | 17833 | 2161 | 2 | 2 | A
2007 | 17833 | 2161 | 3 | 3 | A
2007 | 924 | 2167 | 1 | 1 | A
2007 | 13337 | 2277 | 2 | 2 | A
2007 | 9348 | 52152 | 7PB | GEN8 | T
2007 | 54787 | 52193 | BLR3 | G1 | T
2007 | 16572 | 147 | K-1 | KY1 | A
2007 | 796 | 160 | 2 | ST2 | A
2007 | 12631 | 228 | 10 | 7 | A
2007 | 54888 | 298 | LIM1 | 1 | A
2007 | 13960 | 302 | 2 | 2 | A
2007 | 13960 | 302 | 3 | 3 | A
2007 | 13960 | 302 | 5 | 5 | A
2007 | 56151 | 310 | 1 | ST1 | A
2007 | 22148 | 315 | 3 | 3 | A
2007 | 15844 | 329 | 2 | 2 | A
2007 | 15844 | 329 | 42 | 40 | A
2007 | 15836 | 331 | 3 | 3 | A
2007 | 15836 | 331 | 4 | 4 | A
2007 | 23693 | 335 | 3A | 3 | A
2007 | 13069 | 358 | MV4B | MV4C | A
2007 | 11208 | 400 | HRSG9 | 8 | A
2007 | 11208 | 404 | 2 | 2 | A
2007 | 15466 | 465 | 3 | 3 | A
2007 | 15466 | 468 | 1 | 1 | A
2007 | 30151 | 527 | 1 | 2 | A
2007 | 22350 | 544 | 8 | 8 | A
2007 | 13922 | 548 | 2 | 2 | A
2007 | 12490 | 562 | 4 | 4 | A
2007 | 4252 | 593 | 3 | 3 | A
2007 | 9332 | 594 | 1 | 1 | A
2007 | 6452 | 617 | PPE2 | ST2 | A
2007 | 7801 | 641 | 4 | 4 | A
2007 | 54787 | 52193 | BLR4 | G2 | T
2007 | 54787 | 52193 | HRSG 1 | G1 | T
2007 | 11169 | 54562 | RF22 | 4 | T
2007 | 49969 | 54587 | 8 | N/A | A
2007 | 55791 | 54592 | HRSG1 | GEN2 | A
2007 | 12888 | 54625 | 2 | TGI | A
2007 | 9210 | 54656 | PB2 | NO 2 | A
2007 | 9210 | 54656 | PB4 | NO 2 | A
2007 | 18458 | 54693 | HRSG 2 | ST#1 | A
2007 | 22611 | 54752 | 1PB | NO1 | A
2007 | 19539 | 54775 | BLR11 | GEN2 | T
2007 | 19539 | 54775 | BLR8 | GEN6 | T
2007 | 19528 | 54780 | B2 | T4 | A
2007 | 19528 | 54780 | B7 | T12 | A
2007 | 19528 | 54780 | B7 | T6 | A
2007 | 55932 | 54789 | 3PB | 3TG | T
2007 | 7801 | 643 | 4 | 3S | A
2007 | 1924 | 10488 | PB4 | TG | A
2007 | 56174 | 10511 | 4 | GEN6 | A
2007 | 6541 | 10554 | THB-30 | ST2 | A
2007 | 6541 | 10554 | THB-50 | ST1 | A
2007 | 15726 | 10560 | PACKB | GEN2 | A
2007 | 15726 | 10560 | RB5 | GEN2 | A
2007 | 15726 | 10560 | RB5 | GEN4 | A
2007 | 15726 | 10562 | PB1 | GEN3 | A
2007 | 15726 | 10562 | PB3 | GEN2 | A
2007 | 15726 | 10562 | PB3 | GEN3 | A
2007 | 50003 | 10605 | 6RB | GEN3 | A
2007 | 50003 | 10605 | 7PB | GEN3 | A
2007 | 4580 | 10606 | 10A | GEN5 | A
2007 | 4580 | 10606 | 5A | GEN4 | A
2007 | 4580 | 10606 | 8R | GEN6 | A
2007 | 7166 | 10610 | PFI | GEN1 | A
2007 | 7166 | 10610 | REC2 | GEN2 | A
2007 | 50128 | 10611 | 6 | GEN8 | A
2007 | 50129 | 10612 | PB5 | GEN1 | A
2007 | 5232 | 10613 | 9PB | TG10 | A
2007 | 3085 | 10620 | HRSG | GEN2 | A
2007 | 21025 | 10621 | HRSG50 | GEN2 | A
2007 | 55863 | 10627 | RB3 | 3TG1 | T
2007 | 528 | 10646 | BLR2 | GEN1 | A
2007 | 12222 | 54802 | REC1 | GEN2 | T
2007 | 55965 | 54885 | B28 | 3TB | T
2007 | 4426 | 54945 | 11 | NO 6 | A
2007 | 42018 | 54998 | 12500 | 1420 | T
2007 | 42018 | 54998 | 12600 | 1410 | T
2007 | 1922 | 55044 | RB1 | STG1 | A
2007 | 5695 | 55077 | 1 | ED03 | A
2007 | 55738 | 54085 | PB1 | GEN3 | A
2007 | 55738 | 54085 | RB2 | GEN1 | A
2007 | 9390 | 54087 | PB02 | GEN2 | A
2007 | 9356 | 54090 | 5REC | GEN3 | A
2007 | 9312 | 54091 | PB2 | GEN2 | T
2007 | 9393 | 54096 | BLRB1 | GEN1 | A
2007 | 9393 | 54096 | BLRB1 | GEN3 | T
2007 | 9393 | 54096 | BLRB2 | GEN1 | A
2007 | 9393 | 54096 | BLRB2 | GEN2 | T
2007 | 9393 | 54096 | BLRP1 | GEN3 | T
2007 | 54738 | 54098 | B07 | GEN2 | T
2007 | 54738 | 54098 | B10 | GEN2 | T
2007 | 142 | 10676 | 2 | GEN3 | A
2007 | 17043 | 2943 | 2 | 1 | T
2007 | 14063 | 2956 | 1 | 1 | A
2007 | 15474 | 2963 | 3302 | 2 | A
2007 | 20447 | 3006 | 1 | 1 | A
2007 | 20447 | 3008 | 1 | 1 | A
2007 | 14165 | 3096 | HRSG2B | ST4 | A
2007 | 17235 | 3113 | 1 | 1 | A
2007 | 15873 | 3118 | 2 | 2 | A
2007 | 11843 | 6056 | K2 | 2 | A
2007 | 9996 | 6064 | N1 | 1 | A
2007 | 15298 | 6076 | 2 | 2 | A
2007 | 13756 | 6085 | 14 | 14 | A
2007 | 15466 | 6112 | 3 | 1 | A
2007 | 19323 | 6146 | 3 | 3 | A
2007 | 19436 | 6155 | 1 | 1 | A
2007 | 20847 | 6170 | 1 | 1 | A
2007 | 17718 | 6194 | 172B | 2 | A
2007 | 1307 | 6204 | 1 | 1 | A
2007 | 9382 | 54100 | N1BABO | GEN2 | A
2007 | 7172 | 54101 | PB2 | GEN2 | A
2007 | 5262 | 54104 | PB1 | GEN2 | T
2007 | 5262 | 54104 | PB3 | GEN3 | T
2007 | 2053 | 54216 | AOW3 | AOW3 | T
2007 | 6738 | 54224 | SG1 | GEN2 | A
2007 | 14127 | 2291 | 3 | 3 | A
2007 | 8776 | 9864 | 6 | 6 | T
2007 | 52 | 10002 | CFB | GEN1 | A
2007 | 19173 | 10003 | BLR1 | VBPT | A
2007 | 19173 | 10003 | BLR2 | GEN2 | A
2007 | 19173 | 10003 | BLR5 | GEN1 | A
2007 | 17465 | 10017 | PB08 | GEN8 | A
2007 | 17465 | 10017 | PB10 | GEN8 | A
2007 | 17465 | 10017 | PB10 | GN11 | A
2007 | 17465 | 10017 | RF04 | GN11 | A
2007 | 17465 | 10017 | RF05 | GN11 | A
2007 | 5624 | 10025 | 13 | 11TG | A
2007 | 5624 | 10025 | 13 | 13TG | A
2007 | 5624 | 10025 | 13 | 14TG | A
2007 | 5624 | 10025 | 15 | 15TG | A
2007 | 5624 | 10025 | 41 | 22TG | A
2007 | 5624 | 10025 | 42 | 22TG | A
2007 | 142 | 10676 | 3 | GEN3 | A
2007 | 7140 | 6257 | 3 | 3 | A
2007 | 11208 | 6481 | 1SGA | 1 | A
2007 | 20546 | 6639 | G1 | 1 | A
2007 | 20813 | 7013 | 4 | 4 | A
2007 | 5860 | 7296 | HRSG21 | 2-3 | A
2007 | 12341 | 7343 | 4 | 4 | A
2007 | 3252 | 7384 | 3 | 1 | A
2007 | 16604 | 7512 | 1 | 3 | A
2007 | 19876 | 7537 | A | 1 | A
2007 | 20847 | 7549 | 1 | 1 | A
2007 | 20847 | 7549 | 2 | 1 | A
2007 | 20847 | 7549 | 3 | 1 | A
2007 | 56190 | 7652 | D-2 | LP-2 | A
2007 | 56190 | 7652 | D-3 | LP-2 | A
2007 | 56190 | 7652 | D-4 | LP-2 | A
2007 | 6035 | 7701 | 4 | A | A
2007 | 17650 | 7710 | 1A | ST1 | A
2007 | 17650 | 7710 | 1B | ST1 | A
2007 | 7353 | 7785 | 2 | 2 | A
2007 | 9617 | 7846 | HRSG2 | 004 | A
2007 | 17650 | 7897 | 1B | ST1 | A
2007 | 5416 | 8042 | 1 | 1 | A
2007 | 14354 | 8066 | BW72 | 2 | A
2007 | 14006 | 8102 | 2 | 2 | A
2007 | 24211 | 8223 | 2 | 2 | A
2007 | 17235 | 3131 | 3 | 3 | A
2007 | 14165 | 3138 | 5 | 5 | A
2007 | 15537 | 3140 | 2 | 2 | A
2007 | 16909 | 10725 | HRSG2 | GEN5 | A
2007 | 12492 | 10745 | 09HR82 | ST2 | T
2007 | 12492 | 10745 | 12HR82 | ST1 | A
2007 | 12492 | 10745 | 12HR82 | ST2 | T
2007 | 12492 | 10745 | 14HR82 | ST2 | T
2007 | 26977 | 10765 | CFB002 | GEN1 | A
2007 | 5543 | 10788 | BLR10 | GEN1 | A
2007 | 50006 | 10793 | BLR1 | GEN1 | A
2007 | 50006 | 10793 | BLR2 | GEN2 | A
2007 | 50006 | 10793 | BLR3 | GEN1 | A
2007 | 50006 | 10796 | BLR2 | GEN4 | A
2007 | 40052 | 10803 | HRSG A | GEN3 | A
2007 | 3807 | 10849 | BLR1 | GEN1 | A
2007 | 3807 | 10849 | BLR2 | GEN2 | A
2007 | 3106 | 10855 | STKR1 | GEN1 | A
2007 | 3106 | 10855 | STKR3 | GEN1 | A
2007 | 3106 | 10855 | STKR3 | GEN2 | A
2007 | 772 | 10860 | B2 | GEN2 | A
2007 | 772 | 10860 | B6 | GEN2 | A
2007 | 772 | 10860 | B8 | GEN2 | A
2007 | 772 | 10860 | B8 | GEN4 | A
2007 | 772 | 10864 | 1 | GEN3 | T
2007 | 772 | 10864 | 4 | GEN4 | T
2007 | 17539 | 3297 | WAT2 | 2 | A
2007 | 18642 | 3393 | 1 | 1 | A
2007 | 18642 | 3407 | 3 | 3 | A
2007 | 54907 | 3440 | 4 | 4 | A
2007 | 54907 | 3442 | 5 | 4 | A
2007 | 54907 | 3443 | 8 | 6 | A
2007 | 54888 | 3460 | CBY2 | 2 | A
2007 | 54888 | 3466 | PHR2 | 2 | A
2007 | 54888 | 3470 | WAP1 | 1 | A
2007 | 17698 | 3476 | 3 | 3 | A
2007 | 17718 | 3482 | 151B | 1 | A
2007 | 19323 | 3489 | 1 | 1 | A
2007 | 55983 | 3490 | 1 | 1 | A
2007 | 6035 | 3491 | 1A | 1 | A
2007 | 6035 | 3491 | 2 | 2 | A
2007 | 12927 | 1449 | 1 | 1 | A
2007 | 12927 | 1449 | 2 | 2 | A
2007 | 55816 | 56576 | 7218 | 1 | A
2007 | 19876 | 50966 | 2 | 3 | A
2007 | 772 | 10865 | CFB4 | GEN7 | T
2007 | 772 | 10865 | CFB5 | GEN3 | T
2007 | 5624 | 10025 | PB1 | 17TG | A
2007 | 7049 | 10029 | 3 | GEN7 | A
2007 | 7860 | 10030 | COGEN1 | COG1 | A
2007 | 50085 | 10062 | BLR1 | GEN1 | A
2007 | 50085 | 10062 | BLR3 | GEN1 | T
2007 | 50085 | 10062 | BLR4 | GEN2 | A
2007 | 7392 | 10114 | B103 | T-1 | A
2007 | 17164 | 10144 | BLR1 | GEN2 | A
2007 | 563 | 10151 | BLR1B | GEN1 | A
2007 | 55727 | 10187 | COBOIL | GEN1 | A
2007 | 9686 | 10202 | 5PWR | GEN4 | A
2007 | 9686 | 10202 | 5REC | GEN4 | A
2007 | 9686 | 10202 | 5REC | GEN6 | A
2007 | 8483 | 10207 | 1 | GEN1 | T
2007 | 8483 | 10207 | 3 | GEN2 | T
2007 | 55867 | 10208 | 8 | NO.7 | T
2007 | 56150 | 10211 | 212 | 11TG | A
2007 | 56150 | 10211 | 212 | 7TG | A
2007 | 56150 | 10211 | 213 | 7TG | A
2007 | 56150 | 10211 | 213 | 8TG | A
2007 | 349 | 10216 | RB1 | GEN1 | A
2007 | 12311 | 10224 | BLR 10 | GEN8 | A
2007 | 12311 | 10224 | BLR 3 | GEN7 | A
2007 | 12311 | 10224 | BLR 5 | GEN8 | A
2007 | 13504 | 50271 | 1A | 1TGA | A
2007 | 13504 | 50271 | 2A | 1TGA | A
2007 | 14077 | 7546 | 3HRSG | 1 | A
2007 | 17166 | 2336 | 8 | 10 | A
2007 | 19564 | 50366 | BLR5 | GEN5 | A
2007 | 22199 | 50392 | 2 | TG4 | A
2007 | 22199 | 50392 | 2 | TG5 | A
2007 | 22199 | 50392 | 3 | TG5 | A
2007 | 5033 | 50395 | 10 | TG8 | A
2007 | 16294 | 50396 | BLR1 | GEN1 | A
2007 | 16294 | 50396 | BLR1 | GEN5 | A
2007 | 16294 | 50396 | BLR2 | GEN2 | A
2007 | 16294 | 50396 | BLR2 | GEN3 | A
2007 | 14310 | 50397 | 3PB033 | GEN2 | T
2007 | 14310 | 50397 | 4PB034 | GEN1 | A
2007 | 14310 | 50397 | REC037 | GEN6 | A
2007 | 34672 | 50407 | 8RB | GEN6 | A
2007 | 2522 | 50466 | 1BB | GEN4 | T
2007 | 2522 | 50466 | 2BB | GEN3 | T
2007 | 2522 | 50466 | 2BB | GEN4 | T
2007 | 2522 | 50466 | 2RB | GEN4 | T
2007 | 2522 | 50466 | 3RB | GEN2 | T
2007 | 2522 | 50466 | 3RB | GEN3 | T
2007 | 470 | 50472 | BLR3 | GEN1 | A
2007 | 14369 | 50476 | B5 | GEN1 | A
2007 | 50133 | 10233 | PB | GEN2 | A
2007 | 54880 | 10244 | 1 | T-12 | A
2007 | 13407 | 2324 | 4 | 4 | A
2007 | 17166 | 2330 | 1 | 1 | A
2007 | 17609 | 2341 | 1 | 1 | A
2007 | 17609 | 2341 | 2 | 2 | A
2007 | 4158 | 2384 | 8 | 6 | A
2007 | 15147 | 2404 | 7 | 7 | A
2007 | 15147 | 2406 | 12 | 1 | A
2007 | 15147 | 2406 | 22 | 2 | A
2007 | 19856 | 2434 | 10 | 10 | A
2007 | 19856 | 2434 | 8 | 8 | A
2007 | 19856 | 2434 | 9 | 9 | A
2007 | 17718 | 2446 | 051B | 1 | A
2007 | 15473 | 2475 | 3 | 3 | A
2007 | 5511 | 2480 | 1 | 1 | A
2007 | 4226 | 2502 | 62 | 6 | A
2007 | 55983 | 3508 | 1 | 1 | A
2007 | 20404 | 3521 | 4 | 2 | A
2007 | 20404 | 3527 | 2 | 2 | A
2007 | 1015 | 3548 | 1 | 1 | A
2007 | 2409 | 3559 | SR5 | 5 | A
2007 | 11269 | 3601 | 1 | 1 | A
2007 | 11269 | 3601 | 2 | 2 | A
2007 | 11292 | 3604 | 4 | 4 | A
2007 | 2172 | 3628 | 3 | 3 | A
2007 | 17583 | 3630 | 1 | 1 | A
2007 | 14354 | 3648 | 2 | 2 | A
2007 | 12588 | 3788 | 3 | 3 | A
2007 | 19876 | 3797 | 5 | 5 | A
2007 | 19876 | 3797 | 6 | 6 | A
2007 | 5610 | 50481 | 325-31 | TG26 | A
2007 | 5610 | 50481 | 83-18 | TG12 | T
2007 | 5610 | 50481 | 83-19 | TG11 | T
2007 | 5610 | 50481 | 83-20 | TG12 | T
2007 | 5610 | 50481 | 83-22 | TG10 | T
2007 | 5610 | 50481 | 83-22 | TG14 | T
2007 | 5610 | 50481 | 83-22 | TGO9 | T
2007 | 5610 | 50481 | 83-24 | TG11 | T
2007 | 19588 | 50431 | 3 | TG7 | A
2007 | 19588 | 50431 | 2 | TG8 | A
2007 | 22200 | 50308 | 5 | GEN2 | A
2007 | 19365 | 50482 | B1 | TG7 | T
2007 | 19365 | 50482 | B2 | TG7 | T
2007 | 12298 | 4127 | B24 | 5 | A
2007 | 19511 | 50711 | BLR2 | GEN1 | A
2007 | 19511 | 50711 | BLR3 | GEN2 | A
2007 | 17483 | 55120 | DB1A | ST1A | A
2007 | 20558 | 50474 | E | SCC | A
2007 | 20558 | 50474 | F | SCC | A
2007 | 50168 | 50498 | HRSG | STG | A
2007 | 22979 | 55375 | HRSG1 | ST1 | A
2007 | 16609 | 55985 | HRSG1 | STG | A
2007 | 16609 | 55985 | HRSG2 | STG | A
2007 | 18320 | 55182 | HRSG1 | STG | A
2007 | 19876 | 3809 | 1 | 1 | A
2007 | 19099 | 3845 | 30 | 70 | A
2007 | 18429 | 3920 | 1 | 1 | A
2007 | 733 | 3935 | 2 | 2 | A
2007 | 12796 | 3943 | 2 | 2 | A
2007 | 23279 | 3944 | 3 | 3 | A
2007 | 13781 | 3982 | 5 | 5 | T
2007 | 11479 | 3992 | 11 | 3 | A
2007 | 11479 | 3992 | 3 | 5 | A
2007 | 11479 | 3992 | 6 | 5 | A
2007 | 20847 | 4040 | BO12 | ST1 | A
2007 | 20847 | 4041 | 5 | 5 | A
2007 | 20847 | 4042 | 4 | 2 | A
2007 | 20856 | 4048 | 3 | 4 | T
2007 | 20856 | 4054 | 2 | 2 | A
2007 | 20856 | 4057 | 1 | 1 | A
2007 | 20860 | 4072 | 4 | 4 | A
2007 | 20860 | 4078 | 3 | 3 | A
2007 | 11571 | 4125 | 7 | 4 | A
2007 | 11571 | 4125 | 7 | 5 | A
2007 | 11571 | 4125 | 8 | 4 | A
2007 | 11571 | 4125 | 8 | 5 | A
2007 | 11571 | 4125 | 8 | 6 | A
2007 | 12807 | 4259 | 1 | 1 | A
2007 | 15474 | 4940 | 1502 | 2 | A
2007 | 16572 | 4941 | 1 | NAV1 | A
2007 | 16572 | 4941 | 3 | NAV3 | A
2007 | 195 | 6002 | 4 | 4 | A
2007 | 2507 | 6013 | 01 | O1 | A
2007 | 12384 | 6025 | 4 | 4 | A
2007 | 26751 | 2516 | 4 | 4 | A
2007 | 26751 | 2517 | 4 | 4 | A
2007 | 2338 | 56104 | HRSG2 | STG1 | A
2007 | 55861 | 56611 | S01 | S01 | A
2007 | 12745 | 7266 | Unit2 | 2 | A
2007 | 50163 | 52108 | 7 | GEN4 | A
2007 | 10000 | 6065 | HRSG1 | 2 | A
2007 | 4062 | 55503 | HRSG3 | ST1 | A
2007 | 55852 | 55514 | CTG02 | STG1 | A
2007 | 3335 | 55537 | 7 | GEN1 | A
2007 | 25049 | 55596 | HRSG 1 | 0004 | A
2007 | 25049 | 55596 | HRSG 2 | 0004 | A
2007 | 50081 | 55611 | BOIL1 | GEN1 | A
2007 | 50081 | 55611 | BOIL3 | GEN1 | A
2007 | 50081 | 55611 | BOIL4 | GEN1 | A
2007 | 49747 | 55829 | MB1 | M1S2 | T
2007 | 49747 | 55829 | MB1 | M1S4 | T
2007 | 49747 | 55830 | EB1 | M2S1 | T
2007 | 49747 | 55830 | EB3 | M2S2 | T
2007 | 15330 | 55856 | PC2 | PC2 | A
2007 | 6778 | 56024 | 3 | TUR7 | A
2007 | 16655 | 56026 | HRSG2 | STG | A
2007 | 1684 | 56049 | HRSG1 | STG1 | A
2007 | 49745 | 56107 | 1 | ST | A
2007 | 49777 | 56124 | 10BLR | TG1 | A
2007 | 12384 | 879 | 62 | 6 | A
2007 | 5517 | 889 | 1 | 1 | A
2007 | 5517 | 891 | 2 | 3 | T
2007 | 5517 | 891 | 2 | 4 | T
2007 | 5517 | 891 | 2 | 5 | T
2007 | 5517 | 891 | 7 | 4 | T
2007 | 5517 | 891 | 8 | 2 | T
2007 | 5517 | 892 | 1 | 1 | A
2007 | 5517 | 898 | 3 | 1 | A
2007 | 17828 | 963 | 31 | 1 | A
2007 | 17828 | 964 | 7 | 6 | A
2007 | 17632 | 976 | 123 | 3 | A
2007 | 9324 | 988 | U1 | 1 | A
2007 | 9273 | 990 | 10 | 4 | A
2007 | 9273 | 991 | 3 | 3 | A
2007 | 9273 | 991 | 4 | 4 | A
2007 | 9273 | 994 | 3 | ST3 | A
2007 | 9273 | 994 | 4 | 4 | A
2007 | 13756 | 995 | 7 | 7 | A
2007 | 13756 | 997 | 6 | 2 | A
2007 | 13756 | 997 | 6 | 3 | A
2007 | 15470 | 1004 | 7-1 | 8 | A
2007 | 15470 | 1008 | 2 | 2 | A
2007 | 9417 | 1046 | 5 | 3 | A
2007 | 9417 | 1046 | 6 | ST2 | A
2007 | 27718 | 50803 | 2 | GEN3 | A
2007 | 22146 | 2526 | 13 | 8 | A
2007 | 39 | 2529 | 3 | 2 | A
2007 | 22125 | 2535 | 1 | 1 | A
2007 | 13168 | 2549 | 64 | 64 | A
2007 | 13168 | 2549 | 68 | S68 | A
2007 | 13579 | 2554 | 1 | 1 | A
2007 | 9645 | 2682 | 10 | 5 | A
2007 | 3046 | 2709 | 2 | 2 | A
2007 | 3046 | 2712 | 3A | 3 | A
2007 | 3046 | 2712 | 3B | 3 | A
2007 | 3046 | 2712 | 4A | 4 | A
2007 | 3046 | 2713 | 3 | 3 | A
2007 | 5416 | 2720 | 9 | 6 | A
2007 | 5416 | 2721 | 3 | 3 | A
2007 | 5416 | 2721 | 5 | 5 | A
2007 | 1307 | 2817 | 1 | 1 | A
2007 | 7570 | 2824 | 10 | 1 | A
2007 | 3542 | 2832 | 5-1 | 5 | A
2007 | 6526 | 2835 | 10 | 8 | T
2007 | 14165 | 2836 | 10 | 7 | A
2007 | 6526 | 2838 | 18 | 18 | A
2007 | 4922 | 2850 | 4 | 4 | A
2007 | 6526 | 2864 | 6 | 3 | A
2007 | 6526 | 2866 | 5 | 5 | A
2007 | 6526 | 2866 | 6 | 6 | A
2007 | 3762 | 2908 | 3 | 9 | T
2007 | 7977 | 2917 | 8 | 8 | A
2007 | 7209 | 54225 | 3 | TG2 | T
2007 | 49805 | 56163 | 1 | 3 | A
2007 | 49805 | 56163 | 4 | 4 | A
2007 | 49863 | 56221 | 031 | ST01 | T
2007 | 19365 | 50482 | B4 | TG6 | T
2007 | 19365 | 50482 | B7 | TG6 | T
2007 | 19365 | 50483 | B1 | TG3 | T
2007 | 19365 | 50483 | B3 | TG4 | T
2007 | 19365 | 50483 | B4 | TG4 | T
2007 | 14306 | 50489 | C1 | C3 | A
2007 | 50033 | 50491 | 5BLR | GEN3 | A
2007 | 26840 | 50544 | 1RB | GEN2 | T
2007 | 6090 | 50625 | 24 | TG22 | A
2007 | 6090 | 50625 | 32 | TG33 | A
2007 | 6090 | 50625 | 34 | TG33 | A
2007 | 5519 | 50627 | ECO | MG | T
2007 | 5519 | 50627 | ECO | STG1 | T
2007 | 5519 | 50627 | WCO | MG | T
2007 | 4498 | 50632 | 1 | GEN1 | A
2007 | 19194 | 50651 | 2 | GEN1 | A
2007 | 49760 | 50657 | 1 | GEN1 | A
2007 | 9417 | 1073 | 4 | 4 | A
2007 | 9417 | 1077 | 2 | 2 | A
2007 | 12341 | 1082 | 4 | 4 | A
2007 | 554 | 1122 | 8 | 8 | A
2007 | 3203 | 1131 | 6 | 6 | A
2007 | 3258 | 1218 | 2 | 2 | A
2007 | 22500 | 1248 | 2 | ST2 | A
2007 | 22500 | 1252 | 10 | 8 | A
2007 | 3355 | 1267 | 3 | 4 | A
2007 | 18315 | 1336 | S-2 | S2 | A
2007 | 10171 | 1355 | 3 | 3 | A
2007 | 10171 | 1361 | 1 | 1 | A
2007 | 10171 | 1361 | 4 | 2 | A
2007 | 11249 | 1364 | 3 | 3 | A
2007 | 18642 | 1378 | 3 | 3 | A
2007 | 18642 | 1379 | 4 | 4 | A
2007 | 18642 | 1379 | 7 | 7 | A
2007 | 3737 | 1396 | 7-1 | 7 | A
2007 | 13478 | 1409 | 3 | 3 | A
2007 | 17698 | 1417 | 1 | 1 | A
2007 | 17698 | 1417 | 4 | 4 | A
2007 | 11252 | 1464 | 1B2 | 2 | A
2007 | 14597 | 1513 | 2 | ST2 | A
2007 | 4161 | 1554 | 3 | 3 | A
2007 | 54880 | 10244 | 9 | T-12 | A
2007 | 54880 | 10244 | 9 | T-13 | A
2007 | 3998 | 10300 | BLR2 | GEN1 | A
2007 | 10911 | 10321 | 2 | GEN3 | A
2007 | 10911 | 10321 | 5 | GEN1 | A
2007 | 10911 | 10321 | 5 | GEN5 | A
2007 | 10911 | 10321 | 9 | GEN2 | A
2007 | 12436 | 10328 | BLR4 | GEN1 | A
2007 | 49846 | 10334 | 1 | GEN1 | A
2007 | 8641 | 10346 | BOIL01 | GEN1 | A
2007 | 55903 | 50189 | 1HFB | TG10 | A
2007 | 55903 | 50189 | PKG | TG7 | A
2007 | 23598 | 50191 | PKG | TG3 | A
2007 | 867 | 50216 | 91 | GN95 | A
2007 | 867 | 50216 | 92 | GN96 | A
2007 | 867 | 50216 | 94 | GN95 | A
2007 | 15526 | 50240 | BLR1 | GEN1 | A
2007 | 9303 | 50243 | 5 | GEN2 | T
2007 | 9303 | 50243 | 6 | GEN2 | T
2007 | 9303 | 50243 | 7 | GEN3 | T
2007 | 23815 | 50244 | 4PB | GEN9 | T
2007 | 23815 | 50244 | BBB | GN11 | T
2007 | 23815 | 50244 | BBB | GN12 | T
2007 | 23815 | 50244 | PGB | GEN9 | T
2007 | 23815 | 50244 | PGB | GN13 | T
2007 | 23815 | 50244 | RCB | GN10 | T
2007 | 23815 | 50244 | RCB | GN12 | T
2007 | 18189 | 50247 | B010 | GEN6 | A
2007 | 18189 | 50247 | B022 | GEN5 | A
2007 | 65 | 50249 | 8 | GEN4 | T
2007 | 9401 | 50250 | 2RB | GEN1 | A
2007 | 9401 | 50250 | 2RB | GEN2 | A
2007 | 4425 | 50658 | 2 | GEN2 | A
2007 | 13982 | 50661 | B | GEN1 | A
2007 | 4496 | 50663 | B200 | GEN1 | A
2007 | 4496 | 50663 | B200 | GEN2 | A
2007 | 10308 | 50707 | HRSG A | STA | T
2007 | 10308 | 50707 | HRSG C | STB | T
2007 | 19517 | 50729 | 1BLR | GEN3 | A
2007 | 19519 | 50732 | ETBLR2 | GEN3 | T
2007 | 19519 | 50732 | ETBLR3 | GEN3 | T
2007 | 19526 | 50733 | 4BH1 | STG1 | T
2007 | 19526 | 50733 | 4BH3 | STG1 | T
2007 | 19526 | 50733 | TBB1 | STG1 | T
2007 | 18020 | 50743 | 2 | GEN1 | A
2007 | 19781 | 50772 | B1 | GEN1 | A
2007 | 14432 | 50776 | BLR1 | GEN1 | A
2007 | 10623 | 676 | 3 | 3 | A
2007 | 19804 | 693 | 4 | 4 | A
2007 | 7140 | 708 | 4 | 4 | A
2007 | 7140 | 709 | 4 | 4 | A
2007 | 7140 | 710 | MB1 | 1 | A
2007 | 7140 | 728 | Y4BR | 4 | A
2007 | 7140 | 728 | Y5BR | 5 | A
2007 | 19547 | 766 | 8 | W8 | A
2007 | 8287 | 772 | 6 | 6 | A
2007 | 520 | 861 | 02 | 2 | A
2007 | 520 | 863 | 05 | 3 | A
2007 | 12384 | 867 | 7 | 7 | A
2007 | 11216 | 10623 | 1 | 2 | a
2007 | 11216 | 10623 | 4 | 2 | a
2007 | 12628 | 1571 | 2 | ST2 | A
2007 | 49965 | 1588 | 81 | ST85 | A
2007 | 21463 | 1595 | 2 | 3 | A
2007 | 21461 | 1599 | 2 | 2 | A
2007 | 50018 | 1626 | 4 | 4 | A
2007 | 4254 | 1695 | 2 | 3 | A
2007 | 4254 | 1695 | 3 | 2 | A
2007 | 4254 | 1695 | 3 | 3 | A
2007 | 19876 | 52007 | BLR1 | GEN1 | A
2007 | 27718 | 50803 | 3 | GEN3 | A
2007 | 20505 | 50804 | 4 | GEN4 | A
2007 | 18155 | 50810 | 3RB | NO 9 | T
2007 | 18155 | 50810 | PB | NO 9 | T
2007 | 29820 | 50812 | RILEY | GEN1 | A
2007 | 17427 | 50814 | 4REC | GEN1 | T
2007 | 17427 | 50814 | 4REC | GEN2 | T
2007 | 17427 | 50814 | 4REC | GEN3 | T
2007 | 16899 | 50837 | UNIT1 | GEN1 | A
2007 | 56097 | 50846 | PB1 | ST3 | A
2007 | 4447 | 50859 | BLR3 | GEN1 | A
2007 | 55766 | 50874 | 19425 | GEN1 | A
2007 | 20541 | 50881 | BLR3 | GEN2 | A
2007 | 20541 | 50886 | 1-1B | GEN1 | A
2007 | 9401 | 50250 | 4PB | GEN1 | A
2007 | 9401 | 50250 | 6PB | GEN1 | A
2007 | 56187 | 50251 | RB | GEN1 | A
2007 | 55731 | 50253 | 2C | TG1 | A
2007 | 55731 | 50253 | 2C | TG4 | A
2007 | 14465 | 50275 | 2 | TG2 | A
2007 | 16929 | 50290 | 1 | GEN2 | A
2007 | 16929 | 50290 | 2 | GEN2 | A
2007 | 24457 | 50292 | HRSG1 | GEN3 | A
2007 | 19946 | 50293 | BLR100 | GEN1 | A
2007 | 40430 | 50305 | K19 | GEN9 | A
2007 | 40430 | 50305 | K20 | GEN8 | A
2007 | 40430 | 50305 | K20 | GEN9 | A
2007 | 19533 | 50307 | B2 | GEN2 | T
2007 | 22200 | 50308 | 4 | GEN4 | A
2007 | 22200 | 50308 | 4 | GEN5 | A
2007 | 55919 | 10360 | B26 | GEN9 | A
2007 | 55919 | 10360 | B27 | GEN8 | A
2007 | 7840 | 10370 | CB1302 | GEN1 | A
2007 | 54708 | 10378 | 1B | GEN1 | A
2007 | 18611 | 55062 | HRSG2 | STG1 | A
2007 | 18611 | 55062 | HRSG3 | STG1 | A
2007 | 19876 | 10773 | 2 | 1 | A
2007 | 55995 | 56456 | BLR1 | STG1
2007 | 56029 | 56816 | 1 | 1 | T
2007 | 55936 | 1393 | 1A | 1 | A
2007 | 55936 | 1393 | 4 | 4 | A
2007 | 19528 | 54780 | B5 | T2 | A
2007 | 55816 | 56576 | 1 | 7218
2007 | 16098 | 54338 | 2 | GENA | A
2007 | 16098 | 54338 | 1 | GENC | A
2007 | 16098 | 54338 | 3 | GEND | A
2007 | 16098 | 54338 | 6 | GENA | A
2007 | 9417 | 1047 | 3 | 2 | A
2007 | 10362 | 55501 | HRSG2 | ST1 | A
2007 | 10755 | 55097 | HRSG1 | STG1 | A
2007 | 10633 | 508 | 4 | 6 | A
2007 | 7209 | 54225 | 2 | TG1 | T
2007 | 55936 | 1394 | 3 | 3 | A
2007 | 7972 | 55369 | HRSG2 | ST1 | A
2007 | 20508 | 50900 | 6PB | GEN5 | T
2007 | 21773 | 50931 | BLR1 | GEN1 | A
2007 | 49801 | 50933 | BLR8 | GEN3 | T
2007 | 34359 | 50969 | BLR10 | GEN1 | T
2007 | 34359 | 50969 | BLR11 | GEN3 | T
2007 | 34359 | 50969 | HRSG2 | GEN1 | T
2007 | 12981 | 50973 | 33 | GN32 | T
2007 | 12981 | 50973 | 37 | GN31 | T
2007 | 14932 | 50974 | UNIT 1 | GEN1 | A
2007 | 14932 | 50974 | UNIT 2 | GEN1 | A
2007 | 2852 | 50991 | 8 | GEN9 | A
2007 | 9417 | 1058 | 3 | 7 | T
2007 | 19876 | 52007 | BLR2 | GEN2 | A
2007 | 19724 | 52048 | 7 | GEN1 | A
2007 | 22337 | 52069 | HP1 | GEN2 | A
2007 | 22337 | 52069 | HP4 | GEN3 | A
2007 | 22337 | 52069 | HP5 | GEN2 | A
2007 | 22337 | 52069 | HP6 | GEN2 | A
2007 | 22337 | 52069 | HP6 | GEN3 | A
2007 | 19323 | 52071 | SANDW2 | GEN2 | A
2007 | 54708 | 10378 | 2C | GEN2 | A
2007 | 56165 | 10397 | 5HPB | GEN5 | A
2007 | 56165 | 10397 | 6HPB | GEN5 | A
2007 | 56165 | 10397 | 6HPB | GEN7 | A
2007 | 56165 | 10397 | 7HPB | GEN5 | A
2007 | 56165 | 10397 | 9HPB | GEN5 | A
2007 | 56165 | 10397 | 9HPB | GEN9 | A
2007 | 9454 | 10398 | D | GEN3 | T
2007 | 9454 | 10398 | D | GENB | T
2007 | 21521 | 10416 | BO8 | GEN1 | T
2007 | 17729 | 10418 | H1 | GEN3 | A
2007 | 17729 | 10418 | H4 | GEN3 | A
2007 | 17729 | 10418 | H5 | GEN4 | A
2007 | 54745 | 10425 | 2RB | TG | A
2007 | 23632 | 10426 | PB2 | GEN3 | A
2007 | 23632 | 10426 | PB3 | GEN2 | A
2007 | 23632 | 10426 | PB4 | GEN4 | A
2007 | 23632 | 10426 | RF5 | GEN5 | A
2007 | 623 | 10430 | B1 | GEN3 | T
2007 | 14928 | 54236 | BLR1 | TG 4 | A
2007 | 14928 | 54236 | BLR1 | TG5 | A
2007 | 14928 | 54236 | BLR5 | TG 3 | T
2007 | 19541 | 54276 | 7 | TG3 | A
2007 | 12436 | 10328 | BLR3 | GEN3 | A
2007 | 12436 | 10328 | BLR4 | GEN2 | A
2007 | 18315 | 1336 | S2 | S2 | A
2007 | 547 | 54512 | 5 | TG2 | A
2007 | 547 | 54512 | 4 | TG2 | A
2007 | 14928 | 54236 | HRSG1 | TG 3 | A
2007 | 18518 | 55132 | HRSG2 | STG1 | A
2007 | 54702 | 56350 | HRSG 3 | ST2 | A
2007 | 16001 | 52024 | 6 | NEW1 | A
2007 | 16001 | 52024 | 5 | NEW1 | A
2007 | 12311 | 10224 | BLR8 | GEN9
2007 | 12311 | 10224 | BLR7 | GEN7
2007 | 12311 | 10224 | BLR9 | GEN9
2007 | 2522 | 50466 | 3RB | GEN6 | T
2007 | 2053 | 54216 | AOW1 | AOW6 | T
2007 | 2053 | 54216 | AOW2 | AOW4 | T
2007 | 2053 | 54216 | AOW2 | AOW6 | T
2007 | 2053 | 54216 | REC3 | AOW2 | T
2007 | 2053 | 54216 | REC3 | AOW5 | T
2007 | 16968 | 54472 | EIA02 | GEN1 | A
2007 | 19537 | 50118 | HRSG10 | GEN7 | A
2007 | 13538 | 55661 | HRSG1 | ST | A
2007 | 19323 | 52071 | 5B | 5 | A
2007 | 54895 | 56259 | HRSG1 | 3 | A
2007 | 7140 | 710 | 6 | 6 | A
2007 | 7140 | 710 | 5A | 5 | A
2007 | 11275 | 55667 | HRSG 2 | G3 | A
2007 | 18518 | 55132 | HRSG3 | STG1 | A
2007 | 16534 | 7551 | HRSGB | CCST | A
2007 | 54880 | 10244 | B013 | T-10 | A
2007 | 19524 | 52073 | HRSG B | GEN3 | A
2007 | 55732 | 52089 | NO1BLR | GEN3 | T
2007 | 55732 | 52089 | NO2BLR | GEN4 | T
2007 | 55732 | 52089 | NO4BLR | GEN1 | T
2007 | 55732 | 52089 | NO4BLR | GEN3 | T
2007 | 55732 | 52089 | NO7BLR | GEN1 | T
2007 | 49732 | 52105 | 3BLR | GEN2 | T
2007 | 49732 | 52105 | 7BLR | GEN2 | T
2007 | 18340 | 52106 | 37 | GEN2 | T
2007 | 50163 | 52108 | 31 | GEN6 | A
2007 | 50163 | 52108 | 34 | GEN6 | A
2007 | 44466 | 52130 | 13BLR | 15TG | A
2007 | 44466 | 52130 | 14BLR | 15TG | A
2007 | 44466 | 52130 | 16BLR | 17TG | A
2007 | 44466 | 52130 | 17BLR | 15TG | A
2007 | 44466 | 52130 | 31BLR | 15TG | A
2007 | 44466 | 52130 | 36BLR | 33TG | A
2007 | 44466 | 52130 | 36BLR | 34TG | A
2007 | 9348 | 52152 | 4RB | GEN8 | T
2007 | 9348 | 52152 | 4RB | GEN9 | T
2007 | 9348 | 52152 | 5RB | GEN7 | T
2007 | 9348 | 52152 | 6PB | GEN6 | T
2007 | 9348 | 52152 | 6PB | GEN8 | T
2007 | 50103 | 55113 | 6 | TR3 | A
2007 | 50103 | 55113 | 8 | TR3 | A
2007 | 16572 | 55129 | HRSG1 | STG | A
2007 | 7698 | 55153 | HRSG2 | STG1 | A
2007 | 49768 | 55168 | HRSG1A | 0003 | A
2007 | 55184 | 55173 | HRSG24 | ST26 | A
2007 | 15988 | 55187 | HRSG3 | ST1 | T
2007 | 18642 | 55197 | 2 | STG2 | A
2007 | 14298 | 55215 | HRSG2 | STG1 | A
2007 | 807 | 55221 | HRSG1 | G9 | T
2007 | 807 | 55221 | HRSG5 | G9 | T
2007 | 2897 | 55225 | HRSG-3 | STG2 | A
2007 | 17638 | 55269 | 1 | STG1 | A
2007 | 10285 | 55270 | HRSG7 | ST2 | T
2007 | 54805 | 55282 | HRSG1 | STG1 | A
2007 | 54805 | 55282 | HRSG2 | STG1 | A
2007 | 50096 | 55318 | 3 | 3 | A
2007 | 13345 | 55330 | HRSG 2 | 0003 | A
2007 | 5030 | 55333 | HRSG1 | STG1 | A
2007 | 54796 | 55380 | 1 B | STG1 | A
2007 | 40845 | 54344 | 3 | 7GEN | A
2007 | 40845 | 54344 | SG102 | 1GEN | A
2007 | 11217 | 10090 | SMB001 | GEN1 | A
2007 | 16968 | 54472 | AUX | GEN1 | A
2007 | 55879 | 50815 | HRB2 | GEN6 | A
2007 | 19564 | 50366 | BLR6 | GEN2 | A
2007 | 19564 | 50366 | BLR6 | GEN6 | A
2007 | 3890 | 50006 | HRSG1 | STG3 | A
2007 | 14294 | 2539 | 7 | 8 | A
2007 | 5347 | 55419 | HRU800 | ST5 | A
2007 | 56090 | 55124 | 259611 | STG | A
2007 | 56090 | 55124 | 259612 | STG | A
2007 | 54822 | 55174 | 1 | LM2 | A
2007 | 6090 | 50625 | 42 | TG34 | A
2007 | 19588 | 50431 | 5 | TG8 | A
2007 | 15473 | 55343 | 2 | STG1 | A
2007 | 6455 | 634 | 4C | CC1 | A
2007 | 733 | 55350 | 2 | 3 | T
2007 | 2087 | 55780 | HRSG1 | ST1
2007 | 55849 | 10252 | THB | NO.1
2007 | 19365 | 50482 | B7 | TG8 | T
2007 | 5109 | 1726 | 15 | 16 | A
2007 | 5109 | 1726 | 16 | 15 | A
2007 | 5109 | 1745 | 19 | 7 | A
2007 | 5109 | 1745 | 19 | 8 | A
2007 | 20847 | 1769 | 1 | 1 | A
2007 | 56155 | 1831 | 4 | 4 | A
2007 | 11701 | 1843 | 1 | 1 | A
2007 | 21048 | 1866 | 7 | 7 | A
2007 | 21048 | 1866 | 8 | 7 | A
2007 | 12258 | 10883 | GTHSG2 | STG2 | T
2007 | 12258 | 10883 | PSG3 | STG3 | A
2007 | 16064 | 50028 | 1FW | GEN6 | A
2007 | 16064 | 50028 | 1HP | GEN2 | A
2007 | 16064 | 50028 | 2FW | GEN4 | A
2007 | 16064 | 50028 | 4BW | GEN2 | A
2007 | 14344 | 50049 | BLRA | GEN1 | A
2007 | 14344 | 50049 | BLRA | GEN2 | A
2007 | 6036 | 50051 | BLR B | GEN1 | A
2007 | 17145 | 50067 | 2 | GEN1 | A
2007 | 12307 | 50101 | PB1 | GEN2 | A
2007 | 12307 | 50101 | PB6 | GEN2 | A
2007 | 17164 | 50112 | BLR1 | GEN1 | A
2007 | 54796 | 55380 | 3 B | STG3 | A
2007 | 54693 | 55412 | HRSG1 | OECS | A
2007 | 11504 | 55451 | FB1 | STG1 | A
2007 | 803 | 55455 | HRSG1B | ST1 | A
2007 | 55745 | 55463 | FB3 | ST03 | A
2007 | 14286 | 55467 | 2 | STG2 | A
2007 | 19545 | 55479 | 3 | 0001 | A
2007 | 12363 | 55481 | 2 | ST1 | A
2007 | 9353 | 54358 | PB1 | 1 | T
2007 | 9353 | 54358 | PB3 | 3 | T
2007 | 9765 | 54414 | BLR3 | GEN2 | A
2007 | 9765 | 54414 | BLR4 | GEN3 | A
2007 | 9765 | 54414 | BLR4 | GEN4 | A
2007 | 7043 | 54427 | 20 | NO8 | A
2007 | 5473 | 54428 | 074 | NO2 | A
2007 | 16024 | 54464 | B001 | 0002 | A
2007 | 16024 | 54464 | B003 | 0002 | A
2007 | 16024 | 54464 | D001 | 0003 | A
2007 | 547 | 54512 | 5 | TG3 | A
2007 | 547 | 54512 | 7 | TG2 | A
2007 | 6564 | 54518 | HRSG1 | ST1 | A
2007 | 6564 | 54518 | HRSG1 | ST2 | A
2007 | 6564 | 54518 | HRSG2 | ST1 | A
2007 | 19537 | 50118 | B2 | GEN9 | A
2007 | 19537 | 50118 | B3 | GEN9 | A
2007 | 19537 | 50118 | HRSG8 | GEN7 | A
2007 | 19537 | 50118 | HRSG8 | GEN9 | A
2007 | 19685 | 50121 | HOC | TG2 | A
2007 | 27131 | 50146 | B | GEND | A
2007 | 27131 | 50146 | D | GENB | A
2007 | 19450 | 50150 | 6 HRSG | GE10 | T
2007 | 19450 | 50150 | 8 HRSG | GEN5 | T
2007 | 20492 | 50184 | REC | TG1 | T
2007 | 772 | 10865 | CFB5 | GEN5 | T
2007 | 772 | 10865 | CFB6 | GEN3 | T
2007 | 772 | 10865 | CFB9 | GEN8 | T
2007 | 772 | 10866 | 10 | GEN2 | A
2007 | 772 | 10866 | 13 | GEN5 | A
2007 | 772 | 10866 | 2 | GEN2 | A
2007 | 772 | 10866 | 3 | GEN3 | A
2007 | 12647 | 1897 | 3 | 4 | A
2007 | 13781 | 1918 | 4 | 3 | A
2007 | 1009 | 1960 | 4 | 2 | A
2007 | 1009 | 1960 | 5 | 1 | A
2007 | 8543 | 1979 | 1 | 3 | A
2007 | 8543 | 1979 | 1 | 5 | A
2007 | 11169 | 54562 | PB12 | 4 | T
2007 | 11169 | 54562 | PB16 | 2 | T
2007 | 11169 | 54562 | PB16 | 5 | T
2007 | 11169 | 54562 | PB20 | 4 | T
2007 | 623 | 10430 | B7 | GEN4 | T
2007 | 623 | 10430 | B9 | GEN1 | T
2007 | 55711 | 10439 | 3U100 | GEN1 | A
2007 | 55711 | 10444 | HTFHTR | GEN1 | A
2007 | 55711 | 10446 | HTFHTR | GEN1 | A
2007 | 55965 | 10477 | P3 | GEN1 | T
2007 | 55965 | 10477 | R1 | GEN1 | T
2007 | 55965 | 10477 | R2 | GEN2 | T
2007 | 55877 | 10485 | 4 | GEN4 | T
2007 | 1991 | 10486 | 3 | GEN1 | A
2007 | 195 | 3 | 6A | A1ST | A
2007 | 195 | 8 | 8 | 8 | A
2007 | 195 | 26 | 4 | ST4 | A
2007 | 18642 | 50 | 1 | 1 | A
2007 | 18642 | 50 | 3 | 3 | A
2007 | 5580 | 54 | 1 | ST1 | A
2007 | 189 | 56 | 2 | 2 | A
2007 | 986 | 79 | 2 | 1 | A
2007 | 986 | 79 | 3 | 1 | A
2007 | 803 | 113 | 3 | 3 | A
2007 | 803 | 118 | 1 | 1 | A
2007 | 16181 | 2008 | 3 | 3 | A
2007 | 20737 | 2022 | 3 | ST2 | A
2007 | 12686 | 2048 | 2 | 2 | A
2007 | 12686 | 2049 | 2 | 2 | A
2007 | 12686 | 2049 | 3 | 3 | A
2007 | 12685 | 2051 | 2 | 2 | A
2007 | 7651 | 2063 | W1 | W2 | A
2007 | 17568 | 2070 | 2 | 2 | A
2007 | 770 | 2098 | 2 | 1 | A
2007 | 770 | 2098 | 4 | 1 | A
2007 | 770 | 2098 | 6 | 4 | A
2007 | 19436 | 2104 | 1 | 1 | A
2007 | 4045 | 2123 | 6 | 5 | A
2007 | 9231 | 2132 | 1 | ST1 | A
2007 | 11732 | 2144 | 5 | 5 | A
2007 | 17833 | 2161 | 4 | 4 | A
2007 | 924 | 2167 | 2 | 2 | A
2007 | 924 | 2168 | MB2 | 2 | A
2007 | 13337 | 2226 | 1 | 1 | A
2007 | 8245 | 2244 | 4 | 4 | A
2007 | 15300 | 52176 | HRSG2 | GEN3 | A
2007 | 4202 | 52188 | B6 | G1 | T
2007 | 54787 | 52193 | BLR1 | G1 | T
2007 | 16572 | 141 | 3 | AF3 | A
2007 | 16572 | 143 | 6 | CC4 | A
2007 | 796 | 160 | 1 | ST1 | A
2007 | 807 | 201 | 2 | 1 | A
2007 | 9617 | 207 | 1 | 1 | A
2007 | 55843 | 259 | 2 | 2 | A
2007 | 54802 | 260 | 6-1 | 6 | A
2007 | 12631 | 271 | 7 | 7 | A
2007 | 13960 | 302 | 1 | ST1 | A
2007 | 56151 | 310 | 4 | 4 | A
2007 | 15844 | 329 | 41 | 40 | A
2007 | 23693 | 335 | 1 | 1 | A
2007 | 15830 | 345 | 2 | 2 | A
2007 | 13069 | 358 | MV3B | MV3C | A
2007 | 7294 | 377 | 4 | 4 | A
2007 | 12384 | 384 | 71 | 7 | A
2007 | 11208 | 400 | HRSG10 | 8 | A
2007 | 15466 | 478 | 3 | 2 | A
2007 | 3989 | 493 | 2 | 2 | A
2007 | 30151 | 527 | 1 | 1 | A
2007 | 54899 | 599 | 3 | 3 | A
2007 | 6452 | 617 | PPE1 | ST1 | A
2007 | 6452 | 619 | PRV4 | 4 | A
2007 | 6452 | 620 | PSN3 | 4 | A
2007 | 6455 | 634 | 2 | ST2 | A
2007 | 6455 | 638 | 1 | 1 | A
2007 | 7801 | 641 | 5 | 5 | A
2007 | 20541 | 54033 | BLR1 | GEN1 | A
2007 | 20541 | 54033 | BLR2 | GEN1 | A
2007 | 55740 | 54081 | 1A | GEN1 | A
2007 | 11169 | 54562 | RF18 | 4 | T
2007 | 11169 | 54562 | RF18 | 7 | T
2007 | 11169 | 54562 | RF19 | 2 | T
2007 | 11169 | 54562 | RF19 | 7 | T
2007 | 49969 | 54587 | 6 | N/A | A
2007 | 49969 | 54587 | 6 | WEST | A
2007 | 9210 | 54656 | PB3 | NO 2 | A
2007 | 9210 | 54656 | RB3 | NO 1 | A
2007 | 9210 | 54656 | RB3 | NO 2 | A
2007 | 9210 | 54656 | RB4 | NO 1 | A
2007 | 18458 | 54693 | HRSG 2 | ST#2 | A
2007 | 18458 | 54693 | HRSG 3 | ST#1 | A
2007 | 18458 | 54693 | HRSG 3 | ST#2 | A
2007 | 18458 | 54693 | HRSG 6 | ST#2 | A
2007 | 20541 | 54746 | 1 | WFI1 | A
2007 | 50102 | 54763 | PB2 | 3TG | A
2007 | 50102 | 54763 | PB3 | 3TG | A
2007 | 50102 | 54763 | R3 | 2TG | A
2007 | 19539 | 54775 | BLR9 | GEN2 | T
2007 | 19528 | 54780 | B7 | T3 | A
2007 | 55932 | 54789 | 1PB | 1TG | T
2007 | 55932 | 54789 | 1RB | 1TG | T
2007 | 55932 | 54789 | 2PB | 2TG | T
2007 | 5277 | 54795 | C1 | GEN2 | A
2007 | 5277 | 54795 | C6 | GEN4 | A
2007 | 7801 | 641 | 7 | 7 | A
2007 | 18454 | 645 | BB04 | ST4 | A
2007 | 1924 | 10488 | PB2 | TG | A
2007 | 54784 | 10491 | 3 | 3STG | A
2007 | 54784 | 10495 | 7 | GEN1 | A
2007 | 450 | 10504 | SB2 | 1500 | A
2007 | 6541 | 10554 | THB-10 | ST1 | A
2007 | 6541 | 10554 | THB-10 | ST2 | A
2007 | 6541 | 10554 | THB-10 | ST3 | A
2007 | 6541 | 10554 | THB-20 | ST1 | A
2007 | 15726 | 10560 | RB5 | GEN3 | A
2007 | 8286 | 10604 | BLR2 | PUU5 | A
2007 | 50003 | 10605 | 4PB | GEN3 | A
2007 | 50003 | 10605 | 6PB | GEN3 | A
2007 | 50003 | 10605 | 6RB | GEN5 | A
2007 | 4580 | 10606 | 10A | GEN4 | A
2007 | 4580 | 10606 | 6A | GEN4 | A
2007 | 7166 | 10610 | COMB | GEN2 | A
2007 | 50129 | 10612 | PB1 | GEN1 | A
2007 | 50129 | 10612 | RB1 | GEN1 | A
2007 | 55863 | 10627 | RB2 | 1TG1 | T
2007 | 55863 | 10627 | RB2 | 2TG1 | T
2007 | 55863 | 10627 | RB3 | 2TG1 | T
2007 | 20541 | 10629 | BLR1 | GEN2 | A
2007 | 473 | 10642 | 3 | GEN1 | A
2007 | 177 | 10673 | BLRA | GEN1 | A
2007 | 55965 | 54885 | B22 | 3TB | T
2007 | 55965 | 54885 | B23 | 3TB | T
2007 | 49977 | 54915 | HRB101 | G001 | A
2007 | 4426 | 54945 | 13 | NO 5 | A
2007 | 11136 | 54971 | 4 | 1 | A
2007 | 11136 | 54971 | 4 | 2 | A
2007 | 13765 | 54995 | 503 | 17TG | A
2007 | 42018 | 54998 | 12300 | 1420 | T
2007 | 42018 | 54998 | 12400 | 1420 | T
2007 | 42018 | 54998 | 12600 | 1430 | T
2007 | 25104 | 55065 | HRSG1 | GEN3 | A
2007 | 4254 | 55087 | 2A | 2C | A
2007 | 55740 | 54081 | 4A | GEN4 | A
2007 | 55738 | 54085 | WFI | GEN2 | A
2007 | 9390 | 54087 | PB02 | GEN1 | A
2007 | 9390 | 54087 | RB02 | GEN2 | A
2007 | 9190 | 54095 | RB1 | GEN1 | T
2007 | 9393 | 54096 | BLRR2 | GEN3 | T
2007 | 9393 | 54096 | HRSG4 | GEN1 | A
2007 | 54738 | 54098 | B07 | GEN1 | T
2007 | 54738 | 54098 | B10 | GEN3 | T
2007 | 54738 | 54098 | B11 | GEN1 | T
2007 | 9350 | 54099 | PB1 | GEN1 | A
2007 | 14381 | 2936 | 3 | 3 | A
2007 | 14381 | 2936 | 5 | 3 | T
2007 | 15095 | 2937 | 4 | 6 | A
2007 | 15095 | 2937 | 5 | 3 | A
2007 | 15095 | 2937 | 5 | 4 | A
2007 | 20447 | 3008 | 2 | 2 | A
2007 | 14165 | 3098 | 4 | 4 | A
2007 | 17235 | 3115 | 2 | 2 | A
2007 | 15873 | 3118 | 1 | 1 | A
2007 | 12384 | 3122 | 2 | 2 | A
2007 | 5580 | 6041 | 3 | 3 | A
2007 | 6452 | 6042 | PMT1 | 1 | A
2007 | 22500 | 6068 | 2 | 2 | A
2007 | 22500 | 6068 | 3 | 3 | A
2007 | 12686 | 6073 | 2 | 2 | A
2007 | 13337 | 6077 | 1 | 1 | A
2007 | 13337 | 6077 | 2 | 2 | A
2007 | 22129 | 6082 | 1 | 1 | A
2007 | 13756 | 6085 | 17 | 17 | A
2007 | 13781 | 6090 | 2 | 2 | A
2007 | 14232 | 6098 | 1 | 1 | A
2007 | 15470 | 6113 | 4 | 4 | A
2007 | 19323 | 6147 | 2 | 2 | A
2007 | 19323 | 6147 | 3 | 3 | A
2007 | 11269 | 6179 | 2 | 2 | A
2007 | 15466 | 6248 | 1 | 1 | A
2007 | 17543 | 6249 | 1 | 1 | A
2007 | 5262 | 54104 | RB2 | GEN1 | T
2007 | 5262 | 54104 | RB2 | GEN2 | T
2007 | 5262 | 54104 | RB2 | GEN4 | T
2007 | 9434 | 54201 | BLR1 | GEN4 | A
2007 | 9434 | 54201 | BLR2 | GEN3 | A
2007 | 9434 | 54201 | BLR2 | GEN5 | A
2007 | 20237 | 54207 | 1 | GEN1 | T
2007 | 491 | 54210 | EUI1 | G1 | A
2007 | 2053 | 54216 | AOW2 | AOW2 | T
2007 | 6738 | 54224 | SG1 | GEN1 | A
2007 | 6738 | 54224 | SG3 | GEN3 | A
2007 | 6738 | 54224 | SG4 | GEN3 | A
2007 | 19173 | 10003 | BLR2 | VBPT | A
2007 | 19173 | 10003 | BLR4 | GEN2 | A
2007 | 19173 | 10003 | BLR4 | GEN3 | A
2007 | 19173 | 10003 | BLR4 | VBPT | A
2007 | 5624 | 10025 | 14 | 13TG | A
2007 | 5624 | 10025 | 42 | 42TG | A
2007 | 142 | 10676 | 4 | GEN3 | A
2007 | 35 | 10678 | BLR1 | GEN1 | A
2007 | 12647 | 10686 | 7 | 6 | A
2007 | 7136 | 10699 | 3 | GEN1 | A
2007 | 7136 | 10699 | 5 | GEN2 | A
2007 | 733 | 6264 | 1 | 1 | A
2007 | 19323 | 6648 | 4 | 4 | A
2007 | 261 | 6705 | 3 | 3 | A
2007 | 15143 | 6761 | 101 | 1 | A
2007 | 56190 | 7652 | D-2 | HP-3 | A
2007 | 56190 | 7652 | D-3 | LP-1 | A
2007 | 17539 | 7737 | B001 | 1 | A
2007 | 17698 | 7902 | 1 | 1 | A
2007 | 20169 | 7931 | SG02 | 2 | A
2007 | 13337 | 8000 | SG1 | ST1 | A
2007 | 16572 | 8068 | 5A | ST5S | A
2007 | 24211 | 8223 | 1 | 1 | A
2007 | 6497 | 55498 | DB2 | ST1 | A
2007 | 15537 | 3140 | 3 | 3 | A
2007 | 22001 | 3152 | 2A | 3 | T
2007 | 22001 | 3152 | 3 | 1 | A
2007 | 16909 | 10725 | HRSG1 | GEN5 | A
2007 | 12492 | 10745 | 11HR82 | ST1 | A
2007 | 30151 | 10755 | HR2 | ST1 | A
2007 | 19876 | 10774 | 1 | 1 | A
2007 | 5543 | 10788 | BLR14 | GEN1 | A
2007 | 50007 | 10792 | BOIL1 | GEN1 | A
2007 | 50006 | 10795 | BLR3 | GEN3 | A
2007 | 54806 | 10836 | BLR1 | GEN1 | A
2007 | 55840 | 10839 | BLR1 | GEN1 | A
2007 | 772 | 10860 | B1 | GEN1 | A
2007 | 772 | 10860 | B1 | GEN4 | A
2007 | 772 | 10860 | B10 | GEN3 | A
2007 | 772 | 10860 | B6 | GEN4 | A
2007 | 772 | 10860 | B7 | GEN3 | A
2007 | 772 | 10860 | B9 | GEN3 | A
2007 | 772 | 10864 | 1 | GEN1 | T
2007 | 772 | 10864 | 1 | GEN6 | T
2007 | 772 | 10864 | 3 | GEN1 | T
2007 | 772 | 10864 | 3 | GEN3 | T
2007 | 23279 | 3181 | 33 | 3 | A
2007 | 17539 | 3280 | CAN1 | 1 | A
2007 | 17539 | 3287 | MCM1 | 1 | A
2007 | 17543 | 3319 | 1 | 1 | A
2007 | 18642 | 3393 | 3 | 3 | A
2007 | 18642 | 3403 | 2 | 2 | A
2007 | 18642 | 3406 | 4 | 4 | A
2007 | 54907 | 3443 | 6 | 4 | A
2007 | 6035 | 3453 | 3A | 3 | A
2007 | 6035 | 3453 | 7 | 7 | A
2007 | 5701 | 3456 | 1 | 1 | A
2007 | 54779 | 3461 | DWP9 | 7 | A
2007 | 54888 | 3470 | WAP3 | 3 | A
2007 | 54888 | 3470 | WAP7 | 7 | A
2007 | 17698 | 3477 | 1 | 1 | A
2007 | 17718 | 3485 | 112B | 2 | A
2007 | 17718 | 3485 | 114B | 4 | A
2007 | 11169 | 54562 | RF15 | 7 | T
2007 | 55983 | 3506 | 3 | 3 | A
2007 | 19194 | 50651 | 1 | GEN2 | A
2007 | 772 | 10865 | CFB1 | GEN3 | T
2007 | 772 | 10865 | CFB1 | GEN7 | T
2007 | 772 | 10865 | CFB1 | GEN8 | T
2007 | 772 | 10865 | CFB2 | GEN5 | T
2007 | 772 | 10865 | CFB4 | GEN5 | T
2007 | 772 | 10865 | CFB4 | GEN6 | T
2007 | 5624 | 10025 | 44 | 42TG | A
2007 | 5624 | 10025 | 44 | 43TG | A
2007 | 5624 | 10025 | PB2 | 17TG | A
2007 | 7049 | 10029 | 2 | GEN6 | A
2007 | 7049 | 10029 | 5 | GEN6 | A
2007 | 9788 | 10039 | 10 | GEN5 | T
2007 | 9788 | 10039 | 9 | GEN6 | A
2007 | 50085 | 10062 | BLR2 | GEN2 | T
2007 | 11217 | 10090 | SMBO01 | GEN1 | A
2007 | 17164 | 10144 | BLR2 | GEN3 | A
2007 | 1951 | 10148 | BLR 1 | GEN1 | A
2007 | 563 | 10151 | BLR1A | GEN1 | A
2007 | 12971 | 10165 | 2 | GEN2 | A
2007 | 9686 | 10202 | 4REC | GEN5 | A
2007 | 9686 | 10202 | 7PWR | GEN4 | A
2007 | 8483 | 10207 | 3 | GEN1 | T
2007 | 55867 | 10208 | 8 | NO9 | T
2007 | 55867 | 10208 | 9 | NO.8 | T
2007 | 349 | 10216 | PB1 | GEN1 | A
2007 | 12311 | 10224 | BLR 3 | GEN9 | A
2007 | 12311 | 10224 | BLR 7 | GEN7 | A
2007 | 12311 | 10224 | BLR 8 | GEN8 | A
2007 | 19194 | 50651 | 3 | GEN2 | A
2007 | 18155 | 50810 | 3RB | NO 4 | A
2007 | 18155 | 50810 | PB | NO 6 | A
2007 | 50103 | 55113 | 6 | TR2 | A
2007 | 50103 | 55113 | 8 | TR2 | A
2007 | 13492 | 54627 | B | GEN2 | A
2007 | 772 | 10860 | A | 1A | A
2007 | 19564 | 50366 | BLR4 | GEN2 | A
2007 | 19564 | 50366 | BLR4 | GEN5 | A
2007 | 19564 | 50366 | BLR5 | GEN7 | A
2007 | 22199 | 50392 | 2 | TG3 | A
2007 | 22199 | 50392 | 5 | TG4 | A
2007 | 22199 | 50392 | 6 | TG2 | A
2007 | 5033 | 50395 | 14 | TG14 | A
2007 | 5033 | 50395 | 2 | TG6 | T
2007 | 16294 | 50396 | BLR1 | GEN3 | A
2007 | 14310 | 50397 | 3PB033 | GEN3 | T
2007 | 16190 | 50406 | 2HFB | GEN2 | A
2007 | 16190 | 50406 | REC | GEN1 | A
2007 | 34672 | 50407 | 8RB | GEN5 | A
2007 | 16719 | 50438 | 3PB | GEN2 | A
2007 | 16721 | 50447 | 18 | GEN9 | A
2007 | 9244 | 50450 | HRSG1 | GEN2 | A
2007 | 15400 | 50456 | PB1 | GEN1 | A
2007 | 2522 | 50466 | 2BB | GEN5 | T
2007 | 470 | 50472 | BLR3 | GEN2 | A
2007 | 55965 | 10234 | 1 | GEN3 | T
2007 | 55965 | 10234 | 3 | GEN3 | T
2007 | 55965 | 10234 | 4 | GEN4 | T
2007 | 55965 | 10234 | 5 | GEN1 | T
2007 | 54880 | 10244 | 1 | T-10 | A
2007 | 54880 | 10244 | 1 | T-13 | A
2007 | 54880 | 10244 | 2 | T-11 | A
2007 | 54880 | 10244 | 2 | T-12 | A
2007 | 17166 | 2336 | 1 | ST1 | A
2007 | 15472 | 2364 | 1 | 1 | A
2007 | 55768 | 2378 | 1 | 1 | A
2007 | 15147 | 2398 | 2201 | 2301 | A
2007 | 15147 | 2411 | 4 | 4 | A
2007 | 15473 | 2451 | 3 | 3 | A
2007 | 17718 | 2454 | 121B | 1 | A
2007 | 15473 | 2475 | 1 | 1 | A
2007 | 13192 | 2490 | 20 | 2 | A
2007 | 13192 | 2490 | 30 | 3 | A
2007 | 4226 | 2502 | 90 | 9 | A
2007 | 26751 | 2513 | 40 | 4 | A
2007 | 19323 | 3500 | 1 | 1 | A
2007 | 55983 | 3506 | 2 | 2 | A
2007 | 19323 | 3507 | 9 | 6 | A
2007 | 55983 | 3508 | 3 | 3 | A
2007 | 20404 | 3517 | 7 | 4 | A
2007 | 20404 | 3524 | 3 | 3 | A
2007 | 1015 | 3549 | 2 | 2 | A
2007 | 1015 | 3549 | 4 | 4 | A
2007 | 6958 | 3574 | BW5 | 5 | A
2007 | 11292 | 3602 | 1 | 1 | A
2007 | 11292 | 3604 | 7 | 7 | A
2007 | 11292 | 3604 | 8 | 6A | A
2007 | 11292 | 3604 | 8 | 7 | A
2007 | 16604 | 3609 | 4 | 4 | A
2007 | 16604 | 3613 | 4 | 4 | A
2007 | 2172 | 3627 | 1 | 1 | A
2007 | 14354 | 3648 | 1 | 1 | A
2007 | 733 | 3776 | 6 | 6 | A
2007 | 12588 | 3788 | 1 | 1 | A
2007 | 19876 | 3796 | 4 | 4 | A
2007 | 14369 | 50476 | B9 | GEN2 | A
2007 | 5610 | 50481 | 253-27 | TG21 | T
2007 | 5610 | 50481 | 325-30 | TG22 | A
2007 | 5610 | 50481 | 83-18 | TG14 | T
2007 | 5610 | 50481 | 83-18 | TGO9 | T
2007 | 5610 | 50481 | 83-21 | TGO8 | T
2007 | 5610 | 50481 | 83-23 | TG14 | T
2007 | 19365 | 50482 | B2 | TG4 | T
2007 | 19365 | 50482 | B3 | TG5 | T
2007 | 19588 | 50431 | 2 | TG7 | A
2007 | 19588 | 50431 | 3 | TG8 | A
2007 | 5374 | 54676 | H83 | G84 | A
2007 | 54895 | 56259 | HRSG11 | 3 | A
2007 | 745 | 10811 | HRSG1 | GEN2 | A
2007 | 2172 | 55230 | HRSG2 | ST1 | A
2007 | 19876 | 3803 | 4 | ST4 | A
2007 | 18429 | 3920 | 2 | 2 | A
2007 | 733 | 3935 | 3 | 3 | A
2007 | 12796 | 3946 | 1 | 1 | A
2007 | 12796 | 3946 | 2 | 2 | A
2007 | 14006 | 3947 | 2 | 2 | A
2007 | 13781 | 3982 | 5 | 6 | T
2007 | 11479 | 3992 | 11 | 4 | A
2007 | 11479 | 3992 | 3 | 4 | A
2007 | 11479 | 3992 | 7 | 3 | A
2007 | 11479 | 3992 | 7 | 5 | A
2007 | 20847 | 4042 | 2 | 1 | A
2007 | 11571 | 4125 | 5 | 4 | A
2007 | 11571 | 4125 | 6 | 5 | A
2007 | 12298 | 4127 | B23 | 3 | A
2007 | 12435 | 4146 | B1 | 2 | A
2007 | 19545 | 4151 | 2 | 2 | A
2007 | 14354 | 4158 | BW44 | 4 | A
2007 | 7634 | 4195 | 3 | ST3 | A
2007 | 6958 | 4266 | 2 | 2 | A
2007 | 195 | 6002 | 1 | 1 | A
2007 | 195 | 6002 | 3 | 3 | A
2007 | 520 | 6017 | 2 | 2 | A
2007 | 30151 | 6021 | C2 | 2 | A
2007 | 12384 | 6025 | 2 | 2 | A
2007 | 12384 | 6025 | 5 | 5 | A
2007 | 7570 | 6030 | 1 | 1 | A
2007 | 4922 | 6031 | 2 | 2 | A
2007 | 20548 | 50187 | 10B | TG1 | A
2007 | 26751 | 2516 | 1 | ST1 | A
2007 | 26751 | 2517 | 1 | ST1 | A
2007 | 34164 | 55400 | HRSG1 | STG | A
2007 | 11089 | 55800 | HRSG2 | STG | A
2007 | 343 | 55502 | 2A | 0200 | A
2007 | 50163 | 52108 | 6 | GEN4 | A
2007 | 17164 | 56406 | BLR1 | GEN1 | A
2007 | 10337 | 10405 | HRSG1 | GEN2 | A
2007 | 13100 | 7946 | HRSG1 | ST1 | A
2007 | 21668 | 55320 | HRSG2 | GT3 | A
2007 | 3542 | 55516 | DB1 | STG1 | A
2007 | 18611 | 55518 | 2 | STG1 | A
2007 | 11241 | 55620 | 1-2 | ST-1 | A
2007 | 54885 | 55706 | HRG301 | STG1 | A
2007 | 16233 | 55749 | PC1 | UNT1 | A
2007 | 49747 | 55829 | MB2 | M1S1 | T
2007 | 49747 | 55829 | MB3 | M1S2 | T
2007 | 49747 | 55830 | EB1 | M2S3 | T
2007 | 54885 | 55976 | 301 | 401 | A
2007 | 6778 | 56024 | 2 | TUR7 | A
2007 | 15597 | 56079 | South | STEC | A
2007 | 12384 | 879 | 61 | 6 | A
2007 | 12384 | 884 | 4 | 4 | A
2007 | 5517 | 891 | 1 | 1 | T
2007 | 5517 | 891 | 6 | 2 | T
2007 | 5517 | 891 | 6 | 4 | T
2007 | 5517 | 891 | 7 | 5 | T
2007 | 5517 | 891 | 8 | 4 | T
2007 | 5517 | 891 | 9 | 6 | T
2007 | 5517 | 898 | 2 | 1 | A
2007 | 5517 | 898 | 2 | 2 | A
2007 | 5517 | 898 | 5 | 5 | A
2007 | 20824 | 972 | 5 | 4 | A
2007 | 17632 | 976 | 4 | 4 | A
2007 | 18041 | 981 | 3 | 3 | A
2007 | 9324 | 988 | U3 | 3 | A
2007 | 9273 | 990 | 70 | 7 | A
2007 | 3599 | 992 | 16 | 6 | A
2007 | 13756 | 997 | 12 | 12 | A
2007 | 15470 | 1004 | 7-1 | 6 | A
2007 | 15470 | 1004 | 7-2 | 7 | A
2007 | 15470 | 1004 | 8-1 | 6 | A
2007 | 15470 | 1008 | 3 | 3 | A
2007 | 15470 | 1010 | 1 | 1 | A
2007 | 15470 | 1010 | 6 | 6 | A
2007 | 17633 | 1012 | 2 | 2 | A
2007 | 11142 | 1032 | 6 | 5 | A
2007 | 9417 | 1048 | 1 | 1 | A
2007 | 14294 | 2539 | 3 | 3 | A
2007 | 13168 | 2549 | 67 | 67 | A
2007 | 13579 | 2554 | 3 | 3 | A
2007 | 13579 | 2554 | 4 | ST4 | A
2007 | 9645 | 2682 | 9 | 6 | A
2007 | 3046 | 2712 | 2 | 2 | A
2007 | 5416 | 2720 | 7 | 4 | A
2007 | 5416 | 2723 | 2 | 2 | A
2007 | 5416 | 2727 | 2 | 2 | A
2007 | 5416 | 2727 | 3 | 3 | A
2007 | 5416 | 2727 | 4 | 4 | A
2007 | 12199 | 2790 | B1 | 1 | A
2007 | 3006 | 2828 | 1 | 1 | A
2007 | 3542 | 2830 | 1 | 1 | A
2007 | 3542 | 2830 | 3 | 3 | A
2007 | 3542 | 2830 | 4 | 4 | A
2007 | 3542 | 2832 | 5-2 | 5 | A
2007 | 3542 | 2832 | 7 | 7 | A
2007 | 3542 | 2832 | 8 | 8 | A
2007 | 6526 | 2835 | 8 | 8 | T
2007 | 6526 | 2837 | 2 | 2 | A
2007 | 4062 | 2840 | 4 | 4 | A
2007 | 14165 | 2861 | 2 | 2 | A
2007 | 6526 | 2866 | 2 | 2 | A
2007 | 14015 | 2876 | 1 | 1 | A
2007 | 14015 | 2876 | 4 | 4 | A
2007 | 5336 | 2914 | 4 | 4 | A
2007 | 7977 | 2917 | 7 | 7 | A
2007 | 7977 | 2917 | 8 | 7 | A
2007 | 14194 | 2935 | 10 | 8 | T
2007 | 54880 | 10244 | 5 | T-12 | A
2007 | 54880 | 10244 | 7 | T-11 | A
2007 | 49805 | 56163 | 2 | 2 | A
2007 | 49805 | 56163 | 3 | 2 | A
2007 | 15248 | 56227 | HRSG01 | 2 | A
2007 | 49949 | 56233 | HRSG A | STG | A
2007 | 19365 | 50482 | B7 | TG4 | T
2007 | 19365 | 50483 | B8 | TG2 | T
2007 | 50033 | 50491 | 3BLR | GEN3 | A
2007 | 26840 | 50544 | 10PB | GEN4 | T
2007 | 21025 | 50611 | 031 | GEN1 | A
2007 | 13008 | 50614 | 14 | WEST | A
2007 | 19323 | 50615 | HRSG02 | STG1 | A
2007 | 6090 | 50625 | 15 | TG9 | A
2007 | 6090 | 50625 | 22 | TG22 | A
2007 | 6090 | 50625 | 33 | TG32 | A
2007 | 6090 | 50625 | 34 | TG34 | A
2007 | 5519 | 50627 | WCO | STG1 | T
2007 | 19691 | 50628 | 2B | GEN2 | A
2007 | 15262 | 50637 | 4PWR | GEN4 | A
2007 | 15262 | 50637 | 5REC | GEN4 | A
2007 | 15262 | 50638 | REC1 | GEN1 | A
2007 | 4474 | 50648 | UNIT1 | GEN1 | A
2007 | 9417 | 1073 | 1 | 1 | A
2007 | 9417 | 1073 | 3 | 3 | A
2007 | 12341 | 1081 | 7 | 3HS | A
2007 | 12341 | 1081 | 9 | 5 | A
2007 | 12341 | 1082 | 1 | 1 | A
2007 | 12341 | 1091 | 2 | 2 | A
2007 | 5860 | 1239 | 39 | 7 | A
2007 | 10005 | 1242 | 1 | 1 | A
2007 | 22500 | 1250 | 5 | 5 | A
2007 | 22500 | 1252 | 9 | 7 | A
2007 | 3355 | 1267 | 1 | 6 | A
2007 | 9996 | 1294 | 1 | 1 | A
2007 | 18642 | 1379 | 2 | 2 | A
2007 | 18642 | 1379 | 3 | 3 | A
2007 | 5580 | 1385 | 4 | 4 | A
2007 | 11241 | 1402 | 3 | 3 | A
2007 | 11241 | 1448 | 12 | 12 | A
2007 | 4161 | 1552 | 1 | 1 | A
2007 | 54880 | 10244 | 9 | T-11 | A
2007 | 56147 | 10245 | 11 | GEN6 | T
2007 | 10911 | 10321 | 9 | GEN5 | A
2007 | 11517 | 10338 | ABLR | MERC | A
2007 | 20548 | 50187 | 10B | TG2 | A
2007 | 20548 | 50187 | PB | TG2 | A
2007 | 20511 | 50188 | PB2 | TG1 | A
2007 | 23598 | 50191 | PKG | TG2 | A
2007 | 867 | 50216 | 91 | GN96 | A
2007 | 23815 | 50244 | RBB | GN11 | T
2007 | 23815 | 50244 | RBB | GN12 | T
2007 | 23815 | 50244 | RBB | GN13 | T
2007 | 23815 | 50244 | RCB | GN11 | T
2007 | 23815 | 50244 | RCB | GN13 | T
2007 | 9384 | 50245 | HRSG | ABB | T
2007 | 9384 | 50245 | PB3 | GE | T
2007 | 18189 | 50247 | B010 | GEN5 | A
2007 | 65 | 50249 | 5 | GEN3 | T
2007 | 4425 | 50658 | 1 | GEN1 | A
2007 | 4425 | 50658 | 3 | GEN1 | A
2007 | 4487 | 50662 | UNIT3 | GEN1 | A
2007 | 4496 | 50663 | B300 | GEN2 | A
2007 | 4427 | 50664 | B103 | GEN1 | A
2007 | 10308 | 50707 | HRSG D | STB | T
2007 | 10308 | 50707 | HRSG E | STA | T
2007 | 10308 | 50707 | HRSG E | STB | T
2007 | 19517 | 50729 | 2BLR | GEN1 | A
2007 | 19526 | 50733 | TBB5 | STG1 | T
2007 | 6616 | 658 | 6 | 6 | A
2007 | 19804 | 693 | 2 | 2 | A
2007 | 7140 | 703 | 3BLR | 3 | A
2007 | 7140 | 709 | 2 | 2 | A
2007 | 7140 | 715 | 1 | 1 | A
2007 | 7140 | 715 | 2 | 2 | A
2007 | 7140 | 734 | 11 | 7 | A
2007 | 4538 | 753 | ST | 1 | A
2007 | 19547 | 765 | 1 | K1 | A
2007 | 19547 | 766 | 5 | W5 | A
2007 | 5352 | 50152 | HRSGW | CTG | T
2007 | 11216 | 10623 | 2 | 2 | a
2007 | 49965 | 1588 | 94 | ST96 | A
2007 | 21463 | 1595 | 2 | 1 | A
2007 | 4254 | 1702 | 2 | 2B | A
2007 | 4254 | 1702 | 3 | 3 | A
2007 | 20505 | 50804 | RE01 | GEN5 | A
2007 | 56 | 50805 | 3PB | GEN2 | A
2007 | 18157 | 50807 | 1RB | GEN3 | A
2007 | 18157 | 50807 | 2RB | GEN4 | A
2007 | 18157 | 50807 | 3BB | GEN6 | A
2007 | 18155 | 50810 | CB | NO 7 | T
2007 | 18155 | 50810 | PB | NO 8 | T
2007 | 18147 | 50813 | RB1 | GEN1 | A
2007 | 16899 | 50837 | UNIT3 | GEN1 | A
2007 | 8633 | 50858 | MWC3D | GEN1 | A
2007 | 20541 | 50875 | 1 | GEN1 | A
2007 | 20541 | 50878 | UNIT2 | GEN1 | A
2007 | 20541 | 50881 | BLR1 | GEN2 | A
2007 | 20541 | 50881 | BLR1 | GEN3 | A
2007 | 20541 | 50881 | BLR2 | GEN3 | A
2007 | 20541 | 50883 | BLR3 | GEN1 | A
2007 | 20541 | 50886 | 1-1A | GEN1 | A
2007 | 14932 | 50888 | BLR1 | GEN1 | A
2007 | 20508 | 50900 | 10PB | GEN1 | T
2007 | 20508 | 50900 | 10PB | GEN2 | T
2007 | 20508 | 50900 | 10PB | GEN3 | T
2007 | 13504 | 50271 | 1A | 3TG | T
2007 | 14465 | 50275 | 3 | TG3 | A
2007 | 49923 | 50284 | 7 | TG3 | A
2007 | 49923 | 50284 | 7 | TG4 | A
2007 | 49923 | 50284 | 7 | TG5 | A
2007 | 14362 | 50296 | C1 | GEN1 | A
2007 | 14362 | 50296 | R3 | GEN1 | A
2007 | 17139 | 50304 | H8620 | GEN2 | T
2007 | 40430 | 50305 | K19 | GEN7 | A
2007 | 19533 | 50307 | B4 | GEN4 | T
2007 | 22200 | 50308 | 5 | GEN1 | A
2007 | 22200 | 50308 | 6 | GEN4 | A
2007 | 22200 | 50308 | 8 | GEN1 | A
2007 | 22200 | 50308 | 8 | GEN4 | A
2007 | 17330 | 50359 | 1 | 10 | A
2007 | 17330 | 50359 | 4 | 10 | A
2007 | 19564 | 50366 | BLR1 | GEN1 | A
2007 | 19564 | 50366 | BLR1 | GEN6 | A
2007 | 19564 | 50366 | BLR3 | GEN1 | A
2007 | 55919 | 10360 | B26 | GEN7 | A
2007 | 55919 | 10360 | B27 | GEN6 | A
2007 | 55919 | 10360 | B29 | GEN9 | A
2007 | 9628 | 10377 | 2B | GEN2 | A
2007 | 18569 | 55439 | HRSG2 | STG1 | A
2007 | 15470 | 1004 | HRSG1 | 9 | A
2007 | 19876 | 10774 | 2 | 1 | A
2007 | 19876 | 7537 | B | 1 | A
2007 | 19876 | 3804 | 6A | 6ST | A
2007 | 13994 | 7917 | 8B | 3 | A
2007 | 55936 | 1391 | 2A | 1A | A
2007 | 55936 | 1391 | 2A | 3A | A
2007 | 55936 | 1392 | 12 | 12 | A
2007 | 55936 | 1393 | 6 | 6 | A
2007 | 5347 | 52006 | HRU100 | GEN2 | A
2007 | 56069 | 56848 | HRSG6 | SCKG1 | A
2007 | 56069 | 56848 | HRSG10 | SCKG1 | A
2007 | 21668 | 55320 | HRSG2 | ST1 | A
2007 | 5347 | 55419 | HRU700 | ST5 | A
2007 | 19528 | 54780 | B5 | T11 | A
2007 | 56031 | 56846 | HRSG2 | STGEN
2007 | 12739 | 55241 | HRSG1 | ST01 | A
2007 | 16098 | 54338 | 2 | GENC | A
2007 | 16098 | 54338 | 3 | GENB | A
2007 | 16098 | 54338 | 6 | GENB | A
2007 | 19323 | 6180 | 1 | OG1 | A
2007 | 19876 | 56808 | 2 | 1 | A
2007 | 22979 | 55375 | HRSG2 | ST | A
2007 | 6844 | 55480 | HRSG 3 | ST1 | A
2007 | 15330 | 55856 | 2 | PC2 | A
2007 | 55914 | 50799 | WH 1 | GEN4 | A
2007 | 55914 | 50799 | WH 2 | GEN3 | A
2007 | 14294 | 2539 | 6 | 8 | A
2007 | 20508 | 50900 | 11PB | GEN5 | T
2007 | 20508 | 50900 | 2RB | GEN1 | T
2007 | 20508 | 50900 | 2RB | GEN4 | T
2007 | 49801 | 50933 | BLR1 | GEN3 | T
2007 | 49801 | 50933 | BLR2 | GEN3 | T
2007 | 49801 | 50933 | BLR2 | GEN5 | T
2007 | 49801 | 50933 | BLR5 | GEN3 | T
2007 | 49801 | 50933 | BLR7 | GEN5 | T
2007 | 49801 | 50933 | BLR7 | GEN6 | A
2007 | 34359 | 50969 | BLR8 | GEN4 | T
2007 | 34359 | 50969 | BLR9 | GEN1 | T
2007 | 34359 | 50969 | HRSG1 | GEN2 | T
2007 | 34359 | 50969 | HRSG1 | GEN3 | T
2007 | 12981 | 50973 | 35 | GN33 | T
2007 | 2512 | 51000 | CFB1 | GEN1 | A
2007 | 9417 | 1058 | 3 | 8 | T
2007 | 16001 | 52024 | 5 | GEN2 | A
2007 | 19724 | 52048 | HRSG2 | GEN1 | A
2007 | 22337 | 52069 | HP4 | GEN1 | A
2007 | 22337 | 52069 | HP5 | GEN1 | A
2007 | 22218 | 52072 | 1 | GEN3 | T
2007 | 54708 | 10378 | 1C | GEN1 | A
2007 | 54889 | 10381 | 1A | GEN1 | A
2007 | 56165 | 10397 | 8HPB | GEN9 | A
2007 | 9454 | 10398 | B | GENA | T
2007 | 9454 | 10398 | C | GEN3 | T
2007 | 8634 | 10401 | BLR1 | GEN1 | A
2007 | 21521 | 10416 | BO4 | GEN3 | T
2007 | 17729 | 10418 | H4 | GEN2 | A
2007 | 17729 | 10418 | H5 | GEN2 | A
2007 | 23632 | 10426 | PB2 | GEN4 | A
2007 | 23632 | 10426 | PB2 | GEN5 | A
2007 | 23632 | 10426 | PB4 | GEN2 | A
2007 | 23632 | 10426 | PB4 | GEN5 | A
2007 | 623 | 10430 | B1 | GEN4 | T
2007 | 14928 | 54236 | BLR1 | TG 3 | A
2007 | 14928 | 54236 | BLR3 | TG 1 | T
2007 | 14928 | 54236 | BLR3 | TG5 | T
2007 | 14928 | 54236 | BLR5 | TG5 | T
2007 | 14928 | 54236 | BLR8 | TG 3 | T
2007 | 14928 | 54236 | BLR8 | TG 4 | T
2007 | 16553 | 54271 | HRSG1 | STG | A
2007 | 19541 | 54276 | 6 | TG3 | A
2007 | 9394 | 54281 | POW | 577A | A
2007 | 7375 | 54321 | 3B104 | 3N80 | A
2007 | 12436 | 10328 | BLR1 | GEN2 | A
2007 | 17650 | 7826 | 4A | 4 | A
2007 | 55852 | 55514 | HRG1B | CTG2 | A
2007 | 55852 | 55514 | HRG1B | STG1 | A
2007 | 547 | 54512 | 2 | TG2 | A
2007 | 547 | 54512 | 1 | TG2 | A
2007 | 54702 | 56350 | HRSG 1 | ST1 | A
2007 | 16001 | 52024 | 4 | NEW3 | A
2007 | 54703 | 56349 | 1 | ST1
2007 | 12311 | 10224 | BLR7 | GEN9
2007 | 12311 | 10224 | BLR9 | GEN7
2007 | 49732 | 52105 | HRSG2 | GEN5 | T
2007 | 2053 | 54216 | AOW1 | AOW2 | T
2007 | 2053 | 54216 | AOW2 | AOW5 | T
2007 | 2053 | 54216 | AOW4 | AOW1 | A
2007 | 14354 | 8069 | 2 | 2 | A
2007 | 2053 | 54216 | REC3 | AOW6 | T
2007 | 13538 | 55661 | HRSG2 | ST | A
2007 | 55905 | 55172 | HRSG1 | ST-5 | A
2007 | 7140 | 710 | 4 | 4 | A
2007 | 19876 | 56807 | 1B | 1C | A
2007 | 21508 | 50368 | HRSG1 | CT1
2007 | 54880 | 10244 | B011 | T-11 | A
2007 | 54880 | 10244 | B011 | T-12 | A
2007 | 22218 | 52072 | 5 | GEN1 | T
2007 | 55732 | 52089 | NO5BLR | GEN2 | T
2007 | 55732 | 52089 | NO6BLR | GEN4 | T
2007 | 55732 | 52089 | NO7BLR | GEN2 | T
2007 | 49732 | 52105 | 4BLR | GEN4 | T
2007 | 18340 | 52106 | 37 | GEN1 | T
2007 | 18340 | 52106 | 38 | GEN3 | T
2007 | 18340 | 52106 | 40 | GEN1 | T
2007 | 50163 | 52108 | 32 | GEN7 | A
2007 | 50163 | 52108 | 33 | GEN6 | A
2007 | 50163 | 52108 | 34 | GEN7 | A
2007 | 19876 | 52118 | 101 | GEN1 | T
2007 | 44466 | 52130 | 15BLR | 17TG | A
2007 | 44466 | 52130 | 16BLR | 35TG | A
2007 | 44466 | 52130 | 31BLR | 17TG | A
2007 | 44466 | 52130 | 32BLR | 15TG | A
2007 | 44466 | 52130 | 33BLR | 34TG | A
2007 | 44466 | 52130 | 34BLR | 32TG | A
2007 | 44466 | 52130 | 36BLR | 35TG | A
2007 | 9424 | 52151 | PB1 | GEN1 | A
2007 | 9348 | 52152 | 5PB | GEN6 | T
2007 | 50103 | 55113 | 7 | TR3 | A
2007 | 18611 | 55137 | 301 | STG1 | A
2007 | 49791 | 55176 | HRSG 2 | GEN3 | A
2007 | 50157 | 55177 | HRSG A | ST1 | A
2007 | 807 | 55221 | HRSG5 | G8 | T
2007 | 807 | 55221 | HRSG6 | G8 | T
2007 | 2897 | 55225 | HRSG-2 | STG1 | A
2007 | 19145 | 55245 | 1 | TG1 | A
2007 | 10285 | 55270 | HRSG4 | ST2 | T
2007 | 10118 | 55289 | CFB2 | 1 | A
2007 | 2929 | 55292 | HRSG3 | STG1 | A
2007 | 14412 | 55306 | 4 A | ST12 | A
2007 | 14412 | 55306 | 4 B | ST12 | A
2007 | 7869 | 55328 | HRSG 1 | STG1 | A
2007 | 13345 | 55330 | HRSG 3 | 0006 | A
2007 | 4405 | 55358 | FB4 | ST4 | A
2007 | 54796 | 55380 | 3 A | STG3 | A
2007 | 9348 | 52152 | 6PB | GEN2 | T
2007 | 6041 | 55664 | HCCP 2 | ST-1 | A
2007 | 13407 | 7082 | HRSG5 | CA | A
2007 | 16968 | 54472 | MECS | GEN1 | A
2007 | 14328 | 56476 | HRSGB | 3 | A
2007 | 7570 | 56786 | 1 | 1 | T
2007 | 1307 | 56610 | U1HRSG | 01 | T
2007 | 19564 | 50366 | BLR6 | GEN1 | A
2007 | 3890 | 50006 | HRSG2 | STG3 | A
2007 | 3890 | 50006 | HRSG5 | STG1 | A
2007 | 3890 | 50006 | HRSG6 | STG2 | A
2007 | 19365 | 50482 | B8 | TG4 | T
2007 | 6090 | 50625 | 42 | TG32 | A
2007 | 6090 | 50625 | 43 | TG34 | A
2007 | 19588 | 50431 | 5 | TG1 | A
2007 | 3452 | 10213 | HRSG1 | GEN6 | T
2007 | 54703 | 56349 | HRSG1 | ST1 | A
2007 | 54703 | 56349 | HRSG3 | ST2 | A
2007 | 40845 | 54344 | 3 | 5GEN | A
2007 | 49979 | 4939 | 3 | 3 | A
2007 | 10755 | 55097 | ST2 | STG1
2007 | 19365 | 50482 | B8 | TG2 | T
2007 | 18835 | 55440 | HRSG3 | ST1 | A
2007 | 1182 | 55311 | HRSG | GEN2 | A
2007 | 49904 | 1724 | 4 | 25 | A
2007 | 5109 | 1726 | 18 | 16 | A
2007 | 5109 | 1732 | 10 | 7 | A
2007 | 5109 | 1732 | 9 | 7 | A
2007 | 5109 | 1733 | 2 | 2 | A
2007 | 5109 | 1740 | 1 | 1 | A
2007 | 20847 | 1769 | 4 | 4 | A
2007 | 56133 | 1772 | 1 | 1 | A
2007 | 7483 | 1825 | 3 | 3 | A
2007 | 56155 | 1832 | 1 | 1 | A
2007 | 11701 | 1843 | 3 | 3 | A
2007 | 9417 | 1888 | 2 | 2 | A
2007 | 772 | 10866 | 3 | GEN5 | A
2007 | 772 | 10866 | 5 | GEN3 | A
2007 | 12258 | 10883 | PSG2 | STG3 | A
2007 | 16064 | 50028 | 1HP | GEN4 | A
2007 | 16064 | 50028 | 1HP | GEN5 | A
2007 | 16064 | 50028 | 2FW | GEN2 | A
2007 | 14254 | 50043 | HRSG1 | ST | A
2007 | 14344 | 50049 | BLRB | GEN2 | A
2007 | 23955 | 50087 | 1 | GEN2 | A
2007 | 12307 | 50101 | PB2 | GEN3 | A
2007 | 12307 | 50101 | PB5 | GEN1 | A
2007 | 12307 | 50101 | PB5 | GEN2 | A
2007 | 12307 | 50101 | PB6 | GEN1 | A
2007 | 12307 | 50101 | RB2 | GEN1 | A
2007 | 17164 | 50110 | BLR1 | GEN1 | A
2007 | 54796 | 55380 | 4 B | STG4 | A
2007 | 55756 | 55382 | 1H2100 | 1STG | A
2007 | 55756 | 55382 | 2H1100 | 2STG | A
2007 | 4028 | 55386 | DB1 | ST1 | A
2007 | 49933 | 55410 | HRSG2 | LOES | A
2007 | 11504 | 55451 | FB2 | STG2 | A
2007 | 18870 | 55462 | PC2 | 2 | A
2007 | 9353 | 54358 | PB2 | 2 | T
2007 | 9353 | 54358 | RB3 | 3 | T
2007 | 9765 | 54414 | BLR3 | GEN3 | A
2007 | 7043 | 54427 | 20 | NO9 | A
2007 | 7043 | 54427 | 21 | NO9 | A
2007 | 5473 | 54428 | 073 | NO2 | A
2007 | 5473 | 54428 | 073 | NO3 | A
2007 | 5473 | 54428 | 255 | NO3 | A
2007 | 16024 | 54464 | B001 | 0004 | A
2007 | 16024 | 54464 | B002 | 0002 | A
2007 | 16024 | 54464 | B003 | 0003 | A
2007 | 547 | 54512 | 1 | TG3 | A
2007 | 547 | 54512 | 2 | TG1 | A
2007 | 11362 | 54526 | 00001 | STG | A
2007 | 17062 | 54532 | 3PB | 3GE | T
2007 | 19537 | 50118 | B3 | GEN7 | A
2007 | 19685 | 50121 | HOC | TG1 | A
2007 | 27131 | 50146 | A | GENA | A
2007 | 19450 | 50150 | 8 HRSG | GEN9 | T
2007 | 20547 | 50185 | 3RB | TG2 | A
2007 | 772 | 10865 | CFB6 | GEN8 | T
2007 | 772 | 10866 | 1 | GEN2 | A
2007 | 772 | 10866 | 10 | GEN4 | A
2007 | 772 | 10866 | 11 | GEN2 | A
2007 | 772 | 10866 | 11 | GEN4 | A
2007 | 772 | 10866 | 12 | GEN1 | A
2007 | 772 | 10866 | 12 | GEN3 | A
2007 | 772 | 10866 | 12 | GEN4 | A
2007 | 13781 | 1904 | 5 | 2 | A
2007 | 13781 | 1912 | 5 | 5 | A
2007 | 13781 | 1927 | 6 | ST7 | A
2007 | 13781 | 1927 | 8 | 8 | A
2007 | 13781 | 1934 | 2 | 1 | A
2007 | 13781 | 1934 | 2 | 2 | A
2007 | 1009 | 1960 | 5 | 3 | A
2007 | 6151 | 1973 | 1 | 3 | T
2007 | 6151 | 1973 | 1 | 5 | T
2007 | 11169 | 54562 | PB16 | 4 | T
2007 | 11169 | 54562 | RF15 | 2 | T
2007 | 623 | 10430 | B9 | GEN4 | T
2007 | 49966 | 10435 | SG101C | TGB | A
2007 | 11217 | 10471 | SMB001 | GEN1 | A
2007 | 55965 | 10477 | P2 | GEN2 | T
2007 | 1991 | 10486 | 1 | GEN2 | A
2007 | 1991 | 10486 | 2 | GEN1 | A
2007 | 1991 | 10486 | RECBLR | GEN1 | A
2007 | 1991 | 10486 | RECBLR | GEN2 | A
2007 | 1991 | 10486 | RECBLR | GEN4 | A
2007 | 195 | 8 | 10 | 10 | A
2007 | 18642 | 47 | 3 | 3 | A
2007 | 189 | 56 | 3 | 3 | A
2007 | 803 | 117 | CC5A | C5-3 | A
2007 | 24211 | 126 | 3 | ST3 | A
2007 | 16181 | 2008 | 4 | 4 | A
2007 | 20737 | 2022 | 3 | 3 | A
2007 | 12686 | 2049 | 4 | 4 | A
2007 | 7651 | 2063 | W3 | W1 | A
2007 | 5860 | 2076 | 1 | 2 | A
2007 | 10000 | 2080 | 3 | 3 | A
2007 | 770 | 2098 | 3 | 3 | A
2007 | 19436 | 2103 | 4 | 4 | A
2007 | 4045 | 2123 | 6 | 8 | T
2007 | 4045 | 2123 | 7 | 7 | A
2007 | 4045 | 2123 | 7 | 8 | T
2007 | 3242 | 2169 | 1 | 1 | A
2007 | 9231 | 2171 | 2 | 2 | A
2007 | 6132 | 2236 | 1 | 4 | A
2007 | 40606 | 2241 | B-1 | 1 | A
2007 | 40606 | 2241 | B-3 | 3 | A
2007 | 7168 | 52175 | B1B | GEN2 | A
2007 | 7168 | 52175 | B1C | GEN1 | A
2007 | 7168 | 52175 | B1C | GEN2 | A
2007 | 4202 | 52188 | B6 | G2 | T
2007 | 4202 | 52188 | B7 | G1 | T
2007 | 4202 | 52188 | B7 | G2 | T
2007 | 4202 | 52188 | B9 | G2 | T
2007 | 4202 | 52188 | DB1 | G2 | T
2007 | 4202 | 52188 | DB2 | G3 | T
2007 | 54787 | 52193 | BLR2 | G1 | T
2007 | 54787 | 52193 | BLR2 | G2 | T
2007 | 16572 | 143 | 5 | CC4 | A
2007 | 16572 | 147 | K-7 | KY7A | A
2007 | 7490 | 165 | 2 | 2 | A
2007 | 814 | 169 | 1 | 1 | A
2007 | 814 | 169 | 2 | 2 | A
2007 | 814 | 170 | 1 | 1 | A
2007 | 12631 | 228 | HRSG1 | 8 | A
2007 | 22148 | 315 | 1 | 1 | A
2007 | 15908 | 350 | 1 | 1 | A
2007 | 15908 | 350 | 2 | 2 | A
2007 | 7294 | 377 | 3 | 3 | A
2007 | 12384 | 384 | 72 | 7 | A
2007 | 11208 | 400 | 1 | 1 | A
2007 | 11208 | 404 | 1 | 1 | A
2007 | 15466 | 469 | 1 | 1 | A
2007 | 15466 | 469 | 3 | 3 | A
2007 | 15466 | 470 | 2 | 2 | A
2007 | 15466 | 477 | 5 | 5 | A
2007 | 3989 | 492 | 7 | 7 | A
2007 | 10633 | 508 | 4 | 2 | A
2007 | 10633 | 508 | 4 | 3 | A
2007 | 10633 | 508 | 4 | 4 | A
2007 | 15466 | 525 | H1 | 1 | A
2007 | 12490 | 562 | 3 | 3 | A
2007 | 14610 | 564 | 1 | 1 | A
2007 | 9332 | 594 | 2 | 2 | A
2007 | 9332 | 594 | 4 | 4 | A
2007 | 6452 | 621 | PTP2 | ST2 | A
2007 | 6455 | 628 | 4 | ST4 | A
2007 | 7801 | 641 | 3 | 3 | A
2007 | 7801 | 641 | 6 | 6 | A
2007 | 54787 | 52193 | HRSG 1 | G3 | T
2007 | 54787 | 52193 | HRSG 2 | G1 | T
2007 | 54787 | 52193 | HRSG 2 | G4 | T
2007 | 55808 | 54035 | BLR1 | GEN1 | A
2007 | 11169 | 54562 | RF18 | 5 | T
2007 | 11169 | 54562 | RF19 | 4 | T
2007 | 358 | 54612 | 4 | 3 | A
2007 | 9210 | 54656 | PB1 | NO3 | A
2007 | 9210 | 54656 | PB2 | NO 1 | A
2007 | 9210 | 54656 | PB5 | NO3 | A
2007 | 9210 | 54656 | RB3 | NO3 | A
2007 | 9210 | 54656 | RB5 | NO 2 | A
2007 | 3670 | 54667 | 9 | 7 | T
2007 | 18458 | 54693 | HRSG 1 | ST#1 | A
2007 | 18458 | 54693 | HRSG 1 | ST#2 | A
2007 | 55808 | 54755 | BLR2 | GEN2 | A
2007 | 19539 | 54775 | BLR11 | GEN6 | T
2007 | 19528 | 54780 | B2 | T3 | A
2007 | 19528 | 54780 | B3 | T3 | A
2007 | 5277 | 54795 | C3 | GEN1 | A
2007 | 5277 | 54795 | C3 | GEN2 | A
2007 | 5277 | 54795 | C4 | GEN1 | A
2007 | 7801 | 642 | 2 | 2 | A
2007 | 56174 | 10511 | 8 | GEN6 | A
2007 | 15726 | 10560 | PACKB | GEN4 | A
2007 | 8286 | 10604 | BLR1 | PUU5 | A
2007 | 50003 | 10605 | 7PB | GEN4 | A
2007 | 4580 | 10606 | 6A | GEN6 | A
2007 | 7166 | 10610 | COMB | GEN1 | A
2007 | 7166 | 10610 | PFI | GEN2 | A
2007 | 7166 | 10610 | REC1 | GEN2 | A
2007 | 5232 | 10613 | 9PB | TG11 | A
2007 | 21025 | 10617 | HRSG50 | GEN2 | A
2007 | 55863 | 10627 | PB1 | 1TG1 | T
2007 | 55863 | 10627 | PB1 | 3TG1 | T
2007 | 55863 | 10627 | RB4 | 2TG1 | T
2007 | 20541 | 10629 | BLR1 | GEN1 | A
2007 | 20541 | 10629 | BLR3 | GEN1 | A
2007 | 528 | 10646 | BLR1 | GEN1 | A
2007 | 2565 | 10652 | BLR2 | GEN1 | A
2007 | 12222 | 54802 | BB1 | GEN1 | T
2007 | 12222 | 54802 | BB2 | GEN2 | T
2007 | 12222 | 54802 | BB3 | GEN1 | T
2007 | 12222 | 54802 | BB3 | GEN2 | T
2007 | 12222 | 54802 | PFI | GEN1 | T
2007 | 55965 | 54857 | B21 | 1ST | T
2007 | 55965 | 54857 | B21 | 2ST | T
2007 | 55965 | 54857 | B24 | 1ST | T
2007 | 11136 | 54971 | 0 | 2 | A
2007 | 42018 | 54998 | 12300 | 1410 | T
2007 | 55912 | 55010 | 1 | STG1 | A
2007 | 55911 | 55011 | 1 | STG1 | A
2007 | 55738 | 54085 | PB1 | GEN1 | A
2007 | 55738 | 54085 | PB2 | GEN1 | A
2007 | 55738 | 54085 | PB2 | GEN2 | A
2007 | 55738 | 54085 | RB1 | GEN1 | A
2007 | 9356 | 54090 | 3PB | GEN4 | A
2007 | 9312 | 54091 | PB1 | GEN3 | T
2007 | 9312 | 54091 | PB2 | GEN1 | T
2007 | 9312 | 54091 | RB1 | GEN2 | T
2007 | 9393 | 54096 | BLRP1 | GEN1 | A
2007 | 9393 | 54096 | BLRR1 | GEN1 | A
2007 | 9350 | 54099 | RB1 | GEN1 | A
2007 | 9382 | 54100 | N1BABO | GEN1 | A
2007 | 142 | 10676 | 3 | GEN2 | A
2007 | 15095 | 2937 | 6 | 7 | A
2007 | 17891 | 2942 | 6 | 6 | A
2007 | 14063 | 2953 | 2 | 2 | A
2007 | 14063 | 2953 | 3 | 3 | A
2007 | 14063 | 2956 | 2 | 2 | A
2007 | 15474 | 2964 | 8002 | 2 | A
2007 | 15474 | 2964 | 8003 | 3 | A
2007 | 15474 | 2964 | 801N | 1 | A
2007 | 15474 | 2965 | 1402 | 2 | A
2007 | 18125 | 3000 | 1 | 2 | T
2007 | 18125 | 3000 | 2 | 1 | T
2007 | 14165 | 3096 | HRSG3 | ST4 | A
2007 | 12384 | 3122 | 1 | 1 | A
2007 | 5580 | 6041 | 4 | 4 | A
2007 | 14063 | 6095 | 2 | 2 | A
2007 | 15470 | 6113 | 3 | 3 | A
2007 | 17698 | 6139 | 2 | 2 | A
2007 | 16604 | 6181 | 2 | 2 | A
2007 | 3265 | 6190 | 2 | 2 | A
2007 | 7172 | 54101 | PB1 | GEN1 | A
2007 | 5262 | 54104 | PB1 | GEN1 | T
2007 | 5262 | 54104 | PB2 | GEN2 | T
2007 | 10349 | 54114 | HRSG2 | GEN3 | A
2007 | 4129 | 54144 | BRBR1 | GEN1 | A
2007 | 9434 | 54201 | BLR1 | GEN5 | A
2007 | 9434 | 54201 | BLR2 | GEN4 | A
2007 | 9434 | 54201 | BLR5 | GEN4 | A
2007 | 9434 | 54201 | BLR5 | GEN5 | A
2007 | 20237 | 54207 | 2 | GEN2 | T
2007 | 7209 | 54225 | 2 | TG2 | T
2007 | 8776 | 9864 | 8 | 6 | T
2007 | 8776 | 9864 | 8 | 8 | T
2007 | 4435 | 10013 | 1 | GEN1 | A
2007 | 17465 | 10017 | RF05 | GN10 | A
2007 | 5624 | 10025 | 14 | 14TG | A
2007 | 49968 | 10684 | BLR26 | TG8 | A
2007 | 12647 | 10686 | 5 | 7 | A
2007 | 7475 | 10698 | 8 | GEN1 | A
2007 | 7475 | 10698 | 9 | GEN2 | A
2007 | 7136 | 10699 | 2 | GEN1 | A
2007 | 7136 | 10699 | 5 | GEN1 | A
2007 | 3046 | 6250 | 1B | 1 | A
2007 | 7353 | 6288 | 1 | 1 | A
2007 | 10071 | 6474 | 1 | ST1 | A
2007 | 814 | 6641 | 2 | 2 | A
2007 | 54891 | 7030 | U2 | 2 | A
2007 | 16604 | 7097 | BLR1 | 1 | A
2007 | 15783 | 7307 | 4A | 4 | A
2007 | 15783 | 7307 | 4B | 4 | A
2007 | 1984 | 7513 | BOIL1 | GEN1 | A
2007 | 56190 | 7652 | D-1 | LP-1 | A
2007 | 56190 | 7652 | D-1 | LP-3 | A
2007 | 56190 | 7652 | D-1 | LP-4 | A
2007 | 56190 | 7652 | D-4 | LP-3 | A
2007 | 6035 | 7704 | 3 | B | A
2007 | 6035 | 7704 | 5 | B | A
2007 | 9417 | 8031 | 1 | ST1 | A
2007 | 15474 | 8059 | 7252 | 1S | A
2007 | 14354 | 8066 | BW74 | 4 | A
2007 | 54863 | 8906 | 50 | ST5 | A
2007 | 15537 | 3140 | 1 | 1 | A
2007 | 15534 | 3149 | 1 | 1 | A
2007 | 22001 | 3152 | 2B | 2 | T
2007 | 12492 | 10745 | 14HR82 | ST1 | A
2007 | 570 | 10746 | BLR3 | GEN1 | A
2007 | 2904 | 10751 | HRSG | GEN2 | A
2007 | 50007 | 10792 | BOIL2 | GEN1 | A
2007 | 50006 | 10795 | BLR2 | GEN1 | A
2007 | 50006 | 10795 | BLR3 | GEN1 | A
2007 | 50006 | 10795 | BLR3 | GEN2 | A
2007 | 50006 | 10795 | BLR4 | GEN2 | A
2007 | 50006 | 10796 | BLR1 | GEN2 | A
2007 | 50006 | 10796 | BLR3 | GEN1 | A
2007 | 50006 | 10796 | BLR3 | GEN4 | A
2007 | 56084 | 10838 | BLR1 | GEN1 | A
2007 | 772 | 10860 | B6 | GEN5 | A
2007 | 772 | 10860 | B7 | GEN2 | A
2007 | 772 | 10864 | 2 | GEN3 | T
2007 | 772 | 10864 | 3 | GEN5 | T
2007 | 22001 | 3152 | 3 | 3 | A
2007 | 6035 | 3159 | 2 | 2 | A
2007 | 23279 | 3178 | 1 | 1 | A
2007 | 5416 | 3264 | 1 | 1 | A
2007 | 17539 | 3280 | CAN3 | 3 | A
2007 | 17539 | 3295 | URQ3 | 3 | A
2007 | 17539 | 3297 | WAT1 | 1 | A
2007 | 17543 | 3317 | 2 | 2 | A
2007 | 18642 | 3393 | 2 | 2 | A
2007 | 18642 | 3405 | 4 | 4 | A
2007 | 18642 | 3406 | 5 | 5 | A
2007 | 18642 | 3407 | 2 | 2 | A
2007 | 18642 | 3407 | 9 | 9 | A
2007 | 54907 | 3438 | 1 | 1 | A
2007 | 54907 | 3440 | 3 | 3 | A
2007 | 49979 | 3441 | 5 | 5 | A
2007 | 54907 | 3442 | 6 | 5 | A
2007 | 54907 | 3443 | 7 | 5 | A
2007 | 19323 | 3452 | 2 | 2 | A
2007 | 5701 | 3456 | 3 | 3 | A
2007 | 54888 | 3460 | CBY3 | 3 | A
2007 | 54888 | 3469 | THW2 | 2 | A
2007 | 17718 | 3483 | 3 | 3 | A
2007 | 17718 | 3484 | 141B | 1 | A
2007 | 17718 | 3484 | 142B | 2 | A
2007 | 17718 | 3485 | 113B | 3 | A
2007 | 6035 | 3491 | 3 | 3 | A
2007 | 6035 | 3491 | 4 | 4 | A
2007 | 21554 | 136 | 3 | 3 | A
2007 | 55983 | 3506 | 4 | 4 | A
2007 | 19323 | 3492 | 7 | 7 | A
2007 | 10713 | 1299 | 4514 | 2 | A
2007 | 772 | 10865 | CFB2 | GEN6 | T
2007 | 772 | 10865 | CFB3 | GEN2 | T
2007 | 772 | 10865 | CFB4 | GEN2 | T
2007 | 772 | 10865 | CFB4 | GEN3 | T
2007 | 7049 | 10029 | 1 | GEN5 | A
2007 | 7049 | 10029 | 1 | GEN6 | A
2007 | 7049 | 10029 | 3 | GEN5 | A
2007 | 9788 | 10039 | 7 | GEN2 | T
2007 | 7199 | 10113 | CFB1 | GEN1 | A
2007 | 7392 | 10114 | B101 | T-3 | T
2007 | 1951 | 10148 | BLR 1 | GEN3 | A
2007 | 9686 | 10202 | 4REC | GEN4 | A
2007 | 55867 | 10208 | 10 | NO.7 | T
2007 | 55867 | 10208 | 10 | NO9 | T
2007 | 55867 | 10208 | 9 | NO.7 | T
2007 | 56150 | 10211 | 212 | 8TG | A
2007 | 12311 | 10224 | BLR 10 | GEN7 | A
2007 | 12311 | 10224 | BLR 7 | GEN8 | A
2007 | 12311 | 10224 | BLR 8 | GEN7 | A
2007 | 19194 | 50651 | 4 | GEN2 | A
2007 | 18155 | 50810 | 2RB | NO 4 | A
2007 | 18155 | 50810 | PB | NO 4 | A
2007 | 12686 | 6073 | 4B | 4ST | A
2007 | 772 | 10860 | C | 1A | A
2007 | 19564 | 50366 | BLR5 | GEN6 | A
2007 | 22199 | 50392 | 3 | TG2 | A
2007 | 22199 | 50392 | 4 | TG1 | A
2007 | 22199 | 50392 | 4 | TG2 | A
2007 | 22199 | 50392 | 5 | TG2 | A
2007 | 9255 | 50459 | 1 | ST | A
2007 | 2522 | 50466 | 1BB | GEN2 | T
2007 | 2522 | 50466 | 1PB | GEN2 | T
2007 | 2522 | 50466 | 2BB | GEN2 | T
2007 | 2522 | 50466 | 2PB | GEN4 | T
2007 | 2522 | 50466 | 2RB | GEN2 | T
2007 | 2522 | 50466 | 4RB | GEN4 | T
2007 | 470 | 50472 | BLR4 | GEN1 | A
2007 | 14369 | 50476 | B10 | GEN1 | A
2007 | 55965 | 10234 | 1 | GEN1 | T
2007 | 55965 | 10234 | 2 | GEN1 | T
2007 | 55965 | 10234 | 2 | GEN3 | T
2007 | 13407 | 2324 | 2 | 2 | A
2007 | 17166 | 2336 | 2 | ST2 | A
2007 | 15147 | 2403 | 1 | 1 | A
2007 | 15147 | 2404 | 8 | 8 | A
2007 | 15147 | 2406 | 11 | 1 | A
2007 | 5701 | 2444 | 6 | 6 | A
2007 | 5701 | 2444 | 7 | 7 | A
2007 | 6204 | 2465 | 3 | 3 | A
2007 | 5511 | 2480 | 4 | 4 | A
2007 | 4226 | 2502 | 80 | 8 | A
2007 | 19323 | 3504 | 1 | ST1 | A
2007 | 19323 | 3504 | 2 | ST2 | A
2007 | 55983 | 3506 | 1 | 1 | A
2007 | 20404 | 3524 | 1 | 1 | A
2007 | 1015 | 3548 | 2 | 2 | A
2007 | 1015 | 3549 | 3 | 3 | A
2007 | 2442 | 3561 | 3 | 3 | A
2007 | 16604 | 3612 | 2 | 2 | A
2007 | 2172 | 3627 | 3 | 3 | A
2007 | 733 | 3775 | 1 | 1 | A
2007 | 733 | 3776 | 52 | 5 | A
2007 | 12588 | 3788 | 4 | 4 | A
2007 | 12588 | 3788 | 5 | 5 | A
2007 | 19876 | 3796 | 3 | 3 | A
2007 | 14369 | 50476 | B8 | GEN1 | A
2007 | 5610 | 50481 | 253-25 | TG21 | T
2007 | 5610 | 50481 | 253-29 | TG21 | T
2007 | 5610 | 50481 | 83-18 | TG10 | T
2007 | 5610 | 50481 | 83-18 | TGO7 | T
2007 | 5610 | 50481 | 83-19 | TGO8 | T
2007 | 5610 | 50481 | 83-19 | TGO9 | T
2007 | 5610 | 50481 | 83-20 | TG10 | T
2007 | 5610 | 50481 | 83-22 | TGO8 | T
2007 | 5610 | 50481 | 83-24 | TG12 | T
2007 | 19365 | 50482 | B2 | TG5 | T
2007 | 19365 | 50482 | B3 | TG6 | T
2007 | 19588 | 50431 | 1 | TG1 | A
2007 | 19588 | 50431 | 6 | TG1 | A
2007 | 19588 | 50431 | 6 | TG7 | A
2007 | 19588 | 50431 | 6 | TG8 | A
2007 | 22200 | 50308 | 8 | GEN2 | A
2007 | 19365 | 50482 | B3 | TG7 | T
2007 | 19511 | 50711 | BLR3 | GEN1 | A
2007 | 19511 | 50711 | BLR2 | GEN2 | A
2007 | 55789 | 10700 | BLR2 | TG2 | A
2007 | 5374 | 54676 | H82 | G84 | A
2007 | 313 | 55139 | HRSG2 | ST | A
2007 | 14372 | 55103 | HRSG1 | ST1 | A
2007 | 19876 | 3803 | 3 | 3 | A
2007 | 19876 | 3809 | 2 | 2 | A
2007 | 12796 | 3945 | 7 | 5 | A
2007 | 13781 | 3982 | 1 | 4 | A
2007 | 13781 | 3982 | 2 | 5 | A
2007 | 11479 | 3992 | 5 | 5 | A
2007 | 13781 | 4005 | 2 | 1 | A
2007 | 20847 | 4040 | BO22 | ST2 | A
2007 | 20847 | 4041 | 6 | 6 | A
2007 | 20856 | 4048 | 4 | 4 | T
2007 | 20856 | 4057 | 2 | 2 | A
2007 | 20860 | 4078 | 4 | 4 | A
2007 | 19545 | 4150 | 5 | 5 | A
2007 | 14354 | 4158 | BW43 | 3 | A
2007 | 6958 | 4266 | 5 | 5 | A
2007 | 15474 | 4940 | 1501 | 1 | A
2007 | 195 | 6002 | 2 | 2 | A
2007 | 55729 | 6018 | 2 | 2 | A
2007 | 30151 | 6021 | C3 | 3 | A
2007 | 12384 | 6025 | 1 | 1 | A
2007 | 12384 | 6025 | 3 | 3 | A
2007 | 7570 | 6030 | 2 | 2 | A
2007 | 4254 | 55087 | 2B | 2C | A
2007 | 26751 | 2517 | 2 | 2 | A
2007 | 50129 | 10612 | PB6 | GEN2 | A
2007 | 17043 | 2943 | 4 | 4 | A
2007 | 55852 | 55514 | CTG01 | STG1 | A
2007 | 6727 | 55527 | CFB1 | GEN1 | A
2007 | 3335 | 55537 | 2 | GEN5 | A
2007 | 7011 | 55592 | HRSG 3 | 4 | A
2007 | 54885 | 55706 | HRG201 | STG1 | A
2007 | 17650 | 55821 | 26 | C | A
2007 | 49747 | 55829 | MB3 | M1S1 | T
2007 | 49747 | 55830 | EB1 | M2S2 | T
2007 | 49747 | 55830 | EB2 | M2S1 | T
2007 | 49747 | 55830 | EB3 | M2S3 | T
2007 | 13407 | 55841 | A03 | ST1 | A
2007 | 16620 | 55854 | HRSG 1 | STG1 | A
2007 | 54885 | 55976 | 201 | 401 | A
2007 | 6778 | 56024 | 9 | TUR4 | A
2007 | 16655 | 56026 | HRSG1 | STG | A
2007 | 20847 | 56068 | 18 | 1 | A
2007 | 5748 | 887 | 5 | 5 | A
2007 | 5748 | 887 | 6 | 6 | A
2007 | 5517 | 891 | 1 | 2 | T
2007 | 5517 | 891 | 6 | 1 | T
2007 | 5517 | 891 | 6 | 5 | T
2007 | 5517 | 891 | 8 | 3 | T
2007 | 5517 | 897 | 1 | ST1 | A
2007 | 5517 | 897 | 2 | 2 | A
2007 | 17828 | 963 | 32 | 2 | A
2007 | 17828 | 964 | 8 | 7 | A
2007 | 20824 | 972 | 8 | 4 | A
2007 | 18041 | 981 | 3 | 3A | A
2007 | 9273 | 991 | 1 | ST1 | A
2007 | 9273 | 991 | 5 | 5 | A
2007 | 3599 | 992 | 13 | 4 | A
2007 | 3599 | 992 | 13 | 6 | A
2007 | 3599 | 992 | 15 | 4 | A
2007 | 3599 | 992 | 16 | 4 | A
2007 | 9273 | 994 | 2 | ST2 | A
2007 | 13756 | 995 | 8 | 8 | A
2007 | 13756 | 996 | 4 | 4 | A
2007 | 13756 | 996 | 5 | 5 | A
2007 | 15470 | 1001 | 2 | 2 | A
2007 | 15470 | 1004 | 6-1 | 7 | A
2007 | 15470 | 1004 | 7-2 | 6 | A
2007 | 15470 | 1010 | 3 | 3 | A
2007 | 15470 | 1010 | 5 | 5 | A
2007 | 14839 | 1037 | 5 | 3 | A
2007 | 9417 | 1058 | 2 | 4 | T
2007 | 9417 | 1058 | 2 | 6 | T
2007 | 9417 | 1058 | 3 | 2 | T
2007 | 25 | 2527 | 6 | 4 | A
2007 | 39 | 2529 | 2 | 1 | A
2007 | 39 | 2529 | 4 | 2 | A
2007 | 22122 | 2531 | 2 | 1 | A
2007 | 14294 | 2539 | 2 | 2 | A
2007 | 13579 | 2554 | 2 | 2 | A
2007 | 12792 | 2629 | 3 | 3 | A
2007 | 9645 | 2682 | 11 | 5 | A
2007 | 3046 | 2713 | 2 | 2 | A
2007 | 5416 | 2718 | 2 | 2 | A
2007 | 5416 | 2718 | 3 | 3 | A
2007 | 5416 | 2732 | 8 | 5 | A
2007 | 5416 | 2732 | 9 | 6 | A
2007 | 3542 | 2830 | 2 | 2 | A
2007 | 6526 | 2835 | 8 | 9 | T
2007 | 6526 | 2837 | 5 | 5 | A
2007 | 4922 | 2848 | H-5 | 5 | A
2007 | 14165 | 2861 | 1 | 1 | A
2007 | 6526 | 2864 | 5 | 3 | A
2007 | 6526 | 2864 | 7 | 4 | A
2007 | 6526 | 2864 | 8 | 5 | A
2007 | 6526 | 2866 | 4 | 4 | A
2007 | 14006 | 2872 | 1 | 1 | A
2007 | 14006 | 2872 | 4 | 4 | A
2007 | 3762 | 2908 | 4 | 8 | T
2007 | 7977 | 2917 | 1 | 5 | A
2007 | 7977 | 2917 | HRB | 5 | A
2007 | 54880 | 10244 | 5 | T-10 | A
2007 | 54880 | 10244 | 6 | T-11 | A
2007 | 7140 | 56150 | 11A | 11ST | A
2007 | 49805 | 56163 | 2 | 1 | A
2007 | 49805 | 56163 | 3 | 1 | A
2007 | 49837 | 56188 | 001 | STG | A
2007 | 49841 | 56191 | 1 | Gen2 | A
2007 | 50130 | 56309 | HRSG1 | ST-3 | A
2007 | 19545 | 56319 | 1 | 0001 | A
2007 | 19365 | 50483 | B1 | TG1 | T
2007 | 19365 | 50483 | B7 | TG2 | T
2007 | 14306 | 50489 | C2 | C3 | A
2007 | 50033 | 50491 | 4BLR | GEN4 | A
2007 | 50033 | 50491 | 5BLR | GEN4 | A
2007 | 6090 | 50625 | 17 | TG9 | A
2007 | 6090 | 50625 | 24 | TG23 | A
2007 | 5519 | 50627 | AUX | MG | T
2007 | 19691 | 50628 | 2C | GEN2 | A
2007 | 19691 | 50628 | 2C | GEN3 | A
2007 | 15262 | 50637 | 2PWR | GEN2 | T
2007 | 15262 | 50637 | 5REC | GEN3 | A
2007 | 16653 | 50639 | 10RB | GEN3 | A
2007 | 4484 | 50649 | 2 | GEN1 | A
2007 | 12341 | 1091 | 3 | 3 | A
2007 | 13143 | 1167 | 8 | 8 | A
2007 | 14645 | 1175 | 8 | 5 | A
2007 | 10005 | 1240 | 1 | 1 | A
2007 | 10005 | 1242 | 2 | 2 | A
2007 | 10005 | 1242 | 4 | 4 | A
2007 | 9996 | 1294 | 3 | 3 | A
2007 | 18315 | 1336 | GC3 | GC3 | A
2007 | 10171 | 1357 | 5 | 4 | A
2007 | 10171 | 1361 | 3 | 1 | A
2007 | 11249 | 1363 | 5 | 5 | A
2007 | 3737 | 1396 | 7-2 | 7 | A
2007 | 11241 | 1403 | 2 | 2 | A
2007 | 11241 | 1403 | 5 | 5 | A
2007 | 11241 | 1404 | 10 | 6 | A
2007 | 13478 | 1409 | 2 | 2 | A
2007 | 17698 | 1416 | 5A | 5 | A
2007 | 17698 | 1417 | 2 | 2 | A
2007 | 8884 | 1439 | 16 | 16 | A
2007 | 50111 | 1445 | 4 | 4 | A
2007 | 12625 | 1447 | 2 | 2 | A
2007 | 31719 | 1507 | 2 | 2 | A
2007 | 4161 | 1554 | 4 | 4 | A
2007 | 4161 | 1559 | 4 | 4 | A
2007 | 54880 | 10244 | 8 | T-11 | A
2007 | 54880 | 10244 | 8 | T-13 | A
2007 | 10911 | 10321 | 8 | GEN2 | A
2007 | 10911 | 10321 | 8 | GEN5 | A
2007 | 10911 | 10321 | 9 | GEN3 | A
2007 | 12436 | 10328 | BLR2 | GEN1 | A
2007 | 49846 | 10334 | 2 | GEN1 | A
2007 | 55903 | 50189 | 1CB | TG6 | T
2007 | 55903 | 50189 | 1CB | TG8 | A
2007 | 55903 | 50189 | 2HFB | TG10 | A
2007 | 55903 | 50189 | PKG | TG8 | A
2007 | 23598 | 50191 | PB | TG4 | T
2007 | 23598 | 50191 | REC3 | TG4 | T
2007 | 20543 | 50192 | 3 | TG1 | T
2007 | 15824 | 50225 | 1SG1A | TG1 | A
2007 | 23815 | 50244 | 4PB | GN11 | T
2007 | 23815 | 50244 | BBB | GEN8 | T
2007 | 23815 | 50244 | BBB | GEN9 | T
2007 | 23815 | 50244 | BBB | GN10 | T
2007 | 23815 | 50244 | BBB | GN13 | T
2007 | 23815 | 50244 | PGB | GN12 | T
2007 | 23815 | 50244 | RBB | GEN8 | T
2007 | 9384 | 50245 | PB3 | ABB | T
2007 | 65 | 50249 | 14 | GEN7 | A
2007 | 14519 | 50666 | B1 | GEN1 | A
2007 | 14519 | 50666 | B3 | GEN1 | A
2007 | 10308 | 50707 | HRSG B | STA | T
2007 | 19517 | 50729 | R1BLR | GEN3 | A
2007 | 19526 | 50733 | 4BH2 | STG1 | T
2007 | 3836 | 50736 | B2 | GEN1 | A
2007 | 54827 | 50774 | 1 | GEN1 | A
2007 | 9617 | 667 | 1 | 1 | A
2007 | 9617 | 667 | 2 | 2 | A
2007 | 10620 | 673 | S-3 | S3 | A
2007 | 10623 | 676 | 2 | ST2 | A
2007 | 7140 | 703 | 4BLR | 4 | A
2007 | 7140 | 733 | 2 | 2 | A
2007 | 520 | 863 | 06 | 4 | A
2007 | 520 | 864 | 05 | 3 | A
2007 | 12384 | 867 | 8 | 8 | A
2007 | 5269 | 876 | 2 | 2 | A
2007 | 5352 | 50152 | HRSGE | CTG | T
2007 | 12628 | 1571 | 3 | 3 | A
2007 | 12653 | 1573 | 2 | ST2 | A
2007 | 21463 | 1595 | 3 | 1 | A
2007 | 21463 | 1595 | 4 | 3 | A
2007 | 54895 | 1606 | 1 | 1 | A
2007 | 29878 | 1613 | 7 | 5 | A
2007 | 50018 | 1619 | 2 | 2 | A
2007 | 18488 | 1682 | 9 | CA9 | A
2007 | 4254 | 1695 | 1 | 2 | A
2007 | 4254 | 1702 | 1 | 1B | A
2007 | 4254 | 1702 | 4 | 4 | A
2007 | 56 | 50805 | 1PB | GEN1 | A
2007 | 56 | 50805 | 1PB | GEN2 | A
2007 | 18162 | 50806 | PB4 | GEN3 | A
2007 | 18162 | 50806 | RBF | GEN2 | A
2007 | 18157 | 50807 | 2RB | GEN3 | A
2007 | 18155 | 50810 | 3RB | NO 7 | T
2007 | 18414 | 50835 | 2 | GEN1 | A
2007 | 56097 | 50846 | PB1 | ST2 | A
2007 | 56097 | 50846 | PB2 | ST3 | A
2007 | 56097 | 50846 | PB3 | ST1 | A
2007 | 8633 | 50858 | MWC1B | GEN1 | A
2007 | 4447 | 50859 | BLR1 | GEN1 | A
2007 | 20541 | 50879 | BLR1 | GEN1 | A
2007 | 20541 | 50880 | UNIT2 | GEN1 | A
2007 | 20541 | 50881 | BLR2 | GEN2 | A
2007 | 20541 | 50882 | 1 | GEN1 | A
2007 | 20541 | 50882 | 2 | GEN1 | A
2007 | 55871 | 50884 | B102 | GEN1 | A
2007 | 20541 | 50887 | BLR2 | GEN1 | A
2007 | 20508 | 50900 | 10PB | GEN5 | T
2007 | 9401 | 50250 | 6PB | GEN2 | A
2007 | 50097 | 50282 | 26PB | GEN2 | T
2007 | 16929 | 50290 | 1 | GEN1 | A
2007 | 40430 | 50305 | K19 | GE10 | A
2007 | 40430 | 50305 | K21 | GE10 | A
2007 | 22200 | 50308 | 6 | GEN5 | A
2007 | 22200 | 50308 | 8 | GEN5 | A
2007 | 17330 | 50359 | 2 | 10 | A
2007 | 55960 | 50363 | B201 | L313 | A
2007 | 19564 | 50366 | BLR2 | GEN1 | A
2007 | 19564 | 50366 | BLR2 | GEN2 | A
2007 | 55919 | 10360 | B26 | GEN8 | A
2007 | 55919 | 10360 | B27 | GEN7 | A
2007 | 55919 | 10360 | B28 | GEN5 | A
2007 | 55919 | 10360 | B29 | GEN6 | A
2007 | 55919 | 10360 | B29 | GEN7 | A
2007 | 55919 | 10360 | B29 | GEN8 | A
2007 | 7127 | 10361 | 3B | GEN4 | T
2007 | 6589 | 10362 | BLR2 | GEN1 | T
2007 | 6589 | 10362 | BLR3 | GEN2 | T
2007 | 9628 | 10377 | 1C | GEN1 | A
2007 | 13914 | 55089 | 20F101 | ST1 | A
2007 | 15470 | 1004 | HRSG | A
2007 | 3989 | 55283 | HRSG2 | 3 | T
2007 | 10545 | 54423 | HRSG2 | ST1 | A
2007 | 14077 | 762 | 2 | 2 | A
2007 | 55936 | 1391 | 1A | 1A | A
2007 | 55936 | 1391 | 3A | 1A | A
2007 | 5347 | 55419 | HRU500 | ST5 | A
2007 | 3549 | 55694 | HSG1 | ST1 | A
2007 | 19528 | 54780 | B5 | T3 | A
2007 | 16098 | 54338 | 1 | GENA | A
2007 | 16098 | 54338 | 4 | GENB | A
2007 | 16098 | 54338 | 6 | GEND | A
2007 | 10362 | 55501 | HRSG1 | ST1 | A
2007 | 9417 | 1047 | 1 | 2 | A
2007 | 9417 | 1047 | 1 | 3 | A
2007 | 9417 | 1047 | 3 | 1 | A
2007 | 10362 | 55501 | HRSG3 | ST2 | A
2007 | 10362 | 55501 | HRSG4 | ST2 | A
2007 | 6844 | 55480 | HRSG 1 | ST1 | A
2007 | 19588 | 50431 | 7 | TG9 | A
2007 | 13914 | 55089 | 20F201 | ST1 | A
2007 | 54866 | 56453 | 031 | 1 | T
2007 | 55936 | 1394 | 5 | 5 | A
2007 | 20508 | 50900 | 11PB | GEN4 | T
2007 | 20508 | 50900 | 1RB | GEN4 | T
2007 | 20508 | 50900 | 7PB | GEN3 | T
2007 | 20508 | 50900 | 7PB | GEN5 | T
2007 | 20508 | 50900 | 8PB | GEN3 | T
2007 | 23931 | 50956 | BFB | GEN1 | A
2007 | 23931 | 50956 | RB3 | GEN1 | A
2007 | 34359 | 50969 | BLR10 | GEN2 | T
2007 | 34359 | 50969 | BLR11 | GEN4 | T
2007 | 34359 | 50969 | BLR7 | GEN1 | T
2007 | 34359 | 50969 | BLR7 | GEN2 | T
2007 | 34359 | 50969 | BLR9 | GEN4 | T
2007 | 34359 | 50969 | HRSG2 | GEN4 | T
2007 | 12981 | 50973 | 36 | GN27 | T
2007 | 2852 | 50991 | 10 | GEN9 | A
2007 | 2852 | 50991 | 11 | GEN9 | A
2007 | 2852 | 50991 | 8 | GEN8 | A
2007 | 9417 | 1058 | 4 | 1 | T
2007 | 2091 | 52031 | B01B3 | GEN2 | T
2007 | 19724 | 52048 | 9 | GEN2 | A
2007 | 22337 | 52069 | HP3 | GEN3 | A
2007 | 22337 | 52069 | HP4 | GEN2 | A
2007 | 22337 | 52069 | HP6 | GEN1 | A
2007 | 22218 | 52072 | 4 | GEN3 | T
2007 | 54708 | 10378 | 2B | GEN2 | A
2007 | 54708 | 10379 | 1B | GEN1 | A
2007 | 13695 | 10380 | B BLR | GEN1 | A
2007 | 55739 | 10384 | 1B | GEN1 | A
2007 | 56165 | 10397 | 5HPB | GEN9 | A
2007 | 56165 | 10397 | 6HPB | GEN9 | A
2007 | 56165 | 10397 | 7HPB | GEN9 | A
2007 | 56165 | 10397 | 8HPB | GEN7 | A
2007 | 56165 | 10397 | 9HPB | GEN7 | A
2007 | 9454 | 10398 | A | GEN5 | T
2007 | 9454 | 10398 | A | GENA | T
2007 | 9454 | 10398 | B | GEN3 | T
2007 | 9454 | 10398 | C | GENB | T
2007 | 9454 | 10398 | D | GEN5 | T
2007 | 21521 | 10416 | BO5 | GEN2 | T
2007 | 21521 | 10416 | BO7 | GEN2 | T
2007 | 17729 | 10418 | H1 | GEN2 | A
2007 | 54745 | 10425 | 3PB | TG | A
2007 | 54745 | 10425 | BRKBLR | TG | A
2007 | 23632 | 10426 | PB2 | GEN2 | A
2007 | 23632 | 10426 | PB3 | GEN3 | A
2007 | 23632 | 10426 | PB3 | GEN4 | A
2007 | 23632 | 10426 | RF5 | GEN4 | A
2007 | 23632 | 10426 | WFB | GEN2 | A
2007 | 623 | 10430 | B1 | GEN1 | T
2007 | 2999 | 54235 | B003 | GEN3 | A
2007 | 14928 | 54236 | BLR4 | TG 3 | T
2007 | 7067 | 54318 | E | TG1 | T
2007 | 7375 | 54321 | 3B101 | 3N80 | A
2007 | 7375 | 54321 | 3B105 | 3N80 | A
2007 | 27770 | 54324 | HRSG3 | GEN3 | A
2007 | 40845 | 54344 | 3 | 2GEN | A
2007 | 12436 | 10328 | BLR2 | GEN3 | A
2007 | 12436 | 10328 | BLR2 | GEN5 | A
2007 | 12436 | 10328 | BLR3 | GEN2 | A
2007 | 17650 | 7826 | 4B | 5 | A
2007 | 55852 | 55514 | HRG1A | STG1 | A
2007 | 13407 | 55841 | HRSGB | ST1 | A
2007 | 16001 | 52024 | 2 | GEN4 | A
2007 | 16001 | 52024 | 3 | GEN4 | A
2007 | 16001 | 52024 | 4 | GEN4 | A
2007 | 12311 | 10224 | BLR8 | GEN8
2007 | 12311 | 10224 | BLR10 | GEN8
2007 | 12311 | 10224 | BLR5 | GEN7
2007 | 12311 | 10224 | BLR5 | GEN9
2007 | 49732 | 52105 | 3BLR | GEN5 | T
2007 | 49732 | 52105 | 7BLR | GEN5 | T
2007 | 2522 | 50466 | 2BB | GEN6 | T
2007 | 2522 | 50466 | 4RB | GEN6 | T
2007 | 2053 | 54216 | AOW1 | AOW5 | T
2007 | 2053 | 54216 | AOW4 | AOW2 | A
2007 | 14354 | 8069 | 1 | 1 | A
2007 | 16183 | 7784 | HRSG | 2 | A
2007 | 55905 | 55172 | HRSG2 | ST-5 | A
2007 | 13781 | 1912 | 9 | 9 | A
2007 | 16295 | 56298 | HRSG1 | 0003 | A
2007 | 49919 | 54694 | HRSG | GEN2 | A
2007 | 17566 | 55470 | HRSG2 | ST1 | A
2007 | 17566 | 52132 | HRSG2 | GEN3 | A
2007 | 22652 | 52088 | HRSG 2 | GEN1 | A
2007 | 55732 | 52089 | NO1BLR | GEN4 | T
2007 | 55732 | 52089 | NO2BLR | GEN1 | T
2007 | 55732 | 52089 | NO3BLR | GEN1 | T
2007 | 55732 | 52089 | NO5BLR | GEN1 | T
2007 | 55732 | 52089 | NO7BLR | GEN3 | T
2007 | 49732 | 52105 | 5BLR | GEN1 | T
2007 | 18340 | 52106 | 40 | GEN3 | T
2007 | 19876 | 52118 | 101 | GEN2 | T
2007 | 19876 | 52118 | 102 | GEN1 | T
2007 | 44466 | 52130 | 14BLR | 17TG | A
2007 | 44466 | 52130 | 15BLR | 35TG | A
2007 | 44466 | 52130 | 31BLR | 34TG | A
2007 | 44466 | 52130 | 32BLR | 32TG | A
2007 | 44466 | 52130 | 32BLR | 35TG | A
2007 | 44466 | 52130 | 33BLR | 31TG | A
2007 | 44466 | 52130 | 34BLR | 31TG | A
2007 | 44466 | 52130 | 34BLR | 34TG | A
2007 | 9348 | 52152 | 4RB | GEN6 | T
2007 | 9348 | 52152 | 6PB | GEN7 | T
2007 | 9348 | 52152 | 6PB | GEN9 | T
2007 | 40845 | 54344 | SG101 | 2GEN | A
2007 | 5517 | 55131 | B2 | STG2 | A
2007 | 7698 | 55153 | HRSG4 | STG2 | A
2007 | 54822 | 55174 | 1 | LM1 | A
2007 | 54915 | 55178 | HRSG2 | ST-1 | A
2007 | 15708 | 55179 | 1 | STG1 | A
2007 | 807 | 55221 | HRSG2 | G9 | T
2007 | 807 | 55221 | HRSG6 | G9 | T
2007 | 807 | 55221 | HRSG7 | G8 | T
2007 | 20592 | 55259 | 1100 | ST1 | A
2007 | 17638 | 55269 | 3 | STG3 | A
2007 | 10118 | 55289 | CFB1 | 1 | A
2007 | 29122 | 55293 | HRSG 3 | STG1 | A
2007 | 14412 | 55306 | 3 B | ST11 | A
2007 | 50096 | 55318 | 1 | 1 | A
2007 | 13407 | 55322 | HRSG3 | ST2 | A
2007 | 2838 | 55327 | HRSG3 | STG1 | A
2007 | 5030 | 55333 | HRSG3 | STG1 | A
2007 | 18611 | 55334 | HRSG 1 | STG1 | A
2007 | 18592 | 55341 | 1A | ST01 | T
2007 | 54796 | 55380 | 2 A | STG2 | A
2007 | 40845 | 54344 | 4 | 5GEN | A
2007 | 40845 | 54344 | 5 | 3GEN | A
2007 | 40845 | 54344 | SG102 | 7GEN | A
2007 | 13407 | 7082 | HRSG6 | CA | A
2007 | 56110 | 56612 | 1 | 1 | A
2007 | 19564 | 50366 | BLR6 | GEN7 | A
2007 | 770 | 2098 | 8 | 3 | T
2007 | 3890 | 50006 | HRSG3 | STG2 | A
2007 | 19365 | 50482 | B8 | TG3 | T
2007 | 19365 | 50482 | B8 | TG7 | T
2007 | 19365 | 50482 | B8 | TG8 | T
2007 | 542 | 10643 | 1 | GEN2 | T
2007 | 6090 | 50625 | 41 | TG33 | A
2007 | 3452 | 10213 | HRSG5 | GEN3 | T
2007 | 14328 | 56476 | HRSG2 | 3 | A
2007 | 15473 | 55343 | 1 | STG1 | A
2007 | 40845 | 54344 | 3 | 3GEN | A
2007 | 14354 | 56237 | HRSG02 | ST01 | A
2007 | 772 | 10860 | CFB2 | 1A | A
2007 | 772 | 10860 | CFB3 | 1A | A
2007 | 772 | 10860 | CFB3 | 2A | A
2007 | 2087 | 55780 | HRSG3 | ST1
2007 | 55849 | 10252 | REC 2 | NO.1
2007 | 5109 | 1732 | 10 | 8 | A
2007 | 5109 | 1733 | 3 | 3 | A
2007 | 5109 | 1743 | 1 | 1 | A
2007 | 5109 | 1743 | 4 | 4 | A
2007 | 5109 | 1743 | 6 | 6 | A
2007 | 5109 | 1745 | 18 | 7 | A
2007 | 20847 | 1769 | 5 | 5 | A
2007 | 21048 | 1866 | 5 | 4 | A
2007 | 21048 | 1866 | 8 | 4 | A
2007 | 772 | 10866 | 5 | GEN4 | A
2007 | 772 | 10866 | 9 | GEN5 | A
2007 | 14254 | 50043 | HRSG2 | ST | A
2007 | 14344 | 50049 | BLRB | GEN1 | A
2007 | 23955 | 50087 | 4 | GEN3 | A
2007 | 12307 | 50101 | PB2 | GEN2 | A
2007 | 12307 | 50101 | PB5 | GEN3 | A
2007 | 12307 | 50101 | PB6 | GEN3 | A
2007 | 12307 | 50101 | RB3 | GEN1 | A
2007 | 12307 | 50101 | RB4 | GEN2 | A
2007 | 12307 | 50101 | RB4 | GEN3 | A
2007 | 23142 | 55389 | HRSG1 | ST1 | A
2007 | 23142 | 55389 | HRSG2 | ST1 | A
2007 | 2879 | 55411 | HRSG2 | HECS | T
2007 | 55839 | 55429 | BFB | 01 | A
2007 | 11504 | 55451 | FB3 | STG3 | A
2007 | 4994 | 55464 | HRSG4 | STG1 | A
2007 | 12363 | 55481 | 1 | ST1 | A
2007 | 12363 | 55481 | 6 | ST2 | A
2007 | 40845 | 54344 | SG102 | 2GEN | A
2007 | 13365 | 54349 | AUX | STM | A
2007 | 9353 | 54358 | RB2 | 1 | T
2007 | 7043 | 54427 | 10C | NO10 | A
2007 | 5473 | 54428 | 302 | NO1 | A
2007 | 204 | 54429 | PB2 | GEN2 | A
2007 | 16024 | 54464 | B002 | 0004 | A
2007 | 16024 | 54464 | D001 | 0001 | A
2007 | 547 | 54512 | 2 | TG3 | A
2007 | 547 | 54512 | 4 | TG1 | A
2007 | 547 | 54512 | 5 | TG1 | A
2007 | 547 | 54512 | 6 | TG3 | A
2007 | 6564 | 54518 | HRSG2 | ST2 | A
2007 | 17164 | 50112 | BLR2 | GEN1 | A
2007 | 19537 | 50118 | HRSG8 | GEN4 | A
2007 | 54881 | 50130 | BLR2 | GEN2 | A
2007 | 27131 | 50146 | A | GEND | A
2007 | 19450 | 50150 | 11HRSG | GEN7 | A
2007 | 19450 | 50150 | 6 HRSG | GEN9 | T
2007 | 19450 | 50150 | 8 HRSG | GEN7 | A
2007 | 20492 | 50184 | COMB | TG4 | T
2007 | 772 | 10865 | CFB7 | GEN2 | T
2007 | 772 | 10865 | CFB7 | GEN3 | T
2007 | 772 | 10865 | CFB7 | GEN7 | T
2007 | 772 | 10865 | CFB8 | GEN3 | T
2007 | 772 | 10865 | CFB9 | GEN7 | T
2007 | 772 | 10866 | 1 | GEN3 | A
2007 | 772 | 10866 | 1 | GEN5 | A
2007 | 772 | 10866 | 11 | GEN3 | A
2007 | 772 | 10866 | 3 | GEN1 | A
2007 | 14232 | 1943 | 2 | 2 | A
2007 | 1009 | 1960 | 1 | 4 | A
2007 | 1009 | 1960 | 3 | 3 | A
2007 | 1009 | 1960 | 4 | 1 | A
2007 | 6151 | 1973 | 2 | 4 | T
2007 | 17062 | 54532 | 4PB | 3GE | T
2007 | 17254 | 54547 | HRSG 2 | 5 | A
2007 | 4222 | 54556 | BLR2 | TGO1 | T
2007 | 11169 | 54562 | PB12 | 5 | T
2007 | 11169 | 54562 | PB13 | 4 | T
2007 | 11169 | 54562 | PB16 | 6 | T
2007 | 11169 | 54562 | PB20 | 2 | T
2007 | 11169 | 54562 | PB20 | 7 | T
2007 | 623 | 10430 | B6 | GEN4 | T
2007 | 623 | 10430 | B7 | GEN1 | T
2007 | 623 | 10430 | B8 | GEN1 | T
2007 | 49966 | 10435 | SG101A | TGA | A
2007 | 11217 | 10472 | B400 | GEN1 | A
2007 | 55965 | 10477 | P1 | GEN2 | T
2007 | 1991 | 10486 | 2 | GEN2 | A
2007 | 1991 | 10486 | 2 | GEN3 | A
2007 | 1991 | 10486 | 3 | GEN2 | A
2007 | 1991 | 10486 | 3 | GEN4 | A
2007 | 195 | 10 | 1 | 1 | A
2007 | 195 | 26 | 5 | 5 | A
2007 | 18642 | 50 | 8 | 8 | A
2007 | 3265 | 51 | 1 | 1 | A
2007 | 986 | 79 | 2 | 2 | A
2007 | 24211 | 126 | 1 | ST1 | A
2007 | 24211 | 126 | 4 | 4 | A
2007 | 17543 | 130 | 2 | 2 | A
2007 | 17543 | 130 | 4 | 4 | A
2007 | 8543 | 1979 | 2 | 3 | A
2007 | 8543 | 1979 | 3 | 5 | A
2007 | 7570 | 2039 | 1 | 1 | A
2007 | 7570 | 2039 | 2 | 2 | A
2007 | 12686 | 2046 | 3 | 3 | A
2007 | 12686 | 2048 | 1 | 1 | A
2007 | 12685 | 2052 | 1 | 1 | A
2007 | 7651 | 2062 | H3 | 3 | A
2007 | 7651 | 2063 | W3 | W3 | A
2007 | 770 | 2098 | 1 | 3 | A
2007 | 19436 | 2103 | 2 | 2 | A
2007 | 19436 | 2104 | 4 | 4 | A
2007 | 4045 | 2123 | 7 | 5 | T
2007 | 4045 | 2123 | 8 | 7 | T
2007 | 9231 | 2132 | 2 | 2 | A
2007 | 11732 | 2144 | 3 | 4 | T
2007 | 17833 | 2161 | 5 | 5 | A
2007 | 3242 | 2169 | 2 | 2 | A
2007 | 6132 | 2236 | 1 | 2 | A
2007 | 6779 | 2240 | 8 | 8 | A
2007 | 13337 | 2277 | 1 | 1 | A
2007 | 14127 | 2291 | 1 | 1 | A
2007 | 9348 | 52152 | 7PB | GEN9 | T
2007 | 7168 | 52175 | B1 | GEN2 | A
2007 | 7168 | 52175 | B1A | GEN1 | A
2007 | 7168 | 52175 | B1B | GEN1 | A
2007 | 7168 | 52175 | B1C | GEN3 | A
2007 | 4202 | 52188 | B8 | G3 | T
2007 | 54787 | 52193 | BLR1 | G3 | T
2007 | 21554 | 136 | 2 | 2 | A
2007 | 16572 | 141 | 2 | AF2 | A
2007 | 814 | 168 | 2 | 2 | A
2007 | 814 | 170 | 2 | 2 | A
2007 | 12631 | 228 | 9 | 6 | A
2007 | 14328 | 246 | 1 | ST1 | A
2007 | 55843 | 259 | 3 | 3 | A
2007 | 56151 | 310 | 3 | 3 | A
2007 | 22148 | 315 | 2 | 2 | A
2007 | 15844 | 329 | 1 | 1 | A
2007 | 15844 | 329 | 31 | 30 | A
2007 | 13584 | 330 | 3 | 3 | A
2007 | 13584 | 330 | 4 | 4 | A
2007 | 23693 | 335 | 4A | 4 | A
2007 | 22484 | 356 | 6 | 6 | A
2007 | 22484 | 356 | 8 | 8 | A
2007 | 7294 | 377 | 5 | 5 | A
2007 | 12384 | 384 | 82 | 8 | A
2007 | 11208 | 408 | 6 | 8 | A
2007 | 15466 | 468 | 2 | 2 | A
2007 | 15466 | 469 | 4 | 4 | A
2007 | 15466 | 470 | 1 | 1 | A
2007 | 3989 | 493 | 1 | 1 | A
2007 | 9332 | 594 | 3 | 3 | A
2007 | 4161 | 602 | 1 | 1 | A
2007 | 15274 | 603 | 16 | 16 | A
2007 | 6452 | 617 | PPE4 | ST4 | A
2007 | 6452 | 619 | PRV3 | 3 | A
2007 | 6452 | 621 | PTP1 | ST1 | A
2007 | 6455 | 628 | 2 | 2 | A
2007 | 54787 | 52193 | BLR4 | G4 | T
2007 | 54787 | 52193 | HRSG 1 | G4 | T
2007 | 19323 | 3492 | 6 | 6 | A
2007 | 11169 | 54562 | RF18 | 6 | T
2007 | 16729 | 54574 | HRSG1 | GEN3 | A
2007 | 16729 | 54574 | HRSG2 | GEN3 | A
2007 | 49969 | 54587 | 2 | N/A | A
2007 | 358 | 54612 | 4 | 1 | A
2007 | 12888 | 54625 | 1 | TGI | A
2007 | 9210 | 54656 | PB5 | NO 1 | A
2007 | 9210 | 54656 | RB5 | NO 1 | A
2007 | 3670 | 54667 | 9 | 4 | T
2007 | 3670 | 54667 | 9 | 5 | T
2007 | 4660 | 54677 | HRB | TG-3 | A
2007 | 22611 | 54752 | RECB | NO2 | A
2007 | 50102 | 54763 | PB1 | 2TG | A
2007 | 50102 | 54763 | PB2 | 2TG | A
2007 | 50102 | 54763 | PB3 | 2TG | A
2007 | 19539 | 54775 | BLR10 | GEN2 | T
2007 | 19539 | 54775 | BLR7 | GEN1 | T
2007 | 19539 | 54775 | BLR8 | GEN2 | T
2007 | 19528 | 54780 | B2 | T1 | A
2007 | 19528 | 54780 | B4 | T3 | A
2007 | 19528 | 54780 | B6 | T12 | A
2007 | 19528 | 54780 | B6 | T3 | A
2007 | 19528 | 54780 | B6 | T6 | A
2007 | 19528 | 54780 | B7 | T4 | A
2007 | 55932 | 54789 | 2RB | 2TG | T
2007 | 7801 | 643 | 5 | 3S | A
2007 | 19365 | 50482 | B4 | TG4 | T
2007 | 195 | 3 | 4 | 4 | A
2007 | 55850 | 10502 | 02 | GEN1 | A
2007 | 20541 | 10503 | SG201A | GEN1 | A
2007 | 56174 | 10511 | 9 | GEN6 | A
2007 | 3837 | 10525 | 4A | 1UNI | A
2007 | 6541 | 10554 | THB-30 | ST1 | A
2007 | 6541 | 10554 | THB-40 | ST1 | A
2007 | 6541 | 10554 | THB-50 | ST3 | A
2007 | 15726 | 10560 | RB6 | GEN6 | A
2007 | 14932 | 10566 | BOIL1 | GEN1 | A
2007 | 5670 | 10603 | 031 | GEN1 | A
2007 | 8286 | 10604 | BLR3 | PUU3 | A
2007 | 50003 | 10605 | 5RB | GEN3 | A
2007 | 50003 | 10605 | 5RB | GEN5 | A
2007 | 4580 | 10606 | 10A | GEN6 | A
2007 | 7166 | 10610 | REC1 | GEN1 | A
2007 | 50128 | 10611 | 4 COMB | GEN4 | A
2007 | 50129 | 10612 | RB2 | GEN1 | A
2007 | 5232 | 10613 | 3RB | TG11 | A
2007 | 20541 | 10629 | BLR2 | GEN2 | A
2007 | 156 | 10670 | AAB001 | GEN1 | A
2007 | 14932 | 10672 | CBA | GEN1 | A
2007 | 177 | 10673 | BLRB | GEN1 | A
2007 | 12222 | 54802 | BB2 | GEN1 | T
2007 | 12222 | 54802 | PFI | GEN2 | T
2007 | 55965 | 54885 | B21 | 4TB | T
2007 | 4426 | 54945 | 12 | NO 5 | A
2007 | 11136 | 54971 | 0 | 1 | A
2007 | 13765 | 54995 | 501 | 17TG | A
2007 | 42018 | 54998 | 12400 | 1410 | T
2007 | 42018 | 54998 | 12500 | 1410 | T
2007 | 28764 | 55075 | HRSG | ST01 | A
2007 | 3593 | 55076 | AA002 | RHGF | A
2007 | 4464 | 55084 | HRSG1 | GE1 | A
2007 | 19323 | 3492 | 5 | 5 | A
2007 | 55740 | 54081 | 3A | GEN3 | A
2007 | 55738 | 54085 | PB1 | GEN2 | A
2007 | 55738 | 54085 | RB1 | GEN2 | A
2007 | 55738 | 54085 | RB1 | GEN3 | A
2007 | 55738 | 54085 | RB2 | GEN2 | A
2007 | 55738 | 54085 | WFI | GEN3 | A
2007 | 9390 | 54087 | RB01 | GEN1 | A
2007 | 9390 | 54087 | RB02 | GEN3 | A
2007 | 9312 | 54091 | RB1 | GEN1 | T
2007 | 9312 | 54091 | RB1 | GEN3 | T
2007 | 9385 | 54097 | PB2 | GEN2 | A
2007 | 54738 | 54098 | B09 | GEN3 | T
2007 | 14381 | 2936 | 4 | 5 | A
2007 | 14381 | 2936 | 4 | ST2 | A
2007 | 14063 | 2953 | 4 | 4 | A
2007 | 14063 | 2956 | 3 | 3 | A
2007 | 18125 | 3000 | 2 | 2 | A
2007 | 14165 | 3098 | 3 | 3 | A
2007 | 15998 | 3130 | 1 | FB1 | A
2007 | 6452 | 6042 | PMT2 | 2 | A
2007 | 6452 | 6043 | PMR1 | 1 | A
2007 | 11843 | 6056 | K3 | 3 | A
2007 | 17568 | 6061 | 2 | 2 | A
2007 | 15298 | 6076 | 4 | 4 | A
2007 | 17698 | 6138 | 1 | 1 | A
2007 | 19323 | 6146 | 2 | 2 | A
2007 | 19323 | 6147 | 1 | 1 | A
2007 | 19436 | 6155 | 2 | 2 | A
2007 | 14354 | 6165 | 1 | 1 | A
2007 | 16572 | 6177 | U1B | CO1 | A
2007 | 54865 | 6178 | 1 | 1 | A
2007 | 3265 | 6190 | 3 | 3 | T
2007 | 17718 | 6193 | 061B | 1 | A
2007 | 17718 | 6194 | 171B | 1 | A
2007 | 1307 | 6204 | 2 | 2 | A
2007 | 40307 | 6238 | 1A | 1 | A
2007 | 6452 | 6246 | HRSG22 | 2ST | A
2007 | 5262 | 54104 | PB1 | GEN3 | T
2007 | 5262 | 54104 | PB2 | GEN3 | T
2007 | 5262 | 54104 | PB2 | GEN4 | T
2007 | 5262 | 54104 | RB3 | GEN2 | T
2007 | 9434 | 54201 | BLR3 | GEN5 | A
2007 | 6738 | 54224 | SG3 | GEN2 | A
2007 | 8776 | 9864 | 7 | 6 | T
2007 | 8776 | 9864 | 7 | 8 | T
2007 | 19173 | 10003 | BLR3 | GEN2 | A
2007 | 4458 | 10012 | 2 | 1 | A
2007 | 17465 | 10017 | PB08 | GN10 | A
2007 | 17465 | 10017 | RF05 | GEN8 | A
2007 | 5624 | 10025 | 43 | 41TG | A
2007 | 49968 | 10684 | BLR25 | TG8 | A
2007 | 49968 | 10684 | BLR26 | TG9 | A
2007 | 18654 | 10697 | RB | GEN2 | A
2007 | 7136 | 10699 | 1 | GEN1 | A
2007 | 7136 | 10699 | 2 | GEN2 | A
2007 | 7136 | 10699 | 6 | GEN2 | A
2007 | 7140 | 6257 | 4 | 4 | A
2007 | 1307 | 6469 | B2 | 2 | A
2007 | 261 | 6705 | 2 | 2 | A
2007 | 261 | 6705 | 4 | 4 | A
2007 | 17177 | 6768 | 1 | 1 | A
2007 | 20546 | 6823 | W1 | 1 | A
2007 | 19876 | 7213 | 1 | 1 | A
2007 | 40577 | 7286 | 1 | 2 | A
2007 | 15248 | 7350 | SG01 | 2 | A
2007 | 3252 | 7384 | 2 | 1 | A
2007 | 17470 | 7627 | 14 | 1 | A
2007 | 56190 | 7652 | D-1 | HP-1 | A
2007 | 56190 | 7652 | D-2 | HP-2 | A
2007 | 56190 | 7652 | D-3 | HP-2 | A
2007 | 56190 | 7652 | D-4 | HP-2 | A
2007 | 56190 | 7652 | D-4 | LP-4 | A
2007 | 195 | 7697 | 1 | 2 | A
2007 | 6035 | 7701 | 5 | B | A
2007 | 6035 | 7704 | 4 | A | A
2007 | 17650 | 7710 | 2B | ST2 | A
2007 | 9617 | 7846 | HRSG3 | 004 | A
2007 | 17650 | 7897 | 2A | ST2 | A
2007 | 1015 | 7900 | 5A | 5C | A
2007 | 11479 | 7991 | HRSG2 | STG1 | A
2007 | 20856 | 8023 | 1 | 1 | A
2007 | 9417 | 8031 | 2 | ST1 | A
2007 | 5416 | 8042 | 2 | 2 | A
2007 | 6455 | 8048 | 2 | 2 | A
2007 | 16572 | 8068 | 5B | ST5S | A
2007 | 14165 | 8226 | 1 | 1 | A
2007 | 15998 | 3130 | 2 | FB1 | A
2007 | 15873 | 3136 | 1 | 1 | A
2007 | 15276 | 3148 | 2 | 2 | A
2007 | 22001 | 3152 | 1B | 1 | T
2007 | 22001 | 3152 | 2A | 1 | T
2007 | 55789 | 10700 | RB4 | TG4 | A
2007 | 12949 | 10743 | CFB2 | GEN1 | A
2007 | 12492 | 10745 | 10HR82 | ST2 | T
2007 | 570 | 10746 | BLR6 | GEN1 | A
2007 | 30151 | 10755 | HR3 | ST1 | A
2007 | 19876 | 10773 | 1 | 1 | A
2007 | 5543 | 10788 | BLR15 | GEN1 | A
2007 | 50007 | 10792 | BOIL1 | GEN2 | A
2007 | 50006 | 10793 | BLR1 | GEN2 | A
2007 | 50006 | 10793 | BLR2 | GEN1 | A
2007 | 50006 | 10793 | BLR2 | GEN3 | A
2007 | 50006 | 10795 | BLR4 | GEN1 | A
2007 | 50006 | 10796 | BLR2 | GEN1 | A
2007 | 56099 | 10840 | U2 | GEN2 | A
2007 | 772 | 10860 | B1 | GEN3 | A
2007 | 772 | 10860 | B10 | GEN2 | A
2007 | 772 | 10860 | B3 | GEN4 | A
2007 | 772 | 10860 | B4 | GEN1 | A
2007 | 772 | 10860 | B4 | GEN5 | A
2007 | 772 | 10860 | B7 | GEN1 | A
2007 | 772 | 10860 | B9 | GEN2 | A
2007 | 772 | 10864 | 4 | GEN5 | T
2007 | 23279 | 3181 | 3 | 2 | A
2007 | 3046 | 3251 | 1 | 1 | A
2007 | 5416 | 3264 | 3 | 3 | A
2007 | 17539 | 3280 | CAN2 | 2 | A
2007 | 17539 | 3287 | MCM2 | 2 | A
2007 | 18642 | 3399 | 2 | 2 | A
2007 | 18642 | 3407 | 1 | 1 | A
2007 | 18642 | 3407 | 4 | 4 | A
2007 | 18642 | 3407 | 8 | 8 | A
2007 | 49979 | 3439 | 2 | 2 | A
2007 | 49979 | 3439 | 3 | 3 | A
2007 | 19323 | 3452 | 1 | 1 | A
2007 | 54888 | 3460 | CBY1 | 1 | A
2007 | 54888 | 3466 | PHR1 | 1 | A
2007 | 54888 | 3470 | WAP2 | 2 | A
2007 | 54888 | 3470 | WAP4 | 4 | A
2007 | 54888 | 3470 | WAP8 | 8 | A
2007 | 17698 | 3478 | 1 | 1 | A
2007 | 17698 | 3478 | 3 | 3 | A
2007 | 11169 | 54562 | RF18 | 3 | T
2007 | 11249 | 6071 | 2 | 2 | A
2007 | 19323 | 6146 | 4 | 4 | A
2007 | 10633 | 508 | 41 | 6 | A
2007 | 15147 | 2406 | 2002 | 2001 | A
2007 | 10545 | 54423 | 1 | ST1 | A
2007 | 772 | 10864 | 5 | GEN6 | T
2007 | 772 | 10865 | CFB2 | GEN4 | T
2007 | 772 | 10865 | CFB2 | GEN7 | T
2007 | 772 | 10865 | CFB2 | GEN8 | T
2007 | 772 | 10865 | CFB3 | GEN3 | T
2007 | 772 | 10865 | CFB3 | GEN4 | T
2007 | 772 | 10865 | CFB3 | GEN6 | T
2007 | 772 | 10865 | CFB4 | GEN8 | T
2007 | 7049 | 10029 | 2 | GEN5 | A
2007 | 7049 | 10029 | 5 | GEN5 | A
2007 | 50085 | 10062 | BLR3 | GEN2 | A
2007 | 3901 | 10071 | 1A | GEN1 | A
2007 | 3901 | 10071 | 1C | GEN1 | A
2007 | 3901 | 10071 | 2B | GEN2 | A
2007 | 7199 | 10113 | CFB2 | GEN1 | A
2007 | 7392 | 10114 | B101 | T-2 | A
2007 | 12971 | 10165 | 3 | GEN1 | A
2007 | 9686 | 10202 | 5PWR | GEN5 | A
2007 | 9686 | 10202 | 5PWR | GEN6 | A
2007 | 8483 | 10207 | 2 | GEN1 | T
2007 | 55867 | 10208 | 7 | NO.7 | T
2007 | 56150 | 10211 | 211 | 10TG | A
2007 | 56150 | 10211 | 211 | 7TG | A
2007 | 56150 | 10211 | 212 | 10TG | A
2007 | 56150 | 10211 | 213 | 10TG | A
2007 | 12311 | 10224 | BLR 5 | GEN9 | A
2007 | 12311 | 10224 | BLR 7 | GEN9 | A
2007 | 12311 | 10224 | BLR 8 | GEN9 | A
2007 | 12311 | 10224 | BLR 9 | GEN8 | A
2007 | 2852 | 50991 | 10 | GN10 | A
2007 | 18155 | 50810 | CB | NO 4 | A
2007 | 18155 | 50810 | 3RB | NO 6 | A
2007 | 50103 | 55113 | 5 | TR2 | A
2007 | 772 | 10860 | B | 1A | A
2007 | 22199 | 50392 | 1 | TG1 | A
2007 | 22199 | 50392 | 3 | TG3 | A
2007 | 16294 | 50396 | BLR1 | GEN2 | A
2007 | 16294 | 50396 | BLR6 | GEN1 | A
2007 | 16294 | 50396 | BLR6 | GEN2 | A
2007 | 14310 | 50397 | 1PB035 | GEN4 | A
2007 | 14310 | 50397 | 3PB033 | GEN1 | T
2007 | 14310 | 50397 | 4PB034 | GEN2 | A
2007 | 16190 | 50406 | 2HFB | GEN1 | A
2007 | 16190 | 50406 | REC | GEN2 | A
2007 | 34672 | 50407 | 8PB | GEN6 | A
2007 | 16719 | 50438 | 4PB | GEN2 | A
2007 | 16721 | 50447 | 21 | GN10 | A
2007 | 2522 | 50466 | 1BB | GEN5 | T
2007 | 2522 | 50466 | 2RB | GEN3 | T
2007 | 2522 | 50466 | 3RB | GEN4 | T
2007 | 2522 | 50466 | 3RB | GEN5 | T
2007 | 470 | 50472 | BLR1 | GEN1 | A
2007 | 55965 | 10234 | 3 | GEN1 | T
2007 | 13407 | 2324 | 1 | 1 | A
2007 | 13407 | 2324 | 3 | 3 | A
2007 | 13407 | 2326 | 1 | 1 | A
2007 | 17166 | 2330 | 2 | 2 | A
2007 | 17166 | 2336 | 4 | 5 | A
2007 | 55768 | 2378 | 3 | 3 | A
2007 | 15147 | 2398 | 2101 | 2301 | A
2007 | 15147 | 2411 | 2 | 2 | A
2007 | 803 | 2442 | 1 | 1 | A
2007 | 803 | 2442 | 2 | 2 | A
2007 | 803 | 2442 | 3 | 3 | A
2007 | 15473 | 2475 | 2 | 2 | A
2007 | 5511 | 2480 | 3 | 3 | A
2007 | 15296 | 2491 | 001 | 6 | A
2007 | 4226 | 2493 | 60 | 6 | A
2007 | 26751 | 2514 | 40 | 4 | A
2007 | 19323 | 3497 | 1 | 1 | A
2007 | 55983 | 3502 | 1 | ST1 | A
2007 | 20404 | 3521 | 3 | 1 | A
2007 | 6958 | 3576 | CE1 | 1 | A
2007 | 16604 | 3612 | 1 | 1 | A
2007 | 17583 | 3630 | 2 | 2 | A
2007 | 17583 | 3631 | 3 | 3 | A
2007 | 14354 | 3644 | 1 | 1 | A
2007 | 733 | 3775 | 2 | 2 | A
2007 | 733 | 3776 | 51 | 5 | A
2007 | 19876 | 3797 | 4 | 4 | A
2007 | 14369 | 50476 | B7 | GEN2 | A
2007 | 14369 | 50476 | B9 | GEN1 | A
2007 | 5610 | 50481 | 253-25 | TG24 | T
2007 | 5610 | 50481 | 253-28 | TG19 | A
2007 | 5610 | 50481 | 253-29 | TG24 | T
2007 | 5610 | 50481 | 83-19 | TG12 | T
2007 | 5610 | 50481 | 83-20 | TG11 | T
2007 | 5610 | 50481 | 83-21 | TG12 | T
2007 | 5610 | 50481 | 83-21 | TGO9 | T
2007 | 5610 | 50481 | 83-22 | TG11 | T
2007 | 5610 | 50481 | 83-23 | TG10 | T
2007 | 5610 | 50481 | 83-24 | TGO8 | T
2007 | 19365 | 50482 | B2 | TG2 | T
2007 | 19365 | 50482 | B2 | TG6 | T
2007 | 19365 | 50482 | B3 | TG3 | T
2007 | 772 | 10860 | C | 2A | A
2007 | 19588 | 50431 | 1 | TG7 | A
2007 | 22200 | 50308 | 3 | GEN3 | A
2007 | 22200 | 50308 | 4 | GEN3 | A
2007 | 22200 | 50308 | 5 | GEN3 | A
2007 | 22200 | 50308 | 6 | GEN3 | A
2007 | 19511 | 50711 | BLR1 | GEN2 | A
2007 | 17483 | 55120 | DB1B | ST1A | A
2007 | 54894 | 56469 | FW1 | 1 | A
2007 | 6838 | 54034 | HRSG | GEN2 | A
2007 | 16534 | 7527 | HRSG | 2 | A
2007 | 195 | 7698 | HRSG1 | 2 | A
2007 | 313 | 55139 | HRSG1 | ST | A
2007 | 19099 | 3845 | 50 | 70 | A
2007 | 733 | 3936 | 1 | 1 | A
2007 | 733 | 3938 | 21 | 2 | A
2007 | 12796 | 3942 | 2 | 2 | A
2007 | 12796 | 3942 | 3 | 3 | A
2007 | 23279 | 3944 | 1 | 1 | A
2007 | 14006 | 3947 | 1 | 1 | A
2007 | 19876 | 3954 | 3 | 3 | A
2007 | 13781 | 3982 | 2 | 4 | A
2007 | 11479 | 3992 | 11 | 5 | A
2007 | 20847 | 4041 | 7 | 7 | A
2007 | 20856 | 4050 | 4 | 4 | A
2007 | 20860 | 4072 | 3 | 3 | A
2007 | 20860 | 4072 | 5 | 5 | A
2007 | 20860 | 4078 | 1 | 1 | A
2007 | 20860 | 4078 | 2 | 2 | A
2007 | 11571 | 4125 | 9 | 9 | A
2007 | 4716 | 4140 | B3 | 1 | A
2007 | 4716 | 4140 | B3 | 3 | A
2007 | 14354 | 4158 | BW41 | 1 | A
2007 | 14354 | 4162 | 2 | 2 | A
2007 | 6958 | 4266 | 1 | 1 | A
2007 | 6958 | 4266 | 3 | 3 | A
2007 | 3542 | 6019 | 1 | ST1 | A
2007 | 11018 | 7887 | HRSG3 | 1 | A
2007 | 343 | 55502 | 1B | 0100 | A
2007 | 56190 | 55927 | HRSG1 | ST1 | A
2007 | 56190 | 55927 | HRSG3 | ST1 | A
2007 | 2409 | 3559 | HRSG9 | 6 | A
2007 | 4062 | 55503 | HRSG2 | ST1 | A
2007 | 7011 | 55592 | HRSG 2 | 4 | A
2007 | 16204 | 55641 | HRSG1 | STG1 | A
2007 | 2963 | 55701 | P001 | CA01 | A
2007 | 8856 | 55714 | HRSG2 | ST1 | A
2007 | 3542 | 55736 | 1HR2 | 1ST | A
2007 | 49747 | 55830 | EB2 | M2S2 | T
2007 | 49747 | 55830 | EB3 | M2S1 | T
2007 | 16238 | 55835 | HRSG 2 | STG1 | A
2007 | 13407 | 55841 | A01 | ST1 | A
2007 | 17650 | 55965 | 7A | ST7 | A
2007 | 54885 | 55976 | 101 | 401 | A
2007 | 54909 | 56031 | HRSG1 | STG | T
2007 | 19798 | 56041 | M1 | M3 | A
2007 | 19798 | 56041 | M2 | M3 | A
2007 | 2507 | 56046 | HRSG2 | 2 | A
2007 | 49934 | 56089 | HRSG2 | ST1 | A
2007 | 49777 | 56124 | 10BLR | TG2 | A
2007 | 5517 | 889 | 3 | 3 | A
2007 | 5517 | 891 | 2 | 1 | T
2007 | 5517 | 891 | 2 | 2 | T
2007 | 5517 | 891 | 3 | 3 | T
2007 | 5517 | 891 | 5 | 1 | T
2007 | 5517 | 898 | 1 | 2 | A
2007 | 20824 | 972 | 4 | 4 | A
2007 | 20824 | 972 | 5 | 7 | A
2007 | 20824 | 972 | 8 | 7 | A
2007 | 18041 | 981 | 4 | 4 | A
2007 | 9324 | 988 | U4 | 4 | A
2007 | 9273 | 990 | 50 | 5 | A
2007 | 9273 | 990 | 60 | 6 | A
2007 | 13756 | 996 | 11 | 11 | A
2007 | 17633 | 1012 | 1 | 1 | A
2007 | 14839 | 1037 | 2 | 2 | A
2007 | 15989 | 1040 | 1 | 1 | A
2007 | 9417 | 1046 | 1 | 4 | A
2007 | 9417 | 1048 | 2 | 2 | A
2007 | 25 | 2527 | 4 | 3 | A
2007 | 39 | 2529 | 1 | 1 | A
2007 | 13168 | 2549 | 65 | 65 | A
2007 | 13923 | 2594 | 5 | ST5 | A
2007 | 12792 | 2625 | 1 | 1 | A
2007 | 12792 | 2629 | 5 | 5 | A
2007 | 16183 | 2642 | 1 | 1 | A
2007 | 9645 | 2682 | 10 | 6 | A
2007 | 3046 | 2716 | 2 | 2 | A
2007 | 5416 | 2720 | 6 | 3 | A
2007 | 5416 | 2723 | 1 | 1 | A
2007 | 5416 | 2723 | 3 | 3 | A
2007 | 3542 | 2830 | 5 | 5 | A
2007 | 6526 | 2835 | 10 | 9 | T
2007 | 6526 | 2835 | 7 | 5 | T
2007 | 6526 | 2837 | 3 | 3 | A
2007 | 4922 | 2848 | H-2 | 2 | A
2007 | 3762 | 2908 | 5 | 10 | T
2007 | 7977 | 2917 | 9 | 9 | A
2007 | 14194 | 2935 | 10 | 7 | T
2007 | 54880 | 10244 | 5 | T-11 | A
2007 | 49777 | 56124 | 2HRSG | TG1 | A
2007 | 49842 | 56192 | FBB | 1 | T
2007 | 19365 | 50482 | B7 | TG5 | T
2007 | 19365 | 50483 | B4 | TG1 | T
2007 | 19365 | 50483 | B8 | TG1 | T
2007 | 19365 | 50483 | B8 | TG3 | T
2007 | 19365 | 50483 | B8 | TG4 | T
2007 | 50033 | 50491 | 5BLR | GEN6 | A
2007 | 26840 | 50544 | 1RB | GEN6 | T
2007 | 26940 | 50557 | 17757 | GEN1 | A
2007 | 49942 | 50561 | 0001 | STG1 | A
2007 | 49942 | 50561 | 0002 | STG1 | A
2007 | 6090 | 50625 | 17 | TG7 | A
2007 | 6090 | 50625 | 32 | TG34 | A
2007 | 16653 | 50639 | 8PB | GEN4 | A
2007 | 19194 | 50651 | 3 | GEN1 | A
2007 | 19194 | 50651 | 4 | GEN1 | A
2007 | 9097 | 50656 | UNIT2 | GEN1 | A
2007 | 9417 | 1058 | 4 | 8 | T
2007 | 9417 | 1058 | 5 | 7 | T
2007 | 9417 | 1073 | 1 | 2 | A
2007 | 9417 | 1077 | 3 | 3 | A
2007 | 12341 | 1081 | 6 | 3HS | A
2007 | 12341 | 1082 | 2 | 2 | A
2007 | 12341 | 1082 | 3 | 3 | A
2007 | 3203 | 1131 | 7 | 7 | A
2007 | 12384 | 879 | 52 | 5 | A
2007 | 13143 | 1167 | 8 | 8A | A
2007 | 14645 | 1175 | 7 | 6 | A
2007 | 18315 | 1233 | 4 | 4 | A
2007 | 18315 | 1235 | 3 | 3 | A
2007 | 22500 | 1250 | 3 | 3 | A
2007 | 22500 | 1250 | 4 | 4 | A
2007 | 3355 | 1267 | 2 | 6 | A
2007 | 3355 | 1267 | 3 | 6 | A
2007 | 9996 | 1295 | 2 | ST2 | A
2007 | 10713 | 1299 | 3 | 3 | A
2007 | 15321 | 1317 | 5 | 5 | A
2007 | 20315 | 1330 | 4 | 4 | A
2007 | 10171 | 1361 | 1 | 2 | A
2007 | 10171 | 1361 | 5 | 3 | A
2007 | 14268 | 1374 | 1 | 1 | A
2007 | 18642 | 1378 | 2 | 2 | A
2007 | 18642 | 1379 | 1 | 1 | A
2007 | 18642 | 1379 | 5 | 5 | A
2007 | 18642 | 1379 | 6 | 6 | A
2007 | 20546 | 1381 | C1 | 1 | A
2007 | 20546 | 1382 | H1 | 1 | A
2007 | 20546 | 1383 | R1 | 1 | A
2007 | 5580 | 1384 | 2 | 2 | A
2007 | 3737 | 1396 | 6-1 | 6 | A
2007 | 13228 | 1450 | 10 | 10 | A
2007 | 31719 | 1507 | 3 | 3 | A
2007 | 14597 | 1513 | 1 | 1 | A
2007 | 4161 | 1554 | 1 | 1 | A
2007 | 23279 | 1570 | 11 | 11 | A
2007 | 54880 | 10244 | 8 | T-12 | A
2007 | 55849 | 10252 | THB | NO.7 | A
2007 | 10911 | 10321 | 4 | GEN2 | A
2007 | 11517 | 10338 | BBLR | MERC | A
2007 | 49889 | 10343 | SG-101 | TG1 | A
2007 | 12823 | 10344 | B1 | 101 | A
2007 | 55903 | 50189 | 5REC | TG9 | A
2007 | 23598 | 50191 | PKG | TG1 | A
2007 | 23598 | 50191 | REC4 | TG4 | T
2007 | 18760 | 50229 | TPCBLR | TG2 | A
2007 | 9303 | 50243 | 6 | GEN3 | T
2007 | 9303 | 50243 | 8 | GEN2 | T
2007 | 23815 | 50244 | 4PB | GEN8 | T
2007 | 23815 | 50244 | RBB | GN10 | T
2007 | 9384 | 50245 | RB3 | ABB | T
2007 | 18189 | 50247 | B020 | GEN4 | A
2007 | 4425 | 50658 | 3 | GEN2 | A
2007 | 49974 | 50660 | 3 | GEN1 | T
2007 | 4487 | 50662 | UNIT1 | GEN1 | A
2007 | 10308 | 50707 | HRSG A | STB | T
2007 | 19511 | 50711 | BLR3 | GEN3 | A
2007 | 19517 | 50729 | 2BLR | GEN3 | A
2007 | 19370 | 50730 | 10 | GEN3 | A
2007 | 19519 | 50732 | ETBLR1 | GEN3 | T
2007 | 18020 | 50743 | 2 | GEN2 | A
2007 | 18020 | 50743 | 3 | GEN2 | A
2007 | 18445 | 689 | 7 | 7 | A
2007 | 7140 | 708 | 1 | 1 | A
2007 | 7140 | 727 | 3 | 3 | A
2007 | 7140 | 728 | Y2BR | 2 | A
2007 | 19547 | 766 | 4 | W4 | A
2007 | 19547 | 766 | 7 | W7 | A
2007 | 520 | 864 | 03 | 2 | A
2007 | 12384 | 879 | 51 | 5 | A
2007 | 5352 | 50152 | HRSGE | CSTG | T
2007 | 11216 | 10623 | 3 | 2 | a
2007 | 11216 | 10623 | HRSG | 2 | a
2007 | 12628 | 1571 | 1 | ST1 | A
2007 | 12628 | 1571 | 4 | 4 | A
2007 | 49965 | 1588 | 7 | 7 | A
2007 | 49965 | 1588 | 93 | ST96 | A
2007 | 21463 | 1595 | 1 | 3 | A
2007 | 21463 | 1595 | 2 | 2 | A
2007 | 50018 | 1626 | 2 | 2 | A
2007 | 4254 | 1695 | 2 | 1 | A
2007 | 4254 | 1710 | 1 | 1 | A
2007 | 56 | 50805 | 2PB | GEN2 | A
2007 | 18162 | 50806 | PB1 | GEN2 | A
2007 | 17427 | 50814 | WFB | GEN1 | T
2007 | 17427 | 50814 | WFB | GEN3 | T
2007 | 18414 | 50835 | 1 | GEN1 | A
2007 | 56097 | 50846 | PB1 | ST1 | A
2007 | 56097 | 50846 | PB2 | ST2 | A
2007 | 56097 | 50846 | PB3 | ST2 | A
2007 | 56097 | 50846 | PB4 | ST3 | A
2007 | 14081 | 50855 | NE2 | GEN2 | A
2007 | 9401 | 50250 | 3PB | GEN1 | A
2007 | 50097 | 50282 | 2RB | GEN2 | T
2007 | 50097 | 50282 | 3RB | GEN2 | T
2007 | 17139 | 50304 | H8610 | GEN1 | T
2007 | 40430 | 50305 | K20 | GEN7 | A
2007 | 40430 | 50305 | K21 | GEN6 | A
2007 | 40430 | 50305 | K22 | GEN8 | A
2007 | 19533 | 50307 | B3 | GEN3 | T
2007 | 22200 | 50308 | 3 | GEN4 | A
2007 | 22200 | 50308 | 5 | GEN4 | A
2007 | 22200 | 50308 | 7 | GEN5 | A
2007 | 17330 | 50359 | 2 | 9 | A
2007 | 17330 | 50359 | 3 | 9 | A
2007 | 19564 | 50366 | BLR2 | GEN7 | A
2007 | 19564 | 50366 | BLR3 | GEN2 | A
2007 | 19564 | 50366 | BLR3 | GEN5 | A
2007 | 19564 | 50366 | BLR3 | GEN7 | A
2007 | 55919 | 10360 | B26 | GEN5 | A
2007 | 55919 | 10360 | B27 | GEN9 | A
2007 | 7127 | 10361 | 4B | GEN3 | T
2007 | 8032 | 10373 | CB1302 | GEN1 | A
2007 | 54708 | 10378 | 1A | GEN1 | A
2007 | 15470 | 1004 | HRSG2 | 9 | A
2007 | 3989 | 55283 | HRSG1 | 3 | T
2007 | 19876 | 3804 | 6B | 6ST | A
2007 | 55936 | 1391 | 2A | 2A | A
2007 | 55936 | 1392 | 11 | 11 | A
2007 | 5347 | 52006 | HRU100 | GEN3 | A
2007 | 5347 | 52006 | HRU200 | GEN3 | A
2007 | 56069 | 56848 | HRSG8 | SCKG1 | A
2007 | 56069 | 56848 | HRSG9 | SCKG1 | A
2007 | 50128 | 10611 | 7 | GEN4 | A
2007 | 56178 | 54586 | HRSG | VAX
2007 | 12436 | 10328 | BLR6 | GEN3 | A
2007 | 12436 | 10328 | BLR6 | GEN5 | A
2007 | 16098 | 54338 | 1 | GEND | A
2007 | 16098 | 54338 | 6 | GENC | A
2007 | 9417 | 1047 | 2 | 1 | A
2007 | 9417 | 1047 | 2 | 3 | A
2007 | 10000 | 6065 | 2 | 2 | A
2007 | 10755 | 55097 | HRSG2 | STG2 | A
2007 | 56 | 56616 | 4PB | G3 | A
2007 | 6844 | 55480 | HRSG 4 | ST2 | A
2007 | 6832 | 55107 | HRSG01 | STG1 | A
2007 | 19588 | 50431 | 8 | TG10 | A
2007 | 55936 | 1394 | 1 | 1 | A
2007 | 55937 | 3459 | 3 | 3 | A
2007 | 13100 | 7946 | HRSG2 | ST1 | A
2007 | 20508 | 50900 | 6PB | GEN3 | T
2007 | 20508 | 50900 | 7PB | GEN4 | T
2007 | 49801 | 50933 | BLR1 | GEN5 | T
2007 | 49801 | 50933 | BLR3 | GEN5 | T
2007 | 23931 | 50956 | RB3 | GEN3 | A
2007 | 34359 | 50969 | BLR11 | GEN2 | T
2007 | 34359 | 50969 | BLR9 | GEN2 | T
2007 | 34359 | 50969 | HRSG2 | GEN2 | T
2007 | 34359 | 50969 | HRSG2 | GEN3 | T
2007 | 12981 | 50973 | COB | GN27 | T
2007 | 16001 | 52024 | 3 | GEN2 | A
2007 | 19724 | 52048 | 8 | GEN1 | A
2007 | 19724 | 52048 | HRSG1 | GEN2 | A
2007 | 22337 | 52069 | HP1 | GEN1 | A
2007 | 22337 | 52069 | HP2 | GEN1 | A
2007 | 22218 | 52072 | 2 | GEN3 | T
2007 | 22218 | 52072 | 3 | GEN3 | T
2007 | 54889 | 10381 | 1B | GEN1 | A
2007 | 56165 | 10397 | 5HPB | GEN8 | A
2007 | 56165 | 10397 | 8HPB | GEN6 | A
2007 | 9454 | 10398 | A | GENB | T
2007 | 9454 | 10398 | C | GEN5 | T
2007 | 9454 | 10398 | C | GENA | T
2007 | 21521 | 10416 | BO4 | GEN1 | T
2007 | 21521 | 10416 | BO6 | GEN1 | T
2007 | 21521 | 10416 | BO6 | GEN3 | T
2007 | 17729 | 10418 | H1 | GEN1 | A
2007 | 17729 | 10418 | H101 | GEN4 | A
2007 | 17729 | 10418 | H5 | GEN1 | A
2007 | 23632 | 10426 | PB1 | GEN3 | A
2007 | 14928 | 54236 | BLR3 | TG 2 | T
2007 | 14928 | 54236 | BLR8 | TG 1 | T
2007 | 6811 | 54238 | N64514 | STG | A
2007 | 1735 | 54304 | 1A | 1 | A
2007 | 7375 | 54321 | 3B108 | 3N80 | A
2007 | 40845 | 54344 | 3 | 8GEN | A
2007 | 12436 | 10328 | BLR2 | GEN4 | A
2007 | 12436 | 10328 | BLR3 | GEN4 | A
2007 | 11459 | 54268 | E301 | GTG3 | A
2007 | 55852 | 55514 | HRG1A | CTG1 | A
2007 | 55852 | 55514 | CTG2 | STG1
2007 | 13407 | 55841 | HRSGA | ST1 | A
2007 | 2338 | 56104 | HRSG1 | STG1 | A
2007 | 16001 | 52024 | 3 | NEW1 | A
2007 | 12311 | 10224 | BLR7 | GEN8
2007 | 12311 | 10224 | BLR9 | GEN8
2007 | 49732 | 52105 | 1BLR | GEN5 | T
2007 | 54895 | 56259 | HRSG2 | 3 | A
2007 | 7140 | 710 | 4B | 4 | A
2007 | 5416 | 2721 | 6 | 6
2007 | 54821 | 55100 | HRSG1 | UNT2 | A
2007 | 19537 | 50118 | HRSG10 | GEN4 | A
2007 | 16534 | 7551 | HRSGA | CCST | A
2007 | 19145 | 55245 | 1 | TG3 | A
2007 | 19145 | 55245 | 3 | TG1 | A
2007 | 19145 | 55245 | 4 | TG1 | A
2007 | 17566 | 55470 | HRSG1 | ST1 | A
2007 | 54880 | 10244 | B011 | T-10 | A
2007 | 22218 | 52072 | 5 | GEN2 | T
2007 | 22218 | 52072 | 5 | GEN3 | T
2007 | 22652 | 52088 | HRSG 3 | GEN1 | A
2007 | 55732 | 52089 | NO5BLR | GEN4 | T
2007 | 55732 | 52089 | NO6BLR | GEN3 | T
2007 | 49732 | 52105 | 7BLR | GEN4 | T
2007 | 18340 | 52106 | 37 | GEN3 | T
2007 | 18340 | 52106 | 38 | GEN1 | T
2007 | 18340 | 52106 | 39 | GEN2 | T
2007 | 50163 | 52108 | 33 | GEN7 | A
2007 | 44466 | 52130 | 17BLR | 35TG | A
2007 | 44466 | 52130 | 34BLR | 17TG | A
2007 | 9348 | 52152 | 4RB | GEN7 | T
2007 | 9348 | 52152 | 5PB | GEN7 | T
2007 | 4254 | 1710 | 3 | 3 | A
2007 | 49904 | 1724 | 1 | 25 | A
2007 | 40845 | 54344 | 4 | 2GEN | A
2007 | 40845 | 54344 | 5 | 8GEN | A
2007 | 40845 | 54344 | 5 | 9GEN | A
2007 | 50103 | 55113 | 5 | TR1 | A
2007 | 50103 | 55113 | 7 | TR1 | A
2007 | 18611 | 55137 | 101 | STG1 | A
2007 | 18611 | 55137 | 201 | STG1 | A
2007 | 7597 | 55146 | 3 | STG3 | A
2007 | 7698 | 55153 | HRSG3 | STG2 | A
2007 | 55184 | 55173 | HRSG12 | ST13 | A
2007 | 50157 | 55177 | HRSG B | ST1 | A
2007 | 54915 | 55178 | HRSG1 | ST-1 | A
2007 | 1415 | 55200 | HRSG5 | UN7 | A
2007 | 14298 | 55215 | HRSG4 | STG2 | A
2007 | 19145 | 55245 | 3 | TG2 | A
2007 | 10285 | 55270 | HRSG2 | ST1 | T
2007 | 10285 | 55270 | HRSG3 | ST1 | T
2007 | 3370 | 55299 | HRSG2 | ST-1 | A
2007 | 49965 | 55317 | 11 | ST15 | A
2007 | 2838 | 55327 | HRSG2 | STG1 | A
2007 | 13345 | 55330 | HRSG 4 | 0006 | A
2007 | 18611 | 55334 | HRSG 2 | STG1 | A
2007 | 18592 | 55341 | 1B | ST01 | T
2007 | 2171 | 55357 | HRSG2 | STG1 | T
2007 | 4405 | 55358 | FB1 | ST1 | A
2007 | 40845 | 54344 | 3 | 1GEN | A
2007 | 40845 | 54344 | 4 | 3GEN | A
2007 | 40845 | 54344 | SG101 | 1GEN | A
2007 | 40845 | 54344 | SG101 | 3GEN | A
2007 | 40845 | 54344 | SG101 | 7GEN | A
2007 | 40845 | 54344 | SG102 | 3GEN | A
2007 | 14328 | 56532 | B | 3 | A
2007 | 7564 | 54785 | B25 | GEN1 | A
2007 | 3890 | 50006 | HRSG3 | STG1 | A
2007 | 3890 | 50006 | HRSG4 | STG3 | A
2007 | 3890 | 50006 | HRSG6 | STG3 | A
2007 | 542 | 10643 | 2 | GEN2 | T
2007 | 6090 | 50625 | 41 | TG32 | A
2007 | 6090 | 50625 | 42 | TG22 | A
2007 | 6090 | 50625 | 42 | TG23 | A
2007 | 6090 | 50625 | 42 | TG33 | A
2007 | 6090 | 50625 | 43 | TG32 | A
2007 | 3452 | 10213 | HRSG2 | GEN6 | T
2007 | 3452 | 10213 | HRSG1 | GEN3 | T
2007 | 29116 | 55209 | HR5 | ST | A
2007 | 6455 | 634 | 4B | CC1 | A
2007 | 6455 | 634 | 4D | CC1 | A
2007 | 54703 | 56349 | HRSG4 | ST2 | A
2007 | 54880 | 10244 | B013 | T-11 | A
2007 | 54880 | 10244 | B015 | T-10 | A
2007 | 54880 | 10244 | B015 | T-12 | A
2007 | 772 | 10860 | CFB1 | 1A | A
2007 | 733 | 55350 | 1 | 3 | T
2007 | 2087 | 55780 | HRSG2 | ST1
2007 | 19365 | 50482 | B4 | TG8 | T
2007 | 19365 | 50482 | B3 | TG8 | T
2007 | 5109 | 1732 | 12 | 7 | A
2007 | 5109 | 1733 | 4 | 4 | A
2007 | 5109 | 1740 | 3 | 3 | A
2007 | 8723 | 1830 | 4 | 4 | A
2007 | 11701 | 1843 | 2 | 2 | A
2007 | 9417 | 1888 | 3 | 3 | A
2007 | 772 | 10866 | 9 | GEN2 | A
2007 | 1745 | 10869 | NORTH | BBC | T
2007 | 12258 | 10883 | GTHSG2 | STG3 | T
2007 | 12258 | 10883 | HSG1 | STG2 | A
2007 | 16064 | 50028 | 4BW | GEN4 | A
2007 | 13833 | 50039 | 1 | GEN1 | A
2007 | 14254 | 50043 | HRSG3 | ST | A
2007 | 14344 | 50049 | BLRA | GEN3 | A
2007 | 17145 | 50067 | 1 | GEN1 | A
2007 | 23955 | 50087 | 3 | GEN1 | A
2007 | 23955 | 50087 | 4 | GEN2 | A
2007 | 12307 | 50101 | RB3 | GEN2 | A
2007 | 54700 | 50109 | HRSG1 | GEN3 | A
2007 | 54796 | 55380 | 4 A | STG4 | A
2007 | 23142 | 55389 | HRSG3 | ST1 | A
2007 | 3542 | 55397 | DB2 | ST1 | A
2007 | 49941 | 55418 | 1H1100 | ST1 | A
2007 | 803 | 55455 | HRSG1A | ST1 | A
2007 | 803 | 55455 | HRSG2A | ST2 | A
2007 | 4994 | 55464 | HRSG2 | STG1 | A
2007 | 12363 | 55481 | 5 | ST2 | A
2007 | 15500 | 55482 | HRSG1 | G2 | A
2007 | 5109 | 6034 | 1 | ST1 | A
2007 | 5109 | 6034 | 2 | ST2 | A
2007 | 40845 | 54344 | SG101 | 8GEN | A
2007 | 9353 | 54358 | PB1 | 2 | T
2007 | 9353 | 54358 | PB1 | 3 | T
2007 | 9353 | 54358 | PB3 | 1 | T
2007 | 9353 | 54358 | RB2 | 2 | T
2007 | 9353 | 54358 | RB3 | 2 | T
2007 | 9765 | 54414 | BLR2 | GEN3 | A
2007 | 10545 | 54424 | HRSG1 | ST1 | A
2007 | 7043 | 54427 | 12 | NO10 | A
2007 | 7043 | 54427 | 21 | NO8 | A
2007 | 5473 | 54428 | 072 | NO3 | A
2007 | 5473 | 54428 | 074 | NO3 | A
2007 | 5473 | 54428 | 253 | NO1 | A
2007 | 5473 | 54428 | 601 | NO2 | A
2007 | 16024 | 54464 | B002 | 0001 | A
2007 | 16024 | 54464 | D001 | 0004 | A
2007 | 16968 | 54472 | ZURN | GEN1 | A
2007 | 19537 | 50118 | B1 | GEN9 | A
2007 | 19537 | 50118 | B7 | GEN4 | A
2007 | 19537 | 50118 | B7 | GEN5 | A
2007 | 19537 | 50118 | HRSG8 | GEN5 | A
2007 | 27131 | 50146 | C | GENC | A
2007 | 27131 | 50146 | D | GEND | A
2007 | 19450 | 50150 | 6 HRSG | GEN5 | T
2007 | 19450 | 50150 | 6 HRSG | GEN7 | A
2007 | 20492 | 50184 | COMB | TG2 | T
2007 | 772 | 10865 | CFB5 | GEN4 | T
2007 | 772 | 10865 | CFB6 | GEN4 | T
2007 | 772 | 10865 | CFB6 | GEN6 | T
2007 | 772 | 10866 | 12 | GEN5 | A
2007 | 772 | 10866 | 2 | GEN5 | A
2007 | 12647 | 1891 | 2 | 2 | A
2007 | 12647 | 1893 | 2 | 2 | A
2007 | 13781 | 1912 | 6 | 6 | A
2007 | 13781 | 1926 | 2 | 1 | A
2007 | 13781 | 1934 | 1 | 1 | A
2007 | 14232 | 1943 | 1 | 1 | A
2007 | 1009 | 1960 | 4 | 3 | A
2007 | 1009 | 1960 | 5 | 2 | A
2007 | 17062 | 54532 | 4PB | 2WH | T
2007 | 4222 | 54556 | BLR1 | TGO1 | T
2007 | 4222 | 54556 | BLR3 | TGO1 | T
2007 | 11169 | 54562 | PB12 | 3 | T
2007 | 11169 | 54562 | PB12 | 7 | T
2007 | 11169 | 54562 | PB13 | 3 | T
2007 | 11169 | 54562 | PB13 | 5 | T
2007 | 11169 | 54562 | RF15 | 4 | T
2007 | 623 | 10430 | B5 | GEN3 | T
2007 | 623 | 10430 | B5 | GEN4 | T
2007 | 623 | 10430 | B6 | GEN3 | T
2007 | 623 | 10430 | B8 | GEN4 | T
2007 | 49966 | 10435 | SG101A | TGB | A
2007 | 49966 | 10435 | SG101B | TGA | A
2007 | 55965 | 10477 | R2 | GEN1 | T
2007 | 55877 | 10485 | 2 | GEN2 | T
2007 | 55877 | 10485 | 3 | GEN3 | T
2007 | 195 | 7 | 1 | 1 | A
2007 | 195 | 8 | 6 | 6 | A
2007 | 18642 | 47 | 5 | 5 | A
2007 | 18642 | 50 | 2 | 2 | A
2007 | 18642 | 50 | 4 | 4 | A
2007 | 18642 | 50 | 6 | 6 | A
2007 | 40606 | 59 | 1 | 1 | A
2007 | 8245 | 60 | 1 | 1 | A
2007 | 986 | 79 | 1 | 1 | A
2007 | 986 | 79 | 5 | 5 | A
2007 | 803 | 117 | CC5B | C5-3 | A
2007 | 17543 | 130 | 1 | 1 | A
2007 | 21554 | 136 | 1 | 1 | A
2007 | 13488 | 2001 | 4 | 3 | A
2007 | 13488 | 2001 | 4 | 6 | A
2007 | 19883 | 2018 | 10 | 5 | A
2007 | 19883 | 2018 | 10 | 6 | A
2007 | 19883 | 2018 | 7 | 6 | A
2007 | 20737 | 2022 | 2 | ST2 | A
2007 | 7570 | 2039 | 3 | 3 | A
2007 | 3702 | 2059 | 7 | 7 | A
2007 | 5860 | 2076 | 1 | 1 | A
2007 | 770 | 2098 | 2 | 2 | A
2007 | 19436 | 2103 | 3 | 3 | A
2007 | 19436 | 2104 | 3 | 3 | A
2007 | 19436 | 2107 | 2 | 2 | A
2007 | 4045 | 2123 | 8 | 5 | T
2007 | 9231 | 2132 | 3 | 3 | A
2007 | 11732 | 2144 | 3 | 3 | A
2007 | 11732 | 2144 | 4 | 3 | T
2007 | 924 | 2168 | MB3 | 3 | A
2007 | 9231 | 2171 | 1 | 1 | A
2007 | 40606 | 2241 | B-2 | 2 | A
2007 | 9348 | 52152 | 6RB | GEN9 | T
2007 | 9348 | 52152 | 7PB | GEN7 | T
2007 | 4202 | 52188 | B7 | G3 | T
2007 | 4202 | 52188 | B9 | G1 | T
2007 | 4202 | 52188 | DB1 | G1 | T
2007 | 4202 | 52188 | DB2 | G1 | T
2007 | 16572 | 143 | 1 | CC1 | A
2007 | 16572 | 143 | 2 | CC2 | A
2007 | 796 | 160 | 3 | ST3 | A
2007 | 7490 | 165 | 1 | 1 | A
2007 | 814 | 170 | 3 | 3 | A
2007 | 807 | 202 | 01 | 1 | A
2007 | 14328 | 246 | 2 | ST2 | A
2007 | 12631 | 271 | 6 | 6 | A
2007 | 54888 | 298 | LIM2 | 2 | A
2007 | 22148 | 315 | 6 | 6 | A
2007 | 22484 | 356 | 5 | 5 | A
2007 | 13069 | 358 | MV4A | MV4C | A
2007 | 11208 | 400 | HRSG2 | 8 | A
2007 | 14534 | 420 | B3 | B3 | A
2007 | 770 | 462 | 55 | 1 | A
2007 | 3989 | 492 | 5 | 5 | A
2007 | 15466 | 525 | H2 | 2 | A
2007 | 30151 | 527 | 1 | 3 | A
2007 | 22350 | 544 | 7 | 7 | A
2007 | 22380 | 546 | 5 | 5 | A
2007 | 6452 | 609 | PCC2 | 2 | A
2007 | 6452 | 610 | PCU5 | 5 | A
2007 | 6452 | 610 | PCU6 | 6 | A
2007 | 6452 | 617 | PPE3 | ST3 | A
2007 | 20541 | 54033 | BLR3 | GEN1 | A
2007 | 11169 | 54562 | RF22 | 3 | T
2007 | 11169 | 54562 | RF22 | 6 | T
2007 | 11169 | 54562 | RF22 | 7 | T
2007 | 49969 | 54587 | 2 | WEST | A
2007 | 49969 | 54587 | 7 | N/A | A
2007 | 13492 | 54627 | A | GEN1 | A
2007 | 13492 | 54627 | B | GEN1 | A
2007 | 9210 | 54656 | PB3 | NO 1 | A
2007 | 9210 | 54656 | PB5 | NO 2 | A
2007 | 20541 | 54746 | 2 | WFI1 | A
2007 | 19539 | 54775 | BLR10 | GEN6 | T
2007 | 19539 | 54775 | BLR7 | GEN6 | T
2007 | 19539 | 54775 | BLR8 | GEN1 | T
2007 | 19539 | 54775 | BLR9 | GEN1 | T
2007 | 19528 | 54780 | B4 | T1 | A
2007 | 19528 | 54780 | B4 | T2 | A
2007 | 19528 | 54780 | B6 | T2 | A
2007 | 7801 | 642 | 1 | 1 | A
2007 | 18454 | 645 | BB03 | ST3 | A
2007 | 1924 | 10488 | PB3 | TG | A
2007 | 54784 | 10495 | 6 | GEN1 | A
2007 | 6541 | 10554 | THB-30 | ST3 | A
2007 | 15726 | 10560 | PACKB | GEN3 | A
2007 | 15726 | 10560 | POWB | GEN4 | A
2007 | 15726 | 10562 | PB2 | GEN2 | A
2007 | 15726 | 10562 | REC5 | GEN4 | A
2007 | 135 | 10593 | BLR1 | GEN1 | A
2007 | 50003 | 10605 | 4PB | GEN5 | A
2007 | 50003 | 10605 | 5RB | GEN4 | A
2007 | 50003 | 10605 | 6RB | GEN4 | A
2007 | 4580 | 10606 | 9A | GEN4 | A
2007 | 50128 | 10611 | 4RB | GEN4 | A
2007 | 17607 | 10618 | HRSG | GEN2 | A
2007 | 55863 | 10627 | BB1 | 1TG1 | T
2007 | 55863 | 10627 | PB1 | 2TG1 | T
2007 | 55863 | 10627 | RB3 | 1TG1 | T
2007 | 55863 | 10627 | RB4 | 1TG1 | T
2007 | 55863 | 10627 | RB4 | 3TG1 | T
2007 | 542 | 10643 | 1 | GEN1 | T
2007 | 542 | 10643 | 3 | GEN1 | T
2007 | 14932 | 10672 | CBB | GEN1 | A
2007 | 14932 | 10672 | CBC | GEN1 | A
2007 | 12222 | 54802 | BB1 | GEN2 | T
2007 | 2172 | 54817 | HRSG | ST-1 | A
2007 | 16380 | 54820 | 1 | 1 | T
2007 | 7662 | 54852 | 1 | 1 | A
2007 | 55965 | 54857 | B23 | 1ST | T
2007 | 18564 | 54884 | B | TG1 | A
2007 | 55965 | 54885 | B22 | 4TB | T
2007 | 55965 | 54885 | B23 | 4TB | T
2007 | 20704 | 54944 | HRSG | 02 | A
2007 | 1922 | 55044 | PB4 | STG1 | A
2007 | 1922 | 55044 | PB5 | STG1 | A
2007 | 25104 | 55065 | HRSG2 | GEN3 | A
2007 | 3593 | 55076 | AA001 | RHGF | A
2007 | 54727 | 55086 | HRSG1A | STG | A
2007 | 55738 | 54085 | PB2 | GEN3 | A
2007 | 55738 | 54085 | WFI | GEN1 | A
2007 | 9390 | 54087 | PB02 | GEN3 | A
2007 | 9390 | 54087 | RB01 | GEN2 | A
2007 | 9356 | 54090 | 2PB | GEN3 | A
2007 | 9356 | 54090 | 3PB | GEN3 | A
2007 | 9312 | 54091 | RB2 | GEN2 | T
2007 | 9393 | 54096 | BLRR2 | GEN1 | A
2007 | 54738 | 54098 | B08 | GEN2 | T
2007 | 54738 | 54098 | B11 | GEN2 | T
2007 | 42 | 10675 | B | GEN1 | A
2007 | 14194 | 2935 | 11 | 8 | T
2007 | 14194 | 2935 | 12 | 10 | A
2007 | 14194 | 2935 | 12 | 9 | A
2007 | 14381 | 2936 | 4 | 7 | A
2007 | 17891 | 2942 | 5 | 5 | A
2007 | 17043 | 2943 | 2 | 2 | A
2007 | 14063 | 2952 | 6 | 6 | A
2007 | 15474 | 2963 | 3314 | 4 | A
2007 | 15474 | 2964 | 801S | 1 | A
2007 | 15474 | 2965 | 1404 | 4 | A
2007 | 18125 | 3000 | 1 | 1 | A
2007 | 20447 | 3006 | 2 | 2 | A
2007 | 14165 | 3098 | 2 | 2 | A
2007 | 17235 | 3113 | 2 | 2 | A
2007 | 7140 | 6052 | 2 | 2 | A
2007 | 11252 | 6055 | 2B1 | 1 | A
2007 | 11843 | 6056 | K1 | 1 | A
2007 | 12686 | 6073 | 1 | 1 | A
2007 | 12199 | 6089 | B1 | 1 | A
2007 | 6526 | 6094 | 2 | 2 | A
2007 | 15248 | 6106 | 1SG | 1 | A
2007 | 15466 | 6112 | 2 | 1 | A
2007 | 7140 | 6124 | 1 | 1 | A
2007 | 17698 | 6139 | 1 | 1 | A
2007 | 15452 | 6156 | NHB1 | 1 | A
2007 | 14354 | 6165 | 2 | 2 | A
2007 | 3265 | 6190 | 1 | 1 | A
2007 | 6452 | 6246 | HRSG11 | 1ST | A
2007 | 6452 | 6246 | HRSG21 | 2ST | A
2007 | 17543 | 6249 | 2 | 2 | A
2007 | 5262 | 54104 | PB1 | GEN4 | T
2007 | 5262 | 54104 | PB2 | GEN1 | T
2007 | 5262 | 54104 | RB3 | GEN4 | T
2007 | 9434 | 54201 | BLR4 | GEN4 | A
2007 | 9434 | 54201 | BLR4 | GEN5 | A
2007 | 9434 | 54201 | BLR4 | GEN6 | A
2007 | 9434 | 54201 | BLR5 | GEN6 | A
2007 | 9434 | 54201 | BLR6 | GEN4 | A
2007 | 20237 | 54207 | 3 | GEN3 | T
2007 | 2053 | 54216 | AOW1 | AOW1 | T
2007 | 2053 | 54216 | AOW4 | AOW5 | A
2007 | 7209 | 54225 | 1 | TG1 | A
2007 | 14127 | 2291 | 4 | 4 | A
2007 | 13407 | 2322 | 1 | 1 | A
2007 | 8776 | 9864 | 6 | 9 | T
2007 | 19173 | 10003 | BLR3 | GEN3 | A
2007 | 19173 | 10003 | BLR4 | GEN1 | A
2007 | 19173 | 10003 | BLR5 | GEN2 | A
2007 | 19173 | 10003 | BLR5 | VBPT | A
2007 | 17465 | 10017 | PB10 | GN10 | A
2007 | 17465 | 10017 | PB10 | GN12 | A
2007 | 17465 | 10017 | RF05 | GN12 | A
2007 | 5624 | 10025 | 41 | 41TG | A
2007 | 5624 | 10025 | 41 | 42TG | A
2007 | 5624 | 10025 | 41 | 43TG | A
2007 | 5624 | 10025 | 42 | 44TG | A
2007 | 4055 | 10682 | HR1 | ST1 | A
2007 | 12647 | 10686 | 5 | 6 | A
2007 | 7136 | 10699 | 3 | GEN2 | A
2007 | 7136 | 10699 | 4 | GT3 | A
2007 | 8287 | 6478 | 3 | 3 | A
2007 | 12341 | 6664 | 101 | 1 | A
2007 | 261 | 6705 | 1 | 1 | A
2007 | 54891 | 7030 | U1 | 1 | A
2007 | 40577 | 7286 | 2 | 1 | A
2007 | 40577 | 7286 | 2 | 2 | A
2007 | 5860 | 7296 | HRSG22 | 2-3 | A
2007 | 56190 | 7652 | D-1 | HP-2 | A
2007 | 56190 | 7652 | D-2 | LP-4 | A
2007 | 56190 | 7652 | D-3 | HP-1 | A
2007 | 56190 | 7652 | D-3 | HP-3 | A
2007 | 56190 | 7652 | D-3 | LP-4 | A
2007 | 56190 | 7652 | D-4 | HP-1 | A
2007 | 56190 | 7652 | D-4 | LP-1 | A
2007 | 6035 | 7704 | 4 | B | A
2007 | 17650 | 7710 | 2A | ST2 | A
2007 | 40230 | 7790 | 1-1 | 1 | A
2007 | 13337 | 8000 | SG2 | ST1 | A
2007 | 15472 | 8002 | 1 | 1 | A
2007 | 20856 | 8023 | 2 | 2 | A
2007 | 15474 | 8059 | 7251 | 1S | A
2007 | 14354 | 8066 | BW73 | 3 | A
2007 | 16572 | 8068 | 6A | ST6S | A
2007 | 17235 | 3131 | 1 | 1 | A
2007 | 14165 | 3138 | 3 | 3 | A
2007 | 570 | 10746 | BLR2 | GEN1 | A
2007 | 570 | 10746 | BLR4 | GEN1 | A
2007 | 30151 | 10755 | HR4 | ST1 | A
2007 | 50007 | 10792 | BOIL2 | GEN2 | A
2007 | 50006 | 10795 | BLR1 | GEN3 | A
2007 | 50006 | 10795 | BLR4 | GEN3 | A
2007 | 50006 | 10796 | BLR1 | GEN1 | A
2007 | 50006 | 10796 | BLR1 | GEN3 | A
2007 | 56099 | 10840 | U1 | GEN1 | A
2007 | 772 | 10860 | B1 | GEN2 | A
2007 | 772 | 10860 | B3 | GEN1 | A
2007 | 772 | 10860 | B3 | GEN2 | A
2007 | 772 | 10860 | B3 | GEN5 | A
2007 | 772 | 10860 | B4 | GEN4 | A
2007 | 772 | 10860 | B5 | GEN2 | A
2007 | 772 | 10860 | B5 | GEN3 | A
2007 | 772 | 10860 | B5 | GEN4 | A
2007 | 772 | 10860 | B7 | GEN4 | A
2007 | 772 | 10864 | 2 | GEN6 | T
2007 | 772 | 10864 | 4 | GEN3 | T
2007 | 772 | 10864 | 5 | GEN5 | T
2007 | 6035 | 3161 | 2 | 2 | A
2007 | 6035 | 3161 | 3 | 3 | A
2007 | 18642 | 3405 | 3 | 3 | A
2007 | 18642 | 3406 | 1 | 1 | A
2007 | 18642 | 3406 | 2 | 2 | A
2007 | 18642 | 3407 | 6 | 6 | A
2007 | 18642 | 3419 | A | ST1 | A
2007 | 49979 | 3439 | 1 | 1 | A
2007 | 54907 | 3442 | 7 | 6 | A
2007 | 5701 | 3456 | 2 | 2 | A
2007 | 54888 | 3468 | SRB2 | ST2 | A
2007 | 17698 | 3476 | 2 | 2 | A
2007 | 17698 | 3476 | 4 | 4 | A
2007 | 17718 | 3484 | 143B | 3 | A
2007 | 55983 | 3502 | 3 | ST3 | A
2007 | 50128 | 10611 | 5 | GEN3 | A
2007 | 19876 | 3804 | 6 | 6ST | A
2007 | 10545 | 54423 | 2 | ST1 | A
2007 | 5624 | 10025 | 44 | 44TG | A
2007 | 5624 | 10025 | PB4 | 17TG | A
2007 | 7049 | 10029 | 1 | GEN7 | A
2007 | 9788 | 10039 | 8 | GEN4 | T
2007 | 50085 | 10062 | BLR1 | GEN2 | T
2007 | 9686 | 10202 | 4REC | GEN6 | A
2007 | 8483 | 10207 | 2 | GEN2 | T
2007 | 55867 | 10208 | 7 | NO9 | T
2007 | 12311 | 10224 | BLR 10 | GEN9 | A
2007 | 12311 | 10224 | BLR 3 | GEN8 | A
2007 | 12311 | 10224 | BLR 9 | GEN7 | A
2007 | 18155 | 50810 | CB | NO 6 | A
2007 | 12686 | 6073 | 3A | 3ST | A
2007 | 17650 | 7710 | 3B | ST3 | A
2007 | 50103 | 55113 | 7 | TR2 | A
2007 | 17166 | 2336 | 9 | 10 | A
2007 | 13492 | 54627 | A | GEN2 | A
2007 | 772 | 10860 | A | 2A | A
2007 | 19564 | 50366 | BLR5 | GEN1 | A
2007 | 14952 | 50388 | K1 | GEN1 | A
2007 | 22199 | 50392 | 4 | TG5 | A
2007 | 5033 | 50395 | 1 | TG6 | T
2007 | 16294 | 50396 | BLR1 | GEN4 | A
2007 | 16294 | 50396 | BLR2 | GEN4 | A
2007 | 16294 | 50396 | BLR2 | GEN5 | A
2007 | 16719 | 50438 | 3PB | GEN4 | A
2007 | 16719 | 50438 | 4PB | GEN4 | A
2007 | 9243 | 50451 | HRSG1 | GEN2 | A
2007 | 15400 | 50456 | 4 | GEN1 | A
2007 | 15400 | 50456 | PB2 | GEN1 | T
2007 | 9263 | 50458 | HRSG1 | GEN2 | A
2007 | 2522 | 50466 | 2PB | GEN5 | T
2007 | 2522 | 50466 | 4RB | GEN5 | T
2007 | 14369 | 50476 | B11 | GEN1 | A
2007 | 54880 | 10244 | 2 | T-10 | A
2007 | 13407 | 2322 | 3 | 3 | A
2007 | 55768 | 2378 | 2 | 2 | A
2007 | 15147 | 2406 | 21 | 2 | A
2007 | 15473 | 2451 | 1 | 1 | A
2007 | 55983 | 3508 | 2 | 2 | A
2007 | 20404 | 3521 | 2 | 1 | A
2007 | 1015 | 3549 | 1 | 1 | A
2007 | 2442 | 3561 | 4 | 4 | A
2007 | 2442 | 3561 | 5 | 5 | A
2007 | 11269 | 3601 | 3 | 3 | A
2007 | 16604 | 3613 | 1 | 1 | A
2007 | 14354 | 3648 | 3 | 3 | A
2007 | 19876 | 3803 | 1 | ST1 | A
2007 | 5610 | 50481 | 253-28 | TG21 | T
2007 | 5610 | 50481 | 253-28 | TG24 | T
2007 | 5610 | 50481 | 325-31 | TG25 | T
2007 | 5610 | 50481 | 83-18 | TG11 | T
2007 | 5610 | 50481 | 83-19 | TG14 | T
2007 | 5610 | 50481 | 83-20 | TGO8 | T
2007 | 5610 | 50481 | 83-21 | TGO7 | T
2007 | 5610 | 50481 | 83-22 | TGO7 | T
2007 | 5610 | 50481 | 83-23 | TGO9 | T
2007 | 19365 | 50482 | B1 | TG4 | T
2007 | 19365 | 50482 | B1 | TG6 | T
2007 | 19365 | 50482 | B4 | TG3 | T
2007 | 19588 | 50431 | 2 | TG1 | A
2007 | 19588 | 50431 | 4 | TG1 | A
2007 | 54880 | 10244 | B002 | T-10 | A
2007 | 19588 | 50431 | 1 | TG8 | A
2007 | 54880 | 10244 | B002 | T-12 | A
2007 | 22200 | 50308 | 3 | GEN2 | A
2007 | 22200 | 50308 | 4 | GEN2 | A
2007 | 20558 | 50473 | D | SRC | A
2007 | 5374 | 54676 | H81 | G84 | A
2007 | 16534 | 7551 | HRSG | CCST | A
2007 | 12667 | 56164 | HRSG1 | HRSG | A
2007 | 18320 | 55182 | HRSG2 | STG | A
2007 | 19876 | 3803 | 2 | ST2 | A
2007 | 19876 | 3804 | 3 | 3 | A
2007 | 19876 | 3804 | 4 | 4 | A
2007 | 19099 | 3845 | BW21 | 1 | A
2007 | 733 | 3936 | 2 | 2 | A
2007 | 733 | 3938 | 11 | 1 | A
2007 | 733 | 3938 | 31 | 3 | A
2007 | 733 | 3938 | 51 | 5 | A
2007 | 12796 | 3945 | 8 | 6 | A
2007 | 19876 | 3954 | 2 | 2 | A
2007 | 13781 | 3982 | 5 | 4 | T
2007 | 11479 | 3992 | 5 | 4 | A
2007 | 11479 | 3992 | 6 | 3 | A
2007 | 20847 | 4040 | BO21 | ST2 | A
2007 | 4716 | 4140 | B2 | 3 | A
2007 | 4716 | 4140 | B5 | 5 | A
2007 | 12435 | 4146 | B2 | 1 | A
2007 | 19545 | 4151 | 3 | 3 | A
2007 | 11269 | 4937 | 1 | 1 | A
2007 | 20404 | 4938 | 2 | 2 | A
2007 | 49979 | 4939 | 1 | 1 | A
2007 | 16572 | 4941 | 2 | NAV2 | A
2007 | 23279 | 6004 | 1 | 1 | A
2007 | 520 | 6017 | 1 | 1 | A
2007 | 22146 | 2526 | 11 | 7 | A
2007 | 55849 | 10252 | REC2 | NO.1 | A
2007 | 17833 | 6195 | 2 | ST2 | A
2007 | 17828 | 963 | 41 | 4 | A
2007 | 343 | 55502 | 2B | 0200 | A
2007 | 20541 | 50881 | BLR3 | GEN4 | A
2007 | 5892 | 54571 | HRSG1 | GEN3 | A
2007 | 13100 | 7946 | HRSG2 | ST1 | A
2007 | 4062 | 55503 | HRSG1 | ST1 | A
2007 | 50081 | 55611 | BOIL2 | GEN1 | A
2007 | 2799 | 55642 | HRSG 3 | STG1 | A
2007 | 54885 | 55687 | HRSG2 | ST1 | T
2007 | 8856 | 55714 | HRSG1 | ST1 | A
2007 | 8329 | 55729 | HRSG3 | ST1 | A
2007 | 3542 | 55736 | 2HR1 | 2ST | A
2007 | 3542 | 55736 | 2HR2 | 2ST | A
2007 | 49747 | 55829 | MB1 | M1S1 | T
2007 | 16238 | 55835 | HRSG 1 | STG1 | A
2007 | 17650 | 55965 | 7B | ST7 | A
2007 | 6204 | 55977 | 1 | STG1 | A
2007 | 6778 | 56024 | 1 | TUR7 | A
2007 | 6778 | 56024 | 9 | TUR1 | A
2007 | 54909 | 56031 | HRSG2 | STG | A
2007 | 49736 | 56105 | HRSG1 | STG1 | A
2007 | 12384 | 884 | 1 | 1 | A
2007 | 12384 | 886 | 19 | 19 | A
2007 | 5748 | 887 | 2 | 2 | A
2007 | 5517 | 891 | 1 | 4 | T
2007 | 5517 | 891 | 3 | 2 | T
2007 | 5517 | 891 | 3 | 5 | T
2007 | 5517 | 891 | 4 | 5 | T
2007 | 5517 | 891 | 5 | 2 | T
2007 | 5517 | 891 | 5 | 5 | T
2007 | 5517 | 891 | 7 | 1 | T
2007 | 5517 | 891 | 7 | 2 | T
2007 | 5517 | 891 | 7 | 3 | T
2007 | 5517 | 898 | 3 | 2 | A
2007 | 20824 | 972 | 4 | 6 | A
2007 | 20824 | 972 | 8 | 6 | A
2007 | 17632 | 976 | 123 | 1 | A
2007 | 9269 | 983 | 3 | 3 | A
2007 | 9324 | 988 | U2 | 2 | A
2007 | 9273 | 991 | 2 | 2 | A
2007 | 3599 | 992 | 11 | 4 | A
2007 | 3599 | 992 | 14 | 4 | A
2007 | 3599 | 992 | 14 | 6 | A
2007 | 3599 | 992 | 17 | 4 | A
2007 | 3599 | 992 | 17 | 6 | A
2007 | 3599 | 992 | 18 | 6 | A
2007 | 13756 | 997 | 5 | 2 | A
2007 | 15470 | 1004 | 8-1 | 7 | A
2007 | 15470 | 1010 | 2 | 2 | A
2007 | 4508 | 1024 | 6 | 5 | A
2007 | 9267 | 1043 | 1SG1 | 1 | A
2007 | 9417 | 1058 | 2 | 2 | T
2007 | 9417 | 1058 | 3 | 1 | T
2007 | 25 | 2527 | 5 | 3 | A
2007 | 22122 | 2531 | 3 | 2 | A
2007 | 12792 | 2625 | 2 | 2 | A
2007 | 12792 | 2629 | 4 | 4 | A
2007 | 16183 | 2642 | 2 | 2 | A
2007 | 3046 | 2706 | 1 | 1 | A
2007 | 3046 | 2709 | 3 | 3 | A
2007 | 3046 | 2712 | 4B | 4 | A
2007 | 5416 | 2720 | 8 | 5 | A
2007 | 5416 | 2732 | 10 | 7 | A
2007 | 1307 | 2817 | 2 | 2 | A
2007 | 12658 | 2823 | B2 | 2 | A
2007 | 4062 | 2840 | 3 | 3 | A
2007 | 4062 | 2840 | 6 | 6 | A
2007 | 4062 | 2843 | 9 | 5 | A
2007 | 4922 | 2848 | H-1 | 1 | A
2007 | 4922 | 2848 | H-4 | 4 | A
2007 | 4922 | 2848 | H-6 | 6 | A
2007 | 4922 | 2850 | 1 | 1 | A
2007 | 4922 | 2850 | 3 | 3 | A
2007 | 14006 | 2872 | 3 | 3 | A
2007 | 6526 | 2878 | 2 | 2 | A
2007 | 6526 | 2878 | 4 | 4 | A
2007 | 3762 | 2908 | 4 | 9 | T
2007 | 3762 | 2908 | 6 | 11 | A
2007 | 2999 | 54235 | B001 | GEN1 | A
2007 | 2999 | 54235 | B001 | GEN2 | A
2007 | 54880 | 10244 | 6 | T-12 | A
2007 | 54880 | 10244 | 7 | T-10 | A
2007 | 49777 | 56124 | 1HRSG | 2TG | A
2007 | 49886 | 56220 | P02 | S02 | A
2007 | 49949 | 56233 | HRSG B | STG | A
2007 | 19365 | 50482 | B7 | TG3 | T
2007 | 19365 | 50483 | B2 | TG1 | T
2007 | 19365 | 50483 | B2 | TG4 | T
2007 | 19365 | 50483 | B7 | TG1 | T
2007 | 19365 | 50483 | B7 | TG4 | T
2007 | 50033 | 50491 | 3BLR | GEN6 | A
2007 | 50033 | 50491 | 5BLR | GEN7 | A
2007 | 55985 | 50530 | H43 | GEN3 | A
2007 | 26840 | 50544 | 10PB | GEN2 | T
2007 | 26840 | 50544 | 10PB | GEN6 | T
2007 | 26840 | 50544 | PKB | GEN6 | T
2007 | 26940 | 50557 | 17759 | GEN2 | A
2007 | 13008 | 50614 | 5 | GEN1 | A
2007 | 13008 | 50614 | 5 | WEST | A
2007 | 13008 | 50614 | 6 | WEST | A
2007 | 6090 | 50625 | 19 | TG9 | A
2007 | 6090 | 50625 | 32 | TG32 | A
2007 | 6090 | 50625 | 33 | TG33 | A
2007 | 6090 | 50625 | 34 | TG32 | A
2007 | 5519 | 50627 | HRSG | STG1 | T
2007 | 19691 | 50628 | 2A | GEN3 | A
2007 | 19691 | 50628 | HRSG | GEN2 | A
2007 | 4476 | 50630 | BLR2 | GEN1 | A
2007 | 4498 | 50632 | 2 | GEN1 | A
2007 | 16653 | 50639 | 10RB | GEN4 | A
2007 | 16653 | 50639 | 10RB | GEN5 | A
2007 | 16653 | 50639 | 9PB | GEN4 | A
2007 | 9097 | 50656 | UNIT1 | GEN1 | A
2007 | 49760 | 50657 | 2 | GEN1 | A
2007 | 9417 | 1058 | 5 | 6 | T
2007 | 12341 | 1081 | 8 | 3HS | A
2007 | 12341 | 1091 | 1 | 1 | A
2007 | 14645 | 1175 | 7 | 5 | A
2007 | 10000 | 1241 | 2 | 2 | A
2007 | 10005 | 1242 | 3 | 3 | A
2007 | 22500 | 1248 | 1 | ST1 | A
2007 | 9996 | 1294 | 2 | 2 | A
2007 | 22053 | 1353 | BSU2 | 2 | A
2007 | 10171 | 1356 | 3 | 3 | A
2007 | 10171 | 1356 | 4 | 4 | A
2007 | 10171 | 1357 | 4 | 3 | A
2007 | 8449 | 1372 | 5 | 5 | A
2007 | 18642 | 1378 | 1 | 1 | A
2007 | 18642 | 1379 | 10 | 10 | A
2007 | 20546 | 1382 | H2 | 2 | A
2007 | 5580 | 1385 | 2 | 2 | A
2007 | 3265 | 1400 | 1 | 1 | A
2007 | 11241 | 1402 | 1 | 1 | A
2007 | 11241 | 1402 | 2 | 2 | A
2007 | 11241 | 1403 | 4 | 6(4) | A
2007 | 13478 | 1407 | 3 | 3 | A
2007 | 13478 | 1407 | 4 | 4 | A
2007 | 8884 | 1439 | 14 | 14 | A
2007 | 50111 | 1443 | 3 | 3 | A
2007 | 12625 | 1447 | 1 | 1 | A
2007 | 11241 | 1448 | 10 | 10 | A
2007 | 13228 | 1450 | 9 | 9 | A
2007 | 15137 | 1455 | 1 | 1 | A
2007 | 16463 | 1458 | 1 | 1 | A
2007 | 31719 | 1507 | 1 | 1 | A
2007 | 54880 | 10244 | 7 | T-13 | A
2007 | 56147 | 10245 | 12 | GEN7 | T
2007 | 2226 | 10290 | EU1 | GEN1 | A
2007 | 3998 | 10300 | BLR1 | GEN1 | A
2007 | 10911 | 10321 | 2 | GEN5 | A
2007 | 10911 | 10321 | 4 | GEN5 | A
2007 | 10911 | 10321 | 6 | GEN2 | A
2007 | 10911 | 10321 | 8 | GEN1 | A
2007 | 10911 | 10321 | 8 | GEN3 | A
2007 | 10911 | 10321 | 9 | GEN1 | A
2007 | 3303 | 10333 | 1 | GEN1 | A
2007 | 2867 | 10350 | HRSG | GEN2 | A
2007 | 20548 | 50187 | 11B | TG5 | A
2007 | 55903 | 50189 | 1CB | TG7 | A
2007 | 20543 | 50192 | 2 | TG1 | T
2007 | 55807 | 50202 | 1 | GEN1 | A
2007 | 21128 | 50215 | 101 | GEN1 | A
2007 | 867 | 50216 | 93 | GN95 | A
2007 | 20666 | 50232 | B1 | T/G | A
2007 | 15526 | 50240 | BLR1 | GEN2 | A
2007 | 9303 | 50243 | 7 | GEN2 | T
2007 | 9303 | 50243 | 8 | GEN3 | T
2007 | 23815 | 50244 | PGB | GEN8 | T
2007 | 23815 | 50244 | PGB | GN11 | T
2007 | 23815 | 50244 | RBB | GEN9 | T
2007 | 18189 | 50247 | B022 | GEN4 | A
2007 | 9401 | 50250 | 1RB | GEN1 | A
2007 | 49974 | 50660 | 2 | GEN1 | T
2007 | 4496 | 50663 | B100 | GEN2 | A
2007 | 4427 | 50664 | B102 | GEN1 | A
2007 | 19511 | 50711 | BLR2 | GEN3 | A
2007 | 19519 | 50732 | ETBLR1 | GEN2 | T
2007 | 19519 | 50732 | ETBLR2 | GEN2 | T
2007 | 19526 | 50733 | TBB3 | STG1 | T
2007 | 18020 | 50743 | 1 | GEN1 | A
2007 | 18020 | 50743 | 3 | GEN1 | A
2007 | 18020 | 50743 | 4 | GEN1 | A
2007 | 19781 | 50770 | B1 | GEN1 | A
2007 | 19900 | 50771 | B1 | GEN1 | A
2007 | 55914 | 50799 | WH 1 | GEN3 | A
2007 | 6616 | 658 | 8 | 8 | A
2007 | 19804 | 693 | 1 | 1 | A
2007 | 7140 | 703 | 1BLR | 1 | A
2007 | 7140 | 708 | 3 | 3 | A
2007 | 19547 | 766 | 3 | W3 | A
2007 | 5352 | 50152 | HRSGE | STG | T
2007 | 14077 | 7546 | HRSG1 | 1 | A
2007 | 23279 | 1570 | 9 | 9 | A
2007 | 12653 | 1572 | 3 | 3 | A
2007 | 21463 | 1595 | 3 | 2 | A
2007 | 21463 | 1595 | 4 | 2 | A
2007 | 4254 | 1695 | 2 | 2 | A
2007 | 4254 | 1695 | 3 | 1 | A
2007 | 20505 | 50804 | 4 | GEN5 | A
2007 | 56 | 50805 | 3PB | GEN1 | A
2007 | 18162 | 50806 | PB3 | GEN2 | A
2007 | 18162 | 50806 | RBF | GEN1 | A
2007 | 18157 | 50807 | 1RB | GEN4 | A
2007 | 18155 | 50810 | 2RB | NO 9 | T
2007 | 17427 | 50814 | 5REC | GEN1 | T
2007 | 17427 | 50814 | 5REC | GEN2 | T
2007 | 17427 | 50814 | 5REC | GEN3 | T
2007 | 17427 | 50814 | PB | GEN1 | T
2007 | 56097 | 50846 | PB4 | ST1 | A
2007 | 20541 | 50873 | B2 | GEN1 | A
2007 | 20541 | 50875 | 3 | GEN1 | A
2007 | 20541 | 50875 | 4 | GEN1 | A
2007 | 20541 | 50877 | B2 | GEN1 | A
2007 | 20541 | 50881 | BLR1 | GEN1 | A
2007 | 20541 | 50881 | BLR2 | GEN1 | A
2007 | 20508 | 50900 | 10PB | GEN4 | T
2007 | 56078 | 50252 | 3PB | ABB2 | A
2007 | 55731 | 50253 | 1PB | TG1 | A
2007 | 55771 | 50254 | 1PB | GEN1 | A
2007 | 13504 | 50271 | 2A | 1TG | T
2007 | 13504 | 50271 | 3A | 1TG | T
2007 | 50097 | 50282 | 24PB | GEN1 | T
2007 | 16929 | 50290 | 2 | GEN1 | A
2007 | 16929 | 50290 | 3 | GEN1 | A
2007 | 14362 | 50296 | R1 | GEN1 | A
2007 | 14362 | 50296 | R2 | GEN1 | A
2007 | 40430 | 50305 | K23 | GEN6 | A
2007 | 40430 | 50305 | K23 | GEN9 | A
2007 | 22200 | 50308 | 4 | GEN1 | A
2007 | 19564 | 50366 | BLR1 | GEN5 | A
2007 | 19564 | 50366 | BLR1 | GEN7 | A
2007 | 19564 | 50366 | BLR3 | GEN6 | A
2007 | 19564 | 50366 | BLR4 | GEN1 | A
2007 | 55919 | 10360 | B24 | GEN5 | A
2007 | 55919 | 10360 | B25 | GEN6 | A
2007 | 55919 | 10360 | B25 | GEN9 | A
2007 | 55919 | 10360 | B27 | GEN5 | A
2007 | 55919 | 10360 | B29 | GEN5 | A
2007 | 7127 | 10361 | 5B | GEN3 | T
2007 | 7127 | 10361 | 5B | GEN4 | T
2007 | 7840 | 10368 | CB1302 | GEN1 | A
2007 | 19876 | 10771 | 2 | 1 | A
2007 | 13994 | 7917 | 8A | 3 | A
2007 | 55936 | 1391 | 3A | 2A | A
2007 | 5347 | 52006 | HRU200 | GEN1 | A
2007 | 5347 | 52006 | HRU200 | GEN4 | A
2007 | 19528 | 54780 | B5 | T1 | A
2007 | 19528 | 54780 | B5 | T10 | A
2007 | 6567 | 56400 | HRSG1 | ST1 | A
2007 | 20505 | 50804 | PB | GEN4 | A
2007 | 14584 | 54056 | HRSG | GEN2 | A
2007 | 16098 | 54338 | 4 | GEND | A
2007 | 12739 | 55241 | HRSG01 | ST1 | A
2007 | 6844 | 55480 | HRSG 2 | ST1 | A
2007 | 6452 | 6042 | PMT3 | 3 | A
2007 | 13914 | 55089 | 20F301 | ST1 | A
2007 | 13914 | 55089 | STG | ST1
2007 | 55936 | 1394 | 2 | 2 | A
2007 | 55937 | 3459 | 1 | 1 | A
2007 | 55937 | 3459 | 2 | 2 | A
2007 | 55937 | 3459 | 5 | 5 | A
2007 | 20508 | 50900 | 2RB | GEN3 | T
2007 | 49801 | 50933 | BLR3 | GEN3 | T
2007 | 23931 | 50956 | PB1 | GEN1 | A
2007 | 34359 | 50969 | BLR11 | GEN1 | T
2007 | 34359 | 50969 | HRSG1 | GEN4 | T
2007 | 12981 | 50973 | 32 | GN32 | T
2007 | 2852 | 50991 | 9 | GEN8 | A
2007 | 1864 | 52041 | 1 | GEN1 | A
2007 | 19724 | 52048 | 7 | GEN2 | A
2007 | 19724 | 52048 | 8 | GEN2 | A
2007 | 22337 | 52069 | HP1 | GEN4 | A
2007 | 22337 | 52069 | HP3 | GEN4 | A
2007 | 19323 | 52071 | SANDW1 | GEN1 | A
2007 | 19323 | 52071 | SANDW3 | GEN3 | A
2007 | 22218 | 52072 | 1 | GEN1 | T
2007 | 22218 | 52072 | 3 | GEN1 | T
2007 | 22218 | 52072 | 3 | GEN4 | T
2007 | 54708 | 10378 | 2A | GEN2 | A
2007 | 13695 | 10382 | UNIT2 | GEN1 | A
2007 | 55739 | 10384 | 2A | GEN2 | A
2007 | 56165 | 10397 | 5HPB | GEN6 | A
2007 | 56165 | 10397 | 6HPB | GEN8 | A
2007 | 56165 | 10397 | 7HPB | GEN7 | A
2007 | 56165 | 10397 | 9HPB | GEN8 | A
2007 | 9454 | 10398 | A | GEN3 | T
2007 | 9454 | 10398 | B | GENB | T
2007 | 9454 | 10398 | D | GENA | T
2007 | 21521 | 10416 | BO6 | GEN2 | T
2007 | 21521 | 10416 | BO7 | GEN3 | T
2007 | 23632 | 10426 | PB1 | GEN5 | A
2007 | 23632 | 10426 | WFB | GEN3 | A
2007 | 23632 | 10426 | WFB | GEN4 | A
2007 | 14928 | 54236 | BLR1 | TG 2 | A
2007 | 14928 | 54236 | BLR5 | TG 4 | T
2007 | 16553 | 54271 | HRSG2 | STG | A
2007 | 9394 | 54281 | MFB | 577A | A
2007 | 27770 | 54324 | HRSG4 | GEN3 | A
2007 | 12436 | 10328 | BLR4 | GEN5 | A
2007 | 14928 | 54236 | HRSG1 | TG 4 | A
2007 | 18518 | 55132 | HRSG1 | STG1 | A
2007 | 54702 | 56350 | HRSG 4 | ST2 | A
2007 | 16001 | 52024 | 6 | NEW3 | A
2007 | 54703 | 56349 | 2 | ST2
2007 | 12311 | 10224 | BLR10 | GEN7
2007 | 12311 | 10224 | BLR5 | GEN8
2007 | 2522 | 50466 | 1PB | GEN6 | T
2007 | 2053 | 54216 | REC3 | AOW1 | T
2007 | 19537 | 50118 | HRSG10 | GEN5 | A
2007 | 19537 | 50118 | HRSG10 | GEN9 | A
2007 | 9617 | 56799 | HRSG2 | 3 | A
2007 | 22979 | 55375 | HRSG3 | ST2 | A
2007 | 7140 | 710 | 5 | 5 | A
2007 | 7140 | 710 | 4A | 4 | A
2007 | 55924 | 56671 | UHA01 | 1 | A
2007 | 17566 | 52132 | HRSG1 | GEN3 | A
2007 | 22218 | 52072 | 4 | GEN4 | T
2007 | 22218 | 52072 | 5 | GEN4 | T
2007 | 55732 | 52089 | NO2BLR | GEN3 | T
2007 | 55732 | 52089 | NO3BLR | GEN4 | T
2007 | 55732 | 52089 | NO4BLR | GEN2 | T
2007 | 55732 | 52089 | NO6BLR | GEN1 | T
2007 | 55732 | 52089 | NO6BLR | GEN2 | T
2007 | 55732 | 52089 | NO8BLR | GEN2 | T
2007 | 55732 | 52089 | NO8BLR | GEN3 | T
2007 | 55732 | 52089 | NO9BLR | GEN2 | T
2007 | 49732 | 52105 | 1BLR | GEN1 | T
2007 | 49732 | 52105 | 1BLR | GEN3 | T
2007 | 49732 | 52105 | 1BLR | GEN4 | T
2007 | 49732 | 52105 | 3BLR | GEN4 | T
2007 | 49732 | 52105 | 4BLR | GEN2 | T
2007 | 18340 | 52106 | 39 | GEN3 | T
2007 | 50163 | 52108 | 35 | GEN6 | A
2007 | 50163 | 52108 | 35 | GEN7 | A
2007 | 50163 | 52108 | 6 | GEN5 | A
2007 | 50163 | 52108 | 7 | GEN5 | A
2007 | 44466 | 52130 | 15BLR | 15TG | A
2007 | 44466 | 52130 | 31BLR | 32TG | A
2007 | 44466 | 52130 | 31BLR | 33TG | A
2007 | 44466 | 52130 | 32BLR | 17TG | A
2007 | 44466 | 52130 | 32BLR | 31TG | A
2007 | 44466 | 52130 | 32BLR | 33TG | A
2007 | 44466 | 52130 | 36BLR | 31TG | A
2007 | 8009 | 52140 | RF1 | GEN1 | A
2007 | 9348 | 52152 | 5RB | GEN8 | T
2007 | 4254 | 1720 | 7 | 7 | A
2007 | 4254 | 1723 | 1 | 1 | A
2007 | 4254 | 1723 | 2 | 2 | A
2007 | 50103 | 55113 | 6 | TR1 | A
2007 | 16572 | 55129 | HRSG2 | STG | A
2007 | 7597 | 55146 | 2 | STG2 | A
2007 | 55184 | 55173 | HRSG11 | ST13 | A
2007 | 15988 | 55187 | HRSG4 | ST1 | T
2007 | 54755 | 55216 | HRSG 1 | STG1 | A
2007 | 54755 | 55216 | HRSG 2 | STG1 | A
2007 | 807 | 55221 | HRSG1 | G8 | T
2007 | 807 | 55221 | HRSG3 | G8 | T
2007 | 807 | 55221 | HRSG4 | G9 | T
2007 | 10285 | 55270 | HRSG1 | ST1 | T
2007 | 10285 | 55270 | HRSG1 | ST2 | T
2007 | 10285 | 55270 | HRSG2 | ST2 | T
2007 | 10285 | 55270 | HRSG5 | ST1 | T
2007 | 10285 | 55270 | HRSG5 | ST2 | T
2007 | 10285 | 55270 | HRSG6 | ST1 | T
2007 | 10285 | 55270 | HRSG6 | ST2 | T
2007 | 10285 | 55270 | HRSG7 | ST1 | T
2007 | 2929 | 55292 | HRSG1 | STG1 | A
2007 | 29122 | 55293 | HRSG 1 | STG1 | A
2007 | 21579 | 55297 | HRSG1 | 1A | A
2007 | 54817 | 55298 | HRSG1A | ST1 | A
2007 | 49965 | 55317 | 12 | ST15 | A
2007 | 50096 | 55318 | 2 | 2 | A
2007 | 5030 | 55333 | HRSG2 | STG1 | A
2007 | 2171 | 55357 | HRSG1 | STG1 | T
2007 | 4405 | 55358 | FB3 | ST3 | A
2007 | 40845 | 54344 | 4 | 7GEN | A
2007 | 40845 | 54344 | 5 | 1GEN | A
2007 | 16968 | 54472 | LURGI | GEN1 | A
2007 | 5347 | 55419 | HRU600 | ST5 | A
2007 | 9417 | 1888 | 2 | 1 | A
2007 | 6090 | 50625 | 41 | TG23 | A
2007 | 14328 | 56476 | HRSG1 | 3 | A
2007 | 54880 | 10244 | B013 | T-13 | A
2007 | 54880 | 10244 | B014 | T-10 | A
2007 | 54880 | 10244 | B014 | T-11 | A
2007 | 54880 | 10244 | B015 | T-11 | A
2007 | 14354 | 56237 | HRSG01 | ST01 | A
2007 | 14354 | 56102 | HRSG1A | ST1 | A
2007 | 772 | 10860 | CFB1 | 2A | A
2007 | 19365 | 50482 | B2 | TG8 | T
2007 | 18835 | 55440 | HRSG1 | ST1 | A
2007 | 5109 | 1726 | 16 | 16 | A
2007 | 5109 | 1732 | 11 | 8 | A
2007 | 5109 | 1732 | 9 | 8 | A
2007 | 5109 | 1740 | 2 | 2 | A
2007 | 5109 | 1745 | 16 | 8 | A
2007 | 5109 | 1745 | 17 | 7 | A
2007 | 5109 | 1745 | 9A | 9 | A
2007 | 20847 | 1769 | 2 | 2 | A
2007 | 8723 | 1830 | 5 | 5 | A
2007 | 56155 | 1831 | 3 | 3 | A
2007 | 21048 | 1866 | 8 | 5 | A
2007 | 9417 | 1888 | 1 | 1 | A
2007 | 772 | 10866 | 5 | GEN1 | A
2007 | 13781 | 10867 | COGEN1 | GEN1 | A
2007 | 16064 | 50028 | 1HP | GEN3 | A
2007 | 16064 | 50028 | 1HP | GEN6 | A
2007 | 16064 | 50028 | 2FW | GEN3 | A
2007 | 16064 | 50028 | 2FW | GEN6 | A
2007 | 16064 | 50028 | 4BW | GEN6 | A
2007 | 16064 | 50028 | 5CE | GEN4 | A
2007 | 16064 | 50028 | 5CE | GEN6 | A
2007 | 23955 | 50087 | 2 | GEN1 | A
2007 | 23955 | 50087 | 4 | GEN1 | A
2007 | 12307 | 50101 | PB1 | GEN1 | A
2007 | 12307 | 50101 | PB1 | GEN3 | A
2007 | 12307 | 50101 | RB2 | GEN3 | A
2007 | 12307 | 50101 | RB3 | GEN3 | A
2007 | 55756 | 55382 | 2H2100 | 2STG | A
2007 | 3131 | 55404 | HRSG2 | STG | A
2007 | 803 | 55455 | HRSG2B | ST2 | A
2007 | 4994 | 55464 | HRSG1 | STG1 | A
2007 | 40845 | 54344 | SG101 | 6GEN | A
2007 | 40845 | 54344 | SG101 | 9GEN | A
2007 | 40845 | 54344 | SG102 | 9GEN | A
2007 | 9765 | 54414 | BLR4 | GEN2 | A
2007 | 10545 | 54424 | HRSG2 | ST1 | A
2007 | 5473 | 54428 | 072 | NO2 | A
2007 | 5473 | 54428 | 255 | NO1 | A
2007 | 204 | 54429 | RB2 | GEN2 | A
2007 | 16024 | 54464 | B002 | 0003 | A
2007 | 547 | 54512 | 3 | TG1 | A
2007 | 547 | 54512 | 6 | TG1 | A
2007 | 17062 | 54532 | 10 | 2WH | T
2007 | 17062 | 54532 | 1PB | 3GE | T
2007 | 17062 | 54532 | 2PB | 3GE | T
2007 | 17062 | 54532 | 3PB | 2WH | T
2007 | 17164 | 50112 | BLR2 | GEN2 | A
2007 | 19537 | 50118 | B3 | GEN4 | A
2007 | 54881 | 50130 | BLR1 | GEN1 | A
2007 | 27131 | 50146 | A | GENB | A
2007 | 27131 | 50146 | B | GENC | A
2007 | 20492 | 50184 | PKG | TG3 | T
2007 | 20492 | 50184 | PKG | TG4 | T
2007 | 772 | 10865 | CFB5 | GEN8 | T
2007 | 772 | 10865 | CFB8 | GEN6 | T
2007 | 772 | 10865 | CFB8 | GEN7 | T
2007 | 772 | 10865 | CFB8 | GEN8 | T
2007 | 772 | 10866 | 1 | GEN4 | A
2007 | 772 | 10866 | 10 | GEN3 | A
2007 | 772 | 10866 | 11 | GEN1 | A
2007 | 772 | 10866 | 2 | GEN3 | A
2007 | 12647 | 1893 | 1 | 1 | A
2007 | 13781 | 1927 | 7 | ST7 | A
2007 | 13781 | 1934 | 1 | 2 | A
2007 | 1009 | 1960 | 3 | 1 | A
2007 | 6151 | 1973 | 3 | 4 | T
2007 | 4222 | 54556 | BLR3 | TGO2 | T
2007 | 4222 | 54556 | BLR5 | TGO2 | T
2007 | 11169 | 54562 | PB12 | 6 | T
2007 | 11169 | 54562 | PB20 | 3 | T
2007 | 11169 | 54562 | PB20 | 6 | T
2007 | 11169 | 54562 | RF15 | 3 | T
2007 | 11169 | 54562 | RF15 | 6 | T
2007 | 623 | 10430 | B7 | GEN3 | T
2007 | 623 | 10430 | B8 | GEN3 | T
2007 | 55711 | 10441 | 5U100 | GEN1 | A
2007 | 55711 | 10443 | 7U100 | GEN1 | A
2007 | 1746 | 10464 | E0002 | GEN1 | A
2007 | 11217 | 10472 | B300 | GEN1 | A
2007 | 11217 | 10473 | B501 | GEN1 | A
2007 | 55965 | 10477 | P1 | GEN1 | T
2007 | 55965 | 10477 | P3 | GEN2 | T
2007 | 55877 | 10485 | 1 | GEN1 | T
2007 | 1991 | 10486 | 3 | GEN3 | A
2007 | 1991 | 10486 | 3 | GEN5 | A
2007 | 1991 | 10486 | RECBLR | GEN3 | A
2007 | 195 | 8 | 9 | 9 | A
2007 | 189 | 56 | 1 | 1 | A
2007 | 8543 | 1979 | 2 | 5 | A
2007 | 13488 | 2001 | 1 | 3 | A
2007 | 13488 | 2001 | 1 | 6 | A
2007 | 13488 | 2001 | 2 | 6 | A
2007 | 14246 | 2003 | 6 | 6 | A
2007 | 19883 | 2018 | 7 | 5 | A
2007 | 19883 | 2018 | 9 | 1A | A
2007 | 20737 | 2022 | 1 | ST2 | A
2007 | 20737 | 2022 | 2 | ST1 | A
2007 | 12686 | 2046 | 2 | 2 | A
2007 | 17568 | 2070 | 1 | 1 | A
2007 | 10000 | 2079 | 5A | 5 | A
2007 | 770 | 2094 | 1 | 1 | A
2007 | 770 | 2098 | 4 | 3 | A
2007 | 19436 | 2107 | 1 | 1 | A
2007 | 924 | 2168 | MB1 | 1 | A
2007 | 15298 | 2187 | 2 | 1 | A
2007 | 6779 | 2240 | 6 | 6 | A
2007 | 9348 | 52152 | 6RB | GEN8 | T
2007 | 12647 | 1891 | 1 | 1 | A
2007 | 54787 | 52193 | BLR1 | G2 | T
2007 | 54787 | 52193 | BLR1 | G4 | T
2007 | 16572 | 143 | 3 | CC3 | A
2007 | 16572 | 147 | K-2 | KY2 | A
2007 | 814 | 167 | 3 | 3 | A
2007 | 814 | 170 | 4 | 4 | A
2007 | 9617 | 207 | 2 | 2 | A
2007 | 14328 | 247 | 7 | 4 | A
2007 | 56151 | 310 | 2 | 2 | A
2007 | 22148 | 315 | 4 | 4 | A
2007 | 22148 | 315 | 5 | 5 | A
2007 | 15844 | 329 | 32 | 30 | A
2007 | 9216 | 389 | 3 | 3 | A
2007 | 11208 | 400 | 6 | 6 | A
2007 | 11208 | 408 | 7 | 8 | A
2007 | 15466 | 469 | 2 | 2 | A
2007 | 15466 | 470 | 3 | 3 | T
2007 | 15466 | 478 | 1 | 1 | A
2007 | 15466 | 478 | 2 | 1 | A
2007 | 3989 | 492 | 6 | 6 | A
2007 | 30151 | 527 | 1 | ST4 | A
2007 | 12490 | 562 | 2 | 2 | A
2007 | 14610 | 564 | 2 | 2 | A
2007 | 15452 | 568 | BHB3 | 3 | A
2007 | 4252 | 593 | 5 | 5 | A
2007 | 6455 | 634 | 1 | ST1 | A
2007 | 6455 | 634 | 3 | ST3 | A
2007 | 54787 | 52193 | BLR4 | G3 | T
2007 | 54787 | 52193 | HRSG 2 | G2 | T
2007 | 17610 | 54004 | HRSG | GEN1 | A
2007 | 9261 | 54076 | HRSG1 | GEN2 | A
2007 | 55740 | 54081 | 1B | GEN1 | A
2007 | 11169 | 54562 | RF19 | 3 | T
2007 | 11169 | 54562 | RF19 | 5 | T
2007 | 11169 | 54562 | RF22 | 5 | T
2007 | 13060 | 54626 | BL01 | TG01 | A
2007 | 56137 | 54638 | PC81 | PT1 | A
2007 | 9210 | 54656 | PB2 | NO3 | A
2007 | 9210 | 54656 | PB4 | NO 1 | A
2007 | 9210 | 54656 | PB4 | NO3 | A
2007 | 9210 | 54656 | RB4 | NO 2 | A
2007 | 9210 | 54656 | RB5 | NO3 | A
2007 | 18458 | 54693 | HRSG 4 | ST#1 | A
2007 | 18458 | 54693 | HRSG 5 | ST#1 | A
2007 | 18458 | 54693 | HRSG 6 | ST#1 | A
2007 | 22611 | 54752 | 2PB | NO1 | A
2007 | 20541 | 54758 | BW1 | GEN1 | A
2007 | 20541 | 54758 | BW2 | GEN1 | A
2007 | 19528 | 54780 | B3 | T1 | A
2007 | 19528 | 54780 | B3 | T4 | A
2007 | 19528 | 54780 | B4 | T4 | A
2007 | 19528 | 54780 | B6 | T4 | A
2007 | 19528 | 54780 | B6 | T7 | A
2007 | 55932 | 54789 | 3RB | 3TG | T
2007 | 5277 | 54795 | C1 | GEN1 | A
2007 | 5277 | 54795 | C2 | GEN2 | A
2007 | 7801 | 643 | 1 | 1 | A
2007 | 7801 | 643 | 2 | 2 | A
2007 | 18454 | 645 | BB02 | ST2 | A
2007 | 54784 | 10491 | 5 | 3STG | A
2007 | 450 | 10504 | SB1 | 2500 | A
2007 | 56174 | 10511 | 5 | GEN6 | A
2007 | 6541 | 10554 | THB-40 | ST2 | A
2007 | 6541 | 10554 | THB-50 | ST2 | A
2007 | 15726 | 10560 | RB5 | GEN5 | A
2007 | 14932 | 10566 | BOIL2 | GEN1 | A
2007 | 8286 | 10604 | BLR3 | PUU4 | A
2007 | 50003 | 10605 | 4PB | GEN4 | A
2007 | 50003 | 10605 | 6PB | GEN4 | A
2007 | 50003 | 10605 | 6PB | GEN5 | A
2007 | 4580 | 10606 | 6A | GEN5 | A
2007 | 4580 | 10606 | 9A | GEN6 | A
2007 | 50128 | 10611 | 4RB | GEN8 | A
2007 | 55863 | 10627 | PB2 | 1TG1 | T
2007 | 55863 | 10627 | PB2 | 3TG1 | T
2007 | 20541 | 10629 | BLR2 | GEN1 | A
2007 | 18564 | 54884 | C | TG2 | A
2007 | 11136 | 54971 | 5 | 2 | A
2007 | 42018 | 54998 | 12400 | 1430 | T
2007 | 42018 | 54998 | 12500 | 1430 | T
2007 | 11282 | 55063 | HRSG1 | STG1 | A
2007 | 11282 | 55063 | HRSG3 | STG3 | A
2007 | 6035 | 3491 | 5 | 5 | A
2007 | 55740 | 54081 | 4B | GEN4 | A
2007 | 9390 | 54087 | PB01 | GEN1 | A
2007 | 9390 | 54087 | PB01 | GEN2 | A
2007 | 9390 | 54087 | PB01 | GEN3 | A
2007 | 9390 | 54087 | RB02 | GEN1 | A
2007 | 9356 | 54090 | 1PB | GEN3 | A
2007 | 9312 | 54091 | PB1 | GEN1 | T
2007 | 9312 | 54091 | RB2 | GEN3 | T
2007 | 9393 | 54096 | BLRB2 | GEN3 | T
2007 | 9393 | 54096 | BLRR1 | GEN3 | T
2007 | 54738 | 54098 | B09 | GEN1 | T
2007 | 54738 | 54098 | B10 | GEN1 | T
2007 | 54738 | 54098 | B11 | GEN3 | T
2007 | 14194 | 2935 | 13 | 11 | A
2007 | 14381 | 2936 | 3 | ST2 | A
2007 | 15095 | 2937 | 5 | 10 | A
2007 | 17043 | 2943 | 1 | 1 | A
2007 | 17043 | 2943 | 1 | 2 | T
2007 | 14063 | 2951 | 8 | 8 | A
2007 | 14165 | 3096 | HRSG2A | ST4 | A
2007 | 12384 | 3122 | 3 | 3 | A
2007 | 5580 | 6041 | 1 | 1 | A
2007 | 6452 | 6043 | PMR2 | 2 | A
2007 | 11252 | 6055 | 2B2 | 2 | A
2007 | 11843 | 6056 | K4 | 4 | A
2007 | 17568 | 6061 | 1 | 1 | A
2007 | 22500 | 6068 | 1 | 1 | A
2007 | 15298 | 6076 | 1 | 1 | A
2007 | 13756 | 6085 | 18 | 18 | A
2007 | 6526 | 6094 | 1 | 1 | A
2007 | 6526 | 6094 | 3 | 3 | A
2007 | 15470 | 6113 | 1 | 1 | A
2007 | 15470 | 6113 | 2 | 2 | A
2007 | 17633 | 6137 | 2 | 2 | A
2007 | 11269 | 6179 | 1 | 1 | A
2007 | 16624 | 6183 | SM-1 | 1 | A
2007 | 17718 | 6193 | 063B | 3 | A
2007 | 9667 | 6225 | 1 | 1 | A
2007 | 9382 | 54100 | N1REBO | GEN2 | A
2007 | 5262 | 54104 | PB3 | GEN1 | T
2007 | 5262 | 54104 | PB3 | GEN4 | T
2007 | 9434 | 54201 | BLR1 | GEN3 | A
2007 | 9434 | 54201 | BLR3 | GEN3 | A
2007 | 9434 | 54201 | BLR3 | GEN6 | A
2007 | 9434 | 54201 | BLR4 | GEN3 | A
2007 | 2053 | 54216 | AOW4 | AOW4 | A
2007 | 2053 | 54216 | AOW4 | AOW6 | A
2007 | 22296 | 54219 | BLR1 | GEN1 | A
2007 | 6738 | 54224 | SG2 | GEN2 | A
2007 | 7209 | 54225 | 3 | TG1 | T
2007 | 8776 | 9864 | 5 | 8 | T
2007 | 8776 | 9864 | 5 | 9 | T
2007 | 8776 | 9864 | 6 | 8 | T
2007 | 8776 | 9864 | 7 | 9 | T
2007 | 19173 | 10003 | BLR2 | GEN1 | A
2007 | 19173 | 10003 | BLR2 | GEN3 | A
2007 | 19173 | 10003 | BLR5 | GEN3 | A
2007 | 17465 | 10017 | PB06 | GEN8 | A
2007 | 17465 | 10017 | PB10 | GEN9 | A
2007 | 17465 | 10017 | RF04 | GEN8 | A
2007 | 5624 | 10025 | 15 | 16TG | A
2007 | 5624 | 10025 | 41 | 44TG | A
2007 | 5624 | 10025 | 42 | 43TG | A
2007 | 5624 | 10025 | 43 | 22TG | A
2007 | 142 | 10676 | 4 | GEN2 | A
2007 | 2430 | 10683 | HR2 | ST2 | A
2007 | 12647 | 10686 | 6 | 6 | A
2007 | 17543 | 6249 | 3 | 3 | A
2007 | 7140 | 6257 | 2 | 2 | A
2007 | 814 | 6641 | 1 | 1 | A
2007 | 8287 | 7130 | 1 | 1 | A
2007 | 17539 | 7210 | COP1 | ST1 | A
2007 | 40577 | 7286 | 3 | 3 | A
2007 | 40577 | 7286 | 3 | 4 | A
2007 | 19545 | 7504 | 2 | 2 | A
2007 | 16604 | 7512 | 2 | 3 | A
2007 | 56190 | 7652 | D-2 | HP-1 | A
2007 | 6035 | 7704 | 3 | A | A
2007 | 195 | 7721 | HRSG | 2 | A
2007 | 17650 | 7897 | 1A | ST1 | A
2007 | 4362 | 8003 | 1 | 1 | A
2007 | 6455 | 8048 | 1 | 1 | A
2007 | 3989 | 8219 | 1 | 1 | A
2007 | 17166 | 8224 | 1 | 1 | A
2007 | 17166 | 8224 | 2 | 2 | A
2007 | 54863 | 8906 | 20 | 2 | A
2007 | 22001 | 3152 | 1A | 1 | T
2007 | 22001 | 3152 | 1B | 2 | T
2007 | 22001 | 3152 | 2A | 2 | T
2007 | 22001 | 3152 | 2B | 3 | T
2007 | 16909 | 10725 | HRSG1 | GEN2 | A
2007 | 16909 | 10725 | HRSG3 | GEN5 | A
2007 | 10456 | 10731 | 1 | GEN1 | A
2007 | 570 | 10746 | BLR1 | GEN1 | A
2007 | 13632 | 10764 | Zurn | GEN1 | A
2007 | 26977 | 10766 | CFB001 | GEN1 | A
2007 | 15986 | 10767 | CFB | GEN1 | A
2007 | 4217 | 10784 | BLR1 | GEN1 | A
2007 | 50007 | 10792 | BOIL3 | GEN1 | A
2007 | 50006 | 10793 | BLR3 | GEN2 | A
2007 | 50006 | 10795 | BLR2 | GEN3 | A
2007 | 50006 | 10796 | BLR2 | GEN2 | A
2007 | 3836 | 10822 | BOIL1 | GEN1 | A
2007 | 3106 | 10855 | STKR1 | GEN2 | A
2007 | 3106 | 10855 | STKR2 | GEN2 | A
2007 | 772 | 10860 | B5 | GEN1 | A
2007 | 772 | 10860 | B5 | GEN5 | A
2007 | 772 | 10860 | B6 | GEN1 | A
2007 | 772 | 10860 | B8 | GEN1 | A
2007 | 772 | 10860 | B8 | GEN5 | A
2007 | 772 | 10860 | B9 | GEN1 | A
2007 | 772 | 10860 | B9 | GEN5 | A
2007 | 772 | 10864 | 3 | GEN6 | T
2007 | 772 | 10864 | 4 | GEN6 | T
2007 | 772 | 10864 | 5 | GEN1 | T
2007 | 23279 | 3179 | 1 | 1 | A
2007 | 23279 | 3179 | 3 | 3 | A
2007 | 17543 | 3319 | 3 | 3 | A
2007 | 18642 | 3396 | 1 | 1 | A
2007 | 18642 | 3403 | 1 | 1 | A
2007 | 18642 | 3405 | 1 | 1 | A
2007 | 18642 | 3406 | 8 | 8 | A
2007 | 18642 | 3406 | 9 | 9 | A
2007 | 18642 | 3407 | 5 | 5 | A
2007 | 54907 | 3438 | 2 | 2 | A
2007 | 54907 | 3440 | 2 | 2 | A
2007 | 49979 | 3441 | 6 | 6 | A
2007 | 6035 | 3453 | 6 | 6 | A
2007 | 6035 | 3453 | 8 | 8 | A
2007 | 19323 | 3454 | 1 | 1 | A
2007 | 5701 | 3456 | HRSG2 | 4 | A
2007 | 54888 | 3466 | PHR3 | 3 | A
2007 | 54888 | 3466 | PHR4 | 4 | A
2007 | 54888 | 3468 | SRB1 | ST1 | A
2007 | 54888 | 3468 | SRB4 | 4 | A
2007 | 54888 | 3470 | WAP6 | 6 | A
2007 | 54888 | 3471 | WEB3 | 3 | A
2007 | 17698 | 3476 | 5 | 5 | A
2007 | 17698 | 3478 | 2 | 2 | A
2007 | 6035 | 3491 | 1B | 1 | A
2007 | 11169 | 54562 | RF18 | 2 | T
2007 | 19545 | 56596 | 1 | 5 | A
2007 | 14127 | 6096 | 2 | 2 | A
2007 | 19323 | 6147 | 4 | 4 | A
2007 | 14294 | 2539 | 5 | 8 | A
2007 | 10713 | 1299 | 4515 | 1 | A
2007 | 55816 | 56576 | 7219 | 2 | A
2007 | 772 | 10865 | CFB1 | GEN5 | T
2007 | 772 | 10865 | CFB2 | GEN3 | T
2007 | 772 | 10865 | CFB3 | GEN5 | T
2007 | 772 | 10865 | CFB4 | GEN4 | T
2007 | 772 | 10865 | CFB5 | GEN2 | T
2007 | 55983 | 3494 | 5 | 5 | A
2007 | 5624 | 10025 | PB3 | 17TG | A
2007 | 14932 | 10043 | B01 | GEN1 | A
2007 | 54788 | 10052 | BLR1 | GEN1 | A
2007 | 50085 | 10062 | BLR2 | GEN1 | A
2007 | 3901 | 10071 | 1B | GEN1 | A
2007 | 3901 | 10071 | 2C | GEN2 | A
2007 | 55727 | 10072 | WHBOIL | GEN1 | A
2007 | 12647 | 10075 | 2 | GEN2 | A
2007 | 12647 | 10075 | 3 | GEN3 | A
2007 | 7392 | 10114 | B102 | T-2 | A
2007 | 17164 | 10144 | BLR2 | GEN2 | A
2007 | 1951 | 10148 | BLR 2 | GEN3 | A
2007 | 12971 | 10165 | 1 | GEN1 | A
2007 | 12971 | 10165 | 1 | GEN2 | A
2007 | 12971 | 10165 | 2 | GEN1 | A
2007 | 56150 | 10211 | 213 | 11TG | A
2007 | 12311 | 10224 | BLR 5 | GEN7 | A
2007 | 50133 | 10233 | PB | GEN1 | A
2007 | 2852 | 50991 | 11 | GN10 | A
2007 | 12686 | 6073 | 3B | 3ST | A
2007 | 19564 | 50366 | BLR4 | GEN6 | A
2007 | 14952 | 50388 | K2 | GEN1 | A
2007 | 22199 | 50392 | 1 | TG3 | A
2007 | 22199 | 50392 | 1 | TG4 | A
2007 | 22199 | 50392 | 2 | TG2 | A
2007 | 22199 | 50392 | 3 | TG1 | A
2007 | 22199 | 50392 | 3 | TG4 | A
2007 | 22199 | 50392 | 4 | TG4 | A
2007 | 22199 | 50392 | 5 | TG5 | A
2007 | 16190 | 50406 | 1HFB | GEN2 | A
2007 | 34672 | 50407 | 5PB | GEN5 | A
2007 | 34672 | 50407 | 5PB | GEN6 | A
2007 | 16719 | 50438 | 4PB | GEN5 | A
2007 | 16721 | 50447 | 21 | GEN9 | A
2007 | 20542 | 50465 | PB | GEN1 | A
2007 | 20542 | 50465 | RB | GEN1 | A
2007 | 2522 | 50466 | 1BB | GEN3 | T
2007 | 2522 | 50466 | 1PB | GEN4 | T
2007 | 2522 | 50466 | 2RB | GEN5 | T
2007 | 2522 | 50466 | 4RB | GEN3 | T
2007 | 470 | 50472 | BLR2 | GEN2 | A
2007 | 14369 | 50476 | B5 | GEN2 | A
2007 | 54880 | 10244 | 1 | T-11 | A
2007 | 15147 | 2408 | 1 | 1 | A
2007 | 15147 | 2411 | 1 | 1 | A
2007 | 15147 | 2411 | 3 | 3 | A
2007 | 803 | 2442 | 5 | 5 | A
2007 | 15473 | 2450 | 3 | 3 | A
2007 | 15473 | 2451 | 4 | 4 | A
2007 | 10023 | 2500 | 10 | 1 | A
2007 | 4226 | 2502 | 61 | 6 | A
2007 | 26751 | 2511 | 20 | ST2 | A
2007 | 55983 | 3494 | 6 | 6 | A
2007 | 20404 | 3526 | 5 | 5 | A
2007 | 2442 | 3561 | 6 | 6 | A
2007 | 11292 | 3604 | 6A | 6A | A
2007 | 16604 | 3611 | 1 | 1 | A
2007 | 16604 | 3613 | 2 | 2 | A
2007 | 2172 | 3628 | 1 | 1 | A
2007 | 12588 | 3788 | 2 | 2 | A
2007 | 5610 | 50481 | 253-26 | TG21 | T
2007 | 5610 | 50481 | 253-27 | TG18 | A
2007 | 5610 | 50481 | 253-27 | TG24 | T
2007 | 5610 | 50481 | 253-29 | TG20 | A
2007 | 5610 | 50481 | 83-21 | TG10 | T
2007 | 5610 | 50481 | 83-21 | TG14 | T
2007 | 5610 | 50481 | 83-23 | TGO8 | T
2007 | 5610 | 50481 | 83-24 | TG10 | T
2007 | 5610 | 50481 | 83-24 | TG14 | T
2007 | 5610 | 50481 | 83-24 | TGO7 | T
2007 | 19365 | 50482 | B1 | TG3 | T
2007 | 19365 | 50482 | B3 | TG2 | T
2007 | 19365 | 50482 | B3 | TG4 | T
2007 | 195 | 3 | 1 | 1 | A
2007 | 195 | 3 | 2 | 2 | A
2007 | 55713 | 55295 | HRSG2 | ST1 | A
2007 | 22200 | 50308 | 8 | GEN3 | A
2007 | 19365 | 50482 | B8 | TG5 | T
2007 | 16294 | 50396 | BLR1 | GEN6 | A
2007 | 50160 | 10099 | BLR1 | GEN2 | A
2007 | 19511 | 50711 | BLR1 | GEN1 | A
2007 | 19511 | 50711 | BLR4 | GEN1 | A
2007 | 19511 | 50711 | BLR4 | GEN2 | A
2007 | 54888 | 3460 | CBY4 | 4 | A
2007 | 924 | 55340 | HRSG1 | STG | A
2007 | 14372 | 55103 | HRSG2 | ST1 | A
2007 | 19099 | 3845 | 40 | 70 | A
2007 | 19099 | 3845 | 60 | 70 | A
2007 | 19099 | 3845 | BW22 | 2 | A
2007 | 733 | 3938 | 41 | 4 | A
2007 | 12796 | 3942 | 1 | 1 | A
2007 | 12796 | 3943 | 1 | 1 | A
2007 | 19876 | 3954 | 1 | 1 | A
2007 | 11479 | 3992 | 2 | 1 | A
2007 | 11479 | 3992 | 8 | 6 | A
2007 | 13781 | 4005 | 1 | 2 | A
2007 | 13781 | 4005 | 2 | 2 | A
2007 | 20847 | 4042 | 1 | 1 | A
2007 | 20856 | 4050 | 5 | 5 | A
2007 | 20860 | 4072 | 7 | 7 | A
2007 | 11571 | 4125 | 6 | 4 | A
2007 | 12298 | 4127 | B24 | 4 | A
2007 | 4716 | 4140 | B1 | 3 | A
2007 | 4716 | 4140 | B2 | 1 | A
2007 | 4716 | 4140 | B4 | 4 | A
2007 | 12435 | 4146 | B1 | 1 | A
2007 | 14354 | 4162 | 3 | 3 | A
2007 | 7634 | 4195 | 1 | ST1 | A
2007 | 4716 | 4271 | B1 | 1 | A
2007 | 20404 | 4938 | 1 | 1 | A
2007 | 49979 | 4939 | 2 | 2 | A
2007 | 814 | 6009 | 1 | 1 | A
2007 | 49756 | 6016 | 1 | 1 | A
2007 | 30151 | 6021 | C1 | 1 | A
2007 | 22146 | 2526 | 12 | 7 | A
2007 | 34164 | 55400 | HRSG2 | STG | A
2007 | 49775 | 56119 | HRSG2 | 300 | A
2007 | 56 | 56616 | 22143 | G3 | A
2007 | 343 | 55502 | 1A | 0100 | A
2007 | 20541 | 50881 | BLR1 | GEN4 | A
2007 | 20541 | 50881 | BLR2 | GEN4 | A
2007 | 4660 | 54677 | HRB | TG-2 | A
2007 | 21668 | 55320 | HRSG1 | ST1 | A
2007 | 18611 | 55518 | 1 | STG1 | A
2007 | 18611 | 55518 | 3 | STG1 | A
2007 | 3335 | 55537 | 10 | GEN1 | A
2007 | 3335 | 55537 | 6 | GEN5 | A
2007 | 7011 | 55592 | HRSG 1 | 4 | A
2007 | 8329 | 55729 | HRSG1 | ST1 | A
2007 | 3542 | 55736 | 1HR1 | 1ST | A
2007 | 17650 | 55821 | 25 | C | A
2007 | 9279 | 55823 | BLR1 | 0001 | A
2007 | 9279 | 55823 | BLR2 | 0001 | A
2007 | 49747 | 55829 | MB1 | M1S3 | T
2007 | 49747 | 55829 | MB2 | M1S2 | T
2007 | 49747 | 55829 | MB2 | M1S4 | T
2007 | 13407 | 55841 | FB1 | ST1 | A
2007 | 13407 | 55841 | FB2 | ST1 | A
2007 | 15330 | 55856 | PC1 | PC1 | A
2007 | 6306 | 55867 | B1 | G1 | A
2007 | 18335 | 56000 | HRSG1 | ST | A
2007 | 6778 | 56024 | 15 | TUR9 | A
2007 | 16655 | 56026 | FB2 | STG | A
2007 | 14294 | 56042 | HRSG3 | 4 | A
2007 | 20847 | 56068 | 19 | 2 | A
2007 | 15597 | 56079 | North | STEC | A
2007 | 12384 | 883 | 17 | 6 | A
2007 | 12384 | 883 | 7 | 7 | A
2007 | 12384 | 883 | 8 | 8 | A
2007 | 12384 | 884 | 2 | 2 | A
2007 | 5748 | 887 | 1 | 1 | A
2007 | 5517 | 891 | 1 | 3 | T
2007 | 5517 | 891 | 3 | 1 | T
2007 | 5517 | 891 | 4 | 2 | T
2007 | 5517 | 891 | 4 | 3 | T
2007 | 5517 | 891 | 4 | 4 | T
2007 | 5517 | 898 | 1 | 3 | A
2007 | 5517 | 898 | 2 | 3 | A
2007 | 5517 | 898 | 4 | 4 | A
2007 | 17828 | 963 | 33 | 3 | A
2007 | 20824 | 972 | 4 | 7 | A
2007 | 18041 | 981 | 4 | 4A | A
2007 | 9269 | 983 | 4 | 4 | A
2007 | 9269 | 983 | 6 | 6 | A
2007 | 9273 | 991 | 6 | 6 | A
2007 | 3599 | 992 | 12 | 6 | A
2007 | 3599 | 992 | 18 | 4 | A
2007 | 13756 | 997 | 4 | 3 | A
2007 | 15470 | 1004 | 7-1 | 7 | A
2007 | 15470 | 1010 | 4 | 4 | A
2007 | 17633 | 1012 | 3 | 3 | A
2007 | 9267 | 1043 | 2SG1 | 2 | A
2007 | 9417 | 1047 | 2 | 2 | A
2007 | 9417 | 1047 | 4 | 4 | A
2007 | 9417 | 1058 | 2 | 8 | T
2007 | 9417 | 1058 | 3 | 4 | T
2007 | 27718 | 50803 | 1 | GEN3 | A
2007 | 9417 | 1058 | 4 | 4 | T
2007 | 22125 | 2535 | 2 | 2 | A
2007 | 14294 | 2539 | 1 | 1 | A
2007 | 13923 | 2594 | 6 | ST6 | A
2007 | 16183 | 2642 | 3 | 3 | A
2007 | 16183 | 2642 | 4 | 4 | A
2007 | 9645 | 2682 | 11 | 6 | A
2007 | 9645 | 2682 | 12 | 5 | A
2007 | 3046 | 2709 | 1 | 1 | A
2007 | 3046 | 2712 | 1 | 1 | A
2007 | 3046 | 2716 | 1 | 1 | A
2007 | 5416 | 2718 | 5 | 5 | A
2007 | 5416 | 2721 | 1 | 1 | A
2007 | 7570 | 2824 | 1 | 1 | A
2007 | 3006 | 2828 | 2 | 2 | A
2007 | 3542 | 2830 | 6 | 6 | A
2007 | 6526 | 2835 | 10 | 6 | T
2007 | 6526 | 2835 | 11 | 6 | T
2007 | 6526 | 2835 | 11 | 8 | T
2007 | 6526 | 2835 | 8 | 7 | T
2007 | 14165 | 2836 | 12 | 9 | A
2007 | 6526 | 2837 | 4 | 4 | A
2007 | 4922 | 2848 | H-3 | 3 | A
2007 | 6526 | 2866 | 1 | 1 | A
2007 | 14006 | 2872 | 2 | 2 | A
2007 | 3762 | 2908 | 3 | 10 | T
2007 | 7977 | 2917 | 7 | 5 | A
2007 | 54880 | 10244 | 5 | T-13 | A
2007 | 49777 | 56124 | 2HRSG | TG2 | A
2007 | 49805 | 56163 | 1 | 2 | A
2007 | 49805 | 56163 | 2 | 3 | A
2007 | 49841 | 56191 | 2 | Gen2 | A
2007 | 49888 | 56222 | CFB | 1 | A
2007 | 50130 | 56309 | HRSG2 | ST-3 | A
2007 | 19365 | 50482 | B7 | TG2 | T
2007 | 19365 | 50483 | B3 | TG1 | T
2007 | 19365 | 50483 | B3 | TG2 | T
2007 | 50033 | 50491 | 3BLR | GEN4 | A
2007 | 26840 | 50544 | 1RB | GEN4 | T
2007 | 26840 | 50544 | PKB | GEN2 | T
2007 | 17355 | 50558 | HRSG | ST01 | A
2007 | 13008 | 50614 | 14 | GEN1 | A
2007 | 6090 | 50625 | 15 | TG7 | A
2007 | 6090 | 50625 | 16 | TG7 | A
2007 | 6090 | 50625 | 18 | TG9 | A
2007 | 6090 | 50625 | 19 | TG7 | A
2007 | 6090 | 50625 | 22 | TG23 | A
2007 | 6090 | 50625 | 33 | TG34 | A
2007 | 19691 | 50628 | 2B | GEN3 | A
2007 | 19691 | 50628 | HRSG | GEN3 | A
2007 | 4482 | 50629 | 2 | GEN1 | A
2007 | 15262 | 50637 | 1PWR | GEN1 | T
2007 | 15262 | 50637 | 2PWR | GEN1 | T
2007 | 15262 | 50637 | 4PWR | GEN3 | A
2007 | 16653 | 50639 | 7PB | GEN3 | A
2007 | 1950 | 50650 | BLR1 | UNI1 | T
2007 | 19194 | 50651 | 1 | GEN1 | A
2007 | 13143 | 1167 | 7 | 7 | A
2007 | 14645 | 1175 | 6 | 5 | A
2007 | 14645 | 1175 | 6 | 6 | A
2007 | 14645 | 1175 | 8 | 6 | A
2007 | 3258 | 1218 | 1 | 1 | A
2007 | 18315 | 1230 | 1 | 1 | A
2007 | 5860 | 1239 | 40 | 8 | A
2007 | 10000 | 1241 | 1 | 1 | A
2007 | 22500 | 1248 | 3 | ST3 | A
2007 | 22500 | 1248 | 4 | ST4 | A
2007 | 3892 | 1271 | 5 | 6 | A
2007 | 9996 | 1295 | 1 | ST1 | A
2007 | 15321 | 1317 | 4 | 3 | A
2007 | 10171 | 1355 | 1 | 1 | A
2007 | 10171 | 1361 | 2 | 1 | A
2007 | 10171 | 1361 | 3 | 2 | A
2007 | 11249 | 1363 | 6 | 6 | A
2007 | 18642 | 1379 | 8 | 8 | A
2007 | 18642 | 1379 | 9 | 9 | A
2007 | 20546 | 1381 | C2 | 2 | A
2007 | 5580 | 1385 | 1 | 1 | A
2007 | 3265 | 1400 | 3 | 3 | A
2007 | 11241 | 1404 | 7AB | 7C | A
2007 | 50111 | 1445 | 3 | 3 | A
2007 | 16463 | 1458 | 2 | 2 | A
2007 | 16463 | 1458 | 3 | 3 | A
2007 | 11252 | 1464 | 1B1 | 1 | A
2007 | 4161 | 1554 | 2 | 2 | A
2007 | 19830 | 1564 | 8 | 8 | A
2007 | 54880 | 10244 | 9 | T-10 | A
2007 | 23330 | 10250 | 2 | GEN1 | A
2007 | 55849 | 10252 | 7 | NO.6 | A
2007 | 10911 | 10321 | 3 | GEN1 | A
2007 | 10911 | 10321 | 3 | GEN3 | A
2007 | 10911 | 10321 | 4 | GEN1 | A
2007 | 10911 | 10321 | 4 | GEN3 | A
2007 | 10911 | 10321 | 6 | GEN1 | A
2007 | 10911 | 10321 | 6 | GEN5 | A
2007 | 12823 | 10344 | B2 | 101 | A
2007 | 20511 | 50188 | PB1 | TG1 | A
2007 | 55903 | 50189 | 1CB | TG4 | T
2007 | 55903 | 50189 | PKG | TG4 | T
2007 | 15064 | 50208 | B1 | GEN1 | A
2007 | 21128 | 50215 | 102 | GEN1 | A
2007 | 21128 | 50215 | 103 | GEN1 | A
2007 | 867 | 50216 | 93 | GN96 | A
2007 | 22803 | 50231 | 821 | TG3 | A
2007 | 15526 | 50240 | BLR3 | GEN2 | A
2007 | 15526 | 50240 | BLR5 | GEN1 | A
2007 | 23815 | 50244 | 4PB | GN10 | T
2007 | 23815 | 50244 | 4PB | GN12 | T
2007 | 18189 | 50247 | B022 | GEN3 | A
2007 | 65 | 50249 | 11 | GEN6 | T
2007 | 4425 | 50658 | 4 | GEN2 | A
2007 | 4487 | 50662 | UNIT2 | GEN1 | A
2007 | 4496 | 50663 | B100 | GEN1 | A
2007 | 10308 | 50707 | HRSG C | STA | T
2007 | 19517 | 50729 | 1BLR | GEN1 | A
2007 | 19517 | 50729 | R2BLR | GEN3 | A
2007 | 19370 | 50730 | 8 | GEN2 | A
2007 | 19370 | 50730 | 9 | GEN4 | A
2007 | 19519 | 50732 | ETBLR1 | GEN1 | T
2007 | 19519 | 50732 | ETBLR2 | GEN1 | T
2007 | 19519 | 50732 | ETBLR3 | GEN1 | T
2007 | 19526 | 50733 | TBB2 | STG1 | T
2007 | 19526 | 50733 | TBB6 | STG1 | T
2007 | 14432 | 50776 | BLR2 | GEN1 | A
2007 | 6616 | 658 | 7 | 7 | A
2007 | 6909 | 664 | JRK7 | 7 | A
2007 | 18445 | 688 | 1 | 1 | A
2007 | 18445 | 688 | 2 | 2 | A
2007 | 7140 | 710 | MB2 | 2 | A
2007 | 7140 | 733 | 3 | 3 | A
2007 | 7140 | 733 | 4 | 4 | A
2007 | 7140 | 734 | 6 | 6 | A
2007 | 19547 | 764 | 16 | H8 | A
2007 | 19547 | 764 | 17 | H9 | A
2007 | 49756 | 856 | 1 | 1 | A
2007 | 49756 | 856 | 2 | 2 | A
2007 | 520 | 861 | 01 | 1 | A
2007 | 520 | 864 | 06 | 4 | A
2007 | 5352 | 50152 | HRSGW | STG | T
2007 | 55968 | 56781 | 3 | 1 | A
2007 | 12653 | 1572 | 2 | 2 | A
2007 | 50018 | 1619 | 1 | 1 | A
2007 | 50018 | 1626 | 3 | 3 | A
2007 | 18488 | 1682 | 8 | 8 | A
2007 | 4254 | 1702 | 1 | 1A | A
2007 | 56062 | 51038 | B1 | GEN1 | A
2007 | 56 | 50805 | 2PB | GEN1 | A
2007 | 18162 | 50806 | PB1 | GEN1 | A
2007 | 18155 | 50810 | 2RB | NO 7 | T
2007 | 17427 | 50814 | PB | GEN3 | T
2007 | 17427 | 50814 | WFB | GEN2 | T
2007 | 14081 | 50855 | NE1 | GEN2 | A
2007 | 8633 | 50858 | MWC2C | GEN1 | A
2007 | 20541 | 50877 | B1 | GEN1 | A
2007 | 20541 | 50878 | UNIT1 | GEN1 | A
2007 | 20541 | 50881 | BLR3 | GEN1 | A
2007 | 20541 | 50883 | BLR2 | GEN1 | A
2007 | 55871 | 50884 | B101 | GEN1 | A
2007 | 20541 | 50885 | BLR1 | GEN1 | A
2007 | 20541 | 50887 | BLR3 | GEN1 | A
2007 | 20508 | 50900 | 11PB | GEN3 | T
2007 | 9401 | 50250 | 3PB | GEN2 | A
2007 | 55731 | 50253 | 1PB | TG4 | A
2007 | 55731 | 50253 | 2B | TG1 | A
2007 | 55771 | 50254 | 2PB | GEN1 | A
2007 | 13504 | 50271 | 2A | 3TG | T
2007 | 13504 | 50271 | 3A | 3TG | T
2007 | 1976 | 50277 | BLR1 | GEN1 | A
2007 | 50097 | 50282 | 25PB | GEN2 | T
2007 | 40430 | 50305 | K19 | GEN6 | A
2007 | 40430 | 50305 | K20 | GE10 | A
2007 | 40430 | 50305 | K20 | GEN6 | A
2007 | 40430 | 50305 | K21 | GEN7 | A
2007 | 40430 | 50305 | K22 | GEN6 | A
2007 | 40430 | 50305 | K22 | GEN9 | A
2007 | 40430 | 50305 | K23 | GEN8 | A
2007 | 19564 | 50366 | BLR1 | GEN2 | A
2007 | 19564 | 50366 | BLR2 | GEN6 | A
2007 | 1981 | 10356 | BOIL1 | GEN1 | A
2007 | 55919 | 10360 | B24 | GEN9 | A
2007 | 55919 | 10360 | B25 | GEN8 | A
2007 | 55919 | 10360 | B28 | GEN7 | A
2007 | 7840 | 10367 | CB1302 | GEN1 | A
2007 | 9628 | 10377 | 2C | GEN2 | A
2007 | 55936 | 1391 | 1A | 3A | A
2007 | 55936 | 1391 | 9 | 1A | A
2007 | 55936 | 1392 | 10 | 10 | A
2007 | 55936 | 1393 | 3 | 3 | A
2007 | 56069 | 56848 | HRSG7 | SCKG1 | A
2007 | 20505 | 50804 | PB | GEN5 | A
2007 | 4222 | 54556 | BLR10 | TGO1 | T
2007 | 55816 | 56576 | 2 | 7219
2007 | 16098 | 54338 | 3 | GENA | A
2007 | 17539 | 55927 | HRSG3 | ST1 | A
2007 | 9312 | 54091 | HRSG | GEN3 | T
2007 | 6844 | 55480 | HRSG 6 | ST2 | A
2007 | 6832 | 55107 | HRSG02 | STG1 | A
2007 | 55936 | 1394 | 4 | 4 | A
2007 | 55937 | 3457 | 2 | 2 | A
2007 | 55937 | 3459 | 4 | 4 | A
2007 | 15330 | 55856 | 1 | PC1 | A
2007 | 1307 | 56609 | 1 | 01 | A
2007 | 20508 | 50900 | 1RB | GEN5 | T
2007 | 20508 | 50900 | 8PB | GEN4 | T
2007 | 20508 | 50900 | 9PB | GEN2 | A
2007 | 49801 | 50933 | BLR4 | GEN5 | T
2007 | 21734 | 50951 | 1 | GEN1 | A
2007 | 23931 | 50956 | PB1 | GEN3 | A
2007 | 23931 | 50956 | PB2 | GEN1 | A
2007 | 23931 | 50956 | PB3 | GEN1 | A
2007 | 23931 | 50956 | PB3 | GEN2 | A
2007 | 23931 | 50956 | PB3 | GEN3 | A
2007 | 4440 | 50960 | UNIT2 | GEN1 | A
2007 | 34359 | 50969 | BLR12 | GEN1 | T
2007 | 34359 | 50969 | BLR12 | GEN4 | T
2007 | 34359 | 50969 | BLR8 | GEN1 | T
2007 | 34359 | 50969 | BLR9 | GEN3 | T
2007 | 12981 | 50973 | 34 | GN33 | T
2007 | 9417 | 1058 | 4 | 2 | T
2007 | 5310 | 52019 | HR501 | GEN3 | A
2007 | 16001 | 52024 | 2 | GEN2 | A
2007 | 22337 | 52069 | HP2 | GEN2 | A
2007 | 22337 | 52069 | HP2 | GEN4 | A
2007 | 22337 | 52069 | HP3 | GEN2 | A
2007 | 22218 | 52072 | 1 | GEN2 | T
2007 | 22218 | 52072 | 2 | GEN2 | T
2007 | 22218 | 52072 | 3 | GEN2 | T
2007 | 13695 | 10380 | A BLR | GEN1 | A
2007 | 56165 | 10397 | 8HPB | GEN5 | A
2007 | 21521 | 10416 | BO4 | GEN2 | T
2007 | 21521 | 10416 | BO5 | GEN1 | T
2007 | 21521 | 10416 | BO8 | GEN2 | T
2007 | 17729 | 10418 | H5 | GEN3 | A
2007 | 54745 | 10425 | 1RB | TG | A
2007 | 23632 | 10426 | PB1 | GEN2 | A
2007 | 23632 | 10426 | PB4 | GEN3 | A
2007 | 2999 | 54235 | B001 | GEN3 | A
2007 | 2999 | 54235 | B003 | GEN2 | A
2007 | 14928 | 54236 | BLR3 | TG 4 | T
2007 | 14928 | 54236 | BLR4 | TG 4 | T
2007 | 14928 | 54236 | BLR5 | TG 1 | T
2007 | 14928 | 54236 | BLR8 | TG5 | T
2007 | 7067 | 54318 | D | TG2 | T
2007 | 7067 | 54318 | E | TG2 | T
2007 | 7375 | 54321 | 3B102 | 3N80 | A
2007 | 56067 | 56847 | Boil | STG | T
2007 | 11459 | 54268 | E201 | GTG2 | A
2007 | 55852 | 55514 | CTG2 | HRG1B
2007 | 54702 | 56350 | HRSG 2 | ST1 | A
2007 | 16001 | 52024 | 5 | GEN4 | A
2007 | 12311 | 10224 | BLR10 | GEN9
2007 | 2522 | 50466 | 2PB | GEN6 | T
2007 | 2053 | 54216 | AOW2 | AOW1 | T
2007 | 2053 | 54216 | REC3 | AOW4 | T
2007 | 9617 | 56799 | HRSG1 | 3 | A
2007 | 19323 | 52071 | 5A | 5 | A
2007 | 19876 | 56807 | 1A | 1C | A
2007 | 7140 | 710 | 5B | 5 | A
2007 | 16534 | 7552 | HRSG | CCST | A
2007 | 19145 | 55245 | 1 | TG2 | A
2007 | 54880 | 10244 | B002 | T-13 | A
2007 | 22652 | 52088 | HRSG 1 | GEN1 | A
2007 | 55732 | 52089 | NO1BLR | GEN2 | T
2007 | 55732 | 52089 | NO4BLR | GEN4 | T
2007 | 55732 | 52089 | NO5BLR | GEN3 | T
2007 | 49732 | 52105 | 5BLR | GEN2 | T
2007 | 49732 | 52105 | 5BLR | GEN3 | T
2007 | 18340 | 52106 | 39 | GEN1 | T
2007 | 50163 | 52108 | 32 | GEN6 | A
2007 | 19876 | 52118 | 102 | GEN2 | T
2007 | 19876 | 52118 | 103 | GEN1 | T
2007 | 44466 | 52130 | 13BLR | 35TG | A
2007 | 44466 | 52130 | 31BLR | 31TG | A
2007 | 44466 | 52130 | 32BLR | 34TG | A
2007 | 44466 | 52130 | 33BLR | 33TG | A
2007 | 44466 | 52130 | 33BLR | 35TG | A
2007 | 44466 | 52130 | 34BLR | 15TG | A
2007 | 44466 | 52130 | 34BLR | 33TG | A
2007 | 44466 | 52130 | 36BLR | 15TG | A
2007 | 44466 | 52130 | 36BLR | 32TG | A
2007 | 8009 | 52140 | PB2 | GEN2 | A
2007 | 9424 | 52151 | RF1 | GEN1 | A
2007 | 4254 | 1710 | 2 | 2 | A
2007 | 40845 | 54344 | 5 | 2GEN | A
2007 | 50103 | 55113 | 5 | TR3 | A
2007 | 50103 | 55113 | 8 | TR1 | A
2007 | 55184 | 55173 | HRSG25 | ST26 | A
2007 | 49791 | 55176 | HRSG 1 | GEN3 | A
2007 | 18642 | 55197 | 1 | STG1 | A
2007 | 1415 | 55200 | HSRG6 | UN7 | A
2007 | 2843 | 55217 | HRSG1 | STG3 | A
2007 | 807 | 55221 | HRSG4 | G8 | T
2007 | 2897 | 55225 | HRSG-4 | STG2 | A
2007 | 10285 | 55270 | HRSG3 | ST2 | T
2007 | 10285 | 55270 | HRSG4 | ST1 | T
2007 | 3370 | 55299 | HRSG1 | ST-1 | A
2007 | 14412 | 55306 | 1 A | ST9 | A
2007 | 14412 | 55306 | 2 A | ST10 | A
2007 | 14274 | 55345 | HRSG 1 | 1-03 | A
2007 | 54796 | 55380 | 2 B | STG2 | A
2007 | 40845 | 54344 | 5 | 5GEN | A
2007 | 40845 | 54344 | SG101 | 5GEN | A
2007 | 31386 | 55271 | HRSG1 | STG1 | A
2007 | 14328 | 56476 | HRSGA | 3 | A
2007 | 3890 | 50006 | HRSG5 | STG2 | A
2007 | 3890 | 50006 | HRSG5 | STG3 | A
2007 | 8543 | 1979 | 4 | 6 | A
2007 | 15726 | 10562 | PB6 | GEN3 | A
2007 | 15726 | 10562 | PB6 | GEN4 | A
2007 | 6090 | 50625 | 43 | TG22 | A
2007 | 980 | 55309 | HRSG | GEN3 | T
2007 | 3452 | 10213 | HRSG5 | GEN4 | T
2007 | 3452 | 10213 | HRSG5 | GEN6 | T
2007 | 19588 | 50431 | 5 | TG7 | A
2007 | 6455 | 634 | 4A | CC1 | A
2007 | 54880 | 10244 | B013 | T-12 | A
2007 | 772 | 10860 | CFB2 | 2A | A
2007 | 56029 | 56817 | 1 | 1
2007 | 10755 | 55097 | ST1 | STG1
2007 | 49904 | 1724 | 2 | 25 | A
2007 | 49904 | 1724 | 3 | 25 | A
2007 | 5109 | 1726 | 15 | 15 | A
2007 | 5109 | 1726 | 17 | 15 | A
2007 | 5109 | 1731 | 1 | 1 | A
2007 | 5109 | 1745 | 16 | 7 | A
2007 | 5109 | 1745 | 17 | 8 | A
2007 | 20847 | 1769 | 3 | 3 | A
2007 | 20847 | 1769 | 9 | 9 | A
2007 | 19578 | 1771 | 1 | 1 | A
2007 | 19578 | 1771 | 2 | 2 | A
2007 | 56155 | 1831 | 1 | 1 | A
2007 | 21048 | 1866 | 7 | 4 | A
2007 | 21048 | 1866 | 7 | 6 | A
2007 | 772 | 10866 | 5 | GEN2 | A
2007 | 772 | 10866 | 5 | GEN5 | A
2007 | 13781 | 10867 | COGEN2 | GEN1 | A
2007 | 1745 | 10869 | SOUTH | GE | T
2007 | 12258 | 10883 | HSG2 | STG3 | A
2007 | 12258 | 10883 | PSG1 | STG3 | A
2007 | 12258 | 10883 | PSG2 | STG2 | A
2007 | 16064 | 50028 | 2FW | GEN5 | A
2007 | 14344 | 50049 | BLRC | GEN1 | A
2007 | 17445 | 50071 | BLR1 | GEN1 | A
2007 | 23955 | 50087 | 1 | GEN1 | A
2007 | 23955 | 50087 | 3 | GEN2 | A
2007 | 12307 | 50101 | PB2 | GEN1 | A
2007 | 17164 | 50111 | BLR1 | GEN1 | A
2007 | 55756 | 55382 | 1H1100 | 1STG | A
2007 | 2799 | 55393 | HSRG 2 | STG1 | A
2007 | 3131 | 55404 | HRSG1 | STG | A
2007 | 49941 | 55418 | 1H2100 | ST1 | A
2007 | 55745 | 55463 | FB2 | ST02 | A
2007 | 20159 | 55486 | HRSG1 | ST1 | A
2007 | 9765 | 54414 | BLR1 | GEN3 | A
2007 | 7043 | 54427 | 10C | NO8 | A
2007 | 7043 | 54427 | 12 | NO8 | A
2007 | 7043 | 54427 | 21 | NO10 | A
2007 | 5473 | 54428 | 074 | NO1 | A
2007 | 5473 | 54428 | 255 | NO2 | A
2007 | 5473 | 54428 | 302 | NO3 | A
2007 | 22048 | 54469 | BLR1 | GEN1 | A
2007 | 547 | 54512 | 1 | TG1 | A
2007 | 6564 | 54518 | HRSG3 | ST2 | A
2007 | 17062 | 54532 | 10 | 3GE | T
2007 | 17062 | 54532 | 1PB | 2WH | T
2007 | 17164 | 50112 | BLR1 | GEN2 | A
2007 | 19537 | 50118 | B2 | GEN4 | A
2007 | 19537 | 50118 | B2 | GEN5 | A
2007 | 19685 | 50121 | B&W | TG3 | A
2007 | 27131 | 50146 | A | GENC | A
2007 | 27131 | 50146 | B | GENB | A
2007 | 27131 | 50146 | C | GENA | A
2007 | 27131 | 50146 | C | GEND | A
2007 | 19450 | 50150 | 11HRSG | GE10 | T
2007 | 19450 | 50150 | 11HRSG | GEN5 | T
2007 | 19450 | 50150 | 8 HRSG | GE10 | T
2007 | 20492 | 50184 | COMB | TG3 | T
2007 | 20547 | 50185 | 2RB | TG2 | A
2007 | 20547 | 50185 | PB | TG1 | A
2007 | 772 | 10865 | CFB6 | GEN2 | T
2007 | 772 | 10865 | CFB6 | GEN7 | T
2007 | 772 | 10865 | CFB7 | GEN5 | T
2007 | 772 | 10865 | CFB7 | GEN6 | T
2007 | 772 | 10865 | CFB7 | GEN8 | T
2007 | 772 | 10865 | CFB8 | GEN2 | T
2007 | 772 | 10865 | CFB8 | GEN4 | T
2007 | 772 | 10865 | CFB9 | GEN5 | T
2007 | 772 | 10866 | 11 | GEN5 | A
2007 | 772 | 10866 | 13 | GEN1 | A
2007 | 772 | 10866 | 13 | GEN4 | A
2007 | 772 | 10866 | 2 | GEN4 | A
2007 | 12647 | 1893 | 3 | 3 | A
2007 | 12647 | 1893 | 4 | 4 | A
2007 | 13781 | 1904 | 3 | 3 | A
2007 | 13781 | 1904 | 4 | 4 | A
2007 | 13781 | 1915 | 1 | 1 | A
2007 | 1009 | 1960 | 3 | 2 | A
2007 | 6151 | 1973 | 1 | 4 | T
2007 | 6151 | 1973 | 2 | 5 | T
2007 | 6151 | 1973 | 4 | 4 | T
2007 | 6151 | 1973 | 4 | 5 | T
2007 | 8543 | 1979 | 1 | 6 | A
2007 | 29959 | 54537 | HRSGA | ST1 | A
2007 | 4222 | 54556 | BLR1 | TGO2 | T
2007 | 4222 | 54556 | BLR2 | TGO2 | T
2007 | 4222 | 54556 | BLR5 | TGO1 | T
2007 | 4222 | 54556 | BLR6 | TGO2 | T
2007 | 4222 | 54556 | BLR7 | TGO1 | T
2007 | 11169 | 54562 | PB13 | 2 | T
2007 | 11169 | 54562 | PB13 | 7 | T
2007 | 49966 | 10435 | SG101B | TGB | A
2007 | 18326 | 10437 | 1SH | GEN1 | A
2007 | 18326 | 10438 | 2U100 | GEN1 | A
2007 | 55711 | 10440 | 4U100 | GEN1 | A
2007 | 11217 | 10473 | B502 | GEN1 | A
2007 | 55965 | 10477 | R3 | GEN1 | T
2007 | 1991 | 10486 | 1 | GEN1 | A
2007 | 1991 | 10486 | 1 | GEN5 | A
2007 | 1991 | 10486 | 2 | GEN4 | A
2007 | 1991 | 10486 | 2 | GEN5 | A
2007 | 1924 | 10488 | PB1 | TG | A
2007 | 195 | 3 | 5 | 5 | A
2007 | 195 | 8 | 7 | 7 | A
2007 | 18642 | 50 | 7 | 7 | A
2007 | 986 | 79 | 3 | 2 | A
2007 | 803 | 113 | 1 | 1 | A
2007 | 803 | 116 | 1 | 1 | A
2007 | 803 | 117 | CC4 | C4-2 | A
2007 | 8543 | 1979 | 2 | 6 | A
2007 | 13488 | 2001 | 4 | 4 | A
2007 | 16181 | 2008 | 1 | 1 | A
2007 | 16181 | 2008 | 2 | 2 | A
2007 | 19883 | 2018 | 9 | 5 | A
2007 | 12686 | 2049 | 5 | 5 | A
2007 | 12685 | 2050 | 1 | 1 | A
2007 | 12685 | 2051 | 1 | 1 | A
2007 | 7651 | 2063 | W1 | W3 | A
2007 | 10000 | 2079 | 9 | 9 | A
2007 | 770 | 2094 | 2 | 2 | A
2007 | 770 | 2098 | 4 | 2 | A
2007 | 19436 | 2103 | 1 | 1 | A
2007 | 19436 | 2104 | 2 | 2 | A
2007 | 4045 | 2123 | 6 | 7 | T
2007 | 4045 | 2123 | 8 | 8 | A
2007 | 17833 | 2161 | 1 | 1 | A
2007 | 6132 | 2236 | 1 | 1 | A
2007 | 6779 | 2240 | 7 | 7 | A
2007 | 9348 | 52152 | 7PB | GEN6 | T
2007 | 7168 | 52175 | B1 | GEN3 | A
2007 | 7168 | 52175 | B1A | GEN2 | A
2007 | 7168 | 52175 | B1A | GEN3 | A
2007 | 7168 | 52175 | B1B | GEN3 | A
2007 | 4202 | 52188 | B9 | G3 | T
2007 | 54787 | 52193 | BLR3 | G2 | T
2007 | 16572 | 141 | 1 | AF1 | A
2007 | 814 | 168 | 1 | 1 | A
2007 | 814 | 173 | 1 | 1 | A
2007 | 807 | 203 | 01 | 1 | A
2007 | 55843 | 259 | 1 | 1 | A
2007 | 12631 | 271 | 5 | 5 | A
2007 | 12622 | 273 | 3-1 | 3 | A
2007 | 13960 | 302 | 4 | 4 | A
2007 | 23693 | 335 | 2 | 2 | A
2007 | 22484 | 356 | 7 | 7 | A
2007 | 12384 | 384 | 81 | 8 | A
2007 | 11208 | 400 | 5 | 5 | A
2007 | 11208 | 400 | HRSG1 | 8 | A
2007 | 11208 | 404 | 3 | 3 | A
2007 | 770 | 460 | 41 | 5 | A
2007 | 770 | 462 | 59 | 2 | A
2007 | 13922 | 548 | 1 | 1 | A
2007 | 15452 | 568 | BHB2 | 2 | A
2007 | 54899 | 599 | 1 | 1 | A
2007 | 4161 | 602 | 2 | 2 | A
2007 | 6452 | 609 | PCC1 | 1 | A
2007 | 6452 | 620 | PSN3 | 3 | A
2007 | 6455 | 628 | 1 | 1 | A
2007 | 6455 | 628 | 5 | 5 | A
2007 | 6455 | 638 | 2 | 2 | A
2007 | 54787 | 52193 | BLR3 | G4 | T
2007 | 17610 | 54004 | PB2 | GEN1 | A
2007 | 49969 | 54587 | 8 | WEST | A
2007 | 14995 | 54620 | B1 | NO-1 | A
2007 | 16793 | 54634 | 1 | SNCP | A
2007 | 56137 | 54638 | RB01 | PT1 | A
2007 | 9210 | 54656 | PB1 | NO 1 | A
2007 | 9210 | 54656 | PB3 | NO3 | A
2007 | 9210 | 54656 | RB4 | NO3 | A
2007 | 55793 | 54657 | PFINO1 | NO1 | A
2007 | 18458 | 54693 | HRSG 5 | ST#2 | A
2007 | 3836 | 54751 | BLR1 | GEN1 | A
2007 | 50102 | 54763 | PB1 | 3TG | A
2007 | 50102 | 54763 | R2 | 3TG | A
2007 | 50102 | 54763 | R3 | 3TG | A
2007 | 19539 | 54775 | BLR11 | GEN1 | T
2007 | 19539 | 54775 | BLR7 | GEN2 | T
2007 | 19539 | 54775 | BLR9 | GEN6 | T
2007 | 19528 | 54780 | B3 | T2 | A
2007 | 19528 | 54780 | B6 | T1 | A
2007 | 19528 | 54780 | B6 | T10 | A
2007 | 19528 | 54780 | B7 | T11 | A
2007 | 19528 | 54780 | B7 | T2 | A
2007 | 19528 | 54780 | B7 | T7 | A
2007 | 5277 | 54795 | C2 | GEN1 | A
2007 | 5277 | 54795 | C4 | GEN2 | A
2007 | 450 | 10504 | SB1 | 1500 | A
2007 | 56174 | 10511 | 10 | GEN6 | A
2007 | 6541 | 10554 | THB-20 | ST3 | A
2007 | 15726 | 10560 | POWB | GEN2 | A
2007 | 15726 | 10560 | POWB | GEN5 | A
2007 | 50003 | 10605 | 7PB | GEN5 | A
2007 | 4580 | 10606 | 8R | GEN5 | A
2007 | 50128 | 10611 | 5 | GEN2 | A
2007 | 5232 | 10613 | 3RB | TG10 | A
2007 | 55863 | 10627 | BB1 | 2TG1 | T
2007 | 55863 | 10627 | BB1 | 3TG1 | T
2007 | 55863 | 10627 | PB2 | 2TG1 | T
2007 | 353 | 10640 | BLR1 | GEN1 | A
2007 | 2884 | 10641 | B2 | GEN1 | A
2007 | 473 | 10642 | 1 | GEN1 | A
2007 | 2565 | 10652 | BLR1 | GEN1 | A
2007 | 21 | 10671 | 1B | GEN1 | A
2007 | 21 | 10671 | 2A | GEN2 | A
2007 | 21 | 10671 | 2B | GEN2 | A
2007 | 42 | 10675 | A | GEN1 | A
2007 | 12222 | 54802 | REC1 | GEN1 | T
2007 | 12222 | 54802 | REC2 | GEN1 | T
2007 | 55965 | 54857 | B22 | 1ST | T
2007 | 55965 | 54857 | B22 | 2ST | T
2007 | 18564 | 54884 | A | TG1 | A
2007 | 18564 | 54884 | B | TG2 | A
2007 | 18564 | 54884 | B | TG3 | A
2007 | 55965 | 54885 | B28 | 4TB | T
2007 | 20704 | 54944 | 5RB | 02 | A
2007 | 4426 | 54945 | 11 | NO 5 | A
2007 | 4426 | 54945 | 13 | NO 6 | A
2007 | 11282 | 55063 | HRSG2 | STG2 | A
2007 | 5695 | 55077 | 2 | ED03 | A
2007 | 55740 | 54081 | 2A | GEN2 | A
2007 | 55740 | 54081 | 2B | GEN2 | A
2007 | 55740 | 54081 | 3B | GEN3 | A
2007 | 55738 | 54085 | RB2 | GEN3 | A
2007 | 9356 | 54090 | 1PB | GEN4 | A
2007 | 9356 | 54090 | 6REC | GEN3 | A
2007 | 9356 | 54090 | 6REC | GEN4 | A
2007 | 9312 | 54091 | PB1 | GEN2 | T
2007 | 9190 | 54095 | PB2 | GEN1
2007 | 9393 | 54096 | BLRR2 | GEN2 | T
2007 | 54738 | 54098 | B07 | GEN3 | T
2007 | 54738 | 54098 | B08 | GEN1 | T
2007 | 54738 | 54098 | B09 | GEN2 | T
2007 | 54738 | 54098 | B11 | GEN4 | T
2007 | 14194 | 2935 | 11 | 9 | A
2007 | 14194 | 2935 | 12 | 11 | A
2007 | 14381 | 2936 | 5 | 7 | A
2007 | 15095 | 2937 | 4 | 3 | A
2007 | 15095 | 2937 | 5 | 6 | A
2007 | 14063 | 2951 | 6 | 6 | A
2007 | 15474 | 2963 | 3313 | 3 | A
2007 | 20447 | 3008 | 3 | 3 | A
2007 | 14165 | 3098 | 1 | 1 | A
2007 | 17235 | 3115 | 1 | 1 | A
2007 | 5109 | 6035 | 1 | 1 | A
2007 | 7140 | 6052 | 1 | 1 | A
2007 | 11252 | 6055 | 2B3 | 3 | A
2007 | 10000 | 6065 | 1 | 1 | A
2007 | 11249 | 6071 | 1 | 1 | A
2007 | 15298 | 6076 | 3 | 3 | A
2007 | 13756 | 6085 | 15 | 15 | A
2007 | 14063 | 6095 | 1 | 1 | A
2007 | 14127 | 6096 | 1 | 1 | A
2007 | 14354 | 6101 | BW91 | 1 | A
2007 | 14354 | 6165 | 3 | 3 | A
2007 | 11269 | 6179 | 3 | 3 | A
2007 | 17833 | 6195 | 1 | ST1 | A
2007 | 9267 | 6213 | 2SG1 | 2 | A
2007 | 2442 | 6243 | 1 | 1 | A
2007 | 5262 | 54104 | PB3 | GEN2 | T
2007 | 5262 | 54104 | RB3 | GEN1 | T
2007 | 10349 | 54114 | HRSG1 | GEN3 | A
2007 | 9434 | 54201 | BLR1 | GEN6 | A
2007 | 9434 | 54201 | BLR5 | GEN3 | A
2007 | 9434 | 54201 | BLR7 | GEN4 | A
2007 | 6738 | 54224 | SG2 | GEN1 | A
2007 | 6738 | 54224 | SG4 | GEN1 | A
2007 | 6738 | 54224 | SG4 | GEN2 | A
2007 | 14127 | 2291 | 5 | 5 | A
2007 | 19173 | 10003 | BLR1 | GEN1 | A
2007 | 19173 | 10003 | BLR1 | GEN2 | A
2007 | 19173 | 10003 | BLR1 | GEN3 | A
2007 | 19173 | 10003 | BLR3 | GEN1 | A
2007 | 4458 | 10012 | 1 | 1 | A
2007 | 17465 | 10017 | PB08 | GEN9 | A
2007 | 17465 | 10017 | RF04 | GEN9 | A
2007 | 5624 | 10025 | 14 | 11TG | A
2007 | 5624 | 10025 | 42 | 41TG | A
2007 | 5624 | 10025 | 43 | 42TG | A
2007 | 142 | 10676 | 5 | GEN3 | A
2007 | 49968 | 10684 | BLR25 | TG9 | A
2007 | 12647 | 10686 | 8 | 6 | A
2007 | 7136 | 10699 | 4 | GEN1 | A
2007 | 7136 | 10699 | 6 | GEN1 | A
2007 | 17543 | 6249 | 4 | 4 | A
2007 | 9417 | 6254 | 1 | 1 | A
2007 | 7140 | 6257 | 1 | 1 | A
2007 | 8287 | 6478 | 4 | 4 | A
2007 | 11208 | 6481 | 2SGA | 2 | A
2007 | 298 | 6558 | 3 | 3 | A
2007 | 20546 | 6639 | G2 | 2 | A
2007 | 40577 | 7286 | 1 | 1 | A
2007 | 3252 | 7384 | 1 | 1 | A
2007 | 56190 | 7652 | D-1 | LP-2 | A
2007 | 56190 | 7652 | D-2 | LP-1 | A
2007 | 6035 | 7701 | 3 | A | A
2007 | 6035 | 7701 | 4 | B | A
2007 | 6035 | 7701 | 5 | A | A
2007 | 17650 | 7897 | 2B | ST2 | A
2007 | 5511 | 8006 | 1 | 1 | A
2007 | 5511 | 8006 | 2 | 2 | A
2007 | 11241 | 8056 | 1 | 1 | A
2007 | 11241 | 8056 | 2 | 2 | A
2007 | 55983 | 8063 | 1 | 1 | A
2007 | 55952 | 56707 | SD200 | AMPC | A
2007 | 14232 | 8222 | B1 | 1 | A
2007 | 54863 | 8906 | 30 | 3 | A
2007 | 54863 | 8906 | 40 | 4 | A
2007 | 17235 | 3131 | 2 | 2 | A
2007 | 14165 | 3138 | 4 | 4 | A
2007 | 15276 | 3148 | 1 | 1 | A
2007 | 15534 | 3149 | 1 | 11 | A
2007 | 22001 | 3152 | 1A | 3 | T
2007 | 22001 | 3152 | 2B | 1 | T
2007 | 3103 | 10729 | PCBLR | GEN1 | A
2007 | 12492 | 10745 | 09HR82 | ST1 | A
2007 | 12492 | 10745 | 11HR82 | ST2 | T
2007 | 570 | 10746 | BLR5 | GEN1 | A
2007 | 16002 | 10769 | CFB | UP8 | A
2007 | 19876 | 10771 | 1 | 1 | A
2007 | 3836 | 10777 | ZURN1 | GEN1 | A
2007 | 5543 | 10788 | BLR6 | GEN1 | A
2007 | 50007 | 10792 | BOIL3 | GEN2 | A
2007 | 50006 | 10793 | BLR1 | GEN3 | A
2007 | 50006 | 10793 | BLR3 | GEN3 | A
2007 | 50006 | 10796 | BLR1 | GEN4 | A
2007 | 11427 | 10823 | B201 | S101 | A
2007 | 772 | 10860 | B2 | GEN1 | A
2007 | 772 | 10860 | B2 | GEN3 | A
2007 | 772 | 10860 | B2 | GEN4 | A
2007 | 772 | 10860 | B2 | GEN5 | A
2007 | 772 | 10860 | B4 | GEN3 | A
2007 | 772 | 10860 | B6 | GEN3 | A
2007 | 772 | 10860 | B8 | GEN3 | A
2007 | 772 | 10860 | B9 | GEN4 | A
2007 | 772 | 10864 | 2 | GEN4 | T
2007 | 772 | 10864 | 2 | GEN5 | T
2007 | 772 | 10864 | 3 | GEN2 | T
2007 | 772 | 10864 | 4 | GEN2 | T
2007 | 772 | 10864 | 5 | GEN3 | T
2007 | 22001 | 3152 | 4 | 4 | A
2007 | 6035 | 3159 | 1 | 1 | A
2007 | 6035 | 3161 | 1 | 1 | A
2007 | 19391 | 3176 | 6 | 3 | A
2007 | 23279 | 3178 | 2 | 2 | A
2007 | 23279 | 3179 | 2 | 2 | A
2007 | 23279 | 3181 | 1 | 2 | A
2007 | 23279 | 3181 | 2 | 2 | A
2007 | 23279 | 3182 | 77 | 7 | A
2007 | 5416 | 3264 | 2 | 2 | A
2007 | 17554 | 3298 | WIL1 | ST1 | A
2007 | 17543 | 3319 | 2 | 2 | A
2007 | 17543 | 3319 | 4 | 4 | A
2007 | 18642 | 3399 | 1 | 1 | A
2007 | 18642 | 3403 | 3 | 3 | A
2007 | 18642 | 3403 | 4 | 4 | A
2007 | 18642 | 3406 | 10 | 10 | A
2007 | 18642 | 3406 | 3 | 3 | A
2007 | 18642 | 3406 | 6 | 6 | A
2007 | 18642 | 3419 | B | ST2 | A
2007 | 18642 | 3419 | D | ST4 | A
2007 | 49979 | 3441 | 7 | 7 | A
2007 | 19323 | 3454 | 2 | 2 | A
2007 | 19323 | 3454 | 3 | 3 | A
2007 | 5701 | 3456 | HRSG1 | 4 | A
2007 | 54888 | 3464 | GBY5 | 5 | A
2007 | 54888 | 3468 | SRB3 | 3 | A
2007 | 54888 | 3470 | WAP5 | 5 | A
2007 | 17718 | 3482 | 152B | 2 | A
2007 | 17718 | 3485 | 111B | 1 | A
2007 | 55983 | 3490 | 2 | 2 | A
2007 | 19323 | 3497 | 3 | 3 | A
2007 | 55983 | 3508 | 4 | 4 | A
2007 | 24211 | 8223 | 4 | 4 | A
2007 | 55893 | 56643 | 7 | 1 | A
2007 | 29116 | 56177 | 26130 | ST1 | A
2007 | 19194 | 50651 | 2 | GEN2 | A
2007 | 772 | 10865 | CFB1 | GEN2 | T
2007 | 772 | 10865 | CFB1 | GEN6 | T
2007 | 772 | 10865 | CFB3 | GEN7 | T
2007 | 772 | 10865 | CFB3 | GEN8 | T
2007 | 5624 | 10025 | 43 | 43TG | A
2007 | 5624 | 10025 | 43 | 44TG | A
2007 | 5624 | 10025 | 44 | 22TG | A
2007 | 7049 | 10029 | 3 | GEN6 | A
2007 | 7049 | 10029 | 5 | GEN7 | A
2007 | 15430 | 10033 | 11 | GEN1 | A
2007 | 7392 | 10114 | B101 | T-4 | A
2007 | 7392 | 10114 | B102 | T-3 | T
2007 | 7392 | 10114 | B102 | T-4 | A
2007 | 7392 | 10114 | B103 | T-2 | T
2007 | 8181 | 10118 | 1 | GEN3 | T
2007 | 8181 | 10118 | 2 | GEN3 | T
2007 | 12971 | 10165 | 3 | GEN2 | A
2007 | 34514 | 10190 | HRSG-1 | GEN2 | A
2007 | 9686 | 10202 | 7PWR | GEN5 | A
2007 | 55867 | 10208 | 10 | NO.8 | T
2007 | 55867 | 10208 | 11 | NO.8 | T
2007 | 55867 | 10208 | 11 | NO9 | T
2007 | 55867 | 10208 | 8 | NO.8 | T
2007 | 56150 | 10211 | 211 | 8TG | A
2007 | 12311 | 10224 | BLR 9 | GEN9 | A
2007 | 18155 | 50810 | 2RB | NO 6 | A
2007 | 17650 | 7710 | 3A | ST3 | A
2007 | 12686 | 6073 | 4A | 4ST | A
2007 | 19564 | 50366 | BLR4 | GEN7 | A
2007 | 22199 | 50392 | 1 | TG5 | A
2007 | 22199 | 50392 | 2 | TG1 | A
2007 | 22199 | 50392 | 6 | TG1 | A
2007 | 22199 | 50392 | 6 | TG4 | A
2007 | 22199 | 50392 | 6 | TG5 | A
2007 | 16294 | 50396 | BLR2 | GEN1 | A
2007 | 14310 | 50397 | 5PB036 | GEN5 | A
2007 | 30002 | 50398 | 13PB | GEN9 | A
2007 | 16190 | 50406 | 1HFB | GEN1 | A
2007 | 34672 | 50407 | 7PB | GEN5 | A
2007 | 34672 | 50407 | 7PB | GEN6 | A
2007 | 16721 | 50447 | 17 | GEN9 | A
2007 | 16721 | 50447 | 20 | GEN9 | A
2007 | 2522 | 50466 | 2PB | GEN2 | T
2007 | 2522 | 50466 | 2PB | GEN3 | T
2007 | 470 | 50472 | BLR2 | GEN1 | A
2007 | 14369 | 50476 | B7 | GEN1 | A
2007 | 55965 | 10234 | 4 | GEN3 | T
2007 | 55965 | 10234 | 5 | GEN3 | T
2007 | 54880 | 10244 | 2 | T-13 | A
2007 | 13407 | 2322 | 2 | 2 | A
2007 | 17166 | 2336 | 3 | 3 | A
2007 | 15472 | 2367 | 4 | 4 | A
2007 | 4158 | 2384 | 1 | 1 | A
2007 | 19856 | 2434 | 7 | 7 | A
2007 | 803 | 2442 | 4 | 4 | A
2007 | 5701 | 2444 | 8 | 8 | A
2007 | 15473 | 2450 | 2 | 2 | A
2007 | 6204 | 2465 | 4 | ST4 | A
2007 | 10023 | 2500 | 20 | 2 | A
2007 | 26751 | 2511 | 10 | ST1 | A
2007 | 26751 | 2514 | 50 | 5 | A
2007 | 20404 | 3517 | 6 | 4 | A
2007 | 20404 | 3521 | 1 | 1 | A
2007 | 20404 | 3523 | 1 | 1 | A
2007 | 20404 | 3524 | 4 | 4 | A
2007 | 20404 | 3526 | 6 | 6 | A
2007 | 11292 | 3602 | 2 | 2 | A
2007 | 11292 | 3604 | 5 | 5 | A
2007 | 16604 | 3611 | 2 | 2 | A
2007 | 16604 | 3612 | 3 | 3 | A
2007 | 16604 | 3613 | 3 | 3 | A
2007 | 2172 | 3627 | 2 | 2 | A
2007 | 2172 | 3628 | 2 | 2 | A
2007 | 733 | 3775 | 3 | 3 | A
2007 | 14369 | 50476 | B8 | GEN2 | A
2007 | 5610 | 50481 | 253-26 | TG17 | A
2007 | 5610 | 50481 | 325-30 | TG25 | T
2007 | 5610 | 50481 | 83-18 | TGO8 | T
2007 | 5610 | 50481 | 83-20 | TG14 | T
2007 | 5610 | 50481 | 83-20 | TGO9 | T
2007 | 5610 | 50481 | 83-23 | TG11 | T
2007 | 5610 | 50481 | 83-23 | TG13 | A
2007 | 5610 | 50481 | 83-24 | TGO9 | T
2007 | 19365 | 50482 | B1 | TG2 | T
2007 | 19365 | 50482 | B2 | TG3 | T
2007 | 19365 | 50482 | B4 | TG2 | T
2007 | 772 | 10860 | B | 2A | A
2007 | 19588 | 50431 | 4 | TG7 | A
2007 | 19588 | 50431 | 4 | TG8 | A
2007 | 22200 | 50308 | 6 | GEN2 | A
2007 | 12298 | 4127 | B23 | 5 | A
2007 | 10875 | 52010 | BLR3 | GEN2 | A
2007 | 745 | 10811 | HRSG1 | GEN3 | A
2007 | 3030 | 10168 | HRSG1 | STG1 | A
2007 | 2172 | 55230 | HRSG1 | ST1 | A
2007 | 19876 | 3809 | 3 | 3 | A
2007 | 23279 | 3944 | 2 | 2 | A
2007 | 13781 | 3982 | 1 | 5 | A
2007 | 13781 | 3982 | 1 | 6 | A
2007 | 11479 | 3992 | 1 | 1 | A
2007 | 11479 | 3992 | 6 | 4 | A
2007 | 11479 | 3992 | 7 | 4 | A
2007 | 11479 | 3992 | 9 | 7 | A
2007 | 13781 | 4005 | 1 | 1 | A
2007 | 20847 | 4040 | BO11 | ST1 | A
2007 | 20847 | 4042 | 3 | 2 | A
2007 | 20856 | 4048 | 3 | 3 | T
2007 | 20856 | 4054 | 1 | 1 | A
2007 | 20860 | 4072 | 6 | 6 | A
2007 | 20860 | 4072 | 8 | 8 | A
2007 | 11571 | 4125 | 7 | 6 | A
2007 | 4716 | 4140 | B1 | 2 | A
2007 | 4716 | 4143 | 1 | ST3 | A
2007 | 19545 | 4151 | 1 | 1 | A
2007 | 14354 | 4158 | BW42 | 2 | A
2007 | 6958 | 4266 | 4 | 4 | A
2007 | 814 | 6009 | 2 | 2 | A
2007 | 2507 | 6013 | 02 | O2 | A
2007 | 22650 | 55112 | HRSG1 | ST01 | A
2007 | 49775 | 56119 | HRSG1 | 300 | A
2007 | 54757 | 7999 | HRSG1 | ST1 | A
2007 | 11089 | 55800 | HRSG1 | STG | A
2007 | 10000 | 6065 | HRSG2 | 2 | A
2007 | 55713 | 55295 | HRSG1 | ST1 | A
2007 | 55713 | 55295 | HRSG2 | ST1 | A
2007 | 56190 | 55927 | HRSG2 | ST1 | A
2007 | 25049 | 55596 | HRSG 3 | 0004 | A
2007 | 16204 | 55641 | HRSG2 | STG1 | A
2007 | 2799 | 55642 | HRSG 1 | STG1 | A
2007 | 54885 | 55687 | HRSG1 | ST1 | T
2007 | 2963 | 55701 | P002 | CA01 | A
2007 | 8329 | 55729 | HRSG2 | ST1 | A
2007 | 49747 | 55829 | MB3 | M1S3 | T
2007 | 49747 | 55829 | MB3 | M1S4 | T
2007 | 16620 | 55854 | HRSG 2 | STG1 | A
2007 | 16620 | 55854 | HRSG 3 | STG1 | A
2007 | 6778 | 56024 | 11CRU | TUR9 | A
2007 | 6778 | 56024 | 14 | TUR1 | A
2007 | 6778 | 56024 | 14 | TUR4 | A
2007 | 49934 | 56089 | HRSG1 | ST1 | A
2007 | 12384 | 884 | 3 | 3 | A
2007 | 5517 | 889 | 2 | 2 | A
2007 | 5517 | 891 | 3 | 4 | T
2007 | 5517 | 891 | 5 | 3 | T
2007 | 5517 | 891 | 5 | 4 | T
2007 | 5517 | 891 | 6 | 3 | T
2007 | 5517 | 891 | 8 | 5 | T
2007 | 5517 | 892 | 2 | 2 | A
2007 | 5517 | 898 | 1 | 1 | A
2007 | 5517 | 898 | 3 | 3 | A
2007 | 20824 | 972 | 7 | 4 | A
2007 | 20824 | 972 | 7 | 6 | A
2007 | 17632 | 976 | 123 | 2 | A
2007 | 9269 | 983 | 1 | 1 | A
2007 | 9269 | 983 | 2 | 2 | A
2007 | 9269 | 983 | 5 | 5 | A
2007 | 3599 | 992 | 11 | 6 | A
2007 | 9273 | 994 | 1 | ST1 | A
2007 | 13756 | 996 | 6 | 6 | A
2007 | 15470 | 1004 | 6-1 | 8 | A
2007 | 15470 | 1004 | 7-2 | 8 | A
2007 | 15470 | 1004 | 8-1 | 8 | A
2007 | 15470 | 1008 | 1 | 1 | A
2007 | 11142 | 1032 | 5 | 4 | A
2007 | 15989 | 1040 | 2 | 2 | A
2007 | 9417 | 1047 | 3 | 3 | A
2007 | 14294 | 2539 | 4 | 4 | A
2007 | 13168 | 2549 | 63 | 63 | A
2007 | 9645 | 2682 | 9 | 5 | A
2007 | 3046 | 2708 | 5 | 5 | A
2007 | 3046 | 2713 | 1 | 1 | A
2007 | 3046 | 2716 | 3 | 3 | A
2007 | 5416 | 2718 | 1 | 1 | A
2007 | 5416 | 2727 | 1 | 1 | A
2007 | 5416 | 2732 | 7 | 4 | A
2007 | 12658 | 2823 | B1 | 1 | A
2007 | 6526 | 2835 | 10 | 7 | T
2007 | 6526 | 2835 | 8 | 6 | T
2007 | 4062 | 2840 | 2 | 2 | A
2007 | 4062 | 2840 | 5 | 5 | A
2007 | 6526 | 2866 | 3 | 3 | A
2007 | 14006 | 2872 | 5 | 5 | A
2007 | 14015 | 2876 | 2 | 2 | A
2007 | 14015 | 2876 | 5 | 5 | A
2007 | 6526 | 2878 | 1 | 1 | A
2007 | 3762 | 2908 | 3 | 8 | T
2007 | 3762 | 2908 | 5 | 9 | T
2007 | 7977 | 2917 | 7 | 8 | A
2007 | 54880 | 10244 | 6 | T-13 | A
2007 | 7140 | 56150 | 10A | 10ST | A
2007 | 7140 | 56150 | 10B | 10ST | A
2007 | 7140 | 56150 | 11B | 11ST | A
2007 | 49805 | 56163 | 1 | 1 | A
2007 | 49841 | 56191 | 2 | Gen1 | A
2007 | 49896 | 56224 | BLR100 | 001 | T
2007 | 19365 | 50483 | B4 | TG2 | T
2007 | 19365 | 50483 | B7 | TG3 | T
2007 | 50033 | 50491 | 4BLR | GEN6 | A
2007 | 19323 | 50615 | HRSG03 | STG1 | A
2007 | 6090 | 50625 | 16 | TG9 | A
2007 | 6090 | 50625 | 18 | TG7 | A
2007 | 5519 | 50627 | HRSG | MG | T
2007 | 4476 | 50630 | BLR1 | GEN1 | A
2007 | 15262 | 50637 | 1PWR | GEN2 | T
2007 | 16653 | 50639 | 9PB | GEN3 | A
2007 | 19194 | 50651 | 5 | GEN1 | A
2007 | 9097 | 50656 | UNIT3 | GEN1 | A
2007 | 9417 | 1058 | 4 | 7 | T
2007 | 9417 | 1058 | 5 | 1 | T
2007 | 9417 | 1058 | 5 | 8 | T
2007 | 9417 | 1073 | 2 | 1 | A
2007 | 9417 | 1073 | 2 | 2 | A
2007 | 9417 | 1077 | 1 | 1 | A
2007 | 13143 | 1167 | 9 | 9 | A
2007 | 4363 | 1217 | 1 | 1 | A
2007 | 10005 | 1240 | 2 | 2 | A
2007 | 10005 | 1243 | 7 | 3 | A
2007 | 3355 | 1267 | 1 | 4 | A
2007 | 3355 | 1267 | 2 | 4 | A
2007 | 3892 | 1271 | 4 | 7 | A
2007 | 12208 | 1305 | 1 | 1 | A
2007 | 10171 | 1356 | 1 | 1 | A
2007 | 11249 | 1363 | 4 | 4 | A
2007 | 11249 | 1364 | 1 | 1 | A
2007 | 11249 | 1364 | 2 | 2 | A
2007 | 14268 | 1374 | 2 | 2 | A
2007 | 20546 | 1381 | C3 | 3 | A
2007 | 5580 | 1384 | 1 | 1 | A
2007 | 8884 | 1439 | 15 | 15 | A
2007 | 50111 | 1443 | 1 | 1 | A
2007 | 50111 | 1443 | 2 | 2 | A
2007 | 12927 | 1449 | 3 | 3 | A
2007 | 12927 | 1449 | 4 | 4 | A
2007 | 13228 | 1450 | 8 | 8 | A
2007 | 23330 | 10250 | 1 | GEN1 | A
2007 | 55849 | 10252 | THB | NO.6 | A
2007 | 10911 | 10321 | 2 | GEN1 | A
2007 | 10911 | 10321 | 3 | GEN2 | A
2007 | 10911 | 10321 | 3 | GEN5 | A
2007 | 10911 | 10321 | 6 | GEN3 | A
2007 | 12436 | 10328 | BLR3 | GEN1 | A
2007 | 20548 | 50187 | 10B | TG4 | A
2007 | 20548 | 50187 | PB | TG4 | A
2007 | 20543 | 50192 | 1 | TG1 | T
2007 | 22803 | 50231 | 821 | TG2 | A
2007 | 15526 | 50240 | BLR2 | GEN2 | A
2007 | 15526 | 50240 | BLR3 | GEN1 | A
2007 | 23815 | 50244 | RCB | GEN8 | T
2007 | 23815 | 50244 | RCB | GEN9 | T
2007 | 9384 | 50245 | HRSG | GE | T
2007 | 18189 | 50247 | B020 | GEN3 | A
2007 | 65 | 50249 | 9 | GEN5 | T
2007 | 49760 | 50657 | 3 | GEN1 | A
2007 | 4425 | 50658 | 1 | GEN2 | A
2007 | 4425 | 50658 | 2 | GEN1 | A
2007 | 4425 | 50658 | 4 | GEN1 | A
2007 | 49974 | 50660 | 1 | GEN1 | T
2007 | 13982 | 50661 | A | GEN1 | A
2007 | 4496 | 50663 | B300 | GEN1 | A
2007 | 4427 | 50664 | B101 | GEN1 | A
2007 | 14519 | 50666 | B2 | GEN1 | A
2007 | 19517 | 50729 | T1BLR | GEN3 | A
2007 | 3836 | 50736 | B1 | GEN1 | A
2007 | 15085 | 50739 | 0100 | GEN1 | A
2007 | 2895 | 50797 | WH 1 | GEN2 | A
2007 | 6909 | 663 | B1 | 1 | A
2007 | 10623 | 675 | 6 | 6 | A
2007 | 10623 | 675 | 7 | 7 | A
2007 | 19804 | 693 | 3 | 3 | A
2007 | 7140 | 703 | 2BLR | 2 | A
2007 | 7140 | 709 | 1 | 1 | A
2007 | 7140 | 709 | 3 | 3 | A
2007 | 7140 | 728 | Y6BR | 6 | A
2007 | 7140 | 728 | Y7BR | 7 | A
2007 | 7140 | 733 | 1 | ST1 | A
2007 | 7140 | 734 | 12 | 8 | A
2007 | 19547 | 765 | 2 | K2 | A
2007 | 19547 | 765 | 3 | K3 | A
2007 | 19547 | 765 | 5 | K5 | A
2007 | 19547 | 765 | 6 | K6 | A
2007 | 520 | 864 | 01 | 1 | A
2007 | 520 | 864 | 04 | 2 | A
2007 | 5352 | 50152 | HRSGW | CSTG | T
2007 | 6035 | 1589 | 1 | 1 | A
2007 | 21463 | 1595 | 1 | 2 | A
2007 | 21463 | 1595 | 4 | 1 | A
2007 | 50018 | 1619 | 4 | 4 | A
2007 | 50018 | 1626 | 1 | 1 | A
2007 | 4254 | 1695 | 1 | 1 | A
2007 | 4254 | 1695 | 1 | 3 | A
2007 | 4254 | 1695 | 5 | 5 | A
2007 | 4254 | 1702 | 2 | 2A | A
2007 | 20505 | 50804 | RE01 | GEN4 | A
2007 | 18155 | 50810 | 2RB | NO 8 | T
2007 | 18155 | 50810 | 3RB | NO 8 | T
2007 | 18155 | 50810 | CB | NO 8 | T
2007 | 18155 | 50810 | CB | NO 9 | T
2007 | 18155 | 50810 | PB | NO 7 | T
2007 | 18158 | 50811 | 6 | GEN1 | A
2007 | 17427 | 50814 | PB | GEN2 | T
2007 | 16899 | 50837 | UNIT2 | GEN1 | A
2007 | 56097 | 50846 | PB2 | ST1 | A
2007 | 20541 | 50880 | UNIT1 | GEN1 | A
2007 | 20541 | 50881 | BLR3 | GEN3 | A
2007 | 20541 | 50882 | 3 | GEN1 | A
2007 | 20541 | 50887 | BLR1 | GEN1 | A
2007 | 56187 | 50251 | WTB | GEN1 | A
2007 | 55731 | 50253 | 2A | TG1 | A
2007 | 55731 | 50253 | 2A | TG4 | A
2007 | 55771 | 50254 | 3PB | GEN1 | A
2007 | 16929 | 50290 | 3 | GEN2 | A
2007 | 24457 | 50292 | HRSG2 | GEN3 | A
2007 | 24457 | 50292 | HRSG3 | GEN7 | A
2007 | 40430 | 50305 | K19 | GEN8 | A
2007 | 40430 | 50305 | K21 | GEN8 | A
2007 | 40430 | 50305 | K21 | GEN9 | A
2007 | 40430 | 50305 | K22 | GEN7 | A
2007 | 40430 | 50305 | K23 | GE10 | A
2007 | 19533 | 50307 | B1 | GEN1 | T
2007 | 22200 | 50308 | 5 | GEN5 | A
2007 | 22200 | 50308 | 7 | GEN1 | A
2007 | 22200 | 50308 | 7 | GEN4 | A
2007 | 17330 | 50359 | 1 | 9 | A
2007 | 17330 | 50359 | 3 | 10 | A
2007 | 19564 | 50366 | BLR2 | GEN5 | A
2007 | 55919 | 10360 | B26 | GEN6 | A
2007 | 55919 | 10360 | B28 | GEN6 | A
2007 | 55919 | 10360 | B28 | GEN8 | A
2007 | 7127 | 10361 | 3B | GEN3 | T
2007 | 7127 | 10361 | 4B | GEN4 | T
2007 | 6589 | 10362 | BLR4 | GEN3 | T
2007 | 7840 | 10371 | CB1302 | GEN1 | A
2007 | 9628 | 10377 | 1B | GEN1 | A
2007 | 18569 | 55439 | HRSG1 | STG1 | A
2007 | 18569 | 55439 | HRSG3 | STG1 | A
2007 | 18611 | 55062 | HRSG1 | STG1 | A
2007 | 10545 | 54423 | HRSG1 | ST1 | A
2007 | 55879 | 50815 | HRB1 | GEN6 | A
2007 | 6541 | 56708 | H1201 | G2201 | A
2007 | 55936 | 1391 | 1A | 2A | A
2007 | 55936 | 1393 | 2A | 2 | A
2007 | 5347 | 52006 | HRU100 | GEN1 | A
2007 | 5347 | 52006 | HRU100 | GEN4 | A
2007 | 3549 | 55694 | HSG2 | ST1 | A
2007 | 19528 | 54780 | B5 | T12 | A
2007 | 4222 | 54556 | BLR10 | TGO2
2007 | 12436 | 10328 | BLR6 | GEN1 | A
2007 | 12436 | 10328 | BLR6 | GEN2 | A
2007 | 55816 | 56576 | 2 | 7218
2007 | 16098 | 54338 | 1 | GENB | A
2007 | 16098 | 54338 | 2 | GEND | A
2007 | 16098 | 54338 | 4 | GENC | A
2007 | 10755 | 55097 | HRSG3 | STG2 | A
2007 | 6844 | 55480 | HRSG 5 | ST2 | A
2007 | 54894 | 56469 | FW-1 | 1 | A
2007 | 7972 | 55369 | HRSG1 | ST1 | A
2007 | 20508 | 50900 | 2RB | GEN5 | T
2007 | 21773 | 50931 | BLR2 | GEN1 | A
2007 | 49801 | 50933 | BLR4 | GEN3 | T
2007 | 49801 | 50933 | BLR8 | GEN5 | T
2007 | 23931 | 50956 | PB1 | GEN2 | A
2007 | 23931 | 50956 | PB2 | GEN2 | A
2007 | 23931 | 50956 | PB2 | GEN3 | A
2007 | 34359 | 50969 | BLR10 | GEN3 | T
2007 | 34359 | 50969 | BLR12 | GEN2 | T
2007 | 34359 | 50969 | BLR8 | GEN2 | T
2007 | 34359 | 50969 | BLR8 | GEN3 | T
2007 | 12981 | 50973 | 29 | GN27 | T
2007 | 14932 | 50976 | AAB01 | GEN1 | A
2007 | 2852 | 50991 | 10 | GEN8 | A
2007 | 2852 | 50991 | 11 | GEN8 | A
2007 | 27769 | 51030 | HRSG1 | GEN3 | A
2007 | 10875 | 52010 | BLR2 | GEN1 | A
2007 | 5310 | 52019 | HR602 | GEN6 | A
2007 | 19724 | 52048 | 9 | GEN1 | A
2007 | 22337 | 52069 | HP1 | GEN3 | A
2007 | 22337 | 52069 | HP2 | GEN3 | A
2007 | 22337 | 52069 | HP3 | GEN1 | A
2007 | 22218 | 52072 | 1 | GEN4 | T
2007 | 22218 | 52072 | 4 | GEN1 | T
2007 | 54708 | 10379 | 1C | GEN1 | A
2007 | 55739 | 10384 | 1A | GEN1 | A
2007 | 55739 | 10384 | 2B | GEN2 | A
2007 | 56165 | 10397 | 6HPB | GEN6 | A
2007 | 56165 | 10397 | 7HPB | GEN6 | A
2007 | 56165 | 10397 | 7HPB | GEN8 | A
2007 | 56165 | 10397 | 8HPB | GEN8 | A
2007 | 9454 | 10398 | B | GEN5 | T
2007 | 21521 | 10416 | BO7 | GEN1 | T
2007 | 21521 | 10416 | BO8 | GEN3 | T
2007 | 17729 | 10418 | H4 | GEN4 | A
2007 | 23632 | 10426 | RF5 | GEN3 | A
2007 | 23632 | 10426 | WFB | GEN5 | A
2007 | 2999 | 54235 | B003 | GEN1 | A
2007 | 14928 | 54236 | BLR2 | TG 1 | T
2007 | 14928 | 54236 | BLR2 | TG 2 | T
2007 | 14928 | 54236 | BLR2 | TG 3 | T
2007 | 14928 | 54236 | BLR3 | TG 3 | T
2007 | 14928 | 54236 | BLR4 | TG 2 | T
2007 | 14928 | 54236 | BLR4 | TG5 | T
2007 | 7067 | 54318 | C | TG1 | T
2007 | 7067 | 54318 | C | TG2 | T
2007 | 7067 | 54318 | D | TG1 | T
2007 | 7375 | 54321 | 3B103 | 3N80 | A
2007 | 12436 | 10328 | BLR1 | GEN4 | A
2007 | 924 | 7757 | 3 | 6 | A
2007 | 924 | 7757 | 4 | 6 | A
2007 | 2338 | 56104 | HRSG2 | STG1 | A
2007 | 15534 | 3149 | AUX | 11 | A
2007 | 547 | 54512 | 3 | TG2 | A
2007 | 16001 | 52024 | 6 | GEN4 | A
2007 | 16001 | 52024 | 2 | NEW1 | A
2007 | 16001 | 52024 | 2 | NEW3 | A
2007 | 16001 | 52024 | 3 | NEW3 | A
2007 | 16001 | 52024 | 4 | NEW1 | A
2007 | 16001 | 52024 | 5 | NEW3 | A
2007 | 12311 | 10224 | BLR3 | GEN8
2007 | 12311 | 10224 | BLR3 | GEN9
2007 | 82 | 10819 | HRSG1 | GEN2 | A
2007 | 49732 | 52105 | 4BLR | GEN5 | T
2007 | 2522 | 50466 | 2RB | GEN6 | T
2007 | 16968 | 54472 | EIA03 | GEN1 | A
2007 | 7140 | 710 | 6B | 6 | A
2007 | 55732 | 52089 | NO2BLR | GEN2 | T
2007 | 55732 | 52089 | NO3BLR | GEN2 | T
2007 | 55732 | 52089 | NO7BLR | GEN4 | T
2007 | 55732 | 52089 | NO8BLR | GEN1 | T
2007 | 55732 | 52089 | NO9BLR | GEN1 | T
2007 | 55732 | 52089 | NO9BLR | GEN3 | T
2007 | 55732 | 52089 | NO9BLR | GEN4 | T
2007 | 49732 | 52105 | 1BLR | GEN2 | T
2007 | 49732 | 52105 | 3BLR | GEN1 | T
2007 | 49732 | 52105 | 4BLR | GEN1 | T
2007 | 49732 | 52105 | 4BLR | GEN3 | T
2007 | 49732 | 52105 | 7BLR | GEN1 | T
2007 | 49732 | 52105 | 7BLR | GEN3 | T
2007 | 50163 | 52108 | 31 | GEN7 | A
2007 | 44466 | 52130 | 13BLR | 17TG | A
2007 | 44466 | 52130 | 16BLR | 15TG | A
2007 | 8009 | 52140 | PB1 | GEN1 | A
2007 | 8009 | 52140 | RF2 | GEN2 | A
2007 | 9424 | 52151 | PB2 | GEN2 | A
2007 | 9424 | 52151 | RF2 | GEN2 | A
2007 | 9348 | 52152 | 5PB | GEN8 | T
2007 | 4254 | 1720 | 8 | 8 | A
2007 | 4254 | 1723 | 3 | 3 | A
2007 | 40845 | 54344 | 3 | 9GEN | A
2007 | 40845 | 54344 | 4 | 6GEN | A
2007 | 40845 | 54344 | 5 | 6GEN | A
2007 | 2877 | 55123 | HRSG1 | STG | A
2007 | 5517 | 55131 | B4 | STG4 | A
2007 | 7698 | 55153 | HRSG1 | STG1 | A
2007 | 15988 | 55187 | HRSG1 | ST1 | T
2007 | 4383 | 55206 | HRSG2 | ST1 | A
2007 | 807 | 55221 | HRSG7 | G9 | T
2007 | 2897 | 55225 | HRSG-1 | STG1 | A
2007 | 54687 | 55231 | HRSG1 | STG | T
2007 | 54687 | 55231 | HRSG2 | STG | T
2007 | 20592 | 55259 | 2100 | ST1 | A
2007 | 17638 | 55269 | 2 | STG2 | A
2007 | 2929 | 55292 | HRSG2 | STG1 | A
2007 | 21579 | 55297 | HRSG2 | 2A | A
2007 | 21579 | 55297 | HRSG3 | 3A | A
2007 | 54817 | 55298 | HRSG1B | ST1 | A
2007 | 54817 | 55298 | HRSG2A | ST2 | A
2007 | 13407 | 55322 | HRSG1 | ST1 | A
2007 | 13407 | 55322 | HRSG2 | ST1 | A
2007 | 7869 | 55328 | HRSG 2 | STG1 | A
2007 | 13345 | 55330 | HRSG 1 | 0003 | A
2007 | 924 | 55340 | 1A | 1 | T
2007 | 14274 | 55345 | HRSG 2 | 1-03 | A
2007 | 4405 | 55358 | FB2 | ST2 | A
2007 | 54796 | 55380 | 1 A | STG1 | A
2007 | 40845 | 54344 | 4 | 1GEN | A
2007 | 40845 | 54344 | 5 | 7GEN | A
2007 | 9348 | 52152 | 6PB | GEN3 | T
2007 | 19876 | 56808 | 1 | 1 | A
2007 | 31386 | 55271 | HRSG2 | STG1 | A
2007 | 31386 | 55271 | HRSG3 | STG1 | A
2007 | 14328 | 56532 | A | 3 | A
2007 | 50129 | 10612 | PB1SCB | GEN1 | A
2007 | 7564 | 54785 | 1CT | GEN1 | A
2007 | 6541 | 56708 | H1101 | G2101 | A
2007 | 3890 | 50006 | HRSG1 | STG2 | A
2007 | 3890 | 50006 | HRSG2 | STG2 | A
2007 | 3890 | 50006 | HRSG4 | STG1 | A
2007 | 3890 | 50006 | HRSG6 | STG1 | A
2007 | 8543 | 1979 | 4 | 3 | A
2007 | 8543 | 1979 | 4 | 5 | A
2007 | 14184 | 54466 | HRSG 1 | GEN1 | A
2007 | 6090 | 50625 | 41 | TG22 | A
2007 | 6090 | 50625 | 43 | TG23 | A
2007 | 6090 | 50625 | 43 | TG33 | A
2007 | 3452 | 10213 | HRSG2 | GEN3 | T
2007 | 3452 | 10213 | HRSG2 | GEN4 | T
2007 | 3452 | 10213 | HRSG1 | GEN4 | T
2007 | 29116 | 55209 | HR4 | ST | A
2007 | 54703 | 56349 | HRSG2 | ST1 | A
2007 | 11275 | 55667 | HRSG 1 | G3 | A
2007 | 54880 | 10244 | B015 | T-13 | A
2007 | 14354 | 56102 | HRSG1B | ST1 | A
2007 | 55600 | 54415 | 101613 | GEN1 | A
2007 | 49979 | 4939 | 4 | 4 | A
2007 | 18835 | 55440 | HRSG2 | ST1 | A
2007 | 5109 | 1726 | 17 | 16 | A
2007 | 5109 | 1726 | 18 | 15 | A
2007 | 5109 | 1732 | 11 | 7 | A
2007 | 5109 | 1732 | 12 | 8 | A
2007 | 20847 | 1769 | 8 | 8 | A
2007 | 5107 | 1822 | 6 | 6 | A
2007 | 5107 | 1822 | 7 | 7 | A
2007 | 8723 | 1830 | 3 | 3 | A
2007 | 56155 | 1831 | 2 | 2 | A
2007 | 56155 | 1831 | 5 | 5 | A
2007 | 56155 | 1831 | 6 | 6 | A
2007 | 21048 | 1866 | 5 | 5 | A
2007 | 21048 | 1866 | 5 | 6 | A
2007 | 21048 | 1866 | 5 | 7 | A
2007 | 772 | 10866 | 3 | GEN4 | A
2007 | 772 | 10866 | 9 | GEN3 | A
2007 | 12258 | 10883 | GTHSG1 | STG2 | T
2007 | 12258 | 10883 | HSG2 | STG2 | A
2007 | 12258 | 10883 | PSG1 | STG2 | A
2007 | 16064 | 50028 | 1FW | GEN3 | A
2007 | 16064 | 50028 | 1FW | GEN4 | A
2007 | 16064 | 50028 | 4BW | GEN3 | A
2007 | 16064 | 50028 | 4BW | GEN5 | A
2007 | 16064 | 50028 | 5CE | GEN2 | A
2007 | 16064 | 50028 | 5CE | GEN3 | A
2007 | 16064 | 50028 | 5CE | GEN5 | A
2007 | 14344 | 50049 | BLRC | GEN2 | A
2007 | 23955 | 50087 | 3 | GEN3 | A
2007 | 2799 | 55393 | HRSG 1 | STG1 | A
2007 | 49933 | 55410 | HRSG1 | LOES | A
2007 | 2879 | 55411 | HRSG1 | HECS | T
2007 | 55839 | 55429 | 3REC | 01 | A
2007 | 18870 | 55462 | PC1 | 1 | A
2007 | 55745 | 55463 | FB1 | ST01 | A
2007 | 14286 | 55467 | 1 | STG1 | A
2007 | 6497 | 55498 | DB1 | ST1 | A
2007 | 13399 | 54350 | AUX | STM | A
2007 | 9353 | 54358 | PB2 | 3 | T
2007 | 9353 | 54358 | PB3 | 2 | T
2007 | 9353 | 54358 | RB2 | 3 | T
2007 | 9353 | 54358 | RB3 | 1 | T
2007 | 9765 | 54414 | BLR1 | GEN2 | A
2007 | 9765 | 54414 | BLR1 | GEN4 | A
2007 | 9765 | 54414 | BLR2 | GEN4 | A
2007 | 9765 | 54414 | BLR3 | GEN4 | A
2007 | 7043 | 54427 | 10C | NO9 | A
2007 | 7043 | 54427 | 12 | NO9 | A
2007 | 5473 | 54428 | 072 | NO1 | A
2007 | 5473 | 54428 | 302 | NO2 | A
2007 | 5473 | 54428 | 601 | NO1 | A
2007 | 16024 | 54464 | B001 | 0001 | A
2007 | 16024 | 54464 | B003 | 0001 | A
2007 | 22297 | 54468 | BLR1 | GEN1 | A
2007 | 22048 | 54469 | BLR2 | GEN2 | A
2007 | 547 | 54512 | 3 | TG3 | A
2007 | 547 | 54512 | 4 | TG3 | A
2007 | 547 | 54512 | 7 | TG3 | A
2007 | 6564 | 54518 | HRSG3 | ST1 | A
2007 | 20541 | 54529 | 0001 | 0001 | A
2007 | 17062 | 54532 | 2PB | 2WH | T
2007 | 19537 | 50118 | B1 | GEN7 | A
2007 | 19537 | 50118 | B2 | GEN7 | A
2007 | 19537 | 50118 | B7 | GEN7 | A
2007 | 19537 | 50118 | B7 | GEN9 | A
2007 | 27131 | 50146 | D | GENA | A
2007 | 19450 | 50150 | 11HRSG | GEN9 | T
2007 | 20547 | 50185 | 1RB | TG1 | A
2007 | 20547 | 50185 | 2RB | TG1 | A
2007 | 20547 | 50185 | 3RB | TG1 | A
2007 | 20547 | 50185 | PB | TG2 | A
2007 | 772 | 10865 | CFB5 | GEN6 | T
2007 | 772 | 10865 | CFB5 | GEN7 | T
2007 | 772 | 10865 | CFB6 | GEN5 | T
2007 | 772 | 10865 | CFB7 | GEN4 | T
2007 | 772 | 10865 | CFB9 | GEN2 | T
2007 | 772 | 10865 | CFB9 | GEN3 | T
2007 | 772 | 10865 | CFB9 | GEN4 | T
2007 | 772 | 10865 | CFB9 | GEN6 | T
2007 | 772 | 10866 | 1 | GEN1 | A
2007 | 772 | 10866 | 12 | GEN2 | A
2007 | 772 | 10866 | 2 | GEN1 | A
2007 | 772 | 10866 | 3 | GEN2 | A
2007 | 12647 | 1897 | 4 | 3 | A
2007 | 12647 | 1897 | 4 | 4 | A
2007 | 13781 | 1926 | 1 | 1 | A
2007 | 6151 | 1973 | 2 | 3 | T
2007 | 6151 | 1973 | 4 | 3 | T
2007 | 17254 | 54547 | HRSG 4 | 6 | A
2007 | 4222 | 54556 | BLR6 | TGO1 | T
2007 | 11169 | 54562 | PB16 | 7 | T
2007 | 11169 | 54562 | RF15 | 5 | T
2007 | 14127 | 2291 | 2 | 2 | A
2007 | 14194 | 2935 | 11 | 7 | T
2007 | 623 | 10430 | B5 | GEN1 | T
2007 | 623 | 10430 | B6 | GEN1 | T
2007 | 623 | 10430 | B9 | GEN3 | T
2007 | 1746 | 10464 | E0001 | GEN1 | A
2007 | 55965 | 10477 | P2 | GEN1 | T
2007 | 195 | 3 | 6B | A1ST | A
2007 | 195 | 3 | 7A | A2ST | A
2007 | 195 | 26 | 1 | 1 | A
2007 | 195 | 26 | 2 | 2 | A
2007 | 195 | 26 | 3 | 3 | A
2007 | 18642 | 47 | 2 | 2 | A
2007 | 18642 | 47 | 4 | 4 | A
2007 | 18642 | 50 | 5 | 5 | A
2007 | 803 | 113 | 2 | 2 | A
2007 | 803 | 113 | 4 | 4 | A
2007 | 803 | 116 | 2 | 2 | A
2007 | 803 | 118 | 2 | 2 | A
2007 | 15474 | 127 | 1 | 1 | A
2007 | 17543 | 130 | 3 | 3 | A
2007 | 8543 | 1979 | 3 | 6 | A
2007 | 19883 | 2018 | 9 | 6 | A
2007 | 20737 | 2022 | 1 | ST1 | A
2007 | 20737 | 2022 | 3 | ST1 | A
2007 | 12686 | 2046 | 1 | 1 | A
2007 | 12685 | 2053 | 1A | 1 | A
2007 | 12685 | 2053 | 3 | 3 | A
2007 | 12685 | 2053 | 4 | 4 | A
2007 | 3702 | 2060 | 4 | 4 | A
2007 | 7651 | 2063 | W1 | W1 | A
2007 | 7651 | 2063 | W3 | W2 | A
2007 | 21095 | 2067 | 3 | 3 | A
2007 | 17568 | 2070 | 3 | 3 | A
2007 | 10000 | 2080 | 2 | 2 | A
2007 | 770 | 2094 | 3 | 3 | A
2007 | 770 | 2098 | 1 | 1 | A
2007 | 770 | 2098 | 1 | 2 | A
2007 | 770 | 2098 | 5 | 1 | A
2007 | 11732 | 2144 | 4 | 4 | A
2007 | 8245 | 2244 | 5 | 5 | A
2007 | 9348 | 52152 | 6RB | GEN6 | T
2007 | 9348 | 52152 | 6RB | GEN7 | T
2007 | 7168 | 52175 | B1 | GEN1 | A
2007 | 15300 | 52176 | HRSG1 | GEN3 | A
2007 | 4202 | 52188 | B10 | G1 | T
2007 | 4202 | 52188 | B10 | G2 | T
2007 | 4202 | 52188 | B10 | G3 | T
2007 | 4202 | 52188 | B6 | G3 | T
2007 | 4202 | 52188 | B8 | G1 | T
2007 | 4202 | 52188 | B8 | G2 | T
2007 | 4202 | 52188 | DB1 | G3 | T
2007 | 4202 | 52188 | DB2 | G2 | T
2007 | 54787 | 52193 | BLR2 | G3 | T
2007 | 54787 | 52193 | BLR2 | G4 | T
2007 | 16572 | 143 | 4 | CC4 | A
2007 | 814 | 167 | 2 | 2 | A
2007 | 814 | 173 | 2 | 2 | A
2007 | 12631 | 228 | HRSG2 | 8 | A
2007 | 55843 | 259 | 4 | 4 | A
2007 | 54802 | 260 | 7-1 | 7 | A
2007 | 15830 | 345 | 1 | 1 | A
2007 | 13069 | 358 | MV3A | MV3C | A
2007 | 9216 | 389 | 4 | 4 | A
2007 | 11208 | 400 | 2 | 2 | A
2007 | 770 | 460 | 49 | 6 | A
2007 | 15466 | 465 | 4 | 4 | A
2007 | 3989 | 493 | 3 | 3 | A
2007 | 22380 | 546 | 6 | 6 | A
2007 | 20169 | 550 | 1 | 1 | A
2007 | 2548 | 589 | 1 | 1 | A
2007 | 4252 | 593 | 4 | 4 | A
2007 | 54899 | 599 | 2 | 2 | A
2007 | 15274 | 603 | 15 | 15 | A
2007 | 6455 | 638 | 3 | 3 | A
2007 | 7801 | 641 | 2 | 2 | A
2007 | 54787 | 52193 | BLR3 | G3 | T
2007 | 54787 | 52193 | BLR4 | G1 | T
2007 | 54787 | 52193 | HRSG 1 | G2 | T
2007 | 54787 | 52193 | HRSG 2 | G3 | T
2007 | 17610 | 54004 | PB1 | GEN1 | A
2007 | 49955 | 54061 | BLR1 | GEN1 | A
2007 | 11169 | 54562 | RF19 | 6 | T
2007 | 11169 | 54562 | RF22 | 2 | T
2007 | 49969 | 54587 | 7 | WEST | A
2007 | 13492 | 54627 | C | GEN1 | A
2007 | 56137 | 54638 | PC82 | PT1 | A
2007 | 9210 | 54656 | PB1 | NO 2 | A
2007 | 18458 | 54693 | HRSG 4 | ST#2 | A
2007 | 50102 | 54763 | R2 | 2TG | A
2007 | 19539 | 54775 | BLR10 | GEN1 | T
2007 | 19528 | 54780 | B2 | T2 | A
2007 | 19528 | 54780 | B6 | T11 | A
2007 | 19528 | 54780 | B7 | T1 | A
2007 | 19528 | 54780 | B7 | T10 | A
2007 | 18454 | 645 | BB01 | ST1 | A
2007 | 19365 | 50482 | B4 | TG5 | T
2007 | 1924 | 10488 | REC | TG | A
2007 | 20541 | 10503 | SG201B | GEN1 | A
2007 | 450 | 10504 | SB1 | 4000 | A
2007 | 450 | 10504 | SB2 | 2500 | A
2007 | 6541 | 10554 | THB-20 | ST2 | A
2007 | 6541 | 10554 | THB-40 | ST3 | A
2007 | 15726 | 10560 | PACKB | GEN5 | A
2007 | 15726 | 10560 | POWB | GEN3 | A
2007 | 15726 | 10562 | PB1 | GEN2 | A
2007 | 15726 | 10562 | PB2 | GEN3 | A
2007 | 4580 | 10606 | 5A | GEN5 | A
2007 | 4580 | 10606 | 5A | GEN6 | A
2007 | 4580 | 10606 | 8R | GEN4 | A
2007 | 4580 | 10606 | 9A | GEN5 | A
2007 | 7166 | 10610 | REC2 | GEN1 | A
2007 | 55863 | 10627 | RB2 | 3TG1 | T
2007 | 20541 | 10629 | BLR3 | GEN2 | A
2007 | 2884 | 10641 | B1 | GEN1 | A
2007 | 473 | 10642 | 2 | GEN1 | A
2007 | 542 | 10643 | 2 | GEN1 | T
2007 | 542 | 10643 | 3 | GEN2 | T
2007 | 3953 | 10661 | 4 | GEN4 | A
2007 | 21 | 10671 | 1A | GEN1 | A
2007 | 12222 | 54802 | REC2 | GEN2 | T
2007 | 55965 | 54857 | B23 | 2ST | T
2007 | 55965 | 54857 | B24 | 2ST | T
2007 | 18564 | 54884 | A | TG2 | A
2007 | 18564 | 54884 | A | TG3 | A
2007 | 55965 | 54885 | B21 | 3TB | T
2007 | 4426 | 54945 | 12 | NO 6 | A
2007 | 11136 | 54971 | 5 | 1 | A
2007 | 13765 | 54995 | 502 | 17TG | A
2007 | 42018 | 54998 | 12300 | 1430 | T
2007 | 42018 | 54998 | 12600 | 1420 | T
2007 | 1922 | 55044 | PB3 | STG1 | A
2007 | 54727 | 55086 | HRSG1B | STG | A
2007 | 9390 | 54087 | RB01 | GEN3 | A
2007 | 9356 | 54090 | 2PB | GEN4 | A
2007 | 9356 | 54090 | 5REC | GEN4 | A
2007 | 9312 | 54091 | PB2 | GEN3 | T
2007 | 9312 | 54091 | RB2 | GEN1 | T
2007 | 9190 | 54095 | PB1 | GEN1 | T
2007 | 9393 | 54096 | HRSG4 | GEN3 | T
2007 | 9385 | 54097 | PB1 | GEN1 | A
2007 | 54738 | 54098 | B08 | GEN3 | T
2007 | 142 | 10676 | 2 | GEN2 | A
2007 | 14194 | 2935 | 13 | 10 | A
2007 | 14381 | 2936 | 3 | 5 | A
2007 | 14381 | 2936 | 4 | 3 | A
2007 | 14381 | 2936 | 5 | 5 | A
2007 | 14381 | 2936 | 5 | ST2 | T
2007 | 15095 | 2937 | 4 | 10 | A
2007 | 15095 | 2937 | 4 | 4 | A
2007 | 14063 | 2951 | 7 | ST7 | A
2007 | 14063 | 2952 | 3 | 3 | A
2007 | 14063 | 2952 | 4 | 4 | A
2007 | 14063 | 2952 | 5 | 5 | A
2007 | 14063 | 2953 | 1 | 1 | A
2007 | 15474 | 2963 | 3301A | 1 | A
2007 | 15474 | 2963 | 3301B | 1 | A
2007 | 15474 | 2965 | 1403 | 3 | A
2007 | 20447 | 3006 | 3 | 3 | A
2007 | 17235 | 3115 | 3 | 3 | A
2007 | 5580 | 6041 | 2 | 2 | A
2007 | 13781 | 6090 | 1 | 1 | A
2007 | 13781 | 6090 | 3 | 3 | A
2007 | 15466 | 6112 | 4 | 1 | A
2007 | 15470 | 6113 | 5 | 5 | A
2007 | 18715 | 6136 | 1 | 1 | A
2007 | 17633 | 6137 | 1 | 1 | A
2007 | 17698 | 6139 | 3 | 3 | A
2007 | 19323 | 6146 | 1 | 1 | A
2007 | 9324 | 6166 | MB1 | 1 | A
2007 | 9324 | 6166 | MB2 | 2 | A
2007 | 20847 | 6170 | 2 | 2 | A
2007 | 16572 | 6177 | U2B | CO2 | A
2007 | 16604 | 6181 | 1 | 1 | A
2007 | 17718 | 6193 | 062B | 2 | A
2007 | 1307 | 6204 | 3 | 3 | A
2007 | 9267 | 6213 | 1SG1 | 1 | A
2007 | 6452 | 6246 | HRSG12 | 1ST | A
2007 | 9382 | 54100 | N1REBO | GEN1 | A
2007 | 5262 | 54104 | RB2 | GEN3 | T
2007 | 5262 | 54104 | RB3 | GEN3 | T
2007 | 9434 | 54201 | BLR2 | GEN6 | A
2007 | 9434 | 54201 | BLR3 | GEN4 | A
2007 | 6738 | 54224 | SG3 | GEN1 | A
2007 | 8776 | 9864 | 8 | 9 | T
2007 | 19173 | 10003 | BLR3 | VBPT | A
2007 | 4435 | 10013 | 2 | GEN1 | A
2007 | 17465 | 10017 | RF04 | GN10 | A
2007 | 17465 | 10017 | RF04 | GN12 | A
2007 | 17465 | 10017 | RF05 | GEN9 | A
2007 | 12647 | 10686 | 6 | 7 | A
2007 | 7136 | 10699 | 1 | GEN2 | A
2007 | 7136 | 10699 | 4 | GEN2 | A
2007 | 55789 | 10700 | BLR1 | TG6 | A
2007 | 3046 | 6250 | 1A | 1 | A
2007 | 1307 | 6469 | B1 | 1 | A
2007 | 298 | 6558 | 4 | 4 | A
2007 | 20447 | 6772 | 1 | 1 | A
2007 | 19876 | 7213 | 2 | 2 | A
2007 | 40577 | 7286 | 4 | 3 | A
2007 | 40577 | 7286 | 4 | 4 | A
2007 | 56190 | 7652 | D-1 | HP-3 | A
2007 | 56190 | 7652 | D-2 | LP-3 | A
2007 | 56190 | 7652 | D-3 | LP-3 | A
2007 | 56190 | 7652 | D-4 | HP-3 | A
2007 | 6035 | 7701 | 3 | B | A
2007 | 6035 | 7704 | 5 | A | A
2007 | 11479 | 7991 | HRSG1 | STG1 | A
2007 | 12685 | 8054 | 1 | 1 | A
2007 | 14354 | 8066 | BW71 | 1 | A
2007 | 11806 | 6081 | CA1 | 3A | T
2007 | 14006 | 8102 | 1 | 1 | A
2007 | 17235 | 3131 | 4 | 4 | A
2007 | 15873 | 3136 | 2 | 2 | A
2007 | 15276 | 3148 | 3 | 3 | A
2007 | 15276 | 3148 | 4 | 4 | A
2007 | 15534 | 3149 | 2 | 2 | A
2007 | 22001 | 3152 | 1A | 2 | T
2007 | 22001 | 3152 | 1B | 3 | T
2007 | 22001 | 3152 | 3 | 2 | A
2007 | 3103 | 10729 | STRBLR | GEN1 | A
2007 | 12949 | 10743 | CFB1 | GEN1 | A
2007 | 12492 | 10745 | 10HR82 | ST1 | A
2007 | 12492 | 10745 | 13HR82 | ST1 | A
2007 | 12492 | 10745 | 13HR82 | ST2 | T
2007 | 16061 | 10768 | CFB | UP9 | A
2007 | 16077 | 10772 | CFB | GEN1 | A
2007 | 50006 | 10795 | BLR1 | GEN1 | A
2007 | 50006 | 10795 | BLR1 | GEN2 | A
2007 | 50006 | 10795 | BLR2 | GEN2 | A
2007 | 50006 | 10796 | BLR2 | GEN3 | A
2007 | 50006 | 10796 | BLR3 | GEN2 | A
2007 | 50006 | 10796 | BLR3 | GEN3 | A
2007 | 11427 | 10823 | B101 | S101 | A
2007 | 55989 | 10837 | B1 | GEN1 | A
2007 | 3106 | 10855 | STKR2 | GEN1 | A
2007 | 772 | 10860 | B1 | GEN5 | A
2007 | 772 | 10860 | B10 | GEN1 | A
2007 | 772 | 10860 | B10 | GEN4 | A
2007 | 772 | 10860 | B10 | GEN5 | A
2007 | 772 | 10860 | B3 | GEN3 | A
2007 | 772 | 10860 | B4 | GEN2 | A
2007 | 772 | 10860 | B7 | GEN5 | A
2007 | 772 | 10864 | 1 | GEN2 | T
2007 | 772 | 10864 | 1 | GEN4 | T
2007 | 772 | 10864 | 1 | GEN5 | T
2007 | 772 | 10864 | 2 | GEN1 | T
2007 | 772 | 10864 | 2 | GEN2 | T
2007 | 772 | 10864 | 3 | GEN4 | T
2007 | 772 | 10864 | 4 | GEN1 | T
2007 | 772 | 10864 | 5 | GEN2 | T
2007 | 772 | 10864 | 5 | GEN4 | T
2007 | 6035 | 3161 | 4 | 4 | A
2007 | 6035 | 3169 | 1 | 1 | A
2007 | 17543 | 3317 | 1 | 1 | A
2007 | 19545 | 3325 | 1 | ST1 | A
2007 | 18642 | 3405 | 2 | 2 | A
2007 | 18642 | 3406 | 7 | 7 | A
2007 | 18642 | 3407 | 7 | 7 | A
2007 | 18642 | 3419 | C | ST3 | A
2007 | 54907 | 3440 | 1 | 1 | A
2007 | 6035 | 3453 | 2 | 2 | A
2007 | 19323 | 3489 | 2 | 2 | A
2007 | 19323 | 3489 | 3 | 3 | A
2007 | 19876 | 54844 | 1 | GOR3 | A
2007 | 50053 | 3436 | 1 | 1 | A
2007 | 8245 | 60 | 2 | 2 | A
2007 | 19876 | 54844 | 2 | GOR4 | A
2007 | 24211 | 8223 | 3 | 3 | A
2007 | 19153 | 52056 | 4 | ST1 | A
2007 | 19856 | 2434 | 4 | 5 | A
2007 | 19856 | 2434 | 4 | 6 | A
2007 | 3702 | 2059 | 8 | 6 | A
2007 | 15147 | 2406 | 1002 | 1001 | A
2007 | 12492 | 10745 | 9HR82 | BP15 | A
2007 | 19876 | 50966 | 1 | 3 | A
2007 | 772 | 10865 | CFB1 | GEN4 | T
2007 | 772 | 10865 | CFB2 | GEN2 | T
2007 | 5624 | 10025 | 44 | 41TG | A
2007 | 7049 | 10029 | 2 | GEN7 | A
2007 | 15430 | 10033 | 12 | GEN1 | A
2007 | 15430 | 10033 | 13 | GEN1 | A
2007 | 50085 | 10062 | BLR4 | GEN1 | T
2007 | 3901 | 10071 | 2A | GEN2 | A
2007 | 54681 | 10074 | RECBOI | GEN1 | A
2007 | 12647 | 10075 | 1 | GEN1 | A
2007 | 55786 | 10111 | 9BLR | GEN1 | A
2007 | 8181 | 10118 | 3 | GEN3 | T
2007 | 9379 | 10143 | ABB01 | COLV | A
2007 | 17164 | 10144 | BLR1 | GEN3 | A
2007 | 1951 | 10148 | BLR 2 | GEN2 | A
2007 | 9686 | 10202 | 5REC | GEN5 | A
2007 | 9686 | 10202 | 7PWR | GEN6 | A
2007 | 8483 | 10207 | 1 | GEN2 | T
2007 | 55867 | 10208 | 11 | NO.7 | T
2007 | 55867 | 10208 | 7 | NO.8 | T
2007 | 55867 | 10208 | 9 | NO9 | T
2007 | 56150 | 10211 | 211 | 11TG | A
2007 | 19194 | 50651 | 5 | GEN2 | A
2007 | 13504 | 50271 | 3A | 1TGA | A
2007 | 9348 | 52152 | 5PB | GEN1 | A
2007 | 19564 | 50366 | BLR5 | GEN2 | A
2007 | 22199 | 50392 | 1 | TG2 | A
2007 | 22199 | 50392 | 4 | TG3 | A
2007 | 22199 | 50392 | 5 | TG1 | A
2007 | 22199 | 50392 | 5 | TG3 | A
2007 | 22199 | 50392 | 6 | TG3 | A
2007 | 5033 | 50395 | 7 | TG6 | T
2007 | 16294 | 50396 | BLR6 | GEN3 | A
2007 | 16294 | 50396 | BLR6 | GEN4 | A
2007 | 16294 | 50396 | BLR6 | GEN5 | A
2007 | 14310 | 50397 | 4PB034 | GEN3 | A
2007 | 30002 | 50398 | 15RB | GE10 | A
2007 | 34672 | 50407 | 8PB | GEN5 | A
2007 | 10273 | 50410 | 10 | 5 | A
2007 | 9245 | 50449 | HRSG1 | GEN2 | A
2007 | 2522 | 50466 | 1PB | GEN3 | T
2007 | 2522 | 50466 | 1PB | GEN5 | T
2007 | 2522 | 50466 | 4RB | GEN2 | T
2007 | 470 | 50472 | BLR1 | GEN2 | A
2007 | 470 | 50472 | BLR4 | GEN2 | A
2007 | 14369 | 50476 | B10 | GEN2 | A
2007 | 14369 | 50476 | B11 | GEN2 | A

## F860_BOILER_STACKFLUE
YEAR | UTILITY_ID | PLANT_CODE | BOILER_ID | FLUE_ID | STACK_ID
2007 | 13579 | 2554 | 3 | 4 | 3
2007 | 13756 | 996 | 11 | 611 | 611
2007 | 13756 | 996 | 6 | 611 | 611
2007 | 16572 | 4941 | 1 | 1R | 1R
2007 | 16604 | 7097 | BLR1 | STK1 | STK1
2007 | 17465 | 10017 | PB06 | PB06 | PB06
2007 | 17465 | 10017 | RF05 | RF05 | RF05
2007 | 17539 | 3280 | CAN3 | CAN3 | CAN3
2007 | 17539 | 3295 | URQ3 | URQ3 | URQ3
2007 | 17539 | 3297 | WAT1 | WAT1 | WAT1
2007 | 17539 | 7210 | COP1 | COP1 | COP1
2007 | 17543 | 130 | 2 | 2 | 2
2007 | 17543 | 3319 | 1 | 1 | 1
2007 | 17543 | 3319 | 2 | 2A | 2A
2007 | 17543 | 3319 | 4 | 4 | 4
2007 | 17543 | 6249 | 2 | 2 | 2
2007 | 17543 | 6249 | 4 | 4 | 4
2007 | 18454 | 645 | BB02 | 1 | STK1
2007 | 18611 | 55062 | HRSG1 | STACK1 | STACK1
2007 | 18611 | 55334 | HRSG 2 | 2STACK | 2STACK
2007 | 18642 | 50 | 3 | 1-6 | 1-6
2007 | 18642 | 3403 | 3 | 3-4 | 3-4
2007 | 18642 | 3403 | 4 | 3-4 | 3-4
2007 | 18642 | 3405 | 4 | 3-4 | 3-4
2007 | 18642 | 3419 | A | A-B | A-B
2007 | 18642 | 3419 | C | C-D | C-D
2007 | 18642 | 3419 | D | C-D | C-D
2007 | 19876 | 3803 | 1 | 1 | 1
2007 | 19876 | 3809 | 1 | 1-2 | 1-2
2007 | 19876 | 3954 | 2 | 1-2 | 1-2
2007 | 19876 | 50966 | 2 | 2 | 2
2007 | 19876 | 54844 | 1 | 1 | 1
2007 | 19876 | 56808 | 1 | 1 | 1
2007 | 20159 | 55486 | HRSG1 | STK 1 | STK 1
2007 | 20404 | 3524 | 1 | 1 | 1
2007 | 20404 | 3524 | 3 | 3 | 3
2007 | 20404 | 3526 | 6 | 6 | 6
2007 | 20404 | 3527 | 2 | 2 | 2
2007 | 20404 | 4938 | 2 | 2 | 2
2007 | 20492 | 50184 | REC | RBSTK | RBSTK
2007 | 20546 | 1381 | C2 | CSS | CSS
2007 | 20546 | 1382 | H2 | H2SS | HSS
2007 | 20546 | 6639 | G1 | G1 | G1
2007 | 20546 | 6823 | W1 | W1 | W1
2007 | 20847 | 1769 | 7 | 7 | 2
2007 | 20847 | 4040 | 1 | 7 | 7
2007 | 20847 | 4040 | BO11 | BA10 | BA10
2007 | 20847 | 4040 | BO21 | BA20 | BA20
2007 | 20847 | 4041 | 6 | 3 | 3
2007 | 5517 | 889 | 3 | 3 | 3
2007 | 5517 | 891 | 1 | 1 | 1
2007 | 5517 | 892 | 1 | 1 | 1
2007 | 5580 | 54 | 1 | 1 | 1
2007 | 5580 | 1385 | 2 | 1 | 1
2007 | 6455 | 634 | 4C | 4C | 4C
2007 | 6455 | 634 | 4D | 4D | 4D
2007 | 6455 | 638 | 1 | 1 | 1
2007 | 6455 | 8048 | 1 | 1 | 1
2007 | 6526 | 2837 | 1 | 3 | 1
2007 | 6526 | 6094 | 1 | 2B | 1
2007 | 14063 | 2956 | 1 | 1A | 1A
2007 | 14127 | 2291 | 5 | C | C
2007 | 14165 | 2861 | 1 | 2 | 4
2007 | 14165 | 3138 | 2 | C | 5
2007 | 14165 | 3138 | 3 | C | 5
2007 | 14165 | 3138 | 4 | B | 5
2007 | 14274 | 55345 | HRSG 1 | Stack1 | Stack1
2007 | 21 | 10671 | 2A | 1B | 1-2
2007 | 21 | 10671 | 2B | 1A | 1-2
2007 | 42 | 10675 | B | 1CCE1B | CHM1
2007 | 195 | 3 | 1 | 1-3 | 1-3
2007 | 195 | 10 | 1 | 3 | 3
2007 | 195 | 26 | 4 | 1-2 | 1-4
2007 | 195 | 6002 | 2 | 1 | 1-2
2007 | 261 | 6705 | 2 | 1 | 1
2007 | 520 | 864 | 02 | 01 | 01
2007 | 1307 | 2817 | 1 | 1 | 1
2007 | 1307 | 6204 | 1 | 1 | 1
2007 | 2172 | 3628 | 3 | 3 | 3
2007 | 14294 | 56042 | HRSG3 | 3 | 3
2007 | 55937 | 3457 | 1 | 1 | 1
2007 | 55937 | 3457 | 2 | 2 | 2
2007 | 55937 | 3459 | 3 | 3B | 3B
2007 | 55983 | 3508 | 1 | 2 | 2
2007 | 55983 | 3508 | 2 | 3 | 3
2007 | 56090 | 55124 | 259611 | CTG1 | CTG1
2007 | 56151 | 310 | 3 | 3 | 3
2007 | 56155 | 1832 | 1 | 1 | 1
2007 | 807 | 55221 | HRSG7 | STACK7 | STACK7
2007 | 814 | 167 | 3 | 3 | 3
2007 | 814 | 168 | 2 | 4 | 4
2007 | 814 | 169 | 2 | 3 | 3
2007 | 924 | 2168 | MB3 | E3 | E3
2007 | 2172 | 55230 | HRSG2 | HRSG-2 | HRSG-2
2007 | 2507 | 56046 | HRSG2 | 1 | 1
2007 | 2838 | 55327 | HRSG2 | STK3 | STK3
2007 | 2843 | 55217 | HRSG1 | STK1 | STK1
2007 | 2897 | 55225 | HRSG-2 | STACK2 | STACK2
2007 | 2963 | 55701 | P002 | S002 | S002
2007 | 4226 | 2502 | 80 | 3 | 3
2007 | 4254 | 1695 | 1 | 1 | 1
2007 | 4254 | 1710 | 1 | 1 | 1
2007 | 4254 | 1723 | 1 | 1 | 1
2007 | 4464 | 55084 | HRSG1 | HRSG1 | HRSG1
2007 | 4716 | 4140 | B5 | S1 | S1
2007 | 4716 | 4271 | B1 | S1 | S1
2007 | 4922 | 2848 | H-2 | H-2 | 1
2007 | 4922 | 2848 | H-3 | H-4 | 2
2007 | 4922 | 2848 | H-5 | H-6 | 3
2007 | 4922 | 2850 | 1 | 1 | 1
2007 | 5109 | 1732 | 11 | 12 | 12
2007 | 5109 | 1733 | 1 | 1 | 1
2007 | 5610 | 50481 | 253-27 | 253-27 | 253-27
2007 | 5610 | 50481 | 83-23 | C | C
2007 | 5624 | 10025 | 16 | 15 | 0258-2
2007 | 5624 | 10025 | 41 | 41 | 0258-3
2007 | 5624 | 10025 | 42 | 41 | 0258-3
2007 | 5624 | 10025 | PB1 | PB1 | 0258-1
2007 | 5624 | 10025 | PB4 | PB4 | 0258-1
2007 | 5701 | 3456 | 2 | 2 | 2
2007 | 5701 | 3456 | HRSG2 | 5A | 5A
2007 | 5748 | 887 | 2 | 1 | 1
2007 | 6035 | 3161 | 1 | 1 | 1
2007 | 6564 | 54518 | HRSG3 | HRSG3F | HRSG3S
2007 | 6567 | 56400 | HRSG1 | U1 | U1
2007 | 6844 | 55480 | HRSG 1 | 2 | 2
2007 | 6844 | 55480 | HRSG 2 | 3 | 3
2007 | 6844 | 55480 | HRSG 4 | 5 | 5
2007 | 6844 | 55480 | HRSG 6 | 6 | 6
2007 | 6958 | 4266 | 1 | 1 | 1
2007 | 6958 | 4266 | 3 | 3 | 3
2007 | 7140 | 703 | 1BLR | 2FLU | 1-2
2007 | 7140 | 703 | 4BLR | 3FLU | 3-4
2007 | 7140 | 708 | 4 | 5 | 750
2007 | 7140 | 727 | 3 | 1 | 1
2007 | 7140 | 728 | Y1BR | Y1S | Y1S
2007 | 7140 | 733 | 3 | 1 | 1
2007 | 7140 | 6052 | 1 | 1 | 1
2007 | 7140 | 6124 | 1 | 1 | 1
2007 | 9312 | 54091 | HRSG | HRSGF | HRSGS
2007 | 9312 | 54091 | PB1 | PB1F | PB1S
2007 | 9324 | 988 | U2 | 1 | 1
2007 | 9324 | 6166 | MB2 | MS | MS
2007 | 9332 | 594 | 2 | 1A | 1A
2007 | 9379 | 10143 | ABB01 | STACK | STACK
2007 | 9417 | 1047 | 1 | 1 | 1
2007 | 9417 | 1073 | 1 | 1A | 1A
2007 | 9417 | 1073 | 3 | 2 | 2
2007 | 9417 | 6254 | 1 | 1 | 1
2007 | 9417 | 8031 | 2 | 2 | 2
2007 | 9424 | 52151 | RF2 | RF2 | RF2
2007 | 9617 | 56799 | HRSG2 | 2 | 2
2007 | 9628 | 10377 | 2A | UNIT2 | UNIT2
2007 | 10000 | 1241 | 2 | 2 | 2
2007 | 10000 | 2079 | 5A | 5A | 5A
2007 | 10118 | 55289 | CFB2 | FL2 | ST1
2007 | 10171 | 1355 | 2 | 3 | 3
2007 | 12341 | 1082 | 1 | 1 | 1
2007 | 12384 | 879 | 51 | 51 | 6
2007 | 12384 | 879 | 61 | 51 | 6
2007 | 12384 | 879 | 62 | 61 | 6
2007 | 12384 | 883 | 7 | 5 | 5
2007 | 12490 | 562 | 4 | 4 | 4
2007 | 12492 | 10745 | 11HR82 | SV11 | SV11
2007 | 12588 | 3788 | 1 | 1 | 1
2007 | 12588 | 3788 | 3 | 3 | 3
2007 | 12647 | 1893 | 1 | S1 | S1
2007 | 12647 | 1893 | 4 | S4 | S4
2007 | 13781 | 1927 | 7 | 7 | 7
2007 | 13914 | 55089 | 20F101 | H1 | H1
2007 | 13922 | 548 | 1 | 1 | 1
2007 | 13960 | 302 | 5 | 1 | 1
2007 | 14006 | 2872 | 1 | 1 | 1
2007 | 14015 | 2876 | 1 | 12 | 15
2007 | 14015 | 2876 | 3 | 1 | 1
2007 | 14015 | 2876 | 5 | 1 | 1
2007 | 14063 | 2953 | 2 | 2 | 2
2007 | 15470 | 1001 | 2 | 2 | 3
2007 | 15470 | 1008 | 1 | A | A
2007 | 15470 | 6113 | 2 | 2 | 1-2
2007 | 15470 | 6113 | 5 | C | C
2007 | 15472 | 2367 | 5 | 5 | 5
2007 | 15472 | 2367 | 6 | 6 | 6
2007 | 15473 | 55343 | 1 | 1 | 1
2007 | 15474 | 127 | 1 | 1 | 1
2007 | 15474 | 2963 | 3301B | 1B | 1B
2007 | 15474 | 2965 | 1402 | 142N | 142N
2007 | 15836 | 331 | 4 | 4 | 4
2007 | 15873 | 3118 | 1 | 3 | 3
2007 | 15873 | 3118 | 2 | 3 | 3
2007 | 15988 | 55187 | HRSG4 | 4 | 4
2007 | 16190 | 50406 | REC | REC | MAIN
2007 | 17633 | 1012 | 1 | 1 | 1
2007 | 17650 | 7710 | 3B | 3B | 3B
2007 | 17650 | 7826 | 4A | 4A | 4A
2007 | 17650 | 7826 | 4B | 4B | 4B
2007 | 17650 | 55821 | 25 | 25 | 25
2007 | 17650 | 55965 | 7A | 7A | 7A
2007 | 17698 | 1416 | 5A | 5B | 5B
2007 | 17698 | 1417 | 1 | 2 | 1
2007 | 17698 | 1417 | 3 | 3B | 3B
2007 | 17698 | 3476 | 5 | 5 | 5
2007 | 17833 | 6195 | 1 | 1 | 1
2007 | 18315 | 1336 | 3 | GC3 | GC3
2007 | 18315 | 1336 | S-2 | S2 | S2
2007 | 19194 | 50651 | 4 | 1 | CS001
2007 | 19323 | 3454 | 2 | 2B | 2B
2007 | 19323 | 3492 | 4 | 4 | 4
2007 | 19323 | 3504 | 2 | 4 | 4
2007 | 19323 | 6147 | 2 | 2 | 2
2007 | 19323 | 50615 | HRSG03 | 3A | 3A
2007 | 19436 | 2107 | 1 | 1 | 1
2007 | 19436 | 6155 | 1 | 2 | 1
2007 | 19436 | 6155 | 2 | 1 | 1
2007 | 19436 | 6155 | 2 | 2 | 1
2007 | 19547 | 765 | 1 | 4 | 1-4
2007 | 19547 | 765 | 2 | 4 | 1-4
2007 | 20847 | 56068 | 18 | 18 | 18
2007 | 20856 | 4050 | 5 | 5 | 5
2007 | 20856 | 4057 | 1 | 1 | 1
2007 | 20860 | 4072 | 3 | 3 | 1
2007 | 20860 | 4072 | 5 | 4 | 1
2007 | 20860 | 4078 | 1 | 1 | 1
2007 | 20860 | 4078 | 4 | 4 | 4
2007 | 21461 | 1599 | 2 | 2 | 1
2007 | 21554 | 136 | 1 | 2 | 1
2007 | 22001 | 3152 | 4 | 4 | 4
2007 | 22350 | 544 | 7 | 8 | 8
2007 | 22350 | 544 | 8 | 7 | 7
2007 | 22350 | 544 | 8 | 8 | 8
2007 | 49732 | 52105 | HRSG1 | CGT1 | CGT2
2007 | 49756 | 856 | 1 | 1 | 1
2007 | 49791 | 55176 | HRSG 1 | 1 | 1
2007 | 49886 | 56220 | P02 | FLUE02 | S01
2007 | 49941 | 55418 | 1H1100 | 1H1100 | 1H1100
2007 | 49965 | 1588 | 7 | 7N | 7
2007 | 49965 | 1588 | 7 | 7S | 7
2007 | 49979 | 3439 | 2 | 2 | 2
2007 | 49979 | 3439 | 3 | 3 | 3
2007 | 49979 | 4939 | 2 | 2 | 2
2007 | 50018 | 1626 | 4 | 4 | 4
2007 | 50033 | 50491 | 4BLR | OLDSTK | OLDSTK
2007 | 50096 | 55318 | 3 | STK2 | STK2
2007 | 50111 | 1443 | 1 | 1 | 1
2007 | 54703 | 56349 | HRSG2 | STACK2 | STACK2
2007 | 54907 | 3443 | 7 | 4 | 4
2007 | 55745 | 55463 | FB2 | 220STK | 220STK
2007 | 55808 | 54035 | BLR1 | ST1 | ST1
2007 | 55867 | 10208 | 9 | 9NRTH | 9NRTH
2007 | 55879 | 50815 | HRB2 | STK-2 | STK-2
2007 | 55903 | 50189 | PKG | FLUE5 | STACK5
2007 | 55911 | 55011 | 1 | UNIT1 | UNIT1
2007 | 55919 | 10360 | B24 | S10 | S10
2007 | 55919 | 10360 | B26 | S10 | S10
2007 | 55919 | 10360 | B27 | S10 | S10
2007 | 55936 | 1391 | 3A | 3A | 3A
2007 | 14298 | 55215 | HRSG3 | HRSG3 | HRSG3
2007 | 14310 | 50397 | 5PB036 | C46 | S16
2007 | 14310 | 50397 | REC037 | C37 | S37
2007 | 14328 | 56532 | A | STK1 | STK1
2007 | 14354 | 3648 | 1 | 1 | 1
2007 | 14354 | 8066 | BW72 | BD72 | BD72
2007 | 14354 | 8066 | BW73 | BD73 | BD73
2007 | 14354 | 8069 | 1 | 1 | 1
2007 | 14372 | 55103 | HRSG1 | FL1 | STK1
2007 | 14412 | 55306 | 1 B | 1 B | 1 B
2007 | 15147 | 2408 | 2 | 2 | 2
2007 | 15248 | 56227 | HRSG01 | HRSG01 | HRSG01
2007 | 15296 | 2491 | 001 | 6 | 6
2007 | 15452 | 6156 | NHB1 | NHS1 | NHS1
2007 | 15466 | 465 | 4 | 3 | 2
2007 | 770 | 2098 | 1 | 1 | 1
2007 | 770 | 2098 | 6 | 6 | 6
2007 | 772 | 10860 | CFB2 | FG2 | ST1
2007 | 796 | 160 | 2 | 2B | 2
2007 | 796 | 160 | 3 | 2B | 2
2007 | 803 | 113 | 3 | 3 | 2
2007 | 3046 | 2708 | 6 | 6 | 4
2007 | 3046 | 2709 | 3 | 1 | 3
2007 | 3046 | 2713 | 3 | 3 | 2
2007 | 3131 | 55404 | HRSG2 | STACK2 | STACK2
2007 | 3265 | 51 | 1 | 1 | 1
2007 | 3542 | 2832 | 8 | 8A | 8A
2007 | 3542 | 55736 | 2HR2 | 2STK2 | 2STK2
2007 | 3593 | 55076 | AA001 | FG02 | C1
2007 | 4158 | 2384 | 1 | 1 | 1
2007 | 4161 | 1554 | 4 | 4 | 4
2007 | 5109 | 1743 | 7 | 7 | 7
2007 | 5109 | 1745 | 17 | 6 | 6
2007 | 5262 | 54104 | PB1 | PB1STE | PB1STE
2007 | 5269 | 876 | 1 | 1 | 3
2007 | 5269 | 876 | 2 | 1 | 3
2007 | 5347 | 55419 | HRU700 | 700A | 700A
2007 | 5416 | 2718 | 3 | 3 | 3
2007 | 5416 | 2721 | 3 | 3 | 3
2007 | 5416 | 2723 | 2 | 2 | 2
2007 | 5416 | 2727 | 3 | 3 | 3
2007 | 6035 | 3491 | 1B | 1A | 1
2007 | 6035 | 3491 | 4 | 4 | 4
2007 | 6090 | 50625 | B 43 | 43 | 43
2007 | 6452 | 620 | PSN3 | 3 | 3
2007 | 6452 | 620 | PSN4 | 4 | 4
2007 | 6452 | 621 | PTP1 | 1 | 1
2007 | 22500 | 1250 | 4 | 4N | 4N
2007 | 22500 | 1250 | 4 | 4S | 4S
2007 | 22500 | 1250 | 5 | 5 | 5
2007 | 22652 | 52088 | HRSG 3 | STK 6 | STK 6
2007 | 23279 | 3178 | 1 | 1 | 1
2007 | 23279 | 3944 | 1 | 1 | 1
2007 | 26751 | 2516 | 2 | 2 | 2
2007 | 31386 | 55271 | HRSG2 | U201 | U201
2007 | 31386 | 55271 | HRSG3 | U301 | U301
2007 | 40230 | 7790 | 1-1 | 1-1 | 1-1
2007 | 40577 | 7286 | 3 | 1 | 1
2007 | 54727 | 55086 | HRSG1B | FLUE1B | STK 1B
2007 | 54784 | 10495 | 6 | FLU | CGNSTK
2007 | 54805 | 55282 | HRSG1 | CTG1 | CTG1
2007 | 54817 | 55298 | HRSG1A | 1AFLUE | 1ASTK
2007 | 54885 | 55706 | HRG301 | STK301 | STK301
2007 | 54888 | 3460 | CBY1 | S1 | S1
2007 | 54888 | 3460 | CBY2 | S2 | S2
2007 | 54888 | 3466 | PHR1 | S1B | S1B
2007 | 54888 | 3470 | WAP2 | S2B | S2B
2007 | 54888 | 3470 | WAP4 | S4 | S4
2007 | 54888 | 3471 | WEB3 | S1B | S1B
2007 | 54891 | 7030 | U1 | F-1 | SK-1
2007 | 7140 | 6257 | 4 | 4 | 3-4
2007 | 7490 | 165 | 1 | 1 | 1
2007 | 7801 | 641 | 5 | 1 | 1
2007 | 7977 | 2917 | 1 | 1 | 1
2007 | 7977 | 2917 | 7 | 7 | 7
2007 | 7977 | 2917 | 9 | 9 | 9
2007 | 8329 | 55729 | HRSG3 | STK3 | STK3
2007 | 8856 | 55714 | HRSG1 | SN01 | SN01
2007 | 9267 | 6213 | 1SG1 | B | ST
2007 | 9269 | 983 | 4 | 46 | 14
2007 | 9269 | 983 | 4 | 2 | 2
2007 | 9269 | 983 | 5 | 46 | 14
2007 | 9273 | 991 | 1 | 1 | 1
2007 | 9273 | 991 | 2 | 1 | 1
2007 | 9273 | 991 | 4 | 2 | 2
2007 | 9273 | 991 | 5 | 3 | 3
2007 | 9273 | 994 | 3 | 3 | 3
2007 | 11252 | 6055 | 2B2 | 2S2 | 2S2
2007 | 11269 | 6179 | 3 | 3 | 3
2007 | 11275 | 55667 | HRSG 2 | 2 | 2
2007 | 11571 | 4125 | 7 | S20 | S20
2007 | 12341 | 1081 | 7 | 9 | 9
2007 | 12685 | 2050 | 2 | 2 | S
2007 | 12685 | 2051 | 2 | 2B | 2B
2007 | 12685 | 2053 | 3 | 3 | 3
2007 | 12685 | 2053 | 4 | 4A | 4
2007 | 12686 | 6073 | 2 | 1 | 1
2007 | 12792 | 2625 | 1 | 1 | 1
2007 | 12792 | 2629 | 4 | 4 | 4
2007 | 12981 | 50973 | 31 | 31 | 31
2007 | 13143 | 1167 | 7 | 7 | 7
2007 | 13168 | 2549 | 66 | 3-6 | 1
2007 | 13192 | 2490 | 20 | 2 | 2
2007 | 13407 | 2322 | 3 | 3 | 3
2007 | 13407 | 7082 | HRSG5 | STACK5 | STACK5
2007 | 13407 | 55841 | HRSGA | A01 | A01
2007 | 13478 | 1407 | 4 | 3 | 2
2007 | 10285 | 55270 | HRSG4 | STACK4 | STACK4
2007 | 10362 | 55501 | HRSG1 | CTGDB1 | CTGDB1
2007 | 10362 | 55501 | HRSG2 | CTGDB2 | CTGDB2
2007 | 10755 | 55097 | HRSG4 | 4 | 4
2007 | 11208 | 400 | 1 | 1 | 1
2007 | 11208 | 6481 | 1SGA | 9CCA | 9CCA
2007 | 11241 | 1402 | 2 | 2B | 2B
2007 | 11241 | 1403 | 1 | 1N | 1N
2007 | 11241 | 1403 | 5 | 5 | 5
2007 | 11241 | 8056 | 1 | 1B | 1B
2007 | 11249 | 6071 | 2 | 2 | 2
2007 | 13478 | 1409 | 2 | 2E | 2E
2007 | 13538 | 55661 | HRSG1 | 1 | 1
2007 | 13756 | 995 | 7 | 78 | 78
2007 | 13756 | 6085 | 15 | 15 | 15
2007 | 16572 | 141 | 1 | 1B | 1B
2007 | 16572 | 141 | 2 | 2A | 2A
2007 | 16572 | 141 | 3 | 3B | 3B
2007 | 16572 | 6177 | U1B | U1S | U1S
2007 | 16572 | 6177 | U2B | U2S | U2S
2007 | 16604 | 3609 | 4 | 4 | 4
2007 | 16604 | 3613 | 2 | 2 | 2
2007 | 16909 | 10725 | HRSG2 | 2 | 2
2007 | 16909 | 10725 | HRSG3 | 3 | 3
2007 | 17166 | 2336 | 3 | 3 | 3
2007 | 17235 | 3115 | 1 | CS1 | CS1
2007 | 17235 | 3131 | 1 | 1 | 1
2007 | 17235 | 3131 | 2 | 1 | 1
2007 | 17465 | 10017 | PB08 | PB08 | PB08
2007 | 17465 | 10017 | PB10 | PB10W | PB10W
2007 | 17465 | 10017 | RF04 | RFO4NW | RFO4NW
2007 | 17543 | 3317 | 1 | 1 | 1
2007 | 17543 | 3319 | 1 | 1A | 1A
2007 | 17543 | 3319 | 2 | 2 | 2
2007 | 17543 | 6249 | 3 | 3 | 3
2007 | 18454 | 645 | BB01 | 4 | STK4
2007 | 18454 | 645 | BB03 | 3 | STK3
2007 | 18488 | 1682 | 8 | 8 | 8
2007 | 18611 | 55137 | 201 | 201 | 201
2007 | 18611 | 55518 | 2 | 2 | 2
2007 | 18642 | 47 | 4 | 1-4 | 1-4
2007 | 18642 | 50 | 4 | 1-6 | 1-6
2007 | 18642 | 1378 | 2 | 2 | 2
2007 | 18642 | 1379 | 4 | 1-5 | 1-5
2007 | 18642 | 1379 | 5 | 1-5 | 1-5
2007 | 18642 | 1379 | 8 | 6-10 | 6-10
2007 | 18642 | 3399 | 1 | 1 | 1
2007 | 18642 | 3403 | 2 | 1-2 | 1-2
2007 | 18642 | 3406 | 10 | 1-10 | 1-10
2007 | 18642 | 3406 | 2 | 1-10 | 1-10
2007 | 18642 | 3406 | 9 | 1-10 | 1-10
2007 | 18642 | 3407 | 5 | 1-5 | 1-5
2007 | 18642 | 3407 | 6 | 6-9 | 6-9
2007 | 18642 | 3419 | B | A-B | A-B
2007 | 18642 | 55197 | 3 | UNIT 3 | UNIT 3
2007 | 18835 | 55440 | HRSG1 | UNIT 1 | UNIT 1
2007 | 19099 | 3845 | BW22 | 2 | 2
2007 | 19547 | 765 | 4 | 1 | 1-4
2007 | 19547 | 766 | 5 | 5 | 5
2007 | 19547 | 766 | 7 | 7 | 7
2007 | 19804 | 693 | 4 | 3 | 3
2007 | 19876 | 3803 | 2 | 2 | 2
2007 | 19876 | 3804 | 3 | 3 | 3
2007 | 19876 | 50966 | 1 | 1 | 1
2007 | 19876 | 54844 | 2 | 2 | 2
2007 | 19876 | 56808 | 2 | 2 | 1
2007 | 20404 | 3524 | 2 | 2 | 2
2007 | 20447 | 3008 | 1 | 1 | 1
2007 | 20546 | 1381 | C1 | CSS | CSS
2007 | 20847 | 1769 | 1 | 6 | 1
2007 | 20847 | 1769 | 2 | 6 | 1
2007 | 20847 | 1769 | 3 | 1 | 1
2007 | 20847 | 1769 | 4 | 6 | 1
2007 | 20847 | 1769 | 7 | 9 | 2
2007 | 20847 | 1769 | 8 | 7 | 2
2007 | 20847 | 4040 | 2 | 7 | 7
2007 | 20847 | 4040 | 3 | 7 | 7
2007 | 5416 | 2732 | 10 | 10A | 10A
2007 | 5416 | 2732 | 7 | 7A | 7A
2007 | 5511 | 2480 | 3 | 3 | 3
2007 | 5511 | 8006 | 1 | 1 | 1
2007 | 5517 | 891 | 2 | 1 | 1
2007 | 5517 | 891 | 2 | 2 | 2
2007 | 5517 | 891 | 3 | 3 | 3
2007 | 5517 | 891 | 5 | 3 | 3
2007 | 5517 | 891 | 8 | 1 | 1
2007 | 5517 | 891 | 9 | 6 | 6
2007 | 5517 | 892 | 2 | 1 | 1
2007 | 5517 | 55131 | B1 | S1 | S1
2007 | 5580 | 1385 | 3 | 2 | 2
2007 | 6455 | 634 | 1 | 1 | 1
2007 | 6455 | 634 | 3 | 3 | 3
2007 | 6455 | 8048 | 2 | 1 | 1
2007 | 6455 | 8048 | 2 | 2 | 1
2007 | 6526 | 2837 | 1 | 1 | 1
2007 | 6526 | 2866 | 6 | 6A | 3
2007 | 6526 | 2866 | 6 | 6B | 3
2007 | 6526 | 2878 | 1 | 1 | 1
2007 | 6526 | 6094 | 1 | 1A | 1
2007 | 6526 | 6094 | 1 | 1B | 1
2007 | 14165 | 2861 | 2 | 1 | 4
2007 | 14165 | 3096 | HRSG2A | 2A | 2A
2007 | 14165 | 3138 | 4 | C | 5
2007 | 14165 | 3138 | 5 | A | 5
2007 | 21 | 10671 | 1B | 1A | 1-2
2007 | 42 | 10675 | B | 1CCE1A | CHM1
2007 | 195 | 3 | 2 | 1-3 | 1-3
2007 | 195 | 8 | 10 | 8-10 | 8-10
2007 | 195 | 26 | 2 | 1-2 | 1-4
2007 | 520 | 864 | 04 | 01 | 01
2007 | 554 | 1122 | 7 | 7 | 7
2007 | 733 | 3776 | 6 | 6 | 6
2007 | 14294 | 56042 | HRSG2 | 2 | 2
2007 | 55936 | 1394 | 3 | 2 | 3
2007 | 55937 | 3459 | 1 | 1A | 1A
2007 | 55983 | 3494 | 5 | 5A | 5A
2007 | 55983 | 3494 | 6 | 6 | 6
2007 | 55983 | 3502 | 1 | 1 | 1
2007 | 56151 | 310 | 4 | 4REV1 | 4REV1
2007 | 56155 | 1831 | 1 | 3 | 1
2007 | 56155 | 1831 | 5 | 6 | 2
2007 | 803 | 117 | CC4 | CC4 | CC4
2007 | 803 | 118 | 1 | 2 | 1
2007 | 803 | 2442 | 1 | 1A | 1A
2007 | 807 | 203 | 01 | 01 | 01
2007 | 814 | 167 | 2 | 2 | 2
2007 | 814 | 168 | 2 | 3 | 3
2007 | 814 | 169 | 1 | 1 | 1
2007 | 814 | 170 | 1 | 1 | 1
2007 | 814 | 6009 | 1 | 2 | 1
2007 | 2172 | 55230 | HRSG1 | HRSG-1 | HRSG-1
2007 | 2442 | 3561 | 3 | 3 | 3
2007 | 2442 | 6243 | 1 | 1 | 1
2007 | 2929 | 55292 | HRSG1 | STACK1 | STACK1
2007 | 4254 | 1695 | 2 | 1 | 1
2007 | 4254 | 1720 | 8 | 4 | 4
2007 | 4254 | 55087 | 2B | 2B | 2B
2007 | 4425 | 50658 | 1 | FL001 | ST001
2007 | 4716 | 4143 | 1 | E1 | S1
2007 | 4922 | 2850 | 3 | 3 | 3
2007 | 5109 | 1726 | 15 | 8 | 8
2007 | 5109 | 1726 | 16 | 8 | 8
2007 | 5109 | 1740 | 2 | 2 | 2
2007 | 5580 | 6041 | 2 | 2 | 2
2007 | 5610 | 50481 | 253-28 | 253-28 | 253-28
2007 | 5610 | 50481 | 83-22 | B | B
2007 | 5624 | 10025 | 15 | 16 | 0258-2
2007 | 5624 | 10025 | PB1 | PB3 | 0258-1
2007 | 5624 | 10025 | PB1 | PB4 | 0258-1
2007 | 5624 | 10025 | PB2 | PB1 | 0258-1
2007 | 5624 | 10025 | PB4 | PB1 | 0258-1
2007 | 5860 | 2076 | 1 | 1 | 1
2007 | 5860 | 7296 | HRSG21 | 2-1 | 2-1
2007 | 6035 | 1589 | 1 | 1 | 1
2007 | 6541 | 56708 | H1101 | Z9001A | Z9001A
2007 | 6616 | 658 | 8 | 8 | 8
2007 | 6693 | 55801 | HRSG3 | FLUE3 | STK3
2007 | 6844 | 55480 | HRSG 3 | 3 | 3
2007 | 6844 | 55480 | HRSG 4 | 4 | 4
2007 | 6844 | 55480 | HRSG 6 | 5 | 5
2007 | 7140 | 703 | 1BLR | 1FLU | 1-2
2007 | 7140 | 708 | 3 | 5 | 750
2007 | 9332 | 594 | 1 | 1A | 1A
2007 | 9417 | 1048 | 2 | 2 | 2
2007 | 9417 | 1104 | 1 | 1 | 1
2007 | 9417 | 8031 | 1 | 1 | 1
2007 | 9617 | 7846 | HRSG2 | 2 | 2
2007 | 9628 | 10377 | 2C | UNIT2 | UNIT2
2007 | 9996 | 1294 | 1 | 1 | 1
2007 | 10000 | 2080 | 1 | 1 | 1
2007 | 10000 | 6065 | 2 | 2 | 2
2007 | 10005 | 1240 | 1 | 1 | 1
2007 | 10005 | 1242 | 4 | 4B | 4B
2007 | 10118 | 55289 | CFB1 | FL1 | ST1
2007 | 10171 | 1355 | 1 | 1 | 1
2007 | 10171 | 1355 | 3 | 3 | 3
2007 | 12341 | 1082 | 3 | 3 | 3
2007 | 12341 | 1091 | 2 | 2 | 2
2007 | 12341 | 6664 | 101 | 101 | 101
2007 | 12363 | 55481 | 5 | 5 | 5
2007 | 12384 | 384 | 72 | 7 | 7
2007 | 12384 | 879 | 51 | 62 | 6
2007 | 12384 | 879 | 52 | 61 | 6
2007 | 12384 | 879 | 61 | 61 | 6
2007 | 12384 | 883 | 8 | 6 | 6
2007 | 12384 | 884 | 1 | 1 | 1
2007 | 12384 | 884 | 3 | 3 | 3
2007 | 12384 | 3122 | 3 | 3A | 3A
2007 | 12384 | 6025 | 5 | 2 | 2
2007 | 12588 | 3788 | 5 | 5 | 5
2007 | 12631 | 228 | 9 | 9 | 9
2007 | 12647 | 1897 | 2 | S1 | S1
2007 | 12658 | 2823 | B2 | S2 | S2
2007 | 12667 | 56164 | HRSG1 | SV001 | SV001
2007 | 13781 | 1912 | 3 | 1 | 1
2007 | 13960 | 302 | 4 | 1 | 1
2007 | 14006 | 3948 | 1 | 1 | 1
2007 | 14015 | 2876 | 5 | 35 | 15
2007 | 14063 | 2951 | 6 | 6 | 6
2007 | 14063 | 2952 | 4 | 4 | 4
2007 | 15470 | 1008 | 3 | B | B
2007 | 15470 | 1010 | 2 | A | A
2007 | 15472 | 2364 | 2 | 2 | 2
2007 | 15472 | 8002 | 1 | 1 | 1
2007 | 15473 | 2451 | 3 | 3 | 3
2007 | 15474 | 8059 | 7252 | 722S | 7222
2007 | 15844 | 329 | 32 | 32 | 32
2007 | 16183 | 2642 | 1 | 1 | 001
2007 | 16183 | 2642 | 2 | 2 | 001
2007 | 17566 | 55470 | HRSG2 | STACK2 | STACK2
2007 | 17633 | 6137 | 2 | 2 | 2
2007 | 17698 | 3478 | 1 | 1B | 1B
2007 | 17718 | 2454 | 121B | 121S | 121S
2007 | 17718 | 2454 | 122B | 122S | 122S
2007 | 17718 | 3484 | 142B | 142S | 142S
2007 | 17718 | 3484 | 143B | 143S | 143S
2007 | 17718 | 3485 | 112B | 112S2 | 112S2
2007 | 17828 | 963 | 31 | 31 | 3132
2007 | 17828 | 963 | 32 | 31 | 3132
2007 | 18041 | 981 | 4 | 4 | 4
2007 | 18315 | 1336 | GC3 | GC3 | GC3
2007 | 19323 | 6146 | 1 | 1 | 1
2007 | 19323 | 6147 | 3 | 3A | 3A
2007 | 19323 | 50615 | HRSG02 | 2A | 2A
2007 | 19436 | 2103 | 4 | 3 | 3
2007 | 19547 | 765 | 3 | 2 | 1-4
2007 | 20847 | 4041 | 8 | 4 | 4
2007 | 20847 | 4042 | 1 | 1 | 1
2007 | 20847 | 4042 | 4 | 2 | 2
2007 | 20856 | 4054 | 2 | 2 | 1-2
2007 | 20856 | 4057 | 2 | 2 | 2
2007 | 20860 | 4072 | 4 | 4 | 1
2007 | 20860 | 4072 | 6 | 3 | 1
2007 | 21579 | 55297 | HRSG1 | 1 | 1
2007 | 22125 | 2535 | 1 | 3A | 3A
2007 | 22125 | 2535 | 2 | 1A | 1A
2007 | 22125 | 2535 | 2 | 3A | 3A
2007 | 22146 | 2526 | 12 | 3 | 3
2007 | 22350 | 544 | 7 | 7 | 7
2007 | 22484 | 356 | 7 | 7 | 7
2007 | 49768 | 55168 | HRSG1A | STACK1 | STACK1
2007 | 49888 | 56222 | CFB | STACK1 | STACK1
2007 | 49933 | 55410 | HRSG3 | STK3 | STK3
2007 | 49979 | 4939 | 4 | 4 | 4
2007 | 50018 | 1619 | 3 | 3 | 3
2007 | 50018 | 1619 | 4 | 4 | 4
2007 | 50033 | 50491 | 6BLR | OLDSTK | OLDSTK
2007 | 54708 | 10378 | 1A | UNIT1 | UNIT1
2007 | 54708 | 10378 | 2A | UNIT2 | UNIT2
2007 | 54907 | 3442 | 5 | 3 | 3
2007 | 54907 | 3442 | 6 | 4 | 4
2007 | 54909 | 56031 | HRSG1 | S01 | S01
2007 | 55184 | 55173 | HRSG11 | STACK1 | STACK1
2007 | 55739 | 10384 | 2B | UNIT2 | UNIT2
2007 | 55745 | 55463 | FB4 | 240STK | 240STK
2007 | 55852 | 55514 | CTG02 | 1B | 1B
2007 | 55867 | 10208 | 10 | 10 | 10
2007 | 55867 | 10208 | 9 | 9PB | 9PB
2007 | 55877 | 10485 | 2 | 2 | 2
2007 | 55905 | 55172 | HRSG2 | FLUE2 | STACK2
2007 | 55936 | 1392 | 10 | 10 | 10
2007 | 14328 | 246 | 2 | 2 | 2
2007 | 14412 | 55306 | 2 B | 2 B | 2 B
2007 | 14412 | 55306 | 4 A | 4 A | 4 A
2007 | 14610 | 564 | 1 | 1 | 1
2007 | 14610 | 564 | 2 | 2 | 2
2007 | 15248 | 6106 | 1SG | 1S | 1S
2007 | 15262 | 50637 | 4PWR | 4P | 4P
2007 | 15262 | 50637 | 5REC | 5R | 5R
2007 | 15452 | 568 | BHB3 | BHS3 | BHS3
2007 | 15466 | 465 | 4 | 4 | 2
2007 | 15466 | 469 | 2 | 1 | 1
2007 | 15466 | 469 | 2 | 2 | 1
2007 | 733 | 3938 | 31 | 1 | 1
2007 | 770 | 2098 | 8 | 8 | 8
2007 | 772 | 10860 | CFB3 | FG3 | ST1
2007 | 772 | 10864 | 3 | FLUE2 | STACK1
2007 | 772 | 10864 | 5 | FLUE3 | STACK2
2007 | 772 | 10865 | CFB3 | STK1 | STACK
2007 | 772 | 10865 | CFB9 | STK4 | STACK
2007 | 803 | 113 | 1 | 1 | 1
2007 | 3046 | 2713 | 2 | 2 | 1
2007 | 3046 | 2716 | 1 | 1 | 1
2007 | 3046 | 2716 | 1 | 2 | 1
2007 | 3131 | 55404 | HRSG1 | STACK1 | STACK1
2007 | 3370 | 55299 | HRSG2 | STK2 | STK2
2007 | 3542 | 2830 | 2 | 2 | 2
2007 | 3542 | 2830 | 4 | 4 | 4
2007 | 3542 | 2832 | 6 | 5-6 | 5-6
2007 | 3542 | 2832 | 7 | 7A | 7A
2007 | 3549 | 55694 | HSG2 | AA002 | AA002
2007 | 3762 | 2908 | 6 | 1 | 1
2007 | 3901 | 10071 | 2C | UNIT2 | UNIT2
2007 | 3989 | 492 | 6 | 6 | 6
2007 | 4062 | 2840 | 3 | 2 | 2
2007 | 4062 | 2840 | 4 | 3 | 3
2007 | 4161 | 1552 | 2 | 2 | 2
2007 | 4161 | 1554 | 2 | 2 | 2
2007 | 5109 | 6035 | 1 | 1 | 1
2007 | 5310 | 52019 | HR501 | 501 | 501
2007 | 5310 | 52019 | HR602 | 602 | 602
2007 | 5347 | 55419 | HRU800 | 800A | 800A
2007 | 5416 | 2720 | 7 | 7 | 7
2007 | 5416 | 2723 | 1 | 1 | 1
2007 | 6035 | 3453 | 6 | 6A | 6A
2007 | 6035 | 3453 | 7 | 7B | 7B
2007 | 6090 | 50625 | 41 | 41 | 41
2007 | 6452 | 619 | PRV3 | 3 | 3
2007 | 6452 | 6246 | HRSG12 | 12 | 12
2007 | 6452 | 6246 | HRSG21 | 21 | 21
2007 | 6452 | 6246 | HRSG22 | 22 | 22
2007 | 22500 | 6068 | 1 | 1 | 1
2007 | 22652 | 52088 | HRSG 3 | STK 5 | STK 5
2007 | 23142 | 55389 | HRSG1 | STK1 | STK1
2007 | 23142 | 55389 | HRSG3 | STK3 | STK3
2007 | 23279 | 3178 | 1 | 1 | 1
2007 | 23279 | 3179 | 2 | 1 | 1
2007 | 23279 | 3181 | 1 | 1 | 1
2007 | 23279 | 3181 | 2 | 2 | 2
2007 | 23279 | 3944 | 3 | 2 | 2
2007 | 24211 | 126 | 3 | 3 | 3
2007 | 24211 | 126 | 4 | 4 | 4
2007 | 24211 | 8223 | 1 | 1 | 1
2007 | 26751 | 2513 | 40 | 40 | 40
2007 | 26751 | 2514 | 40 | 4 | 4
2007 | 26751 | 2516 | 4 | 4 | 4
2007 | 30002 | 50398 | 13PB | 13PB | 13PB
2007 | 30002 | 50398 | 15RB | 15RB | 15RB
2007 | 31719 | 1507 | 2 | 1 | 1-3
2007 | 54787 | 52193 | BLR2 | 1 | 1
2007 | 54817 | 55298 | HRSG2B | 2BFLUE | 2BSTK
2007 | 54863 | 8906 | 20 | 21 | 21
2007 | 54866 | 56453 | 031 | S01 | S01
2007 | 54881 | 50130 | BLR1 | FLUE1 | STACK
2007 | 54885 | 55687 | HRSG1 | Stack1 | Stack1
2007 | 54885 | 55706 | HRG201 | STK201 | STK201
2007 | 54885 | 55976 | 301 | 301 | 301
2007 | 54888 | 3460 | CBY3 | S3B | S3B
2007 | 54888 | 3469 | THW2 | S2B | S2B
2007 | 54888 | 3470 | WAP3 | S3B | S3B
2007 | 54888 | 3471 | WEB3 | S1A | S1A
2007 | 54895 | 56259 | HRSG11 | FL11 | ST11
2007 | 54899 | 599 | 3 | 3 | 3
2007 | 54907 | 3438 | 1 | 1 | 1
2007 | 54907 | 3438 | 2 | 2 | 2
2007 | 7140 | 6257 | 3 | 3 | 3-4
2007 | 7140 | 6257 | 3 | 4 | 3-4
2007 | 7294 | 377 | 3 | 3 | 3
2007 | 7490 | 165 | 2 | 2 | 2
2007 | 7570 | 6030 | 1 | 1 | 1
2007 | 7597 | 55146 | 1 | UNIT1 | UNIT1
2007 | 7801 | 641 | 3 | 1 | 1
2007 | 7801 | 641 | 6 | 2 | 2
2007 | 9267 | 1043 | 1SG1 | 1 | 1
2007 | 9273 | 990 | 60 | 60 | 60
2007 | 9273 | 990 | 9 | 9 | 9
2007 | 9273 | 994 | 1 | 2S | 2
2007 | 11269 | 3601 | 2 | 2 | 2
2007 | 11269 | 3601 | 3 | 3 | 3
2007 | 11282 | 55063 | HRSG2 | AA002 | AA002
2007 | 11479 | 3992 | 6 | 13 | 13
2007 | 11479 | 3992 | 9 | 16 | 16
2007 | 11571 | 4125 | 5 | S10 | S10
2007 | 12341 | 1081 | 8 | 9 | 9
2007 | 12685 | 2053 | 1B | 1 | 1
2007 | 12685 | 8054 | 1 | 1 | 1
2007 | 12686 | 2049 | 3 | 3 | 3
2007 | 12686 | 2049 | 4 | 4 | 4
2007 | 12686 | 6073 | 2 | 2 | 1
2007 | 12796 | 3942 | 2 | 2 | 2
2007 | 13168 | 2549 | 63 | 3-6 | 1
2007 | 13337 | 2277 | 2 | 2 | 2
2007 | 13337 | 6077 | 1 | 1 | 1
2007 | 13337 | 6077 | 2 | 2 | 2
2007 | 13345 | 55330 | HRSG 3 | STACK3 | STACK3
2007 | 13345 | 55330 | HRSG 4 | STACK4 | STACK4
2007 | 13407 | 2324 | 2 | 2 | 2
2007 | 13407 | 55322 | HRSG4 | A08 | A08
2007 | 10285 | 55270 | HRSG1 | STACK1 | STACK1
2007 | 10285 | 55270 | HRSG6 | STACK6 | STACK6
2007 | 10362 | 55501 | HRSG4 | CTGDB4 | CTGDB4
2007 | 11241 | 1402 | 2 | 2A | 2A
2007 | 11241 | 1402 | 3 | 3 | 3
2007 | 11241 | 1403 | 2 | 2S | 2S
2007 | 11241 | 1403 | 4 | 4 | 4
2007 | 11241 | 1404 | 7AB | 7B | 7B
2007 | 11249 | 1363 | 5 | 5 | 5
2007 | 11249 | 1364 | 2 | 1 | 1
2007 | 13756 | 995 | 7 | 78A | 78A
2007 | 13756 | 995 | 8 | 78 | 78
2007 | 13756 | 6085 | 14 | 14 | 14
2007 | 16572 | 4941 | 2 | 2R | 2R
2007 | 16572 | 8068 | 6A | 6A | 6A
2007 | 16572 | 55129 | HRSG2 | STACK2 | STACK2
2007 | 16604 | 3609 | 3 | 3 | 3
2007 | 16604 | 3612 | 3 | 3 | 3
2007 | 16609 | 55985 | HRSG2 | STACK2 | STACK2
2007 | 16620 | 55854 | HRSG 3 | Stack3 | Stack3
2007 | 17139 | 50304 | H8610 | H8610 | H8610
2007 | 17177 | 6768 | 1 | 1B | 1
2007 | 17539 | 55927 | HRSG3 | STACK3 | STACK3
2007 | 17543 | 130 | 1 | 1 | 1
2007 | 17543 | 3317 | 2 | 2 | 2
2007 | 17543 | 6249 | 1 | 1 | 1
2007 | 17554 | 3298 | WIL1 | WIL1 | WIL1
2007 | 18445 | 688 | 1 | 1 | 1
2007 | 18454 | 645 | BB01 | 1 | STK1
2007 | 18592 | 55341 | 1A | 1 | 1
2007 | 18611 | 55137 | 101 | 101 | 101
2007 | 18611 | 55518 | 3 | 3 | 3
2007 | 18642 | 50 | 2 | 1-6 | 1-6
2007 | 18642 | 3393 | 1 | 1 | 1
2007 | 18642 | 3393 | 3 | 3 | 3
2007 | 18642 | 3399 | 2 | 2A | 2A
2007 | 18642 | 3403 | 1 | 1-2 | 1-2
2007 | 18642 | 3405 | 3 | 3-4 | 3-4
2007 | 18642 | 3407 | 7 | 6-9 | 6-9
2007 | 18715 | 6136 | 1 | 1 | 1
2007 | 19099 | 3845 | 50 | 50 | 50
2007 | 19804 | 693 | 3 | 2 | 2
2007 | 19876 | 3954 | 1 | 1-2 | 1-2
2007 | 19876 | 56807 | 1A | 1A | 1A
2007 | 20447 | 3008 | 2 | 2 | 2
2007 | 20546 | 1381 | C2 | C2 | C2
2007 | 20847 | 1769 | 4 | 5 | 1
2007 | 20847 | 1769 | 5 | 6 | 1
2007 | 20847 | 1769 | 6 | 5 | 1
2007 | 20847 | 1769 | 9 | 7 | 2
2007 | 20847 | 4040 | BO22 | BA20 | BA20
2007 | 5416 | 2732 | 8 | 8A | 8A
2007 | 5416 | 3264 | 3 | 3A | 3A
2007 | 5511 | 2480 | 2 | 2 | 2
2007 | 5517 | 891 | 3 | 1 | 1
2007 | 5517 | 891 | 5 | 1 | 1
2007 | 5517 | 891 | 5 | 2 | 2
2007 | 5517 | 898 | 4 | 4 | 2
2007 | 6455 | 628 | 5 | 5 | 5
2007 | 6455 | 634 | 4A | 4A | 4A
2007 | 6526 | 2835 | 11 | 5 | 5
2007 | 6526 | 2837 | 4 | 4 | 1
2007 | 6526 | 2837 | 5 | 2A | 2
2007 | 6526 | 2838 | 18 | 5 | 5
2007 | 6526 | 2864 | 2 | 1 | 1
2007 | 6526 | 2864 | 4 | 1 | 1
2007 | 6526 | 2864 | 5 | 1 | 1
2007 | 6526 | 2864 | 8 | 1 | 1
2007 | 6526 | 2866 | 3 | 2 | 2
2007 | 6526 | 2866 | 4 | 2 | 2
2007 | 6526 | 2878 | CFB | 1 | 1
2007 | 6526 | 6094 | 1 | 2A | 1
2007 | 14127 | 2291 | 2 | A | A
2007 | 14165 | 3096 | HRSG2B | 2B | 2B
2007 | 14165 | 3138 | 1 | A | 5
2007 | 14165 | 3138 | 2 | A | 5
2007 | 14165 | 3138 | 3 | B | 5
2007 | 14232 | 8222 | B1 | S1 | S1
2007 | 14286 | 55467 | 3 | UNIT3 | UNIT3
2007 | 14294 | 2539 | 5 | 5 | 5
2007 | 21 | 10671 | 1A | 1A | 1-2
2007 | 21 | 10671 | 2A | 2A | 1-2
2007 | 25 | 2527 | 4 | 3 | 3
2007 | 25 | 2527 | 5 | 3 | 3
2007 | 42 | 10675 | A | 1CCE1B | CHM1
2007 | 142 | 10676 | 3 | 3 | 3
2007 | 142 | 10676 | 5 | 5 | 5
2007 | 189 | 56 | 2 | 3 | 3
2007 | 195 | 3 | 6B | 6B | 6B
2007 | 195 | 3 | 7A | 7A | 7A
2007 | 195 | 26 | 2 | 3-4 | 1-4
2007 | 195 | 26 | 5 | 5 | 5
2007 | 298 | 6558 | 3 | 3 | 3
2007 | 343 | 55502 | 1B | 1B | 1B
2007 | 343 | 55502 | 2A | 2A | 2A
2007 | 520 | 6017 | 1 | 1 | 1
2007 | 733 | 3775 | 2 | 1 | 1
2007 | 733 | 3935 | 1 | 1 | 1
2007 | 1015 | 3548 | 1 | 1 | 1
2007 | 1307 | 6204 | 2 | 2 | 2
2007 | 1684 | 56049 | HRSG2 | HRSG2 | HRSG2
2007 | 2172 | 3628 | 1 | 1 | 1
2007 | 55936 | 1393 | 2A | 1AA | CFB
2007 | 55936 | 1394 | 2 | 2B | 2B
2007 | 55936 | 1394 | 3 | 1 | 3
2007 | 55983 | 3490 | 1 | 1A | 1A
2007 | 55983 | 3502 | 2 | 3 | 3
2007 | 55983 | 3506 | 2 | 2 | 2
2007 | 56090 | 55124 | 259612 | CTG2 | CTG2
2007 | 56155 | 1831 | 1 | 1 | 1
2007 | 56155 | 1831 | 3 | 1 | 1
2007 | 56155 | 1831 | 3 | 2 | 1
2007 | 56155 | 1831 | 4 | 4 | 2
2007 | 803 | 117 | CC5B | CT5B | CT5B
2007 | 803 | 118 | 1 | 1 | 1
2007 | 803 | 2442 | 5 | 5 | 4
2007 | 814 | 168 | 1 | 1 | 1
2007 | 814 | 168 | 1 | 2 | 2
2007 | 814 | 173 | 2 | 2 | 2
2007 | 814 | 6009 | 1 | 1 | 1
2007 | 814 | 6641 | 1 | 1 | 1
2007 | 814 | 6641 | 1 | 2 | 1
2007 | 924 | 55340 | HRSG1 | 1 | 1
2007 | 2897 | 55225 | HRSG-3 | STACK3 | STACK3
2007 | 4226 | 2502 | 61 | 2 | 2
2007 | 4254 | 1710 | 2 | 1 | 1
2007 | 4254 | 1710 | 3 | 2 | 2
2007 | 4254 | 55087 | 2A | 2A | 2A
2007 | 4425 | 50658 | 4 | FL004 | ST001
2007 | 4922 | 2848 | H-4 | H-4 | 2
2007 | 4994 | 55464 | HRSG4 | ST4 | ST4
2007 | 5109 | 1732 | 9 | 10 | 10
2007 | 5109 | 1733 | 4 | 3 | 3
2007 | 5109 | 1733 | 4 | 4 | 4
2007 | 5610 | 50481 | 325-31 | 325-30 | 325-30
2007 | 5610 | 50481 | 83-20 | B | B
2007 | 5624 | 10025 | PB2 | PB2 | 0258-1
2007 | 5624 | 10025 | PB3 | PB4 | 0258-1
2007 | 5695 | 55077 | 1 | 1 | 1
2007 | 5695 | 55077 | 2 | 2 | 2
2007 | 5701 | 3456 | HRSG1 | 4 | 4
2007 | 5701 | 3456 | HRSG2 | 5 | 5
2007 | 5701 | 3456 | HRSG3 | HRSG3 | HRSG3
2007 | 5701 | 3456 | HRSG4 | HRSG4 | HRSG4
2007 | 5860 | 7296 | HRSG22 | 2-2 | 2-2
2007 | 6035 | 3159 | 1 | 1 | 1
2007 | 6035 | 3161 | 4 | 3/4 | 3/4
2007 | 6035 | 3161 | FB2 | 2 | 2
2007 | 6616 | 658 | 7 | 7 | 7
2007 | 6727 | 55527 | CFB2 | FL2 | ST1
2007 | 6779 | 2240 | 8 | 8 | 8
2007 | 6844 | 55480 | HRSG 4 | 6 | 6
2007 | 6958 | 3576 | BW3 | S3 | S3
2007 | 7140 | 703 | 2BLR | 2FLU | 1-2
2007 | 7140 | 708 | 1 | 4 | 750
2007 | 7140 | 708 | 3 | 4 | 750
2007 | 7140 | 727 | 1 | 1 | 1
2007 | 7140 | 728 | Y6BR | Y2S1 | Y67S
2007 | 7140 | 734 | 11 | 11 | 11
2007 | 9332 | 594 | 2 | 2A | 1A
2007 | 9417 | 1077 | 1 | 1 | 1
2007 | 9417 | 1077 | 3 | 3 | 3
2007 | 9617 | 207 | 2 | 1 | 1
2007 | 9996 | 1294 | 2 | 2 | 2
2007 | 9996 | 1294 | 3 | 3 | 3
2007 | 10000 | 2079 | 9 | 9 | 9
2007 | 10000 | 2080 | 2 | 3 | 2
2007 | 10000 | 6065 | 1 | 1 | 1
2007 | 12341 | 1091 | 1 | 1 | 1
2007 | 12384 | 879 | 51 | 52 | 6
2007 | 12384 | 879 | 61 | 52 | 6
2007 | 12384 | 3122 | 2 | 2 | 2
2007 | 12490 | 562 | 2 | 2 | 2
2007 | 12492 | 10745 | 13HR82 | SV13 | SV13
2007 | 12588 | 3788 | 4 | 4 | 4
2007 | 12631 | 228 | HRSG1 | HRSG1 | HRSG1
2007 | 12631 | 271 | 5 | 5 | 5
2007 | 12647 | 1891 | 2 | S1 | S1
2007 | 13781 | 1904 | 3 | 1 | 1
2007 | 13781 | 1904 | 4 | 1 | 1
2007 | 13781 | 1904 | 5 | 5 | 5
2007 | 13922 | 548 | 2 | 1 | 1
2007 | 13923 | 2594 | 5 | 5 | 5
2007 | 13994 | 7917 | 8A | STK8A | STK8A
2007 | 14015 | 2876 | 1 | 1 | 1
2007 | 14015 | 2876 | 4 | 1 | 1
2007 | 14063 | 2951 | 7 | 7 | 7
2007 | 14063 | 2953 | 1 | 1 | 1
2007 | 15470 | 1004 | 7-1 | 7-1 | 7-1
2007 | 15470 | 1004 | 7-2 | 7-2 | 7-2
2007 | 15470 | 1010 | 1 | A | A
2007 | 15470 | 1010 | 3 | A | A
2007 | 15470 | 6113 | 4 | B | B
2007 | 15473 | 2451 | 1 | 1 | 1
2007 | 15473 | 2451 | 4 | 4 | 4
2007 | 15474 | 2963 | 3301A | 1A | 1A
2007 | 15474 | 2964 | 801N | 801N | 801N
2007 | 15500 | 55482 | HRSG1 | Stack1 | Stack1
2007 | 15844 | 329 | 2 | 2 | 2
2007 | 15844 | 329 | 42 | 42 | 42
2007 | 15988 | 55187 | HRSG2 | 2 | 2
2007 | 15998 | 3130 | 1 | 1 | 1
2007 | 17633 | 6137 | 1 | 1 | 1
2007 | 17638 | 55269 | 2 | UNIT2 | UNIT2
2007 | 17650 | 7710 | 1A | 1A | 1A
2007 | 17650 | 7710 | 2B | 2B | 2B
2007 | 17650 | 7897 | 2B | 2B | 2B
2007 | 17650 | 55821 | 26 | 26 | 26
2007 | 17698 | 1417 | 4 | 4A | 4A
2007 | 17718 | 3485 | 114B | 114S | 114S
2007 | 17833 | 2161 | 4 | 3 | 3
2007 | 18041 | 981 | 3 | 3 | 3
2007 | 18162 | 50806 | PB1 | PB1S | PB1S
2007 | 18162 | 50806 | PB4 | PB4S | PB4S
2007 | 18315 | 1336 | S2 | S2 | S2
2007 | 19194 | 50651 | 1 | 1 | CS001
2007 | 19194 | 50651 | 5 | 1 | CS001
2007 | 19323 | 3452 | 1 | 1 | 1
2007 | 19323 | 3454 | 1 | 1A | 1A
2007 | 19323 | 3454 | 1 | 1B | 1B
2007 | 19323 | 3489 | 1 | 1 | 1
2007 | 19323 | 3489 | 3 | 3 | 3
2007 | 19323 | 3504 | 2 | 3 | 3
2007 | 19323 | 6180 | 1 | 1 | 1
2007 | 19323 | 52071 | SANDW1 | STK1 | STK1
2007 | 19436 | 2103 | 1 | 1 | 1
2007 | 19547 | 764 | 16 | 16 | 16
2007 | 19547 | 765 | 2 | 2 | 1-4
2007 | 20860 | 4072 | 3 | 1 | 1
2007 | 20860 | 4072 | 4 | 1 | 1
2007 | 20860 | 4072 | 8 | 1 | 1
2007 | 20860 | 4072 | 8 | 3 | 1
2007 | 21554 | 136 | 2 | 1 | 1
2007 | 22001 | 3152 | 3 | 3 | 3
2007 | 22148 | 315 | 6 | 6 | 6
2007 | 22380 | 546 | 5 | 5 | 5
2007 | 22484 | 356 | 8 | 8 | 8
2007 | 49791 | 55176 | HRSG 2 | 2 | 2
2007 | 49934 | 56089 | HRSG2 | STK2 | STK2
2007 | 49965 | 55317 | 12 | 12 | 1
2007 | 49979 | 3441 | 5 | 5 | 5
2007 | 50018 | 1626 | 1 | 5-3 | 5
2007 | 50018 | 1626 | 2 | 5-2 | 5
2007 | 50157 | 55177 | HRSG B | STACKB | STACKB
2007 | 54708 | 10378 | 2B | UNIT2 | UNIT2
2007 | 55739 | 10384 | 1A | UNIT1 | UNIT1
2007 | 55740 | 54081 | 4B | UNIT4 | UNIT4
2007 | 55756 | 55382 | 1H2100 | 1H2100 | 1H2100
2007 | 55867 | 10208 | 8 | 8 | 8
2007 | 55936 | 1391 | 2A | 2A | 2A
2007 | 55936 | 1392 | 11 | 10 | 10
2007 | 55936 | 1392 | 11 | 11 | 11
2007 | 55936 | 1392 | 12 | 12 | 12
2007 | 14298 | 55215 | HRSG2 | HRSG2 | HRSG2
2007 | 14310 | 50397 | 1PB035 | C36 | S10
2007 | 14310 | 50397 | 3PB033 | C36 | S10
2007 | 14328 | 247 | 7 | 5 | 5
2007 | 14328 | 56476 | HRSGA | STK1 | STK1
2007 | 14354 | 56102 | HRSG1B | HRSG1B | HRSG1B
2007 | 14372 | 55103 | HRSG2 | FL2 | STK2
2007 | 14932 | 10043 | B01 | JPE01 | JPE01
2007 | 14932 | 50888 | BLR1 | ST1 | ST1
2007 | 15147 | 2406 | 12 | 12 | 12
2007 | 15147 | 2406 | 22 | 22 | 22
2007 | 15147 | 2408 | 1 | 1 | 1
2007 | 15147 | 2411 | 1 | 1 | 1
2007 | 15147 | 2411 | 2 | 2 | 2
2007 | 15276 | 3148 | 2 | 1 | 1
2007 | 15276 | 3148 | 4 | 3 | 3
2007 | 15330 | 55856 | 1 | 1 | 1
2007 | 15330 | 55856 | PC1 | 1 | 1
2007 | 15330 | 55856 | PC2 | 2 | 1
2007 | 15466 | 478 | 1 | 1 | 1
2007 | 15466 | 478 | 2 | 2 | 2
2007 | 733 | 3938 | 21 | 1 | 1
2007 | 733 | 55350 | 1 | AuxStk | AuxStk
2007 | 772 | 10864 | 4 | FLUE2 | STACK1
2007 | 772 | 10865 | CFB2 | STK1 | STACK
2007 | 803 | 113 | 2 | 2 | 2
2007 | 803 | 116 | 1 | 1 | 1
2007 | 803 | 116 | 2 | 3 | 3
2007 | 3046 | 2706 | 1 | 1B | 0
2007 | 3046 | 2712 | 3A | 3 | 3
2007 | 3046 | 2712 | 4B | 4 | 4
2007 | 3265 | 1400 | 3 | 3 | 3
2007 | 3265 | 6190 | 2 | 2 | 2
2007 | 3542 | 2830 | 3 | 3 | 3
2007 | 3542 | 2830 | 6 | 5 | 5
2007 | 3542 | 2832 | 5-2 | 5-6 | 5-6
2007 | 3807 | 10849 | BLR1 | STK1 | STK1
2007 | 3807 | 10849 | BLR2 | STK2 | STK2
2007 | 4028 | 55386 | DB1 | STK1 | STK1
2007 | 4062 | 2840 | 5 | 4 | 4
2007 | 4062 | 2840 | 6 | 4 | 4
2007 | 4062 | 2843 | 9 | 9 | 9
2007 | 4062 | 55503 | HRSG1 | 1 | 1
2007 | 4062 | 55503 | HRSG3 | 3 | 3
2007 | 4161 | 602 | 2 | 2 | 2
2007 | 4161 | 1552 | 1 | 1 | 1
2007 | 5262 | 54104 | PB2 | PB2STK | PB2STK
2007 | 5262 | 54104 | RB2 | RB2STK | RB2STK
2007 | 5269 | 876 | 1 | 2 | 3
2007 | 5347 | 52006 | HRU100 | 100A | 100A
2007 | 5347 | 55419 | HRU600 | 600A | 600A
2007 | 5374 | 54676 | H82 | ST82 | ST82
2007 | 5416 | 2718 | 2 | 2 | 2
2007 | 6035 | 3491 | 1A | 1A | 1
2007 | 6035 | 3491 | 1A | 1B | 1
2007 | 6035 | 3491 | 5 | 5 | 5
2007 | 6090 | 50625 | 18 | 18 | 18
2007 | 6090 | 50625 | 34 | 34 | 34
2007 | 6452 | 610 | PCU6 | PCU6 | PCU6
2007 | 6452 | 619 | PRV4 | 4 | 4
2007 | 22500 | 1248 | 2 | 2 | 2
2007 | 22500 | 1248 | 3 | 3 | 3
2007 | 22500 | 1250 | 3 | 3 | 3
2007 | 22650 | 55112 | HRSG1 | 1 | 1
2007 | 22652 | 52088 | HRSG 2 | STK 3 | STK 3
2007 | 22652 | 52088 | HRSG 2 | STK 4 | STK 4
2007 | 23279 | 1570 | 9 | 9B | 9B
2007 | 23279 | 3179 | 2 | 2 | 2
2007 | 23279 | 6004 | 1 | 1 | 1
2007 | 23693 | 335 | 3A | 2 | 1
2007 | 24211 | 8223 | 3 | 3 | 3
2007 | 25104 | 55065 | HRSG1 | HRSG1 | HRSG1
2007 | 26751 | 2514 | 50 | 5 | 5
2007 | 29116 | 55209 | HR4 | HR4 | HR4
2007 | 29122 | 55293 | HRSG 3 | Stack3 | Stack3
2007 | 29878 | 1613 | 7 | 7 | 3
2007 | 30151 | 6021 | C3 | C3 | C3
2007 | 31386 | 55271 | HRSG1 | U101 | U101
2007 | 34164 | 55400 | HRSG2 | Flue2 | Stack2
2007 | 38009 | 1642 | 3 | 3 | 3
2007 | 54757 | 7999 | HRSG1 | 1 | 1
2007 | 54779 | 3461 | DWP9 | S3A | S3A
2007 | 54796 | 55380 | 3 A | 3 A | 3 A
2007 | 54863 | 8906 | 50 | 51 | 51
2007 | 54888 | 298 | LIM1 | S1 | S1
2007 | 54888 | 298 | LIM2 | S2 | S2
2007 | 54888 | 3466 | PHR4 | S4 | S4
2007 | 54888 | 3469 | THW2 | S2A | S2A
2007 | 54888 | 3470 | WAP6 | S6 | S6
2007 | 7140 | 6257 | 2 | 1 | 1-2
2007 | 7140 | 56150 | 10A | 10A | 10A
2007 | 7140 | 56150 | 11B | 11B | 11B
2007 | 7294 | 377 | 4 | 4 | 4
2007 | 7698 | 55153 | HRSG3 | HRSG3 | HRSG3
2007 | 7801 | 641 | 7 | 2 | 2
2007 | 7801 | 643 | 2 | 1 | 1
2007 | 8856 | 55714 | HRSG2 | SN02 | SN02
2007 | 9269 | 983 | 1 | 13 | 14
2007 | 9269 | 983 | 2 | 1 | 1
2007 | 9273 | 990 | 10 | 10 | 10
2007 | 9273 | 994 | 2 | 1S | 2
2007 | 11282 | 55063 | HRSG1 | AA001 | AA001
2007 | 11282 | 55063 | HRSG3 | AA003 | AA003
2007 | 11479 | 3992 | 1 | 11 | 11
2007 | 11479 | 3992 | 3 | 12 | 12
2007 | 12792 | 2625 | 2 | 2 | 2
2007 | 12796 | 3942 | 1 | 1 | 1
2007 | 12796 | 3945 | 7 | 7B | 7B
2007 | 13345 | 55330 | HRSG 1 | STACK1 | STACK1
2007 | 13407 | 2322 | 2 | 2 | 2
2007 | 13407 | 55322 | HRSG1 | A02 | A02
2007 | 10755 | 55097 | HRSG2 | 2 | 2
2007 | 11241 | 1402 | 1 | 1A | 1A
2007 | 11241 | 1403 | 2 | 2N | 2N
2007 | 11241 | 1404 | 10 | 6A | 6A
2007 | 11241 | 8056 | 2 | 2B | 2B
2007 | 11241 | 55620 | 1-2 | 1-2 | 1-2
2007 | 11252 | 1464 | 1B1 | 1S1 | 1S1
2007 | 11252 | 6055 | 2B1 | 2S1 | 2S1
2007 | 13756 | 995 | 8 | 78A | 78A
2007 | 13756 | 997 | 12 | 12 | 12
2007 | 16572 | 147 | K-2 | K-2 | K-2
2007 | 16572 | 8068 | 5A | 5A | 5A
2007 | 16604 | 3611 | 2 | 2 | 2
2007 | 16604 | 3613 | 3 | 3 | 3
2007 | 16604 | 7512 | 1 | 1 | 1
2007 | 17166 | 2330 | 1 | 1 | 1
2007 | 17166 | 2336 | 1 | 1 | 1
2007 | 17166 | 2336 | 8 | 8 | 8
2007 | 17166 | 8224 | 1 | 1 | 1
2007 | 17235 | 3131 | 3 | 2 | 2
2007 | 17254 | 54547 | HRSG 1 | 00001 | 00001
2007 | 17539 | 3280 | CAN1 | CAN1 | CAN1
2007 | 17539 | 3280 | CAN2 | CAN2 | CAN2
2007 | 17539 | 3287 | MCM2 | MCM4 | MCMS
2007 | 17539 | 3297 | WAT2 | WAT2 | WAT2
2007 | 17539 | 55927 | HRSG1 | STACK1 | STACK1
2007 | 18518 | 55132 | HRSG3 | STACK3 | STACK3
2007 | 18592 | 55341 | 1B | 2 | 2
2007 | 18611 | 55062 | HRSG2 | STACK2 | STACK2
2007 | 18642 | 47 | 2 | 1-4 | 1-4
2007 | 18642 | 1378 | 3 | 3 | 3
2007 | 18642 | 1379 | 7 | 6-10 | 6-10
2007 | 18642 | 3406 | 5 | 1-10 | 1-10
2007 | 18642 | 3407 | 8 | 6-9 | 6-9
2007 | 19547 | 766 | 6 | 6 | 6
2007 | 19547 | 766 | 8 | 8 | 8
2007 | 19876 | 3796 | 3 | 3 | 3
2007 | 19876 | 3797 | 3 | 3 | 3
2007 | 19876 | 3797 | 5 | 5 | 5
2007 | 19876 | 3797 | 6 | 6 | 6
2007 | 19876 | 3803 | 3 | 3 | 3
2007 | 19876 | 3804 | 6A | 6A | 6A
2007 | 19876 | 3809 | 2 | 1-2 | 1-2
2007 | 19876 | 52007 | BLR2 | S | S
2007 | 20404 | 3524 | 4 | 4 | 4
2007 | 20447 | 3006 | 3 | 3 | 3
2007 | 20447 | 6772 | 1 | 1 | 1
2007 | 20492 | 50184 | PKG | PKBSTK | PKBSTK
2007 | 20546 | 1382 | H1 | H1SS | HSS
2007 | 20847 | 1769 | 6 | 1 | 1
2007 | 20847 | 1769 | 8 | 8 | 2
2007 | 5416 | 3264 | 2 | 2B | 2B
2007 | 5416 | 8042 | 2 | 2 | 2
2007 | 5511 | 8006 | 2 | 2 | 2
2007 | 5517 | 891 | 4 | 3 | 3
2007 | 5517 | 898 | 3 | 1 | 1
2007 | 5517 | 898 | 5 | 5 | 3
2007 | 6455 | 628 | 4 | 4 | 4
2007 | 6455 | 634 | 2 | 2 | 2
2007 | 6455 | 638 | 2 | 2 | 2
2007 | 6455 | 638 | 3 | 3 | 3
2007 | 6526 | 2837 | 1 | 4 | 1
2007 | 6526 | 2837 | 2 | 2 | 1
2007 | 6526 | 2837 | 3 | 1 | 1
2007 | 6526 | 2866 | 1 | 1 | 1
2007 | 6526 | 2866 | 5 | 5 | 3
2007 | 6526 | 2878 | 2 | 5 | 5
2007 | 6526 | 6094 | 2 | 1A | 1
2007 | 6526 | 6094 | 2 | 1B | 1
2007 | 6541 | 10554 | THB-10 | EPN7A | EPN7A
2007 | 6541 | 10554 | THB-20 | EPN7B | EPN7B
2007 | 14063 | 6095 | 2 | 2 | 2
2007 | 14127 | 2291 | 4 | B | B
2007 | 14127 | 6096 | 1 | 1 | 1
2007 | 14165 | 2836 | 12 | 7 | 7
2007 | 14165 | 2861 | 1 | 1 | 4
2007 | 14165 | 3098 | 2 | SCR1 | SCR1
2007 | 14165 | 3098 | 3 | SCR1 | SCR1
2007 | 14165 | 3138 | 1 | B | 5
2007 | 14165 | 8226 | 1 | 1 | 1
2007 | 14232 | 6098 | 1 | 1 | 1
2007 | 14268 | 1374 | 2 | 2 | 2
2007 | 14294 | 2539 | 1 | 1 | 1
2007 | 14294 | 2539 | 2 | 2 | 2
2007 | 14294 | 2539 | 6 | 6 | 6
2007 | 14294 | 2539 | 7 | 7 | 7
2007 | 21 | 10671 | 1A | 1B | 1-2
2007 | 21 | 10671 | 1B | 2A | 1-2
2007 | 21 | 10671 | 1B | 2B | 1-2
2007 | 35 | 10678 | BLR1 | STK1 | STK1
2007 | 42 | 10675 | A | 1CCE1A | CHM1
2007 | 142 | 10676 | 2 | 2 | 2
2007 | 142 | 10676 | 4 | 4 | 4
2007 | 177 | 10673 | BLRA | STACK1 | STACK1
2007 | 189 | 56 | 3 | 2 | 2
2007 | 195 | 7 | 1 | 1-2 | 1-2
2007 | 195 | 26 | 3 | 1-2 | 1-4
2007 | 195 | 6002 | 1 | 1 | 1-2
2007 | 195 | 6002 | 2 | 2 | 1-2
2007 | 195 | 6002 | 4 | 3 | 3-4
2007 | 313 | 55139 | HRSG1 | STK1 | STK1
2007 | 733 | 3936 | 2 | 1 | 1
2007 | 1307 | 6469 | B1 | S1 | S1
2007 | 55936 | 1393 | 3 | 3B | 3B
2007 | 55937 | 3459 | 3 | 3A | 3A
2007 | 55937 | 3459 | 4 | 4 | 4
2007 | 55983 | 3502 | 2 | 2 | 2
2007 | 56147 | 10245 | 10 | 10 | 10
2007 | 56147 | 10245 | 11 | 11 | 11
2007 | 56147 | 10245 | 12 | 12 | 12
2007 | 56151 | 310 | 2 | 2 | 2
2007 | 56155 | 1831 | 3 | 3 | 1
2007 | 56155 | 1831 | 4 | 6 | 2
2007 | 803 | 117 | CC5A | CT5A | CT5A
2007 | 803 | 118 | 2 | 1 | 1
2007 | 803 | 2442 | 2 | 2A | 1A
2007 | 803 | 55455 | HRSG2A | CC2A | CC2A
2007 | 807 | 55221 | HRSG4 | STACK4 | STACK4
2007 | 807 | 55221 | HRSG6 | STACK6 | STACK6
2007 | 814 | 169 | 2 | 2 | 2
2007 | 814 | 170 | 2 | 1 | 1
2007 | 814 | 6009 | 2 | 1 | 1
2007 | 814 | 6641 | 2 | 1 | 1
2007 | 924 | 55340 | HRSG2 | 2 | 2
2007 | 2442 | 3561 | 5 | 5 | 5
2007 | 2442 | 3561 | 6 | 6 | 6
2007 | 4254 | 1720 | 7 | 4 | 4
2007 | 4405 | 55358 | FB1 | 110STK | 110STK
2007 | 4425 | 50658 | 2 | FL002 | ST001
2007 | 4716 | 4140 | B1 | S1 | S1
2007 | 4922 | 2848 | H-2 | H-1 | 1
2007 | 4922 | 2848 | H-3 | H-3 | 2
2007 | 4922 | 2848 | H-5 | H-5 | 3
2007 | 4922 | 6031 | 2 | 2 | 2
2007 | 5109 | 1733 | 2 | 2 | 2
2007 | 5580 | 6041 | 1 | 1 | 1
2007 | 5610 | 50481 | 253-29 | 253-29 | 253-29
2007 | 5624 | 10025 | 43 | 43 | 0258-4
2007 | 5624 | 10025 | PB3 | PB1 | 0258-1
2007 | 5701 | 3456 | 1 | 1 | 1
2007 | 5701 | 3456 | HRSG4 | CT4 | CT4
2007 | 6541 | 10554 | THB-40 | EPN7D | EPN7D
2007 | 6844 | 55480 | HRSG 1 | 1 | 1
2007 | 6844 | 55480 | HRSG 3 | 1 | 1
2007 | 6844 | 55480 | HRSG 6 | 4 | 4
2007 | 6909 | 663 | B2 | STK2 | STK2
2007 | 6958 | 4266 | 2 | 2 | 2
2007 | 7140 | 728 | Y4BR | Y1S2 | Y25S
2007 | 7140 | 734 | 4 | 4 | 4
2007 | 7140 | 734 | 5 | 5 | 5
2007 | 9312 | 54091 | PB2 | PB2F | PB2S
2007 | 9312 | 54091 | RB1 | RB1F | RB1S
2007 | 9324 | 988 | U3 | 1 | 1
2007 | 9417 | 1047 | 4 | 4 | 4
2007 | 9417 | 1888 | 1 | 1 | 1
2007 | 9424 | 52151 | RF1 | 1 | 1
2007 | 9617 | 207 | 1 | 1 | 1
2007 | 9617 | 207 | 1 | 2 | 1
2007 | 9617 | 667 | 3 | 3 | 3
2007 | 9628 | 10377 | 1B | UNIT1 | UNIT1
2007 | 9996 | 6064 | N1 | NF | NCHM
2007 | 10000 | 1241 | 1 | 1 | 1
2007 | 10005 | 1240 | 2 | 2B | 2B
2007 | 10005 | 1242 | 4 | 4A | 4A
2007 | 10023 | 2500 | 20 | 2 | 2
2007 | 10171 | 1357 | 4 | 2 | 2
2007 | 12384 | 874 | 5 | 6 | 6
2007 | 12384 | 879 | 61 | 62 | 6
2007 | 12631 | 228 | 10 | 9 | 9
2007 | 12631 | 228 | HRSG2 | HRSG2 | HRSG2
2007 | 12647 | 1893 | 2 | S1 | S1
2007 | 12647 | 10075 | 2 | S2 | S2
2007 | 12653 | 1572 | 1 | 1 | 1
2007 | 13781 | 1927 | 8 | 8 | 8
2007 | 13781 | 6090 | 1 | 1 | 1
2007 | 13914 | 55089 | 20F201 | H2 | H2
2007 | 13923 | 2594 | 3 | 5 | 5
2007 | 14063 | 2952 | 5 | 5 | 5
2007 | 14063 | 2953 | 3 | 3 | 3
2007 | 15470 | 1001 | 1 | 1 | 3
2007 | 15470 | 1004 | HRSG2 | 2 | 2
2007 | 15470 | 1010 | 5 | A | A
2007 | 15470 | 6113 | 4 | D | D
2007 | 15474 | 2965 | 1402 | 142S | 142S
2007 | 15474 | 2965 | 1403 | 143N | 143N
2007 | 15474 | 2965 | 1403 | 143S | 143S
2007 | 15474 | 2965 | 1404 | 144S | 144S
2007 | 15474 | 8059 | 7252 | 722N | 7222
2007 | 15537 | 3140 | 2 | 1 | 1
2007 | 15836 | 331 | 3 | 3 | 3
2007 | 15844 | 329 | 41 | 41 | 41
2007 | 16183 | 2642 | 4 | 4 | 002
2007 | 16204 | 55641 | HRSG1 | STACK1 | STACK1
2007 | 17566 | 55470 | HRSG3 | STACK3 | STACK3
2007 | 17568 | 2070 | 3 | 3 | 3
2007 | 17609 | 2341 | 2 | 2 | 1
2007 | 17638 | 55269 | 1 | UNIT1 | UNIT1
2007 | 17650 | 7897 | 2A | 2A | 2A
2007 | 17698 | 1416 | 5A | 5A | 5A
2007 | 17698 | 3476 | 2 | 2 | 2
2007 | 17698 | 3478 | 1 | 1A | 1A
2007 | 17698 | 3478 | 3 | 3 | 3
2007 | 17698 | 6138 | 1 | 1 | 1
2007 | 17718 | 3485 | 112B | 112S1 | 112S1
2007 | 17718 | 6194 | 171B | 171S | 171S
2007 | 17718 | 6194 | 172B | 172S | 172S
2007 | 19194 | 50651 | 2 | 1 | CS001
2007 | 19323 | 3454 | 3 | 3B | 3B
2007 | 19323 | 3492 | 5 | 5B | 5B
2007 | 19323 | 52071 | 5A | 5A | 5A
2007 | 19323 | 52071 | SANDW3 | STK2 | STK2
2007 | 19436 | 2103 | 3 | 3 | 3
2007 | 19436 | 2103 | 3 | 4 | 3
2007 | 19436 | 6155 | 1 | 1 | 1
2007 | 19526 | 50733 | 4BH3 | 4BH3S | 4BH3S
2007 | 19526 | 50733 | TBB1 | TBB1S | TBB1S
2007 | 19526 | 50733 | TBB2 | TBB2S | TBB2S
2007 | 19526 | 50733 | TBB5 | TBB5S | TBB5S
2007 | 19547 | 765 | 1 | 2 | 1-4
2007 | 19547 | 765 | 3 | 1 | 1-4
2007 | 19547 | 765 | 3 | 4 | 1-4
2007 | 20856 | 4050 | 3 | 3 | 3-4
2007 | 20856 | 4050 | 3 | 4 | 3-4
2007 | 20856 | 4050 | 4 | 3 | 3-4
2007 | 20856 | 8023 | 2 | 2 | 2
2007 | 20860 | 4072 | 5 | 2 | 1
2007 | 20860 | 4072 | 5 | 3 | 1
2007 | 21554 | 136 | 1 | 1 | 1
2007 | 22001 | 3152 | 1B | 1 | 1
2007 | 22001 | 3152 | 2A | 2 | 2
2007 | 22053 | 1353 | BSU2 | U2N | CSK
2007 | 22148 | 315 | 1 | 1 | 1
2007 | 22380 | 546 | 6 | 6 | 6
2007 | 49747 | 55829 | MB4 | MB2 | 106
2007 | 49756 | 856 | 1 | 2 | 1
2007 | 49756 | 856 | 2 | 1 | 1
2007 | 49756 | 856 | 3 | 3 | 2
2007 | 49768 | 55168 | HRSG1B | STACK2 | STACK2
2007 | 49933 | 55410 | HRSG1 | STK1 | STK1
2007 | 49979 | 3441 | 6 | 6 | 6
2007 | 50018 | 1626 | 3 | 5-3 | 5
2007 | 50096 | 55318 | 1 | STK1 | STK1
2007 | 54687 | 55231 | HRSG2 | STACK2 | STACK2
2007 | 54703 | 56349 | HRSG1 | STACK1 | STACK1
2007 | 54708 | 10378 | 1C | UNIT1 | UNIT1
2007 | 55184 | 55173 | HRSG24 | STACK4 | STACK4
2007 | 55713 | 55295 | HRSG1 | STAK1 | FLUE1
2007 | 55740 | 54081 | 1A | UNIT1 | UNIT1
2007 | 55740 | 54081 | 3A | UNIT3 | UNIT3
2007 | 55740 | 54081 | 4A | UNIT4 | UNIT4
2007 | 55843 | 259 | 4 | 3 | 3
2007 | 55848 | 55364 | 1A | 1-1 | 1-1
2007 | 55867 | 10208 | 11 | 11 | 11
2007 | 55867 | 10208 | 7 | 8 | 8
2007 | 55877 | 10485 | 3 | 3 | 3
2007 | 55903 | 50189 | 1HFB | FLUE3 | STACK1
2007 | 55903 | 50189 | 2HFB | FLUE2 | STACK2
2007 | 55903 | 50189 | 5REC | FLUE3 | STACK1
2007 | 55919 | 10360 | B28 | S10 | S10
2007 | 55919 | 10360 | B29 | S11 | S11
2007 | 55936 | 1391 | 1A | 1A | 1A
2007 | 14328 | 56476 | HRSG1 | HRSG1 | HRSG1
2007 | 14328 | 56476 | HRSGB | STK2 | STK2
2007 | 14354 | 4158 | BW41 | BD41 | BD41
2007 | 14354 | 4162 | 1 | 1 | 1
2007 | 14354 | 4162 | 3 | 3 | 3
2007 | 14354 | 6165 | 2 | 2 | 2
2007 | 14354 | 8066 | BW74 | BD74 | BD74
2007 | 14354 | 56237 | HRSG01 | HRSG01 | HRSG01
2007 | 14932 | 10672 | CBA | 1 | 1
2007 | 14932 | 10672 | CBB | 1 | 1
2007 | 14932 | 10672 | CBC | 1 | 1
2007 | 15143 | 6761 | 101 | 101 | 101
2007 | 15147 | 2403 | 1 | 1 | 1
2007 | 15147 | 2404 | 8 | 8 | 8
2007 | 15276 | 3148 | 3 | 2 | 2
2007 | 15298 | 6076 | 1 | 1 | 1
2007 | 15452 | 568 | BHB2 | BHS2 | BHS2
2007 | 15466 | 470 | 2 | 2 | 2
2007 | 733 | 3938 | 11 | 2 | 1
2007 | 733 | 3938 | 11 | 4 | 1
2007 | 733 | 3938 | 21 | 2 | 1
2007 | 733 | 3938 | 41 | 2 | 1
2007 | 770 | 2098 | 4 | 4 | 4
2007 | 772 | 10860 | CFB1 | FG1 | ST1
2007 | 772 | 10865 | CFB1 | STK1 | STACK
2007 | 772 | 10865 | CFB4 | STK2 | STACK
2007 | 772 | 10865 | CFB6 | STK2 | STACK
2007 | 796 | 160 | 3 | 2A | 2
2007 | 3046 | 2708 | 5 | 5 | 3
2007 | 3046 | 2709 | 2 | 2 | 1-2
2007 | 3046 | 2716 | 2 | 2 | 1
2007 | 3046 | 6250 | 1B | 1 | 1
2007 | 3303 | 10333 | 1 | E42 | E42
2007 | 3542 | 2830 | 5 | 5 | 5
2007 | 3542 | 2832 | 8 | 8 | 8
2007 | 3542 | 55736 | 1HR2 | 1STK2 | 1STK2
2007 | 3542 | 55736 | 2HR1 | 2STK1 | 2STK1
2007 | 3762 | 2908 | 4 | 1 | 1
2007 | 3901 | 10071 | 2B | UNIT2 | UNIT2
2007 | 4028 | 55386 | DB2 | STK2 | STK2
2007 | 4158 | 2384 | 4 | 4 | 4
2007 | 5109 | 1745 | 16 | 6 | 6
2007 | 5109 | 6034 | 2 | 2 | 2
2007 | 5262 | 54104 | PB1 | PB1STK | PB1STK
2007 | 5262 | 54104 | RB3 | RB3STK | RB3STK
2007 | 5374 | 54676 | H83 | ST83 | ST83
2007 | 5416 | 2720 | 8 | 8A | 8A
2007 | 5416 | 2727 | 1 | 1 | 1
2007 | 6035 | 3453 | 3A | 3 | 3
2007 | 6090 | 50625 | 17 | 17 | 17
2007 | 6090 | 50625 | B 42 | 42 | 42
2007 | 6452 | 609 | PCC2 | 2 | 2
2007 | 6452 | 617 | PPE1 | 1 | 1
2007 | 6452 | 617 | PPE2 | 2 | 2
2007 | 22500 | 1248 | 1 | 1 | 1
2007 | 22500 | 1252 | 10 | 10 | 10
2007 | 22500 | 1252 | 9 | 9 | 9
2007 | 22500 | 6068 | 2 | 2 | 2
2007 | 22650 | 55112 | HRSG2 | 2 | 2
2007 | 23142 | 55389 | HRSG2 | STK2 | STK2
2007 | 23279 | 1570 | 11 | 11 | 11
2007 | 23279 | 3178 | 2 | 2 | 1
2007 | 23279 | 3944 | 1 | 3 | 3
2007 | 23693 | 335 | 4A | 2 | 2
2007 | 25104 | 55065 | HRSG2 | HRSG2 | HRSG2
2007 | 26751 | 2511 | 10 | 1 | 1
2007 | 30151 | 6021 | C2 | C2 | C2
2007 | 40577 | 7286 | 2 | 1 | 1
2007 | 40577 | 7286 | 4 | 1 | 1
2007 | 54787 | 52193 | BLR4 | 1 | 1
2007 | 54796 | 55380 | 2 A | 2 A | 2 A
2007 | 54796 | 55380 | 2 B | 2 B | 2 B
2007 | 54888 | 3466 | PHR3 | S3 | S3
2007 | 54888 | 3468 | SRB1 | S1A | S1A
2007 | 54888 | 3470 | WAP1 | S1A | S1A
2007 | 54888 | 3470 | WAP2 | S2A | S2A
2007 | 54899 | 599 | 1 | 1 | 1
2007 | 54907 | 3440 | 2 | 2 | 2
2007 | 7140 | 56150 | 11A | 11A | 11A
2007 | 7570 | 6030 | 2 | 2 | 2
2007 | 9231 | 2132 | 1 | 1 | 1
2007 | 9231 | 2132 | 3 | 3 | 3
2007 | 9267 | 6213 | 2SG1 | A | ST
2007 | 9267 | 6213 | 2SG1 | B | ST
2007 | 9269 | 983 | 6 | 46 | 14
2007 | 9273 | 991 | 6 | 3 | 3
2007 | 9279 | 55823 | BLR2 | 2 | 1
2007 | 11269 | 4937 | 1 | 1 | 1
2007 | 11269 | 6179 | 2 | 2 | 2
2007 | 11275 | 55667 | HRSG 1 | 1 | 1
2007 | 12341 | 1081 | 6 | 6 | 6
2007 | 12685 | 2050 | 1 | 1 | S
2007 | 12685 | 2051 | 1 | 1B | 1B
2007 | 12686 | 6073 | 1 | 1 | 1
2007 | 12796 | 3942 | 3 | 3 | 3
2007 | 13168 | 2549 | 65 | 3-6 | 1
2007 | 13345 | 55330 | HRSG 2 | STACK2 | STACK2
2007 | 13407 | 2324 | 4 | 4 | 4
2007 | 13407 | 55841 | A03 | A03 | A03
2007 | 10362 | 55501 | HRSG3 | CTGDB3 | CTGDB3
2007 | 11208 | 400 | 6 | 6 | 6
2007 | 11208 | 400 | HRSG9 | 7 | 7
2007 | 11208 | 404 | 1 | F12 | ST12
2007 | 11241 | 1404 | 7AB | 7A | 7A
2007 | 11241 | 1448 | 10 | 10 | 10
2007 | 11249 | 1364 | 3 | 3 | 3
2007 | 13579 | 2554 | 2 | 2 | 2
2007 | 13584 | 330 | 3 | 3 | 3
2007 | 13756 | 996 | 4 | 45 | 45
2007 | 13756 | 996 | 5 | 45 | 45
2007 | 16572 | 147 | K-7 | K-7 | K-7
2007 | 16572 | 4941 | 3 | 3R | 3R
2007 | 16572 | 8068 | 5B | 5B | 5B
2007 | 16604 | 6181 | 1 | 1 | 1-2
2007 | 16604 | 7512 | 2 | 2 | 2
2007 | 16609 | 55985 | HRSG1 | STACK1 | STACK1
2007 | 17166 | 2336 | 2 | 2 | 2
2007 | 17166 | 8224 | 2 | 2 | 2
2007 | 17177 | 6768 | 1 | 1A | 1
2007 | 17235 | 3113 | 1 | 1 | 1
2007 | 17483 | 55120 | DB1A | 1ASTK | 1ASTK
2007 | 17543 | 130 | 3 | 3 | 3
2007 | 17543 | 130 | 4 | 4 | 4
2007 | 18445 | 688 | 2 | 2 | 2
2007 | 18454 | 645 | BB04 | 3 | STK3
2007 | 18518 | 55132 | HRSG2 | STACK2 | STACK2
2007 | 18569 | 55439 | HRSG1 | UNIT1 | UNIT1
2007 | 18569 | 55439 | HRSG2 | UNIT2 | UNIT2
2007 | 18611 | 55334 | HRSG 1 | 1STACK | 1STACK
2007 | 18642 | 47 | 1 | 1-4 | 1-4
2007 | 18642 | 50 | 1 | 1-6 | 1-6
2007 | 18642 | 50 | 5 | 1-6 | 1-6
2007 | 18642 | 50 | 7 | 7 | 7
2007 | 18642 | 50 | 8 | 8 | 8
2007 | 18642 | 1379 | 6 | 6-10 | 6-10
2007 | 18642 | 3393 | 2 | 2 | 2
2007 | 18642 | 3399 | 2 | 2 | 2
2007 | 18642 | 3405 | 1 | 1-2 | 1-2
2007 | 18642 | 3406 | 3 | 1-10 | 1-10
2007 | 18835 | 55440 | HRSG3 | UNIT 3 | UNIT 3
2007 | 19099 | 3845 | 30 | 30 | 30
2007 | 19099 | 3845 | BW21 | BD21 | BD21
2007 | 19547 | 766 | 3 | 3 | 3
2007 | 19830 | 1564 | 8 | 8 | 8
2007 | 19876 | 3797 | 4 | 4 | 4
2007 | 19876 | 3804 | 5 | 5 | 5
2007 | 19876 | 3804 | 6B | 6B | 6B
2007 | 20169 | 7931 | SG02 | EG02 | EG02
2007 | 20447 | 3006 | 2 | 2 | 2
2007 | 20546 | 1382 | H1 | HBypss | HBypss
2007 | 20546 | 6639 | G2 | G2 | G2
2007 | 20847 | 1769 | 2 | 1 | 1
2007 | 20847 | 1769 | 5 | 1 | 1
2007 | 20847 | 1769 | 5 | 5 | 1
2007 | 20847 | 1769 | 6 | 6 | 1
2007 | 20847 | 4041 | 5 | 3 | 3
2007 | 5416 | 3264 | 2 | 2A | 2A
2007 | 5416 | 3264 | 3 | 3B | 3B
2007 | 5511 | 2480 | 4 | 4 | 4
2007 | 5517 | 891 | 1 | 2 | 2
2007 | 5517 | 891 | 3 | 2 | 2
2007 | 5517 | 891 | 4 | 1 | 1
2007 | 5517 | 891 | 6 | 1 | 1
2007 | 5517 | 891 | 6 | 3 | 3
2007 | 5517 | 891 | 7 | 2 | 2
2007 | 5517 | 55131 | B3 | S3 | S3
2007 | 5517 | 55131 | B4 | S4 | S4
2007 | 5580 | 1384 | 1 | 1 | 1
2007 | 6455 | 8048 | 1 | 2 | 1
2007 | 6526 | 2835 | 10 | 5 | 5
2007 | 6526 | 2835 | 8 | 5 | 5
2007 | 6526 | 2837 | 2 | 1 | 1
2007 | 6526 | 2837 | 3 | 2 | 1
2007 | 6526 | 2838 | 18 | 4 | 4
2007 | 6526 | 2878 | 4 | 5 | 5
2007 | 6526 | 6094 | 3 | 3A | 2
2007 | 6541 | 10554 | THB-30 | EPN7C | EPN7C
2007 | 14165 | 3096 | HRSG3 | 3 | 3
2007 | 14165 | 3098 | 4 | SCR1 | SCR1
2007 | 14165 | 3138 | 2 | B | 5
2007 | 14165 | 3138 | 3 | A | 5
2007 | 14165 | 3138 | 4 | A | 5
2007 | 14184 | 54466 | HRSG 1 | Stack1 | Stack1
2007 | 14294 | 2539 | 4 | 4 | 4
2007 | 25 | 2527 | 6 | 4 | 4
2007 | 189 | 56 | 1 | 1 | 1
2007 | 195 | 3 | 5 | 5 | 5
2007 | 195 | 3 | 7B | 7B | 7B
2007 | 195 | 8 | 7 | 5-7 | 5-7
2007 | 195 | 8 | 9 | 8-10 | 8-10
2007 | 195 | 10 | 2 | 3 | 3
2007 | 195 | 26 | 4 | 3-4 | 1-4
2007 | 195 | 6002 | 1 | 2 | 1-2
2007 | 343 | 55502 | 2B | 2B | 2B
2007 | 520 | 861 | 01 | 01 | 01
2007 | 520 | 861 | 02 | 01 | 01
2007 | 520 | 864 | 03 | 01 | 01
2007 | 520 | 864 | 06 | 03 | 03
2007 | 733 | 3775 | 1 | 1 | 1
2007 | 733 | 3775 | 3 | 3 | 2
2007 | 733 | 3936 | 1 | 2 | 1
2007 | 1015 | 3548 | 2 | 2 | 2
2007 | 1015 | 3549 | 2 | 2 | 2
2007 | 1015 | 7900 | 5A | 5A | 5A
2007 | 55936 | 1393 | 4 | 4 | 4
2007 | 55936 | 1393 | 6 | 5 | 6
2007 | 55936 | 1394 | 4 | 4 | 4
2007 | 55937 | 3459 | 2 | 2B | 2B
2007 | 56151 | 310 | 1 | 1 | 1
2007 | 803 | 2442 | 3 | 3 | 3
2007 | 807 | 55221 | HRSG3 | STACK3 | STACK3
2007 | 807 | 55221 | HRSG5 | STACK5 | STACK5
2007 | 814 | 167 | 3 | 2 | 2
2007 | 814 | 170 | 3 | 2 | 2
2007 | 814 | 170 | 4 | 3 | 3
2007 | 814 | 173 | 2 | 3 | 3
2007 | 814 | 6641 | 2 | 2 | 1
2007 | 924 | 2167 | 1 | 2 | 2
2007 | 2507 | 6013 | 01 | 01 | 01
2007 | 2799 | 55393 | HRSG 1 | 1 | 1
2007 | 2838 | 55327 | HRSG3 | STK4 | STK4
2007 | 2879 | 55411 | HRSG2 | STK2 | STK2
2007 | 2929 | 55292 | HRSG2 | STACK2 | STACK2
2007 | 3006 | 2828 | 1 | 1 | 1
2007 | 3006 | 2828 | 1 | 1A | 1A
2007 | 3006 | 2828 | 2 | 2 | 2
2007 | 4226 | 2493 | 60 | 3 | 3
2007 | 4226 | 2493 | 70 | 4 | 4
2007 | 4226 | 2502 | 62 | 2 | 2
2007 | 4252 | 593 | 3 | 3 | 3
2007 | 4252 | 593 | 4 | 4 | 4
2007 | 4254 | 1702 | 1 | 1 | 1
2007 | 4254 | 1723 | 2 | 2 | 2
2007 | 4383 | 55206 | HRSG1 | STACK1 | STACK1
2007 | 4383 | 55206 | HRSG2 | STACK2 | STACK2
2007 | 4922 | 2850 | 4 | 4 | 4
2007 | 5030 | 55333 | HRSG2 | STK2 | STK2
2007 | 5107 | 1822 | 5 | 5 | 5
2007 | 5109 | 1731 | 1 | 1 | 1
2007 | 5109 | 1732 | 10 | 10 | 10
2007 | 5109 | 1732 | 11 | 11 | 11
2007 | 5109 | 1732 | 12 | 11 | 11
2007 | 5109 | 1740 | 1 | 1 | 1
2007 | 5580 | 6041 | 3 | 3 | 3
2007 | 5610 | 50481 | 253-26 | 253-26 | 253-26
2007 | 5610 | 50481 | 83-20 | C | C
2007 | 5610 | 50481 | 83-21 | B | B
2007 | 5610 | 50481 | 83-21 | C | C
2007 | 5610 | 50481 | 83-24 | B | B
2007 | 5624 | 10025 | 13 | 13/14 | 0258-1
2007 | 5624 | 10025 | 42 | 43 | 0258-4
2007 | 5624 | 10025 | 43 | 41 | 0258-3
2007 | 5624 | 10025 | PB2 | PB4 | 0258-1
2007 | 5624 | 10025 | PB4 | PB2 | 0258-1
2007 | 5701 | 2444 | 7 | 7 | 7
2007 | 5748 | 887 | 6 | 3 | 3
2007 | 6035 | 3159 | FB1 | 1 | 1
2007 | 6035 | 3161 | 3 | 3/4 | 3/4
2007 | 6035 | 3161 | FB1 | 1 | 1
2007 | 6589 | 10362 | BLR2 | STK1 | STK1
2007 | 6844 | 55480 | HRSG 5 | 6 | 6
2007 | 6909 | 663 | B1 | STK1 | STK1
2007 | 6958 | 3576 | CE1 | S1 | S1
2007 | 6958 | 4266 | 5 | 5 | 5
2007 | 7140 | 703 | 4BLR | 4FLU | 3-4
2007 | 7140 | 708 | 1 | 5 | 750
2007 | 7140 | 708 | 2 | 5 | 750
2007 | 7140 | 709 | 2 | 1 | 5
2007 | 7140 | 715 | 1 | 1 | 1
2007 | 7140 | 727 | 2 | 1 | 1
2007 | 7140 | 728 | Y5BR | Y1S2 | Y25S
2007 | 7140 | 733 | 2 | 1 | 1
2007 | 7140 | 6052 | 2 | 2 | 1
2007 | 9312 | 54091 | RB2 | RB2F | RB2S
2007 | 9324 | 988 | U4 | 2 | 2
2007 | 9324 | 6166 | MB1 | MS | MS
2007 | 9417 | 1047 | 3 | 3 | 3
2007 | 9417 | 1048 | 1 | 1 | 1
2007 | 9417 | 1073 | 4 | 3 | 3
2007 | 9417 | 1077 | 2 | 2 | 2
2007 | 9424 | 52151 | PB1 | 1 | 1
2007 | 9424 | 52151 | PB2 | PB2 | PB2
2007 | 9628 | 10377 | 1A | UNIT1 | UNIT1
2007 | 10000 | 2080 | 3 | 3 | 2
2007 | 10005 | 1242 | 1 | 1 | 1
2007 | 10005 | 1242 | 2 | 1 | 1
2007 | 10005 | 1242 | 3 | 3A | 3A
2007 | 10171 | 1357 | 5 | 3 | 3
2007 | 12363 | 55481 | 2 | 2 | 2
2007 | 12384 | 384 | 82 | 8 | 8
2007 | 12384 | 879 | 52 | 51 | 6
2007 | 12384 | 3122 | 1 | 1 | 1
2007 | 12384 | 6025 | 1 | 1 | 1
2007 | 12490 | 562 | 1 | 1 | 1
2007 | 12622 | 273 | 3-1 | 3 | 3
2007 | 12628 | 1571 | 1 | 5 | 5
2007 | 12628 | 1571 | 2 | 5 | 5
2007 | 12628 | 1571 | 3 | 3 | 3
2007 | 12647 | 1893 | 3 | S3 | S3
2007 | 12653 | 1572 | 3 | 2 | 2
2007 | 12653 | 1572 | 3 | 3 | 3
2007 | 13781 | 1927 | 6 | 6 | 6
2007 | 13960 | 302 | 2 | 1 | 1
2007 | 14006 | 2872 | 2 | 1 | 1
2007 | 14006 | 8102 | 2 | 12 | 12
2007 | 14015 | 2876 | 2 | 12 | 15
2007 | 15466 | 6112 | 2 | 1 | MS2H
2007 | 15470 | 1010 | 6 | A | A
2007 | 15470 | 6113 | 3 | 3 | 3
2007 | 15473 | 2450 | 1 | 1 | 1
2007 | 15473 | 55343 | 2 | 2 | 2
2007 | 15474 | 2964 | 8002 | 8002 | 8002
2007 | 15474 | 2964 | 8003 | 8003 | 8003
2007 | 15474 | 4940 | 1501 | 1501 | 1501
2007 | 15708 | 55179 | 1 | UNIT1 | UNIT1
2007 | 15830 | 345 | 2 | 2 | 1
2007 | 15988 | 55187 | HRSG3 | 3 | 3
2007 | 15998 | 3130 | 2 | 1 | 1
2007 | 16190 | 50406 | 2HFB | 2HFB | 2HFB
2007 | 16233 | 55749 | PC1 | STK1 | STK1
2007 | 17609 | 2341 | 2 | 1 | 1
2007 | 17633 | 1012 | 2 | 4 | 4
2007 | 17650 | 7710 | 2A | 2A | 2A
2007 | 17650 | 55965 | 6A | 6A | 6A
2007 | 17698 | 1417 | 1 | 1 | 1
2007 | 17698 | 1417 | 4 | 4B | 4B
2007 | 17698 | 6139 | 3 | 3 | 3
2007 | 17718 | 2446 | 051B | 051S | 051S
2007 | 17718 | 3484 | 141B | 141S | 141S
2007 | 17718 | 3485 | 113B | 113S2 | 113S2
2007 | 17718 | 6193 | 061B | 061S | 061S
2007 | 17718 | 6193 | 062B | 062S | 062S
2007 | 17718 | 6193 | 063B | 063S | 063S
2007 | 17828 | 963 | 33 | 33 | 33
2007 | 17833 | 2161 | 1 | 1 | 1
2007 | 17833 | 2161 | 2 | 1 | 1
2007 | 17833 | 2161 | 3 | 2 | 2
2007 | 18315 | 108 | SGU1 | FL1 | STK1
2007 | 19323 | 3492 | 5 | 5A | 5A
2007 | 19323 | 6146 | 3 | 3 | 3
2007 | 19323 | 52071 | 5B | 5B | 5B
2007 | 19323 | 52071 | SANDW2 | STK1 | STK1
2007 | 19436 | 2104 | 1 | 1 | 1
2007 | 19436 | 2107 | 2 | 2 | 2
2007 | 19526 | 50733 | 4BH2 | 4BH2S | 4BH2S
2007 | 19526 | 50733 | TBB4A | TBB4AS | TBB4AS
2007 | 19526 | 50733 | TBB6 | TBB6S | TBB6S
2007 | 19547 | 765 | 1 | 3 | 1-4
2007 | 19547 | 765 | 2 | 3 | 1-4
2007 | 20847 | 6170 | 1 | 1 | 2
2007 | 20860 | 4072 | 3 | 2 | 1
2007 | 20860 | 4072 | 7 | 1 | 1
2007 | 20860 | 4078 | 2 | 2 | 2
2007 | 21461 | 1599 | 1 | 2 | 1
2007 | 21461 | 1599 | 2 | 1 | 1
2007 | 21579 | 55297 | HRSG2 | 2 | 2
2007 | 22125 | 2535 | 1 | 1A | 1A
2007 | 22125 | 2535 | 1 | 2A | 2A
2007 | 22146 | 2526 | 11 | 3 | 3
2007 | 22484 | 356 | 5 | 5 | 5
2007 | 49747 | 55829 | MB4 | MB4 | 106
2007 | 49756 | 856 | 2 | 2 | 1
2007 | 49805 | 56163 | 1 | 1 | 1
2007 | 49805 | 56163 | 2 | 2 | 2
2007 | 49805 | 56163 | 4 | 4 | 4
2007 | 49863 | 56221 | 031 | 001 | S031
2007 | 49934 | 56089 | HRSG1 | STK1 | STK1
2007 | 49941 | 55418 | 1H2100 | 1H2100 | 1H2100
2007 | 49965 | 1588 | 82 | 82 | 8
2007 | 49965 | 1588 | 93 | 93 | 9
2007 | 49965 | 1588 | 94 | 94 | 9
2007 | 50018 | 1619 | 1 | 1 | 1
2007 | 50018 | 1619 | 2 | 2 | 2
2007 | 50018 | 1626 | 1 | 5-2 | 5
2007 | 50111 | 1443 | 3 | 3 | 3
2007 | 54693 | 55412 | HRSG1 | STK1 | STK1
2007 | 54693 | 55412 | HRSG2 | STK2 | STK2
2007 | 54708 | 10378 | 2C | UNIT2 | UNIT2
2007 | 54907 | 3443 | 6 | 3 | 3
2007 | 54915 | 55178 | HRSG1 | STK1 | STK1
2007 | 54915 | 55178 | HRSG2 | STK2 | STK2
2007 | 55848 | 55364 | 1B | 1-2 | 1-2
2007 | 55877 | 10485 | 4 | 4 | 4
2007 | 55903 | 50189 | 1CB | FLUE4 | STACK4
2007 | 55905 | 55172 | HRSG1 | FLUE1 | STACK1
2007 | 55912 | 55010 | 1 | UNIT1 | UNIT1
2007 | 55919 | 10360 | B23 | S10 | S10
2007 | 55919 | 10360 | B25 | S10 | S10
2007 | 14298 | 55215 | HRSG4 | HRSG4 | HRSG4
2007 | 14310 | 50397 | 4PB034 | C36 | S10
2007 | 14354 | 3648 | 3 | 3 | 3
2007 | 14354 | 4158 | BW44 | BD44 | BD44
2007 | 14354 | 8069 | 2 | 2 | 2
2007 | 14354 | 56102 | HRSG1A | HRSG1A | HRSG1A
2007 | 14412 | 55306 | 1 A | 1 A | 1 A
2007 | 15147 | 2398 | 2101 | 2101 | 2101
2007 | 15147 | 2403 | 2 | 2 | 2
2007 | 15147 | 2406 | 11 | 11 | 11
2007 | 15147 | 2406 | 21 | 21 | 21
2007 | 15262 | 50637 | 2PWR | 2P | 2P
2007 | 15276 | 3148 | 1 | 1 | 1
2007 | 15298 | 6076 | 2 | 2 | 2
2007 | 15298 | 6076 | 3 | 3 | 3
2007 | 15330 | 55856 | 2 | 2 | 1
2007 | 15466 | 470 | 1 | 1 | 1
2007 | 15466 | 525 | H1 | H1 | H1
2007 | 733 | 3938 | 11 | 1 | 1
2007 | 733 | 3938 | 31 | 3 | 1
2007 | 733 | 3938 | 41 | 1 | 1
2007 | 733 | 3938 | 41 | 3 | 1
2007 | 733 | 3938 | 41 | 4 | 1
2007 | 733 | 55350 | 1 | Stk-1 | Stk-1
2007 | 733 | 55350 | 2 | Stk-2 | Stk-2
2007 | 770 | 2098 | 5 | 5 | 5
2007 | 772 | 10865 | CFB7 | STK1 | STACK
2007 | 3046 | 2713 | 1 | 1 | 1
2007 | 3593 | 55076 | AA002 | FG01 | C1
2007 | 3737 | 1396 | 6-1 | 6-1 | 6-1
2007 | 3737 | 1396 | 7-1 | 7-1 | 7-1
2007 | 3762 | 2908 | 5 | 1 | 1
2007 | 4062 | 2840 | 2 | 1 | 1
2007 | 4158 | 2384 | 8 | 8 | 8
2007 | 5109 | 1743 | 3 | 3 | 1
2007 | 5109 | 1745 | 19 | 6 | 6
2007 | 5269 | 876 | 2 | 2 | 3
2007 | 5347 | 52006 | HRU200 | 200A | 200A
2007 | 5416 | 2718 | 4 | 4 | 4
2007 | 5416 | 2720 | 5 | 5 | 5
2007 | 5416 | 2720 | 9 | 9B | 9B
2007 | 5416 | 2721 | 1 | 1 | 1
2007 | 6035 | 3453 | 3B | 3 | 3
2007 | 6035 | 3491 | 2 | 2 | 2
2007 | 6090 | 50625 | 24 | 24 | 24
2007 | 6452 | 610 | PCU5 | PCU5 | PCU5
2007 | 6452 | 6246 | HRSG11 | 11 | 11
2007 | 22979 | 55375 | HRSG2 | Stack2 | Stack2
2007 | 23279 | 1570 | 9 | 9A | 9A
2007 | 23279 | 3181 | 33 | 33A | 33A
2007 | 23693 | 335 | 2 | 2 | 1
2007 | 24211 | 126 | 2 | 2 | 2
2007 | 26751 | 2517 | 4 | 4 | 4
2007 | 29116 | 55209 | HR5 | HR5 | HR5
2007 | 29122 | 55293 | HRSG 1 | Stack1 | Stack1
2007 | 31719 | 1507 | 1 | 1 | 1-3
2007 | 31719 | 1507 | 4 | 4 | 4
2007 | 54757 | 7999 | HRSG2 | 2 | 2
2007 | 54787 | 52193 | HRSG 1 | 2 | 2
2007 | 54796 | 55380 | 1 A | 1 A | 1 A
2007 | 54796 | 55380 | 4 B | 4 B | 4 B
2007 | 54817 | 55298 | HRSG1B | 1BFLUE | 1BSTK
2007 | 54817 | 55298 | HRSG2A | 2AFLUE | 2ASTK
2007 | 54863 | 8906 | 30 | 32 | 32
2007 | 54863 | 8906 | 40 | 41 | 41
2007 | 54865 | 6178 | 1 | 1 | 1
2007 | 54885 | 55687 | HRSG2 | Stack2 | Stack2
2007 | 54885 | 55976 | 201 | 201 | 201
2007 | 54888 | 3464 | GBY5 | S5 | S5
2007 | 54888 | 3466 | PHR2 | S2B | S2B
2007 | 54888 | 3468 | SRB1 | S1B | S1B
2007 | 54888 | 3468 | SRB4 | S4A | S4A
2007 | 54888 | 3468 | SRB4 | S4B | S4B
2007 | 54888 | 3470 | WAP8 | S8 | S8
2007 | 54899 | 599 | 1 | 2 | 2
2007 | 54907 | 3440 | 3 | 3 | 3
2007 | 7140 | 6257 | 1 | 1 | 1-2
2007 | 7140 | 6257 | 4 | 3 | 3-4
2007 | 7172 | 54101 | PB2 | PB2 | PB2
2007 | 7698 | 55153 | HRSG2 | HRSG2 | HRSG2
2007 | 7801 | 641 | 1 | 1 | 1
2007 | 7801 | 641 | 4 | 1 | 1
2007 | 7977 | 2917 | 8 | 8 | 8
2007 | 9216 | 389 | 4 | 4 | 4
2007 | 9269 | 983 | 1 | 1 | 1
2007 | 9269 | 983 | 3 | 13 | 14
2007 | 9269 | 983 | 6 | 2 | 2
2007 | 9273 | 990 | 50 | 50 | 50
2007 | 9273 | 990 | 70 | 70 | 70
2007 | 9273 | 994 | 1 | 1B | 1
2007 | 9273 | 994 | 2 | 2S | 2
2007 | 9279 | 55823 | BLR1 | 1 | 1
2007 | 11479 | 3992 | 11 | 14 | 14
2007 | 11479 | 3992 | 2 | 11 | 11
2007 | 11479 | 3992 | 5 | 13 | 13
2007 | 11504 | 55451 | FB2 | 320STK | 320STK
2007 | 11504 | 55451 | FB3 | 330STK | 330STK
2007 | 11571 | 4125 | 6 | S20 | S20
2007 | 11806 | 6081 | CA1 | 3 | 3
2007 | 12685 | 2050 | 2 | 1 | S
2007 | 12685 | 2051 | 2 | 2A | 2A
2007 | 12685 | 2053 | 4 | 4B | 4
2007 | 12796 | 3945 | 8 | 8A | 8A
2007 | 12796 | 3946 | 1 | 1 | 1
2007 | 12796 | 3946 | 2 | 2 | 2
2007 | 12981 | 50973 | 26 | 26 | 26
2007 | 13407 | 55841 | A01 | A01 | A01
2007 | 13407 | 55841 | HRSGB | A03 | A03
2007 | 13478 | 1407 | 4 | 4 | 2
2007 | 10285 | 55270 | HRSG5 | STACK5 | STACK5
2007 | 10755 | 55097 | HRSG3 | 3 | 3
2007 | 11241 | 1402 | 1 | 1B | 1B
2007 | 11241 | 1403 | 1 | 1S | 1S
2007 | 11241 | 1403 | 3 | 3N | 3N
2007 | 11241 | 1404 | 10 | 6B | 6B
2007 | 11241 | 1448 | 12 | 12 | 12
2007 | 11249 | 1364 | 2 | 2 | 1
2007 | 13478 | 1409 | 2 | 2W | 2W
2007 | 13478 | 1409 | 3 | 3 | 3
2007 | 13579 | 2554 | 1 | 1 | 1
2007 | 13756 | 997 | 6 | 6 | 6
2007 | 13756 | 6085 | 17 | 17 | 17
2007 | 16572 | 55129 | HRSG1 | STACK1 | STACK1
2007 | 16604 | 3613 | 1 | 1 | 1
2007 | 16604 | 7097 | BLR2 | STK2 | STK2
2007 | 16620 | 55854 | HRSG 2 | Stack2 | Stack2
2007 | 16909 | 10725 | HRSG1 | 1 | 1
2007 | 17139 | 50304 | H8620 | H8620 | H8620
2007 | 17166 | 2330 | 2 | 2 | 2
2007 | 17166 | 2336 | 9 | 9 | 9
2007 | 17235 | 3115 | 2 | CS1 | CS1
2007 | 17235 | 3131 | 4 | 2 | 2
2007 | 17539 | 3287 | MCM1 | MCM3 | MCMS
2007 | 17539 | 3287 | MCM2 | MCM3 | MCMS
2007 | 17539 | 55927 | HRSG2 | STACK2 | STACK2
2007 | 17566 | 55470 | HRSG1 | STACK1 | STACK1
2007 | 18488 | 1682 | 9 | 9 | 9
2007 | 18611 | 55062 | HRSG3 | STACK3 | STACK3
2007 | 18611 | 55518 | 1 | 1 | 1
2007 | 18642 | 47 | 5 | 5 | 5
2007 | 18642 | 1378 | 1 | 1 | 1
2007 | 18642 | 1379 | 1 | 1-5 | 1-5
2007 | 18642 | 1379 | 10 | 6-10 | 6-10
2007 | 18642 | 3406 | 4 | 1-10 | 1-10
2007 | 18642 | 3407 | 3 | 1-5 | 1-5
2007 | 18642 | 3407 | 9 | 6-9 | 6-9
2007 | 18870 | 55462 | PC1 | 1 | 1
2007 | 19099 | 3845 | 60 | 60 | 60
2007 | 19099 | 3845 | BW22 | BD22 | BD22
2007 | 19547 | 765 | 4 | 3 | 1-4
2007 | 19804 | 693 | 1 | 1 | 1
2007 | 19876 | 52007 | BLR1 | S | S
2007 | 20492 | 50184 | COMB | CBSTK | CBSTK
2007 | 20546 | 1382 | H2 | HBypss | HBypss
2007 | 20592 | 55259 | 2100 | STCK2 | STCK2
2007 | 20847 | 1769 | 1 | 5 | 1
2007 | 20847 | 1769 | 3 | 5 | 1
2007 | 20847 | 1769 | 3 | 6 | 1
2007 | 20847 | 1769 | 8 | 9 | 2
2007 | 20847 | 1769 | 9 | 8 | 2
2007 | 20847 | 4040 | BO12 | BA10 | BA10
2007 | 5416 | 2732 | 8 | 8B | 8B
2007 | 5416 | 3264 | 1 | 1A | 1A
2007 | 5580 | 1384 | 2 | 1 | 1
2007 | 5580 | 1385 | 4 | 2 | 2
2007 | 6455 | 628 | 1 | 1 | 1
2007 | 6455 | 628 | 2 | 2 | 2
2007 | 6455 | 634 | 4B | 4B | 4B
2007 | 6497 | 55498 | DB2 | CT 2 | CT 2
2007 | 6526 | 2835 | 7 | 4 | 4
2007 | 6526 | 2837 | 1 | 2 | 1
2007 | 6526 | 2837 | 3 | 4 | 1
2007 | 6526 | 2864 | 1 | 1 | 1
2007 | 6526 | 6094 | 2 | 2B | 1
2007 | 14165 | 2861 | 2 | 2 | 4
2007 | 14165 | 3098 | 1 | SCR1 | SCR1
2007 | 14165 | 3138 | 5 | C | 5
2007 | 14232 | 1943 | 2 | 2 | 2
2007 | 14232 | 1943 | 3 | 2 | 2
2007 | 14268 | 1374 | 1 | 3 | 3
2007 | 14274 | 55345 | HRSG 2 | Stack2 | Stack2
2007 | 14286 | 55467 | 1 | UNIT1 | UNIT1
2007 | 21 | 10671 | 1A | 2A | 1-2
2007 | 52 | 10002 | CFB | FLUE | STACK
2007 | 156 | 10670 | AAB001 | JPZ600 | JPZ600
2007 | 177 | 10673 | BLRB | STACK1 | STACK1
2007 | 189 | 56 | 2 | 2 | 2
2007 | 195 | 3 | 3 | 1-3 | 1-3
2007 | 195 | 7 | 2 | 1-2 | 1-2
2007 | 195 | 8 | 6 | 5-7 | 5-7
2007 | 195 | 6002 | 3 | 3 | 3-4
2007 | 261 | 6705 | 2 | 2 | 2
2007 | 261 | 6705 | 3 | 2 | 2
2007 | 261 | 6705 | 4 | 3 | 3
2007 | 1015 | 3549 | 1 | 1 | 1
2007 | 1015 | 3549 | 4 | 4 | 4
2007 | 1307 | 2817 | 2 | 2 | 2
2007 | 1307 | 56609 | 1 | FLUE | STACK
2007 | 2172 | 3628 | 2 | 2 | 2
2007 | 55936 | 1393 | 1A | 1AA | CFB
2007 | 55936 | 1393 | 1A | 2AA | CFB
2007 | 55936 | 1393 | 6 | 6 | 6
2007 | 55936 | 1394 | 1 | 1A | 1A
2007 | 55936 | 1394 | 1 | 1B | 1B
2007 | 55936 | 1394 | 5 | 5 | 5
2007 | 55937 | 3459 | 1 | 1B | 1B
2007 | 55937 | 3459 | 5 | 5 | 5
2007 | 55983 | 3490 | 1 | 1B | 1B
2007 | 55983 | 3490 | 2 | 2 | 2
2007 | 55983 | 3506 | 1 | 1 | 1
2007 | 55983 | 3508 | 3 | 4 | 4
2007 | 56155 | 1831 | 2 | 3 | 1
2007 | 56155 | 1831 | 4 | 5 | 2
2007 | 56155 | 1831 | 5 | 5 | 2
2007 | 56155 | 1831 | 6 | 5 | 2
2007 | 807 | 202 | 01 | 01 | 01
2007 | 807 | 55221 | HRSG1 | STACK1 | STACK1
2007 | 924 | 2168 | MB2 | E2 | E2
2007 | 924 | 7757 | 3 | 3 | 3
2007 | 924 | 55340 | 1B | 2 | 2
2007 | 2172 | 54817 | HRSG | 1SGA | 1SGA
2007 | 2877 | 55123 | HRSG2 | STACK2 | STACK2
2007 | 2879 | 55411 | HRSG1 | STK1 | STK1
2007 | 2897 | 55225 | HRSG-4 | STACK4 | STACK4
2007 | 3006 | 2828 | 2 | 2A | 2A
2007 | 4226 | 2502 | 90 | 3 | 3
2007 | 4252 | 593 | 5 | 5 | 5
2007 | 4254 | 1695 | 4 | 1 | 1
2007 | 4254 | 1695 | 5 | 1 | 1
2007 | 4254 | 1702 | 3 | 3 | 3
2007 | 4254 | 1702 | 4 | 3 | 3
2007 | 4405 | 55358 | FB3 | 130STK | 130STK
2007 | 4425 | 50658 | 3 | FL003 | ST001
2007 | 4716 | 4140 | B3 | S1 | S1
2007 | 4922 | 2848 | H-4 | H-3 | 2
2007 | 4922 | 2848 | H-6 | H-6 | 3
2007 | 4994 | 55464 | HRSG1 | ST1 | ST1
2007 | 4994 | 55464 | HRSG3 | ST3 | ST3
2007 | 5107 | 1822 | 7 | 7 | 7
2007 | 5109 | 1726 | 18 | 9 | 9
2007 | 5109 | 1732 | 9 | 9 | 9
2007 | 5580 | 6041 | 4 | 4 | 4
2007 | 5610 | 50481 | 83-19 | C | C
2007 | 5610 | 50481 | 83-24 | C | C
2007 | 5624 | 10025 | 43 | 44 | 0258-4
2007 | 5624 | 10025 | 44 | 44 | 0258-4
2007 | 5624 | 10025 | PB4 | PB3 | 0258-1
2007 | 5701 | 3456 | HRSG1 | 4A | 4A
2007 | 5748 | 887 | 3 | 2 | 2
2007 | 6035 | 3169 | 1 | 1SH | 1SH
2007 | 6541 | 56708 | H1201 | Z9001B | Z9001B
2007 | 6589 | 10362 | BLR4 | STK3 | STK3
2007 | 6616 | 658 | 6 | 7 | 7
2007 | 6765 | 55818 | HRSG-1 | STCK-1 | STCK-1
2007 | 6779 | 2240 | 7 | 7 | 7
2007 | 6844 | 55480 | HRSG 5 | 4 | 4
2007 | 6958 | 3576 | BW2 | S2 | S2
2007 | 7140 | 703 | 3BLR | 4FLU | 3-4
2007 | 7140 | 708 | 2 | 4 | 750
2007 | 7140 | 708 | 4 | 4 | 750
2007 | 7140 | 709 | 3 | 2 | 5
2007 | 7140 | 715 | 2 | 1 | 1
2007 | 7140 | 733 | 1 | 1 | 1
2007 | 7140 | 734 | 12 | 12 | 12
2007 | 9324 | 988 | U1 | 1 | 1
2007 | 9332 | 594 | 1 | 2A | 1A
2007 | 9417 | 1047 | 2 | 1 | 1
2007 | 9617 | 667 | 2 | 2 | 2
2007 | 9617 | 56799 | HRSG1 | 1 | 1
2007 | 9628 | 10377 | 2B | UNIT2 | UNIT2
2007 | 10000 | 2080 | 2 | 2 | 2
2007 | 10005 | 1242 | 3 | 3B | 3B
2007 | 10023 | 2500 | 10 | 1 | 1
2007 | 10023 | 2500 | 30 | 3 | 3
2007 | 10171 | 1356 | 4 | 2 | 2
2007 | 12341 | 1081 | 9 | 9 | 9
2007 | 12341 | 1082 | 2 | 2 | 2
2007 | 12341 | 1091 | 3 | 3 | 3
2007 | 12363 | 55481 | 6 | 6 | 6
2007 | 12384 | 867 | 7 | 7 | 7
2007 | 12384 | 879 | 51 | 61 | 6
2007 | 12384 | 879 | 62 | 62 | 6
2007 | 12492 | 10745 | 10HR82 | SV10 | SV10
2007 | 12628 | 1571 | 4 | 4 | 4
2007 | 12631 | 271 | 6 | 6 | 6
2007 | 12631 | 271 | 7 | 7 | 7
2007 | 12647 | 1893 | 2 | S3 | S3
2007 | 12647 | 1897 | 1 | S1 | S1
2007 | 12653 | 1572 | 1 | 3 | 3
2007 | 13781 | 1912 | 4 | 1 | 1
2007 | 13781 | 1912 | 5 | 1 | 1
2007 | 13781 | 1912 | 9 | 7 | 7
2007 | 13781 | 6090 | 2 | 1 | 1
2007 | 13781 | 6090 | 3 | 3 | 3
2007 | 13923 | 2594 | 6 | 6 | 6
2007 | 13960 | 302 | 1 | 1 | 1
2007 | 14006 | 3948 | 2 | 2 | 1
2007 | 14063 | 2953 | 4 | 4 | 4
2007 | 15466 | 6112 | 3 | 2 | MS3H
2007 | 15470 | 1004 | 8-1 | 8-1 | 8-1
2007 | 15470 | 1004 | HRSG | 2 | 2
2007 | 15470 | 1004 | HRSG1 | 1 | 1
2007 | 15470 | 6113 | 1 | 1 | 1-2
2007 | 15472 | 2364 | 1 | 1 | 1
2007 | 15473 | 2450 | 2 | 2 | 2
2007 | 15473 | 2451 | 2 | 2 | 2
2007 | 15474 | 2963 | 3302 | 3302 | 3302
2007 | 15474 | 2963 | 3314 | 3334 | 3334
2007 | 15474 | 4940 | 1502 | 1502 | 1502
2007 | 15474 | 8059 | 7251 | 721N | 7211
2007 | 15537 | 3140 | 3 | 3 | 2
2007 | 15830 | 345 | 2 | 1 | 1
2007 | 15873 | 3136 | 1 | 1 | 1
2007 | 16190 | 50406 | 1HFB | 1HFB | MAIN
2007 | 16204 | 55641 | HRSG2 | STACK2 | STACK2
2007 | 17568 | 6061 | 1 | 1 | 1
2007 | 17609 | 2341 | 1 | 2 | 1
2007 | 17650 | 7897 | 1B | 1B | 1B
2007 | 17698 | 3478 | 2 | 2 | 2
2007 | 17698 | 6139 | 1 | 1 | 1
2007 | 17698 | 6139 | 2 | 2 | 2
2007 | 17718 | 3482 | 151B | 151S | 151S
2007 | 17718 | 3482 | 152B | 152S | 152S
2007 | 17828 | 963 | 31 | 32 | 3132
2007 | 17828 | 963 | 32 | 32 | 3132
2007 | 18162 | 50806 | RBF | RBFSS | RBFSS
2007 | 18335 | 56000 | HRSG2 | Stack2 | Stack2
2007 | 19323 | 3452 | 2 | 2 | 2
2007 | 19323 | 3454 | 2 | 2A | 2A
2007 | 19323 | 3454 | 3 | 3A | 3A
2007 | 19323 | 3492 | 2 | 2 | 2
2007 | 19323 | 3492 | 6 | 6 | 6
2007 | 19323 | 3497 | 2 | 2 | 2
2007 | 19323 | 3504 | 1 | 2 | 2
2007 | 19323 | 6146 | 2 | 2 | 2
2007 | 19323 | 6147 | 1 | 1 | 1
2007 | 19323 | 6180 | 2 | 2 | 2
2007 | 19323 | 6648 | 4 | 4 | 4
2007 | 19436 | 2103 | 4 | 4 | 3
2007 | 19436 | 2104 | 4 | 4 | 4
2007 | 19526 | 50733 | TBB3 | TBB3S | TBB3S
2007 | 19547 | 765 | 3 | 3 | 1-4
2007 | 20847 | 4042 | 2 | 1 | 1
2007 | 20847 | 6170 | 2 | 2 | 2
2007 | 20856 | 4054 | 1 | 1 | 1-2
2007 | 20856 | 8023 | 1 | 1 | 1
2007 | 20860 | 4072 | 4 | 2 | 1
2007 | 20860 | 4072 | 4 | 3 | 1
2007 | 20860 | 4072 | 5 | 1 | 1
2007 | 20860 | 4072 | 7 | 3 | 1
2007 | 21461 | 1599 | 1 | 1 | 1
2007 | 21554 | 136 | 2 | 2 | 1
2007 | 21579 | 55297 | HRSG3 | 3 | 3
2007 | 22001 | 3152 | 1A | 1 | 1
2007 | 22001 | 3152 | 2B | 2 | 2
2007 | 49747 | 55829 | MB4 | MB3 | 106
2007 | 49965 | 1588 | 81 | 81 | 8
2007 | 49979 | 3439 | 1 | 1 | 1
2007 | 49979 | 4939 | 3 | 3 | 3
2007 | 50018 | 1626 | 2 | 5-3 | 5
2007 | 50018 | 1626 | 3 | 5-2 | 5
2007 | 50033 | 50491 | 3BLR | OLDSTK | OLDSTK
2007 | 50173 | 55708 | BLR1 | FLUE1 | STK1
2007 | 54687 | 55231 | HRSG1 | STACK1 | STACK1
2007 | 54708 | 10378 | 1B | UNIT1 | UNIT1
2007 | 54907 | 3440 | 4 | 5 | 5
2007 | 55184 | 55173 | HRSG12 | STACK2 | STACK2
2007 | 55740 | 54081 | 3B | UNIT3 | UNIT3
2007 | 55756 | 55382 | 2H1100 | 2H1100 | 2H1100
2007 | 55768 | 2378 | 2 | 2 | 1
2007 | 55808 | 54755 | BLR2 | ST2 | ST2
2007 | 55843 | 259 | 3 | 2 | 2
2007 | 55852 | 55514 | HRG1B | 1B | 1B
2007 | 55879 | 50815 | HRB1 | STK-1 | STK-1
2007 | 55903 | 50189 | 1HFB | FLUE1 | STACK1
2007 | 55924 | 56671 | UHA01 | UHN02 | UHN02
2007 | 14298 | 55215 | HRSG1 | HRSG1 | HRSG1
2007 | 14354 | 3648 | 2 | 2 | 2
2007 | 14354 | 4158 | BW43 | BD43 | BD43
2007 | 14354 | 4162 | 2 | 2 | 2
2007 | 14354 | 6101 | BW91 | BD91 | BD91
2007 | 14354 | 56237 | HRSG02 | HRSG02 | HRSG02
2007 | 14412 | 55306 | 3 B | 3 B | 3 B
2007 | 14932 | 10566 | BOIL2 | FLUE2 | STACK1
2007 | 15147 | 2404 | 7 | 7 | 7
2007 | 15274 | 603 | 15 | 4 | 4
2007 | 15298 | 2187 | 2 | 2 | 2
2007 | 15466 | 469 | 1 | 1 | 1
2007 | 15466 | 477 | 5 | 5 | 5
2007 | 733 | 3938 | 11 | 3 | 1
2007 | 733 | 3938 | 31 | 4 | 1
2007 | 733 | 3938 | 51 | 5 | 2
2007 | 733 | 55350 | 2 | AuxStk | AuxStk
2007 | 770 | 2094 | 2 | 1 | 1
2007 | 772 | 10865 | CFB5 | STK2 | STACK
2007 | 796 | 160 | 1 | 1 | 1
2007 | 796 | 160 | 2 | 2A | 2
2007 | 3046 | 2709 | 1 | 1 | 1-2
2007 | 3046 | 2712 | 2 | 2 | 2
2007 | 3046 | 2712 | 3B | 3 | 3
2007 | 3046 | 2712 | 4A | 4 | 4
2007 | 3046 | 2716 | 2 | 1 | 1
2007 | 3265 | 1400 | 1 | 1 | 1
2007 | 3265 | 6190 | 1 | 1 | 1
2007 | 3542 | 2832 | 5-1 | 5-6 | 5-6
2007 | 3542 | 2832 | 7 | 7 | 7
2007 | 3593 | 55076 | AA001 | FG01 | C1
2007 | 3737 | 1396 | 7-2 | 7-2 | 7-2
2007 | 3901 | 10071 | 1B | UNIT1 | UNIT1
2007 | 3901 | 10071 | 1C | UNIT1 | UNIT1
2007 | 3901 | 10071 | 2A | UNIT2 | UNIT2
2007 | 3989 | 492 | 5 | 5 | 5
2007 | 4062 | 2840 | 1 | 1 | 1
2007 | 4062 | 55503 | HRSG2 | 2 | 2
2007 | 4158 | 2384 | 6 | 4 | 4
2007 | 5109 | 1743 | 1 | 1 | 1
2007 | 5109 | 1743 | 2 | 2 | 1
2007 | 5109 | 6034 | 1 | 1 | 1
2007 | 5347 | 55419 | HRU500 | 500A | 500A
2007 | 5416 | 2720 | 8 | 8B | 8B
2007 | 5416 | 2721 | 4 | 4 | 4
2007 | 5416 | 2723 | 3 | 3A | 3A
2007 | 5416 | 2727 | 4 | 4 | 4
2007 | 6090 | 50625 | 15 | 15 | 15
2007 | 6090 | 50625 | 16 | 16 | 16
2007 | 6090 | 50625 | 19 | 19 | 19
2007 | 6090 | 50625 | 22 | 22 | 22
2007 | 6090 | 50625 | 42 | 42 | 42
2007 | 6090 | 50625 | 43 | 43 | 43
2007 | 22500 | 6068 | 3 | 3 | 3
2007 | 22979 | 55375 | HRSG3 | Stack3 | Stack3
2007 | 22979 | 55375 | HRSG4 | Stack4 | Stack4
2007 | 23279 | 3944 | 2 | 1 | 1
2007 | 23279 | 6004 | 2 | 2 | 2
2007 | 26751 | 2511 | 20 | 2 | 2
2007 | 26751 | 2516 | 1 | 1 | 1
2007 | 29122 | 55293 | HRSG 2 | Stack2 | Stack2
2007 | 29878 | 1613 | 8 | 8 | 4
2007 | 30151 | 527 | 1 | N | N
2007 | 54787 | 52193 | BLR3 | 1 | 1
2007 | 54796 | 55380 | 1 B | 1 B | 1 B
2007 | 54796 | 55380 | 3 B | 3 B | 3 B
2007 | 54802 | 260 | 6-1 | 6-1 | 6-1
2007 | 54863 | 8906 | 50 | 52 | 52
2007 | 54885 | 55976 | 101 | 101 | 101
2007 | 54888 | 3466 | PHR1 | S1A | S1A
2007 | 54888 | 3468 | SRB2 | S2A | S2A
2007 | 54888 | 3470 | WAP3 | S3A | S3A
2007 | 54888 | 3470 | WAP5 | S5 | S5
2007 | 54891 | 7030 | U2 | F-2 | SK-2
2007 | 54895 | 56259 | HRSG1 | FL11 | ST11
2007 | 54895 | 56259 | HRSG2 | ST12 | FL12
2007 | 54899 | 599 | 2 | 2 | 2
2007 | 7140 | 6257 | 2 | 2 | 1-2
2007 | 7597 | 55146 | 2 | UNIT2 | UNIT2
2007 | 7597 | 55146 | 3 | UNIT3 | UNIT3
2007 | 7698 | 55153 | HRSG1 | HRSG1 | HRSG1
2007 | 7801 | 641 | 2 | 1 | 1
2007 | 7977 | 2917 | HRB | HRB | HRB
2007 | 9216 | 389 | 3 | 3 | 3
2007 | 9231 | 2132 | 2 | 2 | 2
2007 | 9269 | 983 | 3 | 1 | 1
2007 | 9273 | 991 | 3 | 2 | 2
2007 | 9273 | 994 | 1 | 2B | 2
2007 | 9273 | 994 | 2 | 2B | 2
2007 | 11252 | 6055 | 2B3 | 2S3 | 2S3
2007 | 11504 | 55451 | FB1 | 310STK | 310STK
2007 | 11571 | 4125 | 9 | S10 | S10
2007 | 12199 | 2790 | B1 | S1 | S1
2007 | 12685 | 2050 | 1 | 2 | S
2007 | 12685 | 2053 | 1A | 1 | 1
2007 | 12686 | 2049 | 5 | 5 | 5
2007 | 12792 | 2629 | 3 | 3 | 3
2007 | 12796 | 3943 | 2 | 2 | 2
2007 | 12796 | 3945 | 8 | 8B | 8B
2007 | 13143 | 1167 | 9 | 9 | 9
2007 | 13168 | 2549 | 64 | 3-6 | 1
2007 | 13168 | 2549 | 67 | 7-8 | 2
2007 | 13337 | 2277 | 1 | 1 | 1
2007 | 13407 | 2324 | 3 | 3 | 3
2007 | 13407 | 55322 | HRSG2 | A04 | A04
2007 | 13478 | 1407 | 3 | 4 | 2
2007 | 10285 | 55270 | HRSG3 | STACK3 | STACK3
2007 | 10285 | 55270 | HRSG7 | STACK7 | STACK7
2007 | 11208 | 400 | 2 | 2 | 2
2007 | 11208 | 400 | 5 | 5 | 5
2007 | 11208 | 408 | 6 | 6 | 6
2007 | 11241 | 1448 | 11 | 11 | 11
2007 | 11241 | 8056 | 2 | 2A | 2A
2007 | 11249 | 1363 | 6 | 6 | 6
2007 | 11249 | 1364 | 4 | 4 | 4
2007 | 11249 | 6071 | 1 | 1 | 1
2007 | 11252 | 1464 | 1B2 | 1S2 | 1S2
2007 | 13478 | 1409 | 1 | 1W | 1W
2007 | 13579 | 2554 | 3 | 3 | 3
2007 | 13579 | 2554 | 4 | 3 | 3
2007 | 13584 | 330 | 4 | 4 | 4
2007 | 13756 | 997 | 4 | 4 | 4
2007 | 13756 | 997 | 5 | 5 | 5
2007 | 16572 | 141 | 2 | 2B | 2B
2007 | 16572 | 147 | K-1 | K-1 | K-1
2007 | 16604 | 3612 | 2 | 2 | 2
2007 | 16604 | 6181 | 2 | 2 | 1-2
2007 | 16624 | 6183 | SM-1 | SM-1 | SM-1
2007 | 17166 | 2336 | 4 | 4 | 4
2007 | 17465 | 10017 | RF04 | RF04S | RF04S
2007 | 17483 | 55120 | DB1B | 1BSTK | 1BSTK
2007 | 17539 | 3287 | MCM1 | MCM4 | MCMS
2007 | 18445 | 689 | 7 | 7 | 7
2007 | 18454 | 645 | BB02 | 4 | STK4
2007 | 18454 | 645 | BB04 | 2 | STK2
2007 | 18518 | 55132 | HRSG1 | STACK1 | STACK1
2007 | 18611 | 55137 | 301 | 301 | 301
2007 | 18642 | 50 | 6 | 1-6 | 1-6
2007 | 18642 | 1379 | 2 | 1-5 | 1-5
2007 | 18642 | 1379 | 3 | 1-5 | 1-5
2007 | 18642 | 1379 | 9 | 6-10 | 6-10
2007 | 18642 | 3396 | 1 | 1 | 1
2007 | 18642 | 3399 | 1 | 1A | 1A
2007 | 18642 | 3405 | 2 | 1-2 | 1-2
2007 | 18642 | 3406 | 6 | 1-10 | 1-10
2007 | 18642 | 3406 | 8 | 1-10 | 1-10
2007 | 18642 | 55197 | 1 | UNIT 1 | UNIT 1
2007 | 18642 | 55197 | 2 | UNIT 2 | UNIT 2
2007 | 19099 | 3845 | 40 | 40 | 40
2007 | 19099 | 3845 | BW21 | 1 | 1
2007 | 19547 | 765 | 4 | 4 | 1-4
2007 | 19547 | 765 | 6 | 6 | 6
2007 | 19547 | 766 | 4 | 4 | 4
2007 | 19876 | 3796 | 4 | 4 | 4
2007 | 19876 | 3804 | 4 | 4 | 4
2007 | 20404 | 4938 | 1 | 1 | 1
2007 | 20447 | 3006 | 1 | 1 | 1
2007 | 20546 | 1381 | C1 | C1 | C1
2007 | 20546 | 1381 | C3 | C3 | C3
2007 | 20592 | 55259 | 1100 | STCK1 | STCK1
2007 | 20847 | 1769 | 2 | 5 | 1
2007 | 20847 | 1769 | 4 | 1 | 1
2007 | 5416 | 2732 | 9 | 9B | 9B
2007 | 5416 | 3264 | 1 | 1B | 1B
2007 | 5517 | 889 | 1 | 1 | 1
2007 | 5517 | 889 | 2 | 2 | 2
2007 | 5517 | 891 | 4 | 2 | 2
2007 | 5517 | 891 | 7 | 1 | 1
2007 | 5517 | 891 | 8 | 3 | 3
2007 | 5517 | 897 | 1 | 1 | 1
2007 | 6497 | 55498 | DB1 | CT 1 | CT 1
2007 | 6526 | 2837 | 2 | 3 | 1
2007 | 6526 | 2837 | 3 | 3 | 1
2007 | 6526 | 2864 | 6 | 1 | 1
2007 | 6526 | 2866 | 2 | 1 | 1
2007 | 6526 | 2866 | 7 | 4 | 4
2007 | 14063 | 2956 | 3 | 3 | 3
2007 | 14127 | 2291 | 3 | A | A
2007 | 14165 | 2836 | 10 | 2 | 5
2007 | 14165 | 3138 | 1 | C | 5
2007 | 14232 | 1943 | 1 | 1 | 1
2007 | 14268 | 1374 | 1 | 2 | 2
2007 | 14268 | 1374 | 2 | 3 | 3
2007 | 14294 | 2539 | 3 | 3 | 3
2007 | 21 | 10671 | 2A | 1A | 1-2
2007 | 189 | 56 | 3 | 3 | 3
2007 | 195 | 3 | 4 | 4 | 4
2007 | 195 | 3 | 6A | 6A | 6A
2007 | 195 | 8 | 8 | 8-10 | 8-10
2007 | 195 | 26 | 1 | 3-4 | 1-4
2007 | 195 | 6002 | 3 | 4 | 3-4
2007 | 520 | 864 | 01 | 01 | 01
2007 | 520 | 864 | 05 | 02 | 02
2007 | 554 | 1122 | 8 | 8 | 8
2007 | 733 | 3776 | 51 | 5 | 5
2007 | 733 | 3935 | 2 | 1 | 1
2007 | 733 | 3936 | 1 | 1 | 1
2007 | 1307 | 6204 | 3 | 3 | 3
2007 | 1735 | 54304 | 1A | 1HJ | 1HJ
2007 | 55936 | 1393 | 3 | 3A | 3A
2007 | 55983 | 3494 | 5 | 5B | 5B
2007 | 55983 | 8063 | 1 | 1 | 1
2007 | 56155 | 1831 | 2 | 2 | 1
2007 | 56155 | 1831 | 5 | 4 | 2
2007 | 803 | 55455 | HRSG1A | CC1A | CC1A
2007 | 814 | 6009 | 2 | 2 | 1
2007 | 924 | 2167 | 1 | 1 | 2
2007 | 924 | 2168 | MB1 | E1 | E1
2007 | 924 | 7757 | 4 | 4 | 4
2007 | 2442 | 3561 | 4 | 4 | 4
2007 | 2507 | 6013 | 02 | 02 | 02
2007 | 2799 | 55393 | HSRG 2 | 2 | 2
2007 | 2799 | 55642 | HRSG 3 | Stack3 | Stack3
2007 | 2838 | 55327 | HRSG1 | STK2 | STK2
2007 | 2877 | 55123 | HRSG1 | STACK1 | STACK1
2007 | 2897 | 55225 | HRSG-1 | STACK1 | STACK1
2007 | 2963 | 55701 | P001 | S001 | S001
2007 | 3006 | 2828 | 3 | 3 | 3
2007 | 4254 | 1702 | 2 | 2 | 2
2007 | 4405 | 55358 | FB4 | 140STK | 140STK
2007 | 4922 | 2848 | H-1 | H-1 | 1
2007 | 4922 | 2848 | H-1 | H-2 | 1
2007 | 4922 | 2850 | 2 | 2 | 2
2007 | 4994 | 55464 | HRSG2 | ST2 | ST2
2007 | 5030 | 55333 | HRSG1 | STK1 | STK1
2007 | 5030 | 55333 | HRSG3 | STK3 | STK3
2007 | 5109 | 1726 | 17 | 9 | 9
2007 | 5109 | 1732 | 12 | 12 | 12
2007 | 5109 | 1740 | 3 | 3 | 3
2007 | 5610 | 50481 | 325-30 | 325-30 | 325-30
2007 | 5610 | 50481 | 83-18 | B | B
2007 | 5610 | 50481 | 83-23 | B | B
2007 | 5624 | 10025 | 41 | 43 | 0258-4
2007 | 5624 | 10025 | 42 | 42 | 0258-3
2007 | 5624 | 10025 | 44 | 41 | 0258-3
2007 | 5624 | 10025 | PB2 | PB3 | 0258-1
2007 | 5624 | 10025 | PB3 | PB2 | 0258-1
2007 | 5701 | 3456 | 3 | 3 | 3
2007 | 5748 | 887 | 4 | 2 | 2
2007 | 6035 | 3159 | 2 | 2 | 2
2007 | 6541 | 10554 | THB-50 | EPN7E | EPN7E
2007 | 6693 | 55801 | HRSG1 | FLUE1 | STK1
2007 | 6693 | 55801 | HRSG2 | FLUE2 | STK2
2007 | 6727 | 55527 | CFB1 | FL1 | ST1
2007 | 6844 | 55480 | HRSG 1 | 3 | 3
2007 | 6844 | 55480 | HRSG 2 | 1 | 1
2007 | 6844 | 55480 | HRSG 5 | 5 | 5
2007 | 7140 | 703 | 3BLR | 3FLU | 3-4
2007 | 7140 | 709 | 1 | 1 | 5
2007 | 7140 | 710 | MB1 | 1 | S1-2
2007 | 7140 | 728 | Y2BR | Y1S1 | Y25S
2007 | 7140 | 728 | Y3BR | Y1S1 | Y25S
2007 | 7140 | 733 | 4 | 1 | 1
2007 | 9417 | 1888 | 2 | 1 | 1
2007 | 9617 | 7846 | HRSG3 | 3 | 3
2007 | 9628 | 10377 | 1C | UNIT1 | UNIT1
2007 | 10005 | 1240 | 2 | 2A | 2A
2007 | 12341 | 1082 | 4 | 4 | 4
2007 | 12363 | 55481 | 1 | 1 | 1
2007 | 12384 | 384 | 81 | 8 | 8
2007 | 12384 | 879 | 52 | 52 | 6
2007 | 12384 | 879 | 52 | 62 | 6
2007 | 12384 | 879 | 62 | 51 | 6
2007 | 12384 | 883 | 17 | 4 | 4
2007 | 12384 | 884 | 2 | 2 | 2
2007 | 12384 | 884 | 4 | 4 | 4
2007 | 12384 | 886 | 19 | 19 | 19
2007 | 12490 | 562 | 3 | 3 | 3
2007 | 12492 | 10745 | 12HR82 | SV12 | SV12
2007 | 12588 | 3788 | 2 | 2 | 2
2007 | 12647 | 1891 | 1 | S1 | S1
2007 | 12647 | 10075 | 3 | S3 | S3
2007 | 12653 | 1573 | 1 | 1 | 1
2007 | 12653 | 1573 | 1 | 3 | 3
2007 | 12653 | 1573 | 2 | 2 | 2
2007 | 12653 | 1573 | 2 | 4 | 3
2007 | 13756 | 6085 | 18 | 18 | 18
2007 | 13781 | 1912 | 6 | 1 | 1
2007 | 13781 | 1915 | 1 | 1 | 1
2007 | 13960 | 302 | 3 | 1 | 1
2007 | 14006 | 2872 | 5 | 2 | 2
2007 | 14006 | 3947 | 1 | 1 | 1
2007 | 14006 | 3947 | 2 | 1 | 1
2007 | 14015 | 2876 | 2 | 1 | 1
2007 | 14015 | 2876 | 3 | 35 | 15
2007 | 14063 | 2952 | 3 | 3 | 3
2007 | 15466 | 525 | H2 | H2 | H2
2007 | 15466 | 6112 | 4 | 3 | MS4H
2007 | 15470 | 1010 | 4 | A | A
2007 | 15472 | 2367 | 4 | 4 | 4
2007 | 15473 | 2450 | 3 | 3 | 3
2007 | 15474 | 2963 | 3313 | 3334 | 3334
2007 | 15537 | 3140 | 1 | 1 | 1
2007 | 15844 | 329 | 31 | 31 | 31
2007 | 15988 | 55187 | HRSG1 | 1 | 1
2007 | 16183 | 2642 | 3 | 3 | 002
2007 | 17568 | 2070 | 2 | 2 | 2
2007 | 17568 | 6061 | 2 | 2 | 1
2007 | 17632 | 976 | 123 | 123 | 123
2007 | 17633 | 1012 | 2 | 2 | 2
2007 | 17650 | 7710 | 1B | 1B | 1B
2007 | 17698 | 1417 | 2 | 2 | 1
2007 | 17698 | 1417 | 3 | 3A | 3A
2007 | 17698 | 3476 | 4 | 4 | 4
2007 | 17698 | 7902 | 1 | 1 | 1
2007 | 17718 | 3485 | 111B | 111S | 111S
2007 | 17828 | 963 | 41 | 41 | 41
2007 | 18315 | 1233 | 4 | 4 | 4
2007 | 18320 | 55182 | HRSG1 | 1SGL | 1SGL
2007 | 18335 | 56000 | HRSG1 | Stack1 | Stack1
2007 | 19194 | 50651 | 3 | 1 | CS001
2007 | 19316 | 55360 | 1 | FLUE1 | STACK1
2007 | 19323 | 3492 | 3 | 3 | 3
2007 | 19323 | 3497 | 1 | 1 | 1
2007 | 19323 | 3500 | 1 | 1 | 1
2007 | 19323 | 3500 | 1 | 2 | 2
2007 | 19323 | 3504 | 1 | 1 | 1
2007 | 19323 | 3507 | 9 | 6 | 6
2007 | 19436 | 2104 | 2 | 2 | 2
2007 | 19436 | 2104 | 3 | 3 | 3
2007 | 19547 | 764 | 17 | 17 | 17
2007 | 20856 | 4050 | 4 | 4 | 3-4
2007 | 20860 | 4072 | 6 | 1 | 1
2007 | 20860 | 4072 | 6 | 4 | 1
2007 | 20860 | 4072 | 7 | 2 | 1
2007 | 20860 | 4072 | 7 | 4 | 1
2007 | 20860 | 4072 | 8 | 2 | 1
2007 | 20860 | 4072 | 8 | 4 | 1
2007 | 20860 | 4078 | 3 | 3 | 3
2007 | 22053 | 1353 | BSU1 | U1 | CSK
2007 | 22129 | 6082 | 1 | 1 | 1
2007 | 22146 | 2526 | 13 | 3 | 3
2007 | 22148 | 315 | 4 | 4 | 4
2007 | 49732 | 52105 | HRSG2 | CGT1 | CGT2
2007 | 49756 | 6016 | 1 | 1 | 1
2007 | 49805 | 56163 | 3 | 3 | 3
2007 | 50018 | 1626 | 1 | 5-1 | 5
2007 | 50018 | 1626 | 2 | 5-1 | 5
2007 | 50018 | 1626 | 3 | 5-1 | 5
2007 | 50096 | 55318 | 2 | STK1 | STK1
2007 | 50111 | 1443 | 2 | 2 | 2
2007 | 50157 | 55177 | HRSG A | STACKA | STACKA
2007 | 54703 | 56349 | HRSG4 | STACK4 | STACK4
2007 | 54907 | 3442 | 7 | 5 | 5
2007 | 54907 | 3443 | 8 | 5 | 5
2007 | 54909 | 56031 | HRSG2 | S02 | S02
2007 | 55713 | 55295 | HRSG2 | STAK2 | FLUE2
2007 | 55740 | 54081 | 1B | UNIT1 | UNIT1
2007 | 55740 | 54081 | 2A | UNIT2 | UNIT2
2007 | 55756 | 55382 | 2H2100 | 2H2100 | 2H2100
2007 | 55768 | 2378 | 3 | 3 | 1
2007 | 55843 | 259 | 1 | 1 | 1
2007 | 55843 | 259 | 2 | 1 | 1
2007 | 55852 | 55514 | CTG01 | 1A | 1A
2007 | 55852 | 55514 | HRG1A | 1A | 1A
2007 | 14328 | 246 | 1 | 1 | 1
2007 | 14328 | 56532 | B | STK2 | STK2
2007 | 14354 | 3644 | 1 | 1 | 1
2007 | 14354 | 4158 | BW42 | BD42 | BD42
2007 | 14412 | 55306 | 2 A | 2 A | 2 A
2007 | 14412 | 55306 | 3 A | 3 A | 3 A
2007 | 14932 | 10566 | BOIL1 | FLUE1 | STACK1
2007 | 15466 | 469 | 3 | 3 | 3
2007 | 733 | 3938 | 21 | 4 | 1
2007 | 733 | 6264 | 1 | 1 | 1
2007 | 770 | 2094 | 1 | 1 | 1
2007 | 770 | 2098 | 3 | 3 | 3
2007 | 772 | 10864 | 1 | FLUE1 | STACK1
2007 | 772 | 10865 | CFB8 | STK3 | STACK
2007 | 803 | 116 | 1 | 2 | 2
2007 | 3046 | 2712 | 1 | 1 | 1
2007 | 3046 | 2716 | 3 | 3 | 3
2007 | 3046 | 3251 | 1 | 1 | 1
2007 | 3265 | 1400 | 2 | 2 | 2
2007 | 3542 | 55397 | DB2 | Stack2 | Stack2
2007 | 3542 | 55516 | DB1 | Stack1 | Stack1
2007 | 3549 | 55694 | HSG1 | AA001 | AA001
2007 | 3901 | 10071 | 1A | UNIT1 | UNIT1
2007 | 3989 | 492 | 7 | 7 | 7
2007 | 3989 | 8219 | 1 | 1 | 1
2007 | 3989 | 55283 | HRSG2 | 2 | 2
2007 | 4161 | 1554 | 1 | 1 | 1
2007 | 5109 | 1743 | 6 | 6 | 6
2007 | 5109 | 1745 | 9A | 7 | 7
2007 | 5262 | 54104 | PB1 | PB1STW | PB1STW
2007 | 5262 | 54104 | PB3 | PB3STK | PB3STK
2007 | 5310 | 52019 | HR601 | 601 | 601
2007 | 5374 | 54676 | H81 | ST81 | ST81
2007 | 5416 | 2718 | 5 | 5 | 5
2007 | 5416 | 2721 | 6 | 6 | 6
2007 | 5416 | 2723 | 3 | 3B | 3B
2007 | 6035 | 3453 | 6 | 6B | 6B
2007 | 6035 | 3453 | 7 | 7A | 7A
2007 | 6035 | 3491 | 3 | 3B | 3B
2007 | 6041 | 55664 | HCCP 1 | STACK1 | STACK1
2007 | 6041 | 55664 | HCCP 2 | STACK2 | STACK2
2007 | 6452 | 609 | PCC1 | 1 | 1
2007 | 6452 | 617 | PPE4 | 4 | 4
2007 | 6452 | 621 | PTP2 | 2 | 2
2007 | 6452 | 6042 | PMT2 | 2 | 2
2007 | 6452 | 6043 | PMR1 | 1 | 1
2007 | 22500 | 1248 | 4 | 4N | 4N
2007 | 22652 | 52088 | HRSG 1 | STK 2 | STK 2
2007 | 22979 | 55375 | HRSG1 | Stack1 | Stack1
2007 | 23279 | 3179 | 1 | 1 | 1
2007 | 23279 | 3181 | 3 | 3 | 3
2007 | 23279 | 3944 | 2 | 2 | 2
2007 | 23279 | 3944 | 2 | 4 | 3
2007 | 23693 | 335 | 1 | 1 | 1
2007 | 24211 | 126 | 1 | 1 | 1
2007 | 24211 | 8223 | 2 | 2 | 2
2007 | 24211 | 8223 | 4 | 4 | 4
2007 | 26751 | 2516 | 3 | 3 | 3
2007 | 26751 | 2517 | 3 | 3 | 3
2007 | 27770 | 54324 | HRSG3 | 3 | 3
2007 | 31719 | 1507 | 3 | 2 | 1-3
2007 | 34164 | 55400 | HRSG1 | Flue1 | Stack1
2007 | 40577 | 7286 | 1 | 1 | 1
2007 | 40606 | 59 | 1 | 1 | 1
2007 | 54779 | 3461 | DWP9 | S3B | S3B
2007 | 54780 | 55700 | HRSG1 | 1stack | 1stack
2007 | 54784 | 10495 | 7 | FLU | CGNSTK
2007 | 54787 | 52193 | BLR1 | 1 | 1
2007 | 54787 | 52193 | HRSG 2 | 3 | 3
2007 | 54805 | 55282 | HRSG2 | CTG2 | CTG2
2007 | 54863 | 8906 | 30 | 31 | 31
2007 | 54863 | 8906 | 40 | 42 | 42
2007 | 54888 | 3460 | CBY3 | S3A | S3A
2007 | 54888 | 3468 | SRB2 | S2B | S2B
2007 | 54888 | 3470 | WAP1 | S1B | S1B
2007 | 54895 | 1606 | 1 | 1 | 1
2007 | 54899 | 599 | 2 | 1 | 1
2007 | 54907 | 3440 | 1 | 1 | 1
2007 | 54907 | 3440 | 3 | 4 | 4
2007 | 7140 | 6257 | 1 | 2 | 1-2
2007 | 7294 | 377 | 5 | 5 | 5
2007 | 7570 | 2824 | 1 | 1 | 1
2007 | 7570 | 2824 | 10 | 1 | 1
2007 | 7698 | 55153 | HRSG4 | HRSG4 | HRSG4
2007 | 7801 | 643 | 1 | 1 | 1
2007 | 7801 | 643 | 5 | 5 | 5
2007 | 7869 | 55328 | HRSG 2 | STK 2 | STK 2
2007 | 8329 | 55729 | HRSG1 | STK1 | STK1
2007 | 8329 | 55729 | HRSG2 | STK2 | STK2
2007 | 9267 | 1043 | 2SG1 | 2 | 2
2007 | 9267 | 6213 | 1SG1 | A | ST
2007 | 9269 | 983 | 5 | 2 | 2
2007 | 9273 | 994 | 4 | 4 | 4
2007 | 11269 | 3601 | 1 | 1 | 1
2007 | 11269 | 6179 | 1 | 1 | 1
2007 | 11479 | 3992 | 8 | 15 | 15
2007 | 11571 | 4125 | 8 | S20 | S20
2007 | 12686 | 2049 | 2 | 2 | 2
2007 | 12686 | 6073 | 1 | 2 | 1
2007 | 12981 | 50973 | 27 | 27 | 27
2007 | 13100 | 7946 | HRSG1 | STACK1 | STACK1
2007 | 13100 | 7946 | HRSG2 | STACK2 | STACK2
2007 | 13168 | 2549 | 68 | 7-8 | 2
2007 | 13192 | 2490 | 30 | 2 | 2
2007 | 13407 | 2322 | 1 | 1 | 1
2007 | 13407 | 2324 | 1 | 1 | 1
2007 | 13407 | 7082 | HRSG6 | STACK6 | STACK6
2007 | 13407 | 55841 | FB2 | A03 | A03
2007 | 13478 | 1407 | 3 | 3 | 2
2007 | 10755 | 55097 | HRSG1 | 1 | 1
2007 | 11208 | 404 | 2 | F12 | ST12
2007 | 11208 | 408 | 7 | 7 | 7
2007 | 11208 | 6481 | 2SGA | 9CCA | 9CCA
2007 | 11249 | 1364 | 1 | 1 | 1
2007 | 11249 | 1364 | 1 | 2 | 1
2007 | 13478 | 1409 | 1 | 1E | 1E
2007 | 13538 | 55661 | HRSG2 | 2 | 2
2007 | 13579 | 2554 | 4 | 4 | 3
2007 | 16572 | 141 | 1 | 1A | 1A
2007 | 16572 | 141 | 3 | 3A | 3A
2007 | 16604 | 3611 | 1 | 1 | 1
2007 | 16604 | 3612 | 1 | 1 | 1
2007 | 16604 | 3613 | 4 | 4 | 4
2007 | 16620 | 55854 | HRSG 1 | Stack1 | Stack1
2007 | 17235 | 3113 | 2 | 2 | 2
2007 | 17235 | 3115 | 3 | CS1 | CS1
2007 | 17254 | 54547 | HRSG 2 | 00002 | 00002
2007 | 17254 | 54547 | HRSG 3 | 00003 | 00003
2007 | 17254 | 54547 | HRSG 4 | 00004 | 00004
2007 | 17465 | 10017 | PB10 | PB10E | PB10E
2007 | 17465 | 10017 | RF04 | RF04N | RF04N
2007 | 17543 | 3319 | 3 | 3 | 3
2007 | 18454 | 645 | BB03 | 2 | STK2
2007 | 18569 | 55439 | HRSG3 | UNIT3 | UNIT3
2007 | 18642 | 47 | 3 | 1-4 | 1-4
2007 | 18642 | 3406 | 1 | 1-10 | 1-10
2007 | 18642 | 3406 | 7 | 1-10 | 1-10
2007 | 18642 | 3407 | 1 | 1-5 | 1-5
2007 | 18642 | 3407 | 2 | 1-5 | 1-5
2007 | 18642 | 3407 | 4 | 1-5 | 1-5
2007 | 18835 | 55440 | HRSG2 | UNIT 2 | UNIT 2
2007 | 19547 | 765 | 4 | 2 | 1-4
2007 | 19547 | 765 | 5 | 5 | 5
2007 | 19804 | 693 | 2 | 1 | 1
2007 | 19876 | 3803 | 4 | 4 | 4
2007 | 19876 | 3809 | 3 | 3 | 3
2007 | 19876 | 3954 | 3 | 3 | 3
2007 | 19876 | 7213 | 1 | 1 | 1
2007 | 19876 | 7213 | 2 | 2 | 2
2007 | 19876 | 56807 | 1B | 1B | 1B
2007 | 20404 | 3526 | 5 | 5 | 5
2007 | 20447 | 3008 | 3 | 3 | 3
2007 | 20546 | 1381 | C3 | CSS | CSS
2007 | 20847 | 1769 | 1 | 1 | 1
2007 | 20847 | 1769 | 7 | 8 | 2
2007 | 20847 | 1769 | 9 | 9 | 2
2007 | 20847 | 4041 | 7 | 4 | 4
2007 | 5416 | 2732 | 10 | 10B | 10B
2007 | 5416 | 2732 | 7 | 7B | 7B
2007 | 5416 | 2732 | 9 | 9A | 9A
2007 | 5416 | 8042 | 1 | 1 | 1
2007 | 5511 | 2480 | 1 | 1 | 1
2007 | 5517 | 891 | 1 | 3 | 3
2007 | 5517 | 891 | 2 | 3 | 3
2007 | 5517 | 891 | 6 | 2 | 2
2007 | 5517 | 891 | 7 | 3 | 3
2007 | 5517 | 891 | 8 | 2 | 2
2007 | 5517 | 897 | 2 | 1 | 1
2007 | 5517 | 898 | 1 | 1 | 1
2007 | 5517 | 898 | 2 | 1 | 1
2007 | 5517 | 55131 | B2 | S2 | S2
2007 | 5580 | 1385 | 1 | 1 | 1
2007 | 6526 | 2837 | 2 | 4 | 1
2007 | 6526 | 2837 | 4 | 1 | 1
2007 | 6526 | 2837 | 4 | 2 | 1
2007 | 6526 | 2837 | 4 | 3 | 1
2007 | 6526 | 2838 | 18 | 2 | 2
2007 | 6526 | 2864 | 3 | 1 | 1
2007 | 6526 | 2864 | 7 | 1 | 1
2007 | 6526 | 2878 | 3 | 5 | 5
2007 | 6526 | 6094 | 2 | 2A | 1
2007 | 6526 | 6094 | 3 | 3B | 2
2007 | 14063 | 2956 | 1 | 1B | 1B
2007 | 14063 | 2956 | 2 | 2A | 2A
2007 | 14063 | 2956 | 2 | 2B | 2B
2007 | 14063 | 6095 | 1 | 1 | 1
2007 | 14127 | 2291 | 1 | A | A
2007 | 14127 | 6096 | 2 | 2 | 2
2007 | 14165 | 3138 | 5 | B | 5
2007 | 14286 | 55467 | 2 | UNIT2 | UNIT2
2007 | 21 | 10671 | 1A | 2B | 1-2
2007 | 21 | 10671 | 1B | 1B | 1-2
2007 | 21 | 10671 | 2A | 2B | 1-2
2007 | 195 | 26 | 1 | 1-2 | 1-4
2007 | 195 | 26 | 3 | 3-4 | 1-4
2007 | 195 | 6002 | 4 | 4 | 3-4
2007 | 261 | 6705 | 1 | 1 | 1
2007 | 298 | 6558 | 4 | 4 | 4
2007 | 313 | 55139 | HRSG2 | STK2 | STK2
2007 | 343 | 55502 | 1A | 1A | 1A
2007 | 520 | 863 | 05 | 03 | 03
2007 | 520 | 863 | 06 | 04 | 04
2007 | 520 | 6017 | 2 | 2 | 2
2007 | 733 | 3775 | 1 | 2 | 1
2007 | 733 | 3775 | 2 | 2 | 1
2007 | 733 | 3776 | 52 | 5 | 5
2007 | 733 | 3935 | 3 | 2 | 2
2007 | 733 | 3936 | 2 | 2 | 1
2007 | 1015 | 3549 | 3 | 3 | 3
2007 | 1307 | 6469 | B2 | S2 | S2
2007 | 1684 | 56049 | HRSG1 | HRSG1 | HRSG1
2007 | 2171 | 55357 | HRSG1 | HRSG1 | HRSG1
2007 | 2171 | 55357 | HRSG2 | HRSG2 | HRSG2
2007 | 14294 | 56042 | HRSG1 | 1 | 1
2007 | 55936 | 1393 | 2A | 2AA | CFB
2007 | 55936 | 1394 | 2 | 2A | 2A
2007 | 55937 | 3459 | 2 | 2A | 2A
2007 | 55983 | 3508 | 1 | 1 | 1
2007 | 55995 | 56456 | BLR1 | F1 | S1
2007 | 56155 | 1831 | 1 | 2 | 1
2007 | 56155 | 1831 | 2 | 1 | 1
2007 | 56155 | 1831 | 6 | 4 | 2
2007 | 56155 | 1831 | 6 | 6 | 2
2007 | 803 | 118 | 2 | 2 | 1
2007 | 803 | 2442 | 4 | 4 | 4
2007 | 803 | 55455 | HRSG1B | CC1B | CC1B
2007 | 803 | 55455 | HRSG2B | CC2B | CC2B
2007 | 807 | 55221 | HRSG2 | STACK2 | STACK2
2007 | 814 | 173 | 1 | 1 | 1
2007 | 924 | 2167 | 2 | 1 | 2
2007 | 924 | 2167 | 2 | 2 | 2
2007 | 924 | 55340 | 1A | 1 | 1
2007 | 2799 | 55642 | HRSG 1 | Stack1 | Stack1
2007 | 2799 | 55642 | HRSG 2 | Stack2 | Stack2
2007 | 2843 | 55217 | HRSG2 | STK2 | STK2
2007 | 2929 | 55292 | HRSG3 | STACK3 | STACK3
2007 | 4254 | 1695 | 3 | 1 | 1
2007 | 4254 | 1723 | 3 | 3 | 3
2007 | 4405 | 55358 | FB2 | 120STK | 120STK
2007 | 4716 | 4140 | B2 | S1 | S1
2007 | 4716 | 4140 | B4 | S1 | S1
2007 | 4922 | 2848 | H-6 | H-5 | 3
2007 | 5107 | 1822 | 6 | 6 | 6
2007 | 5109 | 1732 | 10 | 9 | 9
2007 | 5109 | 1733 | 1 | 2 | 2
2007 | 5109 | 1733 | 2 | 1 | 1
2007 | 5109 | 1733 | 3 | 3 | 3
2007 | 5109 | 1733 | 3 | 4 | 4
2007 | 5610 | 50481 | 253-25 | 253-25 | 253-25
2007 | 5610 | 50481 | 83-18 | C | C
2007 | 5610 | 50481 | 83-19 | B | B
2007 | 5610 | 50481 | 83-22 | C | C
2007 | 5624 | 10025 | 14 | 13/14 | 0258-1
2007 | 5624 | 10025 | 15 | 15 | 0258-2
2007 | 5624 | 10025 | 16 | 16 | 0258-2
2007 | 5624 | 10025 | 41 | 42 | 0258-3
2007 | 5624 | 10025 | 41 | 44 | 0258-4
2007 | 5624 | 10025 | 42 | 44 | 0258-4
2007 | 5624 | 10025 | 43 | 42 | 0258-3
2007 | 5624 | 10025 | 44 | 42 | 0258-3
2007 | 5624 | 10025 | 44 | 43 | 0258-4
2007 | 5624 | 10025 | PB1 | PB2 | 0258-1
2007 | 5624 | 10025 | PB3 | PB3 | 0258-1
2007 | 5701 | 2444 | 6 | 6 | 6
2007 | 5701 | 2444 | 8 | 8 | 8
2007 | 5701 | 3456 | HRSG3 | CT3 | CT3
2007 | 5748 | 887 | 1 | 1 | 1
2007 | 5748 | 887 | 5 | 3 | 3
2007 | 6035 | 3159 | FB2 | 1 | 1
2007 | 6035 | 3161 | 2 | 2 | 2
2007 | 6035 | 3169 | 1 | 1RH | 1RH
2007 | 6564 | 54518 | HRSG2 | HRSG2F | HRSG2S
2007 | 6589 | 10362 | BLR3 | STK3 | STK3
2007 | 6779 | 2240 | 6 | 6 | 6
2007 | 6844 | 55480 | HRSG 2 | 2 | 2
2007 | 6844 | 55480 | HRSG 3 | 2 | 2
2007 | 6958 | 4266 | 4 | 4 | 4
2007 | 7140 | 703 | 2BLR | 1FLU | 1-2
2007 | 7140 | 709 | 4 | 2 | 5
2007 | 7140 | 710 | MB2 | 1 | S1-2
2007 | 7140 | 728 | Y7BR | Y2S2 | Y67S
2007 | 7140 | 734 | 6 | 10 | 10
2007 | 9332 | 594 | 3 | 3 | 3
2007 | 9332 | 594 | 4 | 4 | 4
2007 | 9417 | 1073 | 2 | 1A | 1A
2007 | 9417 | 1888 | 3 | 3 | 3
2007 | 9617 | 207 | 2 | 2 | 1
2007 | 9617 | 667 | 1 | 1 | 1
2007 | 9996 | 1295 | 1 | 1 | 1
2007 | 9996 | 1295 | 2 | 2 | 2
2007 | 10000 | 2080 | 3 | 2 | 2
2007 | 10171 | 1356 | 1 | 3 | 3
2007 | 10171 | 1356 | 2 | 1 | 1
2007 | 10171 | 1356 | 3 | 3 | 3
2007 | 12341 | 7343 | 4 | 4 | 4
2007 | 12384 | 384 | 71 | 7 | 7
2007 | 12384 | 867 | 8 | 8 | 8
2007 | 12384 | 879 | 62 | 52 | 6
2007 | 12384 | 6025 | 2 | 1 | 1
2007 | 12384 | 6025 | 3 | 1 | 1
2007 | 12384 | 6025 | 4 | 2 | 2
2007 | 12492 | 10745 | 09HR82 | SV09 | SV09
2007 | 12492 | 10745 | 14HR82 | SV14 | SV14
2007 | 12647 | 1893 | 1 | S3 | S3
2007 | 12647 | 10075 | 1 | S1 | S1
2007 | 12653 | 1572 | 2 | 1 | 1
2007 | 12653 | 1572 | 2 | 3 | 3
2007 | 12658 | 2823 | B1 | S1 | S1
2007 | 13781 | 1912 | 9 | 8 | 8
2007 | 13914 | 55089 | 20F301 | H3 | H3
2007 | 13994 | 7917 | 8B | STK8B | STK8B
2007 | 14006 | 2872 | 3 | 1 | 1
2007 | 14006 | 2872 | 4 | 1 | 1
2007 | 14006 | 3947 | 3 | 1 | 1
2007 | 14006 | 8102 | 1 | 11 | 11
2007 | 14015 | 2876 | 4 | 35 | 15
2007 | 14063 | 2951 | 8 | 8 | 8
2007 | 14063 | 2952 | 6 | 6 | 6
2007 | 15466 | 6248 | 1 | 1 | 1
2007 | 15470 | 1004 | 6-1 | 6-1 | 6-1
2007 | 15470 | 1008 | 2 | A | A
2007 | 15470 | 1008 | 4 | B | B
2007 | 15474 | 2964 | 801S | 801S | 801S
2007 | 15474 | 2965 | 1404 | 144N | 144N
2007 | 15474 | 8059 | 7251 | 721S | 7211
2007 | 15534 | 3149 | 1 | 1 | 1
2007 | 15534 | 3149 | 2 | 2 | 2
2007 | 15830 | 345 | 1 | 1 | 1
2007 | 15830 | 345 | 1 | 2 | 1
2007 | 15844 | 329 | 1 | 1 | 1
2007 | 15873 | 3136 | 2 | 2 | 2
2007 | 15908 | 350 | 1 | 1 | 1
2007 | 15908 | 350 | 2 | 2 | 2
2007 | 16238 | 55835 | HRSG 1 | Stack1 | Stack1
2007 | 16238 | 55835 | HRSG 2 | Stack2 | Stack2
2007 | 17568 | 2070 | 1 | 1 | 1
2007 | 17568 | 6061 | 1 | 2 | 1
2007 | 17568 | 6061 | 2 | 1 | 1
2007 | 17609 | 2341 | 1 | 1 | 1
2007 | 17632 | 976 | 4 | 4 | 4
2007 | 17633 | 1012 | 3 | 4 | 4
2007 | 17638 | 55269 | 3 | UNIT3 | UNIT3
2007 | 17650 | 7710 | 3A | 3A | 3A
2007 | 17650 | 7897 | 1A | 1A | 1A
2007 | 17650 | 55965 | 6B | 6B | 6B
2007 | 17650 | 55965 | 7B | 7B | 7B
2007 | 17698 | 1417 | 2 | 1 | 1
2007 | 17698 | 3476 | 3 | 3 | 3
2007 | 17718 | 3485 | 113B | 113S1 | 113S1
2007 | 17833 | 2161 | 5 | 4 | 4
2007 | 18162 | 50806 | PB3 | PB3S | PB3S
2007 | 18162 | 50806 | RBF | RBFSN | RBFSN
2007 | 18320 | 55182 | HRSG2 | 2SGL | 2SGL
2007 | 19323 | 3489 | 2 | 1 | 1
2007 | 19323 | 50615 | HRSG02 | 2B | 2B
2007 | 19323 | 50615 | HRSG03 | 3B | 3B
2007 | 19436 | 2103 | 2 | 2 | 2
2007 | 19526 | 50733 | 4BH1 | 4BH1S | 4BH1S
2007 | 19547 | 765 | 1 | 1 | 1-4
2007 | 19547 | 765 | 2 | 1 | 1-4
2007 | 20847 | 4042 | 3 | 2 | 2
2007 | 20847 | 56068 | 19 | 19 | 19
2007 | 20860 | 4072 | 3 | 4 | 1
2007 | 20860 | 4072 | 6 | 2 | 1
2007 | 21668 | 55320 | HRSG1 | 1 | 1
2007 | 21668 | 55320 | HRSG2 | 2 | 2
2007 | 22053 | 1353 | BSU2 | U2S | CSK
2007 | 22125 | 2535 | 2 | 2A | 2A
2007 | 22148 | 315 | 2 | 2 | 2
2007 | 22148 | 315 | 3 | 3 | 3
2007 | 22148 | 315 | 5 | 5 | 5
2007 | 22484 | 356 | 6 | 6 | 6
2007 | 49747 | 55829 | MB4 | MB1 | 106
2007 | 49886 | 56220 | P01 | FLUE01 | S01
2007 | 49896 | 56224 | BLR100 | STK100 | STK100
2007 | 49933 | 55410 | HRSG2 | STK2 | STK2
2007 | 49965 | 55317 | 11 | 11 | 1
2007 | 49979 | 3441 | 7 | 7 | 7
2007 | 49979 | 4939 | 1 | 1 | 1
2007 | 50033 | 50491 | 5BLR | 5STK | 5STK
2007 | 54703 | 56349 | HRSG3 | STACK3 | STACK3
2007 | 55184 | 55173 | HRSG25 | STACK5 | STACK5
2007 | 55729 | 6018 | 2 | 2 | 2
2007 | 55739 | 10384 | 1B | UNIT1 | UNIT1
2007 | 55739 | 10384 | 2A | UNIT2 | UNIT2
2007 | 55740 | 54081 | 2B | UNIT2 | UNIT2
2007 | 55745 | 55463 | FB1 | 210STK | 210STK
2007 | 55745 | 55463 | FB3 | 230STK | 230STK
2007 | 55756 | 55382 | 1H1100 | 1H1100 | 1H1100
2007 | 55768 | 2378 | 1 | 1 | 1
2007 | 55867 | 10208 | 9 | 9SOTH | 9SOTH
2007 | 55877 | 10485 | 1 | 1 | 1
2007 | 55903 | 50189 | 5REC | FLUE1 | STACK1
2007 | 55936 | 1391 | 9 | 9 | 9
2007 | 55936 | 1392 | 10 | 11 | 11
2007 | 14328 | 56476 | HRSG2 | HRSG2 | HRSG2
2007 | 14354 | 3644 | 2 | 2 | 2
2007 | 14354 | 6165 | 1 | 1 | 1
2007 | 14354 | 6165 | 3 | 3 | 3
2007 | 14354 | 8066 | BW71 | BD71 | BD71
2007 | 14412 | 55306 | 4 B | 4 B | 4 B
2007 | 14932 | 50976 | AAB01 | JP | JP
2007 | 15147 | 2398 | 2201 | 2201 | 2201
2007 | 15147 | 2411 | 3 | 3 | 3
2007 | 15147 | 2411 | 4 | 4 | 4
2007 | 15262 | 50637 | 1PWR | 1P | 1P
2007 | 15262 | 50637 | 4REC | 4R | 4R
2007 | 15274 | 603 | 16 | 5 | 5
2007 | 15298 | 6076 | 4 | 4 | 4
2007 | 15466 | 465 | 3 | 3 | 2
2007 | 15466 | 465 | 3 | 4 | 2
2007 | 15466 | 469 | 1 | 2 | 1
2007 | 15466 | 469 | 4 | 4 | 4
2007 | 15466 | 478 | 3 | 3 | 3
2007 | 733 | 3938 | 21 | 3 | 1
2007 | 733 | 3938 | 31 | 2 | 1
2007 | 770 | 2094 | 3 | 1 | 1
2007 | 770 | 2098 | 2 | 2 | 2
2007 | 772 | 10864 | 2 | FLUE1 | STACK1
2007 | 803 | 113 | 4 | 4 | 4
2007 | 803 | 116 | 2 | 4 | 4
2007 | 3046 | 2706 | 2 | 2B | 2B
2007 | 3046 | 6250 | 1A | 1 | 1
2007 | 3370 | 55299 | HRSG1 | STK1 | STK1
2007 | 3542 | 2830 | 1 | 1 | 1
2007 | 3542 | 6019 | 1 | 1 | 1
2007 | 3542 | 55397 | DB1 | Stack1 | Stack1
2007 | 3542 | 55516 | DB2 | Stack2 | Stack2
2007 | 3542 | 55736 | 1HR1 | 1STK1 | 1STK1
2007 | 3593 | 55076 | AA002 | FG02 | C1
2007 | 3762 | 2908 | 3 | 1 | 1
2007 | 3989 | 55283 | HRSG1 | 1 | 1
2007 | 4161 | 602 | 1 | 1 | 1
2007 | 4161 | 1554 | 3 | 3 | 3
2007 | 5109 | 1743 | 4 | 4 | 1
2007 | 5109 | 1745 | 18 | 6 | 6
2007 | 5310 | 52019 | HR502 | 502 | 502
2007 | 5416 | 2718 | 1 | 1 | 1
2007 | 5416 | 2720 | 6 | 6 | 6
2007 | 5416 | 2720 | 9 | 9A | 9A
2007 | 5416 | 2721 | 2 | 2 | 2
2007 | 5416 | 2721 | 5 | 5 | 5
2007 | 5416 | 2727 | 2 | 2 | 2
2007 | 6035 | 3453 | 2 | 2 | 2
2007 | 6035 | 3453 | 8 | 8 | 8
2007 | 6035 | 3491 | 1B | 1B | 1
2007 | 6035 | 3491 | 3 | 3A | 3A
2007 | 6090 | 50625 | 32 | 32 | 32
2007 | 6090 | 50625 | 33 | 33 | 33
2007 | 6452 | 617 | PPE3 | 3 | 3
2007 | 6452 | 6042 | PMT1 | 1 | 1
2007 | 6452 | 6043 | PMR2 | 2 | 2
2007 | 22500 | 1248 | 4 | 4S | 4S
2007 | 22652 | 52088 | HRSG 1 | STK 1 | STK 1
2007 | 23279 | 3179 | 3 | 2 | 2
2007 | 23279 | 3181 | 33 | 33 | 33
2007 | 23279 | 3944 | 3 | 5 | 3
2007 | 26469 | 55313 | 20F101 | 20F101 | 20F101
2007 | 27770 | 54324 | HRSG4 | 4 | 4
2007 | 30151 | 87 | 1 | 1 | 1
2007 | 30151 | 6021 | C1 | C1 | C1
2007 | 54727 | 55086 | HRSG1A | FLUE1A | STK 1A
2007 | 54796 | 55380 | 4 A | 4 A | 4 A
2007 | 54802 | 260 | 7-1 | 7-1 | 7-1
2007 | 54881 | 50130 | BLR2 | FLUE2 | STACK
2007 | 54885 | 55706 | HRG101 | STK101 | STK101
2007 | 54888 | 3466 | PHR2 | S2A | S2A
2007 | 54888 | 3468 | SRB3 | S3A | S3A
2007 | 54888 | 3468 | SRB3 | S3B | S3B
2007 | 54888 | 3470 | WAP7 | S7 | S7
2007 | 54895 | 56259 | HRSG12 | FL12 | ST12
2007 | 7140 | 56150 | 10B | 10B | 10B
2007 | 7172 | 54101 | PB1 | PB1 | PB1
2007 | 7801 | 643 | 4 | 4 | 4
2007 | 7869 | 55328 | HRSG 1 | STK 1 | STK 1
2007 | 9269 | 983 | 2 | 13 | 14
2007 | 9273 | 994 | 1 | 1S | 2
2007 | 11479 | 3992 | 7 | 14 | 14
2007 | 12199 | 2790 | B2 | S2 | S2
2007 | 12685 | 2051 | 1 | 1A | 1A
2007 | 12686 | 2049 | 1 | 1 | 1
2007 | 12792 | 2629 | 5 | 5 | 5
2007 | 12796 | 3943 | 1 | 1 | 1
2007 | 12796 | 3945 | 7 | 7A | 7A
2007 | 13143 | 1167 | 8 | 8 | 8
2007 | 13337 | 2226 | 1 | 1 | 1
2007 | 13407 | 55322 | HRSG3 | A06 | A06
2007 | 13407 | 55841 | FB1 | A01 | A01
2007 | 10285 | 55270 | HRSG2 | STACK2 | STACK2
2007 | 11208 | 400 | HRSG10 | 7 | 7
2007 | 11208 | 404 | 3 | F3 | ST3
2007 | 11241 | 1403 | 3 | 3S | 3S
2007 | 11241 | 8056 | 1 | 1A | 1A
2007 | 11241 | 55620 | 1-1 | 1-1 | 1-1
2007 | 11249 | 1363 | 4 | 4 | 4

## F860_COOLING_SYSTEM
YEAR | UTILITY_ID | PLANT_CODE | COOLING_ID | COOLING_STATUS | INSERVICE_MM | INSERVICE_YR | COOLING_TYPE1 | COOLING_TYPE2 | COOLING_TYPE3 | COOLING_TYPE4 | COOLING_WATER_SOURCE | INTAKE_RATE_AT_100_PCT | CHLORINE_INSERVICE_MM | CHLORINE_INSERVICE_YR | POND_INSERVICE_MM | POND_INSERVICE_YR | POND_SURFACE_AREA | POND_VOLUME | TOWER_INSERVICE_MM | TOWER_INSERVICE_YR | TOWER_TYPE1 | TOWER_TYPE2 | TOWER_WATER_RATE_PCT | POWER_REQUIREMENT_MW | COST_TOTAL | COST_PONDS | COST_TOWERS | COST_CHLORINE_EQUIPMENT | INTAKE_DISTANCE_SHORE | OUTLET_DISTANCE_SHORE | INTAKE_DISTANCE_SURFACE | OUTLET_DISTANCE_SURFACE
2007 | 6526 | 2838 | 1 | OP | 9 | 1941 | OF |  |  |  | Lake Erie | 964 | [16 empty] | 500 | 100 | 20 | 20
2007 | 733 | 3775 | 1 | OP | 9 | 1958 | RI |  |  |  | Clinch River | 16 | 9 | 1958 |  |  |  |  | 9 | 1958 | MW |  | 245 | 0.185 | 982 |  | 973 | 8 | 5 |  | 5
2007 | 733 | 3776 | 5 | OP | 6 | 1944 | OF |  |  |  | New River | 192 | [12 empty] | 166 | [5 empty] | 10 | 10
2007 | 19876 | 3796 | 3 | OP | 6 | 1950 | OF |  |  |  | James River | 91 | [12 empty] | 721 |  |  |  | 0 | 0 | 10 | 3
2007 | 19876 | 3803 | 4 | OP | 5 | 1962 | OS |  |  |  | Elizabeth River | 320 | 5 | 1988 | [10 empty] | 809 |  |  |  | 20 | 0 |  | 10
2007 | 19876 | 3809 | 2 | OP | 1 | 1959 | OS |  |  |  | York River | 245 | 6 | 1987 | [10 empty] | 869 |  |  | 125 | 1300 | 1635 | 7 | 6
2007 | 5517 | 889 | 1 | OP | 7 | 1970 | RC |  |  |  | Kaskaskia River | 2310 |  |  | 7 | 1970 | 2000 | 27000 | [6 empty] | 7638 | 3000 |  |  | 0 | 0 | 0 | 0
2007 | 5517 | 891 | 6 | OP | 6 | 1978 | RF |  |  |  | Illinois River | 14 | [6 empty] | 6 | 1978 | MW |  | 370 | 0.3 | 4366 |  | 4166 |  | 0 |  | 0
2007 | 18315 | 1233 | 4 | OP | 6 | 1969 | RF |  |  |  | Wells | 178 | [6 empty] | 6 | 1969 | MW |  | 178 | 1.7 | 733 |  | 464
2007 | 22500 | 1248 | 123 | RE | 6 | 1950 | RF |  |  |  | Wells | [7 empty] | 6 | 1974 | MW |  | 151 | 1 | 702 |  | 702
2007 | 19876 | 3809 | 3 | OP | 12 | 1974 | OS |  |  |  | York River | 1746 | 6 | 1987 | [10 empty] | 19053 |  |  | 125 | 1300 | 1635 | 7 | 6
2007 | 733 | 3936 | 2 | OP | 12 | 1953 | OF |  |  |  | Kanawha River | 304 | [18 empty] | 15
2007 | 12667 | 56164 | CW01 | OP | 3 | 2007 | RF |  |  |  | WELL | 220 | [6 empty] | 3 | 2007 | MW |  | 220 | 0.71 | 2750 |  | 1964
2007 | 15470 | 6113 | 1 | OP | 5 | 1976 | RC |  |  |  | Wabash River | 575 |  |  | 4 | 1975 | 2950 | 38350 | [6 empty] | 16815 | 16815 |  |  | 0 |  | 9
2007 | 15470 | 6113 | 3 | OP | 3 | 1978 | RC |  |  |  | Wabash River | 575 |  |  | 4 | 1975 | 2950 | 38350 | [10 empty] | 0 |  | 9
2007 | 17633 | 6137 | 2 | OP | 2 | 1986 | RF |  |  |  | Ohio River | 63 | 2 | 1986 |  |  |  |  | 2 | 1986 | MW |  | 308 | 1 | 13825 |  | 9951 |  | 30 |  | 20
2007 | 15452 | 6156 | NHC1 | OP | 8 | 1975 | OS |  |  |  | New Haven Harbor | 625 | [16 empty] | 65 | 700 | 15 | 27
2007 | 14354 | 6165 | 3 | OP | 6 | 1983 | RI |  |  |  | Cottonwood Creek | 9 | [6 empty] | 6 | 1983 | MW |  | 328 | 3 | 4615 |  | 4615 |  |  |  | 14
2007 | 11249 | 1363 | 4 | OP | 6 | 1962 | OF |  |  |  | Ohio River | 213 | [12 empty] | 472 | [5 empty] | 4 | 3
2007 | 19876 | 52007 | cs1 | OP | 11 | 1992 | RI |  |  |  | John H Kerr Reservoir | 2.5 | 7 | 2004 |  |  |  |  | 11 | 1992 | MW |  | 92.5 | 1 | 1700 |  | 750 |  | 100 | 200 | 34 | 0
2007 | 9424 | 52151 | 1CT | OP | 4 | 1984 | RF |  |  |  | Wateree River | 36 | [6 empty] | 4 | 1984 | MW |  | 36 |  | 840 |  | 500 |  | 3 | 25 | 11 | 14
2007 | 11269 | 6179 | 2 | OP | 5 | 1980 | OC |  |  |  | FPP Lake | 602 | 5 | 1980 | 5 | 1980 | 2400 | 70000 | [6 empty] | 645 |  |  |  | 8 | 70 | 9 | 12
2007 | 11269 | 6179 | 3 | OP | 5 | 1988 | OC |  |  |  | FPP Lake | 602 | 5 | 1988 | 5 | 1980 | 2400 | 70000 | [6 empty] | 1600 |  |  |  | 8 | 70 | 9 | 12
2007 | 3265 | 6190 | 2 | OP | 10 | 1982 | RC |  |  |  | Rodemacher Lake | 515 |  |  | 6 | 1975 | 3500 | 35000 | [10 empty] | 0 | 0 | 11 | 11
2007 | 18488 | 1682 | 9 | OP | 9 | 1975 | RF |  |  |  | Taunton River | 134 | 9 | 1975 |  |  |  |  | 9 | 1975 | MW |  | 133 | 2 | 496 | [5 empty] | 8
2007 | 56151 | 310 | 1 | OP | 7 | 1960 | OS |  |  |  | San Diego Bay | 172 | 7 | 1960 | [10 empty] | 1674 |  |  |  | 64 | 210 | 8 | 8
2007 | 56151 | 310 | 4 | OP | 12 | 1971 | OS |  |  |  | San Diego Bay | 305 | 12 | 1971 | [10 empty] | 303 |  |  |  | 64 | 210 | 8 | 8
2007 | 22148 | 315 | 4 | OP | 6 | 1962 | OS |  |  |  | Cerritos Channel | 303 | 6 | 1962 | [10 empty] | 793 | [5 empty] | 14
2007 | 5860 | 7296 | HRC | OP | 4 | 2001 | RI |  |  |  | Municipal, Wells | 255.2 | 6 | 2001 |  |  |  |  | 4 | 2001 | MW |  | 255.2 | 2.83 | 1500 |  | 1500
2007 | 17650 | 7897 | U1C | OP | 6 | 2003 | RF |  |  |  | Alabama River | 6 | [6 empty] | 6 | 2003 | MW |  | 267 | 1.5 | 42000 |  | 2600 |  |  |  | 30 | 20
2007 | 17698 | 7902 | CW | OP | 1 | 1985 | RC |  |  |  | Brandy Branch Reservoir | 799 | 1 | 1985 | 1 | 1985 | 1242 | 29513 | [6 empty] | 25260 | 13840 |  | 65 |  |  | 25
2007 | 15472 | 8002 | 1 | OP | 6 | 1974 | OS |  |  |  | Piscataqua River | 490 | [12 empty] | 3632 |  |  |  | 20 |  | 10
2007 | 23279 | 3944 | 2 | OP | 12 | 1973 | RN |  |  |  | West Fork River | 48 | [6 empty] | 12 | 1973 | NW |  | 402 | 1 | 4497 |  | 4497 |  |  |  | 10
2007 | 15844 | 329 | 3&4 | OP | 5 | 1978 | RF |  |  |  | WELLS | 206 | 12 | 1977 |  |  |  |  | 5 | 1978 | MW |  | 206 | 4.3 | 1509
2007 | 22484 | 356 | 5 | OP | 10 | 1954 | OS |  |  |  | Pacific Ocean | 255 | 10 | 1954 | [10 empty] | 4113 |  |  | 44 | 1650 | 1650 | 16 | 16
2007 | 17650 | 7710 | U3C | CO | 6 | 2008 | RI |  |  |  | Chattohoochee River | 243 | 6 | 2008 |  |  |  |  | 6 | 2008 | MW |  | 279 | 1.5 |  |  |  |  | 50 |  | 15
2007 | 15873 | 3118 | 2 | OP | 5 | 1971 | RN |  |  |  | Conemaugh River | 25 | [6 empty] | 5 | 1971 | NW |  | 624 | 6 | 11320 |  | 11320
2007 | 15537 | 3140 | 2 | OP | 10 | 1965 | OF |  |  |  | Susquehanna River | 281 | [12 empty] | 1471 |  |  |  | 0 | 1800 | 9 | 0
2007 | 6035 | 3161 | 2 | OP | 10 | 1960 | OF |  |  |  | Delaware River | 455 | [12 empty] | 5319 |  |  |  | 45 | 300 | 10 | 40
2007 | 6035 | 3161 | 3 | OP | 9 | 1974 | OF |  |  |  | Delaware River | 612 | [12 empty] | 9332 |  |  |  | 0 | 300 | 20 | 40
2007 | 23279 | 3178 | 2 | OP | 6 | 1959 | OF |  |  |  | Allegheny River | 138 | [12 empty] | 658 | [5 empty] | 16 | 4
2007 | 19876 | 3954 | 2 | OP | 7 | 1966 | OC |  |  |  | Stony River | 563 |  |  | 9 | 1965 | 1120 | 47600 | [6 empty] | 2174 | 2174 |  |  | 695 | 0 | 100 | 0
2007 | 20847 | 4041 | 304 | OP | 11 | 1961 | OF |  |  |  | Lake Michigan | 440 | [12 empty] | 403 | [5 empty] | 17 | 5
2007 | 5580 | 54 | 1 | PL | 3 | 2013 | RF |  |  |  | River | 323 | 3 | 2013 |  |  |  |  | 3 | 2013 | MW |  | 323 | 1.4 | 23000 |  |  |  | 100 |  | 5
2007 | 803 | 113 | 2 | OP | 6 | 1978 | RC |  |  |  | Wells | 290 | 6 | 1978 | 6 | 1962 | 360 | 1451 | [6 empty] | 301 | 286 |  | 15 |  |  | 15
2007 | 4254 | 1720 | 8 | OP | 1 | 1958 | OF |  |  |  | Saginaw River | 267 | [16 empty] | 0 | 0 | 0 | 0
2007 | 4254 | 1723 | 2 | OP | 11 | 1952 | OF |  |  |  | North Maumee Bay | 134 | [16 empty] | 0 | 0 | 0 | 0
2007 | 6452 | 617 | 3CWS | OP | 6 | 1964 | OS |  |  |  | Intercoastal Waterway | 613 | [12 empty] | 1410 |  |  |  | 1560 | 4090 | 11 | 5
2007 | 4405 | 55358 | 110CLG | OP | 7 | 2003 | RI |  |  |  | Sabine River | 4.4 | 7 | 2003 |  |  |  |  | 7 | 2003 | MW |  | 227 | 2.2 | 4409 |  | 1830 |  | 50 | 50 | 1 | 1
2007 | 4405 | 55358 | 130CLG | OP | 7 | 2003 | RI |  |  |  | Sabine River | 4.4 | 7 | 2003 |  |  |  |  | 7 | 2003 | MW |  | 227 | 2.2 | 4409 |  | 1830 |  | 50 | 50 | 1 | 1
2007 | 4028 | 55386 | CT | OP | 3 | 2004 | RF |  |  |  | Municipal | 387 | [6 empty] | 3 | 2004 | MW |  | 387 | 1.305 | 3920 |  | 3920
2007 | 20847 | 4042 | 401 | OP | 6 | 1968 | OF |  |  |  | Menomonee River | 125 | 7 | 1977 | [10 empty] | 118 |  |  | 118 |  |  | 15
2007 | 14268 | 1374 | 2 | OP | 7 | 1974 | OF |  |  |  | Ohio River | 281 | [12 empty] | 400 |  |  |  | 100 |  | 50
2007 | 14294 | 56042 | 2 | OP | 6 | 2005 | RI |  |  |  | Hudson River | 372 | 6 | 2005 |  |  |  |  | 6 | 2005 | WD |  | 372 | 2 | [6 empty] | 24 | 12
2007 | 195 | 7 | 1-2 | OP | 4 | 1949 | OF |  |  |  | Coosa River | 264 | [12 empty] | 360 | [5 empty] | 25 | 20
2007 | 5109 | 1740 | CWS | OP | 2 | 1956 | OF |  |  |  | Detroit River | 1003 | 6 | 2003 | [10 empty] | 6223 |  |  | 1000 | 0 | 0 | 0 | 15
2007 | 5109 | 1745 | 8 | OP | 2 | 1950 | OF |  |  |  | Trenton Channel | 329 | 3 | 1982 | [10 empty] | 1500
2007 | 56155 | 1832 | 1 | OP | 6 | 1973 | RF |  |  |  | Grand River | 148 | [6 empty] | 2 | 2002 | MW |  | 167 | 1 | 4408 |  | 4408 |  |  | 10 | 5 | 5
2007 | 9417 | 1888 | 1 | OP | 6 | 1950 | OF |  |  |  | Fox Lake | 58 | [12 empty] | 75 |  |  |  |  | 10 | 8 | 2
2007 | 3989 | 8219 | 1 | OP | 4 | 1980 | RI |  |  |  | Wells | 194 | [6 empty] | 4 | 1980 | MW |  | 194 | 1 | 1509 |  | 1509
2007 | 24211 | 8223 | 1 | OP | 6 | 1985 | RI |  |  |  | Wells | 427.8 | [6 empty] | 6 | 1985 | MW |  | 356 | 2 | 6108 |  | 5858
2007 | 6779 | 2240 | 6 | OP | 1 | 1958 | OF |  |  |  | Wells | 19
2007 | 6779 | 2240 | 7 | OP | 8 | 1963 | OF |  |  |  | Wells | 28
2007 | 6779 | 2240 | 8 | OP | 10 | 1976 | RF |  |  |  | Wells | 153 | 10 | 1976 |  |  |  |  | 10 | 1976 | MW |  | 153 | 0.6 | 315 |  | 315
2007 | 13337 | 2277 | 2 | OP | 7 | 1968 | RI |  |  |  | Wells | 134 | [6 empty] | 7 | 1968 | MW |  | 138 | 1 |  |  | 1244
2007 | 13407 | 2324 | 3 | OP | 7 | 1976 | RI |  |  |  | Muddy River | 138 | [6 empty] | 7 | 1976 | MW |  | 142 | 0.6 | 333 |  | 333
2007 | 6455 | 628 | 2 | OP | 11 | 1969 | OS |  |  |  | Gulf of Mexico | 730 | [12 empty] | 1195 | [5 empty] | 8 | 5
2007 | 195 | 26 | 3 | OP | 6 | 1961 | OF |  |  |  | Coosa River | 338 | [12 empty] | 3006 |  |  |  |  | 100 | 16 | 17
2007 | 195 | 26 | 4 | OP | 6 | 1961 | OF |  |  |  | Coosa River | 338 | [12 empty] | 3006 |  |  |  |  | 100 | 16 | 17
2007 | 195 | 26 | 5 | OP | 8 | 1974 | RF |  |  |  | Coosa River | 858 | [6 empty] | 8 | 1974 | MW |  | 858 | 2 | 5206 |  |  |  |  | 100 | 16 | 0
2007 | 24211 | 126 | 3 | OP | 5 | 1962 | RF |  |  |  | Wells | 111 | [6 empty] | 5 | 1962 | MW |  | 111 | 1
2007 | 24211 | 126 | 4 | OP | 5 | 1967 | RF |  |  |  | Wells | 151 | [6 empty] | 5 | 1967 | MW |  | 151 | 2
2007 | 16572 | 141 | 1 | OP | 1 | 1958 | RI |  |  |  | Wells | 177 | 6 | 2004 |  |  |  |  | 1 | 1958 | MW |  | 177 | 1.4 | 886
2007 | 13168 | 2549 | 65 | RE | 6 | 1953 | OF |  |  |  | Niagara River | 192 | 11 | 1979 | [10 empty] | 606 | [5 empty] | 18 | 8
2007 | 4922 | 2850 | 2 | OP | 10 | 1970 | OF |  |  |  | Ohio River | 481 | [12 empty] | 3692 |  |  |  | 100 | 2250 | 40 | 5
2007 | 7294 | 377 | 3 | OP | 12 | 1953 | RI |  |  |  | Municipal | 45 | [6 empty] | 12 | 1953 | MW |  | 45 | 0.1 | 200 |  | 200
2007 | 11208 | 400 | 1 | OP | 9 | 1962 | OS |  |  |  | Sea | 6 | 9 | 1962 | [14 empty] | 8000 | 8000 | 21 | 21
2007 | 6526 | 2864 | 3 | OP | 3 | 1950 | OF |  |  |  | Ohio River | 171 | [12 empty] | 355 | [5 empty] | 10 | 4
2007 | 6526 | 2866 | 4 | OP | 11 | 1962 | OF |  |  |  | Ohio River | 212 | 5 | 1996 | [10 empty] | 445 |  |  | 27 |  | 308 | 21 | 36
2007 | 6526 | 2866 | 6 | OP | 4 | 1969 | OF |  |  |  | Ohio River | 677 | 5 | 1996 | [10 empty] | 1149 |  |  | 91 |  | 308 | 21 | 36
2007 | 54703 | 56349 | CD7-12 | CO | 4 | 2008 | RF |  |  |  | Municipal | 150.5 | [6 empty] | 4 | 2008 | MW |  | 180.5 | 0.7 | 2830 |  | 2682
2007 | 26469 | 55313 | 53E001 | OP | 7 | 1999 | RF |  |  |  | Muncipal | 1 | [6 empty] | 7 | 1999 | NW
2007 | 17483 | 55120 | TOWER | OP | 12 | 2001 | RF |  |  |  | Sabine River Authority Canal | 2 | [6 empty] | 12 | 2001 | MW |  | 212 | 2.2
2007 | 7801 | 641 | 6 | OP | 5 | 1970 | RF |  |  |  | Escambia River | 30 | [6 empty] | 5 | 2005 | MW |  | 335 | 3 | 5992 |  | 5992 |  | 300 |  | 10
2007 | 6616 | 658 | 8 | OP | 6 | 1976 | RI |  |  |  | Municipal | 115 | [6 empty] | 2 | 1977 | MW |  | 115 | 1 | 609 |  | 411
2007 | 6909 | 663 | T1 | OP | 6 | 1970 | RF |  |  |  | Wells Floridan Aquifer | 3 | [6 empty] | 6 | 1970 | MW |  | 7 | 1 | 369 |  | 369
2007 | 19804 | 693 | 3 | OP | 6 | 1971 | OS |  |  |  | Indian River | 100 | [12 empty] | 155 |  |  | 10 | 150 | 700 | 15 | 8
2007 | 9324 | 988 | U4 | OP | 7 | 1964 | OF |  |  |  | Ohio River | 891 | 11 | 1985 | [14 empty] | 36 | 36 | 10 | 11
2007 | 9273 | 990 | 60 | OP | 4 | 1961 | OF | RF |  |  | West fork of White River | 110 | [6 empty] | 6 | 1968 | MW |  | 110 | 1 | 900 |  | 900 |  |  | 10 | 4
2007 | 9273 | 991 | 1 | OP | 2 | 1949 | OF | RF |  |  | West fork of White River | [13 empty] | 1267 |  |  |  | 0 | 10 | 4 | 2
2007 | 19323 | 3504 | 1 | OP | 6 | 1958 | OC |  |  |  | Stryker Creek Reservoir | 890 |  |  | 6 | 1958 | 2340 | 26500 | [6 empty] | 2407 |  |  |  | 0 | 0 | 17
2007 | 55983 | 3508 | 2 | OP | 12 | 1967 | OC |  |  |  | Valley Lake | 3271 |  |  | 11 | 1962 | 1000 | 15000 | [7 empty] | 969 |  |  |  |  | 15
2007 | 20404 | 3524 | 2 | RE | 9 | 1955 | OC |  |  |  | Municipal | 62 |  |  | 7 | 1953 | 5200 | 60000 | [6 empty] | 127
2007 | 5580 | 1385 | 1 | OP | 6 | 1954 | OF |  |  |  | Kentucky River | 339 | [12 empty] | 1585 |  |  |  | 825 | 450 | 5 | 0
2007 | 22979 | 55375 | ACC2 | CO | 5 | 2011 | RF |  |  |  | Municipal | [7 empty] | 5 | 2006 | MD |  |  | 3.045
2007 | 55936 | 1394 | 5 | OP | 7 | 1975 | OF |  |  |  | Mississippi River | 602 | [12 empty] | 8632 |  |  |  | 339 | 0 | 12 | 0
2007 | 55936 | 1394 | 3 | OP | 12 | 1968 | OF |  |  |  | Mississippi River | 505 | [12 empty] | 5031 |  |  |  | 339 | 0 | 12 | 0
2007 | 55936 | 1394 | 4 | OP | 7 | 1973 | OF |  |  |  | Mississippi River | 513 | [12 empty] | 5655 |  |  |  | 339 | 0 | 12 | 0
2007 | 12647 | 1893 | CS4 | OP | 5 | 1980 | RF |  |  |  | North Blackwater Lake | 13 | 5 | 1980 |  |  |  |  | 5 | 1980 | MW |  | 345 | 1 | 6632 |  | 6561 | 71 |  |  | 14
2007 | 4158 | 2384 | 1 | OP | 12 | 1958 | OS |  |  |  | Delaware River | 156 | 6 | 1987 | [10 empty] | 897 |  |  | 243 | 105 | 0 | 18 | 8
2007 | 15147 | 2408 | ME | OP | 12 | 1960 | OF |  |  |  | Delaware River | 1088 | 12 | 1960 | [10 empty] | 2918 |  |  | 50 |  |  | 15
2007 | 803 | 2442 | 5 | OP | 7 | 1970 | RC |  |  |  | San Juan River | 911 | 7 | 1970 | 12 | 1962 | 1275 | 39000 | [6 empty] | 3551 | 2956 |  | 16 |  |  | 5
2007 | 11806 | 6081 | D Cond | PL | 6 | 2013 | RF |  |  |  | Municipal | [7 empty] | 6 | 2013 | MD |  |  | 0.28
2007 | 20860 | 4078 | 1 | OP | 12 | 1954 | OF |  |  |  | Wisconsin River | 95 | [12 empty] | 215 |  |  | 18 |  |  | 6 | 1
2007 | 4716 | 4140 | G5 | OP | 1 | 1960 | OF |  |  |  | Mississippi River | 107 | [12 empty] | 877 |  |  |  | 30 | 0 | 12 | 9
2007 | 4716 | 4143 | 1 | OP | 7 | 1969 | OF |  |  |  | Mississippi River | 378 | [12 empty] | 1430 |  |  |  | 30 | 0 | 11 | 9
2007 | 1307 | 6204 | 1 | OP | 7 | 1980 | RF |  |  |  | Laramie River | 37 | [6 empty] | 7 | 1980 | MW |  | 490 | 2 | 16991 |  | 16991 |  | 140 |  | 54
2007 | 1307 | 6469 | CC2 | OP | 7 | 1986 | RF |  |  |  | Lake | 55 | [6 empty] | 7 | 1986 | MW |  | 417 | 1 | 4524 |  | 4524 |  | 2170 |  | 67
2007 | 11208 | 6481 | 1HRC | OP | 7 | 1986 | RI |  |  |  | DMAD Reservoir | 44 | 7 | 1986 |  |  |  |  | 7 | 1986 | MW |  | 763 | 3 | 40386 |  | 40386 |  |  |  | 20
2007 | 814 | 6641 | 1 | OP | 1 | 1983 | RN |  |  |  | River | 22 | 1 | 1983 |  |  |  |  | 1 | 1983 | NW |  | 690 | 7 | 10757 |  | 10269 | 488 | 0 | 0 | 16 | 1
2007 | 7977 | 2917 | 8 | OP | 6 | 1964 | OF | OC |  |  | Miami River | 51 | [12 empty] | 172 |  |  |  | 0 | 100 | 5 | 10
2007 | 5416 | 3264 | 2 | OP | 7 | 1951 | OF | RF |  |  | Saluda River | 149 | [6 empty] | 3 | 1951 | MW |  | 113 | 1 | 1388 |  | 1388 |  |  |  | 8
2007 | 5416 | 3264 | 3 | OP | 12 | 1958 | OF | RF |  |  | Saluda River | 196 | [6 empty] | 12 | 1958 | MW |  | 276 | 2 | 1694 |  | 1694 |  |  |  | 8
2007 | 17539 | 3280 | CAN3 | OP | 5 | 1967 | RI |  |  |  | Edisto River | 232 | [6 empty] | 5 | 1999 | MW |  | 267 | 1 | [6 empty] | 10
2007 | 17539 | 3280 | CANA | OP | 6 | 1992 | RI | OF |  |  | Edisto River | 267 | [6 empty] | 6 | 1992 | MW |  | 294 | 4 | 15000 |  | 3000 |  |  |  | 10
2007 | 17543 | 3319 | 3 | OP | 3 | 1985 | RF |  |  |  | TL RC CNL | 355 | 3 | 1985 |  |  |  |  | 3 | 1985 | MW |  | 355 | 2 | 13500 |  | 13365 | 135
2007 | 18642 | 3399 | 1 | OP | 11 | 1973 | OF |  |  |  | Cumberland | 3601 | [16 empty] | 400 | 1500 | 28 | 7
2007 | 54907 | 3440 | 1 | SC | 3 | 1954 | RI |  |  |  | City of Corpus Christi | 2 | [6 empty] | 3 | 1954 | MW |  | 129 | 0.724
2007 | 12792 | 2629 | 4 | RE | 5 | 1966 | OS |  |  |  | Hudson River | 232 | [12 empty] | 631 |  |  |  |  | 50 |  | 5
2007 | 3046 | 2708 | 6 | OP | 7 | 1958 | OF | RF |  |  | Cape Fear River | 214 | [6 empty] | 6 | 1974 | MW |  | 334 | 2 | 3584 |  | 958 |  |  |  | 15 | 15
2007 | 3046 | 2712 | 1 | OP | 5 | 1966 | RC | OF |  |  | Lake Hyco | 385 |  |  | 5 | 1966 | 3750 | 77000 | [6 empty] | 4303 | [5 empty] | 10 | 10
2007 | 3046 | 2712 | 4 | OP | 9 | 1980 | RF |  |  |  | Lake Hyco | 767 | [6 empty] | 9 | 1980 | MW |  | 767 | 3 | 12229 |  | 7000 |  |  |  | 10
2007 | 3046 | 2713 | 1 | OP | 8 | 1954 | RC |  |  |  | Sutton Lake | 134 |  |  | 6 | 1972 | 1110 | 7060 | [6 empty] | 2625 | 2526
2007 | 15474 | 2963 | 3313 | OP | 12 | 1979 | RF |  |  |  | Verdigris River | 66 | 6 | 1981 |  |  |  |  | 12 | 1979 | MW |  | 265 | 2 | 1400 |  | 1400 |  |  | 900 | 40
2007 | 3989 | 492 | 7 | OP | 6 | 1974 | RI |  |  |  | Municipal | 145 | [6 empty] | 6 | 1974 | MW |  | 145 | 2 | 741 |  | 741
2007 | 30151 | 527 | N4 | OP | 1 | 1991 | RF |  |  |  | San Miguel River | 1 | 1 | 1991 |  |  |  |  | 1 | 1991 | MW |  | 73 | 0.3 | 550 |  | 494 |  |  |  | 5
2007 | 22350 | 544 | 7 | RE | 2 | 1956 | OS |  |  |  | Housatonic River | 711 | 6 | 1924 | [14 empty] | 30 | 935 | 9 | 7
2007 | 22350 | 544 | 8 | RE | 8 | 1958 | OS |  |  |  | Housatonic River | 711 | 6 | 1924 | [14 empty] | 30 | 935 | 9 | 7
2007 | 7869 | 55328 | CSW 1 | OP | 8 | 2002 | RF |  |  |  | Municipal | 6.2 | [6 empty] | 8 | 2002 | MW |  | 303 | 2
2007 | 54708 | 10378 | UNIT2 | OP | 9 | 1987 | RI |  |  |  | Municipal | 2 | [6 empty] | 9 | 1987 | MW |  | 78.6 | 1 | 1750 |  | 1200
2007 | 54784 | 10495 | COOLTW | OP | 12 | 1990 | RI |  |  |  | Androscoggin River | 50 | [6 empty] | 12 | 1990 | MW |  | 50 | 1 | 4000 |  | 3500
2007 | 42 | 10675 | 1HRC | OP | 3 | 1990 | OS |  |  |  | Thames River | 240 | 3 | 1990 | [10 empty] | 3428 |  |  | 31 | 160 | 78 | 12 | 15
2007 | 3807 | 10849 | CW1 | OP | 10 | 1953 | OF |  |  |  | Lake Superior | 234.1 | [16 empty] | 0 | 52 | 30 | 13
2007 | 772 | 10865 | CGCT | OP | 6 | 2003 | OT | RI |  |  | NWTP | 134 | [6 empty] | 10 | 2004 | MW |  | 134 | 5 | 5340 |  | 5340
2007 | 1015 | 3549 | 1 | RE | 11 | 1960 | OF |  |  |  | TOWN LAKE | 145 | [12 empty] | 580 | [5 empty] | 16 | 2
2007 | 1015 | 3549 | 2 | RE | 12 | 1964 | OF |  |  |  | TOWN LAKE | 145 | [12 empty] | 605 | [5 empty] | 16 | 2
2007 | 1015 | 3549 | 3 | RE | 8 | 1966 | OF |  |  |  | TOWN LAKE | 310 | [12 empty] | 705 | [5 empty] | 16 | 2
2007 | 2442 | 3561 | 6 | OS | 6 | 1969 | RF |  |  |  | Municipal | 78 | [6 empty] | 6 | 1969 | MW |  | 79 | 0.6 | 219
2007 | 11269 | 3601 | CP1 | OP | 5 | 1965 | RC |  |  |  | Colorado River/LK Bastrop | 263 | 6 | 1968 | 6 | 1964 | 906 | 16593 | [6 empty] | 38 |  |  | 38 |  | 400 | 12 | 2
2007 | 16604 | 3609 | 4 | OP | 5 | 1959 | RF |  |  |  | Edwards Limestone Aquifer | 145 | [6 empty] | 5 | 1959 | MW |  | 145 | 1.5 | 416 |  | 416
2007 | 16604 | 3611 | 2 | OP | 1 | 1974 | RC |  |  |  | Calaveras Lake; Make-up Fr | 541 |  |  | 4 | 1972 | 3500 | 62800 | [6 empty] | 1323 | 1065 |  | 258 |  |  | 10 | 10
2007 | 9273 | 991 | 4 | OP | 1 | 1953 | OF | RF |  |  | West of White River | [13 empty] | 1267 |  |  |  | 0 | 10 | 4 | 2
2007 | 13756 | 995 | 78 | OP | 11 | 1962 | OF |  |  |  | Lake Michigan | 685 | [12 empty] | 3915 |  |  |  | 1500 | 100 | 20 | 10
2007 | 18611 | 55334 | CIRC | OP | 9 | 2002 | RI |  |  |  | Kaskaskia | 520 | 9 | 2002 |  |  |  |  | 9 | 2002 | MW |  | 371 | 3.8 | 3700 |  |  | 5
2007 | 2507 | 6013 | 02 | OP | 2 | 1965 | RF |  |  |  | Municipal | 6 | 2 | 1965 |  |  |  |  | 2 | 1965 | MW |  | 85 | 0.67 | 320 |  | 616
2007 | 7140 | 708 | 3 | OP | 6 | 1955 | OF |  |  |  | Coosa River | 181 | [16 empty] | 0 | 100 | 12 | 10
2007 | 7140 | 728 | Y1CS | OP | 9 | 1950 | RI |  |  |  | Chatte River | 193 | 9 | 1950 |  |  |  |  | 4 | 2004 | MW |  | 1114 | 2 |  |  | 73775 |  | 0 | 0 | 20 | 20
2007 | 19547 | 766 | 3 | OP | 12 | 1947 | OS |  |  |  | Pacific Ocean | 107 | [12 empty] | 883 |  |  |  | 0 | 0 | 12 | 7
2007 | 19547 | 766 | 6 | OP | 7 | 1961 | OS |  |  |  | Pacific Ocean | 126 | [12 empty] | 202 |  |  |  | 0 | 0 | 12 | 5
2007 | 13756 | 6085 | 17 | OP | 4 | 1983 | RF |  |  |  | Kankakee River | [7 empty] | 4 | 1983 | MW |  | 412 | 2 | 9627 |  | 6199 |  | 150 |  | 15
2007 | 13781 | 6090 | 3 | OP | 11 | 1987 | RF |  |  |  | Mississippi River | 67 | 11 | 1987 |  |  |  |  | 11 | 1987 | MW |  | 744 | 3 | 6430 |  | 6430 |  |  |  | 6 | 2
2007 | 31719 | 1507 | 3 | OP | 7 | 1965 | OS |  |  |  | CASCO BAY | 107 | [12 empty] | 274 |  |  |  | 825 | 300 | 10 | 38
2007 | 21579 | 55297 | 3 | OP | 3 | 2004 | RF |  |  |  | Lake Michigan |  | 7 | 2003 |  |  |  |  | 3 | 2004 | MW |  | 256 | [5 empty] | 1300 | 2000 | 14
2007 | 54891 | 7030 | CT-1 | OP | 9 | 1990 | RF |  |  |  | Wells | 160 | 9 | 1990 |  |  |  |  | 9 | 1990 | MW |  | 180 | 5
2007 | 13781 | 1912 | 6 | OP | 5 | 1959 | OF |  |  |  | River | 168 | 5 | 1959 | [10 empty] | 1310 |  |  | 50 |  |  | 4 | 9
2007 | 13781 | 1927 | 200 | OP | 6 | 1949 | OF |  |  |  | Mississippi River | 181 | [12 empty] | 165 |  |  |  |  | 660 | 6 | 22
2007 | 14232 | 1943 | 1 | SB | 6 | 1948 | OF | RF |  |  | Otter Tail River | 39 | [6 empty] | 6 | 1959 | MW |  | 47 | 1 | 217 |  | 217 |  |  |  | 9 | 1
2007 | 14232 | 1943 | 3 | OP | 6 | 1964 | OF | RF |  |  | Otter Tail River | 81 | [6 empty] | 6 | 1964 | MW |  | 85 | 1 | 325 |  | 325 |  |  |  | 9 | 1
2007 | 12685 | 2053 | CP | OP | 7 | 1959 | RC |  |  |  | Cooling pond | 377 | 7 | 1959 | 7 | 1959 | 361 | 4332 | [6 empty] | 1341 | 1216 |  | 25 | 10 | 10 | 10 | 10
2007 | 12685 | 2053 | CT | OP | 12 | 1949 | RF |  |  |  | Deep wells | 62 | [6 empty] | 12 | 1949 | MW |  | 62 | 0.5 | 234 |  | 194
2007 | 17568 | 2070 | A | OP | 8 | 1970 | RI |  |  |  | Wells | 9 | 8 | 1970 |  |  |  |  | 8 | 1970 | MW |  | 280 | 2 | 521
2007 | 10000 | 2080 | 1 | OP | 7 | 1958 | OC |  |  |  | Montrose Reservoir | 255 |  |  | 7 | 1958 | 1700 | 25000 | [6 empty] | 2278 | 1248 |  |  |  |  | 8
2007 | 30151 | 6021 | C1 | OP | 7 | 1980 | RF |  |  |  | Yampa River | 20 | [6 empty] | 7 | 1980 | MW |  | 340 | 1.9 | 1543 |  | 1543 |  | 7920 |  | 8
2007 | 5109 | 6035 | 1 | OP | 7 | 1979 | RC |  |  |  | Municipal | 525 |  |  | 7 | 1979 | 100 | 864 | [6 empty] | 17900
2007 | 5580 | 6041 | 3 | OP | 4 | 2005 | RF |  |  |  | Ohio River and Wells | 325 | 4 | 2005 |  |  |  |  | 4 | 2005 | MW |  | 325 | 1.4 | 9332 |  | 6332 |  | 30 |  | 5
2007 | 6452 | 6042 | CP | OP | 10 | 1976 | RC |  |  |  | Little Manatee River | 1780 |  |  | 10 | 1976 | 4000 | 44000 | [6 empty] | 20351 | 20351 |  |  | 0 |  | 0
2007 | 9996 | 6064 | NCS | OP | 2 | 1981 | OF |  |  |  | Missouri River | 310 | [6 empty] | 6 | 2006 | MW |  | 321 | 7 | 8500 |  | 15000 |  | 0 | 0 | 19 | 20
2007 | 4161 | 1552 | 2 | OP | 2 | 1963 | OS |  |  |  | Seneca Creek | 374 | [12 empty] | 1215 | [5 empty] | 13 | 1
2007 | 4161 | 1554 | 2 | OP | 1 | 1959 | OS |  |  |  | Pataspsco River | 175 | 1 | 1959 | [10 empty] | 1000 |  |  |  | 0 | 0 | 13 | 6
2007 | 49805 | 56163 | 3 | OP | 6 | 1944 | RI |  |  |  | Wells | 1.3 | 6 | 1960 |  |  |  |  | 6 | 1944 | MW |  | 74.5 | 0.5
2007 | 814 | 167 | 3 | OP | 6 | 1954 | RF |  |  |  | Arkansas River | 185 | [6 empty] | 6 | 1954 | MW |  | 185 | 2 | 372 |  |  |  | 50 |  | 20
2007 | 15274 | 603 | 15 | OP | 8 | 1968 | RF |  |  |  | Anacostia River | 8 | 8 | 1968 |  |  |  |  | 8 | 1968 | MW |  | 290 | 2 | 230 |  | 230 |  | 180 | 0 | 12 | 0
2007 | 15298 | 6076 | 2 | OP | 8 | 1976 | RF |  |  |  | Yellowstone River | 229 | [6 empty] | 8 | 1976 | MW |  | 229 | 2 | 3000 | 500 | 2500 |  | 200 |  | 15
2007 | 15298 | 6076 | 3 | OP | 1 | 1984 | RF |  |  |  | Yellowstone River | 489 | [6 empty] | 1 | 1984 | MW |  | 489 | 5 | 9000 | 500 | 8500 |  | 200 |  | 15
2007 | 5701 | 2444 | 8 | OP | 6 | 1972 | RI |  |  |  | Wells |  | 8 | 1997 |  |  |  |  | 6 | 1972 | MW |  | 123 | 2 | 1200 |  |  | 15
2007 | 15473 | 2450 | 1 | OP | 3 | 1959 | RF |  |  |  | Wells | 90 | [6 empty] | 3 | 1959 | MW |  | 90 | 0.3
2007 | 520 | 864 | 01 | OP | 6 | 1948 | OF |  |  |  | Illinois River | 178 | [12 empty] | 13 |  |  |  | 0 | 0 | 13 | 0
2007 | 54907 | 3443 | 6 | SC | 5 | 1968 | RI |  |  |  | Wells | 273 | [6 empty] | 5 | 1968 | MW |  | 345 | 1 | 656 |  | 656
2007 | 5701 | 3456 | 2 | OP | 5 | 1963 | RI |  |  |  | Wells, waste water effluent | 1 | [6 empty] | 2 | 1996 | MW |  | 85 | 1 | 1300
2007 | 10362 | 55501 | CLTWR1 | OP | 11 | 2002 | RF |  |  |  | Lake Eufaula | 369 | 11 | 2002 |  |  |  |  | 11 | 2002 | MW |  | 369 | 1.8 |  |  |  |  | 300 |  | 14
2007 | 10362 | 55501 | CLTWR2 | OP | 11 | 2002 | RF |  |  |  | Lake Eufala | 369 | 11 | 2002 |  |  |  |  | 11 | 2002 | MW |  | 369 | 1.8 |  |  |  |  | 300 |  | 14
2007 | 31386 | 55271 | CLTWR | OP | 5 | 2002 | RF |  |  |  | Alabama River | 24 | 5 | 2002 |  |  |  |  | 5 | 2002 | MW |  | 744 | 2.6 |  |  |  |  | 150 |  | 10
2007 | 54888 | 3460 | C1 | OP | 12 | 1970 | OC |  |  |  | Upper Galveston Bay | 753 |  |  | 6 | 1974 | 2750 | 13750 | [10 empty] | 0 | 0 | 0 | 0
2007 | 12631 | 228 | 7 | OP | 8 | 1964 | OF |  |  |  | San Joaquin River | 340 | [12 empty] | 712 | [5 empty] | 14 | 5
2007 | 17633 | 1012 | 2 | OP | 12 | 1966 | OF |  |  |  | Ohio River | 167 | 12 | 1966 | [10 empty] | 520 |  |  | 520 |  |  | 30 | 16
2007 | 12341 | 1082 | 2 | OP | 2 | 1958 | OF |  |  |  | Missouri River | 100 | [12 empty] | 485 | [5 empty] | 16 | 1
2007 | 16604 | 3613 | 2 | OP | 2 | 1956 | RF |  |  |  | Edwards Limestone Aquifer | 137 | [6 empty] | 6 | 1999 | MW |  | 137 | 1 | 1080 |  | 1080
2007 | 12363 | 55481 | 1 | OP | 6 | 2003 | RF |  |  |  | wells | 363.3 | 6 | 2003 |  |  |  |  | 6 | 2003 | MW |  | 331 | 4.62
2007 | 18642 | 55197 | UNIT 1 | OP | 6 | 2003 | RF |  |  |  | City Waste | 3.7 | [6 empty] | 6 | 2003 | MW |  | 191 | 1.3 | 1740 |  | 917 | 25
2007 | 49941 | 55418 | 1CW | OP | 6 | 2002 | RI |  |  |  | Ouchita River | 357 | 6 | 2002 |  |  |  |  | 6 | 2002 | MW |  | 389.6 | 1.27 | 4399 |  | 2138 | 38
2007 | 54805 | 55282 | CT | OP | 6 | 2002 | RF |  |  |  | Wells | 308 | [6 empty] | 6 | 2002 | MW |  | 308 | 4 | 10000
2007 | 49768 | 55168 | CTOWER | OP | 4 | 2002 | RI |  |  |  | Municipal | 8 | 4 | 2002 |  |  |  |  | 4 | 2002 | MW |  | 476.8 | 4.75 | 7012 |  | 3070 | 170 |  |  | 6 | 2
2007 | 54796 | 55380 | CT-3 | OP | 5 | 2003 | RI |  |  |  | Ouachita River | 7.2 | 5 | 2003 |  |  |  |  | 5 | 2003 | MW |  | 389.7 | 4.2 | 12869 |  | 8216 | 7344 | 10 | 5 |  | 4
2007 | 54817 | 55298 | BLK1CS | OP | 5 | 2004 | RI |  |  |  | Delaware River | 423 | 5 | 2004 |  |  |  |  | 5 | 2004 | MW |  | 423 | 6 | 5000 |  | 4950 | 50 | 3500 | 3500 | 15 | 15
2007 | 54888 | 3468 | C1 | OP | 3 | 1958 | OS |  |  |  | Houston Ship Channel | 256 | [18 empty] | 33 | 0
2007 | 54888 | 3469 | C2 | RE | 5 | 1960 | RF |  |  |  | Wells | 134 | 12 | 1958 |  |  |  |  | 5 | 1960 | MW |  | 135
2007 | 5511 | 2480 | 1 | OP | 12 | 1951 | OF |  |  |  | Hudson River | 94 | [12 empty] | 599 |  |  |  | 0 | 0 | 5 | 9
2007 | 26751 | 2514 | 4 | OP | 12 | 1952 | OS |  |  |  | Hempstead Harbor | 136 | [12 empty] | 670 | [5 empty] | 6 | 7
2007 | 14354 | 3644 | 2 | OP | 9 | 1957 | RI |  |  |  | Price River | 3 | [6 empty] | 7 | 1985 | MW |  | 134 | 0.268 | 977 |  | 977 |  |  |  | 13
2007 | 50018 | 1619 | 2 | OP | 5 | 1964 | OS |  |  |  | Taunton River | 400 | [12 empty] | 1166 | [5 empty] | 12
2007 | 14286 | 55467 | UNIT2 | OP | 8 | 2002 | RI |  |  |  | Ouachita River | 3.7 | 6 | 2002 |  |  |  |  | 8 | 2002 | MW |  | 191 | 1.3 | 1740 |  | 917 | 25 | 195 | 155 | 11 | 11
2007 | 14286 | 55467 | UNIT3 | OP | 8 | 2002 | RI |  |  |  | Ouachita River | 3.7 | 6 | 2002 |  |  |  |  | 8 | 2002 | MW |  | 191 | 1.3 | 1740 |  | 917 | 25 | 195 | 155 | 11 | 11
2007 | 7698 | 55153 | CT1 | OP | 10 | 2000 | RF |  |  |  | Lake Dunlap | 10.2 | [6 empty] | 10 | 2000 | MW |  | 5.1 | 1.2 |  |  |  |  | 60 |  | 16
2007 | 26751 | 2517 | 4 | OP | 11 | 1960 | OS |  |  |  | Long Island Sound | 227 | [12 empty] | 1045 | [5 empty] | 12 | 12
2007 | 14294 | 2539 | 1 | OP | 7 | 2005 | RF |  |  |  | Hudson River | 357 | 7 | 2005 |  |  |  |  | 7 | 2005 | WD |  | 357 | 1.6 | 13884 |  | 10806 | 3078 | 1100 | 1100 | 24 | 12
2007 | 17718 | 3485 | 115C | OP | 3 | 1993 | RI |  |  |  | Wells | 446 | [6 empty] | 3 | 1993 | MW |  | 446 | 1 | 3960 |  | 1099
2007 | 6526 | 6094 | 1 | OP | 4 | 1976 | RN |  |  |  | Ohio River | 32 | [6 empty] | 4 | 1976 | NW |  | 668 | 6 | 10286 |  | 7792 |  | 12 |  | 15
2007 | 6526 | 6094 | 2 | OP | 10 | 1977 | RN |  |  |  | Ohio River | 32 | [6 empty] | 10 | 1977 | NW |  | 668 | 6 | 10072 |  | 7468 |  | 12 |  | 15
2007 | 12658 | 2823 | CS2 | OP | 5 | 1977 | OC |  |  |  | Nelson Lake | 557 |  |  | 5 | 1977 | 660 | 10400 | [6 empty] | 7967 |  |  |  | 0 | 0 | 20 | 5
2007 | 6526 | 2835 | 1 | OP | 6 | 1930 | OF |  |  |  | Lake Erie | 1306 | [12 empty] | 2224 |  |  |  | 1000 | 100 | 20 | 20
2007 | 19876 | 3797 | 3 | OP | 12 | 1952 | OF |  |  |  | James River | 138 | 12 | 1952 | [10 empty] | 946 |  |  |  | 2 | 14 | 17 | 2
2007 | 19876 | 3797 | 4 | OP | 6 | 1960 | OF |  |  |  | James River | 178 | 6 | 1960 | [10 empty] | 868 |  |  |  | 2 | 6 | 17 | 0
2007 | 19876 | 3803 | 1 | OP | 6 | 1953 | OS |  |  |  | Elizabeth River | 126 | 5 | 1988 | [10 empty] | 853 |  |  | 680 | 20 | 0 | 5 | 10
2007 | 19876 | 3803 | 3 | OP | 6 | 1959 | OS |  |  |  | Elizabeth River | 223 | 5 | 1988 | [10 empty] | 1235 |  |  |  | 20 | 0 | 5 | 10
2007 | 12384 | 886 | 19 | OP | 11 | 1958 | OF |  |  |  | Chicago River- South Bra | 467 | 11 | 1958 | [10 empty] | 2301 |  |  | 2301 |  |  | 6 | 6
2007 | 5748 | 887 | 5-6 | OP | 6 | 1955 | OF |  |  |  | Ohio River | 383 | [12 empty] | 3157 |  |  |  | 175 | 100 | 0 | 20
2007 | 13143 | 1167 | 7 | OP | 6 | 1958 | OF |  |  |  | Mississippi River | 82 | 12 | 1995 | [10 empty] | 228 |  |  | 10 | 40 | 0 | 4 | 2
2007 | 10005 | 1242 | 2 | OP | 2 | 1954 | RF |  |  |  | Wells | 3 | [6 empty] | 3 | 1999 | MW |  | 117 | 1 | 512 |  | 242
2007 | 19099 | 3845 | 70 | OP | 7 | 2002 | RI |  |  |  | Skookumchuk River | 3 | [6 empty] | 7 | 2002 | MW |  | 138.5 | 1 | 2100 |  | 1700 |  |  |  | 30
2007 | 7140 | 6124 | 1 | OP | 6 | 1979 | OF |  |  |  | Savannah River | 139 | 6 | 1979 | [10 empty] | 4365 |  |  | 4365 | 0 | 0 | 12 | 12
2007 | 17633 | 6137 | 1 | OP | 4 | 1979 | RF |  |  |  | Ohio River | 63 | 4 | 1979 |  |  |  |  | 4 | 1979 | MW |  | 276 | 1 | 7000 |  | 5000 |  | 30 |  | 20
2007 | 5610 | 50481 | RW | OP | 6 | 1932 | OF |  |  |  | South Fork - Holston River | 1053 | [16 empty] | 100 | 100 | 9 | 2.5
2007 | 18162 | 50806 | 600SYS | OP | 6 | 1963 | RI |  |  |  | Great Pee Dee River |  | 6 | 1963 |  |  |  |  | 6 | 1963 | MW | [6 empty] | 5 | 15 |  | 10
2007 | 54865 | 6178 | 1 | OP | 6 | 1980 | RC |  |  |  | Coleto Creek Reservoir | 830 |  |  | 6 | 1980 | 3200 | 35000 | [6 empty] | 4100 | 4100 |  |  |  | 5300 | 5
2007 | 11269 | 6179 | 1 | OP | 6 | 1979 | OC |  |  |  | FPP Lake | 602 | 6 | 1979 | 6 | 1979 | 2400 | 70000 | [6 empty] | 645 |  |  |  | 8 | 70 | 9 | 12
2007 | 56151 | 310 | 3 | OP | 9 | 1964 | OS |  |  |  | San Diego Bay | 274 | 9 | 1964 | [10 empty] | 713 |  |  |  | 64 | 210 | 8 | 8
2007 | 19436 | 2103 | 4 | OP | 6 | 1973 | OF |  |  |  | Missouri River | 477 | [12 empty] | 4834 |  |  |  | 30 | 550 | 25 | 0
2007 | 19436 | 2104 | 3 | OP | 6 | 1958 | OF |  |  |  | Mississippi River | 281 | [16 empty] | 60 | 8 | 22 | 1
2007 | 19436 | 2104 | 4 | OP | 6 | 1961 | OF |  |  |  | Mississippi River | 362 | [16 empty] | 70 | 8 | 22 | 1
2007 | 924 | 2167 | 2 | OP | 2 | 1977 | OF |  |  |  | Mississippi River | 740 | [12 empty] | 1598 |  |  |  | 160 | 160 | 26 | 26
2007 | 19876 | 7213 | 1 | OP | 10 | 1995 | RI |  |  |  | Roanoke River | 33 | 10 | 1995 |  |  |  |  | 10 | 1995 | MW |  | 490 | 2 | 2714 |  | 2714 |  | 30 |  | 7
2007 | 16604 | 7512 | 1 | OP | 6 | 2000 | RC |  |  |  | VHB Lake | 446 |  |  | 3 | 1966 | 1350 | 26500 | [6 empty] | 5072 | 5072
2007 | 17650 | 7710 | U2C | OP | 6 | 2003 | RI |  |  |  | Chattohoochee River | 243 | 6 | 2003 |  |  |  |  | 6 | 2003 | MW |  | 279 | 1.5 | 3657 |  | 2629 |  | 50 | 1 | 15
2007 | 40230 | 7790 | 1-1 | OP | 5 | 1986 | RF |  |  |  | Green River | 8 | [6 empty] | 4 | 1986 | MW |  | 446 | 1 | 8709 |  | 8709 |  | 20 |  | 36
2007 | 9617 | 7846 | 3 | OP | 2 | 2005 | RI |  |  |  | Ground Water | 300 | 2 | 2005 |  |  |  |  | 2 | 2004 | MW |  | 300 | 1.5 | 1875
2007 | 20856 | 8023 | 2 | OP | 3 | 1976 | RF | RC |  |  | Wisconsin River | 17 |  |  | 3 | 1976 | 470 | 3290 | 3 | 1978 | MW |  | 446 | 1 | 4569 | 2128 | 2441
2007 | 17254 | 54547 | CW5 | OP | 9 | 1994 | RF |  |  |  | Municipal | 275 | 9 | 1994 |  |  |  |  | 9 | 1994 | MW |  | 275 | 3.6 | 1250 |  | 750 | 40
2007 | 54780 | 55700 | 1CLG | TS | 1 | 2008 | RF |  |  |  | Wells | [7 empty] | 1 | 2008 | MD |  | 171 | 2.3
2007 | 12384 | 3122 | C | OP | 6 | 1977 | RN |  |  |  | Two Lick Creek | 50 | [6 empty] | 6 | 1977 | NW |  | 600 | 4.8 | 17357 |  | 17357 |  | 0 | 0 | 6 | 0
2007 | 15998 | 3130 | 1 | OP | 3 | 2004 | RF |  |  |  | Conemaugh River | 16 | 3 | 2004 |  |  |  |  | 3 | 2004 | MW |  | 579 | 1 | 24300 |  | 7300 |  |  |  | 20 | 2
2007 | 14165 | 3138 | 3 | OP | 6 | 1952 | OF |  |  |  | Beaver River | 134 | [12 empty] | 240 | [5 empty] | 2 | 2
2007 | 14165 | 3138 | 5 | OP | 6 | 1964 | OF |  |  |  | Beaver River | 167 | [12 empty] | 464 | [5 empty] | 2 | 2
2007 | 15537 | 3140 | 3 | OP | 6 | 1969 | OF |  |  |  | Susquehanna River | 640 | [12 empty] | 2989 |  |  |  | 0 | 2300 | 15 | 0
2007 | 22001 | 3152 | 2 | OP | 9 | 1949 | OF |  |  |  | Susquehanna River | 97 | [12 empty] | 788 | [5 empty] | 7 | 8
2007 | 6035 | 3169 | 1 | OP | 7 | 1958 | OF |  |  |  | SCHUYLKILL RIVER | 218 | [12 empty] | 1180 |  |  |  | 0 | 0 | 18 | 10
2007 | 6452 | 609 | 2CWS | OP | 5 | 1969 | OS |  |  |  | Indian River | 613 | [12 empty] | 1168 |  |  |  | 700 |  | 8 | 7
2007 | 3265 | 51 | CW | OP | 4 | 1986 | RI |  |  |  | Makeup Pond on Property | 799 | [6 empty] | 4 | 1986 | MW |  | 799 | 4 | 11810 |  | 11810 |  | 0 | 0 | 0 | 0
2007 | 189 | 56 | 1 | OP | 3 | 1969 | OF |  |  |  | RIVER | 116 | [12 empty] | 1294 |  |  |  | 200 | 0 | 10 | 6
2007 | 189 | 56 | B | OP | 5 | 1980 | RN |  |  |  | RIVER | 12 | [6 empty] | 5 | 1980 | MW |  | 2683 | 2 | 1469 |  | 1469 |  | 200 | 0 | 10 | 0
2007 | 30151 | 87 | 1 | OP | 12 | 1984 | RF |  |  |  | Wells | 177 | [6 empty] | 12 | 1984 | MW |  | 212 | 0.7 | 2607 |  | 2607
2007 | 10623 | 676 | U1
2007 | 12796 | 3946 | 2 | OP | 10 | 1960 | OF |  |  |  | Ohio River | 167 | [12 empty] | 913 |  |  |  | 10 |  | 18 | 29
2007 | 14006 | 3947 | 1 | OP | 7 | 1958 | OF |  |  |  | Ohio River | 356 | [12 empty] | 689 |  |  |  | 256 | 256 | 19 | 19
2007 | 10755 | 55097 | TOW2 | OP |  |  | RF |  |  |  | Lake Pat Mayse | 23 | 12 | 2000 |  |  |  |  | 12 | 2000 | MD |  | 299 | 12.3 | 6015 |  | 6000 | 15
2007 | 1307 | 56609 | ACC | CO
2007 | 54895 | 56259 | MDCT1 | CO | 7 | 2010 | RF |  |  |  | Municipal Gray Water | 13 | [6 empty] | 7 | 2010 | WD |  | 13 | 2.5 | 16 |  | 16
2007 | 14127 | 6096 | 2 | CO | 5 | 2009 | RF |  |  |  | Missouri River | 632 | 5 | 2009 |  |  |  |  | 5 | 2009 | MW |  | 632 | 0.15 | [6 empty] | 8
2007 | 19316 | 55360 | ACC | PL | 12 | 2012 | OT |  |  |  | WELLS | 1 | 12 | 2012
2007 | 4254 | 1695 | 1 | OP | 5 | 2000 | OF |  |  |  | Muskegon Lake | [17 empty] | 0 | 0 | 0 | 0
2007 | 4254 | 1710 | 1 | OP | 8 | 1962 | OF |  |  |  | Pigeon Lake | 267 | [16 empty] | 0 | 2000 | 0 | 25
2007 | 4254 | 1710 | 2 | OP | 3 | 1967 | OF |  |  |  | Pigeon Lake | 401 | [16 empty] | 0 | 2000 | 0 | 25
2007 | 4254 | 1723 | 1 | OP | 7 | 1952 | OF |  |  |  | North Maumee Bay | 134 | [16 empty] | 0 | 0 | 0 | 0
2007 | 20592 | 55259 | CT | OP | 4 | 2002 | RI |  |  |  | Steam Host | 311 | 4 | 2002 |  |  |  |  | 4 | 2002 | MW |  | 345 | 1.5 | 3000 |  | 2000
2007 | 6727 | 55527 | CS1 | PL | 1 | 2009 | RI |  |  |  | municipal | 12 | [6 empty] | 1 | 2009 | MW |  | 10
2007 | 803 | 55455 | CTWR-2 | OP | 7 | 2002 | RF |  |  |  | Municipal | 10 | 7 | 2002 |  |  |  |  | 7 | 2002 | MW |  | 356 | 8 | 4000 |  | 2 | 2 |  |  | 14 | 50
2007 | 50096 | 55318 | CWS | OP | 2 | 1960 | OS |  |  |  | Indian River | 1292 | [12 empty] | 1135 |  |  |  | 0 | 700 | 11 | 5
2007 | 14354 | 8066 | CW73 | OP | 9 | 1976 | RI |  |  |  | Green River | 11 | [6 empty] | 9 | 1976 | MW |  | 357 | 2 | 1734 |  | 1734 |  |  |  | 8
2007 | 16572 | 8068 | 6 | OP | 3 | 2006 | RI |  |  |  | Canal Water | 180 | 3 | 2006 |  |  |  |  | 3 | 2006 | MW |  | 180 | 1.2 | 4903 |  | 3203 | 25
2007 | 14354 | 8069 | 1 | OP | 6 | 1977 | RI |  |  |  | Huntington Creek | 9 | [6 empty] | 6 | 1977 | MW |  | 401 | 3 | 2880 |  | 2880 |  |  |  | 12
2007 | 20860 | 4072 | 4 | RE | 8 | 1947 | OF |  |  |  | Green Bay | 75 | 6 | 1993 | [10 empty] | 46 |  |  | 80 | 12 | 6 | 6 | 6
2007 | 20860 | 4072 | 7 | OP | 11 | 1958 | OF |  |  |  | Fox River | 145 | 6 | 1993 | [10 empty] | 508 |  |  | 120 | 12 | 6 | 6 | 6
2007 | 11249 | 1364 | 4 | OP | 9 | 1982 | RF |  |  |  | Ohio River | 496 | [6 empty] | 9 | 1982 | MW |  | 496 | 1 | 9227 |  | 9227 |  | 0 | 0 | 10 | 4
2007 | 5109 | 1731 | 1 | OP | 4 | 1968 | OF |  |  |  | Lake Huron | 200 | 9 | 1979 | [10 empty] | 1038
2007 | 5109 | 1733 | 3 | OP | 5 | 1973 | OF |  |  |  | Raisin River | 779 | [12 empty] | 3000
2007 | 5109 | 1745 | 9 | OP | 1 | 1968 | OF |  |  |  | Trenton Channel | 468 | 3 | 1982 | [10 empty] | 4127
2007 | 5107 | 1822 | 5 | OP | 8 | 1950 | OF |  |  |  | Detroit River | 102 | [16 empty] | 0 | 0 | 6 | 6
2007 | 14006 | 2872 | 4 | OP | 4 | 1958 | OF |  |  |  | Muskingum River | 357 | [12 empty] | 908 | [5 empty] | 15 | 10
2007 | 14232 | 8222 | C1 | OP | 5 | 1981 | RI |  |  |  | Missouri River | 9 | [6 empty] | 5 | 1981 | MW |  | 359 | 2 | 7825 |  | 7825 |  |  | 50 | 10 | 10
2007 | 13337 | 2226 | 1 | OP | 5 | 1958 | OF |  |  |  | Tri-County Supply Canal | 130 | 5 | 1958 | [10 empty] | 12 |  |  | 12 |  |  | 2 | 2
2007 | 14127 | 2291 | 4 | OP | 6 | 1963 | OF |  |  |  | Missouri River | 167 | [12 empty] | 238 |  |  |  | 2 | 2 | 8 | 6
2007 | 195 | 26 | 2 | OP | 5 | 1960 | OF |  |  |  | Coosa River | 305 | [12 empty] | 2892 |  |  |  |  | 100 | 16 | 17
2007 | 17543 | 130 | 1 | OP | 5 | 1995 | RF |  |  |  | Diversion Canal | 13 | 5 | 1995 |  |  |  |  | 5 | 1995 | MW |  | 558 | 2 | 4760 |  | 6891 |  |  | 10 |  | 15
2007 | 16572 | 141 | 2 | OP | 4 | 1957 | RI |  |  |  | Wells | 177 | 6 | 2004 |  |  |  |  | 4 | 1957 | MW |  | 177 | 1.4 | 813
2007 | 13168 | 2549 | 68 | OP | 6 | 1958 | OF |  |  |  | Niagara River | 268 | 11 | 1979 | [10 empty] | 606 | [5 empty] | 10 | 8
2007 | 18041 | 981 | 4 | OP | 5 | 1962 | OF |  |  |  | Lake Michigan | 515 | 12 | 1955 | [10 empty] | 403 |  |  | 403 | 0 | 0 | 7 | 7
2007 | 9269 | 983 | 3 | OP | 7 | 1955 | OF |  |  |  | OHIO RIVER | 339 | 7 | 1955 | [10 empty] | 8330 |  |  | 103 | 270 | 270 | 11 | 12
2007 | 11208 | 404 | CW3 | OP | 5 | 1974 | OS |  |  |  | Sea water | 420 | 9 | 1959 | [14 empty] | 1600 | 1200 | 15 | 15
2007 | 15466 | 465 | 3 | OP | 11 | 1951 | RF |  |  |  | Platte River | 350 | [6 empty] | 11 | 1951 | MW |  | 69 |  | 322 |  | 144
2007 | 15466 | 465 | 4 | OP | 8 | 1955 | RF |  |  |  | Platte River | 145 | [6 empty] | 8 | 1955 | MW |  | 145 |  | 624 |  | 340
2007 | 6541 | 56708 | W7101 | CO | 6 | 2009 | RI |  |  |  | Lake Texana | 279 | 6 | 2009 |  |  |  |  | 6 | 2009 | MW |  | 279 | 1.1 | 3250 |  | 3250 | 60
2007 | 14372 | 55103 | COOL1 | OP | 7 | 2001 | RF | RC |  |  | Spring Street Wastewater TP | 8 |  |  | 7 | 2001 | 1 | 6 | 7 | 2001 | MW |  | 196 | 2.6 | 1000 | 2000 | 5000
2007 | 13538 | 55661 | TOW | OP | 6 | 2002 | RF |  |  |  | Piscataqua River | [7 empty] | 6 | 2002 | MW | [7 empty] | 300 |  | 10
2007 | 6909 | 663 | T2 | OP | 10 | 1981 | RF |  |  |  | Wells Floridan Aquifer | 4 | [6 empty] | 10 | 1981 | MW |  | 7 | 1 | 2124 |  | 2124
2007 | 9617 | 667 | 2 | OP | 3 | 1972 | OS |  |  |  | St Johns River | 309 | 3 | 1972 | [14 empty] | 200 | 300 |  | 38
2007 | 18445 | 688 | 1 | OP | 5 | 1971 | RF |  |  |  | Underground Wells | 4 | [6 empty] | 6 | 1994 | MW |  | 124 | 2 | 1500 |  | 1500
2007 | 19804 | 693 | 1 | OP | 6 | 1961 | OS |  |  |  | Indian River | 56 | [12 empty] | 105 |  |  |  | 150 | 800 | 15 | 8
2007 | 7140 | 703 | 2CT | OP | 9 | 1972 | RN |  |  |  | Etowah River | 48 | 9 | 1972 |  |  |  |  | 9 | 1972 | NW |  | 575 | 0.002 | 3443 |  | 2500 |  | 0 | 0 | 15 | 0
2007 | 7140 | 703 | 3CT | OP | 12 | 1974 | RN |  |  |  | Etowah River | 48 | 12 | 1974 |  |  |  |  | 12 | 1974 | NW |  | 690 | 0.002 | 5652 |  | 3000 |  | 0 | 0 | 15 | 0
2007 | 15472 | 2367 | 4 | OP | 10 | 1952 | OS |  |  |  | Piscataqua River | 63 | [12 empty] | 401 |  |  |  | 32 |  | 12
2007 | 9324 | 988 | U2 | OP | 11 | 1952 | OF |  |  |  | Ohio River | 223 | 11 | 1985 | [14 empty] | 36 | 36 | 31 | 31
2007 | 9273 | 990 | 4 | OP | 6 | 1947 | OF |  |  |  | West fork of White River | 85 | [17 empty] | 10 | 4
2007 | 9273 | 991 | 2 | OP | 4 | 1950 | OF | RF |  |  | West fork of White River | [13 empty] | 1267 |  |  |  | 0 | 10 | 4 | 2
2007 | 19323 | 3489 | 1 | OP | 7 | 1954 | OC |  |  |  | Eagle Mountain Reservoir | 668 |  |  | 7 | 1954 | 9200 | 190460 | [6 empty] | 3087 |  |  |  | 190 | 0 | 30 | 3
2007 | 55983 | 3494 | 5 | OP | 6 | 1958 | RI |  |  |  | Wells | 140 | [6 empty] | 6 | 1958 | MW |  | 145 | 2 | 1891
2007 | 55983 | 3494 | 6 | OP | 12 | 1973 | RI |  |  |  | Wells | 519 | [6 empty] | 12 | 1973 | MW |  | 60 | 5 | 5928
2007 | 55983 | 3506 | 1 | OP | 4 | 1970 | OC |  |  |  | Tradinghouse Creek Reservoir | 1633 |  |  | 4 | 1970 | 2010 | 37800 | [6 empty] | 4201 | 4201 |  |  | 0 | 0 | 17
2007 | 19323 | 3507 | 1 | OP | 12 | 1949 | OC |  |  |  | Trinidad Lake | 658 |  |  | 12 | 1949 | 740 | 6200 | [6 empty] | 326 | 326 |  |  | 0 | 0 | 17
2007 | 5580 | 1384 | 2 | OP | 10 | 1969 | OF |  |  |  | CUMBERLAND RIVER | 184 | [12 empty] | 2461 |  |  |  | 60 | 60 | 45 | 45
2007 | 55937 | 3459 | 4 | OP | 8 | 1974 | OS |  |  |  | Sabine Lake | 159 | [12 empty] | 4131 |  |  |  | 0 | 0 | 20 | 0
2007 | 7597 | 55146 | UNIT2 | OP | 2 | 2002 | RI |  |  |  | Municipal | 4 | 2 | 2002 |  |  |  |  | 2 | 2002 | MW |  | 191 | 1.3 | 1740 |  | 917 | 25
2007 | 3370 | 55299 | CT | OP | 7 | 2001 | RF |  |  |  | Lyondell Citgo Refinery | 274 | [6 empty] | 7 | 2001 | MW |  | 274 | 2 |  |  |  |  | 30 | 15 | 4 | 4
2007 | 2843 | 55217 | CT | OP | 8 | 2001 | RI |  |  |  | Municipal | 246 | [6 empty] | 8 | 2001 | MW |  | 246 | 3
2007 | 10623 | 676 | U3
2007 | 17718 | 6194 | 171C | OP | 7 | 1982 | RI |  |  |  | Wells | 738 | [6 empty] | 7 | 1982 | MW |  | 776 | 8 | 18119 |  | 10161
2007 | 803 | 2442 | 3 | OP | 8 | 1964 | RC |  |  |  | San Juan River | 270 | 8 | 1964 | 12 | 1962 | 1275 | 39000 | [6 empty] | 1512 | 879 |  | 10 |  |  | 5
2007 | 5701 | 2444 | 6 | OP | 6 | 1957 | RI |  |  |  | Wells |  | 8 | 1997 |  |  |  |  | 6 | 1957 | MW |  | 73 | 1 | 800 |  |  | 15
2007 | 14165 | 8226 | 1 | OP | 12 | 1970 | OF |  |  |  | Allegheny River | 555 | [18 empty] | 8 | 7
2007 | 17465 | 10017 | CT01 | OP | 12 | 1984 | RI |  |  |  | Wells | 62.2 | [6 empty] | 12 | 1984 | MW |  | 62.2 | 1
2007 | 3901 | 10071 | UNIT1 | OP | 6 | 1988 | RI |  |  |  | Wells | 2 | 6 | 1988 |  |  |  |  | 6 | 1988 | MW |  | 78.6 | 1 | 1800 |  | 1200
2007 | 3303 | 10333 | 1 | OP | 6 | 1988 | RC |  |  |  | Wells | 223 |  |  | 6 | 1988 | 200 | 3000 | [10 empty] | 30 | 10 | 10 | 10
2007 | 55919 | 10360 | NCCW | OP | 6 | 1954 | OC | OF | RC |  | Lower Fox River | 186 | 12 | 1992 | [10 empty] | 695 |  |  | 123 |  |  | 12 | 4
2007 | 11241 | 1403 | 4 | OP | 5 | 1971 | OF |  |  |  | Mississippi River | 946 | [12 empty] | 3510 |  |  |  | 0 | 0 | 15 | 17
2007 | 11241 | 1404 | 2 | OP | 12 | 1943 | RF |  |  |  | Ouachita River | 3 | [6 empty] | 8 | 1974 | MW |  | 70 | 2 | 2044 |  | 1874 |  | 0 | 100 | 15 | 20
2007 | 14354 | 4158 | CW43 | OP | 12 | 1964 | OF | RI |  |  | North Platte River | 170 | [6 empty] | 12 | 1974 | MW |  | 243 | 1 | 2566 |  | 2566 |  |  |  | 7 | 4
2007 | 14354 | 4158 | CW44 | OP | 7 | 1972 | RI |  |  |  | North Platte River | 9 | [6 empty] | 7 | 1972 | MW |  | 254 | 1 | 2096 |  | 2096 |  |  |  | 7 | 4
2007 | 14354 | 4162 | 3 | OP | 10 | 1971 | RI |  |  |  | Hams Fork River | 10 | [6 empty] | 10 | 1971 | MW |  | 221 | 2 | 1396 |  | 1396 |  |  |  | 5
2007 | 7140 | 6257 | 3 | OP | 2 | 1987 | RN |  |  |  | Lake Juliette | 37 | 8 | 1986 |  |  |  |  | 2 | 1987 | NW |  | 580 |  | 8841 |  | 8841 |  | 130 |  | 26
2007 | 19323 | 6648 | 4 | OP | 5 | 1981 | RC | OC |  |  | Lake Alcoa | 745 | 5 | 1981 | 5 | 1981 | 980 | 15600 | [6 empty] | 6975 | 6975 |  |  | 0 | 0 | 35
2007 | 17554 | 3298 | WIL1 | OP | 5 | 1973 | OF | RI |  |  | Back River | 826 | [6 empty] | 5 | 1990 | MD |  | 657 | 4 | 8000 |  | 7000 |  | 1800 | 1250 | 17
2007 | 18642 | 3403 | 1 | OP | 11 | 1956 | OF |  |  |  | Cumberland | 1320 | [12 empty] | 3201 |  |  |  | 2240 | 2480 | 17 | 37
2007 | 18642 | 3406 | 1 | OP | 8 | 1959 | OF |  |  |  | Tennessee River | 2293 | [12 empty] | 5647 |  |  |  | 4000 | 3700 | 12 | 16
2007 | 18642 | 3407 | 1 | OP | 12 | 1955 | OF |  |  |  | Emory River | 2155 | [12 empty] | 5618 |  |  |  | 4400 | 640 | 20 | 12
2007 | 5347 | 52006 | P1CW | OP | 6 | 1958 | OF |  |  |  | Miss River | 203 | [16 empty] | 3200 | 4600
2007 | 49979 | 3439 | 2 | OP | 5 | 1955 | RI |  |  |  | Rio Grande River | 2 | [6 empty] | 5 | 1955 | NW |  | 60 | 0.216 | 124 |  | 124 |  | 26 |  | 4
2007 | 3046 | 2709 | 2 | OP | 5 | 1951 | RI |  |  |  | H F Lee Lake | 133 |  |  | 8 | 1962 | 575 | 3800 | 5 | 1951 | MW |  |  | 0.67 | 1308 | 1308 |  |  |  |  | 5
2007 | 3046 | 2713 | 2 | OP | 5 | 1955 | RC |  |  |  | Sutton Lake | 136 |  |  | 6 | 1972 | 1110 | 7060 | [6 empty] | 2631 | 2526
2007 | 5416 | 2718 | 4 | OP | 10 | 1960 | OF |  |  |  | Lake Wylie | 281 | [12 empty] | 4000 | [5 empty] | 16 | 18
2007 | 15474 | 2964 | 8003 | OP | 7 | 1967 | RF |  |  |  | Ft. Cobb | 49 | 5 | 1981 |  |  |  |  | 7 | 1967 | MW |  | 1336 | 4 | 2500 |  | 2000 | 10 | 8000 | 800 | 4
2007 | 15466 | 470 | 2 | OP | 12 | 1975 | RF |  |  |  | Arkansas River | 317 | [6 empty] | 12 | 1975 | MW |  | 317 |  | 4108 |  | 1638
2007 | 30151 | 527 | N1-3 | OP | 1 | 1991 | RF |  |  |  | San Miguel River | 1 | [6 empty] | 1 | 1991 | MW |  | 85 | 0.2 | 175 |  | 147 |  |  |  | 5
2007 | 55877 | 10485 | 4 | OP | 1 | 1949 | OS |  |  |  | Old Road Bay | 153
2007 | 156 | 10670 | DAE001 | OP | 6 | 1986 | RF |  |  |  | Municipal | 167 | 6 | 1986 |  |  |  |  | 6 | 1986 | MW |  | 167 | 0.8 | 3000 |  | 3000
2007 | 35 | 10678 | CW1 | OP | 2 | 2000 | RI |  |  |  | Municipal | 161 | [6 empty] | 2 | 2002 | MW |  | 176 | 1 | 20000 |  | 3000
2007 | 20492 | 50184 | COLTWR | OP | 5 | 1982 | RI |  |  |  | Tennessee-Tombigbee Waterway | 1.44 | [6 empty] | 5 | 1982 | MW |  | 1.44 | 1 | 416 |  | 416 |  |  |  | 28
2007 | 17650 | 55965 | U6C | OP | 6 | 2002 | RI |  |  |  | Service Water Pond | 243 | 6 | 2002 |  |  |  |  | 6 | 2002 | MW |  | 279 | 1.5 | 3657 |  | 2629 |  | 300 | 1 | 70
2007 | 18611 | 55137 | Circ | OP | 6 | 2002 | RI |  |  |  | Municipal | 428 | 6 | 2002 |  |  |  |  | 6 | 2002 | MW |  | 428 | 1.55 | 5432 |  | 5000 | 32
2007 | 4254 | 55087 | CIRC | OP | 8 | 2002 | RI |  |  |  | Municipal | 267.3 | 8 | 2002 |  |  |  |  | 8 | 2002 | MW |  | 267.3 | 1.1 | 10000 |  | 10000
2007 | 15988 | 55187 | CW | OP | 6 | 2002 | RI |  |  |  | Other | 194 | 8 | 2001 |  |  |  |  | 8 | 2001 | MW |  | 214 | 2.2 | 3536 |  | 1718 | 40
2007 | 14298 | 55215 | CTW1 | OP | 6 | 2001 | RF |  |  |  | Texland Well Water | 10.2 | 6 | 2001 |  |  |  |  | 6 | 2001 | MW |  | 329.7 | 1.34 | [6 empty] | 85 | 85
2007 | 7140 | 715 | 1 | OP | 11 | 1952 | OS |  |  |  | Turtle River | 98 | 12 | 1954 | [10 empty] | 644 |  |  | 644 | 270 | 240 | 15 | 13
2007 | 7140 | 715 | 2 | OP | 6 | 1959 | OS |  |  |  | Turtle River | 118 | 12 | 1954 | [10 empty] | 22 |  |  | 22 | 270 | 240 | 15 | 13
2007 | 7140 | 728 | Y3CS | OP | 8 | 1952 | RI |  |  |  | Chatte River | 193 | 8 | 1952 |  |  |  |  | 4 | 2004 | MW |  | 1114 | 2 |  |  | 73775 |  | 0 | 0 | 20 | 20
2007 | 19547 | 766 | 4 | OP | 10 | 1950 | OS |  |  |  | Pacific Ocean | 103 | [12 empty] | 194 |  |  |  | 0 | 0 | 12 | 7
2007 | 19547 | 766 | 5 | OP | 10 | 1959 | OS |  |  |  | Pacific Ocean | 126 | [12 empty] | 444 |  |  |  | 0 | 0 | 12 | 5
2007 | 6958 | 4266 | 3 | RE | 6 | 1962 | RF |  |  |  | Municipal | 6 | [6 empty] | 6 | 1962 | MW |  | 62 | 1 | 328 |  | 328
2007 | 49979 | 4939 | 2 | OP | 7 | 1976 | OS | OC |  |  | Laguna Madre | 261 |  |  | 5 | 1974 | 1100 | 6600 | [6 empty] | 2030 |  |  |  | 3824 | 492 | 24 | 2
2007 | 13756 | 6085 | 14 | OP | 12 | 1976 | RF |  |  |  | Kankakee River | [7 empty] | 12 | 1976 | MW |  | 548 | 2 | 3886 |  | 3886 |  | 150 |  | 15
2007 | 31719 | 1507 | 4 | OP | 12 | 1978 | OS |  |  |  | CASCO BAY | 510 | [12 empty] | 6474 |  |  |  | 825 | 300 | 15 | 38
2007 | 17539 | 7210 | COP1 | OP | 1 | 1996 | RI |  |  |  | Well Water | 10 | [6 empty] | 1 | 1996 | MW |  | 391 | 2 |  |  |  |  | 17 |  | 6
2007 | 12685 | 2050 | 2 | OP | 6 | 1971 | OF |  |  |  | Mississippi River | 542 | 6 | 1971 | [10 empty] | 10000 |  |  | 60 | 0 | 100 | 30 | 30
2007 | 5860 | 2076 | 2 | OP | 6 | 1986 | RC |  |  |  | Wells | 64 |  |  | 6 | 1986 | 30 | 360 | [6 empty] | 835 | 835
2007 | 520 | 861 | 01 | OP | 12 | 1965 | OC | RI |  |  | McDavid Branch | 326 |  |  | 12 | 1965 | 1100 | 22000 | 5 | 2002 | MW |  | 60 | 1 | 28790 | 21790 | 7000 |  |  |  | 10
2007 | 7570 | 6030 | 9 | OP | 8 | 1979 | RF |  |  |  | Missouri River | 17 | [6 empty] | 8 | 1979 | MW |  | 1404 | 3 | 14676 |  | 8525 |  | 54 | 0 | 1 | 0
2007 | 4922 | 6031 | 2 | OP | 6 | 1982 | RF |  |  |  | Ohio River | 515 | 6 | 1982 |  |  |  |  | 6 | 1982 | MW |  | 515 | 2 | 20168 |  | 15448 | 337 | 140 |  | 17
2007 | 5580 | 6041 | 4 | PL | 4 | 2009 | RF |  |  |  | Ohio River | 325 | 4 | 2009 |  |  |  |  | 4 | 2009 | MW |  | 325 | 1.4 | 10000 |  |  |  | 30 |  | 5
2007 | 49886 | 56220 | S40 | PL | 4 | 2011 | RI |  |  |  | Chattahoochee River | 1010 | [6 empty] | 4 | 2011 | MW |  | 1010
2007 | 49896 | 56224 | CTW100 | CO | 6 | 2008 | RI |  |  |  | Wells | 218 | 3 | 2008 |  |  | 93 | 100 | 6 | 2008 | MW |  | 218 | 1 | 22522 | 11693 | 10829
2007 | 796 | 160 | 2 | OP | 1 | 1979 | RI |  |  |  | Wells | 268 | [6 empty] | 1 | 1979 | MW |  | 524 | 4 | 3356 |  | 1795
2007 | 7490 | 165 | 2 | OP | 4 | 1986 | RI |  |  |  | GRAND RIVER | 11 | 1 | 1982 |  |  |  |  | 4 | 1986 | MW |  | 434 | 4 | 9917 |  | 9917 |  | 73 | 0 | 40 | 0
2007 | 814 | 167 | 2 | OP | 7 | 1949 | RF |  |  |  | Arkansas River | 120 | [6 empty] | 7 | 1949 | MW |  | 120 | 1 | 281 |  |  |  | 50 |  | 20
2007 | 814 | 168 | 2 | SB | 5 | 1951 | RF |  |  |  | L'Anquille River | 3 | 5 | 1951 |  |  |  |  | 5 | 1951 | MW |  | 218 | 1 |  |  |  |  | 25 | 1760 | 6 | 0
2007 | 9617 | 207 | 2 | OP | 5 | 1988 | RN |  |  |  | St John River | 38 | 5 | 1988 |  |  |  |  | 5 | 1988 | NW |  | 552 |  | 17185 |  | 17185 |  | 200 | 300 |  | 38
2007 | 22380 | 546 | 5 | OP | 6 | 1954 | OS |  |  |  | Thames River | 116 | [12 empty] | 225 |  |  | 15 |  |  | 10 | 2
2007 | 13922 | 548 | 1 | OP | 6 | 1960 | OS |  |  |  | Long Island Sound | 220 | [12 empty] | 560 |  |  |  | 0 | 0 | 12 | 0
2007 | 12490 | 562 | 3 | OP | 1 | 1964 | OF |  |  |  | Connecticut River | 220 | 1 | 1964 | [10 empty] | 85 |  |  | 3 | 1 | 1 | 11 | 11
2007 | 14610 | 564 | 2 | OP | 6 | 1996 | RN |  |  |  | Effluent From Sewage Plan | 10 | 6 | 1996 | 7 | 1987 | 93 | 560 | 6 | 1996 | NW |  | 446 | 2 | 17785 |  | 17650 | 135 |  |  | 12
2007 | 9332 | 594 | 3 | OP | 6 | 1970 | OS |  |  |  | Indian River | 244 | 5 | 1992 | [10 empty] | 281 |  |  | 31 |  | 1250 | 6 | 3
2007 | 4161 | 602 | 1 | OP | 5 | 1984 | RF |  |  |  | Patapsco River | 18 | [6 empty] | 5 | 1984 | MW |  | 502 | 2 | 33094 |  | 24559 |  | 25 | 25 | 13 | 6
2007 | 520 | 864 | 04 | OP | 9 | 1975 | RI |  |  |  | Illinois River | 191 | [6 empty] | 9 | 1975 | MW |  | 191 | 2.6 | 387 |  | 387 |  | 0 | 0 | 13 | 0
2007 | 5701 | 3456 | 3 | OP | 4 | 1966 | RI |  |  |  | Wells, waste water effluent | 1 | [6 empty] | 4 | 1996 | MW |  | 91 | 1 | 1500
2007 | 6567 | 56400 | 12-HRC | CO | 5 | 2008 | RF |  |  |  | WELLS | [7 empty] | 5 | 2008 | MW
2007 | 54888 | 3464 | C5 | OP | 6 | 1973 | RF |  |  |  | Municipal | 15 | [6 empty] | 6 | 1973 | MW |  | 254 | 4
2007 | 15470 | 1004 | 7 | OP | 1 | 1949 | OF |  |  |  | West fork White River | 78 | [12 empty] | 96 |  |  |  | 0 | 1 | 9 | 2
2007 | 15470 | 1010 | 2 | OP | 8 | 1953 | OF |  |  |  | Wabash River | 138 | [12 empty] | 354 |  |  |  | 0 | 0 | 17 | 13
2007 | 15470 | 1010 | 3 | OP | 9 | 1954 | OF |  |  |  | Wabash River | 138 | [12 empty] | 368 |  |  |  | 0 | 0 | 17 | 13
2007 | 15470 | 1010 | 4 | OP | 1 | 1955 | OF |  |  |  | Wabash River | 138 | [12 empty] | 368 |  |  |  | 0 | 0 | 17 | 13
2007 | 9267 | 1043 | 1CW | OP | 5 | 1970 | OF |  |  |  | White River | 159 | 4 | 2006 | [10 empty] | 469 |  |  |  | 0 | 0 | 16 | 2
2007 | 14412 | 55306 | CT-3 | OP | 6 | 2003 | RI |  |  |  | wells | 7.2 | [6 empty] | 6 | 2003 | MW |  | 389.7 | 4.2 | 11372 |  | 6175
2007 | 18642 | 55197 | UNIT 3 | OP | 6 | 2003 | RF |  |  |  | City Waste | 3.7 | [6 empty] | 6 | 2003 | MW |  | 191 | 1.3 | 1740 |  | 917 | 25
2007 | 54687 | 55231 | CT | OP | 5 | 2002 | RI |  |  |  | Municipal | 8.71 | [5 empty] | 238 | 5 | 2002 | MW |  | 8.71 | 1.95 | 2403 |  | 2403
2007 | 18870 | 55462 | 2 | PL | 1 | 2010
2007 | 8856 | 55714 | SN0415 | OP | 7 | 2005 | RF |  |  |  | Ouchita River | 82 | 7 | 2005 |  |  |  |  | 7 | 2005 | MW |  | 82 | 1.8 | 25000 |  | 15000 |  | 50 | 40 | 15 | 0
2007 | 54817 | 55298 | BLK2CS | OP | 5 | 2004 | RI |  |  |  | Delaware River | 423 | 5 | 2004 |  |  |  |  | 5 | 2004 | MW |  | 423 | 6 | 5000 |  | 4950 | 50 | 4000 | 4000 | 15 | 15
2007 | 54888 | 3470 | C2 | OP | 12 | 1958 | RC |  |  |  | Brazos River | 259 |  |  | 12 | 1958 | 2500 | 19000 | [10 empty] | 0 | 0 | 0 | 0
2007 | 15473 | 2451 | 1 | OP | 12 | 1976 | RF |  |  |  | San Juan River | 357 | [6 empty] | 12 | 1976 | MW |  | 357 | 2 | 3500 |  | 3500
2007 | 15473 | 2451 | 2 | OP | 12 | 1973 | RF |  |  |  | San Juan River | 357 | [6 empty] | 12 | 1973 | MW |  | 357 | 2 | 3500 |  | 3500
2007 | 10023 | 2500 | 3 | OP | 6 | 1965 | OS |  |  |  | East River | 1195 | [12 empty] | 5296 |  |  |  | 50 |  | 25
2007 | 16604 | 3613 | 4 | OP | 3 | 1963 | RF |  |  |  | Edwards Limestone Aquifer | 238 | [6 empty] | 3 | 1963 | MW |  | 238 | 3 | 870 |  | 870
2007 | 2172 | 3628 | 2 | OP | 3 | 1972 | OF |  |  |  | Lake Palo Pinto | 178 | [16 empty] | 0 | 300 | 30 | 5
2007 | 14354 | 3644 | 1 | OP | 11 | 1954 | RI |  |  |  | Price River | 2 | [6 empty] | 7 | 1984 | MW |  | 87 | 0.149 | 628 |  | 628 |  |  |  | 13
2007 | 4161 | 1554 | 4 | OP | 8 | 1972 | OS |  |  |  | Pataspsco River | 822 | 8 | 1972 | [10 empty] | 5149 |  |  |  | 0 | 250 | 10 | 2
2007 | 12628 | 1571 | 2 | OP | 3 | 1965 | OS |  |  |  | PATUXENT RIVER | 550 | 3 | 1965 | [10 empty] | 233 |  |  |  | 1075 | 5000 | 15 | 8
2007 | 50018 | 1619 | 1 | OP | 4 | 1963 | OS |  |  |  | Taunton River | 400 | [12 empty] | 1166 | [5 empty] | 12
2007 | 2171 | 55357 | CT1 | OP | 5 | 2003 | RF |  |  |  | Brazos River | 11.14 | 5 | 2003 |  |  |  |  | 5 | 2003 | MW |  | 264 | 3 | 5937 |  | 2626 | 97 | 84 | 20 | 7
2007 | 22146 | 2526 | 7 | OP | 10 | 1943 | OF |  |  |  | Susquehanna River | 59 | [12 empty] | 778
2007 | 17718 | 3482 | 151C | OP | 4 | 1971 | RI |  |  |  | Municipal | 311 | [6 empty] | 4 | 1971 | MW |  | 311 | 1 | 1766 |  | 1212
2007 | 17718 | 3482 | 152C | OP | 1 | 1974 | RI |  |  |  | Municipal | 311 | [6 empty] | 1 | 1974 | MW |  | 311 | 1 | 2136 |  | 1478
2007 | 12384 | 879 | 5 | OP | 9 | 1972 | RC |  |  |  | Illinois River | 769 | 9 | 1972 | 9 | 1972 | 1426 | 15600 | [6 empty] | 4754 | 2850 |  | 1904 |  |  | 10 | 5
2007 | 12384 | 879 | 6 | OP | 12 | 1975 | RC |  |  |  | Illinois River | 769 | 12 | 1975 | 9 | 1972 | 1426 | 15600 | [6 empty] | 4754 | 2850 |  | 1904 |  |  | 10 | 5
2007 | 14127 | 6096 | 1 | OP | 5 | 1979 | OF |  |  |  | Missouri River | 1036 | [12 empty] | 19527 | [5 empty] | 8 | 12
2007 | 14232 | 6098 | 1 | OP | 5 | 1975 | RC |  |  |  | Big Stone Lake | 303 |  |  | 5 | 1975 | 350 | 4911 | [6 empty] | 7782 | 7782 |  |  |  |  | 13
2007 | 55843 | 259 | 3 | OP | 12 | 1962 | OS |  |  |  | Morro Bay | 328 | [12 empty] | 2047 | [5 empty] | 13 | 5
2007 | 5416 | 2727 | 3 | OP | 5 | 1969 | OF |  |  |  | Lake Norman | 709 | [12 empty] | 5149 | [5 empty] | 31 | 31
2007 | 7570 | 2824 | 1 | OP | 5 | 1967 | OF |  |  |  | Missouri River | 220 | [12 empty] | 650 |  |  |  | 201 | 0 | 21 | 6
2007 | 3006 | 2828 | 2 | OP | 5 | 1967 | OF |  |  |  | Ohio River | 892 | 5 | 1967 | [10 empty] | 1415 | [5 empty] | 4 | 4
2007 | 3542 | 2830 | 1 | OP | 6 | 1952 | OF |  |  |  | Ohio River | 108 | [12 empty] | 123 |  |  |  | 25 | 20 | 6 | 10
2007 | 3542 | 2830 | 3 | OP | 11 | 1954 | OF |  |  |  | Ohio River | 147 | [12 empty] | 138 |  |  |  | 25 | 20 | 6 | 10
2007 | 3542 | 2832 | 7-8 | OP | 5 | 1975 | RF |  |  |  | Ohio River | 35 | [6 empty] | 5 | 1975 | MW |  | 858 | 2 | 10678 |  | 10678 |  | 140 |  | 22
2007 | 19876 | 3797 | 6 | OP | 5 | 1969 | OF |  |  |  | James River | 668 | 8 | 1964 | [10 empty] | 2430 |  |  |  | 2 | 6 | 17 | 0
2007 | 19876 | 3803 | 2 | OP | 12 | 1954 | OS |  |  |  | Elizabeth River | 126 | 5 | 1988 | [10 empty] | 551 |  |  |  | 20 | 0 | 5 | 10
2007 | 12384 | 884 | 4 | OP | 6 | 1963 | OF |  |  |  | Chicago Sanitary and Ship | 880 | 3 | 1955 | [10 empty] | 406 |  |  | 406 |  |  | 17 | 8
2007 | 5517 | 897 | 1 | OP | 5 | 1955 | RF |  |  |  | Vermilion Reservoir | 5 | [6 empty] | 5 | 1955 | MW |  | 276 | 2 | 865 |  | 710 |  | 0 |  | 0
2007 | 10000 | 1241 | 2 | OP | 5 | 1977 | OC |  |  |  | La Cygne Reservoir | 740 |  |  | 6 | 1973 | 2600 | 40000 | [6 empty] | 3543 | [5 empty] | 8
2007 | 18315 | 1336 | GC3 | SB | 5 | 1962 | RI |  |  |  | Wells | 26 | [6 empty] | 5 | 1962 | MW |  | 33 | 0.2 | 185
2007 | 19099 | 3845 | CW21 | OP | 12 | 1972 | RI |  |  |  | Skookumchuk River | 12 | [6 empty] | 12 | 1972 | MW |  | 500 | 2 | 18000 |  | 7500 |  |  |  | 30
2007 | 733 | 3935 | 2 | OP | 6 | 1972 | RN |  |  |  | Kanawha River | 12 | [6 empty] | 6 | 1972 | NW |  | 551 |  | 4233 |  | 4233 |  | 75 |  | 5
2007 | 733 | 3935 | 3 | OP | 10 | 1973 | RN |  |  |  | Kanawha River | 22 | [6 empty] | 10 | 1973 | NW |  | 1333 |  | 9805 |  | 9805 |  |  |  | 8
2007 | 55995 | 56456 | CS1 | CO | 8 | 2010 | RI |  |  |  | Mississippi | 23 | 8 | 2010 |  |  |  |  | 8 | 2010 | MW |  | 624 | 7.14 |  |  |  |  | 250 |  | 35
2007 | 6693 | 55801 | TWR1 | OP | 12 | 2004 | RF |  |  |  | Delaware River | 7 | [6 empty] | 12 | 2004 | WD |  | 252 | 7 | [6 empty] | 10
2007 | 9617 | 56799 | 1 | PL | 6 | 2012 | RI |  |  |  | Ground Water |  | 4 | 2012 |  |  |  |  | 6 | 2012 | MW
2007 | 15470 | 6113 | 2 | OP | 4 | 1975 | RC |  |  |  | Wabash River | 575 |  |  | 4 | 1975 | 2950 | 38350 | [10 empty] | 0 |  | 9
2007 | 18715 | 6136 | 1 | OP | 10 | 1983 | RC |  |  |  | Gibbons Creek | 665 | 4 | 2008 | 10 | 1983 | 2770 | 32084 | [6 empty] | 34853 |  |  |  | 0 | 0 | 16 | 11
2007 | 17698 | 6138 | CW | OP | 5 | 1978 | RC |  |  |  | Flint Creek Reservoir | 538 | 5 | 1978 | 5 | 1978 | 530 | 18300 | [6 empty] | 8761 | 5985 |  | 46 |  |  | 20
2007 | 17698 | 6139 | CW | OP | 3 | 1977 | RF | RC |  |  | Swauano Creek Reservoir | 1762 | 3 | 1977 | 3 | 1977 | 1365 | 23661 | 6 | 1982 | MW |  | 535 | 3 | 18844 | 2885 | 4525 | 67 |  |  | 25
2007 | 19323 | 6147 | 1 | OP | 12 | 1974 | OC |  |  |  | Monticello Reservoir | 2761 | 12 | 1974 | 12 | 1974 | 2000 | 40100 | [6 empty] | 13295 | 13295 |  |  | 0 | 0 | 10
2007 | 22053 | 1353 | U1CT | OP | 1 | 1963 | RN |  |  |  | Big Sandy River | 22 | [6 empty] | 1 | 1963 | NW |  | 2674 | 2 | 1691 |  | 1691 |  | 75 |  | 5
2007 | 10171 | 1355 | 2 | OP | 6 | 1963 | RI |  |  |  | Herrington Lake | 17 | [6 empty] | 6 | 1963 | MW |  | 179 | 1 | 767 |  | 713 |  | 10 | 100 | 25
2007 | 10171 | 1356 | 2 | OP | 3 | 1977 | RF |  |  |  | Ohio River | 68 | [6 empty] | 3 | 1977 | MW |  | 427 | 3 | 1373 |  | 1073 |  | 100 |  | 20
2007 | 10171 | 1356 | 3 | OP | 5 | 1981 | RF |  |  |  | Ohio River | 59 | [6 empty] | 5 | 1981 | MW |  | 383 | 3 | 2525 |  | 1873 |  | 50 |  | 20
2007 | 10171 | 1361 | 1 | SB | 6 | 1948 | OF |  |  |  | Kentucky River | 78 | [12 empty] | 28 | [5 empty] | 15 | 5
2007 | 30002 | 50398 | 15RBCT | OP | 2 | 1995 | RF |  |  |  | Wells | 41 | 2 | 1995 |  |  |  |  | 2 | 1995 | MW |  | 41 |  | 2299
2007 | 19526 | 50733 | SWPS2 | OP | 4 | 1997 | OF |  |  |  | Lake Michigan | 189 | 4 | 1997 | [10 empty] | 360 |  |  | 60 |  |  | 7
2007 | 14932 | 50888 | CT1 | OP | 8 | 1995 | RF |  |  |  | Lehigh River | 3 | 8 | 1995 |  |  |  |  | 8 | 1995 | MW |  | 116 | 2 |  |  |  |  | 50 |  | 5
2007 | 19323 | 52071 | CS | OP | 12 | 1953 | RC |  |  |  | Alcoa Lake Treatment System | 445 | 6 | 2000 | 12 | 1953 | 915 | 18000 | [9 empty] | 14 |  |  | 15
2007 | 22652 | 52088 | CT | OP | 5 | 1987 | RF |  |  |  | Municipal | 212 | [6 empty] | 5 | 1987 | MW |  | 212 | 1
2007 | 16572 | 6177 | U2CW | OP | 10 | 1980 | RI |  |  |  | Wells | 401 | [6 empty] | 10 | 1980 | MW |  | 401 | 2 | 3516
2007 | 16604 | 6181 | 1 | OP | 5 | 1977 | RC |  |  |  | Calaveras Lake Make-up FR | 535 |  |  | 4 | 1972 | 3500 | 62800 | [6 empty] | 2057 | [5 empty] | 10 | 10
2007 | 3265 | 6190 | 1 | OP | 6 | 1975 | RC |  |  |  | Rodemacher Lake | 428 |  |  | 6 | 1975 | 3500 | 35000 | [10 empty] | 0 | 0 | 10 | 8
2007 | 4062 | 2840 | 3 | OP | 10 | 1962 | OF |  |  |  | Muskingum River | 167 | [12 empty] | 948 | [5 empty] | 11
2007 | 56151 | 310 | 2 | OP | 6 | 1962 | OS |  |  |  | San Diego Bay | 172 | 6 | 1962 | [10 empty] | 313 |  |  |  | 64 | 210 | 8 | 8
2007 | 19436 | 2107 | 1 | OP | 6 | 1967 | OF |  |  |  | Mississippi River | 520 | [12 empty] | 4259 |  |  |  | 1700 | 1230 | 20 | 7
2007 | 17833 | 2161 | 1 | OP | 12 | 1956 | OF | OC | RI |  | Lake Springfield | 501 | 12 | 1956 | 12 | 1956 | 350 | 954 | 6 | 1968 | MW |  | 244 | 2 | 1035 | 849 | 183 | 3 | 10 | 0 | 14 | 2
2007 | 40577 | 7286 | 1 | OP | 6 | 1951 | OF |  |  |  | Ohio River | 267 | 6 | 1951 | [16 empty] | 12 | 5
2007 | 20169 | 7931 | CW02 | OP | 6 | 2003 | RI |  |  |  | Municipal and Wells | 110 | [6 empty] | 6 | 2003 | MW |  | 110 | 1.1 | 3000 |  | 3000
2007 | 20856 | 8023 | 1 | OP | 3 | 1976 | RC | RF |  |  | Wisconsin River | 17 |  |  | 3 | 1976 | 470 | 3290 | 3 | 1978 | MW |  | 446 | 1 | 4569 | 2128 | 2441
2007 | 7172 | 54101 | SC2 | OP | 6 | 1962 | OF |  |  |  | Chattahoochee River | 193 | [16 empty] | 10 |  | 10
2007 | 5262 | 54104 | GEN1OF | OP | 6 | 1968 | OF |  |  |  | Lake Millwood | 1 | [16 empty] | 900 | 900 | 15 | 15
2007 | 5262 | 54104 | GEN3OT | OP | 6 | 1991 | OT |  |  |  | Lake Millwood | 2
2007 | 5262 | 54104 | GEN4RI | OP | 6 | 1991 | RI |  |  |  | Lake Millwood | 2
2007 | 17254 | 54547 | CW6 | OP | 8 | 1994 | RF |  |  |  | Municipal | 275 | 8 | 1994 |  |  |  |  | 8 | 1994 | MW |  | 275 | 3.6 | 1250 |  | 750 | 40
2007 | 733 | 3938 | 41 | OP | 2 | 1952 | OF |  |  |  | Ohio River | 223 | 2 | 1986 | [10 empty] | 268 |  |  | 86 | 28 |  | 24 | 13
2007 | 12796 | 3942 | 1 | OP | 11 | 1952 | OF | RF |  |  | Cheat River | 104 | [6 empty] | 6 | 1953 | MW |  | 290 | 2.2 | 970 |  | 710 |  |  |  | 19
2007 | 23279 | 3944 | 1 | OP | 12 | 1972 | RN |  |  |  | West Fork River | 48 | [6 empty] | 12 | 1972 | NW |  | 402 | 1 | 4497 |  | 4497 |  |  |  | 10
2007 | 22148 | 315 | 6 | OP | 9 | 1966 | OS |  |  |  | Cerritos Channel | 521 | 9 | 1966 | [10 empty] | 797 | [5 empty] | 10
2007 | 22484 | 356 | 7 | OP | 2 | 1967 | OS |  |  |  | Pacific Ocean | 807 | 2 | 1967 | [10 empty] | 4051 |  |  | 58 | 400 | 400 | 16 | 16
2007 | 17539 | 55927 | CW | OP | 5 | 2004 | RF |  |  |  | Municipal | 490 | 5 | 2004 |  |  |  |  | 5 | 2004 | MW |  | 490 | 4
2007 | 19323 | 52071 | 5 | CO | 7 | 2009 | RI |  |  |  | Lake Alcoa | 16 | 4 | 2009 |  |  |  |  | 7 | 2009 | MW |  | 680 | 3.8 |  |  | 17056 | 118
2007 | 13994 | 7917 | 10P | OP | 2 | 2003 | RI |  |  |  | Service Water Reservoir | 4 | 2 | 2003 |  |  |  |  | 2 | 2003 | MW |  | 252 | 3.2 | 7751 |  | 3369 |  |  |  | 20
2007 | 55936 | 1392 | 4 | SB | 5 | 1953 | RI |  |  |  | Deep wells | 4 | [6 empty] | 5 | 1953 | MW |  | 78 | 1 | 890 |  | 890
2007 | 55936 | 1393 | 2 | OP | 3 | 1959 | RF |  |  |  | Municipal-SRA | 3 | [6 empty] | 3 | 1959 | MW |  | 128 | 1 | 1150 |  | 1150
2007 | 15537 | 3140 | 1 | OP | 6 | 1961 | OF |  |  |  | Susquehanna River | 238 | [12 empty] | 2658 |  |  |  | 0 | 1800 | 9 | 0
2007 | 15276 | 3148 | 3 | OP | 10 | 1975 | RN |  |  |  | Delaware River | 40 | [6 empty] | 10 | 1975 | NW |  | 624 |  | 15510 |  | 7928 |  |  |  | 11
2007 | 6035 | 3159 | 2 | OP | 9 | 1955 | OF |  |  |  | Schuylkill River | 270 | [12 empty] | 1085 |  |  |  | 0 | 0 | 12 | 9
2007 | 20847 | 4041 | 303 | OP | 12 | 1959 | OF |  |  |  | Lake Michigan | 440 | [12 empty] | 1394 | [5 empty] | 17 | 5
2007 | 189 | 56 | A | OP | 3 | 1979 | RN |  |  |  | RIVER | 12 | [6 empty] | 3 | 1979 | MW |  | 2683 | 1 | 1331 |  | 1331 |  | 200 | 0 | 10 | 0
2007 | 40606 | 59 | 1 | OP | 12 | 1982 | RF |  |  |  | Wells | 4 | 12 | 1982 |  |  |  |  | 12 | 1982 | MW |  | 122 |  | 1515 |  | 1515
2007 | 803 | 113 | 1 | OP | 6 | 1962 | RC |  |  |  | Wells | 125 | 6 | 1962 | 6 | 1962 | 360 | 1451 | [6 empty] | 301 | 286 |  | 15 |  |  | 15
2007 | 13960 | 302 | 2 | OP | 7 | 1956 | OS |  |  |  | Ocean | 103 | 7 | 1956 | [10 empty] | 381 |  |  |  | 420 | 420 | 8 | 8
2007 | 55936 | 1393 | 6 | OP | 5 | 1982 | RF |  |  |  | Municipal-SRA | 13 | 5 | 1982 |  |  |  |  | 5 | 1982 | MW |  | 492 | 2 | 8101 |  | 8101
2007 | 13492 | 54627 | CT1 | OP | 1 | 1996 | RI |  |  |  | Canal | 114 | [6 empty] | 1 | 1996 | MW |  | 119 | 1.342
2007 | 2338 | 56104 | CT101 | OP | 7 | 2006 | RF |  |  |  | Municipal | 10 | 7 | 2006 |  |  |  |  | 7 | 2006 | MW |  | 8 | 2.6 | 20000 |  | 2484
2007 | 15470 | 1001 | SUPP | OP | 6 | 2000 | OT |  |  |  | Wabash River | 296 | [6 empty] | 6 | 2000 | MW |  | 296 | 7 | 10640 |  | 10640
2007 | 14354 | 56237 | CS01 | OP | 9 | 2007 | RF |  |  |  | Wells | 372.4 | 9 | 2007 |  |  |  |  | 9 | 2007 | MW |  | 372.4 | 1 | [6 empty] | 200
2007 | 24211 | 8223 | 3 | OP | 6 | 2006 | RI |  |  |  | Wells | 427.8 | [6 empty] | 7 | 2006 | MW |  | 445.6
2007 | 4254 | 1702 | 3 | OP | 6 | 1974 | RF |  |  |  | Saginaw River | [7 empty] | 6 | 1974 | MW |  | 626 |  | 3950
2007 | 50157 | 55177 | CW | OP | 6 | 2001 | RI |  |  |  | Colorado River | 16 | [6 empty] | 6 | 2001 | MW |  | 362 | 3 | 89600 |  | 4400 |  | 15 |  | 8
2007 | 15474 | 8059 | 7253 | OP | 2 | 1974 | RC |  |  |  | Lawton, Oklahoma | 5 |  |  | 2 | 1974 | 205 | 1583 | [6 empty] | 2300 | 2300 |  |  |  | 300
2007 | 20856 | 4054 | 2 | OP | 12 | 1962 | OF |  |  |  | Mississippi River | 111 | [12 empty] | 551 | [5 empty] | 10 | 4
2007 | 20856 | 4057 | 1 | OP | 2 | 1954 | OF | OC |  |  | Rock River | 213 | 8 | 1984 | [10 empty] | 418 |  |  |  |  | 200 | 4 | 6
2007 | 14294 | 56042 | 3 | OP | 6 | 2005 | RI |  |  |  | Hudson River | 372 | 6 | 2005 |  |  |  |  | 6 | 2005 | WD |  | 372 | 2 | [6 empty] | 24 | 12
2007 | 195 | 3 | 1-3 | OP | 2 | 1954 | OF |  |  |  | Mobile River | 753 | [12 empty] | 2810 |  |  |  |  | 5000 | 10
2007 | 12647 | 1891 | CS1 | OP | 4 | 1953 | OF |  |  |  | Colby Lake | 219 | [12 empty] | 701 | [5 empty] | 11 | 7
2007 | 14015 | 2876 | 3 | OP | 9 | 1955 | OF |  |  |  | OHIO RIVER | 339 | 9 | 1955 | [10 empty] | 8118 |  |  | 163 | 180 | 180 | 13 | 9
2007 | 7977 | 2917 | 5 | SB | 6 | 1970 | OF | OC |  |  | Miami River | 29 | [12 empty] | 75 |  |  |  | 0 | 3 | 5 | 10
2007 | 15298 | 2187 | 2 | OP | 7 | 1968 | OF |  |  |  | Yellowstone River | 116 | [12 empty] | 401
2007 | 13337 | 2277 | 1 | OP | 7 | 1961 | RI |  |  |  | Wells | 134 | [6 empty] | 7 | 1961 | MW |  | 134 | 1 |  |  | 1057
2007 | 14127 | 2291 | 3 | OP | 6 | 1959 | OF |  |  |  | Missouri River | 133 | [12 empty] | 1319 |  |  |  | 2 | 2 | 8 | 6
2007 | 17609 | 2341 | 1 | OP | 4 | 1971 | RF |  |  |  | Colorado River | 1200 | [6 empty] | 4 | 1971 | MW |  | 1200 | 4 | 12117 |  | 9140 |  | 2 |  | 10
2007 | 15472 | 2364 | 1 | OP | 12 | 1960 | OC | OF |  |  | Merrimack River | 126 |  |  | 6 | 1972 | 16 | 100 | [6 empty] | 3485 | [5 empty] | 7 | 7
2007 | 803 | 118 | 2 | OP | 6 | 1955 | RI |  |  |  | Wells | 157 | 6 | 1955 |  |  |  |  | 6 | 1955 | MW |  | 157 | 0.373 | 608 |  | 380 | 2
2007 | 24211 | 126 | 1 | OP | 5 | 1958 | RF |  |  |  | Wells | 80 | [6 empty] | 5 | 1958 | MW |  | 80 | 1
2007 | 9269 | 983 | 4 | OP | 10 | 1955 | OF |  |  |  | OHIO RIVER | 339 | 10 | 1955 | [10 empty] | 8330 |  |  | 103 | 270 | 270 | 11 | 12
2007 | 7294 | 377 | 4 | OP | 9 | 1959 | RI |  |  |  | Municipal | 75 | [6 empty] | 9 | 1959 | MW |  | 75 | 0.3 | 350 |  | 350
2007 | 6526 | 2866 | 3 | OP | 7 | 1961 | OF |  |  |  | Ohio River | 212 | 5 | 1996 | [10 empty] | 1349 |  |  | 27 |  | 308 | 21 | 36
2007 | 6526 | 2866 | 5 | OP | 12 | 1967 | OF |  |  |  | Ohio River | 403 | 5 | 1996 | [10 empty] | 1849 |  |  | 45 |  | 308 | 21 | 36
2007 | 50173 | 55708 | COOL1 | PL | 4 | 2012 | RI |  |  |  | Angelina River | 3 | [6 empty] | 4 | 2012 | MW |  | 171 | 0.9
2007 | 7801 | 643 | 2 | OP | 4 | 2002 | RF |  |  |  | Units 1 and 2 discharge canal | 22 | [6 empty] | 4 | 2002 | MW |  | 267 | 1.5 | 6497 |  | 3346 |  | 10000 | 10000 | 8 | 8
2007 | 9617 | 667 | 1 | OP | 11 | 1966 | OS |  |  |  | St Johns River | 310 | 11 | 1966 | [14 empty] | 200 | 300 |  | 38
2007 | 9273 | 990 | 3 | OP | 4 | 1942 | OF |  |  |  | West fork of White River | 85 | [17 empty] | 10 | 4
2007 | 55983 | 3502 | 1 | OP | 4 | 1953 | OC | RI |  |  | Lake Creek Lake | 455 |  |  | 4 | 1953 | 500 | 8400 | 4 | 1953 |  |  |  |  | 1270 | [5 empty] | 10
2007 | 20404 | 3526 | 5 | RE | 12 | 1959 | RI |  |  |  | Wells | 53 | [6 empty] | 5 | 1987 | MW |  | 52 | 1 | 5055 |  | 977 | 5
2007 | 5580 | 1384 | 1 | OP | 2 | 1965 | OF |  |  |  | Cumberland River | 138 | [12 empty] | 1594 |  |  |  | 60 | 60 | 45 | 45
2007 | 15473 | 55343 | 1 | OP | 12 | 2005 | RF |  |  |  | Wells | [7 empty] | 12 | 2005 | MW |  | 390 | 5.4
2007 | 2897 | 55225 | CW-1 | OP | 7 | 2002 | RI |  |  |  | Municipal | 6.5 | 7 | 2002 |  |  |  |  | 7 | 2002 | MW |  | 387 | 5
2007 | 6765 | 55818 | CS-1 | OP | 8 | 2002 | RI |  |  |  | Municipal | 141 | 8 | 2002 |  |  |  |  | 8 | 2002 | MW |  | 141 | 1.3 | 5540 |  | 3200
2007 | 13069 | 358 | CT3
2007 | 13069 | 358 | CT4
2007 | 15534 | 3149 | 2
2007 | 15147 | 2403 | HU | OP | 12 | 1964 | OS |  |  |  | Hackensack River | 1382 | 12 | 1964 | [10 empty] | 4344 |  |  | 75 | 0 | 0 | 28 | 28
2007 | 15147 | 2406 | 2 | OP | 5 | 2006 | RI |  |  |  | Linden Roselle Sewage Authority | 8.04 | 5 | 2006 |  |  |  |  | 5 | 2006 | MW |  | 320.6 | 1.5 | 5150 |  | 3168
2007 | 54863 | 8906 | 4 | OP | 12 | 1961 | OS |  |  |  | East River | 477 | [12 empty] | 2651 |  |  |  | 50 |  | 25
2007 | 52 | 10002 | CT | OP | 9 | 1990 | RI |  |  |  | WELLS | 142.6 | [6 empty] | 9 | 1990 | MW |  | 142 | 0.8 | 910 |  | 627 |  |  |  | 280
2007 | 56147 | 10245 | 10 | OP | 6 | 1969 | OF |  |  |  | Lake Michigan | 150 | [16 empty] | 3500 | 0 | 40 | 0
2007 | 56147 | 10245 | 12 | OP | 6 | 1969 | OF |  |  |  | Lake Michigan | 150 | [16 empty] | 3500 | 0 | 40 | 0
2007 | 23279 | 3181 | 2 | OP | 10 | 1949 | OF |  |  |  | Monongahela River | 189 | [12 empty] | 322 | [5 empty] | 15
2007 | 11241 | 1402 | 2 | OP | 4 | 1966 | OF |  |  |  | Mississippi River | 476 | [12 empty] | 885 |  |  |  | 0 | 0 | 10 | 5
2007 | 11241 | 1402 | 3 | OP | 3 | 1969 | OF |  |  |  | Mississippi River | 644 | [12 empty] | 2378 |  |  |  | 0 | 0 | 10 | 5
2007 | 50111 | 1443 | 1 | OP | 4 | 1965 | RF |  |  |  | Well | 104 | 4 | 1965 |  |  |  |  | 4 | 1965 | MW |  | 87 | 0.3 | 188 |  | 178 | 10
2007 | 4716 | 4140 | G1 | OP | 9 | 1947 | OF |  |  |  | Mississippi River | 33 | [12 empty] | 877 |  |  |  | 30 | 0 | 12 | 9
2007 | 12792 | 2629 | 3 | RE | 3 | 1955 | OS |  |  |  | Hudson River | 95 | [12 empty] | 291
2007 | 17833 | 6195 | 1 | OP | 6 | 1976 | RF |  |  |  | Wells | 8 | [6 empty] | 6 | 1976 | MW |  | 227 | 1 | 423 |  | 423 |  |  | 0 |  | 0
2007 | 9267 | 6213 | 2CW | OP | 2 | 1982 | RC |  |  |  | Turtle Creek Reservoir | 378 |  |  | 2 | 1982 | 1600 | 12800 | [6 empty] | 36178 | 17183 |  |  | 0 | 0 | 8 | 8
2007 | 6452 | 6246 | CT | OP | 4 | 1978 | RI |  |  |  | St Johns River | [7 empty] | 4 | 1978 | MW |  | 400 | 1 | 2400 |  | 2400 |  | 0 |  | 0
2007 | 17543 | 6249 | 1 | OP | 3 | 1975 | RC | RF |  |  | Wadmacon Creek | 14 | 3 | 1975 | 3 | 1975 | 400 | 2200 | 3 | 1975 | MW |  | 277 | 3 | 2552 | 1388 | 1164 |  | 30 | 35 | 9
2007 | 17543 | 6249 | 3 | OP | 6 | 1980 | RF |  |  |  | Wadmacon Creek | 14 | [6 empty] | 6 | 1980 | MW |  | 277 | 3 | 2350 |  | 2350 |  | 30 | 35 | 9
2007 | 20546 | 6639 | G1 | OP | 12 | 1979 | RF |  |  |  | Green River | 7 | [6 empty] | 12 | 1979 | MW |  | 233 | 5 | 5571 |  | 5571 |  | 40 | 40 | 10 | 7
2007 | 20546 | 6639 | G2 | OP | 12 | 1980 | RF |  |  |  | Green River | 7 | [6 empty] | 12 | 1980 | MW |  | 233 | 5 | 5771 |  | 5771 |  | 10 | 10 | 10 | 7
2007 | 261 | 6705 | 1-3 | OP | 4 | 1960 | OF |  |  |  | Ohio River | 833 | 4 | 1960 | [10 empty] | 4870 |  |  | 115 |  | 16 | 33 | 10
2007 | 7977 | 2917 | 7 | SB | 6 | 1964 | OF | OC |  |  | Miami River | 50 | [12 empty] | 150 |  |  |  | 0 | 100 | 5 | 10
2007 | 5416 | 3264 | 1 | OP | 3 | 1951 | OF | RF |  |  | Saluda River | 149 | [6 empty] | 3 | 1951 | MW |  | 113 | 1 | 1388 |  | 1388 |  |  |  | 8
2007 | 17539 | 3287 | MCM1 | OP | 6 | 1958 | OF |  |  |  | Lake Murray | 252 | [12 empty] | 300 |  |  |  | 142 | 142 | 185 | 185
2007 | 17539 | 3297 | WAT1 | OP | 7 | 1970 | OF | RI |  |  | Wateree River | 378 | 5 | 2007 |  |  |  |  | 5 | 2007 | MW |  | 334 | 5.5 | 36500 |  | 36500 |  | 800 | 20 | 20
2007 | 17543 | 3317 | 2 | OP | 4 | 1966 | OC | OF |  |  | Waccamaw River | 194 |  |  | 6 | 1966 | 320 | 960 | [12 empty] | 3
2007 | 5347 | 52006 | P2CT | OP | 3 | 1978 | RI |  |  |  | Mississippi River | 62 | [6 empty] | 3 | 1978 | MW |  | 62 | 0.45 |  |  |  |  | 4821 | 4821
2007 | 3046 | 2706 | 1 | OP | 5 | 1964 | RC |  |  |  | Lake Julian | 200 |  |  | 5 | 1964 | 320 | 9000 | [6 empty] | 2166 | 1366 |  |  |  |  | 7
2007 | 3046 | 2712 | 2 | OP | 5 | 1968 | RC | OF |  |  | Lake Hyco | 528 |  |  | 5 | 1966 | 3750 | 77000 | [6 empty] | 1477 | [5 empty] | 10 | 10
2007 | 3046 | 2716 | 2 | OP | 6 | 1950 | RC |  |  |  | Weatherspoon Lake | 82 |  |  | 8 | 1975 | 225 | 1850 | [6 empty] | 906 | 490
2007 | 5416 | 2721 | 5 | OP | 6 | 1972 | RF |  |  |  | Broad River | 121 | [6 empty] | 5 | 1972 | MW |  | 541 | 2 | 2754 |  | 2754
2007 | 20404 | 3526 | 6 | RE | 5 | 1969 | RI |  |  |  | Wells | 100 | [6 empty] | 4 | 1986 | MW |  | 98 | 1 |  |  | 2548
2007 | 7977 | 2917 | 9 | OP | 6 | 1974 | OF | OC |  |  | Miami River | 96 | [12 empty] | 195 |  |  |  | 0 | 100 | 5 | 10
2007 | 14063 | 2952 | 6CT | OP | 6 | 1984 | RI |  |  |  | Arkansas River | 469 | [6 empty] | 6 | 1984 | MW |  | 504 | 2 | 5269 |  | 5269 |  | 10 |  | 30
2007 | 15474 | 2964 | 8002 | OP | 3 | 1954 | RF |  |  |  | Ft. Cobb | 49 | 5 | 1981 |  |  |  |  | 3 | 1954 | MW |  | 334 | 2 | 2000 |  | 1500 | 10 | 8000 | 2000 | 4
2007 | 15466 | 470 | 1 | OP | 11 | 1973 | RF |  |  |  | Arkansas River | 317 | [6 empty] | 11 | 1973 | MW |  | 317 |  | 3292 |  | 1523
2007 | 15466 | 477 | 1 | OP | 6 | 1924 | RC |  |  |  | South Boulder Creek | 300 |  |  | 6 | 1924 | 531 | 11234 | [6 empty] | 9996 |  |  |  | 0 | 0 | 0 | 0
2007 | 15466 | 478 | 2 | OP | 6 | 1954 | RF |  |  |  | South Platte River | 96 | [6 empty] | 6 | 1954 | MW |  | 100 | 2 | 330
2007 | 9628 | 10377 | UNIT2 | OP | 1 | 1988 | RI |  |  |  | Municipal | 2 | 1 | 1988 |  |  |  |  | 1 | 1988 | MW |  | 79 | 1 | 1850 |  | 1250
2007 | 55739 | 10384 | UNIT2 | OP | 10 | 1990 | RI |  |  |  | Municipal | 2 | 10 | 1990 |  |  |  |  | 10 | 1990 | MW |  | 79 | 1 | 2250 |  | 1600
2007 | 772 | 10864 | NCT | OP | 10 | 1988 | RF |  |  |  | Municipal | 89 | [6 empty] | 10 | 1989 | MW |  | 89 | 1 | 1500 |  | 10
2007 | 54881 | 50130 | COOL | OP | 5 | 1958 | OF |  |  |  | Ohio River | 156 | 5 | 1958 | [15 empty] | 500 | 12 | 30
2007 | 195 | 6002 | 3-4 | OP | 5 | 1985 | RN |  |  |  | Mulberry Fork | 27 | [6 empty] | 6 | 1989 | NW |  | 921 |  | 20000 |  | 20000 |  | 5 |  | 40
2007 | 814 | 6009 | 2 | OP | 7 | 1981 | RN |  |  |  | Arkansas River | 45 | [6 empty] | 7 | 1981 | NW |  | 822 | 7 | 9220 |  | 9220 |  | 125 | 0 | 30 | 5
2007 | 2442 | 3561 | 3 | OS | 6 | 1954 | RF |  |  |  | Municipal | 29 | [6 empty] | 6 | 1954 | MW |  | 28 | 0.216 | 223
2007 | 6958 | 3576 | C3 | OP | 12 | 1975 | OF |  |  |  | LAKE LAVON | 250 | [12 empty] | 385 |  |  |  | 20 | 405 | 15 | 10
2007 | 9273 | 991 | 5 | OP | 12 | 1953 | OF | RF |  |  | West fork of White River | [13 empty] | 1267 |  |  |  | 0 | 10 | 4 | 2
2007 | 17638 | 55269 | UNIT2 | OP | 5 | 2003 | RI |  |  |  | Wells | 4 | [6 empty] | 5 | 2003 | MW |  | 191 | 1.3 | 1740 |  | 917
2007 | 17650 | 55965 | U7C | OP | 6 | 2002 | RI |  |  |  | Service Water Pond | 243 | 6 | 2006 |  |  |  |  | 6 | 2002 | MW |  | 279 | 1.5 | 3657 |  | 2628 |  | 300 | 1 | 70
2007 | 16204 | 55641 | CWS | OP | 6 | 2004 | RI |  |  |  | Well | 9 | 6 | 2004 |  |  |  |  | 6 | 2004 | MW |  | 404 | 4.2 | 8250 |  | 4800 | 450
2007 | 2879 | 55411 | CT | CN |  |  | RI |  |  |  | Municipal | 8 | [8 empty] | MW |  | 441 | 7.6 | 12864 |  | 12788 | 76
2007 | 49933 | 55410 | CT | CN
2007 | 7140 | 709 | 3 | OP | 7 | 1968 | OF | OT |  |  | Lake Sinclair | 532 | 7 | 1968 |  |  |  |  | 7 | 2001 | MW | [7 empty] | 0 | 0 | 25 | 25
2007 | 7140 | 728 | Y2CS | OP | 11 | 1950 | RI |  |  |  | Chatte River | 193 | 11 | 1950 |  |  |  |  | 4 | 2004 | MW |  | 1114 | 2 |  |  | 73775 |  | 0 | 0 | 20 | 20
2007 | 19547 | 765 | 1-6 | OP | 4 | 1963 | OS |  |  |  | Pacific Ocean | 1330 | [12 empty] | 3530 |  |  |  | 0 | 750 | 14 | 22
2007 | 11269 | 4937 | 1 | OP | 3 | 1974 | OF |  |  |  | Lake LBJ | 700 | [12 empty] | 1750 | [5 empty] | 25 | 15
2007 | 13756 | 6085 | 15 | OP | 10 | 1979 | RF |  |  |  | Kankakee River | [7 empty] | 10 | 1979 | MW |  | 379 | 2 | 5115 |  | 5115 |  | 150 |  | 15
2007 | 50111 | 1443 | 3 | OP | 1 | 1977 | RF |  |  |  | Well | 320 | 1 | 1977 |  |  |  |  | 1 | 1977 | MW |  | 267 | 0.9 | 418 |  | 408 | 10
2007 | 11252 | 1464 | 1C1 | SB | 6 | 1972 | RF |  |  |  | Wells | 4 | [6 empty] | 6 | 1972 | MW |  | 140 | 4 | 256 |  | 256
2007 | 21579 | 55297 | 2 | OP | 3 | 2004 | RF |  |  |  | Lake Michigan |  | 7 | 2003 |  |  |  |  | 3 | 2004 | MW |  | 256 | [5 empty] | 1300 | 2000 | 14
2007 | 16604 | 7097 | LAKE | OP | 6 | 1970 | OC | OF |  |  | Calaveras Lake | 1069 | 12 | 1992 | 6 | 1970 | 3500 | 62800 | [6 empty] | 10137 | 10137 |  |  | 5 | 102 | 36 | 6
2007 | 14232 | 1943 | 2 | OP | 6 | 1959 | OF | RF |  |  | Otter Tail River | 60 | [6 empty] | 6 | 1959 | MW |  | 47 | 1 | 217 |  | 217 |  |  |  | 9 | 1
2007 | 12685 | 2051 | 1-2 | OS | 11 | 1953 | RC | RI |  |  | Cooling Pond | 308 | 11 | 1953 | 11 | 1953 | 640 | 6400 | 11 | 1953 | MW |  | 340 | 0.2 | 618 | 595 | 17 | 6 | 10 | 10 | 8 | 5
2007 | 10000 | 2080 | 2 | OP | 4 | 1960 | OC |  |  |  | Montrose Reservoir | 255 |  |  | 7 | 1958 | 1700 | 25000 | [6 empty] | 222 | [5 empty] | 8
2007 | 19547 | 766 | 8 | OP | 12 | 1968 | OS |  |  |  | Pacific Ocean | 168 | [12 empty] | 421 |  |  |  | 0 | 0 | 12 | 6
2007 | 49756 | 856 | 1 | OP | 6 | 1960 | OF |  |  |  | Illinois River | 156 | [12 empty] | 1400 | [5 empty] | 12 | 9
2007 | 55729 | 6018 | 2 | OP | 3 | 1981 | RF |  |  |  | Ohio River | 13 | [6 empty] | 3 | 1981 | MW |  | 538 | 2 | 6221 |  | 6221 |  | 48 | 0 | 36 | 0
2007 | 5109 | 6034 | C1 | OP | 8 | 1984 | OF |  |  |  | St. Clair River | 735 |  |  | 4 | 1984 | [8 empty] | 7000 |  |  |  | 280 | 285 | 0 | 17
2007 | 5109 | 6034 | C2 | OP | 7 | 1985 | OF |  |  |  | St. Clair River | 735 |  |  | 4 | 1985 | [8 empty] | 7000 |  |  |  | 280 | 400 | 0 | 20
2007 | 17568 | 6061 | 2 | OP | 12 | 1978 | RI |  |  |  | Wells | 245 | 4 | 1978 | 4 | 1978 | 39 | 468 | 4 | 1978 | MW |  | 245 | 3 | 2650 | 800 | 1850
2007 | 22500 | 6068 | 1 | OP | 7 | 1978 | RF |  |  |  | Kansas River | 54 | [6 empty] | 4 | 2004 | MW |  | 740 | 12 | 3200 |  | 3200 |  | 15 | 4 | 6 | 2
2007 | 7140 | 56150 | 11 | OP | 6 | 2005 | RF |  |  |  | Discharge from Plant McIntosh | 267 | [6 empty] | 6 | 2005 | MW |  | 267 | 1.5 | 2900 |  | 2900
2007 | 796 | 160 | 1 | OP | 6 | 1995 | RI |  |  |  | Wells | 134 | [6 empty] | 6 | 1995 | MW |  | 134 | 1 | 448 |  | 330
2007 | 814 | 170 | 1 | OP | 6 | 1949 | OF |  |  |  | Lake Catherine | 110 | 7 | 1984 | [10 empty] | 254 |  |  |  | 90 | 0 | 36 | 3
2007 | 814 | 173 | 2 | SB | 3 | 1968 | OF |  |  |  | Mississippi River | 373 | [12 empty] | 1804 |  |  |  | 120 | 120 | 31 | 31
2007 | 13922 | 548 | 2 | OP | 6 | 1963 | OS |  |  |  | Long Island Sound | 220 | [12 empty] | 560 |  |  |  | 0 | 0 | 12 | 0
2007 | 12490 | 562 | 1 | SC | 8 | 1954 | OF |  |  |  | Connecticut River | 94 | 8 | 1954 | [10 empty] | 55 |  |  | 2 | 1 | 1 | 11 | 11
2007 | 12490 | 562 | 2 | OP | 10 | 1958 | OF |  |  |  | Connecticut River | 126 | 10 | 1958 | [10 empty] | 65 |  |  | 3 | 1 | 1 | 11 | 11
2007 | 9332 | 594 | 1 | OP | 6 | 1957 | OS |  |  |  | Indian River | 168 | 5 | 1992 | [10 empty] | 98 |  |  | 31 |  | 1250 | 6 | 3
2007 | 9332 | 594 | 2 | OP | 6 | 1959 | OS |  |  |  | Indian River | 168 | 5 | 1992 | [10 empty] | 99 |  |  | 31 |  | 1250 | 6 | 3
2007 | 4161 | 602 | 2 | OP | 5 | 1991 | RF |  |  |  | Patapsco River | 18 | [6 empty] | 5 | 1991 | MW |  | 526 | 1 | 31556 |  | 12260 |  | 25 | 25 | 13 | 6
2007 | 15473 | 2450 | 3 | OP | 8 | 1962 | RF |  |  |  | Wells | 130 | [6 empty] | 8 | 1962 | MW |  | 130 | 0.4
2007 | 12384 | 867 | 7 | OP | 5 | 1958 | OF |  |  |  | Chicago Sanitary and Ship | 310 | 5 | 1958 | [10 empty] | 323 |  |  | 323 |  |  | 11 | 6
2007 | 5701 | 3456 | 1 | OP | 5 | 1960 | RI |  |  |  | Wells, waste water effluent | 1 | [6 empty] | 5 | 1960 | MW |  | 85 | 1 | 1300
2007 | 54779 | 3461 | C1 | RE | 2 | 1932 | OS |  |  |  | Houston Ship Channel | 194 | [16 empty] | 0 | 0 | 0 | 0
2007 | 14328 | 247 | 4 | OP | 11 | 1958 | OS |  |  |  | San Francisco Bay | 226 | [12 empty] | 1564 | [5 empty] | 5 | 5
2007 | 15470 | 1004 | 6 | OP | 7 | 1944 | OF |  |  |  | West fork White River | 78 | [12 empty] | 132 |  |  |  | 0 | 7 | 9 | 2
2007 | 15470 | 1010 | 6 | OP | 8 | 1968 | OF |  |  |  | Wabash River | 329 | [12 empty] | 685 |  |  |  | 0 | 0 | 17 | 13
2007 | 9417 | 1047 | 3 | OP | 6 | 1957 | OF |  |  |  | Mississippi River | 56 | 9 | 1992 | [10 empty] | 272 |  |  | 32 |  |  | 6 | 2
2007 | 9417 | 1048 | 2 | OP | 5 | 1967 | OF |  |  |  | Mississippi River | 218 | 9 | 1992 | [10 empty] | 670 |  |  | 31 |  |  | 6 | 4
2007 | 14165 | 3098 | 2 | OP | 3 | 1953 | OF |  |  |  | Monongahela River | 209 | [18 empty] | 8
2007 | 14165 | 3098 | 3 | OP | 11 | 1954 | OF |  |  |  | Monongahela River | 210 | [18 empty] | 8
2007 | 3542 | 55516 | CW | OP | 5 | 2003 | RI |  |  |  | Monongahela River | 11 | [6 empty] | 5 | 2003 | MW |  | 11 | 3 | 17948 |  |  |  | 97 |  | 14
2007 | 807 | 55221 | COOLTW | OS | 6 | 2002 | RF |  |  |  | Municipal | 9 | [6 empty] | 6 | 2002 | MW |  | 286 | 1.5 | 2000 |  | 2000
2007 | 11241 | 55620 | 1 | OP | 7 | 2002 | RI |  |  |  | Calhoun Brake | 300 | [6 empty] | 7 | 2002 | MW |  | 300 | 3.5 | 3600
2007 | 22650 | 55112 | ACC | OP | 7 | 2007 | OT |  |  |  | NA | [13 empty] | 20000
2007 | 54796 | 55380 | CT-2 | OP | 4 | 2003 | RI |  |  |  | Ouachita River | 7.2 | 4 | 2003 |  |  |  |  | 4 | 2003 | MW |  | 389.7 | 4.2 | 12869 |  | 8216 | 7344 | 10 | 5 |  | 4
2007 | 54888 | 3468 | C4 | OP | 2 | 1960 | OS |  |  |  | Houston Ship Channel | 314 | [18 empty] | 33 | 0
2007 | 15473 | 2451 | 3 | OP | 12 | 1979 | RF |  |  |  | San Juan River | 457 | [6 empty] | 12 | 1979 | WD |  | 457 | 6 | 14500 |  | 14500
2007 | 5511 | 2480 | 2 | OP | 9 | 1954 | OF |  |  |  | Hudson River | 94 | [12 empty] | 437 |  |  |  | 0 | 0 | 5 | 9
2007 | 13192 | 2490 | 2 | OP | 12 | 1959 | OS |  |  |  | Lower New York Bay | 545 | [12 empty] | 7215 |  |  |  | 40 | 0 | 25 | 0
2007 | 4226 | 2493 | 6 | OP | 12 | 1951 | OS |  |  |  | East River | 264 | [12 empty] | 1761 |  |  |  | 20 | 0 | 25 | 0
2007 | 4226 | 2493 | 7 | OP | 12 | 1955 | OS |  |  |  | East River | 306 | [12 empty] | 2363 |  |  |  | 20 | 0 | 25 | 0
2007 | 10023 | 2500 | 2 | OP | 5 | 1963 | OS |  |  |  | East River | 477 | [12 empty] | 2996 |  |  |  | 50 |  | 25
2007 | 2172 | 3628 | 3 | OP | 8 | 1975 | OF |  |  |  | Lake Palo Pinto | 321 | [16 empty] | 0 | 300 | 33 | 5
2007 | 12653 | 1572 | 3 | OP | 3 | 1962 | OF |  |  |  | Potomac River | 212 | 3 | 1962 | [10 empty] | 837 | [5 empty] | 7
2007 | 54895 | 1606 | 1 | OP | 6 | 1960 | OF |  |  |  | Connecticut River | 164 | [12 empty] | 57 |  |  |  | 75 | 0 | 13 | 4
2007 | 14286 | 55467 | UNIT1 | OP | 8 | 2002 | RI |  |  |  | Ouachita River | 3.7 | 6 | 2002 |  |  |  |  | 8 | 2002 | MW |  | 191 | 1.3 | 1740 |  | 917 | 25 | 195 | 155 | 11 | 11
2007 | 55713 | 55295 | COOL1 | OP | 12 | 2003 | RF |  |  |  | Wells | 254 | [6 empty] | 12 | 2003 | MD |  | 254 | 4
2007 | 17698 | 3478 | CW | OP | 5 | 1964 | RF | RC |  |  | Johnson Creek Reservoir | 776 | 5 | 1964 | 5 | 1964 | 651 | 9600 | 4 | 1972 | MW |  | 266 | 1 | 2975 | 369 | 935 | 10 |  |  | 20
2007 | 17718 | 3484 | 142C | OP | 7 | 1962 | RI |  |  |  | Municipal | 167 | [6 empty] | 7 | 1962 | MW |  | 167 | 1 | 1027 |  | 757
2007 | 5269 | 876 | 1 | OP | 6 | 1967 | RC |  |  |  | LAKE SANGCHRIS | 798 | 6 | 1967 | 6 | 1967 | 2165 | 30320 | [6 empty] | 3921 | 1550 |  | 2370 | 0 | 0 | 42 | 19
2007 | 14063 | 6095 | CP | OP | 11 | 1979 | RC |  |  |  | Arkansas River | 1221 |  |  | 11 | 1979 | 5400 | 149000 | [6 empty] | 24888 | 24888 |  |  | 30 |  | 3
2007 | 15248 | 6106 | 1CS | OP | 8 | 1980 | RC |  |  |  | Carty Reservoir | 400 | 8 | 1980 | 8 | 1980 | 1250 | 31000 | [6 empty] | 13193 | 13060 |  | 133 |  |  | 23
2007 | 12631 | 271 | 6 | OP | 6 | 1961 | OF |  |  |  | Sacramento/San Joaquin RI | 358 | [12 empty] | 341 |  |  |  |  | 200 | 15 | 15
2007 | 12199 | 2790 | C12 | OP | 11 | 1963 | OF |  |  |  | MISSOURI RIVER | 116 | [12 empty] | 926 | [5 empty] | 17 | 0
2007 | 3006 | 2828 | 1 | OP | 9 | 1966 | OF |  |  |  | Ohio River | 892 | 9 | 1966 | [10 empty] | 2190 |  |  |  | 7 | 7 | 4 | 4
2007 | 3542 | 2830 | 5 | OP | 12 | 1962 | OF |  |  |  | Ohio River | 260 | [12 empty] | 297 |  |  |  | 40 | 20 | 6 | 10
2007 | 3542 | 2832 | 5 | OP | 12 | 1949 | OF |  |  |  | Ohio River | 154 | 10 | 1984 | [10 empty] | 67 |  |  |  | 140 | 107 | 22 | 26
2007 | 12588 | 3788 | 4 | OP | 2 | 1956 | OF |  |  |  | Potomic River | 133 | 2 | 1956 | [10 empty] | 322 | [5 empty] | 15 | 5
2007 | 19876 | 3804 | 4 | OP | 4 | 1962 | OF |  |  |  | Potomac River | 221 | [12 empty] | 826 |  |  |  | 53 | 5 | 15 | 1
2007 | 19876 | 3809 | 1 | OP | 7 | 1957 | OS |  |  |  | York River | 245 | 6 | 1987 | [10 empty] | 2157 |  |  | 125 | 1300 | 1635 | 7 | 6
2007 | 17828 | 963 | 32 | OP | 6 | 1972 | OC |  |  |  | Lake Springfield | 156 |  |  | 6 | 1972 | 4234 | 61039 | [12 empty] | 24 | 6
2007 | 17632 | 976 | 1-4 | OP | 10 | 1963 | OC |  |  |  | Lake Egypt | 538 | 10 | 1963 | 10 | 1963 | 2300 | 42550 | [6 empty] | 7667 | 1324 |  |  | 0 | 0 | 25 | 8
2007 | 12341 | 1091 | 1 | OP | 5 | 1964 | OF |  |  |  | Missouri River | 159 | [12 empty] | 500 | [5 empty] | 12 | 12
2007 | 22500 | 1248 | 4 | OP | 12 | 1994 | RF |  |  |  | Wells | 196 | [6 empty] | 12 | 1994 | MW |  | 212 | 2 | 2500 |  | 2500
2007 | 22500 | 1250 | L235 | OP | 5 | 1971 | RF |  |  |  | Kansas River | 9 | [6 empty] | 6 | 1999 | MW |  | 156 | 6 | 1719 |  | 1719 |  | 0 | 0 | 3 | 0
2007 | 733 | 3936 | 1 | OP | 7 | 1953 | OF |  |  |  | Kanawha River | 304 | [18 empty] | 15
2007 | 14354 | 6165 | 1 | OP | 6 | 1978 | RI |  |  |  | Cottonwood Creek | 9 | [6 empty] | 6 | 1978 | MW |  | 356 | 3 | 3173 |  | 3173 |  |  |  | 14
2007 | 18162 | 50806 | COGEN | OP | 3 | 1987 | RI |  |  |  | Great Pee Dee River | 187 | 3 | 1987 |  |  |  |  | 3 | 1987 | MW | [6 empty] | 5 | 15 |  | 10
2007 | 19876 | 52007 | CS2 | OP | 11 | 1992 | RI |  |  |  | John H Kerr Reservoir | 2.5 | 7 | 2004 |  |  |  |  | 11 | 1992 | MW |  | 92.5 | 1 | 1700 |  | 750 |  | 100 | 200 | 34 | 0
2007 | 9424 | 52151 | 1CW | OP | 4 | 1984 | OF |  |  |  | Wateree River | 18 | [12 empty] | 150 |  |  |  | 3 | 25 | 11 | 14
2007 | 4922 | 2850 | 3 | OP | 5 | 1972 | OF |  |  |  | Ohio River | 481 | [12 empty] | 4727 |  |  |  | 100 | 2250 | 40 | 5
2007 | 924 | 2168 | CW12 | OP | 12 | 1966 | OF |  |  |  | Thomas Hill Lake | 562 | 12 | 1966 | [10 empty] | 4980 |  |  |  | 50 |  | 35 | 5
2007 | 5511 | 8006 | 1 | OP | 12 | 1974 | OF |  |  |  | Hudson River | 1428 | 12 | 1974 | [10 empty] | 24465 |  |  |  | 254 | 230 | 29 | 23
2007 | 5511 | 8006 | 2 | OP | 9 | 1974 | OF |  |  |  | Hudson River | 1428 | 9 | 1974 | [10 empty] | 24465 |  |  |  | 254 | 230 | 29 | 23
2007 | 5416 | 8042 | 2 | OP | 12 | 1975 | OF |  |  |  | Belews Lake | 1129 | [12 empty] | 3696 | [5 empty] | 18 | 19
2007 | 54787 | 52193 | CWS | OP | 8 | 1956 | OT |  |  |  | Delware River | 140 | 8 | 1956 |  |  |  |  | 1 | 2001 | MW |  | 67 |  | 13570 |  | 12790 |  | 10000 | 10000 | 0 | 0
2007 | 55808 | 54035 | CT1 | OP | 5 | 1994 | RI |  |  |  | MUNICIPAL | 3 | 5 | 1994 |  |  |  |  | 5 | 1994 | MW |  | 208 | 1 | 6348 |  | 6312 | 36
2007 | 55740 | 54081 | UNIT2 | OP | 8 | 1992 | RI |  |  |  | James River | 3.9 | 8 | 1992 |  |  |  |  | 8 | 1992 | MW |  | 156 | 3 | 5000 |  | 3000 |  | 6300 |  | 30
2007 | 5262 | 54104 | GEN2OT | OP | 6 | 1979 | OT |  |  |  | Lake Millwood | 2
2007 | 54909 | 56031 | RF | OP | 2 | 2005 | RF |  |  |  | Heart of theValley Metropolitan | 137 | 2 | 2005 |  |  |  |  | 2 | 2005 | MW |  | 137 | 3.2
2007 | 14294 | 56042 | 1 | OP | 6 | 2005 | RI |  |  |  | Hudson River | 372 | 6 | 2005 |  |  |  |  | 6 | 2005 | WD |  | 372 | 2 | [6 empty] | 24 | 12
2007 | 11249 | 1363 | 6 | OP | 6 | 1969 | OF |  |  |  | Ohio River | 300 | [12 empty] | 689 | [5 empty] | 4 | 3
2007 | 11249 | 1364 | 2 | OP | 7 | 1974 | RF |  |  |  | Ohio River | 334 | [6 empty] | 7 | 1974 | MW |  | 334 | 1 | 2303 |  | 2303 |  | 0 | 0 | 10 | 4
2007 | 733 | 3938 | 51 | OP | 12 | 1960 | OF |  |  |  | Ohio River | 715 | 2 | 1986 | [10 empty] | 1077 |  |  | 86 | 34 |  | 24 | 13
2007 | 12796 | 3942 | 2 | OP | 9 | 1952 | OF |  |  |  | Cheat River | 104 | [12 empty] | 266 | [5 empty] | 19
2007 | 12796 | 3943 | 1 | OP | 11 | 1967 | RN |  |  |  | Monongahela River | 33 | [6 empty] | 11 | 1967 | NW |  | 557 | 2.7 | 4663 |  | 4663 |  |  |  | 14
2007 | 12796 | 3943 | 2 | OP | 12 | 1968 | RN |  |  |  | Monongahela River | 33 | [6 empty] | 12 | 1968 | NW |  | 557 | 2.7 | 5061 |  | 5061 |  |  |  | 14
2007 | 3549 | 55694 | CLGTWR | OP | 5 | 2006 | RF |  |  |  | Deep Wells | 400 | [6 empty] | 5 | 2006 | MW |  | 400 | 4
2007 | 13584 | 330 | 2 | OP | 8 | 1956 | OS |  |  |  | Pacific Ocean | 152 | 7 | 1964 | [10 empty] | 74 |  |  |  | 2600 | 2100 | 20 | 20
2007 | 13584 | 330 | 4 | OP | 4 | 1965 | OS |  |  |  | Pacific Ocean | 292 | 7 | 1964 | [10 empty] | 210 |  |  |  | 2579 | 2068 | 21 | 21
2007 | 15836 | 331 | 4 | OP | 11 | 1963 | RI |  |  |  | Municipal and Well | 303 | 11 | 1963 | 7 | 1953 | 4 | 40 | 11 | 1963 | MW |  | 303 | 0.9 | 740 |  | 740
2007 | 15908 | 350 | 1 | OP | 12 | 1971 | OS |  |  |  | Pacific Ocean | 1080 | 1 | 1991 | [10 empty] | 5448 |  |  | 55 | 2360 | 1800 | 23 | 20
2007 | 9617 | 56799 | 2 | PL | 6 | 2012 | RI |  |  |  | Ground Water |  | 4 | 2012 |  |  |  |  | 6 | 2012 | MW
2007 | 10000 | 6065 | 2 | CO | 2 | 2010 | RI |  |  |  |  | 958 | [12 empty] | 14079 | [5 empty] | 15
2007 | 733 | 55350 | CLTWRS | CO | 6 | 2013 | RI |  |  |  | Muskingum River | 19 | 6 | 2013 |  |  |  |  | 6 | 2013 | MW |  | 19 | 1.5 |  |  |  |  | 60 | 40 | 4 | 0.5
2007 | 18315 | 1336 | S-2A | OP | 5 | 1999 | RI |  |  |  | Wells | 116 | [6 empty] | 5 | 1999 | MW |  | 118 | 2 |  |  | 1892
2007 | 13492 | 54627 | CT2 | OP | 8 | 2006 | RI |  |  |  | Canal | 77
2007 | 21668 | 55320 | PAB | OP | 7 | 2004 | RF |  |  |  | Lake Bridgeport | 398 | [6 empty] | 7 | 2004 | MW |  | 398 | 2 | 5000 |  | 5000
2007 | 55936 | 1393 | 1 | OP | 3 | 1959 | RF |  |  |  | Municipal-SRA | 3 | [6 empty] | 3 | 1959 | MW |  | 128 | 1 | 1150 |  | 1150 | 130
2007 | 15873 | 3118 | 1 | OP | 5 | 1970 | RN |  |  |  | Conemaugh River | 25 | [6 empty] | 5 | 1970 | NW |  | 624 | 6 | 11320 |  | 11320
2007 | 17235 | 3131 | 1 | OP | 6 | 1960 | OF |  |  |  | Susquehanna River | 700 | [12 empty] | 12548 | [5 empty] | 3 | 3
2007 | 15276 | 3148 | 1 | OP | 9 | 1954 | OF |  |  |  | Delaware RIver | 134 | [12 empty] | 1401 |  |  |  |  | 275 | 11 | 5
2007 | 6035 | 3159 | 1 | OP | 7 | 1954 | OF |  |  |  | Schuylkill River | 220 | [12 empty] | 1047 |  |  |  | 0 | 0 | 12 | 9
2007 | 19876 | 3954 | 3 | OP | 12 | 1973 | OC |  |  |  | Stony River | 608 |  |  | 9 | 1965 | 1120 | 47600 | [6 empty] | 2174 | 2174 |  |  | 375 | 0 | 100 | 0
2007 | 20847 | 4041 | 305 | OP | 3 | 1965 | OF |  |  |  | Lake Michigan | 440 | [12 empty] | 212 | [5 empty] | 17 | 5
2007 | 18315 | 108 | CW1A | OP | 11 | 1997 | RI |  |  |  | Wells | 306 | 8 | 1983 |  |  |  |  | 11 | 1997 | MW |  | 306 | 4 | 3990 |  | 3990
2007 | 16572 | 147 | K-1 | OS | 7 | 1952 | OF | RI |  |  | Canal Well | 58 | 7 | 1952 |  |  |  |  | 7 | 1952 | MW |  | 44 | 0.04 | 301 |  | 123 |  |  |  | 3 | 3
2007 | 10755 | 55097 | TOW1 | OP |  |  | RF |  |  |  | Lake Pat Mayse | 23 | 12 | 2000 |  |  |  |  | 12 | 2000 | MD |  | 299 | 12.3 | 6015 |  | 6000 | 15
2007 | 54702 | 56350 | TOWER2
2007 | 1307 | 56610 | U1ACC | PL | 6 | 2012 | RF |  |  |  | WELLS | [7 empty] | 6 | 2012 | MD
2007 | 54703 | 56349 | CD1-6 | OP | 4 | 2007 | RF |  |  |  | Municipal | 180.5 | [6 empty] | 4 | 2007 | MW |  | 180.5 |  | 2756 |  | 2565
2007 | 4254 | 1702 | 1 | OP | 8 | 1959 | OF |  |  |  | Saginaw River | 334 | [16 empty] | 0 | 0 | 0 | 0
2007 | 4254 | 1710 | 3 | OP | 9 | 1980 | OF |  |  |  | Lake Michigan | 704 | [16 empty] | 3500 | 2000 | 35 | 25
2007 | 4254 | 1720 | 7 | OP | 3 | 1955 | OF |  |  |  | Saginaw River | 267 | [16 empty] | 0 | 0 | 0 | 0
2007 | 55745 | 55463 | 230CLG | SB | 8 | 2003 | RI |  |  |  | Municipal | 4.4 | [6 empty] | 8 | 2003 | MW |  | 227 | 2.2 | 4409 |  | 1830
2007 | 16572 | 55129 | HRC | OP | 10 | 2001 | RI |  |  |  | Central Arizona Project Canal Water | 230 | 10 | 2001 |  |  |  |  | 10 | 2001 | MW |  | 230 | 3.6
2007 | 55756 | 55382 | 1CW | OP | 6 | 2002 | RI |  |  |  | Municipal | 353 | 6 | 2002 |  |  |  |  | 6 | 2002 | MW |  | 384 | 1.3 | 6061 |  | 2500 | 21
2007 | 14354 | 8066 | CW71 | OP | 11 | 1974 | RI |  |  |  | Green River | 11 | [6 empty] | 11 | 1974 | MW |  | 357 | 2 | 1707 |  | 1707 |  |  |  | 8
2007 | 20860 | 4072 | 5 | OP | 11 | 1951 | OF |  |  |  | Green Bay | 119 | 6 | 1993 | [10 empty] | 101 |  |  | 100 | 12 | 6 | 6 | 6
2007 | 20860 | 4072 | 6 | OP | 9 | 1949 | OF |  |  |  | Green Bay | 234 | 6 | 1993 | [10 empty] | 81 |  |  | 100 | 12 | 6 | 6 | 6
2007 | 14268 | 1374 | 1 | OP | 6 | 1964 | OF |  |  |  | Ohio River | 192 | [12 empty] | 350 |  |  |  | 100 |  | 50
2007 | 20546 | 1381 | C2 | OP | 8 | 1970 | OF |  |  |  | Ohio River | 184 | [12 empty] | 3214 |  |  |  | 0 | 0 | 9 | 0
2007 | 12647 | 1893 | CS1 | OP | 7 | 1958 | OF |  |  |  | North Blackwater Lake | 240 | [12 empty] | 988 | [5 empty] | 13 | 5
2007 | 14006 | 2872 | 3 | OP | 12 | 1957 | OF |  |  |  | Muskingum River | 357 | [12 empty] | 908 | [5 empty] | 15 | 10
2007 | 14015 | 2876 | 2 | OP | 6 | 1955 | OF |  |  |  | OHIO RIVER | 339 | 6 | 1955 | [10 empty] | 8118 |  |  | 163 | 180 | 180 | 13 | 9
2007 | 6526 | 2878 | BSCS | OP | 8 | 1955 | OF |  |  |  | Lake Erie | 1149 | 5 | 1963 | [10 empty] | 3298 | [5 empty] | 14 | 3
2007 | 17828 | 963 | 41 | CO | 10 | 2009 | RI |  |  |  | Municipal |  | 9 | 2009 |  |  |  |  | 10 | 2009 | MW |  | 290
2007 | 6455 | 628 | 1 | OP | 10 | 1966 | OS |  |  |  | Gulf of Mexico | 690 | [12 empty] | 4677 | [5 empty] | 8 | 5
2007 | 18642 | 47 | 1 | OP | 1 | 1955 | OF |  |  |  | Tennessee River | 1924 | [12 empty] | 4716 |  |  |  | 160 | 800 | 14 | 9
2007 | 17543 | 130 | 2 | OP | 12 | 1983 | RF |  |  |  | Diversion Canal | 13 | 5 | 1984 |  |  |  |  | 5 | 1984 | MW |  | 447 | 1 | 6706 |  | 6706 |  |  | 10 |  | 15
2007 | 17543 | 130 | 4 | CO | 1 | 2009 | RI |  |  |  | Diversion Canal | 13.1 | 1 | 2009 | 1 | 2009 |  |  | 1 | 2009 | MW |  | 581.5 | 1.865 | [5 empty] | 10 |  | 15
2007 | 21554 | 136 | 1 | OP | 2 | 1984 | RN |  |  |  | St Johns River | 25 | 2 | 1984 |  |  |  |  | 2 | 1984 | NW |  | 625 | 4 | 1955 | 120 | 1468 | 367 | 350 | 900 | 5 | 4
2007 | 4062 | 2843 | 5 | OP | 11 | 1955 | OF |  |  |  | Scioto River | 155 | [12 empty] | 630 | [5 empty] | 7
2007 | 7294 | 377 | 5 | OP | 11 | 1964 | RI |  |  |  | Municipal | 75 | [6 empty] | 11 | 1964 | MW |  | 75 | 0.2 | 400 |  | 400
2007 | 11208 | 404 | CW12 | OP | 12 | 1958 | OS |  |  |  | Sea water | 348 | 12 | 1958 | [14 empty] | 1600 | 1200 | 15 | 15
2007 | 11208 | 408 | 8 | OP | 7 | 2004 | RI |  |  |  | Municipal | 4.9 | 7 | 2004 |  |  |  |  | 7 | 2004 | MW |  | 253 | 1.5
2007 | 14165 | 2861 | 2 | OP | 6 | 1954 | OF |  |  |  | Mahoning River | 156 | [12 empty] | 321 | [6 empty] | 4
2007 | 6526 | 2864 | 4 | OP | 3 | 1955 | OF |  |  |  | Ohio River | 164 | [12 empty] | 320 | [5 empty] | 10 | 4
2007 | 6526 | 2866 | 7 | OP | 9 | 1971 | OF |  |  |  | Ohio River | 862 | 5 | 1996 | [10 empty] | 3679 |  |  | 91 |  | 308 | 21 | 36
2007 | 11275 | 55667 | CS1 | OP | 12 | 2003 | RF |  |  |  | Delaware River | 294 | [6 empty] | 12 | 2003 | MW |  | 294 | 4
2007 | 6455 | 634 | 1 | OP | 9 | 1958 | OS |  |  |  | Tampa Bay | 245 | [12 empty] | 3913 | [5 empty] | 12 | 8
2007 | 7801 | 643 | 1 | OP | 6 | 1965 | OS |  |  |  | North Bay | 424 | [12 empty] | 10695 |  |  |  | 3400 | 10000 | 13 | 8
2007 | 18454 | 645 | OTC3 | OP | 5 | 1976 | OS |  |  |  | Hillsborough Bay | 535 | [12 empty] | 11645 | [5 empty] | 9 | 9
2007 | 18454 | 645 | OTC4 | OP | 2 | 1985 | OS |  |  |  | Hillsborough Bay | 555 | [12 empty] | 18790 | [5 empty] | 9 | 9
2007 | 19804 | 693 | 4 | OP | 6 | 1975 | RF |  |  |  | Municipal | 120 | [6 empty] | 6 | 1975 | MW |  | 120 | 1 | 140 |  | 285 |  | 0 | 0 | 0 | 0
2007 | 23279 | 3179 | 2 | OP | 10 | 1970 | RN |  |  |  | Monongahela River | 14 | [6 empty] | 4 | 1977 | NW |  | 604 | 0.56 | 23809 |  | 23809 |  |  |  | 14
2007 | 9273 | 990 | 50 | OP | 5 | 1958 | OF | RF |  |  | West fork of White River | 110 | [6 empty] | 5 | 1958 | MW |  | 110 | 1 | 900 |  | 900 |  |  | 10 | 4
2007 | 55983 | 3508 | 1 | OP | 11 | 1962 | OC |  |  |  | Valley Lake | 1386 |  |  | 11 | 1962 | 1080 | 16400 | [6 empty] | 969 | 969 |  |  |  |  | 15
2007 | 55983 | 3508 | 3 | OP | 5 | 1971 | OC |  |  |  | Valley Lake | 2855 |  |  | 11 | 1962 | 1000 | 15000 | [7 empty] | 969 |  |  |  |  | 15
2007 | 20404 | 3524 | 3 | RE | 5 | 1959 | OC |  |  |  | Municipal | 58 |  |  | 7 | 1953 | 5200 | 60000 | [6 empty] | 238
2007 | 5701 | 3456 | CT5 | CO | 5 | 2010 | RF |  |  |  | WELLS, MUNICIPAL | [7 empty] | 5 | 2010 | MD |  | 167 | 2.7 | 1900
2007 | 55879 | 50815 | CT-1 | OP | 10 | 1985 | RF
2007 | 3131 | 55404 | CTW | OP | 6 | 2003 | RI |  |  |  | Municipal | 245 | 6 | 2003 |  |  |  |  | 6 | 2003 | MW |  | 245 | 1
2007 | 2897 | 55225 | CW-2 | OP | 6 | 2003 | RI |  |  |  | Municipal | 6.5 | 7 | 2002 |  |  |  |  | 6 | 2003 | MW |  | 387 | 5
2007 | 49791 | 55176 | GEA CT | OP | 1 | 2001 | RI |  |  |  | Ferguson Lake | 12.9 | [6 empty] | 1 | 2001 | MW |  | 134 | 2 | 3200 |  | 3200
2007 | 2963 | 55701 | CWS01 | CO | 3 | 2010 | RF |  |  |  | Municipal | 479 | [6 empty] | 6 | 2006 | MW |  | 479
2007 | 55184 | 55173 | CT 1 | OP | 6 | 2002 | RF |  |  |  | Wells | 38 | [6 empty] | 6 | 2002 | MW |  | 334 | 2 | 4027 |  | 3260
2007 | 15147 | 2398 | 2 | OP | 5 | 2005 | RI |  |  |  | POTW | 306 | [6 empty] | 5 | 2002 | MW |  | 306 | 50 | 4000 |  | 2000
2007 | 15147 | 2411 | SE | OP | 12 | 1948 | OS |  |  |  | Arthur Kill | 836 | 12 | 1948 | [10 empty] | 2874 |  |  | 50 |  |  | 13
2007 | 54863 | 8906 | 2 | OP | 3 | 1954 | OS |  |  |  | East River | 305 | [12 empty] | 1612 |  |  |  | 40 |  | 25
2007 | 12686 | 6073 | CT
2007 | 13478 | 1409 | 3 | OP | 8 | 1967 | OS |  |  |  | Miss River Gulf Outlet | 673 | [12 empty] | 1902 |  |  |  | 0 | 40 | 19 | 8
2007 | 4716 | 4140 | G3 | OP | 7 | 1950 | OF |  |  |  | Mississippi River | 33 | [12 empty] | 877 |  |  |  | 30 | 0 | 12 | 9
2007 | 14354 | 4158 | CW41 | OP | 2 | 1959 | OF | RI |  |  | North Platte River | 95 | [6 empty] | 12 | 1974 | MW |  | 243 | 1 | 2568 |  | 2568 |  |  |  | 7 | 4
2007 | 2442 | 6243 | 1 | OP | 6 | 1978 | RC |  |  |  | Lake | 231 |  |  | 4 | 1978 | 850 | 13600 | [6 empty] | 2530 |  |  |  | 28 | 30 | 27 | 14
2007 | 7140 | 6257 | 4 | OP | 2 | 1989 | RN |  |  |  | Lake Juliette | 37 | 8 | 1986 |  |  |  |  | 2 | 1989 | NW |  | 580 |  | 8841 |  | 8841 |  | 130 |  | 26
2007 | 733 | 6264 | 1 | OP | 9 | 1980 | RN |  |  |  | Ohio River | 24 | 9 | 1980 |  |  |  |  | 9 | 1980 | NW |  | 1336 | 13 | 17634 |  | 17519 | 115 | 290 |  | 19
2007 | 17539 | 3295 | URQ1 | OP | 11 | 1953 | OF |  |  |  | Savannah River | 291 | [12 empty] | 725 |  |  |  | 15 | 10 | 9 | 1
2007 | 17539 | 3297 | WAT2 | OP | 11 | 1978 | OF | RI |  |  | Wateree River | 378 | 12 | 2006 |  |  |  |  | 12 | 2006 | MW |  | 334 | 5.5 | 36500 |  | 36500 |  | 800 | 20 | 20
2007 | 18642 | 3419 | A | OS | 2 | 1942 | OF |  |  |  | Tennessee River | 626 | [16 empty] | 200 | 480 | 24 | 13
2007 | 49979 | 3439 | 1 | OP | 5 | 1951 | RI |  |  |  | Rio Grande River | 2 | [6 empty] | 5 | 1951 | NW |  | 60 | 0.206 | 119 |  | 119 |  | 26 |  | 4
2007 | 54907 | 3440 | 2 | SC | 3 | 1956 | RI |  |  |  | City of Corpus Christi | 2 | [6 empty] | 3 | 1956 | MW |  | 129 | 0.724
2007 | 49979 | 3441 | 5 | SC | 5 | 1965 | OS |  |  |  | Nueces Bay | 134 | [17 empty] | 415 | 20 | 5
2007 | 5416 | 2720 | 5 | OP | 9 | 1953 | OF |  |  |  | Yadkin River | 185 | [12 empty] | 727 | [5 empty] | 26 | 5
2007 | 5416 | 2723 | 1 | OP | 12 | 1949 | OF |  |  |  | Dan River | 125 | [12 empty] | 855 | [5 empty] | 6 | 7
2007 | 20404 | 3527 | 2 | SC | 7 | 1966 | OC |  |  |  | Municipal | 15 | 1 | 1966 | 7 | 1966 | 1596 | 12040 | [6 empty] | 297 |  |  | 7 |  |  | 13.5 | 13.5
2007 | 14063 | 2952 | 4CT | OP | 12 | 1977 | RI |  |  |  | Arkansas River | 469 | [6 empty] | 12 | 1977 | MW |  | 490 | 2 | 2664 |  | 2664 |  | 10 |  | 30
2007 | 14063 | 2952 | RIV | OP | 5 | 1956 | OF |  |  |  | Arkansas River | 159 | [12 empty] | 666 |  |  |  | 10 |  | 30
2007 | 15466 | 469 | 2 | OP | 6 | 1959 | RF |  |  |  | Platte River | 199 | 2 | 1999 |  |  |  |  | 6 | 1959 | MW |  | 199 |  | 1040 |  | 408
2007 | 15466 | 469 | 3 | OP | 6 | 1962 | RF |  |  |  | Platte River | 212 | 2 | 1999 |  |  |  |  | 6 | 1962 | MW |  | 212 |  | 739 |  | 451
2007 | 6541 | 10554 | TTW-70 | OP | 9 | 2002 | RI |  |  |  | LAKE TEXANA, MUNICIPAL | 1 | 9 | 2002 |  |  |  |  | 9 | 2002 | MW |  | 157 | 2.48 | 1376 |  | 780 |  | 350 |  | 29
2007 | 14932 | 10566 | CT | OP | 3 | 1994 | RI |  |  |  | Salem Canal | 12 | 3 | 1994 |  |  |  |  | 3 | 1994 | MW |  | 207 | 1.5 |  |  |  |  | 60 | 490 | 4
2007 | 142 | 10676 | 1 | OP | 6 | 1986 | OF |  |  |  | Ohio River | 208 | [12 empty] | 50000 |  |  |  | 6 | 0 | 12 | 0
2007 | 1015 | 3548 | 2 | OP | 8 | 1977 | OF |  |  |  | Lake Long | 535 | [12 empty] | 4620 |  |  |  | 360 | 830 | 10 | 8
2007 | 6958 | 3576 | C1 | OP | 7 | 1967 | OF |  |  |  | LAKE LAVON | 145 | [12 empty] | 265 |  |  |  | 20 | 300 | 15 | 10
2007 | 6958 | 3576 | C2 | OP | 5 | 1971 | OF |  |  |  | LAKE LAVON | 163 | [12 empty] | 220 |  |  |  | 20 | 300 | 15 | 10
2007 | 16604 | 3612 | 1 | OP | 3 | 1966 | RC |  |  |  | VH Braunig Lake ; Make-up Fr | 455 |  |  | 3 | 1966 | 1350 | 26500 | [6 empty] | 5127 | 5072 |  | 49 |  |  | 6
2007 | 15470 | 1001 | 1 | OP | 10 | 1970 | OF | RF |  |  | Wabash River | 726 | 10 | 1970 |  |  |  |  | 6 | 1972 | MW |  | 374 | 5 | 3040 |  | 1500 |  | 0 | 0 | 10 | 0
2007 | 17638 | 55269 | UNIT3 | OP | 5 | 2003 | RI |  |  |  | Wells | 4 | [6 empty] | 5 | 2003 | MW |  | 191 | 1.3 | 1740 |  | 917
2007 | 18611 | 55518 | Circ | OP | 4 | 2003 | RI |  |  |  | Municipal | 440 | 4 | 2003 |  |  |  |  | 4 | 2003 | MW |  | 440 | 2 | 4300 |  | 1300
2007 | 16238 | 55835 | CWS | OP | 5 | 2004 | RF |  |  |  | Treated Water Pond | 4 | [6 empty] | 5 | 2004 | MW |  | 370 | 5
2007 | 11504 | 55451 | 330CLG | SB | 8 | 2003 | RI |  |  |  | Wells | 4.1 | 8 | 2003 |  |  |  |  | 8 | 2003 | MW |  | 227 | 2.2 | 4459 |  | 1830 | 50
2007 | 6497 | 55498 | CS1 | CN |  |  | RI |  |  |  | Municipal | [9 empty] | MW
2007 | 17698 | 1417 | CW | OP | 7 | 1947 | RC |  |  |  | Caddo Lake | 416 | 7 | 1947 | 7 | 1947 | 31000 | 10 | [6 empty] | 554 |  |  | 12 |  |  | 10
2007 | 11282 | 55063 | CCW2 | OP | 8 | 2000 | RF |  |  |  | Little Tallahtchie River | 9 | 8 | 2000 | 8 | 2000 | 1 | 4 | 8 | 2000 | MW |  | 475 | 7 | 6300 |  |  |  | 150 |  | 30
2007 | 3593 | 55076 | AA021 | OP | 3 | 2002 | RI |  |  |  | Wells | 8.4 | [6 empty] | 3 | 2002 | MW |  | 641.6 | 2 | 13377 |  | 5083
2007 | 19323 | 3452 | 1 | OP | 6 | 1970 | OC |  |  |  | Lake Ray Hubbard | 412 | 6 | 1970 | 6 | 1970 | 22745 | 490000 | [6 empty] | 3987 | [5 empty] | 18 | 10
2007 | 9279 | 55823 | CS001 | CN
2007 | 15988 | 55187 | ACW | OP | 8 | 2001 | RI |  |  |  | Other | 23 | 8 | 2001 |  |  |  |  | 8 | 2001 | MW |  | 214 | 2.2 | 2325 |  | 1718 | 40
2007 | 21579 | 55297 | 1 | OP | 3 | 2004 | RF |  |  |  | Lake Michigan |  | 7 | 2003 |  |  |  |  | 3 | 2004 | MW |  | 256 | [5 empty] | 1300 | 2000 | 14
2007 | 54907 | 3443 | 4 | SC | 3 | 1955 | OF |  |  |  | Guadalupe River | 133 | [18 empty] | 8 | 2
2007 | 54907 | 3443 | 4/5CT | SC | 4 | 1957 | RI |  |  |  | Wells | 156 | [6 empty] | 4 | 1957 | MW |  | 212 | 0.75
2007 | 7140 | 708 | 1 | OP | 6 | 1954 | OF |  |  |  | Coosa River | 181 | [16 empty] | 0 | 100 | 12 | 10
2007 | 7140 | 728 | Y5CS | OP | 5 | 1958 | RI |  |  |  | Chatte River | 180 | 5 | 1958 |  |  |  |  | 4 | 2004 | MW |  | 1114 | 2 |  |  | 73775 |  | 0 | 0 | 20 | 20
2007 | 19547 | 764 | 8 | OP | 12 | 1954 | OS |  |  |  | Pacific Ocean | 144 | [12 empty] | 495 |  |  |  | 0 | 0 | 20 | 9
2007 | 6958 | 4266 | 4 | OP | 6 | 1966 | RF |  |  |  | Municipal | 16 | [6 empty] | 6 | 1966 | MW |  | 120 | 1 | 534 |  | 534
2007 | 20404 | 4938 | 1 | SC | 7 | 1974 | OC |  |  |  | Municipal | 250 | 7 | 1974 | 7 | 1974 | 3950 | 71059 | [6 empty] | 729 |  |  | 4 |  |  | 20
2007 | 16572 | 4941 | 1A-1B | OP | 5 | 1974 | RI |  |  |  | Lake Powell | 21 | [6 empty] | 5 | 1974 | MW |  | 602 | 6 | 5236 |  | 2391 |  |  |  | 220
2007 | 12363 | 55481 | 2 | OP | 12 | 2003 | RF |  |  |  | wells | 363.2 | 12 | 2003 |  |  |  |  | 12 | 2003 | MW |  | 331 | 4.62
2007 | 17177 | 6768 | 1 | OP | 9 | 1981 | RF |  |  |  | WELLS | 12 | [6 empty] | 9 | 1981 | MW |  | 320 | 4 | 3030 |  | 3030
2007 | 54891 | 7030 | CT-2 | OP | 10 | 1991 | RF |  |  |  | Wells | 160 | 10 | 1991 |  |  |  |  | 10 | 1991 | MW |  | 180 | 5
2007 | 30151 | 6021 | C2 | OP | 11 | 1979 | RF |  |  |  | Yampa River | 20 | [6 empty] | 11 | 1979 | MW |  | 340 | 1.9 | 1543 |  | 1543 |  | 7920 |  | 8
2007 | 5580 | 6041 | 1 | OP | 9 | 1977 | RF |  |  |  | Wells and River Water | 358 | [6 empty] | 9 | 1977 | MW |  | 358 | 1 | 768 |  | 768 |  | 30 |  | 5
2007 | 6452 | 6043 | CP | OP | 12 | 1980 | RC |  |  |  | St Lucie Canal | 892 |  |  | 12 | 1980 | 6600 | 100000 | [6 empty] | 122 | 122
2007 | 17568 | 6061 | 1 | OP | 4 | 1978 | RI |  |  |  | Wells | 245 | 4 | 1978 | 4 | 1978 | 39 | 468 | 4 | 1978 | MW |  | 245 | 3 | 2650 | 800 | 1850
2007 | 49805 | 56163 | 4 | OP | 6 | 1959 | RF |  |  |  | Wells | 2.5 | 6 | 1960 |  |  |  |  | 6 | 1959 | MW |  | 156 | 1.3
2007 | 49886 | 56220 | S41 | PL | 4 | 2011 | RI |  |  |  | Chattahoochee River | 1010 | [6 empty] | 4 | 2011 | MW |  | 1010
2007 | 15248 | 56227 | CTW001 | OP | 3 | 2007 | RI |  |  |  | COLUMBIA RIVER | 5 | 3 | 2007 |  |  |  |  | 3 | 2007 | MW |  | 228 | 1 |  |  |  |  | 39 | 240 | 16 | 55
2007 | 16572 | 141 | 3 | OP | 4 | 1961 | RI |  |  |  | Wells | 163 | 6 | 2004 |  |  |  |  | 4 | 1961 | MW |  | 163 | 1.9 | 1172
2007 | 16572 | 147 | K-7 | OP | 10 | 2002 | RI |  |  |  | Effluent, Well | 5 | 10 | 2002 |  |  |  |  | 10 | 2002 | MW |  | 156 | 0.3 | 1407 |  | 1357 | 50
2007 | 814 | 169 | 2 | OP | 8 | 1954 | RF |  |  |  | Wells | 185 | [6 empty] | 8 | 1954 | MW |  | 2050 | 2 | 428 |  | 428
2007 | 814 | 173 | 1 | SB | 6 | 1961 | OF |  |  |  | Mississippi River | 312 | [12 empty] | 3946 |  |  |  | 120 | 120 | 31 | 31
2007 | 12631 | 228 | 6 | OP | 6 | 1964 | OF |  |  |  | San Joaquin River | 340 | [12 empty] | 712 | [5 empty] | 14 | 5
2007 | 770 | 2098 | 3 | OP | 6 | 1962 | RI |  |  |  | Deep Wells | 45 | [6 empty] | 6 | 1962 | MW |  | 45 | 0.1 | 61 |  | 61
2007 | 15274 | 603 | 16 | OP | 5 | 1972 | RF |  |  |  | Anacostia River | 8 | 5 | 1972 |  |  |  |  | 5 | 1972 | MW |  | 290 | 2 | 230 |  | 230 |  | 180 | 0 | 12 | 0
2007 | 19323 | 3454 | 1 | OS | 12 | 1959 | OC |  |  |  | North Lake | 919 | 12 | 1959 | 9 | 1959 | 800 | 17100 | [6 empty] | 4534 |  |  |  | 0 | 0 | 21
2007 | 15470 | 1010 | 1 | OP | 12 | 1953 | OF |  |  |  | Wabash River | 138 | [12 empty] | 354 |  |  |  | 0 | 0 | 17 | 13
2007 | 17235 | 3113 | 1 | OP | 10 | 1958 | OF |  |  |  | Delaware River | 486 | [12 empty] | 3447 |  |  |  | 5 | 90 | 6 | 6
2007 | 18642 | 55197 | UNIT 2 | OP | 6 | 2003 | RF |  |  |  | City Waste | 3.7 | [6 empty] | 6 | 2003 | MW |  | 191 | 1.3 | 1740 |  | 917 | 25
2007 | 14354 | 56102 | ACC1 | OP | 3 | 2006 | OT | [11 empty] | 3 | 2006 | MD |  |  | 3.7
2007 | 54888 | 3468 | C3 | OP | 2 | 1959 | OS |  |  |  | Houston Ship Channel | 314 | [18 empty] | 33 | 0
2007 | 54888 | 3470 | C4 | OP | 6 | 1968 | RC |  |  |  | Brazos River | 742 |  |  | 12 | 1958 | 2500 | 19000 | [10 empty] | 0 | 0 | 0 | 0
2007 | 17718 | 2454 | 121C | OP | 7 | 1957 | RI |  |  |  | Wells | 124 | [6 empty] | 7 | 1957 | MW |  | 133 | 1 | 764 |  | 593
2007 | 5511 | 2480 | 3 | OP | 10 | 1959 | OF |  |  |  | Hudson River | 183 | [12 empty] | 1528 |  |  |  | 0 | 0 | 5 | 9
2007 | 13192 | 2490 | 3 | OP | 12 | 1969 | OS |  |  |  | Lower New York Bay | 465 | [12 empty] | 3192 |  |  |  | 50 | 0 | 25 | 0
2007 | 26751 | 2514 | 5 | OP | 11 | 1954 | OS |  |  |  | Hempstead Harbor | 136 | [12 empty] | 591 | [5 empty] | 6 | 7
2007 | 26751 | 2517 | 2 | RE | 10 | 1950 | OS |  |  |  | Long Island Sound | 89 | [12 empty] | 538 | [5 empty] | 12 | 12
2007 | 26751 | 2517 | 3 | OP | 11 | 1958 | OS |  |  |  | Long Island Sound | 227 | [12 empty] | 1114 | [5 empty] | 12 | 12
2007 | 23279 | 1570 | 3 | OP | 10 | 1947 | OF |  |  |  | Potomac River | 66 | [12 empty] | 112 | [5 empty] | 7
2007 | 23279 | 1570 | 4 | OP | 11 | 1958 | OF |  |  |  | Potomac River | 97 | [12 empty] | 420 | [5 empty] | 7
2007 | 12653 | 1572 | 1 | OP | 6 | 1959 | OF |  |  |  | Potomac River | 212 | 6 | 1959 | [10 empty] | 837 | [5 empty] | 7
2007 | 12653 | 1573 | 1 | OP | 6 | 1971 | OS |  |  |  | Potomac River | 1116 | 6 | 1971 | [10 empty] | 663 |  |  |  | 120 |  | 40 | 11
2007 | 49965 | 1588 | 85 | SB | 4 | 2003 | OT |  |  |  | No cooling water | [13 empty] | 30000
2007 | 49965 | 1588 | 96 | SB | 5 | 2003 | OT |  |  |  | No cooling water | [13 empty] | 30000
2007 | 21461 | 1599 | 1 | OP | 7 | 1975 | OS |  |  |  | Cape Cod Canal | 373 | 7 | 1968 | [10 empty] | 1500 |  |  | 1500 | 15 | 110 | 19 | 32
2007 | 29878 | 1613 | 1+2 | SC | 1 | 1925 | OS |  |  |  | Taunton River | 245 | 1 | 1925 | [10 empty] | 390 |  |  |  | 20 |  | 20 | 4
2007 | 29878 | 1613 | 3+4 | SB | 1 | 1947 | OS |  |  |  | Taunton River | 92 | 1 | 1947 | [10 empty] | 390 |  |  |  | 20 |  | 20 | 4
2007 | 22146 | 2526 | 8 | OP | 12 | 1951 | OF |  |  |  | Susquehanna River | 91 | [12 empty] | 778
2007 | 22125 | 2535 | 2 | OP | 10 | 1958 | OF |  |  |  | Cayuga Lake | 188 | [12 empty] | 715 |  |  |  | 526 |  | 44
2007 | 14310 | 50397 | 5-6 | OP | 9 | 1989 | RF |  |  |  | North Codorus | 1 | [6 empty] | 9 | 1989 | MW |  | 42 | 2 |  |  |  |  | 100 |  | 4
2007 | 54888 | 3470 | C5 | OP | 12 | 1977 | RC |  |  |  | Brazos River | 715 |  |  | 12 | 1958 | 2500 | 19000 | [10 empty] | 0 | 0 | 0 | 0
2007 | 54888 | 3470 | C6 | OP | 12 | 1978 | RC |  |  |  | Brazos River | 715 |  |  | 12 | 1958 | 2500 | 19000 | [10 empty] | 0 | 0 | 0 | 0
2007 | 17698 | 3476 | CW | OP | 1 | 1950 | OC |  |  |  | LAKE CHEROKEE | 881 | 1 | 1950 | 1 | 1950 | 3987 | 46700 | [6 empty] | 1906 |  |  | 22 |  |  | 12
2007 | 12384 | 884 | 1 | OP | 7 | 1955 | OF |  |  |  | Chicago Sanitary and Ship | 333 | 3 | 1955 | [10 empty] | 406 |  |  | 406 |  |  | 17 | 8
2007 | 54802 | 260 | 6 | OP | 12 | 1967 | OS |  |  |  | Moss Landing Harbor | 668 | [12 empty] | 3482 |  |  |  |  | 800 | 20 | 20
2007 | 12631 | 271 | 5 | OP | 9 | 1960 | OF |  |  |  | Sacramento/San Joaquin RI | 358 | [12 empty] | 1190 |  |  |  |  | 200 | 15 | 15
2007 | 12588 | 3788 | 3 | OP | 7 | 1954 | OF |  |  |  | Potomic River | 133 | 7 | 1954 | [10 empty] | 322 | [5 empty] | 15 | 5
2007 | 12588 | 3788 | 5 | OP | 5 | 1957 | OF |  |  |  | Potomic River | 133 | 5 | 1957 | [10 empty] | 322 | [5 empty] | 15 | 5
2007 | 19876 | 3797 | 5 | OP | 8 | 1964 | OF |  |  |  | James River | 325 | 8 | 1964 | [10 empty] | 1283 |  |  |  | 2 | 6 | 17 | 0
2007 | 19876 | 3804 | 3 | OP | 6 | 1955 | OF |  |  |  | Potomac River | 126 | [12 empty] | 972 |  |  |  | 53 | 5 | 15 | 2
2007 | 5517 | 898 | 1 | OP | 11 | 1949 | OF |  |  |  | Mississippi River | 912 | [12 empty] | 1505 |  |  |  | 0 | 0 | 0 | 0
2007 | 9417 | 1104 | 1 | OP | 6 | 1968 | OF |  |  |  | Mississippi River | 180 | [12 empty] | 1153 |  |  |  |  | 600 | 13 | 3
2007 | 10005 | 1240 | 1 | OP | 6 | 1961 | RF |  |  |  | Wells | 5 | [6 empty] | 4 | 2004 | MW |  | 156 | 2 | 834 |  | 318
2007 | 10005 | 1242 | 4 | OP | 4 | 1959 | RF |  |  |  | Wells | 3 | [6 empty] | 11 | 2000 | MW |  | 147 | 2 | 571 |  | 272
2007 | 22500 | 1250 | L4 | OP | 3 | 1960 | RF |  |  |  | Kansas River | 9 | [6 empty] | 5 | 2000 | MW |  | 223 | 2 | 1309 |  | 1309 |  | 0 | 0 | 3 | 0
2007 | 9324 | 6166 | CT2 | OP | 12 | 1989 | RN |  |  |  | Ohio River | 22 | [6 empty] | 12 | 1989 | NW |  | 1337 | 13 | 49730 |  | 37498 |  | 136 |  | 18
2007 | 10171 | 1356 | 1 | OP | 12 | 1973 | RF |  |  |  | Ohio River | 63 | [6 empty] | 12 | 1973 | MW |  | 436 | 3 | 926 |  | 926 |  | 100 |  | 20
2007 | 10171 | 1357 | 3 | OP | 4 | 1954 | OF |  |  |  | Green River | 123 | [12 empty] | 327 |  |  |  | 12 | 12 | 13 | 13
2007 | 16190 | 50406 | 2 | OP | 12 | 1976 | OF |  |  |  | Kennebec River | 56 | [16 empty] | 1500 |  | 5
2007 | 6090 | 50625 | PP4 | OP | 5 | 2005 | RI |  |  |  | LNVA | 19.2 | 12 | 2004 |  |  |  |  | 12 | 2004 | MD |  | 19.2 | 9.8 | 2000 |  |  |  | 2500 |  | 10
2007 | 15262 | 50637 | 4TG | OP | 10 | 1991 | RI |  |  |  | Clearwater River | 1.1 | [6 empty] | 10 | 1991 | MD |  | 40 | 1 | 1500 |  | 1000 |  | 15 |  | 20
2007 | 4425 | 50658 | CT1 | OP | 6 | 1990 | RI |  |  |  | Municipal | 900 | [6 empty] | 6 | 1990 | MW |  | 70.2 | 3 | 14000 |  | 6000
2007 | 4062 | 2840 | 4 | OP | 8 | 1973 | RI |  |  |  | Muskingum River | 89 | [6 empty] | 8 | 1973 | MW |  | 5835 | 2 | 3739 |  | 2066 |  |  |  | 11
2007 | 19436 | 2107 | 2 | OP | 6 | 1968 | OF |  |  |  | Mississippi River | 520 | [16 empty] | 1750 | 1230 | 20 | 7
2007 | 924 | 2167 | 1 | OP | 10 | 1972 | OF |  |  |  | Mississippi River | 740 | [12 empty] | 1598 |  |  |  | 160 | 160 | 26 | 26
2007 | 19876 | 7213 | 2 | OP | 6 | 1996 | RI |  |  |  | Roanoke River | 33 | 3 | 1996 |  |  |  |  | 3 | 1996 | MW |  | 490 | 2 | 2641 |  | 2641 |  | 30 |  | 7
2007 | 9617 | 7846 | 2 | OP | 2 | 2005 | RI |  |  |  | Ground Water | 300 | 2 | 2005 |  |  |  |  | 12 | 2004 | MW |  | 300 | 1.5 | 1875
2007 | 9417 | 8031 | 1 | OP | 4 | 2004 | RI |  |  |  | wells | 312 | 4 | 2004 |  |  |  |  | 4 | 2004 | MW |  | 312 | 1
2007 | 5416 | 8042 | 1 | OP | 8 | 1974 | OF |  |  |  | Belews Lake | 1129 | [12 empty] | 3696 | [5 empty] | 18 | 19
2007 | 18335 | 56000 | CS | CN | 4 | 2008 | RF |  |  |  | City of Sumas | 1.7 | 4 | 2008 |  |  |  |  | 4 | 2007 | WD |  | 114 | 3
2007 | 22148 | 315 | 5 | OP | 3 | 1966 | OS |  |  |  | Cerritos Channel | 521 | 3 | 1966 | [10 empty] | 707 | [5 empty] | 10
2007 | 13584 | 330 | 3 | OP | 7 | 1964 | OS |  |  |  | Pacific Ocean | 292 | 7 | 1964 | [10 empty] | 210 |  |  |  | 2579 | 2068 | 21 | 21
2007 | 2172 | 55230 | CTW1 | OP | 2 | 2006 | RI |  |  |  | Lake Bridgeport | 6 | [6 empty] | 2 | 2006 | MW |  | 192 | 1 | 2500 |  |  |  | 1000 |  | 36
2007 | 6090 | 50625 | PP3 | OP | 6 | 1965 | RN |  |  |  | LNVA | 2 | [12 empty] | 1000 |  |  |  | 3500 |  | 10
2007 | 11249 | 6071 | 2 | CO | 6 | 2010 | RI |  |  |  | Ohio River | 560 | 6 | 2010 |  |  |  |  | 6 | 2010 | NW |  | 560 |  | 12800 | [5 empty] | 23
2007 | 14184 | 54466 | TOW1 | OP | 9 | 1993 | RI |  |  |  | Municipal | 2 | [6 empty] | 9 | 1993 | NW |  | 104 | 0.32 | 500 |  | 500
2007 | 55936 | 1393 | 3 | OP | 3 | 1961 | RF |  |  |  | Municipal-SRA | 4 | [6 empty] | 3 | 1960 | MW |  | 174 | 1 | 1188 |  | 1188
2007 | 11241 | 8056 | 1 | OP | 6 | 1975 | OF |  |  |  | Mississippi River | 956 | [12 empty] | 92 |  |  |  | 250 | 250 | 32 | 0
2007 | 6035 | 3161 | 1 | OP | 2 | 1960 | OF |  |  |  | Delaware River | 455 | [12 empty] | 5428 |  |  |  | 45 | 300 | 10 | 40
2007 | 6452 | 610 | 5CWS | OP | 6 | 1954 | OS |  |  |  | Biscayne Bay | 206 | [12 empty] | 476 |  |  |  | 3200 | 2500 | 9 | 3
2007 | 19876 | 3954 | 1 | OP | 9 | 1965 | OC |  |  |  | Stony River | 563 |  |  | 9 | 1965 | 1120 | 47600 | [6 empty] | 2174 | 2174 |  |  | 775 | 0 | 100 | 0
2007 | 54888 | 298 | C2 | OP | 10 | 1986 | RF |  |  |  | Lake Limestone | 556 | [6 empty] | 10 | 1986 | MW |  | 579 | 2 |  |  |  |  | 1886 |  | 40
2007 | 18835 | 55440 | CLTWR | OP | 5 | 2003 | RI |  |  |  | Alabama River | 10 | 5 | 2003 |  |  |  |  | 5 | 2003 | MW |  | 608 | 8.4 |  |  |  |  | 150 |  | 10
2007 | 56090 | 55124 | CT | OP | 1 | 2002 | RI |  |  |  | Wells | 115 | [6 empty] | 1 | 2002 | MW |  | 115 | 4 | 10000
2007 | 2799 | 55393 | CLGTWR
2007 | 13914 | 55089 | 53E002 | OP | 7 | 2002 | RI |  |  |  | Ms. River | 9 | [6 empty] | 7 | 2002 | MW |  | 9 | 1.2
2007 | 34164 | 55400 | CW | OP | 7 | 2003 | RF |  |  |  | municipal | 256 | 7 | 2003 |  |  |  |  | 7 | 2003 | MW |  | 256 | 3.13 | 5200
2007 | 54757 | 7999 | CW1 | CO | 5 | 2008 | RI |  |  |  | Wells | 9 | 5 | 2008 |  |  |  |  | 5 | 2008 | MW |  | 390 | 1.4
2007 | 18320 | 55182 | HRC | OP | 6 | 2003 | RF |  |  |  | West Kern Water Company | 5 | [6 empty] | 6 | 2003 | MW |  | 300 | 3 | 4964 |  | 4964
2007 | 6452 | 610 | 6CWS | OP | 6 | 1955 | OS |  |  |  | Biscayne Bay | 200 | [12 empty] | 493 |  |  |  | 3200 | 2500 | 9 | 3
2007 | 4405 | 55358 | 120CLG | OP | 7 | 2003 | RI |  |  |  | Sabine River | 4.4 | 7 | 2003 |  |  |  |  | 7 | 2003 | MW |  | 227 | 2.2 | 4409 |  | 1830 |  | 50 | 50 | 1 | 1
2007 | 4405 | 55358 | 140CLG | OP | 7 | 2003 | RI |  |  |  | Sabine River | 4.4 | 5 | 2003 |  |  |  |  | 7 | 2003 | MW |  | 227 | 2.2 | 4409 |  | 1830 |  | 50 | 50 | 1 | 1
2007 | 5517 | 55131 | C2 | OP | 12 | 2001 | RI |  |  |  | Illinois River | 898 | 12 | 2001 |  |  |  |  | 11 | 2001 | MW |  | 338 | 0.7 |  |  |  |  | 200 | 200 | 8 | 8
2007 | 2838 | 55327 | CT | OP | 6 | 2002 | RI |  |  |  | Municipal | [7 empty] | 6 | 2002 | MW |  | 463 | 2
2007 | 20847 | 4040 | CD10 | PL | 6 | 2008 | OF |  |  |  | Lake Michigan | 460 | [12 empty] | 3000 |  |  |  | 1100
2007 | 15500 | 55482 | ACC | OP | 9 | 2004 | RI |  |  |  | Municipal | 1.5 | [6 empty] | 9 | 2004 |  |  | 77.98 | 1.1
2007 | 25104 | 55065 | CT | OP | 4 | 2000 | RI |  |  |  | Wells | 189 | [6 empty] | 4 | 2000 | MW |  | 189 | 1 | 1728
2007 | 55983 | 8063 | 1 | OP | 5 | 1975 | OC |  |  |  | Lake Granbury | 1612 | 5 | 1975 | 5 | 1975 | 8700 | 153500 | [6 empty] | 1285 |  |  |  | 0 | 0 | 33
2007 | 16572 | 8068 | 5 | OP | 4 | 2005 | RI |  |  |  | Canal Water | 385 | 4 | 2005 |  |  |  |  | 4 | 2005 | MW |  | 385 | 2.52 | 6389 |  | 4689 | 25
2007 | 20856 | 4050 | 3 | OP | 7 | 1951 | OF |  |  |  | Lake Michigan | 354.3 | [12 empty] | 1436 |  |  |  | 1500 |  | 10
2007 | 20856 | 4050 | 4 | OP | 12 | 1969 | OF |  |  |  | Lake Michigan | 275.7 | [12 empty] | 936 |  |  |  | 1500 |  | 10
2007 | 20546 | 1382 | H | OP | 6 | 1973 | RI |  |  |  | Green River | 10 | [6 empty] | 6 | 1973 | MW |  | 180 | 1 | 3327 |  |  |  | 40 | 40 | 10 | 7
2007 | 15470 | 1004 | CTWR | CO | 6 | 2012 |  |  |  |  | Collector Wells | [7 empty] | 6 | 2012 | MW
2007 | 195 | 8 | 10 | OP | 10 | 1972 | OF |  |  |  | Warrior River | 650 | [12 empty] | 500 |  |  |  | 4200 | 650 | 14 | 14
2007 | 5347 | 55419 | P3CT | OP | 3 | 2004 | RI |  |  |  | Miss RIver | 227 | 3 | 2004 |  |  |  |  | 3 | 2004 | MW |  | 227 | 2.1 |  |  |  |  | 4150 | 5100
2007 | 4254 | 1723 | 3 | OP | 11 | 1953 | OF |  |  |  | North Maumee Bay | 209 | [16 empty] | 0 | 0 | 0 | 0
2007 | 5109 | 1732 | 1 | SC | 11 | 1922 | OF |  |  |  | St Clair River | 943 | [12 empty] | 836 |  |  |  | 0 | 0 | 0 | 10
2007 | 5109 | 1733 | 2 | OP | 3 | 1973 | OF |  |  |  | Raisin River | 779 | [12 empty] | 3000
2007 | 20847 | 1769 | 002 | OP | 9 | 1955 | OF |  |  |  | Lake Superior | 170 | [12 empty] | 156 |  |  |  | 1200 |  | 20
2007 | 20847 | 1769 | 004 | OP | 6 | 1978 | OF |  |  |  | Lake Superior | 284 | [12 empty] | 2291 |  |  |  | 1200 | 1050 | 20 | 23
2007 | 5107 | 1822 | 6 | OP | 8 | 1958 | OF |  |  |  | Detroit River | 107 | [16 empty] | 0 | 0 | 6 | 6
2007 | 56155 | 1831 | 1-6 | OP | 6 | 1954 | OT | RF | OC |  | Grand River | 450 |  |  | 6 | 1954 | 316 | 2070 | 6 | 1954 | MW |  | 390 | 4 | 1266 |  | 1265
2007 | 14006 | 2872 | 5 | OP | 10 | 1968 | RN |  |  |  | Muskingum River | 16 | [6 empty] | 6 | 1968 | NW |  | 490 | 5 | 3805 |  | 2850
2007 | 14015 | 2876 | 4 | OP | 11 | 1955 | OF |  |  |  | OHIO RIVER | 339 | 11 | 1955 | [10 empty] | 8118 |  |  | 163 | 180 | 180 | 13 | 9
2007 | 14015 | 2876 | 5 | OP | 12 | 1955 | OF |  |  |  | OHIO RIVER | 339 | 12 | 1955 | [10 empty] | 8118 |  |  | 163 | 180 | 180 | 13 | 9
2007 | 14354 | 8069 | 2 | OP | 7 | 1974 | RI |  |  |  | Huntington Creek | 9 | [6 empty] | 7 | 1974 | MW |  | 401 | 3 | 1725 |  | 1725 |  |  |  | 12
2007 | 14127 | 2291 | 5 | OP | 6 | 1968 | OF |  |  |  | Missouri River | 254 | [12 empty] | 1792 |  |  |  | 2 | 2 | 8 | 6
2007 | 13407 | 2322 | 3 | SB | 7 | 1961 | RF |  |  |  | MCL Sewage | 2 | [6 empty] | 5 | 1990 | MW |  | 117 | 0.3 | 1740 |  | 1740
2007 | 13407 | 2324 | 1 | OP | 4 | 1965 | RF |  |  |  | Muddy River | 134 | [6 empty] | 4 | 1965 | MW |  | 138 | 0.45 | 161 |  | 161
2007 | 13407 | 2324 | 2 | OP | 7 | 1968 | RF |  |  |  | Muddy River | 134 | [6 empty] | 7 | 1968 | MW |  | 138 | 0.56 | 285 |  | 285
2007 | 6455 | 628 | 4 | OP | 12 | 1982 | RN |  |  |  | Gulf of Mexico | 660 | 12 | 1982 |  |  |  |  | 12 | 1982 | NW |  | 668 | 5 | 25864 |  | 24428 | 136 |  |  | 8 | 5
2007 | 195 | 8 | 8-9 | OP | 5 | 1956 | OF |  |  |  | Warrior River | 467 | [12 empty] | 888 |  |  |  | 4200 | 650 | 30 | 18
2007 | 195 | 10 | 1-2 | OP | 6 | 1965 | OF |  |  |  | Black Warrior | 612 | [12 empty] | 1726 |  |  |  | 250 | 3000 | 5 | 5
2007 | 195 | 26 | 1 | OP | 5 | 1960 | OF |  |  |  | Coosa River | 305 | [12 empty] | 2892 |  |  |  |  | 100 | 16 | 17
2007 | 13579 | 2554 | 2 | OP | 6 | 1960 | OF |  |  |  | Lake Erie | 536 | [12 empty] | 1148 | [5 empty] | 21 | 12
2007 | 9216 | 389 | 4 | OP | 8 | 1968 | RI |  |  |  | Dogwood Canal | 91 | [6 empty] | 4 | 1987 | MW |  | 91 | 1.3 | 508 |  | 458 |  | 2800
2007 | 6526 | 2866 | 1 | OP | 8 | 1959 | OF |  |  |  | Ohio River | 212 | 5 | 1996 | [10 empty] | 4438 |  |  | 27 |  | 308 | 21 | 36
2007 | 9617 | 667 | 3 | OP | 7 | 1977 | OS |  |  |  | St Johns River | 600 | 7 | 1977 | [14 empty] | 200 | 300 |  | 38
2007 | 15472 | 2367 | 5 | OP | 5 | 1955 | OS |  |  |  | Piscataqua River | 65 | [12 empty] | 744 |  |  |  | 40 |  | 12
2007 | 15472 | 2367 | 6 | OP | 7 | 1957 | OS |  |  |  | Piscataqua River | 65 | [12 empty] | 222 |  |  |  | 40 |  | 12
2007 | 19323 | 3492 | 1 | OP | 7 | 1950 | OC |  |  |  | Lake Colorado City | 557 |  |  | 7 | 1950 | 1612 | 31805 | [6 empty] | 4769 |  |  |  | 0 | 0 | 15
2007 | 3265 | 1400 | 2 | OP | 5 | 1956 | OF | OS |  |  | Charenton | 58 | [16 empty] | 152 |  | 12
2007 | 55937 | 3459 | 1 | OP | 3 | 1962 | OS |  |  |  | Sabine Lake | 193 | [12 empty] | 1038 |  |  |  | 0 | 0 | 15 | 0
2007 | 55937 | 3459 | 3 | OP | 12 | 1966 | OS |  |  |  | Sabine Lake | 140 | [12 empty] | 3044 |  |  |  | 0 | 0 | 17 | 0
2007 | 55756 | 55382 | 2CW | OP | 6 | 2002 | RI |  |  |  | Municipal | 353 | 6 | 2002 |  |  |  |  | 6 | 2002 | MW |  | 384 | 1.3 | 6061 |  | 2500 | 21
2007 | 5030 | 55333 | CT | OP | 6 | 2002 | RI |  |  |  | Municipal | 374 | [6 empty] | 6 | 2002 | MW |  | 374 | 2
2007 | 10623 | 676 | U2
2007 | 55768 | 2378 | 2 | OP | 11 | 1964 | OS |  |  |  | Great Egg Harbor Bay | 236 | 7 | 1982 | [10 empty] | 746 |  |  | 55 | 1100 | 75 | 13 | 3
2007 | 15147 | 2406 | 1 | OP | 5 | 2006 | RI |  |  |  | Linden Roselie Sewage Authority | 8.04 | 5 | 2006 |  |  |  |  | 5 | 2006 | MW |  | 320.6 | 1.5 | 5150 |  | 3168
2007 | 54863 | 8906 | 3 | OP | 12 | 1958 | OS |  |  |  | East River | 544 | [12 empty] | 2538 |  |  |  | 40 |  | 25
2007 | 56147 | 10245 | 11 | OP | 6 | 1969 | OF |  |  |  | Lake Michigan | 150 | [16 empty] | 3500 | 0 | 40 | 0
2007 | 11241 | 1403 | 3 | OP | 11 | 1955 | OF |  |  |  | Mississippi River | 170 | [12 empty] | 1168 |  |  |  | 0 | 0 | 15 | 15
2007 | 11241 | 1403 | 5 | OP | 6 | 1973 | OF |  |  |  | Mississippi River | 946 | [12 empty] | 3510 |  |  |  | 0 | 0 | 15 | 17
2007 | 17718 | 6194 | 172C | OP | 7 | 1985 | RI |  |  |  | Wells | 738 | [6 empty] | 7 | 1985 | MW |  | 776 | 8 | 18807 |  | 11324
2007 | 17543 | 6249 | 2 | OP | 3 | 1975 | RC | RF |  |  | Wadmacon Creek | 14 | 3 | 1975 | 3 | 1975 | 400 | 2200 | 3 | 1975 | MW |  | 277 | 3 | 2552 | 1388 | 1164 |  | 30 | 35 | 9
2007 | 7140 | 6257 | 2 | OP | 2 | 1984 | RN |  |  |  | Lake Juliette | 37 | 8 | 1986 |  |  |  |  | 2 | 1984 | NW |  | 580 |  | 8841 |  | 8841 |  | 130 |  | 26
2007 | 1307 | 6469 | CC1 | OP | 7 | 1984 | RF |  |  |  | Lake | 55 | [6 empty] | 7 | 1984 | MW |  | 417 | 1 | 4324 |  | 4324 |  | 2170 |  | 67
2007 | 298 | 6558 | 3 | OP | 6 | 1964 | RI |  |  |  | WELLS | 67 | [6 empty] | 6 | 1974 | MW |  | 67 | 4 | 1300
2007 | 17543 | 3319 | 2 | OP | 10 | 1952 | OF |  |  |  | TL RC CNL | 109 | [12 empty] | 167
2007 | 18642 | 3405 | 1 | OP | 10 | 1957 | OF |  |  |  | Holston River | 1012 | [12 empty] | 3794 |  |  |  | 800 | 1200 | 12 | 16
2007 | 49979 | 3439 | 3 | OP | 8 | 1975 | RI |  |  |  | Rio Grande River | 9 | [6 empty] | 8 | 1975 | NW |  | 114 | 0.448 | 218 |  | 218 |  | 15 |  | 4
2007 | 3046 | 2709 | 1 | OP | 6 | 1952 | RI |  |  |  | H F Lee Lake | 133 |  |  | 8 | 1962 | 575 | 3800 | 6 | 1952 | MW |  |  | 0.52 | 1308 | 1308 |  |  |  |  | 5
2007 | 3046 | 2716 | 1 | OP | 9 | 1949 | RC |  |  |  | Weatherspoon Lake | 82 |  |  | 8 | 1975 | 225 | 1850 | [6 empty] | 906 | 490
2007 | 3046 | 2716 | 3 | OP | 8 | 1952 | RC |  |  |  | Weatherspoon Lake | 105 |  |  | 8 | 1975 | 225 | 1850 | [6 empty] | 1000 | 783
2007 | 5416 | 2718 | 2 | OP | 11 | 1957 | OF |  |  |  | Lake Wylie | 186 | [12 empty] | 4000 | [5 empty] | 16 | 18
2007 | 5416 | 2718 | 3 | OP | 10 | 1959 | OF |  |  |  | Lake Wylie | 281 | [12 empty] | 4000 | [5 empty] | 16 | 18
2007 | 5416 | 2718 | 5 | OP | 7 | 1961 | OF |  |  |  | Lake Wylie | 281 | [12 empty] | 4000 | [5 empty] | 16 | 18
2007 | 5416 | 2720 | 3 | OP | 7 | 1941 | OF |  |  |  | Yadkin River | 158 | [12 empty] | 727 | [5 empty] | 26 | 5
2007 | 5416 | 2720 | 4 | OP | 9 | 1942 | OF |  |  |  | Yadkin River | 82 | [12 empty] | 727 | [5 empty] | 26 | 5
2007 | 14063 | 2953 | 2CT | OP | 6 | 1951 | RI |  |  |  | Municipal & Wells | 100 | [6 empty] | 6 | 1951 | MW |  | 106 | 0.357 | 740 |  | 740
2007 | 14063 | 2956 | CP | OP | 3 | 1971 | RC |  |  |  | S. CA River and Wells | 740 |  |  | 3 | 1971 | 1350 | 23000 | [6 empty] | 7650 | 7650 |  |  | 0 | 0 | 4 | 0
2007 | 15474 | 2963 | 3302 | OP | 5 | 1970 | RF |  |  |  | Verdigris River | 66 | 6 | 1981 |  |  |  |  | 5 | 1970 | MW |  | 467 | 17 | 1902 |  | 1892 | 10 |  |  | 40
2007 | 15474 | 2964 | 8001 | OP | 8 | 1952 | RF |  |  |  | Ft. Cobb | 49 | 5 | 1981 |  |  |  |  | 8 | 1952 | MW |  | 1336 | 2 | 2000 |  | 1500 | 10 | 8000 | 1500 | 4
2007 | 15474 | 2965 | 1402 | OP | 11 | 1956 | RF |  |  |  | Arkansas | 22 | 1 | 1983 |  |  |  |  | 11 | 1956 | MW |  | 2717 | 2 | 5 |  |  | 5 |  |  | 2
2007 | 9628 | 10377 | UNIT1 | OP | 1 | 1988 | RI |  |  |  | Municipal | 2 | 1 | 1988 |  |  |  |  | 1 | 1988 | MW |  | 79 | 1 | 1850 |  | 1250
2007 | 16909 | 10725 | CS2 | OP | 9 | 1994 | RI |  |  |  | Municipal | 200 | [6 empty] | 9 | 1994 | MW |  | 200 | 3 | 5000 |  | 3000
2007 | 14310 | 50397 | 2 | SB | 6 | 1948 | RC |  |  |  | North Codorus | 9 |  |  | 6 | 1921 | 21 | 126 | [10 empty] | 100 | 20 | 4 | 0
2007 | 23279 | 6004 | 1 | OP | 3 | 1979 | RN |  |  |  | Ohio River | 67 | [6 empty] | 3 | 1979 | NW |  | 579 | 1 | [6 empty] | 10
2007 | 814 | 6009 | 1 | OP | 8 | 1980 | RN |  |  |  | Arkansas River | 45 | [6 empty] | 8 | 1980 | NW |  | 822 | 7 | 9220 |  | 9220 |  | 125 | 0 | 30 | 5
2007 | 1015 | 3549 | 4 | RE | 5 | 1974 | OF |  |  |  | TOWN LAKE | 379 | [12 empty] | 740 | [5 empty] | 16 | 2
2007 | 16604 | 3612 | 2 | OP | 4 | 1968 | RC |  |  |  | VH Braunig laek; Make up FR | 455 |  |  | 3 | 1966 | 1350 | 26500 | [6 empty] | 599 | [5 empty] | 6
2007 | 16604 | 3613 | 1 | OP | 6 | 1954 | RF |  |  |  | Edwards Limestone Aquifer | 123 | [6 empty] | 5 | 2003 | MW |  | 123 | 1 | 1165 |  | 1165
2007 | 9273 | 991 | 3 | OP | 11 | 1951 | OF | RF |  |  | West of White River | [13 empty] | 1267 |  |  |  | 0 | 10 | 4 | 2
2007 | 9273 | 994 | 1 | OP | 5 | 1967 | OF |  |  |  | White River | 252 | [12 empty] | 42411 |  |  |  | 25 | 500 | 5 | 10
2007 | 9273 | 994 | 2 | OP | 12 | 1969 | OF | RF |  |  | White River | 399 | [6 empty] | 6 | 1978 | MW |  | 195 | 2 | 42411 |  |  |  | 25 | 500 | 5 | 10
2007 | 9273 | 994 | 3 | OP | 11 | 1977 | RF |  |  |  | White River | 19 | [6 empty] | 11 | 1977 | MW |  | 412 | 4 | 42411 |  |  |  | 500 |  | 5
2007 | 13756 | 997 | 12 | OP | 5 | 1974 | RN |  |  |  | Lake Michigan | 9 | [6 empty] | 5 | 1974 | NW |  | 433 | 1 | 15097 |  | 12117 |  |  |  | 8 | 10
2007 | 17638 | 55269 | UNIT1 | OP | 5 | 2003 | RI |  |  |  | Wells | 4 | [6 empty] | 5 | 2003 | MW |  | 191 | 1.3 | 1740 |  | 917
2007 | 11504 | 55451 | 310CLG | SB | 8 | 2003 | RI |  |  |  | Wells | 4.1 | 8 | 2003 |  |  |  |  | 8 | 2003 | MW |  | 227 | 2.2 | 4459 |  | 1830 | 50
2007 | 18870 | 55462 | 1 | PL | 1 | 2010
2007 | 15330 | 55856 | 1 | PL | 8 | 2011 | RI |  |  |  | Kaskaskia River | 907 | [6 empty] | 8 | 2011 | MW |  | 907 | 4.2 |  |  |  |  | 50 | 50 | 10 | 10
2007 | 19323 | 3452 | 2 | OP | 11 | 1973 | OC |  |  |  | Lake Ray Hubbard | 735 | 11 | 1973 | 6 | 1970 |  | 490000 | [6 empty] | 2911 | [5 empty] | 18 | 10
2007 | 7140 | 727 | 1 | OP | 11 | 1948 | OF |  |  |  | Flint River | 357 | [12 empty] | 532 |  |  |  | 6 |  | 10 | 5
2007 | 7140 | 728 | Y7CS | OP | 4 | 1974 | RI |  |  |  | Chatte River | 31 | 4 | 1974 |  |  |  |  | 4 | 1974 | MW |  | 312 | 1 | 1149 |  | 1099 | 50 | 0 | 0 | 20 | 20
2007 | 4716 | 4271 | G1 | OP | 11 | 1979 | OF |  |  |  | Mississippi River | 499 | [12 empty] | 3989 |  |  |  | 30 | 0 | 12 | 9
2007 | 16572 | 4941 | 2A-2B | OP | 4 | 1975 | RI |  |  |  | Lake Powell | 21 | [6 empty] | 4 | 1975 | MW |  | 602 | 6 | 5236 |  | 2391 |  |  |  | 220
2007 | 13337 | 6077 | 1 | OP | 4 | 1979 | OC |  |  |  | Sutherland Supply Canal | 586 | 4 | 1979 | 4 | 1979 | 217 | 2319 | [6 empty] | 27623 | [6 empty] | 14
2007 | 13756 | 6085 | 18 | OP | 2 | 1986 | RF |  |  |  | Kankakee River | [7 empty] | 2 | 1986 | MW |  | 412 | 2 | 10500 |  | 6500 |  | 150 |  | 15
2007 | 4161 | 1552 | 1 | OP | 7 | 1961 | OS |  |  |  | Seneca Creek | 374 | [12 empty] | 2149 | [5 empty] | 13 | 1
2007 | 20447 | 6772 | 1 | OP | 4 | 1982 | RI |  |  |  | KIAMICHI RIVER | 429 | [6 empty] | 4 | 1982 | MW |  | 429 | 4.32 | 7085 |  | 5130 |  | 90 | 2640 | 10
2007 | 20546 | 6823 | W1 | OP | 11 | 1986 | RF |  |  |  | Green River | 13 | [6 empty] | 11 | 1986 | MW |  | 446 | 1 | 31894 |  | 31894 |  | 0 | 5 | 9 | 10
2007 | 13781 | 1912 | 5 | OP | 9 | 1956 | OF |  |  |  | River | 134 | 9 | 1956 | [10 empty] | 1310 |  |  | 50 |  |  | 4 | 9
2007 | 12685 | 2050 | 1 | OP | 12 | 1966 | OF |  |  |  | Mississippi River | 375 | 12 | 1966 | [10 empty] | 5000 |  |  | 60 | 0 | 100 | 30 | 30
2007 | 5860 | 2076 | 1 | OP | 6 | 1970 | RI |  |  |  | Wells | 205 | [6 empty] | 4 | 1997 | MW |  | 205 | 2 | 4400 |  | 1500
2007 | 10000 | 2079 | 5 | OP | 5 | 1969 | OF |  |  |  | Missouri River | 408 | [12 empty] | 2391 | [5 empty] | 15
2007 | 10000 | 2080 | 3 | OP | 5 | 1964 | OC |  |  |  | Montrose Reservoir | 276 |  |  | 7 | 1958 | 1700 | 25000 | [6 empty] | 674 | [5 empty] | 8
2007 | 49756 | 856 | 2 | OP | 6 | 1968 | OF |  |  |  | Illinois River | 289 | [12 empty] | 1400 | [5 empty] | 12 | 9
2007 | 7140 | 6052 | 2 | OP | 4 | 1978 | RI |  |  |  | Service Water Pond | 37 | [6 empty] | 4 | 1978 | MW |  | 824 | 3 | 2704 |  | 2704 |  | 0 | 0 | 70 | 0
2007 | 49805 | 56163 | 1 | OP | 6 | 1944 | RI |  |  |  | Wells | 1.3 | 6 | 1960 |  |  |  |  | 6 | 1944 | MW |  | 74.3 | 0.5
2007 | 7490 | 165 | 1 | OP | 1 | 1982 | RI |  |  |  | GRAND RIVER | 10 | 1 | 1982 |  |  |  |  | 1 | 1982 | MW |  | 420 | 4 | 4083 |  | 4041 | 42 | 73 | 0 | 40 | 0
2007 | 814 | 169 | 1 | OP | 12 | 1943 | RF |  |  |  | Wells | 75 | [6 empty] | 12 | 1943 | MW |  | 760 | 1 | 161 |  | 161
2007 | 14610 | 564 | 1 | OP | 7 | 1987 | RN |  |  |  | Effluent From Sewage Plan | 10 | 7 | 1987 | 7 | 1987 | 93 | 560 | 7 | 1987 | NW |  | 446 | 2 | 9810 |  | 9750 | 60 |  |  | 12
2007 | 4252 | 593 | 5 | OP | 8 | 1973 | OF | OS |  |  | Delaware River | 899 | [12 empty] | 832 |  |  |  | 3 | 200 | 14 | 5
2007 | 9332 | 594 | 4 | OP | 10 | 1989 | RI |  |  |  | Indian River | 13 | 6 | 1993 |  |  |  |  | 10 | 1989 | MW |  | 450 | 2 | 22290 |  | 22000 | 290 |  | 1250 | 6 | 3
2007 | 54899 | 599 | 3 | OP | 9 | 1975 | RF |  |  |  | Municipal | 148 | 9 | 1975 |  |  |  |  | 9 | 1975 | MW |  | 128 | 1 | 1700 |  | 1100
2007 | 520 | 864 | 02 | OP | 1 | 1949 | OF |  |  |  | Illinois River | 178 | [12 empty] | 7 |  |  |  | 0 | 0 | 13 | 0
2007 | 520 | 864 | 03 | OP | 7 | 1960 | OF |  |  |  | Illinois River | 249 | [12 empty] | 294 |  |  |  | 0 | 0 | 13 | 0
2007 | 12384 | 874 | 6 | OP | 5 | 1959 | OF |  |  |  | Desplaines River | 580 | 5 | 1959 | [10 empty] | 832 |  |  | 832 |  |  | 5 | 4
2007 | 54888 | 3466 | C1 | OS | 5 | 1966 | OS |  |  |  | Galveston Bay | 544
2007 | 14328 | 246 | 2 | OP | 12 | 1958 | OS |  |  |  | Humboldt Bay | 58 | [12 empty] | 389 |  |  |  | 1200 | 480 | 5 | 5
2007 | 55843 | 259 | 1 | OP | 7 | 1956 | OS |  |  |  | Morro Bay | 233 | [12 empty] | 979 | [5 empty] | 13 | 5
2007 | 15470 | 1008 | 1 | OP | 7 | 1959 | OF |  |  |  | Ohio River | 168 | [12 empty] | 613 |  |  |  | 0 | 0 | 9 | 7
2007 | 17633 | 1012 | 1 | OP | 6 | 1955 | OF |  |  |  | Ohio River | 93 | 6 | 1955 | [10 empty] | 612 |  |  | 612 |  |  | 27 | 16
2007 | 9417 | 1048 | 1 | OP | 6 | 1947 | OF |  |  |  | Mississippi River | 45 | 9 | 1992 | [10 empty] | 213 |  |  | 30 |  |  | 7 | 3
2007 | 12341 | 1081 | 1 | OS | 9 | 1925 | OF |  |  |  | Miss River | 132 | [12 empty] | 110 |  |  |  | 71 | 3 | 9 | 4
2007 | 14165 | 3098 | 1 | OP | 6 | 1952 | OF |  |  |  | Monongahela River | 211 | [18 empty] | 8
2007 | 17235 | 3115 | 1 | OP | 11 | 1979 | RF |  |  |  | Schuylkill River | 8 | [6 empty] | 11 | 1979 | MW |  | 273 | 5.3 | 12260 |  | 12260 |  | 70 | 75 | 5
2007 | 55848 | 55364 | CW | OP | 6 | 2003 | RI |  |  |  | Wells | 8.9 | 6 | 2003 |  |  |  |  | 6 | 2003 | MW |  | 6.7 | 5.2 | 4000 |  | 3200 | 800
2007 | 10118 | 55289 | CS1 | PL | 1 | 2009 | RI |  |  |  | North Fork of Kentucky River | 12 | [6 empty] | 1 |  | MW |  | 10
2007 | 7597 | 55146 | UNIT1 | OP | 2 | 2002 | RI |  |  |  | Municipal | 4 | 2 | 2002 |  |  |  |  | 2 | 2002 | MW |  | 191 | 1.3 | 1740 |  | 917 | 25
2007 | 7597 | 55146 | UNIT3 | OP | 2 | 2002 | RI |  |  |  | Municipal | 4 | 2 | 2002 |  |  |  |  | 2 | 2002 | MW |  | 191 | 1.3 | 1740 |  | 917 | 25
2007 | 54885 | 55976 | ACC | OP | 8 | 2003 | OT |  |  |  | NA
2007 | 16233 | 55749 | CCW1 | OP | 4 | 2006 | RI |  |  |  | BIGHORN RIVER | 6 | 4 | 2006 |  |  |  |  | 4 | 2006 | MW |  | 156 | 1.5 | 2500 |  |  |  | 20 |  | 3
2007 | 54888 | 3468 | C2 | OP | 4 | 1956 | OS |  |  |  | Houston Ship Channel | 256 | [18 empty] | 33 | 0
2007 | 15296 | 2491 | C6 | OP | 3 | 1977 | OF |  |  |  | East River | 1180 | [18 empty] | 9
2007 | 26751 | 2516 | 1 | OP | 7 | 1967 | OS |  |  |  | Long Island Sound | 330 | [12 empty] | 1572 | [5 empty] | 16 | 4
2007 | 14354 | 3648 | 1 | OP | 9 | 1951 | RI |  |  |  | Jordan River | 2 | [6 empty] | 9 | 1951 | MW |  | 156 | 1 | 223 |  | 223 |  |  |  | 6
2007 | 12653 | 1572 | 2 | OP | 4 | 1960 | OF |  |  |  | Potomac River | 212 | 4 | 1960 | [10 empty] | 837 | [5 empty] | 7
2007 | 29878 | 1613 | 5 | SC | 10 | 1951 | OS |  |  |  | Taunton River | 92 | [12 empty] | 400 |  |  |  | 20 |  | 9 | 4
2007 | 50018 | 1626 | 2 | OP | 9 | 1952 | OS |  |  |  | ATLANTIC OCEAN | 192 | 9 | 1952 | [10 empty] | 196 |  |  | 10 | 0 | 0 | 13 | 2
2007 | 25 | 2527 | 3 | OP | 4 | 1950 | OF |  |  |  | Seneca Lake | 74 | [12 empty] | 1647 |  |  |  | 720 | 1300 | 13 | 0
2007 | 22125 | 2535 | 1 | OP | 9 | 1955 | OF |  |  |  | Cayuga Lake | 188 | [12 empty] | 715 |  |  |  | 526 |  | 44
2007 | 6041 | 55664 | CWS | OP | 6 | 2003 | RI |  |  |  | Municipal | 187 | [6 empty] | 6 | 2003 | MW |  | 187 | 6
2007 | 54888 | 3470 | C8 | OP | 12 | 1982 | RF | RC |  |  | Brazos River | 468 |  |  | 12 | 1958 | 2500 | 19000 | 12 | 1982 | MW |  | 473 | 2 |  |  |  |  | 0 | 0 | 0 | 0
2007 | 17718 | 3484 | 141C | OP | 7 | 1960 | RI |  |  |  | Municipal | 167 | [6 empty] | 7 | 1960 | MW |  | 167 | 1 | 979 |  | 692
2007 | 5269 | 876 | 2 | OP | 6 | 1968 | RC |  |  |  | LAKE SANGCHRIS | 798 | 6 | 1967 | 6 | 1967 | 2165 | 30320 | [6 empty] | 3920 | 1551 |  | 2370 | 0 | 0 | 42 | 19
2007 | 6526 | 6094 | 3 | OP | 9 | 1980 | RN |  |  |  | Ohio River | 32 | [6 empty] | 9 | 1980 | NW |  | 668 | 6 | 17330 |  | 14547 |  | 12 |  | 15
2007 | 55843 | 259 | 2 | OP | 10 | 1955 | OS |  |  |  | Morro Bay | 233 | [12 empty] | 979 | [5 empty] | 13 | 5
2007 | 5416 | 2732 | 6 | OP | 8 | 1954 | OF |  |  |  | Catawba River | 172 | [12 empty] | 383 | [5 empty] | 18 | 10
2007 | 3542 | 2832 | 6 | OP | 11 | 1960 | OF |  |  |  | Ohio River | 201 | 10 | 1984 | [10 empty] | 67 |  |  |  | 140 | 107 | 22 | 26
2007 | 6526 | 2835 | 2 | OS | 6 | 1948 | OF |  |  |  | Lake Erie | 268 | [12 empty] | 1900 |  |  |  | 3800 | 20 | 21 | 10
2007 | 14165 | 2836 | 2 | OP | 11 | 1949 | OF |  |  |  | Lake Erie | 2489 | [12 empty] | 6900 |  |  |  | 1100 | 40 | 20 | 20
2007 | 6526 | 2837 | 1 | OP | 9 | 1953 | OF |  |  |  | Lake Erie | 1793 | [12 empty] | 5222 |  |  |  | 600 | 100 | 20 | 20
2007 | 14354 | 3648 | 3 | OP | 6 | 1953 | RI |  |  |  | Jordan River | 4 | [6 empty] | 6 | 1953 | MW |  | 183 | 1 | 250 |  | 250 |  |  |  | 6
2007 | 733 | 3775 | 2 | OP | 12 | 1958 | RI |  |  |  | Clinch River | 16 | 12 | 1958 |  |  |  |  | 12 | 1958 | MW |  | 245 | 0.185 | 982 |  | 973 | 8 | 5 |  | 5
2007 | 19876 | 3804 | 5 | OP | 6 | 1975 | RI |  |  |  | Potomac River | 28 | [6 empty] | 6 | 1975 | MW |  | 704 | 3 | 1481 |  | 1481
2007 | 5748 | 887 | 1-4 | OP | 6 | 1955 | OF |  |  |  | Ohio River | 766 | [12 empty] | 6313 |  |  |  | 175 | 100 | 0 | 30
2007 | 18041 | 981 | 3 | OP | 12 | 1955 | OF |  |  |  | Lake Michigan | 423 | 12 | 1955 | [10 empty] | 402 |  |  | 402 | 0 | 0 | 7 | 7
2007 | 13143 | 1167 | 9 | OP | 4 | 1983 | OF |  |  |  | Mississippi River | 217 | 4 | 1983 | [10 empty] | 9239 |  |  | 150 | 75 | 25 | 5 | 1.7
2007 | 22500 | 1252 | 7 | OP | 8 | 1957 | RF |  |  |  | Kansas River | 7 | [6 empty] | 5 | 1999 | MW |  | 149 | 2 | 1179 |  | 1179 |  | 5 | 15 | 4 | 4
2007 | 22500 | 1252 | 8 | OP | 4 | 1962 | RF |  |  |  | Kansas River | 7 | [6 empty] | 12 | 1986 | MW |  | 212 | 2 | 996 |  | 996 |  | 5 | 15 | 4 | 4
2007 | 9996 | 1295 | 1 | OP | 5 | 1965 | OF |  |  |  | Missouri River | 600 | [12 empty] | 1950 |  |  |  | 10 |  | 15
2007 | 11479 | 7991 | 01 | OP | 4 | 2005 | RN |  |  |  | Lake Mendota | 3 | [6 empty] | 4 | 2005 | WD |  | 98 | 0.65
2007 | 15470 | 6113 | 4 | OP | 3 | 1979 | RC |  |  |  | Wabash River | 575 |  |  | 4 | 1975 | 2950 | 38350 | [10 empty] | 0 |  | 9
2007 | 15470 | 6113 | 5 | OP | 10 | 1982 | RC |  |  |  | Wabash River | 575 |  |  | 4 | 1975 | 2950 | 38350 | [12 empty] | 9
2007 | 14354 | 6165 | 2 | OP | 6 | 1980 | RI |  |  |  | Cottonwood Creek | 9 | [6 empty] | 6 | 1980 | MW |  | 356 | 3 | 3135 |  | 3135 |  |  |  | 14
2007 | 10171 | 1355 | 1 | OP | 5 | 1957 | RI |  |  |  | Herrington Lake | 12 | [6 empty] | 5 | 1957 | MW |  | 152 | 1 | 628 |  | 560 |  | 10 | 100 | 25
2007 | 12796 | 3945 | 6 | OP | 9 | 1951 | OF |  |  |  | Monongahela River | 111 | [12 empty] | 108 |  |  |  | 0 | 0 | 20 | 18
2007 | 772 | 10860 | CT1 | CO | 6 | 2008 | RI |  |  |  | WELLS | 134 | 6 | 2008 |  |  |  |  | 6 | 2008 | MW |  | 134 | 2.2 | 3500 |  | 1600
2007 | 14932 | 50976 | DA | OP | 12 | 1995 | RI |  |  |  | Taylor Creek | 8.2 | 12 | 1995 |  |  |  |  | 12 | 1995 | MW |  | 534 | 4 | 12011 |  | 5584 |  | 36 |  | 6
2007 | 16624 | 6183 | SM-1 | OP | 1 | 1982 | RF |  |  |  | Well | 472 | [6 empty] | 1 | 1982 | MW |  | 472 | 5.7 | 3153 |  | 2580
2007 | 17718 | 6193 | 062C | OP | 5 | 1978 | RI |  |  |  | Municipal | 430 | [6 empty] | 5 | 1978 | MW |  | 430 | 2 | 6783 |  | 4417
2007 | 18488 | 1682 | 8 | OP | 6 | 1966 | OS |  |  |  | Taunton River | 56 | 6 | 1966 | [10 empty] | 109 | [5 empty] | 8
2007 | 4062 | 2840 | 2 | RE | 2 | 1957 | OF |  |  |  | Muskingum River | 316 | [12 empty] | 750 | [5 empty] | 11
2007 | 4062 | 2840 | 6 | OP | 6 | 1978 | RI |  |  |  | Muskingum River | 89 | [6 empty] | 6 | 1978 | MW |  | 2900 | 2 | 3603 |  | 3603 |  |  |  | 11
2007 | 14165 | 2861 | 1 | OP | 1 | 1954 | OF |  |  |  | Mahoning River | 156 | [12 empty] | 315 | [6 empty] | 4
2007 | 22148 | 315 | 1 | OP | 9 | 1956 | OS |  |  |  | Cerritos Channel | 160 | 9 | 1956 | [10 empty] | 389 | [5 empty] | 12
2007 | 22148 | 315 | 3 | OP | 12 | 1961 | OS |  |  |  | Cerritos Channel | 303 | 12 | 1961 | [10 empty] | 793 | [5 empty] | 14
2007 | 19436 | 2104 | 2 | OP | 6 | 1954 | OF |  |  |  | Mississippi River | 201 | [16 empty] | 50 | 20 | 22 | 4
2007 | 9231 | 2132 | 1 | OP | 4 | 1958 | RF |  |  |  | Wells | 91 | [6 empty] | 4 | 1958 | MW |  | 91 | 1 |  |  | 156
2007 | 17650 | 7710 | U1C | OP | 6 | 2002 | RI |  |  |  | Chattahoochee River | 243 | 6 | 2002 |  |  |  |  | 6 | 2002 | MW |  | 279 | 1.5 | 3657 |  | 2629 |  | 50 | 1 | 15
2007 | 1015 | 7900 | CLTWR1 | OP | 3 | 2004 | RF |  |  |  | Lower Colorado River | 6 | 3 | 2004 |  |  |  |  | 3 | 2004 | MW |  | 263 | 3.7 | 2000 |  | 1500 | 100 | 20 |  | 3
2007 | 55740 | 54081 | UNIT1 | OP | 5 | 1992 | RI |  |  |  | James River | 4 | 5 | 1992 |  |  |  |  | 5 | 1992 | MW |  | 156 | 3 | 5000 |  | 3000 |  | 6300 |  | 30
2007 | 9312 | 54091 | HRSGCT | OP | 8 | 1995 | RF |  |  |  | Mill Supply | 2.4 | [6 empty] | 8 | 1995 | MW |  | 2.4 |  | 500 |  | 500
2007 | 7172 | 54101 | SC1 | OP | 6 | 1962 | OF |  |  |  | Chattahoochee River | 193 | [16 empty] | 10 |  | 10
2007 | 12341 | 1082 | 4 | OP | 6 | 2007 | RI |  |  |  | Wells | 14 | 6 | 2007 |  |  |  |  | 6 | 2007 | MW |  | 879 | 3.4
2007 | 15836 | 331 | 3 | OP | 5 | 1963 | RI |  |  |  | Municipal and Well | 303 | 5 | 1963 | 7 | 1953 | 4 | 40 | 5 | 1963 | MW |  | 303 | 0.9 | 740 |  | 740
2007 | 23693 | 335 | 1 | OP | 6 | 1958 | OS |  |  |  | Ocean | 784 | 12 | 1976 | [10 empty] | 703 |  |  |  | 1500 | 1200 | 17 | 14
2007 | 54866 | 56453 | 101 | CO | 6 | 2014 | RF |  |  |  | Municipal | 6 | 6 | 2014 |  |  |  |  | 6 | 2014 | MW |  | 4334 |  | 4140
2007 | 6844 | 55480 | C Tow2 | OP |  |  | RF |  |  |  | Duck Creek Water Treatment | 8 | 6 | 2003 |  |  |  |  | 6 | 2003 | MD |  | 987 | 22.3 | 10002 |  | 10000
2007 | 12384 | 3122 | B | OP | 6 | 1969 | RN |  |  |  | TWO LICK CREEK | 50 | [6 empty] | 6 | 1969 | NW |  | 557 | 3.9 | 17357 |  | 17357 |  | 0 | 0 | 6 | 0
2007 | 15873 | 3136 | 2 | OP | 6 | 1968 | RN |  |  |  | Crooked Creek | 34 |  |  | 12 | 1994 | 7 | 147 | 6 | 1968 | NW |  | 620 | 5 | 12476 | 4700 | 12476
2007 | 15276 | 3148 | 2 | OP | 6 | 1956 | OF |  |  |  | Delaware River | 134 | [12 empty] | 1200 |  |  |  |  | 275 | 11 | 5
2007 | 15534 | 3149 | 1 | OP | 3 | 1972 | RN |  |  |  | Susquehanna River | 21 | [6 empty] | 3 | 1972 | NW |  | 582 |  | 18078 |  | 9659 |  | 390 | 0 | 5 | 0
2007 | 22001 | 3152 | 4 | OP | 8 | 1953 | OF |  |  |  | Susquehanna River | 138 | [12 empty] | 850 | [5 empty] | 7 | 8
2007 | 11479 | 3992 | 1 | OP | 6 | 1922 | OF |  |  |  | Lake Monona | 100 | [12 empty] | 350 |  |  |  | 360 |  | 11 | 3
2007 | 803 | 117 | CC4 | OP | 6 | 2001 | RI |  |  |  | Wells | 93.6 | 6 | 2001 |  |  |  |  | 6 | 2001 | MW |  | 94 | 0.34 | 2716 |  | 2716
2007 | 803 | 117 | CC5 | OP | 6 | 2003 | RI |  |  |  | Wells | 306 | 6 | 2003 |  |  |  |  | 6 | 2003 | MW |  | 306 | 4.4 | 4621 |  | 4621
2007 | 5416 | 2727 | 1 | OP | 3 | 1965 | OF |  |  |  | Lake Norman | 370 | [12 empty] | 5149 | [5 empty] | 31 | 31
2007 | 14006 | 3947 | 2 | OP | 11 | 1958 | OF |  |  |  | Ohio River | 356 | [12 empty] | 689 |  |  |  | 302 | 302 | 19 | 19
2007 | 13781 | 1912 | 9 | CO | 5 | 2008 | OF |  |  |  | Mississippi River | 312 | 4 | 2008 | [10 empty] | 15100 |  |  |  | 30 | 0 | 13 | 9
2007 | 54702 | 56350 | TOWER1 | OP | 6 | 2007 | RF |  |  |  | Well |  | 6 | 2007 |  |  |  |  | 6 | 2007 | MW |  | 115 | 0.5
2007 | 19323 | 6180 | 1 | CO | 10 | 2009 | OC |  |  |  | Twin Oak Resevoir | 1137 | 10 | 2009 | 10 | 2009 | 2330 | 30319
2007 | 5416 | 2721 | 6 | CO | 6 | 2012
2007 | 13100 | 7946 | COOL1 | OP | 6 | 2003 | RF |  |  |  | CHATTAHOOCHEE | 4 | [6 empty] | 6 | 2003 | MW |  | 368 | 1.2 | 4508 |  | 4508 |  | 0 |  | 5
2007 | 4254 | 1695 | 3 | OP | 5 | 2000 | OF |  |  |  | Muskegon Lake | [17 empty] | 0 | 0 | 0 | 0
2007 | 4254 | 1702 | 2 | OP | 2 | 1961 | OF |  |  |  | Saginaw River | 334 | [16 empty] | 0 | 0 | 0 | 0
2007 | 6452 | 617 | 1CWS | OP | 5 | 1960 | OS |  |  |  | Intercoastal Waterway | 357 | [12 empty] | 1803 |  |  |  | 1510 | 3850 | 7 | 5
2007 | 6452 | 617 | 4CWS | OP | 6 | 1965 | OS |  |  |  | Intercoastal Waterway | 613 | [12 empty] | 890 |  |  |  | 1570 | 4235 | 11 | 5
2007 | 55745 | 55463 | 220CLG | SB | 7 | 2003 | RI |  |  |  | Municipal | 4.4 | [6 empty] | 7 | 2003 | MW |  | 227 | 2.2 | 4409 |  | 1830
2007 | 55745 | 55463 | 240CLG | SB | 9 | 2003 | RI |  |  |  | Municipal | 18 | [6 empty] | 9 | 2003 | MW |  | 227 | 2.2 | 4409 |  | 1830
2007 | 4994 | 55464 | CT | OP | 12 | 2003 | RF |  |  |  | Municipal-CIWA | 6.2 | [6 empty] | 12 | 2003 | MW |  | 411 | 4
2007 | 20847 | 4040 | CD20 | OP | 7 | 2005 | OF |  |  |  | Lake Michigan | 460 | [12 empty] | 3000 |  |  |  | 1100
2007 | 20856 | 4050 | 5 | OP | 3 | 1985 | OF |  |  |  | Lake Michigan | 276 | [12 empty] | 5597 |  |  |  | 1500 |  | 10
2007 | 20856 | 4054 | 1 | OP | 12 | 1959 | OF |  |  |  | Mississippi River | 111 | [12 empty] | 551 | [5 empty] | 10 | 4
2007 | 20856 | 4057 | 2 | OP | 11 | 1955 | OF | OC |  |  | Rock River | 213 | 8 | 1984 | [10 empty] | 418 |  |  |  |  | 200 | 4 | 6
2007 | 18642 | 1378 | 1 | OP | 5 | 1963 | RN | OF |  |  | Green River | 1881 | [6 empty] | 1 | 1969 | NW |  | 1655 | 9 | 35034 |  | 4525 |  | 160 |  | 20 | 12
2007 | 18642 | 1379 | 1 | OP | 6 | 1957 | OF |  |  |  | Ohio River | 2398 | [12 empty] | 10317 |  |  |  | 1760 | 2320 | 15 | 4
2007 | 2507 | 56046 | 2 | OP | 9 | 2005 | RF |  |  |  | Municipal | 1.7 | [6 empty] | 9 | 2005 | MW |  | 185 | 1
2007 | 1684 | 56049 | CT | CN | [6 empty] | Municipal
2007 | 195 | 3 | 4-5 | OP | 12 | 1969 | OF |  |  |  | Mobile River | 978 | [12 empty] | 2810 |  |  |  |  | 5000 | 10
2007 | 195 | 3 | U6C | OP | 5 | 2000 | RF |  |  |  | Mobile River | 12.4 | [6 empty] | 5 | 2000 | MW |  | 279 | 1.5 | 4200 |  | 2600 |  | 2640 | 2440 | 8
2007 | 195 | 3 | U7C | OP | 5 | 2001 | RF |  |  |  | Mobile River | 12.4 | [6 empty] | 5 | 2001 | MW |  | 279 | 1.5 | 4200 |  | 2600 |  | 2640 | 2440 | 8
2007 | 5107 | 1822 | 7 | OP | 1 | 1979 | OF |  |  |  | Detroit River | 98 | [16 empty] | 0 | 0 | 6 | 6
2007 | 12647 | 1893 | CS3 | OP | 2 | 1973 | RF |  |  |  | North Blackwater Lake | 8 | 2 | 1973 |  |  |  |  | 2 | 1973 | MW |  | 245 | 1 | 1670 |  | 1506 | 164 |  |  | 13
2007 | 14006 | 2872 | 1 | OP | 12 | 1953 | OF |  |  |  | Muskingum River | 312 | [12 empty] | 627 | [5 empty] | 15 | 10
2007 | 924 | 2168 | CW3 | OP | 7 | 1982 | OF |  |  |  | Thomas Hill Lake | 765 | 7 | 1982 | [10 empty] | 4874 |  |  |  | 50 |  | 35 | 5
2007 | 14127 | 2291 | 1 | OP | 6 | 1954 | OF |  |  |  | Missouri River | 109 | [12 empty] | 1608 |  |  |  | 2 | 2 | 8 | 6
2007 | 14127 | 2291 | 2 | OP | 6 | 1957 | OF |  |  |  | Missouri River | 133 | [12 empty] | 278 |  |  |  | 2 | 2 | 8 | 6
2007 | 6452 | 619 | 3CWS | OP | 5 | 1962 | OS |  |  |  | Lake Worth | 437 | [12 empty] | 1855 |  |  |  | 300 | 2640 | 12 | 16
2007 | 5416 | 2727 | 2 | OP | 4 | 1966 | OF |  |  |  | Lake Norman | 370 | [12 empty] | 5149 | [5 empty] | 31 | 31
2007 | 9269 | 983 | 2 | OP | 5 | 1955 | OF |  |  |  | OHIO RIVER | 339 | 5 | 1955 | [10 empty] | 8330 |  |  | 103 | 270 | 270 | 11 | 12
2007 | 12384 | 384 | 7 | OP | 4 | 1965 | OF | OT |  |  | Desplaines River | 1010 | 4 | 1965 |  |  |  |  | 9 | 1999 | MW |  | 802 | 11 | 105 |  | 12000 | 105 |  |  | 5 | 5
2007 | 11208 | 400 | 6 | OP | 3 | 1967 | OS |  |  |  | Sea | 14 | 3 | 1967 | [14 empty] | 8000 | 8000 | 26 | 26
2007 | 6541 | 56708 | W7201 | CO | 6 | 2009 | RI |  |  |  | Lake Texana | 279 | 6 | 2009 |  |  |  |  | 6 | 2009 | MW |  | 279 | 1.1 | 3250 |  | 3250 | 60
2007 | 6455 | 628 | 6 | OP | 6 | 1993 | OS | OT |  |  | Gulf of Mexico | 1531 | 6 | 1993 |  |  |  |  | 6 | 1993 | MW |  | 1678 | 18
2007 | 6455 | 638 | 1 | OP | 11 | 1953 | OF |  |  |  | Suwannee River | 268 | [12 empty] | 1254 | [5 empty] | 9 | 9
2007 | 7801 | 641 | 1 | OP | 6 | 1945 | OF | RF |  |  | Escambia River | 424 | 1 | 1995 |  |  |  |  | 6 | 1976 | MW |  | 426 | 4 | 6975 |  | 6053 |  | 335 | 5950 | 10 | 10
2007 | 18454 | 645 | OTC1 | OP | 10 | 1970 | OS |  |  |  | Hillsborough Bay | 535 | [12 empty] | 1200 | [5 empty] | 9 | 9
2007 | 18454 | 645 | OTC2 | OP | 4 | 1973 | OS |  |  |  | Hillsborough Bay | 535 | [12 empty] | 2352 | [5 empty] | 9 | 9
2007 | 18445 | 689 | 7 | OP | 6 | 1966 | OS |  |  |  | St. Marks River | 96 | [12 empty] | 26 |  |  |  | 325 | 800 | 10 | 8
2007 | 7140 | 703 | 1CT | OP | 10 | 1971 | RN |  |  |  | Etowah River | 48 | 10 | 1971 |  |  |  |  | 10 | 1971 | NW |  | 575 | 0.002 | 3828 |  | 2500 |  | 0 | 0 | 15 | 0
2007 | 23279 | 3179 | 1 | OP | 11 | 1969 | RN |  |  |  | Monongahela River | 14 | [6 empty] | 11 | 1969 | NW |  | 604 | 0.448 | 4373 |  | 4373 |  |  |  | 14
2007 | 554 | 1122 | 7
2007 | 50129 | 10612 | CS1
2007 | 9273 | 990 | 70 | OP | 7 | 1973 | RF |  |  |  | West fork of White River | [7 empty] | 5 | 1973 | MW |  | 390 | 2 | 4000 |  |  |  | 600 |  | 10
2007 | 19323 | 3500 | 1 | OS | 6 | 1955 | RI |  |  |  | Wells | 190 | 6 | 1955 |  |  |  |  | 6 | 1955 | MW |  | 186 | 2 | 1027 |  | 1027
2007 | 3737 | 1396 | 6 | OP | 6 | 1961 | RC | OC |  |  | Bayou Cocodrie | 117 |  |  | 12 | 1956 | 650 | 4130 | [10 empty] | 0 | 0 | 9 | 7
2007 | 3265 | 1400 | 1 | OP | 7 | 1953 | OF | OS |  |  | Charenton | 47 | [16 empty] | 150 |  | 12
2007 | 55936 | 1394 | 2 | OP | 1 | 1964 | OF |  |  |  | Mississippi River | 211 | [12 empty] | 965 |  |  |  | 339 | 0 | 12 | 0
2007 | 4464 | 55084 | ACC1 | OP | 5 | 1996 | OT |  |  |  | NA
2007 | 20159 | 55486 | CT | CO | 6 | 2012 | RI |  |  |  | Well | 7.9 | [6 empty] | 6 | 2012 | MW |  | 369 | 2
2007 | 55184 | 55173 | CT 2 | OP | 8 | 2002 | RF |  |  |  | Wells | 38 | [6 empty] | 8 | 2002 | MW |  | 334 | 2 | 4027 | 3260
2007 | 2929 | 55292 | CWS | OP | 6 | 2002 | RI |  |  |  | Tennessee River | 393 |  |  | 6 | 2002 |  |  | 6 | 2002 | MW |  | 393 | 6 |  |  |  |  | 2640 |  | 10
2007 | 17539 | 3280 | CANHS
2007 | 13781 | 1904 | 1 | OP | 9 | 1952 | OC |  |  |  | Minnesota River | 553 |  |  | 9 | 1952 | 500 | 1660 | [6 empty] | 282 | 282 |  |  |  |  | 8 | 8
2007 | 803 | 2442 | 4 | OP | 7 | 1969 | RC |  |  |  | San Juan River | 911 | 7 | 1969 | 12 | 1962 | 1275 | 39000 | [6 empty] | 3551 | 2956 |  | 16 |  |  | 5
2007 | 6589 | 10362 | 1 | OP | 6 | 1979 | RI |  |  |  | Arkansas River | 144 | [6 empty] | 6 | 1979 | MW |  | 144 | 3
2007 | 13478 | 1407 | 1 | OS | 8 | 1947 | OS |  |  |  | Inner Harbor Nav Canal | 334 | 8 | 1947 | [10 empty] | 1849 |  |  | 44 | 90 | 90 | 22 | 3
2007 | 13478 | 1409 | 2 | OP | 2 | 1963 | OS |  |  |  | Miss River Gulf Outlet | 318 | 2 | 1963 | [10 empty] | 834 |  |  | 23 | 0 | 40 | 18 | 8
2007 | 17698 | 1416 | CW | OP | 4 | 1960 | RC |  |  |  | Arsenal Hill Cooling Pond | 156 | 4 | 1960 | 4 | 1960 | 38 | 330 | [6 empty] | 401 | 100 |  | 6 |  |  | 17
2007 | 20860 | 4078 | 3 | OP | 12 | 1981 | RF | RI |  |  | Wisconsin River | 12 | [6 empty] | 12 | 1981 | MW |  | 267 | 1 | 6208 |  |  | 45 | 20 | 10 | 8 | 1
2007 | 11571 | 4125 | 1 | OP | 6 | 1948 | OF |  |  |  | Lake Michigan | 167 | [16 empty] | 9000 |  | 27
2007 | 4716 | 4140 | G2 | OP | 11 | 1947 | OF |  |  |  | Mississippi River | 33 | [12 empty] | 877 |  |  |  | 30 | 0 | 12 | 9
2007 | 4716 | 4140 | G4 | OP | 5 | 1957 | OF |  |  |  | Mississippi River | 75 | [12 empty] | 877 |  |  |  | 30 | 0 | 12 | 9
2007 | 14354 | 4162 | 2 | OP | 10 | 1968 | RI |  |  |  | Hams Fork River | 5 | [6 empty] | 10 | 1968 | MW |  | 170 | 1 | 529 |  | 529 |  |  |  | 5
2007 | 13923 | 2594 | 5 | OP | 2 | 1976 | OF |  |  |  | Lake Ontario | 548 | [12 empty] | 2500 |  |  |  | 850 | 1360 | 20 | 22
2007 | 1307 | 6204 | 2 | OP | 7 | 1981 | RF |  |  |  | Laramie River | 37 | [6 empty] | 7 | 1981 | MW |  | 490 | 2 | 16991 |  | 16991 |  | 140 |  | 54
2007 | 9267 | 6213 | 1CW | OP | 9 | 1983 | RC |  |  |  | Turtle Creek Reservoir | 378 |  |  | 2 | 1982 | 1600 | 12800 | [6 empty] | 36178 | 17183 |  |  | 0 | 0 | 8 | 8
2007 | 3046 | 6250 | 1 | OP | 3 | 1983 | RF |  |  |  | Mayo Lake | 21 | [6 empty] | 3 | 1983 | MW |  | 573 | 5.04 | 12419 |  | 6180 |  |  |  | 12
2007 | 23279 | 3181 | 3 | OP | 8 | 1963 | OF |  |  |  | Monongahela River | 270 | [12 empty] | 549 | [5 empty] | 15
2007 | 3046 | 3251 | 1 | OP | 5 | 1960 | RC |  |  |  | Lake Robinson | 195 | 5 | 1960 | 5 | 1960 | 2250 | 31000 | [6 empty] | 4898 | 3776 |  | 17 | 15 |  | 40
2007 | 17543 | 3317 | 1 | OP | 4 | 1966 | OC | OF |  |  | Waccamaw River | 194 |  |  | 6 | 1966 | 320 | 960 | [6 empty] | 11322 | 10000 |  |  |  |  | 3
2007 | 17543 | 3319 | 1 | OP | 10 | 1952 | OF |  |  |  | TL RC CNL | 109 | [12 empty] | 167
2007 | 54907 | 3438 | 2 | OP | 5 | 1960 | RI |  |  |  | Municipal | 2 | [6 empty] | 5 | 1960 | MW |  | 140 | 0.309 | 243 |  | 243
2007 | 49979 | 3441 | 7 | SC | 7 | 1972 | OS |  |  |  | Nueces Bay | 463 | [12 empty] | 1391 |  |  |  |  | 415 | 20 | 5
2007 | 12792 | 2629 | 5 | OP | 4 | 1969 | OS |  |  |  | Hudson River | 267 | [12 empty] | 722 |  |  |  |  | 9 | 4 | 4
2007 | 3046 | 2709 | 3 | OP | 8 | 1962 | RC |  |  |  | H F Lee Lake | 239 |  |  | 8 | 1962 | 575 | 3800 | [5 empty] | 1.57 | 1308 | 1308 |  |  |  |  | 5
2007 | 3046 | 2713 | 3 | OP | 6 | 1972 | RC |  |  |  | Sutton Lake | 594 |  |  | 6 | 1972 | 1110 | 7060 | [6 empty] | 4811 | 2526
2007 | 5416 | 2720 | 6 | OP | 12 | 1953 | OF |  |  |  | Yadkin River | 185 | [12 empty] | 727 | [5 empty] | 26 | 5
2007 | 5416 | 2721 | 2 | OP | 8 | 1940 | OF |  |  |  | Broad River | 82 | [12 empty] | 359 | [5 empty] | 4
2007 | 7140 | 56150 | 10 | OP | 6 | 2005 | RF |  |  |  | Discharge from Plant McIntosh | 264 | [6 empty] | 6 | 2005 | MW |  | 267 | 1.5 | 2900 |  | 2900
2007 | 14063 | 2952 | 5CT | OP | 10 | 1978 | RI |  |  |  | Arkansas River | 469 | [6 empty] | 10 | 1978 | MW |  | 491 | 2 | 2296 |  | 2296 |  | 10 |  | 30
2007 | 14063 | 2953 | 4CT | OP | 6 | 1959 | RI |  |  |  | Municipal & Wells | 217 | [6 empty] | 6 | 1959 | MW |  | 218 | 0.836 | 1872 |  | 1872
2007 | 15466 | 469 | 4 | OP | 11 | 1968 | RF |  |  |  | Platte River | 402 | 2 | 1999 |  |  |  |  | 11 | 1968 | MW |  | 402 |  | 1811 |  | 937
2007 | 15466 | 478 | 1 | OP | 6 | 1948 | OF | RF |  |  | South Platte River | 87 | [6 empty] | 6 | 1948 | MW |  | 65 | 0.3 | 189 |  | 189
2007 | 3989 | 492 | 6 | OP | 6 | 1968 | RI |  |  |  | Municipal | 122 | [6 empty] | 6 | 1968 | MW |  | 122 | 2 | 701 |  | 701
2007 | 15466 | 525 | H1 | OP | 9 | 1976 | RF |  |  |  | Yampa River | 12 | [6 empty] | 9 | 1976 | MW |  | 298 | 3 | 851 |  | 851 |  | 2640 |  | 8
2007 | 54907 | 3442 | 4 | OP | 5 | 1947 | RI |  |  |  | Resaca de las Palmas | 1 | [6 empty] | 6 | 1985 | MW |  | 61 | 0.109 | 62 |  | 996 |  |  |  | 10
2007 | 54708 | 10378 | UNIT1 | OP | 9 | 1987 | RI |  |  |  | Municipal | 2 | [6 empty] | 9 | 1987 | MW |  | 79 | 1 | 1750 |  | 1200
2007 | 6541 | 10554 | TTW-60 | OP | 4 | 1993 | RI |  |  |  | LAKE TEXANA, MUNICIPAL | 196 | 4 | 1993 |  |  |  |  | 4 | 1993 | MW |  | 196 | 3.43 | 995 |  | 855 | 10 | 350 |  | 29
2007 | 21 | 10671 | 1 | OP | 1 | 1991 | RF |  |  |  | Poteau River | 370 | 1 | 1991 |  |  |  |  | 1 | 1991 | MW |  | 370 | 5 | 6500 |  | 5600 | 20 |  | 0 | 3 | 4
2007 | 16909 | 10725 | CS1 | OP | 4 | 1992 | RI |  |  |  | Municipal | 32 | [6 empty] | 4 | 1992 | MW |  | 32 | 0.4 | 1000 |  | 500
2007 | 195 | 6002 | 1-2 | OP | 10 | 1978 | RN |  |  |  | Mulberry Fork | 27 | [6 empty] | 10 | 1978 | NW |  | 921 | 1 | 15713 |  | 15713 |  | 5 |  | 40
2007 | 1015 | 3548 | 1 | OP | 8 | 1970 | OF |  |  |  | Lake Long | 517 | [12 empty] | 4020 |  |  |  | 360 | 830 | 10 | 8
2007 | 16604 | 3611 | 1 | OP | 4 | 1972 | RC |  |  |  | Calaveras Lake; Make-up Fr | 541 |  |  | 4 | 1972 | 3500 | 62800 | [6 empty] | 14635 | 14377 |  | 258 |  |  | 10 | 10
2007 | 16604 | 3612 | 3 | OP | 5 | 1970 | RC |  |  |  | VH Braunig Lake; Make-up Fr | 521 |  |  | 3 | 1966 | 1350 | 26500 | [6 empty] | 1012 | [5 empty] | 6
2007 | 9273 | 991 | 6 | OP | 11 | 1956 | OF | RF |  |  | West fork of White River | [7 empty] | 6 | 1956 | MW |  | 112 | 1 | 1267 |  | 323 |  | 0 | 10 | 4 | 2
2007 | 13756 | 996 | 45611 | SC | 12 | 1956 | OF |  |  |  | Lake Michigan | 1155 | [12 empty] | 2577 | [5 empty] | 10 | 10
2007 | 13756 | 997 | 23 | SB | 10 | 1950 | OF |  |  |  | Lake Michigan | 347 | [12 empty] | 2980 | [5 empty] | 8 | 10
2007 | 3542 | 55736 | 1CCW | OP | 6 | 2003 | RF |  |  |  | Ohio River | 10.7 | 6 | 2003 |  |  |  |  | 6 | 2003 | MW |  | 354.9 | 5.4 |  |  |  |  | 91 | 5 | 16
2007 | 11504 | 55451 | 320CLG | SB | 8 | 2003 | RI |  |  |  | Wells | 4.1 | 8 | 2003 |  |  |  |  | 8 | 2003 | MW |  | 227 | 2.2 | 4459 |  | 1830 | 50
2007 | 23142 | 55389 | CT | CN
2007 | 54693 | 55412 | CT | OP | 5 | 2004 | RI |  |  |  | Wells | 410 | [6 empty] | 5 | 2004 | MW |  | 410 | 2.4
2007 | 11282 | 55063 | CCW1 | OP | 8 | 2000 | RF |  |  |  | Little Tallahtchie River | 9 | 8 | 2000 | 8 | 2000 | 1 | 4 | 8 | 2000 | MW |  | 475 | 7 | 6300 |  |  |  | 150 |  | 30
2007 | 803 | 55455 | CTWR-1 | OP | 7 | 2002 | RF |  |  |  | Municipal | 10 | 7 | 2002 |  |  |  |  | 7 | 2002 | MW |  | 356 | 8 | 4000 |  | 2 | 2 |  |  | 14
2007 | 54907 | 3442 | 6 | OP | 5 | 1970 | RI |  |  |  | Rescaca de las Palmas | 4 | [6 empty] | 5 | 1970 | MW |  | 223 | 0.55 | 374 |  | 374 |  |  |  | 10
2007 | 7140 | 708 | 2 | OP | 6 | 1954 | OF |  |  |  | Coosa River | 181 | [16 empty] | 0 | 100 | 12 | 10
2007 | 7140 | 708 | 4 | OP | 6 | 1970 | OF |  |  |  | Coosa River | 181 | [16 empty] | 0 | 100 | 12 | 10
2007 | 7140 | 709 | 1 | OP | 6 | 1965 | OF | OT |  |  | Lake Sinclair | 307 | 6 | 1965 |  |  |  |  | 7 | 2001 | MW |  | 891 | 18 | 36060 |  | 36060 |  | 0 | 0 | 25 | 25
2007 | 7140 | 709 | 2 | OP | 4 | 1967 | OF | OT |  |  | Lake Sinclair | 391 | 4 | 1967 |  |  |  |  | 7 | 2001 | MW | [7 empty] | 0 | 0 | 25 | 25
2007 | 7140 | 710 | MCS1 | OP | 6 | 1963 | OF |  |  |  | Chattahoochee River | 304 | [6 empty] | 6 | 2008 | MW |  | 304 | 7 |  |  |  |  | 0 | 0 | 12 | 12
2007 | 7140 | 733 | 1 | OP | 6 | 1953 | OS |  |  |  | Savannah River | 357 | [12 empty] | 2215 |  |  |  | 0 | 0 | 9 | 2
2007 | 19547 | 764 | 9 | OP | 12 | 1957 | OS |  |  |  | Pacific Ocean | 144 | [12 empty] | 193 |  |  |  | 0 | 0 | 20 | 9
2007 | 6958 | 4266 | 1 | RE | 6 | 1955 | RF |  |  |  | Municpal | 7 | [6 empty] | 6 | 1955 | MW |  | 66 | 1 | 235 |  | 235
2007 | 20404 | 4938 | 2 | SC | 7 | 1977 | OC |  |  |  | Municipal | 335 | 7 | 1974 | 7 | 1977 | 3950 | 71059 | [6 empty] | 367 |  |  | 4
2007 | 49979 | 4939 | 1 | OP | 5 | 1974 | OS | OC |  |  | Oso Creek | 261 |  |  | 5 | 1974 | 1100 | 6600 | [6 empty] | 5000 | 5000 |  |  | 3824 | 492 | 24 | 2
2007 | 13337 | 6077 | 2 | OP | 1 | 1982 | OC |  |  |  | Sutherland Supply Canal | 590 | 1 | 1982 | 1 | 1982 | 217 | 2319 | [6 empty] | 27623 | [6 empty] | 14
2007 | 22129 | 6082 | 1 | OP | 8 | 1984 | OF |  |  |  | Lake Ontario | 424 | [12 empty] | 17800 |  |  |  | 2460 | 1800 | 16 | 20
2007 | 13781 | 6090 | 1 | OP | 5 | 1976 | RF |  |  |  | Mississippi River | 67 | 5 | 1976 |  |  |  |  | 5 | 1976 | MW |  | 490 | 3 | 2632 |  | 2632 |  |  |  | 6 | 2
2007 | 13781 | 6090 | 2 | OP | 4 | 1977 | RF |  |  |  | Mississippi River | 67 | 4 | 1977 |  |  |  |  | 4 | 1977 | MW |  | 490 | 3 | 2532 |  | 2532 |  |  |  | 6 | 2
2007 | 50111 | 1443 | 2 | OP | 1 | 1970 | RF |  |  |  | Well | 161 | 1 | 1970 |  |  |  |  | 1 | 1970 | MW |  | 134 | 0.4 | 328 |  | 318 | 10
2007 | 11241 | 1448 | 2 | SB | 4 | 1965 | OF |  |  |  | Ouachita River | 159 | [12 empty] | 1020 |  |  |  | 20 | 20 | 20 | 15
2007 | 31719 | 1507 | 2 | OP | 3 | 1958 | OS |  |  |  | CASCO BAY | 74 | [12 empty] | 301 |  |  |  | 825 | 300 | 10 | 2
2007 | 13781 | 1927 | 300 | OP | 6 | 1964 | OF |  |  |  | Mississippi River | 248 | [12 empty] | 160 |  |  |  |  | 660 | 6 | 22
2007 | 12686 | 2049 | OTCW | OP | 6 | 1957 | OS |  |  |  | Biloxi River | 760 | [12 empty] | 10956 |  |  |  | 4500 | 7800 | 15 | 15
2007 | 10000 | 2079 | 9 | OP | 7 | 2000 | OF |  |  |  | Missouri River | 218 | [12 empty] | 1666 | [5 empty] | 13
2007 | 770 | 2098 | 1 | OP | 7 | 1951 | RI |  |  |  | Deep Wells | 48 | [6 empty] | 7 | 1951 | MW |  | 48 | 0.1 | 242 |  | 242
2007 | 770 | 2098 | 2 | OP | 6 | 1957 | RI |  |  |  | Deep Wells | 62 | [6 empty] | 6 | 1957 | MW |  | 62 | 0.1 | 103 |  | 103
2007 | 19547 | 766 | 7 | OP | 12 | 1966 | OS |  |  |  | Pacific Ocean | 168 | [12 empty] | 1054 |  |  |  | 0 | 0 | 12 | 6
2007 | 3542 | 6019 | 1 | OP | 3 | 1991 | RN |  |  |  | Ohio River | 29 | [6 empty] | 6 | 1991 | NW |  | 998 |  | 8545 |  | 8545 |  | 40 | 0 | 12 | 0
2007 | 7140 | 6052 | 1 | OP | 12 | 1976 | RI |  |  |  | Service Water Pond | 37 | [6 empty] | 12 | 1976 | MW |  | 824 | 3 | 2704 |  | 2704 |  | 0 | 0 | 70 | 0
2007 | 22500 | 6068 | 3 | OP | 5 | 1983 | RF |  |  |  | Kansas River | 54 | [6 empty] | 5 | 1983 | MW |  | 740 | 12 | 3736 |  | 3736 |  | 15 | 4 | 6 | 2
2007 | 4161 | 1554 | 1 | OP | 2 | 1956 | OS |  |  |  | Pataspsco River | 172 | 2 | 1956 | [10 empty] | 2441 |  |  |  | 0 | 0 | 13 | 6
2007 | 49805 | 56163 | 2 | OP | 6 | 1944 | RI |  |  |  | Wells | 1.3 | 6 | 1960 |  |  |  |  | 6 | 1944 | MW |  | 74.3 | 0.5
2007 | 49863 | 56221 | P108 | PL | 10 | 2008
2007 | 814 | 168 | 1 | SB | 5 | 1951 | RF |  |  |  | L'Anquille River | 3 | 5 | 1951 |  |  |  |  | 5 | 1951 | MW |  | 218 | 1 | 464 |  |  |  | 25 | 1760 | 6 | 0
2007 | 814 | 170 | 3 | OP | 6 | 1952 | OF |  |  |  | Lake Catherine | 138 | 7 | 1984 | [10 empty] | 228 |  |  |  | 100 | 0 | 36 | 3
2007 | 9617 | 207 | 1 | OP | 3 | 1987 | RN |  |  |  | St John River | 38 | 3 | 1987 |  |  |  |  | 3 | 1987 | NW |  | 552 |  | 17185 |  | 17185 |  | 200 | 300 |  | 38
2007 | 770 | 2098 | 4 | OP | 5 | 1967 | OF |  |  |  | Missouri River | 184 | [12 empty] | 580 |  |  |  | 0 | 0 | 9 | 5
2007 | 22380 | 546 | 6 | OP | 6 | 1971 | OS |  |  |  | Thames River | 371 | [12 empty] | 350 |  |  | 25 |  |  | 17 | 3
2007 | 15452 | 568 | BHC2 | OP | 8 | 1961 | OS |  |  |  | Bridgeport Harbor | 235 | [16 empty] | 20 |  | 11 | 10
2007 | 54899 | 599 | 1 | OP | 3 | 1961 | RF |  |  |  | Municipal | 54 | 3 | 1961 |  |  |  |  | 7 | 1983 | MW |  | 44 | 1 | 800 |  | 550
2007 | 6452 | 609 | 1CWS | OP | 4 | 1965 | OS |  |  |  | Indian River | 613 | [12 empty] | 681 |  |  |  | 525 | 0 | 7 | 7
2007 | 343 | 55502 | 0200 | OP | 6 | 2004 | RI |  |  |  | Tanners Creek | 9 | [6 empty] | 6 | 2004 | MW |  | 353 | 4 | 1500 |  |  |  | 20 |  | 20
2007 | 15474 | 2965 | 1404 | OP | 4 | 1958 | RF |  |  |  | Arkansas | 22 | 1 | 1983 |  |  |  |  | 4 | 1958 | MW |  | 272 | 2 | 5 |  |  | 5 |  |  | 2
2007 | 20447 | 3008 | 1 | OP | 12 | 1964 | RI |  |  |  | Wells | 84 | 9 | 1991 |  |  |  |  | 12 | 1964 | MW |  | 84 | 1 | 166 |  | 116 | 50
2007 | 20447 | 3008 | 3 | OP | 6 | 1975 | RI |  |  |  | Wells | 170 | 9 | 1991 |  |  |  |  | 6 | 1975 | MW |  | 170 | 1 | 508 |  | 395
2007 | 15298 | 6076 | 1 | OP | 11 | 1975 | RF |  |  |  | Yellowstone River | 229 | [6 empty] | 11 | 1975 | MW |  | 229 | 2 | 3000 | 500 | 2500 |  | 200 |  | 15
2007 | 5701 | 2444 | 7 | OP | 6 | 1958 | RI |  |  |  | Wells |  | 8 | 1997 |  |  |  |  | 6 | 1958 | MW |  | 53.5 | 1 | 800 |  |  | 15
2007 | 17718 | 2446 | 051C | OP | 1 | 1967 | RI |  |  |  | Wells | 137 | [6 empty] | 1 | 1967 | MW |  | 137 |  | 621 |  | 352
2007 | 15473 | 2450 | 2 | OP | 3 | 1960 | RF |  |  |  | Wells | 90 | [6 empty] | 3 | 1960 | MW |  | 90 | 0.3
2007 | 520 | 863 | 02 | OP | 2 | 1953 | OF |  |  |  | Wabash River | 222.8 | [12 empty] | 114 |  |  |  | 7 | 7 | 14 | 7
2007 | 54907 | 3443 | 5 | SC | 3 | 1963 | OF |  |  |  | Guadalupe River | 155 | [18 empty] | 8 | 2
2007 | 55937 | 3457 | 1 | OP | 12 | 1970 | OC |  |  |  | Lake Conroe | 27 | 12 | 1970 | 12 | 1970 | 1000 | 17000 | [6 empty] | 7468 | 5824 |  | 200
2007 | 55937 | 3459 | 5B | OP | 12 | 1979 | RI |  |  |  | Sabine River | 11 | [6 empty] | 12 | 1979 | MW |  | 278 | 1 | 10134 |  | 8951 |  | 0 | 0 | 18 | 0
2007 | 54888 | 3466 | C2 | OS | 4 | 1967 | OS |  |  |  | Galveston Bay | 544
2007 | 14328 | 246 | 1 | OP | 12 | 1956 | OS |  |  |  | Humboldt Bay | 58 | [12 empty] | 402 |  |  |  | 1200 | 480 | 5 | 5
2007 | 15470 | 1010 | 5 | OP | 5 | 1956 | OF |  |  |  | Wabash River | 158 | [12 empty] | 869 |  |  |  | 0 | 0 | 17 | 13
2007 | 9417 | 1047 | 1 | RE | 6 | 1948 | OF |  |  |  | Mississippi River | 45 | 9 | 1992 | [10 empty] | 199 |  |  | 16 |  |  | 6 | 2
2007 | 16604 | 3613 | 3 | OP | 3 | 1961 | RF |  |  |  | Edwards Limestone Aquifer | 141 | [6 empty] | 3 | 1961 | MW |  | 141 | 2 | 604 |  | 604
2007 | 14165 | 3098 | 4 | OP | 11 | 1960 | OF |  |  |  | Monongahela River | 190 | [18 empty] | 8
2007 | 14412 | 55306 | CT-2 | OP | 6 | 2003 | RI |  |  |  | wells | 7.2 | [6 empty] | 6 | 2003 | MW |  | 389.7 | 4.2 | 11372 |  | 6175
2007 | 8329 | 55729 | CT | CN
2007 | 54796 | 55380 | CT-1 | OP | 1 | 2003 | RI |  |  |  | Ouachita River | 7.2 | 1 | 2003 |  |  |  |  | 1 | 2003 | MW |  | 389.7 | 4.2 | 12869 |  | 8206 | 7344 | 10 | 5 |  | 4
2007 | 54888 | 3466 | C4 | OS | 12 | 1973 | OS |  |  |  | Galveston Bay | 913
2007 | 54888 | 3470 | C3 | OP | 1 | 1961 | RC |  |  |  | Brazos River | 406 |  |  | 12 | 1958 | 2500 | 19000 | [10 empty] | 0 | 0 | 0 | 0
2007 | 15473 | 2451 | 4 | OP | 4 | 1982 | RF |  |  |  | San Juan River | 457 | [6 empty] | 4 | 1982 | MW |  | 457 | 3 | 3500 |  | 3500
2007 | 5511 | 2480 | 4 | OP | 9 | 1967 | OF |  |  |  | Hudson River | 334 | [12 empty] | 1039 |  |  |  | 0 | 0 | 5 | 6
2007 | 10023 | 2500 | 1 | OP | 2 | 1963 | OS |  |  |  | East River | 477 | [12 empty] | 2995 |  |  |  | 50 |  | 25
2007 | 26751 | 2513 | 4 | OP | 12 | 1953 | OS |  |  |  | Mott Basin | 127 | [12 empty] | 806 | [5 empty] | 10 | 17
2007 | 26751 | 2516 | 2 | OP | 6 | 1968 | OS |  |  |  | Long Island Sound | 330 | [12 empty] | 1274 | [5 empty] | 16 | 4
2007 | 26751 | 2516 | 3 | OP | 7 | 1972 | OS |  |  |  | Long Island Sound | 386 | [12 empty] | 2541 | [5 empty] | 16 | 4
2007 | 26751 | 2517 | 1 | RE | 12 | 1948 | OS |  |  |  | Long Island Sound | 89 | [12 empty] | 618 | [5 empty] | 12 | 12
2007 | 4161 | 1554 | 3 | OP | 8 | 1966 | OS |  |  |  | Pataspsco River | 531 | 8 | 1966 | [10 empty] | 1334 |  |  |  | 0 | 0 | 13 | 6
2007 | 12628 | 1571 | 1 | OP | 8 | 1964 | OS |  |  |  | PATUXENT RIVER | 550 | 8 | 1964 | [10 empty] | 233 |  |  |  | 1075 | 5000 | 15 | 8
2007 | 12628 | 1571 | 4 | OP | 12 | 1981 | RN |  |  |  | PATUXENT RIVER | 16 | 12 | 1981 |  |  |  |  | 12 | 1981 | NW |  | 580 | 7 | 384 |  |  |  | 1075 |  | 15
2007 | 50018 | 1619 | 3 | OP | 4 | 1969 | OS |  |  |  | Taunton River | 658 | [12 empty] | 1631 | [5 empty] | 12
2007 | 50018 | 1619 | 4 | OP | 7 | 1985 | OS |  |  |  | Lee's River | 579 | [12 empty] | 8782 | [5 empty] | 12
2007 | 19876 | 3804 | 6
2007 | 25 | 2527 | 4 | OP | 12 | 1953 | OF |  |  |  | Seneca Lake | 152 | [12 empty] | 1647 |  |  |  | 650 | 1300 | 11 | 0
2007 | 54888 | 3470 | C7 | OP | 6 | 1980 | RF | RC |  |  | Brazos River | 468 |  |  | 12 | 1958 | 2500 | 19000 | 6 | 1980 | MW |  | 473 | 2 |  |  |  |  | 0 | 0 | 0 | 0
2007 | 17718 | 3485 | 114C | OP | 7 | 1964 | RI |  |  |  | Wells | 222 | [6 empty] | 7 | 1964 | MW |  | 222 | 1 | 1234 |  | 838
2007 | 54802 | 260 | 7 | OP | 8 | 1968 | OS |  |  |  | Moss Landing Harbor | 668 | [12 empty] | 3482 |  |  |  |  | 800 | 20 | 20
2007 | 5416 | 2727 | 4 | OP | 5 | 1970 | OF |  |  |  | Lake Norman | 709 | [12 empty] | 5149 | [5 empty] | 31 | 31
2007 | 5416 | 2732 | 5 | OP | 11 | 1952 | OF |  |  |  | Catawba River | 149 | [12 empty] | 383 | [5 empty] | 18 | 10
2007 | 12658 | 2823 | CS1 | OP | 11 | 1970 | OC |  |  |  | Nelson Lake | 263 |  |  | 11 | 1970 | 660 | 10400 | [6 empty] | 850 | [5 empty] | 23 | 5
2007 | 3006 | 2828 | 3 | OP | 5 | 1977 | RN |  |  |  | Ohio River | 14 | [6 empty] | 5 | 1977 | NW |  | 624 | 6 | 13850 | [5 empty] | 12
2007 | 3542 | 2830 | 2 | OP | 10 | 1953 | OF |  |  |  | Ohio River | 124 | [12 empty] | 123 |  |  |  | 25 | 20 | 6 | 10
2007 | 3542 | 2830 | 4 | OP | 7 | 1958 | OF |  |  |  | Ohio River | 169 | [12 empty] | 138 |  |  |  | 25 | 20 | 6 | 10
2007 | 3542 | 2830 | 6 | OP | 7 | 1969 | OF |  |  |  | Ohio River | 336 | [12 empty] | 297 |  |  |  | 40 | 20 | 6 | 10
2007 | 4062 | 2840 | 1 | RE | 2 | 1957 | OF |  |  |  | Muskingum River | 316 | [12 empty] | 1513 | [5 empty] | 11
2007 | 14354 | 3648 | 2 | OP | 12 | 1952 | RI |  |  |  | Jordan River | 2 | [6 empty] | 12 | 1952 | MW |  | 156 | 1 | 263 |  | 263 |  |  |  | 6
2007 | 19876 | 3796 | 4 | OP | 8 | 1958 | OF |  |  |  | James River | 169 | [12 empty] | 1039 |  |  |  | 0 | 0 | 10 | 3
2007 | 5517 | 891 | 1 | OP | 7 | 1947 | OF |  |  |  | Illinois River | 720 | [12 empty] | 335 |  |  |  | 100 | 0 | 0 | 0
2007 | 17828 | 963 | 31 | OP | 6 | 1968 | OC |  |  |  | Lake Springfield | 156 |  |  | 6 | 1968 | 4234 | 61039 | [12 empty] | 24 | 6
2007 | 10005 | 1240 | 2 | OP | 6 | 1967 | RF |  |  |  | Wells | 11 | [6 empty] | 5 | 1998 | MW |  | 334 | 4 | 1775 |  | 1381
2007 | 10000 | 1241 | 1 | OP | 6 | 1973 | OC |  |  |  | La Cygne Reservoir | 1114 |  |  | 6 | 1973 | 2600 | 40000 | [6 empty] | 12758 | 9492 |  |  |  |  | 8
2007 | 22500 | 1250 | L5 | OP | 6 | 1993 | RF |  |  |  | Kansas River | 19 | [6 empty] | 6 | 1993 | MW |  | 380 | 5 | 3344 |  | 3344 |  | 0 | 0 | 3 | 0
2007 | 9996 | 1294 | 1 | SC | 1 | 1955 | OF |  |  |  | KAW RIVER | 329 | [12 empty] | 1001 |  |  |  | 10 |  | 10
2007 | 733 | 3935 | 1 | OP | 9 | 1971 | RN |  |  |  | Kanawha River | 12 | [6 empty] | 9 | 1971 | NW |  | 551 |  | 4233 |  | 4233 |  | 75 |  | 5
2007 | 16609 | 55985 | CW | OP | 4 | 2004 | RF |  |  |  | Municipal | 289 | 4 | 2006 |  |  |  |  | 4 | 2006 | MW |  | 289 | 4.2 | 19000 |  | 9100 | 50
2007 | 15466 | 6112 | 1 | OP | 4 | 1998 | RF |  |  |  | St Vrain Creek | 289 | [6 empty] | 12 | 1976 | MW |  | 348 | 3.7 | 10000 |  | 3000
2007 | 19436 | 6155 | 1 | OP | 6 | 1976 | OF |  |  |  | Mississippi River | 668 | [12 empty] | 12499 |  |  |  | 30 | 525 | 32 | 31
2007 | 19436 | 6155 | 2 | OP | 6 | 1977 | OF |  |  |  | Mississippi River | 668 | [12 empty] | 14308 |  |  |  | 30 | 525 | 32 | 31
2007 | 22053 | 1353 | U2CT | OP | 10 | 1969 | RN |  |  |  | Big River Sandy | 22 | [6 empty] | 10 | 1969 | NW |  | 5526 | 6 | 36264 |  | 36264 |  | 75 |  | 5
2007 | 10171 | 1357 | 4 | OP | 7 | 1959 | OF |  |  |  | Green River | 152 | [12 empty] | 372 |  |  |  | 12 | 12 | 13 | 13
2007 | 50033 | 50491 | 7CIRC | OP | 9 | 1966 | OF |  |  |  | Ohio River | 155.9 | 6 | 1981 | [10 empty] | 460 |  |  | 48 | 22.5 | 28 | 30 | 19.5
2007 | 16604 | 6181 | 2 | OP | 2 | 1978 | RC |  |  |  | Calaveras Lake Make-up FR | 535 |  |  | 4 | 1972 | 3500 | 62800 | [6 empty] | 1050 | [5 empty] | 10 | 10
2007 | 38009 | 1642 | 3 | OP | 7 | 1957 | OF |  |  |  | Connecticut River | 110 | [12 empty] | 91 | [5 empty] | 9
2007 | 4062 | 2840 | 5 | OP | 11 | 1976 | RI |  |  |  | Muskingum River | 89 | [6 empty] | 11 | 1976 | MW |  | 2900 | 2 | 4385 |  | 4385 |  |  |  | 11
2007 | 4922 | 2848 | GMR | OP | 7 | 1948 | OF |  |  |  | Great Miami River | 579 | [12 empty] | 615 |  |  |  | 175 | 1350 | 4 | 5
2007 | 4922 | 2850 | 4 | OP | 6 | 1974 | RN |  |  |  | Ohio River | 481 | [6 empty] | 6 | 1974 | NW |  | 468 | 4 | 13686 |  | 8898 |  | 90 |  | 40
2007 | 13960 | 302 | 3 | OP | 11 | 1973 | OS |  |  |  | Ocean | 103 | 11 | 1973 | [10 empty] | 456 |  |  |  | 435 | 435 | 8 | 8
2007 | 13960 | 302 | 5 | OP | 11 | 1978 | OS |  |  |  | Ocean | 490 | 11 | 1978 | [10 empty] | 757 |  |  |  | 615 | 615 | 8 | 8
2007 | 19436 | 2104 | 1 | OP | 6 | 1953 | OF |  |  |  | Mississippi River | 201 | [12 empty] | 7638 |  |  |  | 30 | 20 | 22 | 4
2007 | 12341 | 7343 | 4 | OP | 7 | 1979 | OF |  |  |  | Missouri River | 707 | [12 empty] | 14000 | [5 empty] | 12
2007 | 9312 | 54091 | MILLCT | OP | 10 | 1981 | RI |  |  |  | Mill Supply | 116.2 |  |  | 10 | 1981 | 2.72 | 30.7 | 10 | 1981 | MW |  | 116.2 |  | 1500 | 500 | 1000
2007 | 1735 | 54304 | 1F | OP | 12 | 1996 | RI |  |  |  | Rappahannock River | 237.7 | 12 | 1996 | 12 | 1996 | 5 | 30 | 12 | 1996 | MW |  | 237.7 | 3 |  |  |  |  | 120 | 130 | 18 | 20
2007 | 12341 | 1091 | 2 | OP | 5 | 1972 | OF |  |  |  | Missouri River | 266 | [12 empty] | 1145 | [5 empty] | 12 | 15
2007 | 11249 | 1364 | 1 | OP | 8 | 1972 | OF |  |  |  | Ohio River | 334 | [18 empty] | 10 | 4
2007 | 733 | 3938 | 11 | OP | 1 | 1950 | OF |  |  |  | Ohio River | 223 | 2 | 1986 | [10 empty] | 268 |  |  | 86 | 28 |  | 24 | 13
2007 | 733 | 3938 | 21 | OP | 7 | 1950 | OF |  |  |  | Ohio River | 223 | 2 | 1986 | [10 empty] | 268 |  |  | 86 | 28 |  | 24 | 13
2007 | 12796 | 3942 | 3 | OP | 10 | 1954 | OF |  |  |  | Cheat River | 135 | [12 empty] | 439 |  |  |  | 0 |  | 19
2007 | 15844 | 329 | 1&2 | OP | 6 | 1961 | RF |  |  |  | WELLS | 206 | 4 | 1961 |  |  |  |  | 4 | 1961 | MW |  | 207 | 8 | 1548 |  | 487 | 8
2007 | 13584 | 330 | 1 | OP | 5 | 1955 | OS |  |  |  | Pacific Ocean | 152 | 7 | 1964 | [10 empty] | 67 |  |  | 38 | 2600 | 2100 | 20 | 20
2007 | 15830 | 345 | 1 | OP | 4 | 1959 | OC | OS |  |  | Pacific Ocean | 195 | [12 empty] | 4250
2007 | 2338 | 55465 | CT101
2007 | 55936 | 1392 | 3 | SB | 1 | 1950 | RI |  |  |  | Deep wells | 6 | [6 empty] | 1 | 1950 | MW |  | 78 | 1 | 974 |  | 974
2007 | 12685 | 8054 | 1 | OP | 1 | 1975 | OF |  |  |  | Lake Ferguson | 404 | 1 | 1975 | [10 empty] | 10316 |  |  | 65 |  |  | 20 | 20
2007 | 12384 | 3122 | A | OP | 6 | 1969 | RN |  |  |  | Two Lick Creek | 50 | [6 empty] | 6 | 1969 | NW |  | 557 | 3.9 | 17357 |  | 17357 |  | 0 | 0 | 6 | 0
2007 | 15873 | 3136 | 1 | OP | 6 | 1967 | RN |  |  |  | Crooked Creek | 34 |  |  | 12 | 1994 | 7 | 147 | 6 | 1967 | NW |  | 620 | 5 | 12476 | 4700 | 12476
2007 | 22001 | 3152 | 1 | OP | 11 | 1949 | OF |  |  |  | Susquehanna River | 97 | [12 empty] | 939 | [5 empty] | 7 | 8
2007 | 23279 | 3178 | 1 | OP | 4 | 1958 | OF |  |  |  | Allegheny River | 138 | [12 empty] | 658 | [5 empty] | 16 | 4
2007 | 14006 | 3948 | 1 | OP | 5 | 1971 | RN |  |  |  | Ohio River | 18 | [6 empty] | 5 | 1971 | NW |  | 552 |  | 10836 |  | 9571 |  | 80 |  | 10
2007 | 11479 | 3992 | 2 | OP | 6 | 1956 | OF |  |  |  | Lake Monona | 143 | [12 empty] | 1361 |  |  |  | 390 |  | 10 | 3
2007 | 20847 | 4041 | 306 | OP | 10 | 1967 | OF |  |  |  | Lake Michigan | 440 | [12 empty] | 370 | [5 empty] | 17 | 5
2007 | 803 | 113 | 3 | OP | 5 | 1980 | RI |  |  |  | Wells | 290 | 5 | 1980 |  |  |  |  | 5 | 1980 | MW |  | 290 | 1 | 434 |  | 412 | 22
2007 | 14006 | 3947 | 3 | OP | 3 | 1958 | OF |  |  |  | Ohio River | 356 | [12 empty] | 733 |  |  |  | 463 | 463 | 19 | 19
2007 | 55905 | 55172 | COOL1 | CO | 6 | 2001 | RF |  |  |  | Brazos River | 23 | 6 | 2009 |  |  |  |  | 6 | 2009 | MW |  | 356 | 2.4 | 3968 |  | 3501 | 467 | 175 | 15 | 10 | 0
2007 | 924 | 55340 | 2 | OP | 8 | 2007 | RF |  |  |  | Wells | [7 empty] | 8 | 2007 | MW
2007 | 4254 | 1695 | 5 | OP | 2 | 1957 | OF |  |  |  | Muskegon Lake | 267 | [16 empty] | 0 | 0 | 0 | 0
2007 | 4254 | 1702 | 4 | OP | 6 | 1977 | RF |  |  |  | Saginaw River | [7 empty] | 6 | 1977 | MW |  | 626 |  | 3950
2007 | 14354 | 8066 | CW72 | OP | 12 | 1975 | RI |  |  |  | Green River | 11 | [6 empty] | 12 | 1975 | MW |  | 357 | 2 | 2019 |  | 2019 |  |  |  | 8
2007 | 20847 | 4042 | 402 | OP | 3 | 1969 | OF |  |  |  | Menomonee River | 125 | 7 | 1977 | [10 empty] | 118 |  |  | 118 |  |  | 15
2007 | 20860 | 4072 | 3 | RE | 1 | 1943 | OF |  |  |  | Green Bay | 80 | 6 | 1993 | [10 empty] | 147 |  |  | 80 | 12 | 6 | 6 | 6
2007 | 20546 | 1381 | C3 | OP | 8 | 1971 | OF |  |  |  | Ohio River | 184 | [12 empty] | 3214 |  |  |  | 0 | 0 | 9 | 0
2007 | 20847 | 56068 | 013 | PL | 9 | 2009 | OF |  |  |  | Lake Michigan | 1649 | 9 | 2009 | [10 empty] | 100000 |  |  |  | 7900 |  | 35
2007 | 49934 | 56089 | CT | CN
2007 | 5109 | 1733 | 1 | OP | 6 | 1972 | OF |  |  |  | Raisin River | 779 | [12 empty] | 3000 |  |  |  | 0 | 0 | 0 | 0
2007 | 9417 | 1888 | 3 | OP | 6 | 1962 | OF |  |  |  | Fox Lake | 98 | [12 empty] | 203 |  |  |  |  | 10 | 8 | 2
2007 | 14006 | 8102 | 1 | OP | 5 | 1974 | RN |  |  |  | Ohio River | 31 | [6 empty] | 5 | 1974 | NW |  | 1337 | 13 | 8146 |  | 8146 |  | 44 |  | 10
2007 | 14006 | 8102 | 2 | OP | 3 | 1975 | RN |  |  |  | Ohio River | 31 | [6 empty] | 3 | 1975 | NW |  | 1337 | 13 | 8146 |  | 8146 |  | 44 |  | 10
2007 | 17166 | 2330 | 1 | OP | 10 | 1968 | RC |  |  |  | Wells | 219 |  |  | 9 | 1968 | 200 | 2200 | [6 empty] | 2301 | 1541 |  |  | 10 | 33 | 10 | 5
2007 | 17166 | 2336 | 1 | OP | 12 | 1974 | RC | RF |  |  | Truckee River | 5 |  |  | 12 | 1974 | 38 | 380 | 12 | 1974 | MW |  | 123 | 2 | 2877 | 385 | 495 |  |  |  | 10
2007 | 6452 | 619 | 4CWS | OP | 3 | 1963 | OS |  |  |  | Lake Worth | 437 | [12 empty] | 2316 |  |  |  | 300 | 2640 | 12 | 16
2007 | 6452 | 620 | 3CWS | OP | 5 | 1959 | OF |  |  |  | St Johns River | 258 | [12 empty] | 721 |  |  |  | 660 | 500 | 6 | 3
2007 | 6452 | 621 | CP | OP | 4 | 1967 | RC |  |  |  | Cooling Canal System | 4006 |  |  | 4 | 1967 | 3850 | 16069 | [6 empty] | 26729 | 26729
2007 | 803 | 118 | 1 | OP | 7 | 1954 | RI |  |  |  | Wells | 157 | 7 | 1954 |  |  |  |  | 7 | 1954 | MW |  | 157 | 0.373 | 873 |  | 415 | 7
2007 | 24211 | 126 | 2 | OP | 1 | 1960 | RF |  |  |  | Wells | 80 | [6 empty] | 1 | 1960 | MW |  | 80 | 1
2007 | 13168 | 2549 | 67 | OP | 6 | 1957 | OF |  |  |  | Niagara River | 268 | 11 | 1979 | [10 empty] | 606 | [5 empty] | 10 | 8
2007 | 13579 | 2554 | 1 | OP | 6 | 1950 | OF |  |  |  | Lake Erie | 356 | [12 empty] | 1148 |  |  |  | 0 | 0 | 21 | 12
2007 | 22484 | 356 | 8 | OP | 2 | 1967 | OS |  |  |  | Pacific Ocean | 807 | 2 | 1967 | [10 empty] | 4051 |  |  | 58 | 400 | 400 | 16 | 16
2007 | 9216 | 389 | 3 | OP | 11 | 1957 | RI |  |  |  | Dogwood Canal | 70 | [6 empty] | 5 | 1987 | MW |  | 70 | 0.7 | 735 |  | 701 |  | 2800 |  | 14
2007 | 6526 | 2866 | 2 | OP | 7 | 1960 | OF |  |  |  | Ohio River | 212 | 5 | 1996 | [10 empty] | 389 |  |  | 27 |  | 308 | 21 | 36
2007 | 13407 | 7082 | ACC7 | CO | 6 | 2011 | OT
2007 | 6455 | 628 | 5 | OP | 10 | 1984 | RN |  |  |  | Gulf of Mexico | 660 | 10 | 1984 |  |  |  |  | 10 | 1984 | NW |  | 668 | 5 | 25864 |  | 24428 | 136 |  |  | 8 | 5
2007 | 7801 | 641 | 7 | OP | 8 | 1973 | RF |  |  |  | Escambia River | 41 | [6 empty] | 5 | 2007 | MW |  | 400 | 4 | 26893 |  | 26893 |  | 300 |  | 10
2007 | 554 | 1122 | 8
2007 | 15472 | 2364 | 2 | OP | 5 | 1968 | OC | OF |  |  | Merrimack River | 290 |  |  | 6 | 1972 | 16 | 100 | [6 empty] | 3485 | [5 empty] | 7 | 7
2007 | 6035 | 3491 | 1 | OP | 10 | 1976 | OC |  |  |  | Lake Arlington | 1980 | 10 | 1976 | 4 | 1958 | 2200 | 24600 | [6 empty] | 7216 |  |  |  | 0 | 4691 | 15 | 15
2007 | 20404 | 3524 | 1 | RE | 7 | 1953 | OC |  |  |  | Municipal | 62 |  |  | 7 | 1953 | 5200 | 60000 | [6 empty] | 406
2007 | 20404 | 3524 | 4 | RE | 7 | 1971 | OC |  |  |  | Municipal | 120 |  |  | 7 | 1953 | 5200 | 60000 | [6 empty] | 277
2007 | 14328 | 56532 | ACC1 | CO | 12 | 2010 | OT |  |  |  | Tehama Canal | [7 empty] | 12 | 2010 | MD |  |  | 2.6
2007 | 20860 | 4078 | 4 | CO | 1 | 2008 | RI |  |  |  | Wisconsin River | 19 | 7 | 2008 |  |  |  |  | 1 | 2008 | MW |  | 507 | 2.4 | 9500 |  | 4979 |  | 20 | 10 | 8 | 1
2007 | 55936 | 1394 | 1 | OP | 3 | 1960 | OF |  |  |  | Mississippi River | 169 | [12 empty] | 3096 |  |  |  | 339 | 0 | 12 | 0
2007 | 55937 | 3459 | 2 | OP | 12 | 1962 | OS |  |  |  | Sabine Lake | 193 | [12 empty] | 1038 |  |  |  | 0 | 0 | 15 | 0
2007 | 5374 | 54676 | CTOW | OP | 10 | 1994 | RF |  |  |  | Dow Chemical | [7 empty] | 10 | 1994 | MW
2007 | 55867 | 10208 | TC | OP | 1 | 1982 | RI |  |  |  | Lake Michigan | 71 | 1 | 1982 |  |  |  |  | 1 | 1982 | MW |  | 71 | 0.5 |  |  |  |  | 3400 |  | 28
2007 | 4062 | 55503 | CW1 | OP | 8 | 2003 | RI |  |  |  | River | 15 | 8 | 2003 |  |  |  |  | 8 | 2003 | MW |  | 446 | 5.73
2007 | 2877 | 55123 | CT | OP | 2 | 2002 | RF |  |  |  | Municipal | 7 | 2 | 2002 | 2 | 2002 | 7 | 51.5 | 2 | 2002 | MW |  | 431.4 | 4 | 1456 |  | 1456
2007 | 4383 | 55206 | CW | OP | 10 | 2002 | RI |  |  |  | Corpus Christi Ship Channel | 302.5 | [6 empty] | 10 | 2002 | MW |  | 302.5 | 2 | 12494 |  | 7316 |  | 50 | 2000 | 10 | 0
2007 | 4158 | 2384 | 6 | OP | 12 | 1954 | OS |  |  |  | Delaware River | 150 | 6 | 1987 | [10 empty] | 660 |  |  | 243 | 105 | 0 | 18 | 8
2007 | 803 | 2442 | 1 | OP | 5 | 1963 | RC |  |  |  | San Juan River | 200 | 5 | 1963 | 12 | 1962 | 1275 | 39000 | [6 empty] | 995 | 679 |  | 26
2007 | 54863 | 8906 | 5 | OP | 12 | 1962 | OS |  |  |  | East River | 477 | [12 empty] | 3754 |  |  |  | 55 |  | 25
2007 | 3901 | 10071 | UNIT2 | OP | 6 | 1988 | RI |  |  |  | Wells | 2 | 6 | 1988 |  |  |  |  | 6 | 1988 | MW |  | 78.6 | 1 | 1800 |  | 1200
2007 | 9379 | 10143 | EBE | OP | 5 | 1995 | RI |  |  |  | VETERA RESERVOIR | 1.84 | [6 empty] | 5 | 1995 | MW |  | 18.4 | 0.6 | 2400 |  | 2400 |  | 90 |  | 25
2007 | 11241 | 1402 | 1 | OP | 3 | 1961 | OF |  |  |  | Mississippi River | 325 | [12 empty] | 1726 |  |  |  | 0 | 0 | 10 | 5
2007 | 11241 | 1403 | 1 | OP | 5 | 1951 | OF |  |  |  | Mississippi River | 256 | [12 empty] | 799 |  |  |  | 0 | 0 | 15 | 15
2007 | 11241 | 1404 | 3 | OS | 6 | 1958 | OF |  |  |  | Ouachita River | 245 | [12 empty] | 1006 |  |  |  | 0 | 100 | 15 | 20
2007 | 14354 | 4158 | CW42 | OP | 1 | 1961 | OF | RI |  |  | North Platte River | 95 | [6 empty] | 12 | 1974 | MW |  | 243 | 1 | 2210 |  | 2210 |  |  |  | 7 | 4
2007 | 12792 | 2625 | 1 | OP | 9 | 1972 | OS |  |  |  | HUDSON RIVER | 856 | [12 empty] | 4516 |  |  |  |  | 1350 | 28 | 15
2007 | 12792 | 2625 | 2 | OP | 4 | 1974 | OS |  |  |  | HUDSON RIVER | 856 | [12 empty] | 4516 |  |  |  |  | 1350 | 28 | 15
2007 | 1307 | 6204 | 3 | OP | 11 | 1982 | RF |  |  |  | Laramie River | 37 | [6 empty] | 11 | 1982 | MW |  | 490 | 2 | 16991 |  | 16991 |  | 140 |  | 54
2007 | 17543 | 6249 | 4 | OP | 11 | 1981 | RF |  |  |  | Wadmacon Creek | 14 | 11 | 1981 |  |  |  |  | 11 | 1981 | MW |  | 277 | 3 | 2350 |  | 2350 |  | 30 | 35 | 9
2007 | 7140 | 6257 | 1 | OP | 3 | 1982 | RN |  |  |  | Lake Juliette | 37 | 8 | 1986 |  |  |  |  | 3 | 1982 | NW |  | 580 |  | 8841 |  | 8841 |  | 130 |  | 26
2007 | 11208 | 6481 | 2HRC | OP | 5 | 1987 | RI |  |  |  | DMAD Reservoir | 44 | 5 | 1987 |  |  |  |  | 5 | 1987 | MW |  | 763 | 3 | 40386 |  | 40386 |  |  |  | 20
2007 | 298 | 6558 | 2 | OP | 6 | 1963 | RI |  |  |  | WELLS | 52 | [6 empty] | 6 | 1965 | MW |  | 52 | 3 | 1470
2007 | 814 | 6641 | 2 | OP | 1 | 1985 | RN |  |  |  | River | 22 | 1 | 1985 |  |  |  |  | 1 | 1985 | NW |  | 690 | 7 | 11572 |  | 11047 | 525 | 0 | 0 | 16 | 1
2007 | 12341 | 6664 | 101 | OP | 10 | 1983 | RI |  |  |  | Wells | 16 | [6 empty] | 10 | 1983 | MW |  | 628 | 3 | 18103 |  | 11172
2007 | 261 | 6705 | 4 | OP | 10 | 1970 | OF |  |  |  | Ohio River | 833 | 4 | 1960 | [10 empty] | 4870 |  |  | 115 |  | 16 | 33 | 10
2007 | 18642 | 3393 | 1 | OP | 5 | 1959 | OF |  |  |  | Mississippi River | 769 | [17 empty] | 4200 | 16 | 10
2007 | 18642 | 3396 | 1 | OP | 6 | 1967 | OF |  |  |  | Clinch River | 886 | [16 empty] | 600 | 740 | 25 | 10
2007 | 54907 | 3438 | 1 | OP | 6 | 1958 | RI |  |  |  | Municipal | 2 | [6 empty] | 6 | 1958 | MW |  | 127 | 0.569 | 274 |  | 274
2007 | 54907 | 3440 | 3 | SC | 5 | 1959 | RI |  |  |  | City of Corpus Christi | 4 | [6 empty] | 5 | 1959 | MW |  | 159 | 0.455
2007 | 54907 | 3440 | 4 | SC | 5 | 1969 | RI |  |  |  | City of Corpus Christi | 5 | [6 empty] | 5 | 1969 | MW |  | 272 | 0.746
2007 | 49979 | 3441 | 6 | SC | 5 | 1965 | OS |  |  |  | Nueces Bay | 220 | [12 empty] | 859 |  |  |  |  | 415 | 20 | 5
2007 | 16183 | 2642 | 001 | OP | 12 | 1948 | OF |  |  |  | LAKE ONTARIO | 266 | 12 | 1948 | [10 empty] | 3000 |  |  |  | 3800 | 0 | 36 | 8
2007 | 3046 | 2706 | 2 | OP | 5 | 1964 | RC |  |  |  | Lake Julian | 256 |  |  | 5 | 1964 | 320 | 9000 | [6 empty] | 2366 | 1366 |  |  |  |  | 6
2007 | 3046 | 2712 | 3 | OP | 6 | 1973 | RC | OF | RF |  | Lake Hyco | 782 |  |  | 5 | 1966 | 3750 | 77000 | 10 | 1976 | MW |  | 782 | 6 | 21135 | [5 empty] | 10 | 10
2007 | 5416 | 2718 | 1 | OP | 6 | 1957 | OF |  |  |  | Lake Wylie | 186 | [12 empty] | 4000 | [5 empty] | 16 | 18
2007 | 5416 | 2723 | 2 | OP | 3 | 1950 | OF |  |  |  | Dan River | 125 | [12 empty] | 855 | [5 empty] | 6 | 7
2007 | 14063 | 2951 | CP | OP | 8 | 2002 | RC |  |  |  | N. Canadian River Wells | 66 |  |  | 8 | 2002 | 300 | 900 | [6 empty] | 2738 | 2117 |  |  |  |  | 4
2007 | 15474 | 2963 | 3314 | OP | 9 | 1980 | RF |  |  |  | Verdigris River | 66 | 9 | 1982 |  |  |  |  | 9 | 1980 | MW |  | 430 | 30 | 1400 |  | 1400 |  |  | 900 | 40
2007 | 15466 | 525 | H2 | OP | 9 | 1976 | RF |  |  |  | Yampa River | 12 | [6 empty] | 9 | 1976 | MW |  | 298 | 3 | 851 |  | 851 |  | 2640 |  | 8
2007 | 55877 | 10485 | 1 | OP | 1 | 1949 | OS |  |  |  | Old Road Bay | 153
2007 | 14932 | 10672 | 1 | OP | 1 | 1994 | RI |  |  |  | Industrial Waste Water | 330 | 1 | 1994 |  |  |  |  | 1 | 1994 | MW |  | 356 | 1 | 10025 |  | 10000 | 25
2007 | 12492 | 10745 | SDM46 | OP | 6 | 1989 | RC |  |  |  | Tittabawasee River | 90 | 6 | 1989 | 6 | 1989 | 800 | 13200
2007 | 6035 | 3453 | 1 | OP | 6 | 1938 | OC |  |  |  | Mountian Creek Lake | 1563 | 6 | 1938 | 3 | 1931 | 2741 | 23099 | [6 empty] | 5997 |  |  | 30 | 0 | 5808 | 20 | 10
2007 | 2442 | 3561 | 5 | OS | 6 | 1966 | RF |  |  |  | Municipal | 52 | [6 empty] | 6 | 1966 | MW |  | 52 | 0.434 | 122
2007 | 11269 | 3601 | CP3 | OP | 4 | 1972 | RC |  |  |  | Colorado River/LK Bastrop | 433 | 6 | 1968 | 6 | 1964 | 906 | 16593 | [6 empty] | 38 |  |  | 38 |  | 400 | 12 | 2
2007 | 9273 | 994 | 4 | OP | 4 | 1986 | RF |  |  |  | White River | 19 | [6 empty] | 4 | 1986 | MW |  | 400 | 4 | 42411 |  |  |  | 500 |  | 5
2007 | 3542 | 55736 | 2CCW | OP | 6 | 2003 | RF |  |  |  | Ohio River | 10.7 | 6 | 2003 |  |  |  |  | 6 | 2003 | MW |  | 354.9 | 5.4 |  |  |  |  | 91 | 5 | 16
2007 | 14298 | 55215 | CTW2 | OP | 6 | 2001 | RF |  |  |  | Texland Well Water | 10.2 | 6 | 2001 |  |  |  |  | 6 | 2001 | MW |  | 329.7 | 1.34 | [6 empty] | 85 | 85
2007 | 49756 | 6016 | 1 | OP | 6 | 1976 | RC |  |  |  | Duck Creek Reservoir | 468 |  |  | 6 | 1976 | 1655 | 51518 | [6 empty] | 20582 | 20582
2007 | 54907 | 3442 | 5 | OP | 5 | 1948 | RI |  |  |  | Resaca de las Palmas | 1 | [6 empty] | 6 | 1985 | MW |  | 61 | 0.109 | 62 |  | 996 |  |  |  | 10
2007 | 7140 | 703 | 4CT | OP | 11 | 1975 | RN |  |  |  | Etowah River | 48 | 11 | 1975 |  |  |  |  | 11 | 1975 | NW |  | 690 | 0.002 | 5652 |  | 3000 |  | 0 | 0 | 15 | 0
2007 | 7140 | 728 | Y4CS | OP | 6 | 1957 | RI |  |  |  | Chatte River | 180 | 6 | 1957 |  |  |  |  | 4 | 2004 | MW |  | 1114 | 2 |  |  | 73775 |  | 0 | 0 | 20 | 20
2007 | 15470 | 1001 | 2 | OP | 6 | 1972 | OF | RF |  |  | Wabash River | 726 | 10 | 1970 |  |  |  |  | 6 | 1972 | MW |  | 374 | 5 | 3040 |  | 1500 |  | 0 | 0 | 10 | 0
2007 | 6958 | 4266 | 2 | RE | 6 | 1955 | RF |  |  |  | Municipal | 7 | [6 empty] | 6 | 1955 | MW |  | 66 | 1 | 235 |  | 235
2007 | 6958 | 4266 | 5 | OP | 6 | 1973 | RF |  |  |  | Municipal | 18 | [6 empty] | 6 | 1973 | MW |  | 133 | 1 | 819 |  | 819
2007 | 15474 | 4940 | 1501 | OP | 4 | 1974 | RF |  |  |  | Arkansas | 445 | 7 | 1979 |  |  |  |  | 4 | 1974 | MW |  | 476 | 5 | 1400 |  | 1400 |  |  | 20 |  | 3
2007 | 16572 | 4941 | 3A-3B | OP | 4 | 1976 | RI |  |  |  | Lake Powell | 21 | [6 empty] | 4 | 1976 | MW |  | 602 | 6 | 5236 |  | 2391 |  |  |  | 220
2007 | 15298 | 6076 | 4 | OP | 4 | 1986 | RF |  |  |  | Yellowstone River | 489 | [6 empty] | 4 | 1986 | MW |  | 489 | 5 | 9000 | 500 | 8500 |  | 200 |  | 15
2007 | 11252 | 1464 | 1C2 | SB | 6 | 1972 | RF |  |  |  | Wells | 4 | [6 empty] | 6 | 1972 | MW |  | 140 | 4 | 256 |  | 256
2007 | 31719 | 1507 | 1 | OP | 12 | 1957 | OS |  |  |  | CASCO BAY | 74 | [12 empty] | 301 |  |  |  | 825 | 300 | 10 | 2
2007 | 13781 | 1915 | 1 | OP | 2 | 1968 | OC | OF |  |  | Lake St. Croix | 763 | [6 empty] | 2 | 1968 | MW |  | 500 | 7 | 4442 |  | 4442 |  |  |  | 6 | 10
2007 | 770 | 2094 | 3 | OP | 6 | 1969 | OF |  |  |  | Missouri River | 418 | [12 empty] | 1618 | [5 empty] | 15 | 15
2007 | 49756 | 856 | 3 | OP | 6 | 1972 | OF |  |  |  | Illinois River | 423 | [12 empty] | 5000 | [5 empty] | 12 | 9
2007 | 30151 | 6021 | C3 | OP | 10 | 1984 | RF |  |  |  | Yampa River | 20 | [6 empty] | 10 | 1984 | MW |  | 340 | 1.1 | 3185 |  | 3185 |  | 7920 |  | 8
2007 | 5580 | 6041 | 2 | OP | 3 | 1981 | RF |  |  |  | Wells and River Water | 468 | [6 empty] | 3 | 1981 | MW |  | 468 | 2 | 5170 |  | 5170 |  | 30 |  | 5
2007 | 11252 | 6055 | 2C2 | OP | 3 | 1981 | RF |  |  |  | Mississippi River | 50 | [6 empty] | 3 | 1981 | MW |  | 523 | 9.5 | 10770 |  | 10770 |  | 1000 | 1000 | 10 | 10
2007 | 10000 | 6065 | 1 | OP | 5 | 1980 | OF |  |  |  | Missouri River | 829 | [12 empty] | 14079 | [5 empty] | 15
2007 | 12686 | 6073 | BCCF | OP | 3 | 1977 | RC |  |  |  | Municipal County | 884 |  |  | 3 | 1977 | 1200 | 8400 | [12 empty] | 10
2007 | 49888 | 56222 | COOL1 | CN | [6 empty] | Kentucky River | [9 empty] | MW
2007 | 814 | 170 | 2 | OP | 6 | 1949 | OF |  |  |  | Lake Catherine | 110 | 7 | 1984 | [10 empty] | 254 |  |  |  | 90 | 0 | 36 | 3
2007 | 807 | 203 | 01 | OP | 5 | 1972 | OF | OC |  |  | OUACHITA RIVER | 91 |  |  | 5 | 1972 | 3 | 16 | [6 empty] | 1032 | 150 |  |  | 20 | 10 | 8 | 0
2007 | 19436 | 2103 | 1 | OP | 6 | 1970 | OF |  |  |  | Missouri River | 477 | [12 empty] | 7480 |  |  |  | 30 | 550 | 25 | 0
2007 | 15452 | 568 | BHC3 | OP | 8 | 1968 | OS |  |  |  | Bridgeport Harbor | 445 | [16 empty] | 20 |  | 10 | 6
2007 | 520 | 861 | 02 | OP | 9 | 1972 | OC | RI |  |  | McDavid Branch | 468 |  |  | 12 | 1965 | 1100 | 22000 | 5 | 2002 | MW |  | 60 | 1 | 28790 | 21790 | 7000 |  |  |  | 10
2007 | 5701 | 3456 | 4 | OP | 8 | 1975 | RI |  |  |  | Wells, waste water effluent | 2 | [6 empty] | 8 | 1975 | MW |  | 134 | 1 | 1800
2007 | 54888 | 3460 | C3 | SC | 12 | 1974 | OC |  |  |  | Upper Galveston Bay | 744 |  |  | 6 | 1974 | 2750 | 13750 | [10 empty] | 0 | 0 | 0 | 0
2007 | 54888 | 3466 | C3 | OS | 12 | 1968 | OS |  |  |  | Galveston Bay | 653
2007 | 15470 | 1004 | 8 | OP | 12 | 1951 | OF |  |  |  | West fork White River | 133 | [12 empty] | 283 |  |  |  | 0 | 15 | 9 | 2
2007 | 15470 | 1008 | 2 | OP | 12 | 1958 | OF |  |  |  | Ohio River | 168 | [12 empty] | 604 |  |  |  | 0 | 0 | 9 | 7
2007 | 15470 | 1008 | 3 | OP | 4 | 1960 | OF |  |  |  | Ohio River | 168 | [12 empty] | 624 |  |  |  | 0 | 0 | 9 | 7
2007 | 15470 | 1008 | 4 | OP | 3 | 1961 | OF |  |  |  | Ohio River | 168 | [12 empty] | 621 |  |  |  | 0 | 0 | 9 | 7
2007 | 17633 | 1012 | 3 | OP | 4 | 1973 | OF |  |  |  | Ohio River | 308 | 4 | 1973 | [10 empty] | 3411 |  |  | 3411 |  |  | 30 | 16
2007 | 9267 | 1043 | 2CW | OP | 5 | 1970 | OF |  |  |  | White River | 159 | 4 | 2006 | [10 empty] | 469 |  |  |  | 0 | 0 | 16 | 2
2007 | 9417 | 1047 | 4 | OP | 6 | 1977 | OF |  |  |  | Mississippi River | 312 | 9 | 1992 | [10 empty] | 3167 |  |  | 33 |  |  | 6 | 2
2007 | 9417 | 1077 | 1 | OP | 6 | 1955 | RF |  |  |  | Wells | 110 | [6 empty] | 6 | 1955 | MW |  | 109 | 0.373 | 1024 |  | 1019
2007 | 12341 | 1081 | 2 | OP | 6 | 1949 | OF |  |  |  | Miss River | 250 | 4 | 1994 | [10 empty] | 614 |  |  | 72 | 73 | 3 | 9 | 4
2007 | 12341 | 1082 | 3 | OP | 12 | 1978 | OF |  |  |  | Missouri River | 806 | [12 empty] | 8852 | [5 empty] | 16 | 8
2007 | 14412 | 55306 | CT-1 | OP | 7 | 2003 | RI |  |  |  | wells | 7.2 | [6 empty] | 7 | 2003 | MW |  | 389.7 | 4.2 | 11372 |  | 6175
2007 | 14412 | 55306 | CT-4 | OP | 5 | 2003 | RI |  |  |  | wells | 7.2 | [6 empty] | 5 | 2003 | MW |  | 389.7 | 4.2 | 11372 |  | 6175
2007 | 54796 | 55380 | CT-4 | OP | 1 | 2003 | RI |  |  |  | Ouachita River | 7.2 | 1 | 2003 |  |  |  |  | 6 | 2003 | MW |  | 389.7 | 4.2 | 12869 |  | 8216 | 7344 | 10 | 5 |  | 4
2007 | 54888 | 3470 | C1 | OP | 5 | 1958 | RC |  |  |  | Brazos River | 258 |  |  | 12 | 1958 | 2500 | 19000
2007 | 17718 | 2454 | 122C | OP | 7 | 1965 | RI |  |  |  | Wells | 222 | [6 empty] | 7 | 1965 | MW |  | 223 | 1 | 1168 |  | 820
2007 | 2172 | 3628 | 1 | OP | 10 | 1968 | OF |  |  |  | Lake Palo Pinto | 134 | [16 empty] | 0 | 300 | 30 | 5
2007 | 19830 | 1564 | 8 | OP | 12 | 1971 | RF |  |  |  | Nanticoke River | 3 |  |  | 12 | 1971 | 2 | 27 | 12 | 1971 | MW |  | 147 | 1 | 469 |  | 469 |  | 220 | 235 | 8 | 2
2007 | 12628 | 1571 | 3 | OP | 6 | 1975 | RN |  |  |  | PATUXENT RIVER | 16 | 6 | 1975 |  |  |  |  | 6 | 1975 | NW |  | 580 | 7 | 384 |  |  |  | 1075 |  | 15
2007 | 6035 | 1589 | 1 | RE | 8 | 1965 | OS |  |  |  | Boston Harbor | 422 | [12 empty] | 981 | [5 empty] | 11 | 6
2007 | 21461 | 1599 | 2 | OP | 7 | 1975 | OS |  |  |  | Cape Cod Canal | 426 | 2 | 1976 | [10 empty] | 3008 |  |  | 3008 | 35 | 110 | 12 | 32
2007 | 50018 | 1626 | 1 | OP | 11 | 1951 | OS |  |  |  | ATLANTIC OCEAN | 192 | 11 | 1951 | [10 empty] | 196 |  |  | 10 | 0 | 0 | 13 | 2
2007 | 50018 | 1626 | 3 | OP | 6 | 1958 | OS |  |  |  | ATLANTIC OCEAN | 203 | 6 | 1958 | [10 empty] | 287 |  |  | 10 | 0 | 0 | 13 | 2
2007 | 15708 | 55179 | UNIT1 | OP | 9 | 2001 | RI |  |  |  | Well | 3.1 | 9 | 2001 |  |  |  |  | 9 | 2001 | MW |  | 130 | 1 | 1739 |  | 1064
2007 | 55911 | 55011 | UNIT1 | OP | 9 | 1997 | RI |  |  |  | Municipal | 3.4 | 9 | 1997 |  |  |  |  | 9 | 1997 | MW |  | 139 | 0.6 | 1739 |  | 1064
2007 | 55912 | 55010 | UNIT1 | OP | 10 | 1997 | RI |  |  |  | 3M Waste | 3.5 | 10 | 1997 |  |  |  |  | 10 | 1997 | MW |  | 139 | 1 | 1739 |  | 1064
2007 | 7698 | 55153 | CT2 | OP | 12 | 2000 | RF |  |  |  | lake Dunlap | 10.2 | [6 empty] | 10 | 2000 | MW |  | 5.1 | 1.2 |  |  |  |  | 60 |  | 16
2007 | 19876 | 50966 | 1 | OP | 3 | 1991 | RI |  |  |  | Municipal | [7 empty] | 3 | 1991 | MW |  | 98 | 0.3
2007 | 13168 | 2549 | 63 | RE | 6 | 1942 | OF |  |  |  | Niagara RIver | 186 | 11 | 1979 | [10 empty] | 606 | [5 empty] | 18 | 7
2007 | 54888 | 3471 | C1 | SC | 5 | 1965 | OS |  |  |  | Clear Creek | 178 | [16 empty] | 0 | 0 | 0 | 0
2007 | 50018 | 1626 | 4 | OP | 7 | 1972 | OS |  |  |  | ATLANTIC OCEAN | 353 | 7 | 1972 | [10 empty] | 1452 |  |  | 10 | 0 | 0 | 15 | 2
2007 | 14354 | 6101 | AC91 | OP | 9 | 1978 | OT |  |  |  | Municipal | [13 empty] | 20158
2007 | 12631 | 271 | 7 | OP | 12 | 1972 | RF |  |  |  | Sacramento/ San Joaquin RI | 45 | [6 empty] | 3 | 1977 | MW |  | 830 | 13 | 12800 |  | 20000
2007 | 5416 | 2723 | 3 | OP | 8 | 1955 | OF |  |  |  | Dan River | 183 | [12 empty] | 855 | [5 empty] | 6 | 7
2007 | 5416 | 2732 | 4 | OP | 10 | 1952 | OF |  |  |  | Catawba River | 149 | [12 empty] | 383 | [5 empty] | 18 | 10
2007 | 5416 | 2732 | 7 | OP | 11 | 1954 | OF |  |  |  | Catawba River | 172 | [12 empty] | 383 | [5 empty] | 18 | 10
2007 | 1307 | 2817 | 2 | OP | 12 | 1975 | OF |  |  |  | Missouri River | 348 | [12 empty] | 1593 | [6 empty] | 2
2007 | 733 | 3775 | 3 | OP | 12 | 1961 | RI |  |  |  | Clinch River | 16 | 12 | 1961 |  |  |  |  | 12 | 1961 | MW |  | 245 | 0.08 | 862 |  | 853 | 8 | 5 |  | 5
2007 | 733 | 3776 | 6 | OP | 5 | 1957 | OF |  |  |  | New River | 343 | [12 empty] | 470 | [5 empty] | 10
2007 | 12588 | 3788 | 1 | OP | 10 | 1949 | OF |  |  |  | Potomic River | 149 | 10 | 1949 | [10 empty] | 322 |  |  |  | 0 | 15 | 15 | 5
2007 | 12588 | 3788 | 2 | OP | 6 | 1950 | OF |  |  |  | Potomic River | 149 | 6 | 1950 | [10 empty] | 322 | [5 empty] | 15 | 5
2007 | 5517 | 892 | 1 | OP | 6 | 1953 | OF |  |  |  | Illinois River | 356 | [12 empty] | 1081 |  |  |  | 0 | 0 | 0 | 0
2007 | 17828 | 963 | 33 | OP | 6 | 1978 | OC |  |  |  | Lake Springfield | 290 |  |  | 6 | 1978 | 4234 | 61039 | [12 empty] | 24 | 6
2007 | 13143 | 1167 | 8 | OP | 6 | 1969 | OF |  |  |  | Mississippi River | 167 | 12 | 1995 | [10 empty] | 411 |  |  | 20 | 40 | 0 | 4 | 2
2007 | 10005 | 1242 | 1 | OP | 5 | 1952 | RF |  |  |  | Wells | 2 | [6 empty] | 3 | 1999 | MW |  | 94 | 1 | 618 |  | 248
2007 | 10005 | 1242 | 3 | OP | 1 | 1956 | RF |  |  |  | Wells | 3 | [6 empty] | 11 | 1998 | MW |  | 139 | 2 | 1472 |  | 1133
2007 | 19099 | 3845 | CW22 | OP | 12 | 1972 | RI |  |  |  | Skookumchuk River | 16 | [6 empty] | 12 | 1972 | MW |  | 500 | 2 | 18000 |  | 7500 |  |  |  | 30
2007 | 17650 | 7826 | U4C | OP | 6 | 2003 | RF |  |  |  | City Water System | 259 | 6 | 2003 |  |  |  |  | 6 | 2003 | MW |  | 258 | 0.909
2007 | 19323 | 6146 | 1 | OP | 5 | 1977 | OC |  |  |  | Martin Lake | 4711 | 5 | 1977 | 5 | 1977 | 5020 | 77619 | [6 empty] | 16798 | 16798 |  |  | 0 | 0 | 32
2007 | 9324 | 6166 | CT1 | OP | 12 | 1984 | RN |  |  |  | Ohio River | 22 | [6 empty] | 12 | 1984 | NW |  | 1337 | 13 | 38812 |  | 24978 |  | 136 |  | 18
2007 | 20847 | 6170 | 801 | OP | 6 | 1980 | RI |  |  |  | Lake Michigan | 13 | [6 empty] | 6 | 1980 | MW |  | 446 | 2 | 24015 |  | 15574 |  | 1750 |  | 11
2007 | 10171 | 1355 | 3 | OP | 7 | 1971 | RI |  |  |  | Herrington Lake | 51 | 7 | 1971 |  |  |  |  | 7 | 1971 | MW |  | 385 | 1 | 1032 |  | 814 |  | 10 | 100 | 25
2007 | 10171 | 1356 | 4 | OP | 6 | 1984 | RF |  |  |  | Ohio River | 58 | [6 empty] | 6 | 1984 | MW |  | 383 | 3 | 3402 |  | 2602 |  | 50 |  | 20
2007 | 10171 | 1361 | 2 | SB | 6 | 1948 | OF |  |  |  | Kentucky River | 78 | [12 empty] | 28 | [5 empty] | 15 | 5
2007 | 10171 | 1361 | 3 | OP | 7 | 1953 | OF |  |  |  | Kentucky River | 123 | [12 empty] | 28 | [5 empty] | 9 | 5
2007 | 11249 | 1363 | 5 | OP | 6 | 1966 | OF |  |  |  | Ohio River | 231 | [12 empty] | 1529 | [5 empty] | 4 | 3
2007 | 30002 | 50398 | 9CT | OP | 10 | 1981 | RF |  |  |  | Wells | 45 | 10 | 1981 |  |  |  |  | 10 | 1981 | MW |  | 45 | 1 | 668 |  | 668
2007 | 16190 | 50406 | 1 | OP | 9 | 1990 | RI |  |  |  | Kennebec River | 5 | 9 | 1990 |  |  |  |  | 9 | 1990 | MW |  | 134 | 2 | 793 |  | 613 |  | 1500 |  | 5
2007 | 16572 | 6177 | U1CW | OP | 12 | 1979 | RI |  |  |  | Wells | 401 | [6 empty] | 12 | 1979 | MW |  | 401 | 2 | 3344
2007 | 17718 | 6193 | 061C | OP | 7 | 1976 | RI |  |  |  | Municipal | 430 | [6 empty] | 7 | 1976 | MW |  | 430 | 2 | 5062 |  | 3266
2007 | 4922 | 2848 | CT | OP | 6 | 2000 | OC |  |  |  | Great Miami River | 579 | [6 empty] | 6 | 2000 | MW |  | 100 | 1.7 | 4100 |  | 4100 |  | 175 | 446 | 4 | 5
2007 | 4922 | 2850 | 1 | OP | 5 | 1971 | OF |  |  |  | Ohio River | 481 | [12 empty] | 4003 |  |  |  | 100 | 2250 | 40 | 5
2007 | 13960 | 302 | 4 | OP | 11 | 1973 | OS |  |  |  | Ocean | 401 | 11 | 1973 | [10 empty] | 2127 |  |  |  | 480 | 480 | 8 | 8
2007 | 22148 | 315 | 2 | OP | 2 | 1957 | OS |  |  |  | Cerritos Channel | 160 | 2 | 1957 | [10 empty] | 389 | [5 empty] | 12
2007 | 9231 | 2132 | 2 | OP | 6 | 1965 | RF |  |  |  | Wells | 91 | [6 empty] | 6 | 1965 | MW |  | 91 | 1 |  |  | 165
2007 | 17650 | 7897 | U2C | OP | 6 | 2003 | RF |  |  |  | Alabama River | 6 | [6 empty] | 6 | 2003 | MW |  | 267 | 1.5 | 42000 |  | 2600 |  |  |  | 30 | 20
2007 | 2172 | 54817 | 1 HRC | OP | 1 | 1997 | RI |  |  |  | Municipal | 168 | [6 empty] | 1 | 1997 | MW |  | 168 | 1.8
2007 | 18611 | 55062 | CLTWR | OP | 9 | 2000 | RI |  |  |  | Municipal | 620 | [6 empty] | 9 | 2000 | MW |  | 620 | 5
2007 | 12341 | 1091 | 3 | OP | 12 | 1975 | OF |  |  |  | Missouri River | 613 | [12 empty] | 3230 | [5 empty] | 12 | 15
2007 | 733 | 3938 | 31 | OP | 8 | 1951 | OF |  |  |  | Ohio River | 223 | 2 | 1986 | [10 empty] | 268 |  |  | 86 | 28 |  | 24 | 13
2007 | 12796 | 3945 | 5 | OP | 1 | 1943 | OF |  |  |  | Monongahela River | 73 | [12 empty] | 108 |  |  |  | 0 | 0 | 20 | 10
2007 | 22484 | 356 | 6 | OP | 10 | 1954 | OS |  |  |  | Pacific Ocean | 255 | 10 | 1954 | [10 empty] | 4113 |  |  | 44 | 1650 | 1650 | 16 | 16
2007 | 18569 | 55439 | CLTWR | OP | 5 | 2004 | RI |  |  |  | James River | 10 | 5 | 2004 |  |  |  |  | 5 | 2004 | MW |  | 608 | 8.4 |  |  |  |  | 180 |  | 3
2007 | 6090 | 50625 | PP2 | OP | 6 | 1993 | RI |  |  |  | LNVA | 1 | [6 empty] | 6 | 1993 | MW |  | 16 | 0.459 | 1400 |  | 1400 |  | 2800 |  | 10
2007 | 6844 | 55480 | C Tow1 | OP | 6 | 2003 | RF |  |  |  | Duck Creek Water Treatment | 8 | 6 | 2003 |  |  |  |  | 6 | 2003 | MD |  | 987 | 22.3 | 10002 |  | 10000
2007 | 55936 | 1393 | 4 | OP | 7 | 1970 | RF |  |  |  | Municipal-SRA | 14 | [6 empty] | 7 | 1970 | MW |  | 524 | 2 | 4486 |  | 4486
2007 | 6455 | 8048 | 1 | OP | 10 | 1974 | OS | RF | OT |  | Anclote River | 4433 | 7 | 1981 |  |  |  |  | 7 | 1981 | MW |  | 1270 | 15 | 17021 |  | 16251 | 770 |  |  | 7 | 7
2007 | 14165 | 3138 | 4 | OP | 6 | 1958 | OF |  |  |  | Beaver River | 134 | [12 empty] | 330 | [5 empty] | 2 | 2
2007 | 15276 | 3148 | 4 | OP | 3 | 1977 | RN |  |  |  | Delaware River | 40 | [6 empty] | 3 | 1977 | NW |  | 624 |  | 13983 |  | 7498 |  |  |  | 11
2007 | 22001 | 3152 | 3 | OP | 4 | 1951 | OF |  |  |  | Susquehanna River | 127 | [12 empty] | 809 | [5 empty] | 7 | 8
2007 | 6035 | 3161 | 4 | OP | 6 | 1976 | OF |  |  |  | Delaware River | 612 | [12 empty] | 9446 |  |  |  | 0 | 300 | 20 | 40
2007 | 14006 | 3948 | 2 | OP | 5 | 1971 | RN |  |  |  | Ohio River | 18 | [6 empty] | 5 | 1971 | NW |  | 552 |  | 9719 |  | 8454 |  | 80 |  | 10
2007 | 195 | 8 | 5-7 | OP | 1 | 1944 | OF |  |  |  | Warrior River | 528 | [12 empty] | 501 |  |  |  | 3300 | 550 | 23 | 13
2007 | 803 | 113 | 4 | OP | 6 | 1981 | RI |  |  |  | Wells | 299 | 6 | 1981 |  |  |  |  | 6 | 1981 | MW |  | 299 | 2 | 1439 |  | 1367 | 72
2007 | 803 | 116 | 1 | OP | 6 | 1960 | RF |  |  |  | Wells | 129 | [6 empty] | 6 | 1960 | MW |  | 129 | 1 | 653 |  | 379 | 17
2007 | 803 | 116 | 2 | OP | 3 | 1960 | RF |  |  |  | Wells | 129 | [6 empty] | 3 | 1960 | MW |  | 129 | 1 | 653 |  | 379 | 17
2007 | 13960 | 302 | 1 | OP | 11 | 1954 | OS |  |  |  | Ocean | 103 | 11 | 1954 | [10 empty] | 4434 |  |  |  | 330 | 330 | 8 | 8
2007 | 12796 | 3946 | 1 | OP | 2 | 1949 | OF |  |  |  | Ohio River | 104 | [12 empty] | 292 |  |  |  | 10 |  | 18 | 29
2007 | 924 | 7757 | 2 | PL |  |  | RF |  |  |  | Neosho river | [9 empty] | MW
2007 | 313 | 55139 | CIRC1 | OP | 8 | 2003 | OF |  |  |  | LAKE GRANBURY | 423 | 8 | 2003 |  |  |  |  | 8 | 2003 | MW |  | 423 |  | 3000 |  | 1500 |  | 140 | 150 | 55 | 0
2007 | 55924 | 56671 | PAB | CO | 1 | 2011 | RI |  |  |  | Monongahela River | 17 | 3 | 2010 |  |  |  |  | 1 | 2011 | MW |  | 601.6 | 5.4 |  |  |  |  | 160
2007 | 3542 | 55397 | CW | OP | 6 | 2002 | RF |  |  |  | Muskingum River | 10 | [6 empty] | 6 | 2002 | MW |  | 354 | 5.4
2007 | 4254 | 1695 | 2 | OP | 5 | 1999 | OF |  |  |  | Muskegon Lake | [17 empty] | 0 | 0 | 0 | 0
2007 | 4254 | 1695 | 4 | OP | 8 | 1956 | OF |  |  |  | Muskogon Lake | 267 | [16 empty] | 0 | 0 | 0 | 0
2007 | 6452 | 617 | 2CWS | OP | 5 | 1961 | OS |  |  |  | Intercoastal Waterway | 357 | [12 empty] | 1067 |  |  |  | 1520 | 3945 | 7 | 5
2007 | 55745 | 55463 | 210CLG | SB | 9 | 2003 | RI |  |  |  | Municipal | 4.4 | [6 empty] | 9 | 2003 | MW |  | 227 | 2.2 | 4409 |  | 1830
2007 | 5517 | 55131 | C1 | OP | 11 | 2001 | RI |  |  |  | Illinois River | 898 | 11 | 2001 |  |  |  |  | 11 | 2001 | MW |  | 338 | 0.7 |  |  |  |  | 200 | 200 | 8 | 8
2007 | 54915 | 55178 | CT | OP | 2 | 2002 | RF |  |  |  | Municipal | 274 | [6 empty] | 2 | 2002 | MW |  | 301 | 2
2007 | 14354 | 8066 | CW74 | OP | 11 | 1979 | RI |  |  |  | Green River | 11 | [6 empty] | 11 | 1979 | MW |  | 357 | 2 | 3163 |  | 3163 |  |  |  | 8
2007 | 20860 | 4072 | 8 | OP | 12 | 1964 | OF |  |  |  | Fox River | 221 | 6 | 1993 | [10 empty] | 149 |  |  | 120 | 12 | 6 | 6 | 6
2007 | 11249 | 1364 | 3 | OP | 8 | 1978 | RF |  |  |  | Ohio River | 457 | [6 empty] | 8 | 1978 | MW |  | 457 | 1 | 6631 |  | 6631 |  | 0 | 0 | 10 | 4
2007 | 20546 | 1381 | C1 | OP | 9 | 1969 | OF |  |  |  | Ohio River | 184 | [12 empty] | 3214 |  |  |  | 0 | 0 | 9 | 0
2007 | 5347 | 52005 | P3CT
2007 | 5109 | 1726 | 1 | OP | 11 | 1934 | OF |  |  |  | Detroit River | 500 | [12 empty] | 1724 |  |  |  | 0 | 0 | 0 | 0
2007 | 5109 | 1733 | 4 | OP | 5 | 1974 | OF |  |  |  | Raisin River | 779 | [12 empty] | 19649
2007 | 5109 | 1743 | 1 | OP | 8 | 1953 | OF |  |  |  | St Clair River | 2080 | [12 empty] | 11532 |  |  |  | 0 | 0 | 0 | 18
2007 | 5109 | 1745 | 7 | OP | 8 | 1949 | OF |  |  |  | Trenton Channel | 329 | 3 | 1982 | [10 empty] | 1500 |  |  |  | 0 | 0 | 0 | 0
2007 | 20847 | 1769 | 003 | OP | 12 | 1974 | OF |  |  |  | Lake Superior | 189 | [12 empty] | 6883 |  |  |  | 1200 | 1150 | 20 | 23
2007 | 14006 | 2872 | 2 | OP | 6 | 1954 | OF |  |  |  | Muskingum River | 312 | [12 empty] | 627 | [5 empty] | 15 | 10
2007 | 14015 | 2876 | 1 | OP | 2 | 1955 | OF |  |  |  | OHIO RIVER | 339 | 2 | 1955 | [10 empty] | 8118 |  |  | 163 | 180 | 180 | 13 | 9
2007 | 24211 | 8223 | 2 | OP | 6 | 1990 | RI |  |  |  | Wells | 427.8 | [6 empty] | 6 | 1990 | MW |  | 356 | 2 | 3171 |  | 3044
2007 | 17166 | 8224 | 1 | OP | 12 | 1981 | RF |  |  |  | Wells | 178 | 12 | 1981 |  |  |  |  | 12 | 1981 | MW |  | 178 | 1 | 6000 |  | 6000
2007 | 17166 | 8224 | 2 | OP | 5 | 1985 | RF |  |  |  | Wells | 178 | 12 | 1981 |  |  |  |  | 5 | 1985 | MW |  | 178 | 1 | 6000 |  | 6000
2007 | 13407 | 2322 | 1 | SB | 12 | 1955 | RF |  |  |  | MCL Sewage | 2 | [6 empty] | 6 | 1988 | MW |  | 84 | 0.3 | 884 |  | 884
2007 | 13407 | 2322 | 2 | SB | 7 | 1957 | RF |  |  |  | MCL Sewage | 2 | [6 empty] | 7 | 1957 | MW |  | 116 | 1 | 151 |  | 151
2007 | 13407 | 2324 | 4 | OP | 7 | 1983 | RI |  |  |  | Wells | 242 |  |  | 7 | 1983 |  |  | 7 | 1983 | MW |  | 286 | 0.947 | 9524 |  | 9524
2007 | 18642 | 50 | 1 | OP | 7 | 1952 | OF |  |  |  | Tennessee River | 2434 | [12 empty] | 2778 |  |  |  | 1120 | 240 | 10 | 5
2007 | 15474 | 127 | 1 | OP | 12 | 1986 | RI |  |  |  | Municipal | 668 | 12 | 1986 |  |  |  |  | 12 | 1986 | MW |  | 668 | 3 | 49608 |  | 49182 | 426
2007 | 17543 | 130 | 3 | OP | 1 | 2007 | RI |  |  |  | Diversion Canal | 13.1 | 1 | 2007 |  |  |  |  | 1 | 2007 | MW |  | 581.5 | 1.865 | [5 empty] | 10 |  | 15
2007 | 21554 | 136 | 2 | OP | 12 | 1984 | RN |  |  |  | St Johns River | 25 | 12 | 1984 |  |  |  |  | 12 | 1984 | NW |  | 625 | 4 | 1955 | 120 | 1468 | 367 | 350 | 900 | 5 | 4
2007 | 13168 | 2549 | 66 | RE | 6 | 1954 | OF |  |  |  | Niagara River | 192 | 11 | 1979 | [10 empty] | 606 | [5 empty] | 18 | 8
2007 | 9269 | 983 | 1 | OP | 2 | 1955 | OF |  |  |  | OHIO RIVER | 339 | 2 | 1955 | [10 empty] | 8330 |  |  | 103 | 270 | 270 | 11 | 12
2007 | 9269 | 983 | 5 | OP | 11 | 1955 | OF |  |  |  | OHIO RIVER | 339 | 11 | 1955 | [10 empty] | 8330 |  |  | 103 | 270 | 270 | 11 | 12
2007 | 12384 | 384 | 8 | OP | 3 | 1966 | OF | OT |  |  | Desplaines River | 1010 | 4 | 1965 |  |  |  |  | 9 | 1999 | MW |  | 802 | 11 | 106 |  | 12000 | 106 |  |  | 5 | 5
2007 | 11208 | 400 | 2 | OP | 4 | 1963 | OS |  |  |  | Sea | 6 | 4 | 1963 | [14 empty] | 8000 | 8000 | 21 | 21
2007 | 11208 | 400 | 5 | OP | 8 | 1966 | OS |  |  |  | Sea | 14 | 8 | 1966 | [14 empty] | 8000 | 8000 | 26 | 26
2007 | 11208 | 400 | 8 | OP | 1 | 2005 | OS |  |  |  | Ocean | 356.5 | 1 | 2005 | [10 empty] | 26000 |  |  |  | 8000 | 8000 | 25 | 25
2007 | 6526 | 2864 | 5 | OP | 6 | 1955 | OF |  |  |  | Ohio River | 164 | [12 empty] | 322 | [5 empty] | 14 | 4
2007 | 22979 | 55375 | ACC1 | OP | 5 | 2006 | RF |  |  |  | Municipal | [7 empty] | 5 | 2006 | MD |  |  | 3.045
2007 | 18518 | 55132 | CLTWR | OP | 7 | 2001 | RF |  |  |  | SABINE RIVER | 620 | [6 empty] | 7 | 2001 | MW |  | 620 | 2.4
2007 | 5416 | 3264 | SUPP | CO | 9 | 2008 | RF |  |  |  | Saluda River | 233 | [6 empty] | 9 | 2008 | MW |  | 223 | 5 | 9750 |  | 9750
2007 | 29116 | 55209 | CT4
2007 | 6616 | 658 | 6 | OS | 6 | 1958 | OS |  |  |  | Indian River | 67 | [12 empty] | 267 |  |  |  | 340 | 708 | 8 | 8
2007 | 6616 | 658 | 7 | OP | 6 | 1963 | OS |  |  |  | Indian River | 100 | [12 empty] | 222 |  |  |  | 340 | 708 | 8 | 8
2007 | 18445 | 688 | 2 | OP | 5 | 1977 | RF |  |  |  | Underground Wells | 4 | [6 empty] | 5 | 1977 | MW |  | 283 | 3 | 2510 |  | 2510
2007 | 9269 | 983 | 6 | OP | 3 | 1956 | OF |  |  |  | OHIO RIVER | 339 | 3 | 1956 | [10 empty] | 8330 |  |  | 103 | 270 | 270 | 11 | 12
2007 | 9324 | 988 | U1 | OP | 3 | 1951 | OF |  |  |  | Ohio River | 223 | 11 | 1985 | [14 empty] | 36 | 36 | 31 | 31
2007 | 9324 | 988 | U3 | OP | 12 | 1954 | OF |  |  |  | Ohio River | 312 | 11 | 1985 | [14 empty] | 36 | 36 | 10 | 11
2007 | 55983 | 3490 | 1 | OP | 12 | 1960 | OC |  |  |  | Lake Graham | 783 | 12 | 1960 | 12 | 1960 | 2550 | 53680 | [6 empty] | 3086 |  |  |  | 0 | 150 | 15
2007 | 19323 | 3497 | 1 | OP | 12 | 1971 | OC |  |  |  | Fairfield Lake | 1570 | 12 | 1971 | 12 | 1971 | 2350 | 50600 | [6 empty] | 8636 | 8636 |  |  | 0 | 0 | 12
2007 | 3737 | 1396 | 7 | OP | 2 | 1966 | RC | OC |  |  | Bayou Cocodrie | 247 |  |  | 12 | 1956 | 650 | 4130 | [10 empty] | 0 | 0 | 9 | 7
2007 | 14328 | 56476 | ACC1 | CO | 1 | 2009 | OT |  |  |  | Municipal | [7 empty] | 1 | 2009 | MD |  |  | 8.1
2007 | 17718 | 6193 | 063C | OP | 5 | 1980 | RI |  |  |  | Municipal | 430 | [6 empty] | 5 | 1980 | MW |  | 430 | 2 | 8511 |  | 5444
2007 | 55768 | 2378 | 1 | OP | 10 | 1962 | OS |  |  |  | Great Egg Harbor Bay | 196 | 7 | 1982 | [10 empty] | 985 |  |  | 55 | 1100 | 75 | 13 | 3
2007 | 55768 | 2378 | 3 | OP | 12 | 1974 | RN |  |  |  | Great Egg Harbor Bay | 11 | 12 | 1974 |  |  |  |  | 12 | 1974 | NW |  | 141 | 1 | 7100 |  | 4730 | 43 |  |  | 8 | 8
2007 | 15147 | 2404 | KE | RE | 3 | 1953 | OS |  |  |  | Hackensack River | 448 | 3 | 1953 | [10 empty] | 990 |  |  | 50 |  |  | 15
2007 | 803 | 2442 | 2 | OP | 6 | 1963 | RC |  |  |  | San Juan River | 200 | 6 | 1963 | 12 | 1962 | 1275 | 39000 | [6 empty] | 995 | 679 |  | 26 |  |  | 5
2007 | 14932 | 10043 | DAE01 | OP | 9 | 1994 | RI |  |  |  | Delware River | 224 | [6 empty] | 9 | 1994 | MW |  | 224 | 0.9 | 5000 |  | 4500 |  | 1675 |  | 13
2007 | 12647 | 10075 | CS1 | OP | 6 | 1957 | OF |  |  |  | Lake Superior | 449 | [12 empty] | 1000 |  |  |  | 295 |  | 22 | 5
2007 | 3265 | 1400 | 3 | OP | 3 | 1971 | OF | OS | OT |  | Charenton | 299 | [6 empty] | 6 | 1999 | MW |  | 80 | 1 |  |  | 1450 |  | 95 |  | 14
2007 | 13478 | 1409 | 1 | OP | 4 | 1957 | OS |  |  |  | Miss River Gulf Outlet | 167 | 4 | 1957 | [10 empty] | 741 |  |  | 17 | 0 | 40 | 18 | 8
2007 | 20860 | 4078 | 2 | OP | 9 | 1960 | OF |  |  |  | Wisconsin River | 88 | [12 empty] | 160 |  |  | 18 |  |  | 6 | 1
2007 | 14354 | 4162 | 1 | OP | 5 | 1963 | RI |  |  |  | Hams Fork River | 4 | [6 empty] | 5 | 1963 | MW |  | 126 | 1 | 385 |  | 385 |  |  |  | 5
2007 | 13923 | 2594 | 6 | OP | 7 | 1980 | OF |  |  |  | Lake Ontario | 548 | [12 empty] | 3500 |  |  |  | 950 | 2650 | 20 | 35
2007 | 15466 | 6248 | 1 | OP | 6 | 1981 | RF |  |  |  | Wells | 455 | [6 empty] | 11 | 1981 | MW |  | 418 | 5 | 5660 |  | 5660
2007 | 9417 | 6254 | 1 | OP | 5 | 1981 | RF |  |  |  | Des Moines River | 20 | [6 empty] | 5 | 1981 | MW |  | 533 | 10 | 5954 |  | 5954 |  |  |  | 5
2007 | 3046 | 2708 | 5 | OP | 12 | 1956 | OF | RF |  |  | Cape Fear River | 181 | [6 empty] | 6 | 1974 | MW |  | 334 | 2 | 3584 |  | 959 |  |  |  | 15 | 15
2007 | 5416 | 2721 | 1 | OP | 7 | 1940 | OF |  |  |  | Broad River | 82 | [12 empty] | 359 | [5 empty] | 4
2007 | 5416 | 2721 | 3 | OP | 5 | 1948 | OF |  |  |  | Broad River | 121 | [12 empty] | 359 | [5 empty] | 4
2007 | 5416 | 2721 | 4 | OP | 10 | 1948 | OF |  |  |  | Broad River | 121 | [12 empty] | 359 | [5 empty] | 4
2007 | 14063 | 2951 | 8CT | OP | 6 | 1969 | RI |  |  |  | Cooling Pond | 66 |  |  | 8 | 2002 | 300 | 900 | 6 | 1969 | MW |  | 439 | 1 | 1305 |  | 1305 |  |  |  | 4
2007 | 14063 | 2953 | 1CT | OP | 6 | 1950 | RI |  |  |  | Municipal & Wells | 100 | [6 empty] | 6 | 1950 | MW |  | 106 | 0.357 | 740 |  | 740
2007 | 14063 | 2953 | 3CT | OP | 6 | 1955 | RI |  |  |  | Municiple & Wells | 148 | [6 empty] | 6 | 1955 | MW |  | 154 | 0.477 | 774 |  | 774
2007 | 15466 | 469 | 1 | OP | 9 | 1957 | RF |  |  |  | Platte River | 199 | 2 | 1999 |  |  |  |  | 9 | 1957 | MW |  | 199 |  | 803 |  | 348
2007 | 3989 | 492 | 5 | OP | 6 | 1962 | RI |  |  |  | Municipal | 94 | [6 empty] | 6 | 1962 | MW |  | 94 | 1 | 496 |  | 496
2007 | 55739 | 10384 | UNIT1 | OP | 10 | 1990 | RI |  |  |  | Municipal | 2 | 10 | 1990 |  |  |  |  | 10 | 1990 | MW |  | 79 | 1 | 2250 |  | 1600
2007 | 55877 | 10485 | 2 | OP | 1 | 1949 | OS |  |  |  | Old Road Bay | 153
2007 | 177 | 10673 | CT | OP | 4 | 2000 | RI |  |  |  | Wells | 18.3 | [6 empty] | 4 | 2000 | MW |  | 232 | 2 | 5000 |  | 2500 |  | 2000 |  | 75
2007 | 14310 | 50397 | 1 | OP | 7 | 1948 | RC |  |  |  | North Codorus | 9 |  |  | 6 | 1921 | 21 | 126 | [10 empty] | 100 | 20 | 4 | 0
2007 | 23279 | 6004 | 2 | OP | 7 | 1981 | RN |  |  |  | Ohio River | 67 | [6 empty] | 7 | 1981 | NW |  | 579 | 1 | [6 empty] | 10
2007 | 2442 | 3561 | 4 | OS | 6 | 1958 | RF |  |  |  | Municipal | 44 | [6 empty] | 6 | 1958 | MW |  | 45 | 0.341 | 116
2007 | 11269 | 3601 | CP2 | OP | 6 | 1968 | RC |  |  |  | Colorado River/LK Bastrop | 263 | 6 | 1968 | 6 | 1964 | 906 | 16593 | [6 empty] | 38 |  |  | 38 |  | 400 | 12 | 2
2007 | 16604 | 3609 | 3 | OP | 5 | 1953 | RF |  |  |  | Edwards Limestone Aquifer | 123 | [6 empty] | 7 | 1999 | MW |  | 123 | 1.3 | 870 |  | 870
2007 | 29122 | 55293 | CWS | OP | 5 | 2003 | RI |  |  |  | municipal | 441 | 6 | 2003 |  |  |  |  | 5 | 2003 | MW |  | 463 | 6
2007 | 11282 | 55063 | CCW3 | OP | 8 | 2000 | RF |  |  |  | Little Tallahtchie River | 9 | 8 | 2000 | 8 | 2000 | 1 | 4 | 8 | 2000 | MW |  | 475 | 7 | 6300 |  |  |  | 150 |  | 30
2007 | 10285 | 55270 | COOLTW | OP | 7 | 2002 | RI |  |  |  | Municipal | 9 | [6 empty] | 7 | 2002 | MW |  | 286 | 1.5 | 2000 |  | 2000
2007 | 17650 | 55821 | 1 | OP | 10 | 2003 | RF |  |  |  | Stanton Energy Center brine plant | 267 | [6 empty] | 10 | 2003 | MW |  | 267 | 1.5 | 4771 |  | 4620
2007 | 2507 | 6013 | 01 | OP | 11 | 1959 | RF |  |  |  | Municipal | 6 | 11 | 1959 |  |  |  |  | 11 | 1959 | MW |  | 75 | 0.802 | 420 |  | 211
2007 | 520 | 6017 | 1 | OP | 11 | 1977 | OC |  |  |  | Laws Creek, Sandy Creek | 622 |  |  | 11 | 1977 | 2021 | 29144 | [6 empty] | 27336 | 27336 |  |  |  |  | 17
2007 | 7140 | 709 | 4 | OP | 5 | 1969 | OF | OT |  |  | Lake Sinclair | 538 | 5 | 1969 |  |  |  |  | 7 | 2001 | MW | [7 empty] | 0 | 0 | 25 | 25
2007 | 7140 | 710 | MCS2 | OP | 6 | 1964 | OF |  |  |  | Chattahoochee River | 304 | [6 empty] | 6 | 2008 | MW |  | 304 | 7 |  |  |  |  | 0 | 0 | 12 | 12
2007 | 7140 | 728 | Y6CS | OP | 7 | 1974 | RI |  |  |  | Chatte River | 31 | 7 | 1974 |  |  |  |  | 7 | 1974 | MW |  | 312 | 1 | 1149 |  | 1099 | 50 | 0 | 0 | 20 | 20
2007 | 15474 | 4940 | 1502 | OP | 5 | 1976 | RF |  |  |  | Arkansas | 445 | 7 | 1979 |  |  |  |  | 5 | 1976 | MW |  | 476 | 5 | 1400 |  | 1400 |  |  | 20 |  | 3
2007 | 11241 | 1448 | 1 | SB | 6 | 1961 | OF |  |  |  | Ouachita River | 45 | [12 empty] | 507 |  |  |  | 20 | 20 | 20 | 15
2007 | 15143 | 6761 | 101 | OP | 4 | 1984 | RC | OT |  |  | Municipal Treated Sewage | 374 |  |  | 4 | 1984 | 505 | 15400 | [6 empty] | 19157 | 5500
2007 | 12686 | 2049 | CT | OP | 5 | 1973 | RF |  |  |  | Biloxi River | 383 | [6 empty] | 5 | 1973 | MW |  | 383 | 2 | 9513 |  |  |  | 4500 | 7800 | 15 | 15
2007 | 17568 | 2070 | B | OP | 8 | 1970 | RF |  |  |  | Wells | 9 | 8 | 1970 |  |  |  |  | 8 | 1970 | MW |  | 280 | 2 | 521
2007 | 770 | 2094 | 12 | OP | 6 | 1960 | OF |  |  |  | Missouri River | 262 | [12 empty] | 891 | [5 empty] | 15 | 3
2007 | 520 | 6017 | 2 | OP | 12 | 1982 | OC |  |  |  | Laws Creek, Sandy Creek | 622 |  |  | 11 | 1977 | 2021 | 29144 | [6 empty] | 27336 | 27336 |  |  |  |  | 17
2007 | 11252 | 6055 | 2C1 | OP | 7 | 1981 | RF |  |  |  | Mississippi River | 50 | [6 empty] | 7 | 1981 | MW |  | 523 | 9.5 | 10844 |  | 10844 |  | 1000 | 1000 | 10 | 10
2007 | 11252 | 6055 | 2C3 | OP | 14 | 1983 | OF |  |  |  | Mississippi River | 560 | [12 empty] | 34174 |  |  |  | 800 | 300 | 20 | 20
2007 | 22500 | 6068 | 2 | OP | 5 | 1980 | RF |  |  |  | Kansas River | 54 | [6 empty] | 5 | 2002 | MW |  | 740 | 12 | 3200 |  | 3200 |  | 15 | 4 | 6 | 2
2007 | 11249 | 6071 | 1 | OP | 12 | 1990 | RN |  |  |  | Ohio River | 23 | [6 empty] | 12 | 1990 | NW |  | 386 | 2 | 27653 |  | 27653 |  | 0 | 0 | 23 | 0
2007 | 16572 | 147 | K-2 | OS | 6 | 1954 | OF | RI |  |  | Canal Well | 94 | 6 | 1954 |  |  |  |  | 6 | 1954 | MW |  | 76 | 0.03 | 526 |  | 348 |  |  |  | 3 | 3
2007 | 796 | 160 | 3 | OP | 9 | 1979 | RI |  |  |  | Wells | 268 | [6 empty] | 9 | 1979 | MW |  | 524 | 4 | 3484 |  | 1880
2007 | 814 | 170 | 4 | OP | 6 | 1970 | OF |  |  |  | Lake Catherine | 735 | 7 | 1984 | [10 empty] | 1354 |  |  |  | 170 | 0 | 45 | 7
2007 | 807 | 202 | 01 | OP | 7 | 1966 | OF |  |  |  | WHITE RIVER | 86 |  |  | 6 | 2003 | 2.7 | 8 | [6 empty] | 402 |  |  |  | 100 | 0 | 15 | 3
2007 | 19436 | 2103 | 2 | OP | 6 | 1971 | OF |  |  |  | Missouri River | 477 | [12 empty] | 1932 |  |  |  | 30 | 550 | 25 | 0
2007 | 19436 | 2103 | 3 | OP | 6 | 1972 | OF |  |  |  | Missouri River | 477 | [12 empty] | 4834 |  |  |  | 30 | 550 | 25 | 0
2007 | 12490 | 562 | 4 | OP | 5 | 1973 | RF |  |  |  | Connecticut River | 442 | 5 | 1973 |  |  |  |  | 5 | 1973 | MW |  | 442 | 2 | 10004 |  | 10000 | 4 | 1 |  | 11
2007 | 4252 | 593 | 3 | OP | 12 | 1954 | OF | OS |  |  | Delaware River | 155 | [12 empty] | 573 |  |  |  | 3 | 200 | 14 | 5
2007 | 4252 | 593 | 4 | OP | 5 | 1966 | OF | OS |  |  | Delaware River | 229 | [12 empty] | 573 |  |  |  | 3 | 200 | 14 | 5
2007 | 54899 | 599 | 2 | OP | 3 | 1961 | RF |  |  |  | Municipal | 54 | 3 | 1961 |  |  |  |  | 7 | 1983 | MW |  | 44 | 1 | 800 |  | 550
2007 | 343 | 55502 | 0100 | OP | 6 | 2004 | RI |  |  |  | Tanners Creek | 9 | [6 empty] | 6 | 2004 | MW |  | 353 | 4 | 1500 |  |  |  | 20 |  | 20
2007 | 15474 | 2965 | 1403 | SB | 1 | 1958 | RF |  |  |  | Arkansas | 22 | 1 | 1983 |  |  |  |  | 1 | 1958 | MW |  | 107 | 2 | 5 |  |  | 5 |  |  | 2
2007 | 20447 | 3008 | 2 | OP | 7 | 1968 | RI |  |  |  | Wells | 169 | 9 | 1991 |  |  |  |  | 6 | 2003 | MW |  | 169 | 1 | 1693 |  | 1600
2007 | 12384 | 867 | 8 | OP | 4 | 1961 | OF |  |  |  | Chicago Sanitary and Ship | 545 | 5 | 1958 | [10 empty] | 323 |  |  | 323 |  |  | 11 | 6
2007 | 55937 | 3459 | 5A | OP | 12 | 1979 | RI |  |  |  | Sabine River | 11 | [6 empty] | 12 | 1979 | MW |  | 278 | 1 | 10134 |  | 8951 |  | 0 | 0 | 18 | 0
2007 | 54888 | 3460 | C2 | OP | 3 | 1972 | OC |  |  |  | Upper Galveston Bay | 753 |  |  | 6 | 1974 | 2750 | 13750 | [10 empty] | 0 | 0 | 0 | 0
2007 | 9417 | 1047 | 2 | OP | 6 | 1949 | OF |  |  |  | Mississippi River | 30 | 9 | 1992 | [10 empty] | 150 |  |  | 16 |  |  | 6 | 2
2007 | 9417 | 1073 | 1 | OP | 6 | 1950 | OF |  |  |  | Cedar River | 355 | [12 empty] | 1777 | [5 empty] | 6 | 3
2007 | 9417 | 1077 | 2 | OP | 6 | 1961 | RF |  |  |  | Wells | 117 | [6 empty] | 6 | 1961 | MW |  | 116 | 0.298 | 1685 |  | 1685
2007 | 12341 | 1082 | 1 | OP | 2 | 1954 | OF |  |  |  | Missouri River | 74 | [12 empty] | 254 | [5 empty] | 16 | 1
2007 | 14165 | 3096 | CW | OP | 7 | 1974 | RF |  |  |  | Ohio River | 9 | [6 empty] | 7 | 1974 | MW |  | 187 | 2 |  |  |  |  | 20 |  | 6
2007 | 15330 | 55856 | 2 | PL | 5 | 2012 | RI |  |  |  | Kaskaskia River | 907 | [6 empty] | 5 | 2012 | MW |  | 907 | 4.2 |  |  |  |  | 50 | 50 | 10 | 10
2007 | 26751 | 2511 | 1 | OP | 11 | 1956 | OS |  |  |  | Barnum Island Channel | 217 | [12 empty] | 1232 | [5 empty] | 11 | 10
2007 | 26751 | 2511 | 2 | OP | 11 | 1963 | OS |  |  |  | Barnum Island Channel | 217 | [12 empty] | 1170 | [5 empty] | 11 | 10
2007 | 26751 | 2516 | 4 | OP | 12 | 1977 | OS |  |  |  | Long Island Sound | 386 | [12 empty] | 3666 | [5 empty] | 16 | 4
2007 | 12653 | 1573 | 2 | OP | 6 | 1970 | OS |  |  |  | Potomac River | 1116 | 6 | 1970 | [10 empty] | 663 |  |  |  | 120 |  | 40 | 11
2007 | 49965 | 1588 | 7 | OP | 6 | 1974 | OS |  |  |  | Mystic River | 646 | [12 empty] | 8723 | [5 empty] | 21
2007 | 29878 | 1613 | 6 | OP | 7 | 1959 | OS |  |  |  | Taunton River | 127 | 7 | 1959 | [10 empty] | 391 |  |  |  | 20 |  | 9 | 4
2007 | 54727 | 55086 | MCT | OP | 7 | 2000 | RF |  |  |  | Faciliti's Water Treatment Plant | 125 | [6 empty] | 7 | 2000 | MW |  | 449 | 1.92 | 1320 |  | 1316
2007 | 13168 | 2549 | 64 | RE | 6 | 1948 | OF |  |  |  | Niagara River | 186 | 11 | 1979 | [10 empty] | 606 | [5 empty] | 18 | 7
2007 | 30002 | 50398 | 10TGCT | OP | 6 | 1998 | RF |  |  |  | Wells | 7 | [6 empty] | 6 | 1998 | MW |  | 7 |  | 1243
2007 | 17718 | 3484 | 143C | OP | 8 | 1968 | RI |  |  |  | Municipal | 325 | [6 empty] | 8 | 1968 | MW |  | 312 | 1 | 1601 |  | 1051
2007 | 12384 | 883 | 6 | OP | 12 | 1951 | OF |  |  |  | Lake Michigan | 242 | 12 | 1951 | [10 empty] | 136 |  |  | 136 |  |  | 5 | 5
2007 | 12384 | 883 | 7 | OP | 6 | 1958 | OF |  |  |  | Lake Michigan | 590 | 12 | 1951 | [10 empty] | 136 |  |  | 136 |  |  | 5 | 5
2007 | 12384 | 883 | 8 | OP | 6 | 1962 | OF |  |  |  | Lake Michigan | 490 | 12 | 1951 | [10 empty] | 136 |  |  | 136 |  |  | 5 | 5
2007 | 12384 | 884 | 2 | OP | 3 | 1955 | OF |  |  |  | Chicago Sanitary and Ship | 333 | 3 | 1955 | [10 empty] | 406 |  |  | 406 |  |  | 17 | 8
2007 | 12384 | 884 | 3 | OP | 6 | 1957 | OF |  |  |  | Chicago Sanitary and Ship | 454 | 3 | 1955 | [10 empty] | 406 |  |  | 406 |  |  | 17 | 8
2007 | 55843 | 259 | 4 | OP | 8 | 1963 | OS |  |  |  | Morro Bay | 328 | [12 empty] | 2047 | [5 empty] | 13 | 5
2007 | 12622 | 273 | 3 | OP | 12 | 1965 | OS |  |  |  | San Francisco Bay | 312 | 1 | 1993 | [10 empty] | 1379 |  |  | 40 |  |  | 10 | 10
2007 | 54888 | 298 | C1 | OP | 10 | 1985 | RF |  |  |  | Lake Limestone | 556 | [6 empty] | 10 | 1985 | MW |  | 579 | 2 | 17369 | 850 | 16519 |  | 1886 |  | 40
2007 | 1307 | 2817 | 1 | OP | 1 | 1966 | OF |  |  |  | Missouri River | 167 | [12 empty] | 647 | [6 empty] | 2

## F860_FGD
YEAR | UTILITY_CODE | PLANT_CODE | FGD_ID | FGD_STATUS | INSERVICE_MM | INSERVICE_YR | FGD_TYPE1 | FGD_TYPE2 | FGD_TYPE3 | FGD_TYPE4 | SORBENT_TYPE1 | SORBENT_TYPE2 | SORBENT_TYPE3 | SORBENT_TYPE4 | BYPRODUCT_RECOVERY | FGD_MANUFACTURER | POND_LANDFILL_REQ | SLUDGE_POND_LINED | FLUE_GAS_BYPASS_FGD | SPEC_FOR_COAL_ASH | SPEC_FOR_COAL_SULFUR | FGD_TRAINS_TOTAL | FGD_TRAINS_100_PCT | REMOVAL_EFF_SULFUR | SULFUR_EMISION_RATE | FLUE_GAS_EXIT_RATE | FLUE_GAS_EXIT_TEMP | FLUE_GAS_ENTERING | COST_STRUCTURE | COST_DISPOSAL | COST_OTHER | COST_TOTAL
2007 | 142 | 10676 | 2 | OP | 7 | 1987 | SP |  |  |  | MO |  |  |  | Y | FM | 54 | Y | N | 7.2 | 2.5 | 1 | 1 | 92 | 200 | 160000 | 130 | 100 | 6950 | 1125 |  | 8075
2007 | 13756 | 6085 | 17 | OP | 4 | 1983 | SP |  |  |  | LS | DB |  |  | Y | FM | 200 | N | N | 10.3 | 3.2 | 4 | 3 | 90 | 2479 | 1591000 | 130 | 100 | 97138 | 16644 | 15000 | 128782
2007 | 6526 | 6094 | 2 | OP | 10 | 1977 | VE |  |  |  | LI |  |  |  | N | CC | 394 | N | N | 19.7 | 4.8 | 6 | 6 | 95 | 4748 | 2813993 | 124 | 100 | 73511 | 26076 |  | 99587
2007 | 12823 | 10344 | C1 | OP | 9 | 1989 | SD |  |  |  | LI |  |  |  | N | OT |  | NA | N |  |  | 1 | 1 | 70 | 9 | 66330 | 482 | 100 | 439 |  |  | 439
2007 | 20541 | 10503 | S202A | OP | 2 | 1992 | SD |  |  |  | LI |  |  |  | N | BPC |  | NA | N |  |  | 1 | 1 | 99.4 | 0 | 98000 | 285 | 100 | 450 |  |  | 450
2007 | 15298 | 6076 | 2 | OP | 8 | 1976 | VE |  |  |  | LA |  |  |  | N | CE | 42 | Y | N | 8.5 | 0.8 | 3 | 3 | 58.8 | 3386 | 1435000 | 145 | 100 | 34000 | 10000 |  | 44000
2007 | 16719 | 50438 | SDA | OP | 6 | 1986 | SD |  |  |  | LI |  |  |  | N | CE | NA | NA | Y | 9.3 | 6.8 | 1 | 1 | 90.9 | 59 | 171370 | 197 | 82.4 | 3000 |  |  | 3000
2007 | 16572 | 4941 | 3 | OP | 11 | 1997 | SP |  |  |  | LS |  |  |  | N | ABB | 7 | NA | Y | 11.6 | 0.6 | 2 | 2 | 92 | 771 | 3006814 | 122 | 100 | 140000 |  |  | 140000
2007 | 3006 | 2828 | 2 | OP | 12 | 2007 | BR |  |  |  | LS |  |  |  | Y | CA | 93 | NA | N | 13 | 4.6 | 1 | 1 | 98 | 873 | 1915000 | 127 | 100 | 267 | 25 | 51 | 343
2007 | 20541 | 54758 | SD2 | OP | 10 | 1995 | SD |  |  |  | LI |  |  |  | N | WAP |  | NA | N |  |  | 1 | 1 | 75 | 31 | 52602 | 270 | 100 | 3000 |  |  | 3000
2007 | 18414 | 50835 | SC2 | OP | 6 | 1990 | SD |  |  |  | LA |  |  |  | N | GE | 4 | NA | N |  |  | 1 | 1 | 93 | 46 | 148000 | 160 | 100
2007 | 17543 | 130 | 4 | CO | 1 | 2009 | SP |  |  |  | LS |  |  |  | Y | RS |  | NA | N | 17 | 2.5 | 1 | 1 | 97 | 1261 | 1765000 | 121 | 100 |  |  |  | 32000
2007 | 17543 | 130 | 1 | OP | 5 | 1995 | SP |  |  |  | LS |  |  |  | Y | GE |  | N | N | 10 | 1.1 | 3 | 2 | 90 | 1834 | 1010000 | 275 | 100 |  |  |  | 19364
2007 | 19685 | 50121 | BELCO | OP | 10 | 1994 | SP |  |  |  | OT |  |  |  | N | BT | 0 | NA | N |  |  | 1 | 1 | 97.7 | 62 | 535000 | 174 | 100
2007 | 15824 | 50225 | 1FG1B | OP | 10 | 1988 | SD |  |  |  | LI |  |  |  | N | OT |  | NA | N |  |  | 1 | 1 | 80 | 8 | 66330 | 300 | 100 | 1078 |  |  | 1078
2007 | 56078 | 50252 | 3 | OS | 5 | 1982 | VE |  |  |  | OT |  |  |  | N | API | 1 |  | n | 8 | 0.7 | 1 | 1 | 30 | 151 | 123000 | 127 | 100 | 3875 |  |  | 3875
2007 | 17539 | 7737 | SD01 | OP | 4 | 1999 | SD |  |  |  | LI |  |  |  | N | ABB | 53 | NA | N | 9 | 1.9 | 1 | 1 | 91.6 | 343 | 366999 | 164 | 100 | 13800 | 4600 |  | 18400
2007 | 11249 | 6071 | 1 | OP | 12 | 1990 | SP |  |  |  | LS |  |  |  | N | CE | EN | Y | Y | 15 | 4.5 | 4 | 3 | 90.7 | 3328 | 1890000 | 125 | 100 | 72300 |  |  | 72300
2007 | 55871 | 50884 | SDA3 | OP | 9 | 1998 | SD |  |  |  | LI |  |  |  | N | WAP |  | NA | N |  |  | 1 | 1 | 75 | 26 | 321511 | 300 | 100
2007 | 4447 | 50859 | SCRUB3 | OP | 5 | 1991 | CD | SP |  |  | LI |  |  |  | N | JO |  | NA | N |  |  | 2 | 2 | 80 | 3.6 | 96570 | 285 | 100
2007 | 21128 | 50215 | SD3 | OP | 6 | 1989 | SD |  |  |  | LI |  |  |  | N | JO |  | NA | N |  |  | 1 | 1 | 80 | 1 | 105110 | 310 | 100
2007 | 11169 | 54562 | 1 | OP | 6 | 1976 | VE |  |  |  | OT |  |  |  | N | JO | 0 | NA | N |  |  | 1 | 0 | 25 | 0 | 70746 | 141 | 100 | 41 |  |  | 41
2007 | 11169 | 54562 | 3 | OP | 6 | 1976 | VE |  |  |  | OT |  |  |  | N | JO | 0 | NA | N |  |  | 1 | 0 | 25 | 0 | 70746 | 141 | 100 | 42 |  |  | 42
2007 | 11169 | 54562 | 2 | OP | 6 | 1976 | VE |  |  |  | OT |  |  |  | N | JO | 0 | NA | N |  |  | 1 | 0 | 25 | 0 | 70746 | 141 | 100 | 42 |  |  | 42
2007 | 11169 | 54562 | 4 | OP | 6 | 1976 | VE |  |  |  | OT |  |  |  | N | JO | 0 | NA | N |  |  | 1 | 0 | 25 | 0 | 70746 | 141 | 100 | 41 |  |  | 41
2007 | 42 | 10675 | 1BMDA | OP | 2 | 1990 | CD |  |  |  | LS |  |  |  | N | CE | 40 | NA | N | 15.6 | 0.7 | 2 | 1 | 90 | 295 | 300000 | 285 | 100 | 2375 | 2430 | 1320 | 6125
2007 | 4425 | 50658 | RX2 | OP | 6 | 1990 | SP |  |  |  | LI |  |  |  | N | FL |  | NA | N |  |  | 1 | 1 | 80 | 44 | 180000 | 285 | 100 | 5500 |  |  | 5500
2007 | 15466 | 525 | H1 | OP | 12 | 1998 | SD |  |  |  | LA |  |  |  | N | BW |  | NA | N | 8.7 | 0.4 | 2 | 2 | 85 | 300 | 815000 | 160 | 100 | 44 |  |  | 44
2007 | 49889 | 10343 | B117 | OP | 1 | 1990 | CD |  |  |  | LS |  |  |  | N | FW | 0.0 | NA | N | 67 | 0.4 | 4 | 3 | 85 |  | 450000 | 300 | 100 | 50000 |  |  | 50000
2007 | 16024 | 54464 | B03S | OP | 6 | 1980 | VE |  |  |  | OT |  |  |  | N | FM | 0 | N | N | 10 | 3 | 1 | 1 | 99 | 130 | 140000 | 130
2007 | 4487 | 50662 | SDA3 | OP | 2 | 1995 | SD |  |  |  | LI |  |  |  | N | EEC |  | NA | N |  |  | 1 | 1 | 85 | 3 | 93327 | 285 | 100
2007 | 8633 | 50858 | SDA1B | OP | 6 | 2000 | SD |  |  |  | LI |  |  |  | N | OT |  | NA | N |  |  | 1 | 1 | 80 | 33 | 97000 | 300 | 100 |  |  |  | 13300
2007 | 20847 | 6170 | 2 | OP | 3 | 2007 | SP | TR |  |  | LS |  |  |  | Y | WA |  | NA | N | 5 | 0.5 | 1 | 1 | 95 | 370 | 2435716 | 330 | 100 |  |  | 105000 | 105000
2007 | 20547 | 50185 | 2RB | OS | 6 | 1956 | PA | VE |  |  | MO |  |  |  | Y | BW |  |  | N |  |  | 3 | 3 | 99 | 15 | 65000 | 140 | 100 | 1000 |  |  | 1000
2007 | 55729 | 6018 | 2 | OP | 3 | 1981 | SD |  |  |  | LI |  |  |  | N | BW | 168 | Y | Y | 13.9 | 5.2 | 3 | 3 | 99 | 7576 | 2476000 | 126 | 87 | 105000 | 14000 |  | 119000
2007 | 4435 | 10013 | 2 | OP | 10 | 1989 | CD |  |  |  | LI |  |  |  | N | RC |  | NA | N |  |  | 1 | 1 | 95 |  | 100000 | 260 | 100
2007 | 15466 | 469 | 2 | OP | 1 | 2003 | SP |  |  |  | SC |  |  |  | N | OT |  | NA | N | 10 | 0.4 | 1 | 1 | 50 | 450 | 600000 | 290 | 100 | 1200 |  |  | 1200
2007 | 11249 | 1364 | 3 | OP | 10 | 1985 | SP |  |  |  | LS |  |  |  | N | AM | 16 | NA | N | 12 | 5 | 4 | 4 | 90 | 453 | 1298500 | 175 | 100 | 49152 |  |  | 49152
2007 | 11249 | 1364 | 4 | OP | 7 | 1982 | SP |  |  |  | LS |  |  |  | N | AM | 9 | NA | N | 24.5 | 6.3 | 4 | 4 | 90 | 540 | 1496000 | 175 | 100 | 36031 |  |  | 36031
2007 | 528 | 10646 | SCRBR2 | OP | 2 | 1992 | SD |  |  |  | LI |  |  |  | N | FL |  | NA | N |  |  | 1 | 1 | 75 | 8 | 107000 | 315 | 100 | 5000 |  |  | 5000
2007 | 542 | 10643 | SCRUB2 | OP | 11 | 1990 | SD |  |  |  | LI |  |  |  | N | FL | 1 | NA | N |  |  | 2 | 2 | 70 | 26 | 270000 | 300 | 100 | 1750 |  | 250 | 2000
2007 | 10875 | 52010 | SC2 | OP | 12 | 1994 | SD |  |  |  | LI |  |  |  | N | OT | 1 | NA | N |  |  | 1 | 1 | 95 | 0.457 | 155000 | 290 | 100 | 3000 |  | 500 | 3500
2007 | 13781 | 6090 | 1 | OP | 5 | 1976 | VE | SP |  |  | AF |  |  |  | N | CE | 270 | Y | N | 9 | 0.9 | 12 | 10 | 50 |  | 2178000 | 175 | 100 |  |  |  | 42000
2007 | 55816 | 56576 | AB2 | PL | 1 | 2010 | SD |  |  |  | LS |  |  |  | N | BI | 65 | NA | N |  |  | 1 | 1 | 75 | 5 | 150000 | 350 | 100 | 700 | 250 |  | 950
2007 | 55924 | 56671 | UVC | CO | 1 | 2011 | SP |  |  |  | LS | DB |  |  | N | WAP | 641 |  | N | 25 | 2.5 | 1 | 1 | 98 | 581 | 2400000 | 314 | 100
2007 | 5109 | 1733 | 4 | CO | 5 | 2009 | SP |  |  |  | LS |  |  |  | Y | BW |  | NA | N | 7.7 | 1.5 | 1 | 1 | 97 | 668 | 2752000 | 127 | 100
2007 | 19876 | 56808 | FGD1 | PL | 4 | 2012 | CD |  |  |  | LI |  |  |  | Y |  |  | Y | N |  | 1 | 1 | 1 | 90 | 91 | 1010603 | 152 | 59
2007 | 19316 | 55360 | DFGD | PL | 12 | 2012 | SD |  |  |  | LS | [7 empty] | N | 14.3 | 0.3 |  |  |  | 444 |  |  |  | 36 |  |  | 36
2007 | 10875 | 52010 | SC3 | OP | 8 | 2007 | SD |  |  |  | LI |  |  |  | N | AL | NA | NA | N |  |  | 1 | 1 | 95 | 57 | 175000 | 299 | 100 | 4000 |  |  | 4000
2007 | 56110 | 56612 | 1 | TS | 5 | 2009 | SD |  |  |  | LI |  |  |  | N | BE |  | Y | N | 7.5 | 0.6 | 1 | 1 | 85 | 42 | 75000 | 190 | 100 | 4200 |  |  | 4200
2007 | 3046 | 2712 | 1 | CO
2007 | 10273 | 50410 | FGD001
2007 | 18454 | 645 | FGD4 | OP | 2 | 1985 | SP | PA |  |  | LS |  |  |  | Y | RC | 0 | NA | Y | 10.5 | 3.5 | 4 | 4 | 95 | 3100 | 2900000 | 126 | 100 | 159758 | 8389 |  | 168147
2007 | 470 | 50472 | SCRUB3 | OP | 8 | 1996 | SD |  |  |  | LI |  |  |  | N | EEC | 49 | NA | N |  |  | 1 | 1 | 90 | 6 | 252100 | 315 | 100 | 4250 |  |  | 4250
2007 | 9210 | 54656 | PB1 | OP | 6 | 1981 | SP |  |  |  | SL |  |  |  | N | OT |  | NA | N |  |  | 1 | 1 | 90 | 6 | 42865 | 138 | 100 |  |  |  | 2700
2007 | 49760 | 50657 | APC1 | OP | 8 | 1995 | CD | SP |  |  | LI |  |  |  | N | RC |  | NA | N |  |  | 2 | 2 | 85 |  | 198756 | 305 | 100
2007 | 14932 | 50976 | JP16 | OP | 12 | 1995 | SD |  |  |  | LI |  |  |  | N | AL |  | NA | N | 9 | 1.1 | 2 | 2 | 80 | 582 | 1178944 | 170 | 100 | 25292 | 646 |  | 25938
2007 | 8032 | 10373 | SI1131 | OP | 2 | 1991 | SP |  |  |  | LS |  |  |  | Y | OT | 0 | NA | N | 5 | 4.5 | 1 | 1 | 99 | 10 | 105000 | 331 | 100
2007 | 11217 | 10090 | QHRT01 | OP | 11 | 1986 | SP |  |  |  | LI |  |  |  | N | AM | [5 empty] | 1 | 1 | 99 | 2 | 100000 | 330 | 100
2007 | 733 | 3935 | 3 | PL | 2 | 2009 | TR |  |  |  | LS |  |  |  | N | BW | 340 | NA | N | 15 | 2.8 | 2 | 2 | 98 | 1176 | 4280000 | 129 | 100
2007 | 803 | 2442 | 1 | OP | 1 | 1972 | VE |  |  |  | LI | DL |  |  | N | CC | 20 | N | N | 22.2 | 0.8 | 2 | 2 | 72 | 950 | 685000 | 125 | 100
2007 | 15474 | 127 | 1 | OP | 12 | 1986 | SP |  |  |  | LS |  |  |  | N | GE | 7 | Y | Y | 6 | 0.4 | 3 | 2 | 86.8 | 1686 | 2382679 | 161 | 81 | 20971 |  |  | 20971
2007 | 50102 | 54763 | PB3SC | OP | 8 | 1998 | VE |  |  |  | SL |  |  |  | N | DC | 3.5 | Y | N | 7.5 | 1.5 | 1 | 1 | 85 | 180 | 92630 | 135 | 100
2007 | 4440 | 50960 | SBH1 | OP | 2 | 1994 | SD |  |  |  | LS |  |  |  | N | RC |  | NA | N |  |  | 3 | 3 | 85 | 0 | 143000 | 285 | 100 | 2975 |  |  | 2975
2007 | 14952 | 50388 | K2 | OP | 12 | 2000 | MA |  |  |  | SC |  |  |  | N | OT |  |  | Y |  |  | 1 | 1 |  | 250 | 183000 | 475 | 100 | 150 |  |  | 150
2007 | 56067 | 56847 | SDA | PL | 11 | 2010 | SD
2007 | 6541 | 56708 | R3101 | CO | 6 | 2009 | SP |  |  |  | LA |  |  |  | Y | OT |  |  | N |  |  | 4 | 4 | 95 | 330 | 485628 | 150 | 100 | 2000 | 750 | 250 | 3000
2007 | 6541 | 56708 | R3201 | CO | 6 | 2009 | SP |  |  |  | LA |  |  |  | Y | OT |  |  | N |  |  | 4 | 4 | 95 | 330 | 485628 | 150 | 100 | 2000 | 750 | 250 | 3000
2007 | 15534 | 3149 | 2 | CO | 5 | 2008 | SP |  |  |  | LS |  |  |  | Y | WA |  | NA | N | 14 | 3.5 | 1 | 1 | 97 | 4 | 2815350 | 135 | 100 | 270084 |  | 14000 | 284084
2007 | 17698 | 7902 | 1 | OP | 1 | 1985 | BR |  |  |  | LS |  |  |  | N | UO | 254 | Y | Y | 16.7 | 1.5 | 4 | 4 | 85 | 5112 | 2490000 | 149 | 90 | 36179 | 13083 |  | 49262
2007 | 20541 | 50883 | SDA2 | OP | 2 | 1988 | SD |  |  |  | LI |  |  |  | N | WAP |  | NA | N |  |  | 1 | 1 | 81 | 11 | 180000 | 300 | 100 | 5000 |  |  | 5000
2007 | 9617 | 667 | 1 | OP | 5 | 2002 | SP |  |  |  | LF |  |  |  | Y | OT | 150 | Y | Y | 12 | 1.7 | 1 | 1 | 85 | 2056 | 750000 | 250 | 100 | 17600 |  |  | 17600
2007 | 4062 | 2840 | 5 | OP | 5 | 1977 | SP |  |  |  | LI |  |  |  | N | UO | 395 | Y | Y | 19.9 | 7.9 | 2 | 2 | 89.7 | 142 | 1063644 | 125 | 100 | 17647 | 184 |  | 17831
2007 | 803 | 113 | 1 | OP | 12 | 1973 | VE | SP |  |  | LI |  |  |  | N | RC | 8 | N | N |  |  | 2 | 2 | 80 | 514 | 422000 | 157 | 100 | 4370 | 2130 |  | 6500
2007 | 15873 | 3118 | 1 | OP | 12 | 1994 | SP |  |  |  | LS |  |  |  | Y | ABB | 16 | Y | N | 15 | 2.7 | 2 | 2 | 95 | 1640 | 2484000 | 140 | 100 |  |  |  | 255186
2007 | 9273 | 994 | 4 | OP | 4 | 1986 | SP |  |  |  | LS | DB |  |  | N | RC | 466 | NA | Y |  |  | 3 | 3 | 95 | 6660 | 2100000 | 157 | 100 | 105033 | 10667 |  | 115700
2007 | 7140 | 6052 | 2 | CO | 5 | 2009 | BR |  |  |  | LS |  |  |  |  | CA |  |  | Y | 9.2 | 2.5 | 1 |  | 98 | 785 | 3247865 | 133 | 100
2007 | 7840 | 10371 | SI1131 | OP | 10 | 1989 | SP |  |  |  | LS |  |  |  | Y | OT | 0 | NA | N | 5 | 4.5 | 1 | 1 | 99 | 22 | 83000 | 350 | 100
2007 | 10623 | 676 | 3 | OP | 9 | 1982 | SP |  |  |  | LS |  |  |  | N | BW | 102 | N | Y | 15 | 1.8 | 2 | 2 | 85 | 2800 | 13447 | 170 | 90 | 3918 | 6500 |  | 10418
2007 | 49888 | 56222 | SCRUB1 | CN
2007 | 20847 | 56068 | 19 | PL | 9 | 2010 | SP |  |  |  | LS |  |  |  |  | AL |  | NA | N | 7.7 | 2.3 | 1 | 1 | 97.1 | 0 | 1742104 | 130 | 100 |  |  | 75000 | 75000
2007 | 20541 | 50887 | SDA2 | OP | 8 | 1991 | SD |  |  |  | LI |  |  |  | N | WAP |  | NA | N |  |  | 1 | 1 | 85.6 | 52 | 185388 | 250 | 100 | 4667 |  |  | 4667
2007 | 13781 | 1927 | 7 | OS | 1 | 1981 | SD |  |  |  | LA |  |  |  | N | JO | 0 | NA | N | 8.6 | 1.3 | 1 | 1 | 70 |  | 640000 | 170 | 100 | 15000 |  |  | 15000
2007 | 570 | 10746 | SDA 6 | OP | 6 | 1991 | SD |  |  |  | LI |  |  |  | N | JO |  | NA | N |  |  |  |  | 80 | 15 | 134000 | 390 | 100
2007 | 7840 | 10370 | SI1131 | OP | 4 | 1990 | SP |  |  |  | LS |  |  |  | Y | OT | 0 | NA | N | 5 | 4.5 | 1 | 1 | 99 | 22 | 83000 | 350 | 100
2007 | 42018 | 54998 | 2 | OP | 12 | 1995 | SD |  |  |  | LI |  |  |  | N | GE |  | NA | N | 18 | 0.8 | 4 | 4 | 70 | 19.7 | 155000 | 290 | 100 | 6866 | 1468 |  | 8334
2007 | 19194 | 50651 | 1 | OP | 6 | 2006 | CD |  |  |  | LI |  |  |  | N | AL |  | NA | N | 8 | 2.4 | 1 | 1 | 65 | 1375 |  | 190 | 100 | 19600 |  |  | 19600
2007 | 20541 | 10629 | SDA2 | OP | 12 | 2000 | SD |  |  |  | LI |  |  |  | N | WAP |  | NA | N |  |  | 1 | 1 | 90 | 7 | 211000 | 305 | 100 | 4126 |  | 5064 | 9190
2007 | 570 | 10746 | SDA 1 | OP | 6 | 1991 | SD |  |  |  | LI |  |  |  | N | JO |  | NA | N |  |  |  |  | 80 | 15 | 134000 | 290 | 100
2007 | 19099 | 3845 | 1 | OP | 6 | 2002 | SP |  |  |  | LS |  |  |  | Y | AL |  | NA | Y | 14.8 | 1 | 1 | 1 | 91 | 1270 | 2146313 | 137 | 100 | 75500 |  |  | 75500
2007 | 20541 | 50882 | SDA2 | OP | 7 | 1999 | SD |  |  |  | LI |  |  |  | N | WAP |  | NA | N |  |  | 1 | 0 | 77 | 8 | 194876 | 275 | 100 | 19368 |  |  | 19368
2007 | 21 | 10671 | 1B |  |  |  | BR
2007 | 49846 | 10334 | S1 | OP | 5 | 1990 | SD |  |  |  | LI |  |  |  | N | CE | 0 | NA | N |  |  | 1 | 1 | 95.6 | 10 | 209703 | 295 | 100 | 6500 | 800 | 400 | 7700
2007 | 49968 | 10684 | 25SCRB | OP | 6 | 1978 | SP | TR |  |  | SA | SC |  |  | N | CO |  | NA | N | 6 | 0.5 | 1 | 1 | 99.8 | 9 | 290000 | 120 | 100 | 1410 |  |  | 1410
2007 | 49968 | 10684 | 26SCRB | OP | 6 | 1978 | SP | TR |  |  | SA | SC |  |  | N | CO |  | NA | N | 6 | 0.5 | 1 | 1 | 99.8 | 9 | 290000 | 120 | 100 | 1410 |  |  | 1410
2007 | 49966 | 10435 | S201C | OP | 3 | 1991 | SD |  |  |  | LI |  |  |  | N | BPC |  | NA | N |  |  | 1 | 1 | 80 | 34.4 | 84370 | 270 | 80 | 4000 | 1900 |  | 5900
2007 | 49966 | 10435 | S201B | OP | 3 | 1991 | SD |  |  |  | LI |  |  |  | N | BPC |  | NA | N |  |  | 1 | 1 | 80 | 34.4 | 84370 | 270 | 100 | 4000 | 1900 |  | 5900
2007 | 20541 | 50887 | SDA3 | OP | 8 | 1991 | SD |  |  |  | LI |  |  |  | N | WAP |  | NA | N |  |  | 1 | 1 | 85.6 | 52 | 185388 | 250 | 100 | 4667 |  |  | 4667
2007 | 4482 | 50629 | 1 | OP | 9 | 1990 | SD |  |  |  | LI |  |  |  | N | JO | 1 | Y | N |  |  | 1 | 1 | 97 | 1 | 79627 | 277 | 100 | 9000 |  |  | 9000
2007 | 570 | 10746 | SDA 2 | OP | 6 | 1991 | SD |  |  |  | LI |  |  |  | N | JO |  | NA | N |  |  |  |  | 80 | 15 | 134000 | 390 | 100
2007 | 7570 | 2824 | 10 | OP | 6 | 1982 | SD |  |  |  | LI |  |  |  | N | RC | 136 | NA | N | 8.8 | 0.7 | 1 | 1 | 70 | 384 | 160000 | 170 | 100 | 2800 |  |  | 2800
2007 | 5416 | 2721 | C-WFGD | CO | 4 | 2010 | SP |  |  |  | LS |  |  |  | Y | AL | 16 | NA | N | 11.4 | 1.8 | 1 | 1 | 95 | 860 | 1846434 | 121 | 100 | 220947 | 14182 | 45003 | 280132
2007 | 15298 | 6076 | 3 | OP | 1 | 1984 | VE |  |  |  | LA |  |  |  | N | OT | 99 | Y | N | 8.5 | 0.8 | 8 | 7 | 95 | 757 | 3036300 | 194 | 100 | 240000 | 27000 |  | 267000
2007 | 15298 | 6076 | 4 | OP | 4 | 1986 | VE |  |  |  | LA |  |  |  | N | OT | 99 | Y | N | 8.5 | 0.8 | 8 | 7 | 95 | 757 | 3036300 | 194 | 100 | 240000 | 27000 |  | 267000
2007 | 18414 | 50835 | SC1 | OP | 6 | 1990 | SD |  |  |  | LA |  |  |  | N | GE | 4 | NA | N |  |  | 1 | 1 | 93 | 46 | 148000 | 160 | 100
2007 | 15466 | 465 | 4 | OP | 6 | 1993 | SP |  |  |  | SC |  |  |  | N | OT |  | NA | N | 10 | 0.4 | 2 | 1 | 50 | 450 | 450000 | 300 | 100 | 1994 |  |  | 1994
2007 | 4476 | 50630 | QR2 | OP | 5 | 1986 | SD |  |  |  | LI |  |  |  | N | RC |  | NA | N |  |  | 1 | 1 | 80 | 115 | 35000 | 300 | 100
2007 | 54784 | 10491 | 3SCRBR | OP | 7 | 1993 | SP | VE |  |  | SA |  |  |  | N | BE |  |  | N |  |  | 1 | 1 | 95 | 8 | 72121 | 146 | 100 | 898 |  | 1795 | 2693
2007 | 14354 | 4158 | SC44 | OP | 2 | 1972 | VE |  |  |  | LI |  |  |  | N | CC | 6 | Y | N | 16 | 0.4 | 3 | 3 |  |  | 1240000 | 126 | 100
2007 | 14354 | 4162 | 3 | OP | 10 | 1981 | TR |  |  |  | SC |  |  |  | N | UO | 20 | Y | Y | 9.4 | 0.6 | 2 | 2 | 70 | 648 | 1430500 | 120 | 100 | 44112 | 3000 |  | 47112
2007 | 54881 | 50130 | BLI1 | OP | 6 | 1987 | CD |  |  |  | LI |  |  |  | N | OT |  | N | Y | 12 | 0.6 | 0 | 0 | 22.2 | 400 | 220000 | 300 | 100
2007 | 18642 | 1378 | 2 | OP | 12 | 1983 | SP |  |  |  | LS |  |  |  | Y | CC | 55 | N | N | 13.1 | 3.2 | 6 | 5 | 84.2 | 5568 | 2100000 | 170 | 100 |  |  |  | 124908
2007 | 4062 | 2840 | 6 | OP | 8 | 1977 | SP |  |  |  | LI |  |  |  | N | UO | 395 | Y | Y | 19.9 | 7.9 | 2 | 2 | 89.7 | 142 | 1063644 | 125 | 100 | 23436 | 184 |  | 23620
2007 | 49756 | 6016 | 1 | OP | 7 | 1976 | VE |  |  |  | LS |  |  |  | N | RS | 84 | Y | N | 9.1 | 3.4 | 4 | 4 | 86 | 4536 | 1190000 | 125 | 100 | 49267 |  |  | 49267
2007 | 14519 | 50666 | DFGS2 | OP | 2 | 1991 | SD |  |  |  | LI |  |  |  | Y | JO |  | NA | N |  |  | 1 | 1 | 95 | 37 | 46200 | 285 | 100
2007 | 14354 | 6165 | 3 | OP | 6 | 1983 | SP |  |  |  | LS |  |  |  | N | GE | 20 | Y | N | 12.9 | 0.6 | 4 | 4 | 90 | 375 | 1785000 | 119 | 100 | 46086 |  |  | 46086
2007 | 5580 | 6041 | 2 | SC | 6 | 1983 | SD |  |  |  | LI |  |  |  | N | TH | 0 | Y | Y | 16 | 3.6 | 4 | 4 | 90 | 2000 | 1468000 | 125 | 90 | 58000 | 38000 |  | 96000
2007 | 11269 | 6179 | 3 | OP | 4 | 1988 | SP |  |  |  | LS |  |  |  | Y | CE | 138 | Y | Y | 21.6 | 1.7 | 3 | 2 | 90 | 4735 | 2175200 | 150 | 94 | 50400 | 2200 |  | 52600
2007 | 19876 | 3954 | 3 | OP | 1 | 1995 | SP |  |  |  | LS | DB |  |  | N | GE | 115 | N | Y | 14 | 2 | 2 | 2 | 93.5 | 1168 | 2560310 | 115 | 100 | 140000 |  |  | 140000
2007 | 19876 | 3954 | 1 | OP | 2 | 2002 | SP |  |  |  | LS | DB |  |  | N | MX | 107 | N | Y | 14 | 2 | 1 | 1 | 95 | 899 | 2183000 | 132 | 100 | 60000 |  |  | 60000
2007 | 15473 | 2451 | 2 | OP | 10 | 1998 | SP |  |  |  | LS |  |  |  | N | BW |  | NA | N | 24 | 0.9 | 3 | 3 | 75 | 1445 | 1318504 | 123 | 100 | 19250 |  |  | 19250
2007 | 15473 | 2451 | 4 | OP | 10 | 1998 | SP |  |  |  | LS |  |  |  | N | BW |  | NA | N | 24 | 0.9 | 3 | 3 | 75 | 2230 | 2034264 | 123 | 100 | 19250 |  |  | 19250
2007 | 14432 | 50776 | LSI1 | OP | 6 | 1992 | CD |  |  |  | LS |  |  |  | N | PR |  | NA | N | 36 | 0.4 | 1 | 1 | 88.6 | 65 | 187575 | 1675 | 100
2007 | 21128 | 50215 | SD1 | OP | 6 | 1989 | SD |  |  |  | LI |  |  |  | N | JO |  | NA | N |  |  | 1 | 1 | 80 | 4 | 100424 | 310 | 100
2007 | 4425 | 50658 | RX3 | OP | 6 | 1990 | SP |  |  |  | LI |  |  |  | N | FL |  | NA | N |  |  | 1 | 1 | 80 | 44 | 180000 | 285 | 100 | 5500 |  |  | 5500
2007 | 189 | 56 | 3 | OP | 5 | 1980 | SP | TR |  |  | LS |  |  |  | N | PB | 16 | Y | Y | 12 | 1.9 | 2 | 2 | 85 | 2900 | 818000 | 170 | 70 | 9129 | 885 |  | 10014
2007 | 4487 | 50662 | SDA2 | OP | 2 | 1995 | SD |  |  |  | LI |  |  |  | N | EEC |  | NA | N |  |  | 1 | 1 | 85 | 4 | 93327 | 285 | 100
2007 | 4426 | 54945 | 12 | OP | 5 | 1987 | SD |  |  |  | LI |  |  |  | N | CE |  | Y | N | 8.8 | 2 | 1 | 1 | 75 | 105 | 144000 | 217 | 100
2007 | 20541 | 50875 | L1SDA | OP | 10 | 2000 | SD |  |  |  | CC |  |  |  | N | CC |  | NA | N |  |  | 1 | 1 | 80 | 29 | 36701 | 315 | 100 | 200 |  | 2000 | 2200
2007 | 20541 | 50875 | L2SDA | OP | 10 | 2000 | SD |  |  |  | CC |  |  |  | N | CC |  | NA | N |  |  | 1 | 1 | 80 | 29 | 36701 | 315 | 100 | 200 |  | 2000 | 2200
2007 | 18157 | 50807 | 3BB | OP | 6 | 1970 | VE |  |  |  | AF |  |  |  | N | FM |  | N | N | 10 | 1.3 | 1 | 1 | 70 | 199 | 220000 | 149 | 90 | 200000 |  |  | 200000
2007 | 14932 | 10566 | SDA2 | OP | 3 | 1994 | SD |  |  |  | LA |  |  |  | N | JO |  |  | N | 6.7 | 2 | 1 | 1 | 93 | 306 | 461077 | 174 | 100
2007 | 1924 | 10488 | WS2 | OP | 6 | 1979 | VE |  |  |  | SL |  |  |  | N | AP |  | N | N |  |  | 1 | 1 | 70 | 137 | 198000 | 156
2007 | 15466 | 469 | 1 | OP | 2 | 1998 | SP |  |  |  | SC |  |  |  | N | OT |  | NA | N | 10 | 0.4 | 2 | 1 | 50 | 450 | 500000 | 280 | 100 | 1600 |  |  | 1600
2007 | 6778 | 56024 | 14 | RE | 3 | 1981 | VE |  |  |  | OT |  |  |  | N | OT |  | NA | N |  |  | 1 | 1 | 98 | 0 | 185000 | 145 | 100 | 100 |  |  | 100
2007 | 12341 | 1082 | 3 | CO | 5 | 2009 | SD |  |  |  | LA |  |  |  | N | AL | NA | NA | N | 7 | 0.5 | 2 | 2 | 93.6 | 597 | 3176000 | 165 | 100 | 120000 |  |  | 120000
2007 | 11249 | 1364 | 2 | OP | 12 | 1980 | SP |  |  |  | LS |  |  |  | N | CE | 30 | NA | N | 20.8 | 6 | 2 | 2 | 90 | 247 | 1340000 | 175 | 100 | 24119 |  |  | 24119
2007 | 9617 | 207 | 2 | OP | 5 | 1988 | SP |  |  |  | LS |  |  |  | Y | RC | 252 | Y | Y | 12 | 2.2 | 3 | 2 | 90 | 4669 | 1920000 | 165 | 90 | 8127 | 1007 |  | 9134
2007 | 15430 | 10033 | 11SDA | OP | 8 | 1995 | SD |  |  |  | LI |  |  |  | N | FL |  | NA | N |  |  | 1 | 1 | 90 | 45 | 287841 | 265 | 100
2007 | 15430 | 10033 | 13SDA | OP | 4 | 1994 | SD |  |  |  | LI |  |  |  | N | FL |  | NA | N |  |  | 1 | 1 | 90 | 45 | 287841 | 265 | 100
2007 | 13781 | 6090 | 3 | OP | 11 | 1987 | SD |  |  |  | LA |  |  |  | Y | JO | 160 | Y | Y | 10.8 | 0.9 | 8 | 7 | 72.3 | 5000 | 2659000 | 165 | 96 | 60907 |  |  | 60907
2007 | 18642 | 1378 | 3
2007 | 15470 | 6113 | 3 | OP | 12 | 2006 | SP | TR |  |  | LS |  |  |  | Y | BW | 320 | NA | n | 14 | 3.6 | 1 | 1 | 97 | 1205 | 2074000 | 131 | 100 | 210000 |  |  | 210000
2007 | 55816 | 56576 | AB1 | PL | 1 | 2010 | SD |  |  |  | LS |  |  |  | N | BI | 65 | NA | N |  |  | 1 | 1 | 75 | 5 | 150000 | 350 | 100 | 700 | 250 |  | 950
2007 | 7570 | 56786 | 1 | CO | 4 | 2010 | SD |  |  |  | LI |  |  |  | N | BW | 70 | NA | N | 13.4 | 0.8 | 1 | 1 | 90 | 1 | 334500 | 169 | 100 | 10700 |  |  | 10700
2007 | 3046 | 2712 | 4 | OP | 12 | 2007
2007 | 5416 | 2718 | 2 | CO | 4 | 2009 | SP |  |  |  | LS |  |  |  | Y | AL | 14 | NA | N | 11.4 | 1.8 | 1 | 1 | 95 | 918 | 2196603 | 133 | 100 | 222146 | 4749 | 32255 | 259150
2007 | 8245 | 60 | 2 | PL | 8 | 2010 | CD |  |  |  | LA |  |  |  | N | OT | NA | N | N | 6 | 0.5 | 1 | 1 |  | 265 | 847491 | 161 | 100 |  |  |  | 10
2007 | 5610 | 50481 | 325-30 | OP | 6 | 1995 | SD |  |  |  | LA |  |  |  | N | JO |  | NA | N | 9.5 | 1 | 1 | 1 | 91 | 257 | 316512 | 160 | 100 |  |  |  | 10000
2007 | 9273 | 994 | 2 | OP | 5 | 1996 | SP |  |  |  | LS | DL |  |  | Y | GE | 6 | NA | Y | 16 | 4.5 | 1 | 1 | 95 | 1908 | 1802730 | 126 | 100 | 89104 | 12711 |  | 101815
2007 | 9273 | 994 | 3 | OP | 11 | 1977 | TR |  |  |  | LS | DB |  |  | N | UO | 360 | NA | Y |  |  | 4 | 4 | 85 | 6660 | 2042000 | 125 | 100 | 68780 | 8122 |  | 76902
2007 | 22500 | 6068 | 2 | SB | 5 | 1980 | SP |  |  |  | LS |  |  |  | N | CE | 22 | N | Y | 5.8 | 0.3 | 4 | 4 | 60 | 1921 | 2800000 | 170 | 70 |  |  |  | 27263
2007 | 4482 | 50629 | 2 | OP | 9 | 1990 | SD |  |  |  | LI |  |  |  | N | JO | 1 | Y | N |  |  | 1 | 1 | 97 | 1 | 79627 | 277 | 100 | 9000 |  |  | 9000
2007 | 22500 | 1250 | 4S | OP | 6 | 1969 | VE | SP |  |  | LS |  |  |  | N | CE | 5 | N | N | 9.8 | 0.9 | 2 | 2 | 73 | 73 | 181500 | 144 | 50 | 368 | 225 |  | 593
2007 | 9210 | 54656 | PB2 | OP | 6 | 1982 | VE |  |  |  | SL |  |  |  | N | FM |  | NA | Y | 9.1 | 1.3 | 1 | 1 | 87 | 680 | 140000 | 325 | 100
2007 | 20541 | 50878 | SDA1 | OP | 9 | 1987 | SD |  |  |  | LI |  |  |  | N | WAP |  | NA | N |  |  | 1 | 1 | 75 | 20 | 88000 | 325 | 100 | 5000 |  |  | 5000
2007 | 733 | 3935 | 2 | PL | 12 | 2008 | TR |  |  |  | LS |  |  |  | N | BW | 220 | NA | N | 15 | 2.8 | 1 | 1 | 98 | 736 | 2682000 | 129 | 100
2007 | 4062 | 2840 | 4 | PL | 6 | 2009 | BR |  |  |  | LS |  |  |  | N | CA | 185 | NA | N | 9.5 | 3.3 | 1 | 1 | 98 | 883 | 2547000 | 127 | 100 | 267 | 25 | 51 | 343
2007 | 22053 | 1353 | 2 | PL | 11 | 2015 | BR |  |  |  | LS |  |  |  | N | OT | 279 | NA | N | 11 | 2.8 | 1 | 1 | 98 | 734 | 2662000 | 127 | 100
2007 | 12658 | 2823 | FGD2 | OP | 6 | 1978 | SP |  |  |  | LA |  |  |  | N | TH | 192 | Y | Y | 8 | 1.5 | 2 | 2 | 78.9 | 2153 | 1784200 | 176 | 79 | 36000 | 10650 |  | 46650
2007 | 9617 | 207 | 1 | OP | 3 | 1987 | SP |  |  |  | LS |  |  |  | Y | RC | 252 | Y | Y | 12 | 2.2 | 3 | 2 | 90 | 4669 | 1920000 | 165 | 90 | 8127 | 1007 |  | 9134
2007 | 17568 | 6061 | 2 | OP | 6 | 1979 | SP | VE |  |  | LS |  |  |  | N | RS | 4 | NA | Y | 8 | 1.5 | 1 | 1 | 52.7 | 1546 | 396800 | 125 | 62 | 10191 | 3851 |  | 14042
2007 | 49896 | 56224 | SCB600 | PL | 6 | 2008 | SD |  |  |  | LA |  |  |  | Y | BW |  | Y | N | 5 | 0.4 | 1 | 1 | 92 |  | 796200 | 160 | 100 | 31019 | 569 |  | 31588
2007 | 11208 | 6481 | 1CCC | OP | 7 | 1986 | SP |  |  |  | LS |  |  |  | N | GE | 76.5 | N | N | 14 | 0.6 | 6 | 4 | 90 | 1253 | 3747000 | 135 | 100 | 96067 |  |  | 96067
2007 | 14015 | 2876 | 12 | CO | 6 | 2009 | BR |  |  |  | LS |  |  |  | N | CA | 191 | NA | N | 9.8 | 4.7 | 1 |  | 98 | 655 | 1459116 | 130 | 100 | 187760 | 27480 |  | 215240
2007 | 17465 | 10017 | PB08WS | OP | 10 | 2007 | SP | TR | VE |  | OT |  |  |  | N | OT |  | NA | N |  |  | 1 | 1 | 99.9
2007 | 13781 | 1934 | 1 | OP | 1 | 1991 | SP |  |  |  | LI |  |  |  | N | OT | 18 | NA | N |  |  | 1 | 1 | 70 | 151 | 88703 | 260 | 100 | 2565 | 100 |  | 2665
2007 | 353 | 10640 | FGDU1 | OP | 5 | 1987 | CD |  |  |  | LS |  |  |  | Y | DC | 0 | NA | N | 12 | 0.5 | 1 | 1 | 70 | 59 | 260000 | 300 | 100 | 400 |  | 400 | 800
2007 | 13407 | 2324 | 2 | OP | 4 | 1974 | SP |  |  |  | SC |  |  |  | N | CE | 34 | Y | Y | 5.9 | 0.5 | 1 | 1 | 90.5 | 150 | 361000 | 150 | 100 |  |  |  | 5253
2007 | 6036 | 50051 | ABS A | OP | 11 | 1987 | SD |  |  |  | LI |  |  |  | N | GE |  | NA | N |  |  | 1 | 1 | 87.7 | 12 | 63830 | 340 | 100 | 2667 |  |  | 2667
2007 | 7140 | 703 | 1S | CO | 3 | 2010 | BR |  |  |  | LS |  |  |  | Y | CA |  | Y | Y | 9.2 | 2.5 | 1 | 1 | 98 | 620 | 2553949 | 133 | 100
2007 | 54888 | 298 | FGD1 | OP | 10 | 1985 | SP |  |  |  | LS | DB |  |  | N | CE | 355 | Y | Y | 37 | 3.1 | 5 | 4 | 90 | 9000 | 3400000 | 140 | 100 | 49654 | 16083 |  | 65737
2007 | 14952 | 50388 | K1 | OP | 11 | 2000 | MA |  |  |  | SC |  |  |  | N | OT |  |  | Y |  |  | 1 | 1 |  | 250 | 183000 | 475 | 100 | 150 |  |  | 150
2007 | 7570 | 6030 | 2 | OP | 7 | 1981 | SP |  |  |  | LI | DL |  |  | N | CE | 232 | Y | Y | 12 | 1 | 4 | 4 | 90 | 6043 | 1050000 | 132 | 75 | 13291 | 5000 |  | 18291
2007 | 17632 | 976 | 4 | OP | 4 | 1979 | VE |  |  |  | LS | DB |  |  | N | BW | 102 | NA | N | 17.8 | 4.4 | 2 | 2 | 89.4 | 1451 | 691500 | 129 | 100 | 16094 | 3646 |  | 19740
2007 | 56 | 50805 | SCRUB | OP | 10 | 1973 | SP |  |  |  | SA |  |  |  | N | FL | 5 | Y | Y | 13.7 | 0.6 | 1 | 1 | 90 | 428 | 114560 | 190 | 43 | 5492 |  |  | 5492
2007 | 733 | 6264 | 1 | OP | 1 | 2007 | SP |  |  |  | LS |  |  |  | N | BW | 480 | NA | N | 13 | 4.5 | 2 | 2 | 98 | 1960 | 4232000 | 129 | 100
2007 | 54888 | 298 | FGD2 | OP | 10 | 1986 | SP |  |  |  | LS | DB |  |  | N | CE | 355 | Y | Y | 37 | 3.1 | 5 | 4 | 90 | 9000 | 3400000 | 140 | 100
2007 | 19876 | 10773 | 1 | OP | 2 | 1992 | SD |  |  |  | LA |  |  |  | N | FL |  | NA | N | 10.8 | 1.6 | 1 | 1 | 92 | 83 | 112500 | 160 | 100
2007 | 55740 | 54081 | 1A | OP | 5 | 1992 | SD |  |  |  | LA |  |  |  | N | JO |  |  | N | 11 |  | 1 | 1 | 93.7 | 29 | 115000 | 190 | 100 | 2600 |  |  | 2600
2007 | 55739 | 10384 | 1A | OP | 10 | 1990 | SD |  |  |  | LA |  |  |  | N | JO |  | NA | N | 11 | 0.9 | 1 | 1 | 95.6 | 31 | 140000 | 190 | 100 | 2750 |  |  | 2750
2007 | 9267 | 6213 | 2FGD | OP | 2 | 1982 | SP | PA |  |  | LS | OT | DB |  | N | MI | 197 | NA | Y | 16 | 3 | 4 | 4 | 90 | 3723 | 1700000 | 130 | 95 | 55199 | 18897 |  | 74096
2007 | 20541 | 10629 | SDA1 | OP | 12 | 2000 | SD |  |  |  | LI |  |  |  | N | WAP |  | NA | N |  |  | 1 | 1 | 90 | 7 | 211000 | 305 | 100 | 4126 |  | 5064 | 9190
2007 | 22129 | 6082 | 1 | OP | 8 | 1984 | SP |  |  |  | LS |  |  |  | N | PB | 362 | NA | Y | 22 | 3.6 | 6 | 4 | 90 | 2105 | 2100000 | 125 | 100 | 136300 | 10000 |  | 146300
2007 | 20541 | 50882 | SDA1 | OP | 7 | 1999 | SD |  |  |  | LI |  |  |  | N | WAP |  | NA | N |  |  | 1 | 0 | 77 | 8 | 194876 | 275 | 100 | 19368 |  |  | 19368
2007 | 15989 | 1040 | FSI2 | OP | 1 | 2006 | CD |  |  |  | LS |  |  |  | N | OT |  | NA | Y | 9 | 2.2 |  |  | 35 | [6 empty] | 1000 | 1000
2007 | 12341 | 6664 | 1 | OP | 12 | 2007 | SD |  |  |  | LA |  |  |  | N | AL | NA | NA | N | 7 | 2 | 2 | 2 | 90 | 3450 | 2700000 | 165 | 100 | 90000 |  |  | 90000
2007 | 6526 | 6094 | 1 | OP | 4 | 1976 | VE |  |  |  | LI |  |  |  | N | CC | 527 | N | N | 19.7 | 4.8 | 6 | 6 | 95 | 4748 | 2813993 | 124 | 100 | 65617 | 26076 |  | 91693
2007 | 49966 | 10435 | S201A | OP | 3 | 1991 | SD |  |  |  | LI |  |  |  | N | BPC |  | NA | N |  |  | 1 | 1 | 80 | 34.4 | 84370 | 270 | 100 | 4000 | 1900 |  | 5900
2007 | 19528 | 54780 | CT121 | OP | 3 | 1987 | BR |  |  |  | LS |  |  |  | N | OT |  | NA | Y | 8.8 | 3.4 | 1 | 1 | 90 | 207 | 110000 | 115 | 100 |  |  |  | 15000
2007 | 19323 | 6648 | 4 | OP | 5 | 1981 | SP |  |  |  | LS |  |  |  | Y | CE | 80 | Y | Y | 14 | 0.6 | 3 | 3 | 92 | 6833 | 1932418 | 180 | 83 |  |  |  | 57586
2007 | 3006 | 2828 | 1 | PL | 3 | 2008 | BR |  |  |  | LS |  |  |  | Y | CA | 93 | NA | N | 13 | 4.6 | 1 | 1 | 98 | 873 | 1915000 | 127 | 100 | 267 | 25 | 51 | 343
2007 | 14232 | 8222 | FGD1 | OP | 5 | 1981 | SD |  |  |  | LA |  |  |  | N | OT | 75 | NA | N | 7 | 0.8 | 4 | 4 | 70 | 5335 | 1582000 | 210 | 100 | 50202 | 2283 |  | 52485
2007 | 55731 | 50253 | 1PB | OS | 5 | 1994 | SP |  |  |  | OT |  |  |  | N | AP | 0 | NA | N |  |  | 1 | 1 | 99 | 23 | 117147 | 153 | 100 | 1000 |  |  | 1000
2007 | 17543 | 130 | 3 | OP | 1 | 2007 | SP |  |  |  | LS |  |  |  | Y | RS |  | NA | N | 17 | 2.5 | 1 | 1 | 97 | 1261 | 1765000 | 121 | 100 |  |  |  | 0
2007 | 30151 | 87 | 1 | OP | 12 | 1984 | SP |  |  |  | LS |  |  |  | N | CE | 26 | Y | N | 12 | 0.8 | 3 | 2 | 95 | 247 | 926200 | 126 | 100 | 26351 | 17296 |  | 43647
2007 | 20546 | 6639 | G1 | OP | 12 | 1979 | SP |  |  |  | LI | MO |  |  | N | AM | 175 | NA | Y | 25 | 4 | 2 | 2 | 90 | 2217 | 780000 | 130 | 100 | 19000 | 3133 |  | 22133
2007 | 55903 | 50189 | 1SO2 | OS | 11 | 1993 | SP |  |  |  | OT |  |  |  | N | GE |  | NA | Y | 6.5 | 0.8 | 1 | 1 | 85 | 194 | 235150 | 380 | 100
2007 | 10000 | 1241 | 1 | OP | 6 | 1973 | VE |  |  |  | LS |  |  |  | N | BW | 200 | Y | Y | 25.4 | 5.4 | 8 | 8 | 80 | 8165 | 2500000 | 175 | 100 | 57326 | 8846 |  | 66172
2007 | 14354 | 8066 | SC73 | OP | 9 | 1988 | TR |  |  |  | SL |  |  |  | N | BW | 20 | Y | Y | 17 | 1 | 3 | 3 | 86.4 | 1573 | 2250000 | 120 | 100 | 70700 | 5700 |  | 76400
2007 | 14354 | 8066 | SC71 | OP | 9 | 1990 | TR |  |  |  | SL |  |  |  | N | BW | 20 | Y | Y | 8 | 0.5 | 3 | 3 | 86.4 | 1573 | 2250000 | 120 | 100 | 70700 | 5700 |  | 76400
2007 | 14519 | 50666 | DFGS1 | OP | 2 | 1991 | SD |  |  |  | LI |  |  |  | Y | JO |  | NA | N |  |  | 1 | 1 | 95 | 37 | 46200 | 285 | 100
2007 | 5473 | 54428 | 601 | OS | 6 | 1982 | SP |  |  |  | OT |  |  |  | N | BW |  | N | N |  |  | 2 | 1
2007 | 5473 | 54428 | 302 | OS | 6 | 1978 | VE |  |  |  | OT |  |  |  | N | NPA |  | N | N |  |  | 1 | 1
2007 | 15473 | 2451 | 3 | OP | 10 | 1998 | SP |  |  |  | LS |  |  |  | N | BW |  | NA | N | 24 | 0.9 | 3 | 3 | 75 | 2230 | 2034264 | 123 | 100 | 19250 |  |  | 19250
2007 | 1746 | 10464 | E0003 | OP | 6 | 1988 | BR |  |  |  | LS |  |  |  | Y | FL | 1 | NA | N | 6.1 | 1.1 | 6 | 6 | 99.9 | 37 | 75100 | 300 | 100 | 200 |  | 70 | 270
2007 | 20847 | 6170 | 1 | OP | 11 | 2006 | SP | TR |  |  | LS |  |  |  | Y | WA |  | NA | N | 5 | 0.5 | 1 | 1 | 95 | 370 | 2435716 | 330 | 100 |  |  | 105000 | 105000
2007 | 18642 | 50 | 8 | OP | 1 | 1978 | TR |  |  |  | LS |  |  |  | N | OT | 228 | Y | Y | 25 | 4.5 | 4 | 4 | 80 | 8709 | 2072000 | 175 | 100 |  |  |  | 50352
2007 | 8633 | 50858 | SDA2C | OP | 12 | 1999 | SD |  |  |  | LI |  |  |  | N | OT |  | NA | N |  |  | 1 | 1 | 80 | 33 | 97000 | 300 | 100 |  |  |  | 13300
2007 | 16929 | 50290 | SDA3 | OP | 6 | 1993 | SD |  |  |  | LI |  |  |  | N | JO |  | NA | N |  |  | 1 | 1 | 99.9 | 32 | 283700 | 330 | 99.9 | 4900 |  |  | 4900
2007 | 14932 | 10672 | CBC | OP | 2 | 1994 | CD |  |  |  | LS |  |  |  | N | PR |  | NA | N | 12.3 | 1.2 | 0 | 0 | 89 | 190 | 445855 | 312 |  | 5000 |  |  | 5000
2007 | 14932 | 10566 | SDA1 | OP | 3 | 1994 | SD |  |  |  | LA |  |  |  | N | JO |  | NA | N | 6.7 | 2 | 1 | 1 | 93 | 306 | 461077 | 174 | 100
2007 | 1924 | 10488 | WS1 | OP | 6 | 1969 | VE |  |  |  | SL |  |  |  | N | AP |  | N | N |  |  | 1 | 1 | 75 | 138 | 349890 | 151
2007 | 11249 | 1363 | 6 | OP | 4 | 1979 | TR |  |  |  | LI | SC |  |  | N | CE | 162 | Y | N | 12.5 | 3.5 | 2 | 2 | 90 | 3120 | 863260 | 120 | 100 | 21491 | 2493 |  | 23984
2007 | 542 | 10643 | SCRUB3 | OP | 11 | 1990 | SD |  |  |  | LI |  |  |  | N | FL | 1 | NA | N |  |  | 2 | 2 | 70 | 26 | 270000 | 300 | 100 | 1750 |  | 250 | 2000
2007 | 54888 | 3470 | FGD8 | OP | 12 | 1982 | SP |  |  |  | LS |  |  |  | Y | GE |  |  | N | 5 | 0.5 | 3 | 3 | 85 |  | 1804000 | 160 | 82
2007 | 9617 | 667 | 2 | OP | 2 | 2002 | SP |  |  |  | LF |  |  |  | Y | OT | 150 | Y | Y | 12 | 1.7 | 1 | 1 | 85 | 2056 | 750000 | 250 | 100 | 17600 |  |  | 17600
2007 | 733 | 3935 | 1 | PL | 12 | 2008 | TR |  |  |  | LS |  |  |  | N | BW | 220 | NA | N | 15 | 2.8 | 1 | 1 | 98 | 736 | 2682000 | 129 | 100
2007 | 15470 | 6113 | 2 | OP | 5 | 2007 | SP | TR |  |  | LS |  |  |  | Y | BW | 320 | NA | n | 14 | 3.6 | 1 | 1 | 97 | 1205 | 2074000 | 131 | 100 | 150000 |  |  | 150000
2007 | 3542 | 2832 | 7 | OP | 12 | 2007 | SP |  |  |  | LS |  |  |  | Y | BW | 5 | NA | n | 15 | 4.4 | 1 | 1 | 97 | 1182 | 1829057 | 129 | 100 | 189000 |  |  | 189000
2007 | 3542 | 2832 | 8 | OP | 4 | 2007 | SP |  |  |  | LS |  |  |  | Y | BW | 5 | NA | n | 15 | 4.4 | 1 | 1 | 97 | 1127 | 1738564 | 131 | 100 | 203845 |  |  | 203845
2007 | 19323 | 52071 | 5A | CO | 7 | 2009 | BR | CD |  |  | LS | LI |  |  | Y | FW | 592 | NA | N | 16 | 0.9 | 1 | 1 | 95.8 | 592 | 961206 | 167 | 100
2007 | 13781 | 1915 | 1 | OP | 8 | 2007 | SD |  |  |  | LI |  |  |  | N | AL | 90 | NA | N | 5.4 | 0.5 | 6 | 6 | 90 | 300 | 1933000 | 210 | 100 | 57138 |  |  | 57138
2007 | 19876 | 56808 | FGD2 | PL | 4 | 2012 | CD |  |  |  | LI |  |  |  | Y |  |  | Y | N |  | 1 | 1 | 1 | 90 | 91 | 1010603 | 152 | 59
2007 | 15466 | 470 | 2 | PL | 7 | 2008
2007 | 54866 | 56453 | CO1 | CO | 6 | 2014 | CD |  |  |  | LA |  |  |  | Y | FW |  |  | N |  | 1.9 | 1 | 1 | 97 | 675 | 890000 | 250 | 100
2007 | 50085 | 10062 | SDA4 | OP | 2 | 2000 | SD |  |  |  | LS |  |  |  | N | ABB | 19 | NA | N |  |  | 1 | 1 | 95.4 | 49 | 154734 | 332 | 100 |  |  |  | 1750
2007 | 12384 | 3122 | 3 | OP | 9 | 2001 | SP |  |  |  | LS |  |  |  | Y | ABB | 250 | Y | N | 24 | 4 | 1 | 1 | 95 | 2900 | 1900000 | 120 | 100 |  |  |  | 160000
2007 | 18454 | 645 | FGD1 | OP | 12 | 1999 | SP | TR |  |  | LS | DB |  |  | Y | WAP | 0 | NA | Y | 6.4 | 3.3 | 1 | 1 | 95 | 2386 | 2390550 | 129 | 100 | 58004 | 6935 | 19116 | 84055
2007 | 5610 | 50481 | 325-31 | OP | 1 | 1995 | SD |  |  |  | LA |  |  |  | N | JO |  | NA | N | 9.5 | 1 | 1 | 1 | 93 | 197 | 310939 | 158 | 100 |  |  |  | 5000
2007 | 30151 | 6021 | C3 | OP | 10 | 1984 | SD |  |  |  | LI |  |  |  | N | BW | NA | NA | Y | 14 | 0.7 | 4 | 3 | 85 | 800 | 2000000 | 167 | 100 | 40728 |  |  | 40728
2007 | 10162 | 50860 | 2 | OP | 1 | 1990 | SD |  |  |  | LI |  |  |  | N | FL | 1 | NA | N |  |  | 1 | 1 | 80 | 3 | 72841 | 313 | 100 | 319 | 10 | 1149 | 1478
2007 | 4427 | 50664 | R102 | OP | 5 | 1989 | SD |  |  |  | LI |  |  |  | N | PA |  | Y | N |  |  | 1 | 1 | 70 | 17 | 39000 | 300 | 100
2007 | 6778 | 56024 | 15SAT | RE | 4 | 2004 | SP |  |  |  | OT |  |  |  | N | OT |  | NA | N |  |  | 1 | 1 | 94 | 69 | 59175 | 130 | 100 | 1089000 |  |  | 1089000
2007 | 10118 | 55289 | DS1 | PL | 1 | 2009 | CD |  |  |  | LA |  |  |  | N
2007 | 8181 | 10118 | BH1 | OP | 1 | 2006 | CD |  |  |  | LI |  |  |  | N | OT |  | NA | N |  |  | 1 | 1 | 81.3 | 8 | 52000 | 285 | 100
2007 | 6541 | 56708 | R3102 | CO | 6 | 2009 | SP |  |  |  | LA |  |  |  | Y | OT | [5 empty] | 4 | 4 | 95 | 330 | 485628 | 150 | 100 | 2000 | 750 | 250 | 3000
2007 | 6541 | 56708 | R3202 | CO | 6 | 2009 | SP |  |  |  | LA |  |  |  | Y | OT |  |  | N |  |  | 4 | 4 | 95 | 330 | 485628 | 150 | 100 | 2000 | 750 | 250 | 3000
2007 | 4922 | 6031 | 2 | OP | 6 | 2007 | BR |  |  |  | LS |  |  |  | Y | CA | 237 | NA | N | 9.6 | 4 | 1 | 1 | 97 | 1262 | 1859878 | 125 | 100 | 5356 |  |  | 5356
2007 | 55808 | 54035 | FGD1 | OP | 5 | 1994 | SD |  |  |  | LA |  |  |  | N | FL | NA | NA | N | 8.1 | 1.5 | 1 | 1 | 92 | 316 | 475000 | 165 | 100 | 16500 |  |  | 16500
2007 | 5232 | 10613 | 9PB | OP | 6 | 1979 | VE |  |  |  | OT |  |  |  | N | AP |  | NA | N |  |  | 1 | 1 | 99.1 | 43.1 | 205606 | 146 | 100
2007 | 13407 | 2324 | 1 | OP | 4 | 1974 | SP |  |  |  | SC |  |  |  | N | CE | 34 | Y | Y | 5.9 | 0.5 | 1 | 1 | 90.5 | 150 | 361000 | 150 | 100 |  |  |  | 5253
2007 | 16572 | 6177 | FGD1 | OP | 12 | 1979 | SP |  |  |  | LS |  |  |  | N | KE | 3 | N | Y | 25 | 1 | 2 | 1 | 82.5 | 3200 | 1500000 | 225 | 40 | 9879 |  |  | 32624
2007 | 4458 | 10012 | 2 | OP | 7 | 1988 | SD |  |  |  | LI |  |  |  | N | EE | 0.841 | NA | N |  |  | 1 | 1 | 99.9 | 0.01 | 50245 | 320 | 100
2007 | 42018 | 54998 | 4 | OP | 3 | 1995 | SD |  |  |  | LI |  |  |  | N | GE |  | NA | N | 18 | 0.8 | 4 | 4 | 70 | 12.9 | 155000 | 290 | 100 | 6866 | 1468 |  | 8334
2007 | 9401 | 50250 | 3PB | OP | 6 | 1981 | VE |  |  |  | SL |  |  |  | N | OT |  |  | N | 10 | 4 | 1 | 0 | 82 | 140 | 65100 | 163 | 100
2007 | 9097 | 50656 | SDA1 | OP | 12 | 1991 | SD |  |  |  | OT |  |  |  | N | OT | 2 | NA | N |  |  | 1 | 1 | 97 | 1 | 97240 | 289 | 100
2007 | 9097 | 50656 | SDA2 | OP | 12 | 1991 | SD |  |  |  | OT |  |  |  | N | OT | 2 | NA | N |  |  | 1 | 1 | 97 | 1 | 97500 | 289 | 100
2007 | 9353 | 54358 | PB1B | OP | 6 | 1960 | VE |  |  |  | AF |  |  |  | N | FM | 11 | N | N | 10 | 1.2 | 2 | 2 | 38 | 215 | 360000 | 135 | 100
2007 | 16233 | 55749 | SDA-1 | OP | 2 | 2006 | SD |  |  |  | LA |  |  |  | N | HA | 47 | NA | N | 9 | 0.6 | 1 | 1 | 92.3 | 1861 | 472200 | 165 | 100 | 15000 |  |  | 15000
2007 | 17833 | 6195 | 1 | RE | 4 | 1977 | TR |  |  |  | OT |  |  |  | N | UO | 76 | Y | N | 20 |  | 2 | 2 | 87 |  | 510409 | 131 | 100 | 10000 | 1600 |  | 11600
2007 | 55739 | 10384 | 2B | OP | 10 | 1990 | SD |  |  |  | LA |  |  |  | N | JO |  | NA | N | 11 | 0.9 | 1 | 1 | 94.7 | 35 | 140000 | 190 | 100 | 2750 |  |  | 2750
2007 | 55739 | 10384 | 1B | OP | 10 | 1990 | SD |  |  |  | LA |  |  |  | N | JO |  | NA | N | 11 | 0.9 | 1 | 1 | 95.3 | 33 | 140000 | 190 | 100 | 2750 |  |  | 2750
2007 | 4498 | 50632 | CD1 | OP | 10 | 1989 | CD |  |  |  | LS | LI |  |  | N | FL |  | NA | N |  |  | 1 | 1 | 80 | 4 | 116711 | 285 | 100
2007 | 16572 | 6177 | FGD2 | OP | 10 | 1980 | SP |  |  |  | LS |  |  |  | N | KE | 3 | N | Y | 25 | 1 | 2 | 1 | 82.5 | 3200 | 1500000 | 225 | 40 | 9879 |  |  | 32624
2007 | 12807 | 4259 | 1 | OP | 5 | 1983 | SP |  |  |  | LS |  |  |  | Y | BW |  | NA | Y | 12.4 | 4.3 | 1 | 1 | 90 | 482 | 200000 | 130 | 100 | 5914 | 250 |  | 6164
2007 | 24211 | 8223 | 3 | OP | 6 | 2006 | SD |  |  |  | LI |  |  |  | N | AL |  | NA | N |  | 0.2 | 3 | 2 | 84.7 | 276 |  |  | 81
2007 | 142 | 10676 | 3 | OP | 7 | 1987 | SP |  |  |  | MO |  |  |  | Y | FM | 54 | Y | N | 7.2 | 2.5 | 1 | 1 | 92 | 200 | 160000 | 130 | 100 | 6950 | 1125 |  | 8075
2007 | 142 | 10676 | 4 | OP | 7 | 1987 | SP |  |  |  | MO |  |  |  | Y | FM | 54 | Y | N | 7.2 | 2.5 | 1 | 1 | 92 | 200 | 160000 | 130 | 100 | 6950 | 1125 |  | 8075
2007 | 9401 | 50250 | 4PB | OP | 6 | 1981 | VE |  |  |  | SL |  |  |  | N | FM |  |  | N | 10 | 4 | 1 | 0 | 82 | 245 | 253875 | 157 | 100
2007 | 13407 | 2324 | 4 | OP | 7 | 1983 | SP | TR |  |  | SC |  |  |  | N | TH | 42 | Y | Y | 8 | 0.9 | 3 | 2 | 85 | 270 | 1043000 | 150 | 100 | 28915 | 1825 |  | 30740
2007 | 6036 | 50051 | ABS B | OP | 11 | 1987 | SD |  |  |  | LI |  |  |  | N | GE |  | NA | N |  |  | 1 | 1 | 87.7 | 12 | 63830 | 340 | 100 | 2667 |  |  | 2667
2007 | 12823 | 10344 | C3 | OP | 9 | 1989 | SD |  |  |  | LI |  |  |  | N | OT |  | NA | N |  |  | 1 | 1 | 70 | 9 | 66330 | 482 | 100 | 439 |  |  | 439
2007 | 20541 | 10503 | S202B | OP | 2 | 1992 | SD |  |  |  | LI |  |  |  | N | BPC |  | NA | N |  |  | 1 | 1 | 99.4 | 0 | 98000 | 285 | 100 | 450 |  |  | 450
2007 | 5416 | 2727 | 1-2 | OP | 5 | 2007 | SP |  |  |  | LS |  |  |  | Y | AL | 14 | NA | N | 11.4 | 1.8 | 1 | 1 | 95 | 1027 | 2444632 | 123 | 100 | 121524 | 4010 | 13748 | 139282
2007 | 17543 | 6249 | 3 | OP | 6 | 1980 | SP |  |  |  | LS |  |  |  | N | BW | 58 | N | N | 17.2 | 2.3 | 2 | 2 | 90 | 1230 | 642624 | 130 | 82 | 8634 | 4252 |  | 12886
2007 | 16572 | 4941 | 2 | OP | 11 | 1998 | SP |  |  |  | LS |  |  |  | N | ABB | 7 | NA | Y | 11.6 | 0.6 | 2 | 2 | 92 | 771 | 3006814 | 122 | 100 | 140000 |  |  | 140000
2007 | 12341 | 1082 | 4 | OP | 6 | 2007 | SD |  |  |  | LA |  |  |  | N | BW | NA | NA | N | 7 | 0.6 | 3 | 3 | 92 | 768 | 2743745 | 166 | 100 | 90000 |  |  | 90000
2007 | 26840 | 50544 | 10 | OP | 1 | 1989 | SP | VE |  |  | OT |  |  |  | N | OT | 0 | NA | Y |  |  | 1 | 1 |  | 9500 | 150000 | 145 | 100
2007 | 156 | 10670 | JPF001 | OP | 6 | 1986 | SP |  |  |  | LS |  |  |  | Y | BW |  | NA | N |  |  | 2 | 1 | 90 | 1150 | 500000 | 125 | 100 | 32940 |  | 15000 | 47940
2007 | 21554 | 136 | 2 | OP | 12 | 1984 | SP |  |  |  | LS |  |  |  | Y | PB | 2 | Y | N | 10 | 3 | 5 | 4 | 90 | 410 | 2132000 | 125 | 100 | 7195 | 580 |  | 7775
2007 | 55786 | 10111 | 9BLR | OP | 10 | 1987 | CD |  |  |  | LS |  |  |  | N | OT |  | NA | Y |  |  | 0 | 0 | 90 | 1 | 130022 | 259 |  | 45000 |  |  | 45000
2007 | 20546 | 6639 | G2 | OP | 1 | 1981 | SP |  |  |  | LI | MO |  |  | N | AM | 175 | N | Y | 25 | 4 | 2 | 2 | 90 | 2217 | 780000 | 130 | 100 | 10096 | 3133 |  | 13229
2007 | 16899 | 50837 | FGD2 | OP | 7 | 1988 | SP |  |  |  | LI |  |  |  | N | PB |  | NA | N |  |  | 1 | 1 | 98 | 0.37 | 70000 | 305 | 100
2007 | 14006 | 8102 | 1 | OP | 12 | 1994 | SP | TR |  |  | LI | MO |  |  | N | BW | 681 | NA | N | 12.3 | 3.5 | 6 | 5 | 95 | 3860 | 4000000 | 128 | 100
2007 | 14006 | 3948 | 1 | OP | 4 | 2007 | TR |  |  |  | LS |  |  |  | Y | BW | 7 | NA | N | 11 | 4.5 | 1 | 1 | 98 | 736 | 2680000 | 129 | 100 |  |  |  | 384200
2007 | 23279 | 3944 | 1 | OP | 11 | 1994 | SP |  |  |  | LI |  |  |  | N | GE | 505 | NA | Y | 16 | 4 | 1 | 1 | 98 | 841 | 1855706 | 121 | 100 | 453 |  |  | 453
2007 | 12647 | 1893 | SCR3 | OP | 2 | 1973 | SP |  |  |  | AF |  |  |  | N | KR | 100 | Y | N | 7.3 | 0.6 | 2 | 2 | 25.4 |  | 1196839 | 128 | 100 | 5461 | 2651 |  | 8112
2007 | 12647 | 1893 | AQCS2 | OP | 4 | 1980 | SP |  |  |  | AF |  |  |  | N | PB | 215 | Y | Y | 6.9 | 0.6 | 4 | 3 | 83.2 | 3168 | 2003043 | 145 | 95 | 63743 | 11756 |  | 75499
2007 | 14519 | 50666 | DFGS3 | OP | 2 | 1991 | SD |  |  |  | LI |  |  |  | Y | JO |  | NA | N |  |  | 1 | 1 | 95 | 37 | 46200 | 285 | 100
2007 | 56137 | 54638 | SCR2 | OP | 9 | 2003 | SP |  |  |  | SL |  |  |  | N | OT |  |  | n | 12 | 2 | 1 | 1 | 92 | 12 | 149000 | 115 | 100 | 2703 |  |  | 2703
2007 | 5473 | 54428 | 074 | OS | 6 | 1969 | VE |  |  |  | OT |  |  |  | N | NPA |  | N | N |  |  | 1 | 1
2007 | 15466 | 525 | H2 | OP | 6 | 1999 | SD |  |  |  | LA |  |  |  | N | BW |  | NA | N | 8.7 | 0.4 | 2 | 2 | 85 | 350 | 1300000 | 160 | 100 | 40 |  |  | 40
2007 | 19876 | 52007 | FGD1 | OP | 11 | 1992 | CD |  |  |  | LA |  |  |  | N | FL | 8 | NA | N | 10 | 1 | 1 | 1 | 92 | 143 | 220000 | 160 | 100 | 2500 | 850 |  | 3350
2007 | 11249 | 1363 | 5 | OP | 5 | 1978 | SP |  |  |  | LI |  |  |  | N | CE | 104 | Y | N | 12.5 | 3.5 | 2 | 2 | 85 | 2149 | 658340 | 120 | 100 | 11748 | 3607 |  | 15355
2007 | 20541 | 50877 | SDA1 | OP | 10 | 2000 | SD |  |  |  | LI |  |  |  | N | WAP |  | NA | N |  |  | 1 | 1 | 75 | 50 | 173000 | 310 | 100 | 6000 |  | 12000 | 18000
2007 | 20541 | 54746 | SDA2 | OP | 5 | 1994 | SD |  |  |  | LI |  |  |  | N | WAP |  | NA | N |  |  | 1 | 1 | 75 | 65 | 225000 | 250 | 100 | 19 |  |  | 19
2007 | 11169 | 54562 | 5 | OP | 6 | 1976 | VE |  |  |  | OT |  |  |  | N | JO | 0 | NA | N |  |  | 1 | 0 | 25 | 57 | 91384 | 137 | 100 | 333 |  |  | 333
2007 | 11701 | 1843 | 3 | OP | 7 | 1983 | SD |  |  |  | LS |  |  |  | N | GE | 9 | Y | Y | 6.3 | 0.5 | 1 | 1 | 80 | 105 | 196282 | 195 | 100 | 2446 | 188 |  | 2634
2007 | 9269 | 983 | 13 | CO | 10 | 2009 | [17 empty] | 98 | 676 | 2267282 | 133 | 100 | 285900 | 17284 |  | 303184
2007 | 8633 | 50858 | SDA3D | OP | 6 | 1999 | SD |  |  |  | LI |  |  |  | N | OT |  | NA | N |  |  | 1 | 1 | 80 | 33 | 97000 | 300 | 100 |  |  |  | 13300
2007 | 4426 | 54945 | 13 | OP | 5 | 1987 | SD |  |  |  | LI |  |  |  | N | CE |  | Y | N | 8.8 | 2 | 1 | 1 | 75 | 105 | 144000 | 217 | 100
2007 | 55771 | 50254 | WS | OP | 6 | 1964 | VE |  |  |  | OT |  |  |  | N | AP | 0 |  |  | 6 | 1.5 | 2 | 2 | 88 | 10 | 265000 | 140 | 100 | 1800 |  |  | 1800
2007 | 18642 | 3399 | 2 | OP | 1 | 1995 | SP |  |  |  | LS |  |  |  | Y | CE | 450 | N | N | 13.3 | 4 | 3 | 3 | 95 | 4470 | 4206000 | 125 | 100 | 255720 | 9280 |  | 265000
2007 | 20547 | 50185 | 1RB | OS | 6 | 1956 | PA | VE |  |  | MO |  |  |  | Y | BW |  |  | N |  |  | 3 | 3 | 99 | 16 | 66000 | 140 | 100 | 1000 |  |  | 1000
2007 | 20541 | 50875 | L3SDA | OP | 10 | 2001 | SD |  |  |  | CC |  |  |  | N | CC |  | NA | N |  |  | 1 | 1 | 80 | 29 | 36701 | 315 | 100 | 200 |  | 2000 | 2200
2007 | 20548 | 50187 | 11S
2007 | 528 | 10646 | SCRBR1 | OP | 2 | 1992 | SD |  |  |  | LI |  |  |  | N | FL |  | NA | N |  |  | 1 | 1 | 75 | 8 | 107000 | 315 | 100 | 5000 |  |  | 5000
2007 | 15470 | 6113 | 4 | OP | 1 | 1995 | SP |  |  |  | LS |  |  |  | N | BW | 310 | NA | Y | 8.7 | 3.5 | 3 | 3 | 92 | 3068 | 2282000 | 127 | 100 | 167 |  |  | 167
2007 | 20541 | 54529 | 0001 | OP | 3 | 1995 | SP |  |  |  | LI |  |  |  | N | WAP |  | NA | N |  |  | 1 | 1 | 80 | 62 | 335000 | 250 | 100 | 4751 | 772 | 807 | 6330
2007 | 17828 | 963 | 41 | CO | 10 | 2009 | SP | TR |  |  | LS |  |  |  | Y | WAP |  | NA | N | 9.4 | 3.1 | 1 | 1 | 98 | 274 | 618999 | 134 | 100
2007 | 4922 | 2850 | 1 | CO | 4 | 2008 | BR |  |  |  | LS |  |  |  | Y | CA | 219 | NA | Y | 9.6 | 4 | 1 | 1 | 97 | 1199 | 1796239 | 125 | 100 | 5356 |  |  | 5356
2007 | 4922 | 2850 | 2 | CO | 5 | 2008 | BR |  |  |  | LS |  |  |  | Y | CA | 231 | NA | Y | 9.6 | 4 | 1 | 1 | 97 | 1199 | 1796239 | 125 | 100 | 5356 |  |  | 5356
2007 | 4922 | 2850 | 4 | CO | 1 | 2008 | BR |  |  |  | LS |  |  |  | Y | CA | 205 | NA | Y | 9.6 | 4 | 1 | 1 | 97 | 1199 | 1796239 | 125 | 100 | 5356 |  |  | 5356
2007 | 19876 | 10771 | 1 | OP | 6 | 1992 | SD |  |  |  | LA |  |  |  | N | FL |  | NA | N | 10.8 | 1.6 | 1 | 1 | 92 | 118 | 112500 | 160 | 100
2007 | 19876 | 10771 | 2 | OP | 6 | 1992 | SD |  |  |  | LA |  |  |  | N | FL |  | NA | N | 10.8 | 1.6 | 1 | 1 | 92 | 118 | 112500 | 160 | 100
2007 | 9273 | 990 | 70 | OP | 9 | 2007 | SP |  |  |  | LS |  |  |  | Y | MI | 5 | N | Y | 10 | 3.5 | 1 | 1 | 98.1 | 865 | 1700000 | 125 | 100 | 210 |  |  | 210
2007 | 24211 | 8223 | 4 | CO | 12 | 2009 | SD |  |  |  | LI |  |  |  | N | AL |  | NA | N |  | 0.2 | 3 | 2 | 84.7 | 276 |  |  | 81
2007 | 12628 | 1571 | 1 | PL | 12 | 2009 | SP |  |  |  | LS |  |  |  | Y | BW | na | NA | y | 11 | 2.7 | 1 | 1 | 98 | 600 | 1800000 | 128 | 100 | 300000 |  |  | 300000
2007 | 50085 | 10062 | SDA3 | OP | 2 | 2000 | SD |  |  |  | LS |  |  |  | N | ABB | 19 | NA | N |  |  | 1 | 1 | 92.6 | 49 | 150605 | 332 | 100 |  |  |  | 1750
2007 | 12647 | 1891 | SCR1 | OP | 5 | 1971 | SP |  |  |  | AF |  |  |  | N | KR | 6 | Y | N | 10 | 1 | 1 | 1
2007 | 12647 | 1891 | SCR2 | OP | 5 | 1971 | SP |  |  |  | AF |  |  |  | N | KR | 6 | Y | N | 10 | 1 | 1 | 1
2007 | 55738 | 54085 | WFIS | OP | 12 | 1989 | VE |  |  |  | OT |  |  |  | N | AP | 0 | N | N |  |  | 1 | 1 | 58 | 320 | 135929 | 159 | 100 | 500 | 25 |  | 525
2007 | 9350 | 54099 | PBF1 | OP | 6 | 1996 | SP |  |  |  | OT |  |  |  | N | EI | 0 | NA | N |  |  | 1 | 1 | 85 | 246 | 200164 | 140 | 100 | 20000 |  |  | 20000
2007 | 7140 | 728 | Y1FG | OP | 10 | 1992 | BR |  |  |  | LS |  |  |  | Y | OT | 10 | Y | Y | 9.8 | 2.5 | 1 | 1 | 90 | 780 | 397000 | 129 | 100 |  |  |  | 5289
2007 | 22125 | 2535 | 2 | OP | 1 | 1995 | SP |  |  |  | LS |  |  |  | Y | OT | 0 | NA | N | 15.8 | 4.2 | 1 | 1 | 95 | 750 | 510000 | 120 | 100 | 88500 |  |  | 88500
2007 | 22500 | 6068 | 1 | SB | 7 | 1978 | SP |  |  |  | LS |  |  |  | N | CE | 22 | N | Y | 5.8 | 0.3 | 4 | 4 | 60 | 1921 | 2800000 | 170 | 70 |  |  |  | 27263
2007 | 17445 | 50071 | SDA1 | OP | 5 | 1989 | SD |  |  |  | LI |  |  |  | N | JO |  | NA | N |  |  | 1 | 1 | 66.3 | 104 | 187077 | 255 | 100 |  |  |  | 4500
2007 | 9210 | 54656 | PB4 | RE | 6 | 1997 | SP |  |  |  | SL |  |  |  | N | OT |  | NA | N |  |  | 1 | 1 | 90 | 8 | 92289 | 138 | 100 |  |  |  | 2700
2007 | 10162 | 50860 | 1 | OP | 1 | 1990 | SD |  |  |  | LI |  |  |  | N | FL | 1 | NA | N |  |  | 1 | 1 | 80 | 3 | 74483 | 312 | 100 | 319 | 10 | 1149 | 1478
2007 | 10000 | 2079 | 5A | OP | 6 | 2001 | SD |  |  |  | LA |  |  |  | N | BW | 128 | NA | N | 5.5 | 0.3 | 2 | 2 | 94 | 567 | 1764180 | 162 | 100 | 9015 | 3231 | 8999 | 21245
2007 | 4427 | 50664 | R103 | OP | 5 | 1989 | SD |  |  |  | LI |  |  |  | N | PA |  | Y | N |  |  | 1 | 1 | 70 | 17 | 39000 | 300 | 100
2007 | 3265 | 51 | 1 | OP | 4 | 1986 | SP |  |  |  | LS |  |  |  | N | UO | 350 | Y | Y | 13 | 0.7 | 4 | 4 | 76 | 7889 | 2497000 | 158 | 80 | 37056 | 16874 |  | 53930
2007 | 6727 | 55527 | DS1 | PL | 1 | 2009 | CD |  |  |  | LA |  |  |  | N
2007 | 15330 | 55856 | 2 | PL | 5 | 2012 | SP | TR |  |  | LS |  |  |  | N | WA | 1559 | NA | N | 27.4 | 4.2 | 1 | 1 | 98 | 1252 | 2244546 | 134 | 100
2007 | 50102 | 54763 | R3SC | OP | 7 | 1992 | VE |  |  |  | SL |  |  |  | Y | DC |  | NA | N |  |  | 1 | 1 |  | 5 | 39000 | 174 | 100
2007 | 11208 | 6481 | 2CCC | OP | 7 | 1987 | SP |  |  |  | LS |  |  |  | N | GE | 72.7 | N | N | 14 | 0.6 | 6 | 4 | 90 | 1253 | 3747000 | 135 | 100 | 96067 |  |  | 96067
2007 | 56069 | 56848 | FGD2 | PL | 12 | 2008 | SD |  |  |  | CC |  |  |  | N | HA |  | NA | Y | 7 | 1 |  |  | 92 | 160 | 391000 | 200 | 100 | 22543 | 5175 | 6959 | 34677
2007 | 19323 | 6180 | 1 | CO | 10 | 2009 | SP | PA |  |  | LS | DB |  |  | Y | BPE | 244 | Y | N | 13.4 | 1 | 1 | 1 | 98 | 655 | 2856308 | 138 | 100
2007 | 55808 | 54755 | FGD2 | OP | 6 | 1995 | CD |  |  |  | LA |  |  |  | N | EE | NA | NA | N | 14 | 1.5 | 1 | 1 | 38 | 105 | 140842 | 160 | 100 | 11182 |  |  | 11182
2007 | 17828 | 963 | 33 | OP | 12 | 1980 | PA | SP |  |  | LS |  |  |  | Y | RC | 54 | N | N | 9.3 | 3.3 | 2 | 2 | 95 | 2205 | 775000 | 140 | 90 | 21000 | 1950 |  | 22950
2007 | 803 | 2442 | 4 | OP | 1 | 1985 | TR |  |  |  | DL | LI |  |  | N | BW | 15 | N | N | 22.2 | 0.8 | 5 | 4 | 72 | 2600 | 3430000 | 145 | 100 | 125000 | 5000 |  | 130000
2007 | 19099 | 3845 | 2 | OP | 10 | 2001 | SP |  |  |  | LS |  |  |  | Y | AL |  | NA | Y | 14.8 | 1 | 1 | 1 | 91 | 1270 | 2146313 | 137 | 100 | 75500 |  |  | 75500
2007 | 20546 | 1382 | H2 | OP | 6 | 1995 | TR |  |  |  | LI | MO |  |  | N | WAP | 118 | NA | Y | 12 | 4.2 | 1 | 1 | 95 | 590 | 590269 | 130 | 100 | 21951 |  |  | 21951
2007 | 10171 | 1356 | 1 | OP | 12 | 1994 | SP | TR |  |  | LS |  |  |  | Y | BW | 188 | Y | N | 10.1 | 3.5 | 3 | 2 | 95 | 1653 | 1680000 | 325 | 100 | 96922 | 15090 |  | 112012
2007 | 8009 | 52140 | RF1VE | OP | 3 | 1998 | VE |  |  |  | OT |  |  |  | N | AX |  | NA | N |  |  | 2 | 2 | 70.9 | 2.7 | 37286 | 179 | 100 | 225 |  | 722 | 947
2007 | 49886 | 56220 | DS2 | PL | 4 | 2011 | SD |  |  |  | LA | LI |  |  | N |  |  | NA | N |  |  | 2 |  | 94 | 399 | 1778788 | 165 | 100
2007 | 7140 | 703 | 4S | CO | 12 | 2008 | BR |  |  |  | LS |  |  |  | Y | CA |  | Y | Y | 9.2 | 2.5 | 1 | 1 | 98 | 779 | 3224852 | 133 | 100
2007 | 19545 | 56319 | 1 | PL | 1 | 2008 | CD |  |  |  | AF | LI |  |  |  | BW
2007 | 24211 | 8223 | 1 | OP | 6 | 1985 | SD |  |  |  | LA |  |  |  | N | JO | 135 | NA | N | 20 | 0.7 | 3 | 3 | 61.3 | 2278 | 1523740 | 150 | 100 | 54960 | 18407 |  | 73367
2007 | 20847 | 56068 | 18 | PL | 9 | 2009 | SP |  |  |  | LS |  |  |  | Y | AL |  | NA | N | 7.7 | 2.3 | 1 | 1 | 97.1 | 0 | 1742104 | 130 | 100 |  |  | 75000 | 75000
2007 | 3836 | 50736 | WLS1 | OP | 11 | 1991 | SD |  |  |  | LI |  |  |  | N | GE | 0 | NA | N |  |  | 1 | 1 | 96.3 | 30 | 153926 | 117 | 100 |  |  |  | 3000
2007 | 796 | 160 | 2 | OP | 1 | 1979 | PA |  |  |  | LS |  |  |  | N | RC | 24 | Y | Y | 10.2 | 0.4 | 2 | 1 | 85 | 490 | 774000 | 117 | 50 | 13395 |  |  | 13395
2007 | 55739 | 10384 | 2A | OP | 10 | 1990 | SD |  |  |  | LA |  |  |  | N | JO |  | NA | N | 11 | 0.9 | 1 | 1 | 95.4 | 22 | 140000 | 190 | 100 | 2750 |  |  | 2750
2007 | 9267 | 6213 | 1FGD | OP | 9 | 1983 | SP | PA |  |  | LS | OT | DB |  | N | MI | 197 | N | Y | 16 | 3 | 4 | 4 | 90 | 3723 | 1700000 | 130 | 95 | 40065 | 16226 |  | 56291
2007 | 20508 | 50900 | DS69 | OP | 6 | 1989 | SP |  |  |  | OT |  |  |  | N | AP | 0 | NA | Y | 12 | 1.8 | 1 | 0 | 95 | 355 | 191500 | 230 | 30 | 1000 |  | 750 | 1750
2007 | 20541 | 50880 | SDA2 | OP | 3 | 1991 | SD |  |  |  | LI |  |  |  | N | WAP |  | NA | N |  |  | 1 | 1 | 84.3 | 114 | 171600 | 300 | 100 | 7083 |  | 17882 | 24965
2007 | 4498 | 50632 | CD2 | OP | 1 | 1989 | CD |  |  |  | LS | LI |  |  | N | FL |  | NA | N |  |  | 1 | 1 | 80 | 4 | 111192 | 285 | 100
2007 | 17177 | 6768 | 1 | OS | 11 | 1981 | VE | TR |  |  | LS |  |  |  | N | BW | 26 | Y | Y | 11.2 | 2.8 | 3 | 2 | 75.5 | 2818 | 635271 | 131 | 100 | 10954 |  |  | 10954
2007 | 21 | 10671 | 2A |  |  |  | BR
2007 | 49846 | 10334 | S2 | OP | 5 | 1990 | SD |  |  |  | LI |  |  |  | N | CE | 0 | NA | N |  |  | 1 | 1 | 95.6 | 10 | 226420 | 295 | 100 | 6500 | 800 | 400 | 7700
2007 | 20542 | 50465 | PB | OP | 12 | 1980 | SP | VE |  |  | SL |  |  |  | N | FM | 2 | NA | N |  |  | 1 | 1 | 80 | 1 | 17000 | 162 | 48.2 | 126 |  | 21 | 147
2007 | 17166 | 8224 | 2 | OP | 7 | 1985 | SD |  |  |  | LI |  |  |  | N | CE | 96 | NA | Y | 9 | 0.5 | 3 | 3 | 70 | 400 | 770000 | 165 | 84 | 61600 |  |  | 61600
2007 | 4496 | 50663 | SDA300 | OP | 10 | 2000 | SD |  |  |  | LS |  |  |  | N | ABB |  | NA | N |  |  | 1 | 1 | 99 | 0 | 52184 | 300 | 100 | 5500 |  |  | 5500
2007 | 4496 | 50663 | SDA200 | OP | 4 | 2000 | SD |  |  |  | LS |  |  |  | N | ABB |  | NA | N |  |  | 1 | 1 | 99 | 0 | 52184 | 300 | 100 | 5500 |  |  | 5500
2007 | 13781 | 1926 | 1 | OP | 12 | 2000 | SP |  |  |  | LI |  |  |  | N | OT | 6.5 | NA | Y |  |  | 1 | 1 | 75 | 19 | 100000 | 280 | 100
2007 | 13781 | 1926 | 2 | OP | 4 | 2001 | SP |  |  |  | LI |  |  |  | N | OT | 6.5 | NA | Y |  |  | 1 | 1 | 75 | 19 | 100000 | 280 | 100
2007 | 12888 | 54625 | 2 | OP | 2 | 1992 | SD |  |  |  | LS |  |  |  | N | RC |  | NA | N |  |  | 1 | 1 | 88.1 | 0 |  | 330 | 100
2007 | 20546 | 6823 | W1 | OP | 9 | 1984 | SP |  |  |  | LS | LI |  |  | N | KE | 500 | N | N | 15 | 3.8 | 4 | 3 | 90 | 3274 | 1250000 | 130 | 100 | 49060 | 19118 |  | 68178
2007 | 17543 | 130 | 2 | OP | 12 | 1983 | SP |  |  |  | LS |  |  |  | Y | PB |  | N | N | 15.5 | 1.6 | 3 | 2 | 81.4 | 2889 | 1602076 | 160 | 100 | 24393 | 11986 |  | 36379
2007 | 14127 | 6096 | 2 | CO | 5 | 2009 | SD |  |  |  | LI |  |  |  | N | AL |  | Y | N | 8 | 0.5 | 2 | 2 | 95 | 579 | 2250000 | 271 | 100
2007 | 16899 | 50837 | FGD1 | OP | 7 | 1988 | SP |  |  |  | LI |  |  |  | N | PB |  | NA | N |  |  | 1 | 1 | 98 | 0.37 | 70000 | 305 | 100
2007 | 14006 | 8102 | 2 | OP | 3 | 1995 | SP | TR |  |  | LI | MO |  |  | N | BW | 681 | NA | N | 12.3 | 3.5 | 6 | 5 | 95 | 3860 | 4000000 | 128 | 100
2007 | 14006 | 3948 | 2 | OP | 1 | 2007 | TR |  |  |  | LS |  |  |  | Y | BW | 7 | NA | N | 11 | 4.5 | 1 | 1 | 98 | 736 | 2680000 | 129 | 100 |  |  |  | 377300
2007 | 20541 | 54033 | SDA1 | OP | 5 | 1992 | SD |  |  |  | LI |  |  |  | N | WAP |  | NA | N |  |  | 1 | 1 | 85.6 | 52 | 185388 | 250 | 100 | 4667 |  |  | 4667
2007 | 4447 | 50859 | SCRUB1 | OP | 5 | 1991 | CD | SP |  |  | LI |  |  |  | N | JO |  | NA | N |  |  | 2 | 2 | 80 |  | 96570 | 285 | 100
2007 | 20541 | 54746 | SDA1 | OP | 5 | 1994 | SD |  |  |  | LI |  |  |  | N | WAP |  | NA | N |  |  | 1 | 1 | 75 | 65 | 225000 | 250 | 100 | 19 |  |  | 19
2007 | 4425 | 50658 | RX4 | OP | 6 | 1990 | SP |  |  |  | LI |  |  |  | N | FL |  | NA | N |  |  | 1 | 1 | 80 | 44 | 180000 | 285 | 100 | 5500 |  |  | 5500
2007 | 7483 | 1825 | 3 | OP | 8 | 1983 | TR |  |  |  | LI |  |  |  | Y | BW | 17 | NA | N | 11.2 | 2.8 | 2 | 1 | 90 | 325 | 220132 | 185 | 100 | 9120 |  |  | 9120
2007 | 19323 | 6147 | 3 | OP | 8 | 1978 | SP | TR |  |  | LS |  |  |  | Y | CC | 24 | Y | Y | 14 | 0.6 | 3 | 3 | 95 | 9468 | 2999000 | 250 | 75 |  |  |  | 145667
2007 | 9434 | 54201 | BLR2 | OP | 10 | 1988 | CD |  |  |  | LS |  |  |  | N | PR |  | NA | N | 18.7 | 4.5 | 1 | 1 | 90 | 227 | 97764 | 300 | 100
2007 | 9434 | 54201 | BLR1 | OP | 9 | 1988 | CD |  |  |  | LS |  |  |  | N | PR |  | NA | N | 18.7 | 4.5 | 1 | 1 | 90 | 227 | 97764 | 300 | 100
2007 | 24211 | 8223 | 2 | OP | 6 | 1990 | SD |  |  |  | LA |  |  |  | N | JO | 135 | NA | N | 20 | 0.7 | 3 | 3 | 61.3 | 2278 | 1523740 | 150 | 100 | 100038 | 7003 |  | 107041
2007 | 4435 | 10013 | 1 | OP | 10 | 1989 | CD |  |  |  | LI |  |  |  | N | RC |  | NA | N |  |  | 1 | 1 | 95 |  | 100000 | 260 | 100
2007 | 1307 | 6204 | 2 | OP | 7 | 1981 | SP |  |  |  | LS |  |  |  | N | RC | 15 | Y | Y | 7.9 | 0.8 | 5 | 4 | 90 | 1097 | 1753000 | 135 | 100 | 52135 | 34719 |  | 86854
2007 | 23330 | 10250 | SDA1
2007 | 11249 | 1364 | 1 | OP | 12 | 1981 | SP |  |  |  | LS |  |  |  | N | CE | 32 | NA | N | 20.8 | 6 | 2 | 2 | 90 | 247 | 1340000 | 175 | 100 | 33328 | 16718 |  | 50046
2007 | 542 | 10643 | SCRUB1 | OP | 11 | 1990 | SD |  |  |  | LI |  |  |  | N | FL | 1 | NA | N |  |  | 2 | 2 | 70 | 26 | 270000 | 300 | 100 | 1750 |  | 250 | 2000
2007 | 19876 | 10773 | 2 | OP | 2 | 1992 | SD |  |  |  | LA |  |  |  | N | FL |  | NA | N | 10.8 | 1.6 | 1 | 1 | 92 | 83 | 112500 | 160 | 100
2007 | 15430 | 10033 | 12SDA | OP | 1 | 1993 | SD |  |  |  | LI |  |  |  | N | FL |  | NA | N |  |  | 1 | 1 | 90 | 45 | 287841 | 265 | 100
2007 | 13781 | 4005 | 1 | OP | 10 | 2002 | SP |  |  |  | LI |  |  |  | N | OT |  | NA | N |  |  | 1 | 1 | 75 | 4 | 120000 | 280 | 100 | 200 |  | 100 | 300
2007 | 15470 | 6113 | 1 | OP | 10 | 2007 | SP | TR |  |  | LS |  |  |  | Y | BW | 320 | NA | n | 14 | 3.6 | 1 | 1 | 97 | 1205 | 2074000 | 131 | 100 | 129000 |  |  | 129000
2007 | 1307 | 56609 | CDS
2007 | 3046 | 2706 | 2 | OP
2007 | 50085 | 10062 | SDA2 | OP | 2 | 2000 | SD |  |  |  | LS |  |  |  | N | ABB | 19 | NA | N |  |  | 1 | 1 | 50.6 | 49 | 180692 | 325 | 100 |  |  |  | 1750
2007 | 40307 | 6238 | 1A | OP | 11 | 1976 | VE |  |  |  | OT |  |  |  | N | RS | 1 | N | Y | 12.3 | 3.4 | 1 | 1 | 11.8 |  | 125000 | 120 | 100 | 462 |  |  | 462
2007 | 22500 | 6068 | 3 | SB | 5 | 1983 | SP |  |  |  | LS |  |  |  | N | CE | 22 | N | Y | 5.8 | 0.3 | 4 | 4 | 60 | 1921 | 2800000 | 170 | 70
2007 | 11517 | 10338 | BSCBR | OP | 1 | 1986 | CD |  |  |  | LS |  |  |  | N | GE |  | NA | N |  |  | 1 | 1 |  | 15 | 140000 | 305 | 100 | 2000 |  | 500 | 2500
2007 | 473 | 10642 | 1 | OP | 4 | 1989 | SD |  |  |  | LI |  |  |  | N | BPC |  | NA | N |  |  | 1 | 1 | 85 | 9 | 256600 | 307 | 100 | 10000 |  |  | 10000
2007 | 473 | 10642 | 2 | OP | 5 | 1989 | SD |  |  |  | LI |  |  |  | N | BPC |  | NA | N |  |  | 1 | 1 | 85 | 18 | 236900 | 306 | 100 | 10000 |  |  | 10000
2007 | 14268 | 1374 | FGD | OP | 11 | 1994 | SP |  |  |  | LS |  |  |  | Y | OT | 0 | NA | N | 12 | 3.5 | 2 | 2 | 96 | 750 | 1567000 | 130 | 100 | 87000 | 5000 |  | 92000
2007 | 30151 | 6021 | C2 | OP | 11 | 1979 | SP |  |  |  | LS |  |  |  | N | PB | 10 | NA | N | 22.6 | 0.6 | 4 | 3 | 95 | 190 | 2030000 | 112 | 100 | 44992 | 50 |  | 45042
2007 | 49760 | 50657 | APC2 | OP | 8 | 1995 | SP | CD |  |  | LI |  |  |  | N | RC |  | NA | N |  |  | 2 | 2 | 85 |  | 198756 | 305 | 100
2007 | 11249 | 1363 | 4 | OP | 12 | 1976 | SP |  |  |  | LI |  |  |  | N | AM | 95 | Y | N | 12.5 | 3.5 | 2 | 2 | 85 | 1980 | 585000 | 120 | 100 | 13718 | 7213 |  | 20931
2007 | 14006 | 2872 | 5 | PL | 6 | 2015 | BR |  |  |  | LS |  |  |  | N | OT | 279 | Y | N | 13 | 4.6 | 1 | 1 | 98 | 873 | 1915000 | 127 | 100
2007 | 55919 | 10360 | C29 | OP | 6 | 1992 | CD |  |  |  | LS |  |  |  | N | AL | 44 | Y | N | 7.5 | 2.3 | 1 | 1 | 90 | 340 | 220000 | 350 | 100
2007 | 49974 | 50660 | SDA3 | OP | 10 | 2001 | SD |  |  |  | LI |  |  |  | N | CE |  | NA | N |  |  | 1 | 1 | 93.4 | 0 | 85 | 292 | 100 | 1500 |  |  | 1500
2007 | 11249 | 6071 | 2 | CO | 6 | 2010 | SP |  |  |  | LS |  |  |  | Y | WAP |  |  |  | 11.9 | 2.7 | 1 | 1 |  | 537 | 1941248 | 134 | 100 | 60400 |  | 13200 | 73600
2007 | 20511 | 50188 | PB2 | OP | 4 | 1997 | SP |  |  |  | SL |  |  |  | N | BW | 0 | NA | N |  |  | 2 | 2 | 92.3 | 224 | 180000 | 120 | 100 | 2000 |  |  | 2000
2007 | 5262 | 54104 | PB2WS | OP | 6 | 1975 | VE |  |  |  | OT |  |  |  | N | AP | 619 | N | N | 12.5 | 1.3 | 2 | 2 | 80 | 983 | 412000 | 150 | 100
2007 | 18157 | 50807 | 4BB | OP | 6 | 1970 | VE |  |  |  | AF | OT |  |  | N | FM |  | N | N | 6.5 | 1.7 | 1 | 1 | 70 | 344 | 220000 | 146 | 100 | 200000 |  |  | 200000
2007 | 3542 | 6019 | 1 | OP | 3 | 1991 | SP |  |  |  | LI | MO |  |  | Y | BW | 1214 | NA | Y | 15 | 4.5 | 6 | 5 | 99 | 6558 | 4900000 | 147 | 91 | 121521 | 29479 |  | 151000
2007 | 14354 | 8066 | SC74 | OP | 11 | 1979 | TR |  |  |  | SL |  |  |  | N | UO | 20 | Y | Y | 17 | 1 | 3 | 3 | 91 | 1048 | 2250000 | 120 | 100 | 31800 | 3500 |  | 35300
2007 | 5416 | 2718 | 1 | CO | 2 | 2009 | SP |  |  |  | LS |  |  |  | Y | AL | 14 | NA | N | 11.4 | 1.8 | 1 | 1 | 95 | 918 | 2196603 | 133 | 100 | 222146 | 4749 | 32255 | 259150
2007 | 12199 | 6089 | 1 | OP | 10 | 1975 | SP |  |  |  | LF |  |  |  | N | RC | 21 | Y | N | 10 | 1 | 1 | 1 | 45 | 800 | 260000 | 155 | 100 | 5000 | 200 |  | 5200
2007 | 20546 | 1381 | C | OP | 2 | 2006 | TR |  |  |  | LS |  |  |  | Y | WA | 0 (none) | NA | Y | 12.2 | 4 | 1 | 1 | 95 | 2022 | 1913707 | 133 | 100 | 98 |  |  | 98
2007 | 23279 | 3944 | 2 | OP | 11 | 1994 | SP |  |  |  | LI |  |  |  | N | GE | 505 | NA | Y | 16 | 4 | 1 | 1 | 98 | 841 | 1855706 | 121 | 100 | 61 |  |  | 61
2007 | 470 | 50472 | SCRUB4 | OP | 8 | 1996 | SD |  |  |  | LI |  |  |  | N | EEC | 49 | NA | N |  |  | 1 | 1 | 90 | 6 | 260600 | 315 | 100 | 4250 |  |  | 4250
2007 | 19545 | 55479 | 3 | OP | 5 | 2003 | SP |  |  |  | LI |  |  |  | N | BW | 2714 | NA | N | 7.5 | 0.9 | 1 | 1 | 89.9 | 152 | 413176 | 185 | 100 | 11000 |  |  | 11000
2007 | 13504 | 50271 | 3 | OP | 6 | 1991 | SD |  |  |  | LI |  |  |  | N | TC |  | NA | N |  |  | 1 | 1 | 75 | 5 | 75000 | 290 | 100 | 700 |  |  | 700
2007 | 42018 | 54998 | 3 | OP | 8 | 1995 | SD |  |  |  | LI |  |  |  | N | GE |  | NA | N | 18 | 0.8 | 4 | 4 | 70 | 19.2 | 155000 | 290 | 100 | 6866 | 1468 |  | 8334
2007 | 19876 | 10774 | 2 | OP | 6 | 1991 | SD |  |  |  | LA |  |  |  | N | FL |  | NA | N | 10.8 | 1.6 | 1 | 1 | 92 | 61 | 116952 | 157.7 | 100 | 729 |  |  | 729
2007 | 55740 | 54081 | 2B | OP | 5 | 1992 | SD |  |  |  | LA |  |  |  | N | JO |  |  | N | 11 |  | 1 | 1 | 93.4 | 24 | 110000 | 190 | 100 | 2600 |  |  | 2600
2007 | 55740 | 54081 | 3B | OP | 8 | 1992 | SD |  |  |  | LA |  |  |  | N | JO |  |  | N | 11 |  | 1 | 1 | 93.3 | 36 | 119000 | 190 | 100 | 2600 |  |  | 2600
2007 | 570 | 10746 | SDA 5 | OP | 6 | 1991 | SD |  |  |  | LI |  |  |  | N | JO |  | NA | N |  |  |  |  | 80 | 16 | 130000 | 390 | 100
2007 | 7570 | 6030 | 1 | OP | 8 | 1979 | SP |  |  |  | LI | DL |  |  | N | CE | 241 | Y | Y | 12 | 1 | 4 | 4 | 90 | 6043 | 1050000 | 132 | 75 | 13291 | 5000 |  | 18291
2007 | 21 | 10671 | 1A |  |  |  | BR
2007 | 142 | 10676 | 5 | OP | 7 | 1987 | SP |  |  |  | MO |  |  |  | Y | FM | 54 | Y | N | 7.2 | 2.5 | 1 | 1 | 92 | 105 | 110000 | 130 | 100 | 6950 | 1125 |  | 8075
2007 | 55871 | 50884 | SDA1 | OP | 4 | 2000 | SD |  |  |  | LI |  |  |  | N | WAP |  | NA | N |  |  | 1 | 1 | 75 | 26 | 321511 | 300 | 100
2007 | 4496 | 50663 | SDA100 | OP | 7 | 1999 | SD |  |  |  | LS |  |  |  | N | ABB |  | NA | N |  |  | 1 | 1 | 99 | 0 | 52184 | 300 | 100 | 5500 |  |  | 5500
2007 | 14610 | 564 | 2 | OP | 6 | 1996 | SP |  |  |  | LS |  |  |  | Y | CE | 174 | Y | Y | 18.2 | 3.4 | 3 | 2 | 95 | 1437 | 1534000 | 125 | 100 | 23700 | 5800 |  | 29500
2007 | 6035 | 3161 | 2 | OP | 12 | 1982 | SP |  |  |  | MO |  |  |  | Y | AM |  | Y | Y | 9.5 | 2.6 | 3 | 2 | 92 | 972 | 1094000 | 125 | 100 | 89192 |  |  | 89192
2007 | 18870 | 55462 | 2 | PL | 1 | 2010
2007 | 17543 | 6249 | 2 | OP | 7 | 1977 | VE | TR |  |  | LS |  |  |  | N | BW | 31 | N | N | 17.2 | 1.1 | 1 | 1 | 45 | 250 | 343854 | 126 | 50 | 4106 | 2022 |  | 6128
2007 | 19323 | 6146 | 1 | OP | 5 | 1977 | SP | TR |  |  | LS |  |  |  | Y | RC | 35 | Y | Y | 8 | 0.9 | 4 | 4 | 95 | 9002 | 2900000 | 200 | 95 |  |  |  | 115650
2007 | 19323 | 6146 | 2 | OP | 5 | 1978 | SP | TR |  |  | LS |  |  |  | Y | RC | 35 | Y | Y | 8 | 0.9 | 4 | 4 | 95 | 9002 | 2900000 | 200 | 95 |  |  |  | 15765
2007 | 13143 | 1167 | 9 | OP | 4 | 1983 | SP | PA |  |  | LS |  |  |  | Y | RC | 0 | NA | Y | 11.7 | 3.2 | 2 | 1 | 96 | 368 | 495800 | 176 | 100 | 35000 | 500 |  | 35500
2007 | 21554 | 136 | 1 | OP | 2 | 1984 | SP |  |  |  | LS |  |  |  | Y | PB | 2 | Y | N | 10 | 3 | 5 | 4 | 90 | 410 | 2132000 | 125 | 100 | 7195 | 580 |  | 7775
2007 | 14354 | 6101 | SC91 | OP | 12 | 1986 | SD |  |  |  | LI |  |  |  | Y | JO | 33 | N | Y | 6 | 0.4 | 3 | 3 | 75.2 | 1936 | 1916810 | 147 | 95 | 62200 |  |  | 62200
2007 | 20541 | 50873 | SDA1 | OP | 11 | 2000 | SD |  |  |  | LI |  |  |  | N | WAP |  | NA | N |  |  | 1 | 1 | 75 | 18 | 64429 | 277 | 100 | 4262 |  |  | 4262
2007 | 14354 | 6165 | 2 | OP | 6 | 1980 | SP |  |  |  | LI |  |  |  | N | CC | 16 | Y | N | 9.4 | 0.6 | 4 | 4 | 80 | 750 | 1500000 | 118 | 90 | 27109 |  |  | 27109
2007 | 15143 | 6761 | 101 | OP | 4 | 1984 | SD |  |  |  | LA |  |  |  | N | JO | 39 | NA | Y | 5 | 0.3 | 3 | 2 | 80 | 360 | 1200000 | 160 | 100 | 22818 |  |  | 22818
2007 | 17539 | 7210 | COP1 | OP | 1 | 1996 | SD |  |  |  | LI |  |  |  | N | AL | 99 | Y | N | 9 | 1.9 | 2 | 2 | 95 | 565 | 1154523 | 151 | 100
2007 | 14165 | 3098 | SCRB | OP | 9 | 1976 | VE |  |  |  | LI |  |  |  | N | CC | 277 | Y | N | 12.5 | 2.5 | 5 | 4 | 83 | 3152 | 1725312 | 118 | 100 | 59730 | 3000 |  | 62730
2007 | 56137 | 54638 | SCR1 | OP | 9 | 2003 | SP |  |  |  | SL |  |  |  | N | OT |  |  | n | 12 | 2 | 1 | 1 | 92 | 12 | 149000 | 115 | 100 | 2703 |  |  | 2703
2007 | 19876 | 3954 | 2 | OP | 2 | 2002 | SP |  |  |  | LS | DB |  |  | N | MX | 107 | N | Y | 14 | 2 | 1 | 1 | 95 | 899 | 2183000 | 132 | 100 | 60000 |  |  | 60000
2007 | 5473 | 54428 | 072 | OS | 6 | 1948 | VE |  |  |  | OT |  |  |  | N | NPA |  | N | N |  |  | 1 | 1
2007 | 5473 | 54428 | 073 | OS | 6 | 1956 | VE |  |  |  | OT |  |  |  | N | NPA |  | N | N |  |  | 1 | 1
2007 | 4447 | 50859 | SCRUB2 | OP | 5 | 1991 | CD | SP |  |  | LI |  |  |  | N | JO |  | NA | N |  |  | 2 | 2 | 80 |  | 96570 | 285 | 100
2007 | 16929 | 50290 | SDA2 | OP | 8 | 1988 | SD |  |  |  | LI |  |  |  | N | JO |  | NA | N |  |  | 1 | 1 | 99.9 | 32 | 283700 | 330 | 99.9 | 4700 |  |  | 4700
2007 | 11169 | 54562 | 6 | OP | 6 | 1976 | VE |  |  |  | OT |  |  |  | N | JO | 0 | NA | N |  |  | 1 | 0 | 25 | 56 | 91384 | 137 | 100 | 334 |  |  | 334
2007 | 189 | 56 | 2 | OP | 3 | 1979 | SP | TR |  |  | LS |  |  |  | N | PB | 16 | Y | Y | 12 | 1.9 | 2 | 2 | 85 | 2900 | 818000 | 170 | 70 | 9129 | 885 |  | 10014
2007 | 4487 | 50662 | SDA1 | OP | 2 | 1995 | SD |  |  |  | LI |  |  |  | N | EEC |  | NA | N |  |  | 1 | 1 | 85 | 3 | 93327 | 285 | 100
2007 | 17633 | 1012 | 2-3 | OP | 1 | 1995 | SP |  |  |  | LS |  |  |  | Y | RS |  | NA | N | 9.5 | 3.8 | 1 | 1 | 95 | 1171 | 1621683 | 128 | 100 | 95 | 5 |  | 100
2007 | 7353 | 6288 | 1 | OP | 9 | 2000 |  |  |  |  | OT |  |  |  | N | IH | 0 | N | N |  | 0.3 | 2 |  | 60 | 112 |  | 320 | 100
2007 | 14932 | 10672 | CBB | OP | 2 | 1994 | CD |  |  |  | LS |  |  |  | N | PR |  | NA | N | 12.3 | 1.2 | 0 | 0 | 87 | 187 | 447421 | 311 |  | 5000 |  |  | 5000
2007 | 1307 | 6204 | 3 | OP | 5 | 1984 | SD |  |  |  | LA |  |  |  | N | BW | 12 | Y | N | 7.9 | 0.5 | 4 | 3 | 85 | 1097 | 2300000 | 150 | 100 | 81247 | 5867 |  | 87114
2007 | 23330 | 10250 | SDA2
2007 | 56062 | 51038 | SDA1 | OP | 5 | 2005 | SD |  |  |  | LI |  |  |  | N | MG |  | NA | N |  |  | 3 | 3 | 75 | 0 | 63000 | 340 | 100 | 1800 | 1445 |  | 3245
2007 | 13781 | 6090 | 2 | OP | 4 | 1977 | SP | VE |  |  | AF |  |  |  | N | CE | 270 | Y | N | 9 | 0.9 | 12 | 10 | 50 |  | 2178000 | 175 | 100 |  |  |  | 42000
2007 | 56062 | 51038 | BH2 | OP | 3 | 1990 | MA |  |  |  | LI |  |  |  | N | MG |  | NA | N |  |  | 6 | 6 | 62 | 19 | 56026 |  | 100 | 1800 | 1445 |  | 3245
2007 | 3046 | 2712 | 3 | CO
2007 | 25 | 2527 | 6a | OP | 5 | 2007
2007 | 4660 | 54677 | BH | OP | 7 | 1981 | BR |  |  |  | LI |  |  |  | N | WAP | 0.73 | NA | Y |  |  | 10 | 10 |  | 2022 | 235000 |  | 100 | 3101 | 50 | 207 | 3358
2007 | 22125 | 2535 | 1 | OP | 6 | 1995 | SP |  |  |  | LS |  |  |  | Y | SHU | 0 | NA | N | 15.8 | 4.2 | 1 | 1 | 95 | 750 | 510000 | 120 | 100 | 88500 | 90 |  | 88590
2007 | 1307 | 6469 | FGD1 | OP | 7 | 1983 | SD |  |  |  | LA |  |  |  | Y | JO | 119 | Y | N | 9.6 | 1.2 | 5 | 4 | 81 | 1922 | 1894380 | 185 | 100 | 54922 | 26788 |  | 81710
2007 | 40230 | 7790 | 1-1 | OP | 5 | 1986 | SP |  |  |  | LS |  |  |  | N | CE | 82 | N | Y | 9.6 | 0.5 | 3 | 2 | 95 | 204 | 1395000 | 120 | 100 | 49600 | 16400 |  | 66000
2007 | 7840 | 10368 | SI1131 | OP | 12 | 1989 | SP |  |  |  | LS |  |  |  | Y | OT | 0 | NA | N | 5 | 4.5 | 1 | 1 | 99 | 22 | 83000 | 350 | 100
2007 | 7977 | 2917 | 9 | OP | 4 | 1999 | SD |  |  |  | LI |  |  |  | N | AP | NA | NA | N | 12 | 4 | 1 | 1 | 83 | 371 | 186000 | 153 | 100 | 11300 |  |  | 11300
2007 | 20541 | 50878 | SDA2 | OP | 9 | 1987 | SD |  |  |  | LI |  |  |  | N | WAP |  | NA | N |  |  | 1 | 1 | 75 | 20 | 88000 | 325 | 100 | 5000 |  |  | 5000
2007 | 13504 | 50271 | 1 | OP | 6 | 1991 | SD |  |  |  | LI |  |  |  | N | UM |  | NA | N |  |  | 1 | 1 | 71 | 23 | 30000 | 290 | 100 | 600 |  |  | 600
2007 | 22500 | 1250 | 4N | OP | 6 | 1969 | VE | SP |  |  | LS |  |  |  | N | CE | 5 | N | N | 9.8 | 0.9 | 2 | 2 | 73 | 73 | 181500 | 144 | 50 | 368 | 225 |  | 593
2007 | 15998 | 3130 | FDA1 | OP | 3 | 2004 | SD |  |  |  | LF |  |  |  | Y | AL |  |  | N | 50 | 2.9 | 2 | 2 | 95 |  | 740445 | 142 | 100 | 12650 |  |  | 12650
2007 | 49863 | 56221 | C031B | PL | 10 | 2008
2007 | 19876 | 7213 | 2 | OP | 3 | 1996 | SP |  |  |  | LS |  |  |  | N | ABB | 164 | Y | Y | 8.5 | 1.2 | 3 | 2 | 94 | 533 | 867000 | 121 | 100 | 38936 | 46 |  | 38982
2007 | 49974 | 50660 | SDA2 | OP | 10 | 2001 | SD |  |  |  | LI |  |  |  | N | CE |  | NA | N |  |  | 1 | 1 | 94.6 | 0 | 91 | 293 | 100 | 1500 |  |  | 1500
2007 | 15534 | 3149 | 1 | CO | 3 | 2008 | SP |  |  |  | LS |  |  |  | Y | WA |  | NA | N | 14 | 3.5 | 1 | 1 | 97 | 4 | 2815350 | 135 | 100 | 270085 |  | 14000 | 284085
2007 | 19323 | 6180 | 2 | CO | 2 | 2010 | SP | PA |  |  | LS | DB |  |  | Y | BPE | 244 | Y | N | 13.4 | 1 | 1 | 1 | 98 | 660 | 2856308 | 138 | 100
2007 | 7490 | 165 | 2 | OP | 4 | 1986 | SD |  |  |  | LA |  |  |  | N | FL | 33 | N | Y | 7 | 1.5 | 4 | 3 | 85 | 2124 | 1501043 | 140 | 100 | 48000 |  |  | 48000
2007 | 16190 | 50406 | 2HFB | OP | 6 | 1990 | SP | TR |  |  | SA |  |  |  | N | AA |  | NA | N |  |  | 1 | 1 | 90 | 38 | 279000 | 148
2007 | 13407 | 2324 | 3 | OP | 7 | 1976 | SP |  |  |  | SC |  |  |  | N | CE | 34 | Y | Y | 5.9 | 0.5 | 1 | 1 | 90.5 | 150 | 367300 | 150 | 100 |  |  |  | 8300
2007 | 18642 | 3399 | 1 | OP | 1 | 1995 | SP |  |  |  | LS |  |  |  | Y | CE | 450 | N | N | 13.3 | 4 | 3 | 3 | 95 | 4470 | 4206000 | 125 | 100 | 255720 | 9280 |  | 265000
2007 | 10171 | 1356 | 3 | OP | 5 | 2007 | SP |  |  |  | LS |  |  |  | Y | BPE | NA | Y | N | 11 | 3 | 1 | 1 | 98.5 | 588 | 1879000 | 325 | 100 |  |  |  | 127000
2007 | 10171 | 1356 | 4 | CO | 12 | 2009 | SP |  |  |  | LS |  |  |  | Y | BPE | NA | Y | N | 11 | 3 | 1 | 1 | 98.5 | 588 | 1879000 | 325 | 100 |  |  |  | 147000
2007 | 17828 | 963 | 31-32 | OP | 6 | 2001 | PA | SP |  |  | LS |  |  |  | Y | OT | 54 | N | Y | 9.3 | 3.3 | 1 | 1 | 95 | 523 | 550213 | 129 | 100 | 38000 |  |  | 38000
2007 | 3046 | 2706 | 1 | OP | 11 | 2005 | SP |  |  |  | LS |  |  |  | Y | BW |  | NA | N | 7.5 | 3.1 | 1 | 1 | 97 |  | 583854 | 127 | 100 |  |  |  | 67701
2007 | 49886 | 56220 | DS1 | PL | 4 | 2011 | SD |  |  |  | LA | LI |  |  | N |  |  | NA | N |  |  | 2 |  | 94 | 399 | 1778788 | 165 | 100
2007 | 803 | 2442 | 2 | OP | 1 | 1972 | VE |  |  |  | LI | DL |  |  | N | CC | 20 | N | N | 22.2 | 0.8 | 2 | 2 | 72 | 950 | 685000 | 125 | 100
2007 | 1307 | 6469 | FGD2 | OP | 11 | 1985 | SD |  |  |  | LA |  |  |  | Y | JO | 105 | Y | N | 9.6 | 1.2 | 5 | 5 | 81 | 1922 | 1894380 | 145 | 100 | 64954 | 27997 |  | 92951
2007 | 7140 | 6052 | 1 | CO | 12 | 2008 | BR |  |  |  | LS |  |  |  |  | CA |  |  | Y | 9.2 | 2.5 | 1 | 1 | 98 | 785 | 3247865 | 133 | 100
2007 | 7140 | 703 | 3S | CO | 4 | 2008 | BR |  |  |  | LS |  |  |  | Y | CA |  | Y | Y | 9.2 | 2.5 | 1 | 1 | 98 | 779 | 3224852 | 133 | 100
2007 | 4474 | 50648 | SDS2 | OP | 5 | 1988 | SD |  |  |  | LS |  |  |  | N | FL |  | NA | N |  |  | 1 | 1 | 85 | 39 | 67000 | 275 | 100 | 150 |  |  | 150
2007 | 7840 | 10369 | SI1131 | OP | 12 | 1990 | SP |  |  |  | LS |  |  |  | Y | OT | 0 | NA | N | 5 | 4.5 | 1 | 1 | 99 | 22 | 83000 | 350 | 100
2007 | 15473 | 2451 | 1 | OP | 10 | 1998 | SP |  |  |  | LS |  |  |  | N | BW |  | NA | N | 24 | 0.9 | 3 | 3 | 75 | 1487 | 1356176 | 123 | 100 | 19250 |  |  | 19250
2007 | 4484 | 50649 | SDA1 | OP | 4 | 1989 | SD |  |  |  | LI |  |  |  | N | BI | 2 | NA | N |  |  | 1 | 1 | 97 | 0 | 70680 | 295 | 100
2007 | 7840 | 10367 | SI1131 | OP | 10 | 1991 | SP |  |  |  | LS |  |  |  | Y | OT | 0 | NA | N | 5 | 4.5 | 1 | 1 | 99 | 22 | 83000 | 350 | 100
2007 | 796 | 160 | 3 | OP | 1 | 1979 | PA |  |  |  | LS |  |  |  | N | RC | 24 | Y | Y | 10.2 | 0.4 | 2 | 1 | 85 | 490 | 774000 | 117 | 50 | 10754 |  |  | 10754
2007 | 55740 | 54081 | 1B | OP | 5 | 1992 | SD |  |  |  | LA |  |  |  | N | JO |  |  | N | 11 |  | 1 | 1 | 93.6 | 29 | 115000 | 190 | 100 | 2600 |  |  | 2600
2007 | 20508 | 50900 | DS78 | OP | 6 | 1989 | SP |  |  |  | OT |  |  |  | N | AP | 0 | NA | Y | 12 | 1.8 | 1 | 0 | 95 | 600 | 120000 | 230 | 40 | 1000 |  | 750 | 1750
2007 | 20541 | 10629 | SDA3 | OP | 12 | 2000 | SD |  |  |  | LI |  |  |  | N | WAP |  | NA | N |  |  | 1 | 1 | 90 | 7 | 211000 | 305 | 100 | 4126 |  | 5064 | 9190
2007 | 20541 | 50883 | SDA3 | OP | 2 | 1988 | SD |  |  |  | LI |  |  |  | N | WAP |  | NA | N |  |  | 1 | 1 | 81 | 11 | 180000 | 300 | 100 | 5000 |  |  | 5000
2007 | 20541 | 50885 | SDA1 | OP | 1 | 1990 | SD |  |  |  | LI |  |  |  | N | WAP |  | NA | N |  |  | 1 | 1 | 80 | 13 | 67747 | 277 | 100 | 1500 |  |  | 1500
2007 | 570 | 10746 | SDA 3 | OP | 6 | 1991 | SD |  |  |  | LI |  |  |  | N | JO |  | NA | N |  |  |  |  | 80 | 15 | 134000 | 390 | 100
2007 | 15873 | 3118 | 2 | OP | 11 | 1995 | SP |  |  |  | LS |  |  |  | Y | ABB | 16 | Y | N | 15 | 2.7 | 2 | 2 | 95 | 1640 | 2484000 | 140 | 100 |  |  |  | 72632
2007 | 14354 | 8069 | 2
2007 | 15526 | 50240 | BLR5 | OP | 10 | 1991 | CD |  |  |  | LS |  |  |  | N | FW |  | NA | N | 12 | 3.5 | 1 | 1 | 93 | 335 | 119657 | 340 | 100
2007 | 9384 | 50245 | 062701
2007 | 20541 | 50887 | SDA1 | OP | 8 | 1991 | SD |  |  |  | LI |  |  |  | N | WAP |  | NA | N |  |  | 1 | 1 | 85.6 | 52 | 185388 | 250 | 100 | 4667 |  |  | 4667
2007 | 18715 | 6136 | 1 | SC | 10 | 1983 | SP |  |  |  | LS |  |  |  | N | CE | 0 | Y | Y | 5.7 | 0.3 | 3 | 0 | 90 | 5316 | 1494000 | 200 | 75 | 21811 | 5670 |  | 27481
2007 | 15824 | 50225 | 1FG1A | OP | 10 | 1988 | SD |  |  |  | LI |  |  |  | N | OT |  | NA | N |  |  | 1 | 1 | 80 | 8 | 66330 | 300 | 100 | 1078 |  |  | 1078
2007 | 21128 | 50215 | SD2 | OP | 6 | 1989 | SD |  |  |  | LI |  |  |  | N | JO |  | NA | N |  |  | 1 | 1 | 80 | 4 | 99950 | 309 | 100
2007 | 15330 | 55856 | 1 | PL | 8 | 2011 | SP | TR |  |  | LS |  |  |  | N | WA | 1559 | NA | N | 27.4 | 4.2 | 1 | 1 | 98 | 1252 | 2244546 | 134 | 100
2007 | 5416 | 8042 | 1 | CO | 1 | 2008 | SP |  |  |  | LS |  |  |  | Y | AL | 25 | NA | N | 11.4 | 1.8 | 2 | 2 | 95 | 1675 | 3666238 | 124 | 100 | 238169 | 7027 | 26037 | 271233
2007 | 17568 | 6061 | 1 | OP | 9 | 1978 | SP | VE |  |  | LS |  |  |  | N | RS | 4 | NA | Y | 8 | 1.5 | 1 | 1 | 52.7 | 1546 | 396800 | 125 | 62 | 10191 | 3851 |  | 14042
2007 | 42 | 10675 | 1BMDB | OP | 3 | 1990 | CD |  |  |  | LS |  |  |  | N | CE | 37 | NA | N | 15.6 | 0.7 | 2 | 1 | 90 | 295 | 300000 | 285 | 100 | 2375 | 2430 | 1320 | 6125
2007 | 12888 | 54625 | 1 | OP | 2 | 1992 | SD |  |  |  | LS |  |  |  | N | RC |  | NA | N |  |  | 1 | 1 | 93.7 | 1 |  | 330 | 100
2007 | 15466 | 465 | 3 | OP | 1 | 2003 | SP |  |  |  | SC |  |  |  | N | OT |  | NA | N | 10 | 0.4 | 2 | 1 | 50 | 300 | 315000 | 290 | 100 | 1200 |  |  | 1200
2007 | 18642 | 1378 | 1 | OP | 9 | 1983 | SP |  |  |  | LS |  |  |  | Y | CC | 55 | N | N | 13.1 | 3.2 | 6 | 5 | 84.2 | 5568 | 2100000 | 170 | 100 |  |  |  | 124908
2007 | 20541 | 50873 | SDA2 | OP | 11 | 2000 | SD |  |  |  | LI |  |  |  | N | WAP |  | NA | N |  |  | 1 | 1 | 75 | 18 | 64429 | 277 | 100 | 4262 |  |  | 4262
2007 | 14354 | 8066 | SC72 | OP | 9 | 1986 | TR |  |  |  | SL |  |  |  | N | BW | 20 | Y | Y | 17 | 1 | 3 | 3 | 86.4 | 1573 | 2250000 | 120 | 100 | 70700 | 5700 |  | 76400
2007 | 16624 | 6183 | SM-1 | OP | 1 | 1982 | SP | TR |  |  | LS |  |  |  | N | BW | 111 | Y | Y | 28.4 | 2 | 4 | 3 | 86 | 5200 | 1323429 | 141 | 100 | 30542 | 4458 |  | 35000
2007 | 1746 | 10464 | E0002 | OP | 6 | 1988 | BR |  |  |  | LS |  |  |  | Y | FL | 1 | NA | N | 6.1 | 1.1 | 6 | 6 | 99.9 | 37 | 75100 | 300 | 100 | 200 |  | 70 | 270
2007 | 1746 | 10464 | E0001 | OP | 6 | 1988 | BR |  |  |  | LS |  |  |  | Y | FL | 1 | NA | N | 6.1 | 1.1 | 6 | 6 | 99.9 | 37 | 75100 | 300 | 100 | 200 |  | 70 | 270
2007 | 18315 | 108 | SDA1 | OP | 8 | 1983 | SD |  |  |  | LA |  |  |  | N | JO | 1 | NA | N | 12 | 1 | 3 | 3 | 80 | 1735 | 656500 |  | 100 | 38386 |  |  | 38386
2007 | 20541 | 50877 | SDA2 | OP | 11 | 2000 | SD |  |  |  | LI |  |  |  | N | WAP |  | NA | N |  |  | 1 | 1 | 75 | 50 | 181500 | 310 | 100 | 6000 |  | 12000 | 18000
2007 | 20546 | 1382 | H1 | OP | 6 | 1995 | TR |  |  |  | LI | MO |  |  | N | WAP | 118 | NA | Y | 12 | 4.2 | 1 | 1 | 95 | 590 | 590269 | 130 | 100 | 21951 |  |  | 21951
2007 | 4426 | 54945 | 11 | OP | 5 | 1987 | SD |  |  |  | LI |  |  |  | N | CE |  | Y | N | 8.8 | 2 | 1 | 1 | 75 | 105 | 14400 | 217 | 100
2007 | 9269 | 983 | 46 | CO | 11 | 2009 | [17 empty] | 98 | 676 | 2322875 | 132 | 100 | 285900 | 17284 |  | 303184
2007 | 50085 | 10062 | SDA1 | OP | 3 | 2000 | SD |  |  |  | LS |  |  |  | N | ABB | 19 | NA | N |  |  | 1 | 1 | 98.8 | 49 | 155045 | 328 | 100 |  |  |  | 1750
2007 | 14932 | 10672 | CBA | OP | 2 | 1994 | CD |  |  |  | LS |  |  |  | N | PR |  | NA | N | 12.3 | 1.2 |  |  | 89 | 212.3 | 441462 | 327 |  | 5000 |  |  | 5000
2007 | 15466 | 469 | 3 | OP | 7 | 2002 | SD |  |  |  | LA |  |  |  | N | BW |  | NA | N | 10 | 0.4 | 2 | 2 | 85 | 200 | 825000 | 155 | 100 | 32000 |  |  | 32000
2007 | 15470 | 1001 | 1 | CO | 11 | 2008 | SP | TR |  |  | LS |  |  |  | Y | BW | 345 | NA | n | 10.9 | 3.5 | 1 | 1 | 97 | 1018 | 1719029 | 130 | 100 | 199668 |  |  | 199668
2007 | 55850 | 10502 | DSI1 | OP | 4 | 1990 | SP |  |  |  | LI |  |  |  | N | AL | 0 | NA | Y |  |  | 1 | 1 | 78.8 | 6 | 140000 | 340 | 100
2007 | 15470 | 6113 | 5 | OP | 10 | 1982 | SP |  |  |  | LS |  |  |  | N | KE | 92 | Y | Y | 14 | 3.6 | 4 | 4 | 95 | 1987 | 2187681 | 136 | 98 | 80000 | 4000 | 42000 | 126000
2007 | 9097 | 50656 | SDA3 | OP | 12 | 1991 | SD |  |  |  | OT |  |  |  | N | OT | 2 | NA | N |  |  | 1 | 1 | 97 | 2 | 93510 | 290 | 100
2007 | 15470 | 1001 | 2 | CO | 5 | 2008 | SP | TR |  |  | LS |  |  |  | Y | BW | 345 | NA | n | 10.9 | 3.5 | 1 | 1 | 97 | 1018 | 1719029 | 130 | 100 | 199668 |  |  | 199668
2007 | 56062 | 51038 | BH1 | OP | 3 | 1990 | MA |  |  |  | LI |  |  |  | N | MG |  | NA | N |  |  | 6 | 6 | 50 | 20 | 59633 |  | 100 | 1800 | 1445 |  | 3245
2007 | 19323 | 52071 | 5B | CO | 7 | 2009 | BR | CD |  |  | LS | LI |  |  | Y | FW | 592 | NA | N | 16 | 0.9 | 1 | 1 | 95.8 | 592 | 961206 | 167 | 100
2007 | 16604 | 7097 | FGD2 | CO | 6 | 2010 | CD |  |  |  | LS |  |  |  | Y | AL | 103 | Y | N | 7.4 | 0.6 | 1 | 1 | 96 | 2880 | 2178513 | 133 | 100
2007 | 5109 | 1733 | 3 | CO | 10 | 2009 | SP |  |  |  | LS |  |  |  | Y | BW |  | NA | N | 7.7 | 1.5 | 1 | 1 | 97 | 668 | 2683000 | 127 | 100
2007 | 15989 | 1040 | LFC | SC | 10 | 1994 | SD |  |  |  | LS |  |  |  | N | OT | 2 | NA | Y | 9.8 | 2.1 |  |  | 72.5 |  | 230000 | 195 | 70 | 10000 |  |  | 10000
2007 | 9385 | 54097 | PB2 | OP | 6 | 1977 | SP |  |  |  | SL |  |  |  | N | AP | 0 | NA | N |  |  | 1 | 1 | 90 | 770 | 250000 | 200 | 100 |  |  | 2000 | 2000
2007 | 12653 | 1572 | 6 | PL | 12 | 2009 | SP |  |  |  | LS |  |  |  | Y | BW | na | NA | y | 11 | 2.7 | 1 | 1 | 98 | 600 | 1800000 | 128 | 100 | 300000 |  |  | 300000
2007 | 12653 | 1573 | 1 | PL | 12 | 2009 | SP |  |  |  | LS |  |  |  | Y | BW | na | NA | y | 11 | 2.7 | 1 | 1 | 98 | 600 | 1800000 | 128 | 100 | 263771 | 14228 |  | 277999
2007 | 17445 | 50071 | SDA2 | OP | 5 | 1989 | SD |  |  |  | LI |  |  |  | N | JO |  | NA | N |  |  | 1 | 1 | 66.3 | 104 | 187077 | 255 | 100 |  |  |  | 4500
2007 | 9210 | 54656 | PB5 | OP | 6 | 1978 | VE |  |  |  | SL |  |  |  | N | OT |  | NA | N | 9.1 | 1.3 | 1 | 1 | 87 | 208 | 185436 | 140 | 100
2007 | 30151 | 6021 | C1 | OP | 7 | 1980 | SP |  |  |  | LS |  |  |  | N | PB | 10 | NA | N | 22.6 | 0.6 | 4 | 3 | 95 | 190 | 2030000 | 112 | 100 | 50796 | 50 |  | 50846
2007 | 4427 | 50664 | R101 | OP | 5 | 1989 | SD |  |  |  | LI |  |  |  | N | PA |  | Y | N |  |  | 1 | 1 | 70 | 17 | 39000 | 300 | 100
2007 | 49760 | 50657 | APC3 | OP | 8 | 1995 | CD | SP |  |  | LI |  |  |  | N | RC |  | NA | N |  |  | 2 | 2 | 85 |  | 198756 | 305 | 100
2007 | 13756 | 995 | 78 | OP | 6 | 1992 | PA |  |  |  | LS |  |  |  | Y | MI | 0 | NA | N | 12.5 | 3.9 | 1 | 1 | 90 | 3500 | 1730559 | 132 | 100
2007 | 15998 | 3130 | FDA2 | OP | 3 | 2004 | SD |  |  |  | LF |  |  |  | Y | AL |  |  | N | 50 | 2.9 | 2 | 2 | 95 |  | 740445 | 142 | 100 | 12650 |  |  | 12650
2007 | 6306 | 55867 | FGD1 | OP | 7 | 2007 | SD |  |  |  | LI |  |  |  | Y | RC |  | NA | N |  |  | 1 | 1 | 80 | 56 | 325000 | 290 | 100 | 4119 | 1 |  | 4120
2007 | 16380 | 54820 | 1 | PL
2007 | 19876 | 7213 | 1 | OP | 10 | 1995 | SP |  |  |  | LS |  |  |  | N | ABB | 164 | Y | Y | 8.5 | 1.2 | 3 | 2 | 94 | 533 | 867000 | 121 | 100 | 40322 | 1613 |  | 41935
2007 | 4440 | 50960 | SBH3 | OP | 2 | 1994 | SD |  |  |  | LS |  |  |  | N | RC |  | NA | N |  |  | 3 | 3 | 85 | 1 | 143000 | 285 | 100 | 2975 |  |  | 2975
2007 | 4440 | 50960 | SBH2 | OP | 2 | 1994 | SD |  |  |  | LS |  |  |  | N | RC |  | NA | N |  |  | 3 | 3 | 85 | 1 | 143000 | 285 | 100 | 2975 |  |  | 2975
2007 | 55995 | 56456 | FGD1 | CO | 8 | 2010 | SD |  |  |  | LI |  |  |  | N | AL | 225 | NA | Y | 5.3 | 0.3 | 2 | 2 | 90 | 623 | 2255000 | 154 | 100 | 39162 | 2435 | 586 | 42183
2007 | 5416 | 2727 | 3 | OP | 3 | 2007 | SP |  |  |  | LS |  |  |  | Y | AL | 14 | NA | n | 11.4 | 1.8 | 1 | 1 | 95 | 1027 | 2444632 | 123 | 100 | 121524 | 4010 | 13748 | 139282
2007 | 5416 | 2727 | 4 | OP | 11 | 2006 | SP |  |  |  | LS |  |  |  | Y | AL | 14 | NA | n | 11.4 | 1.8 | 1 | 1 | 95 | 1027 | 2444632 | 123 | 100 | 121524 | 4010 | 13748 | 139282
2007 | 10000 | 6065 | 2 | CO | 6 | 2010 | SD | [8 empty] | AL |  | Y | N | 5.4 | 0.3 | 2 |  | 98 | 170 | 3172000 | 133 | 100
2007 | 20860 | 4078 | 4 | CO | 7 | 2008 | SD |  |  |  | LA |  |  |  | N | BW |  | NA | N | 5.3 | 0.3 | 2 | 2 | 90 |  | 1750000 | 163 | 100 | 11369 | 1356 | 2652 | 15377
2007 | 20543 | 50192 | WS1 | OP | 6 | 1984 | VE |  |  |  | AF |  |  |  | N | FM | 3 | NA | N |  |  | 1 | 1 | 99.9 | 39 | 200000 | 150 | 100 | 1116 | 184 |  | 1300
2007 | 14432 | 50776 | LSI2 | OP | 6 | 1992 | CD |  |  |  | LS |  |  |  | N | PR |  | NA | N | 36 | 0.4 | 1 | 1 | 88.7 | 66 | 187575 | 1675 | 100
2007 | 11517 | 10338 | ASCBR | OP | 1 | 1986 | CD |  |  |  | LS |  |  |  | N | GE |  | NA | N |  |  | 1 | 1 |  | 15 | 140000 | 305 | 100 | 2000 |  | 500 | 2500
2007 | 19876 | 10774 | 1 | OP | 6 | 1991 | SD |  |  |  | LA |  |  |  | N | FL |  | NA | N | 10.8 | 1.6 | 1 | 1 | 92 | 61 | 116952 | 157.7 | 100 | 817 |  |  | 817
2007 | 6035 | 3159 | 1 | OP | 12 | 1982 | SP |  |  |  | MO |  |  |  | Y | EE |  | N | Y | 9.5 | 2.6 | 3 | 2 | 95 | 276 | 486600 | 124 | 100 | 72126 |  |  | 72126
2007 | 16572 | 4941 | 1 | OP | 8 | 1999 | SP |  |  |  | LS |  |  |  | N | ABB | 7 | NA | Y | 11.6 | 0.6 | 2 | 2 | 92 | 771 | 3006814 | 122 | 100 | 140000 |  |  | 140000
2007 | 11169 | 54562 | 7 | OP | 6 | 1976 | VE |  |  |  | OT |  |  |  | N | JO | 0 | NA | N |  |  | 2 | 0 | 25 | 57 | 91384 | 137 | 100 | 333 |  |  | 333
2007 | 42018 | 54998 | 1 | OP | 3 | 1996 | SD |  |  |  | LI |  |  |  | N | GE |  | NA | N | 18 | 0.8 | 4 | 4 | 70 | 9.07 | 155000 | 290 | 100 | 6866 | 1468 |  | 8334
2007 | 20541 | 50886 | 1 | OP | 9 | 1991 | SD |  |  |  | LI |  |  |  | N | WAP |  | NA | N |  |  | 1 | 1 | 89 | 22 | 124000 | 279 | 100 | 400 |  |  | 400
2007 | 55740 | 54081 | 4B | OP | 8 | 1992 | SD |  |  |  | LA |  |  |  | N | JO |  |  | N | 11 |  | 1 | 1 | 93.4 | 23 | 120000 | 190 | 100 | 2600 |  |  | 2600
2007 | 55740 | 54081 | 4A | OP | 8 | 1992 | SD |  |  |  | LA |  |  |  | N | JO |  |  | N | 11 |  | 1 | 1 | 92.9 | 28 | 120000 | 190 | 100 | 2600 |  |  | 2600
2007 | 55740 | 54081 | 2A | OP | 5 | 1992 | SD |  |  |  | LA |  |  |  | N | JO |  |  | N | 11 |  | 1 | 1 | 93.2 | 33 | 110000 | 190 | 100 | 2600 |  |  | 2600
2007 | 55740 | 54081 | 3A | OP | 8 | 1992 | SD |  |  |  | LA |  |  |  | N | JO |  |  | N | 11 |  | 1 | 1 | 93 | 27 | 119000 | 190 | 100 | 2600 |  |  | 2600
2007 | 20541 | 50880 | SDA1 | OP | 4 | 1991 | SD |  |  |  | LI |  |  |  | N | WAP |  | NA | N |  |  | 1 | 1 | 84.3 | 114 | 182500 | 300 | 100 | 7083 |  | 17882 | 24965
2007 | 20541 | 50883 | SDA1 | OP | 2 | 1988 | SD |  |  |  | LI |  |  |  | N | WA |  | NA | N |  |  | 1 | 1 | 81 | 11 | 180000 | 300 | 100 | 5000 |  |  | 5000
2007 | 20541 | 50885 | SDA2 | OP | 1 | 1990 | SD |  |  |  | LI |  |  |  | N | WAP |  | NA | N |  |  | 1 | 1 | 80 | 13 | 67747 | 277 | 100 | 1500 |  |  | 1500
2007 | 570 | 10746 | SDA 4 | OP | 6 | 1991 | SD |  |  |  | LI |  |  |  | N | JO |  | NA | N |  |  |  |  | 80 | 16 | 129000 | 390 | 100
2007 | 20541 | 50882 | SDA3 | OP | 7 | 1999 | SD |  |  |  | LI |  |  |  | N | WAP |  | NA | N |  |  | 1 | 0 | 77 | 8 | 194876 | 275 | 100 | 19368 |  |  | 19368
2007 | 23279 | 6004 | 1 | OP | 3 | 1979 | TR |  |  |  | LI |  |  |  | Y | BW | 200 | N | N | 16.8 | 4.5 | 4 | 4 | 90 | 7560 | 1960000 | 122 | 85 | 81283 | 46171 |  | 127454
2007 | 23279 | 6004 | 2 | OP | 12 | 1980 | TR |  |  |  | LI |  |  |  | Y | BW | 200 | N | N | 16.8 | 4.5 | 4 | 4 | 90 | 7560 | 1960000 | 122 | 85 | 42324 |  |  | 42324
2007 | 21 | 10671 | 2B |  |  |  | BR
2007 | 55871 | 50884 | SDA2 | OP | 6 | 1999 | SD |  |  |  | LI |  |  |  | N | WAP |  | NA | N |  |  | 1 | 1 | 75 | 26 | 321511 | 300 | 100
2007 | 14610 | 564 | 1 | OP | 7 | 1987 | SP |  |  |  | LS |  |  |  | Y | CE | 174 | Y | Y | 15.5 | 3.5 | 3 | 2 | 90 | 3020 | 1534172 | 135 | 100 | 20045 | 7608 |  | 27653
2007 | 17543 | 6249 | 4 | OP | 11 | 1981 | SP |  |  |  | LS |  |  |  | N | AM | 58 | N | N | 17.2 | 1.7 | 2 | 2 | 90.4 | 1240 | 797150 | 125 | 100 | 9496 | 4677 |  | 14173
2007 | 19323 | 6146 | 3 | OP | 4 | 1979 | SP | TR |  |  | LS |  |  |  | Y | RC | 35 | Y | Y | 8 | 0.9 | 4 | 4 | 95 | 9002 | 2900000 | 200 | 95 |  |  |  | 117805
2007 | 20541 | 54758 | SD1 | OP | 10 | 1995 | SD |  |  |  | LI |  |  |  | N | WAP |  | NA | N |  |  | 1 | 1 | 75 | 31 | 52602 | 270 | 100 | 3000 |  |  | 3000
2007 | 20547 | 50185 | 3RB | OS | 6 | 1966 | VE | VE |  |  | MO |  |  |  | Y | BW |  |  | N |  |  | 3 | 3 | 99 | 7 | 28000 | 140 | 100 | 1000 |  |  | 1000
2007 | 54784 | 10491 | 5SCRBR | OP | 7 | 1993 | SP | VE |  |  | SA |  |  |  | N | BE |  |  | N |  |  | 1 | 1 | 95 | 8 | 72854 | 143 | 100 | 898 |  | 1795 | 2693
2007 | 16899 | 50837 | FGD3 | OP | 7 | 1988 | SP |  |  |  | LI |  |  |  | N | PB |  | NA | N |  |  | 1 | 1 | 98 | 0.37 | 70000 | 305 | 100
2007 | 15298 | 6076 | 1 | OP | 11 | 1975 | VE |  |  |  | LA |  |  |  | N | CE | 50 | Y | N | 8.5 | 0.8 | 3 | 3 | 58.8 | 3386 | 1435000 | 145 | 100 | 34000 | 10000 |  | 44000
2007 | 23279 | 3944 | 3 | OP | 11 | 1994 | SP |  |  |  | LI |  |  |  | N | GE | 505 | NA | Y | 16 | 4 | 1 | 1 | 98 | 841 | 1855706 | 121 | 100 | 62 |  |  | 62
2007 | 14354 | 6165 | 1 | OP | 6 | 1978 | SP |  |  |  | LI |  |  |  | N | CC | 16 | Y | N | 9.4 | 0.6 | 4 | 4 | 80 | 750 | 1500000 | 118 | 90 | 24587 |  |  | 24587
2007 | 54881 | 50130 | BLI2 | OP | 6 | 1987 | CD |  |  |  | LI |  |  |  | N | OT |  | N | Y | 12 | 0.6 | 0 | 0 | 22.2 | 400 | 220000 | 300 | 100
2007 | 19876 | 52007 | FGD2 | OP | 11 | 1992 | CD |  |  |  | LA |  |  |  | N | FL | 7 | NA | N | 10 | 1 | 1 | 1 | 92 | 143 | 220000 | 160 | 100 | 2500 | 850 |  | 3350
2007 | 20541 | 54033 | SDA3 | OP | 5 | 1992 | SD |  |  |  | LI |  |  |  | N | WAP |  | NA | N |  |  | 1 | 1 | 85.6 | 52 | 185388 | 250 | 100 | 4667 |  |  | 4667
2007 | 20541 | 54033 | SDA2 | OP | 5 | 1992 | SD |  |  |  | LI |  |  |  | N | WAP |  | NA | N |  |  | 1 | 1 | 85.6 | 52 | 185388 | 250 | 100 | 4667 |  |  | 4667
2007 | 9273 | 994 | 1 | OP | 5 | 1996 | SP |  |  |  | LS |  |  |  | Y | GE | 4 | NA | Y | 16 | 4.5 | 1 | 1 | 95 | 1128 | 968315 | 126 | 100 | 89104 | 12711 |  | 101815
2007 | 11169 | 54562 | 15SCRB | OP | 6 | 1988 | PA |  |  |  | OT |  |  |  | N | FL | 0 | NA | N |  |  | 1 | 1 | 33 | 5 | 142280 | 140 | 100 | 2994 |  |  | 2994
2007 | 1735 | 54304 | 1H | OP | 12 | 1996 | SD |  |  |  | LI |  |  |  | N | CE | 0 | NA | N | 12 | 1 | 1 | 1 | 93 | 156 | 490000 | 150 | 100
2007 | 23279 | 3181 | 33 | OP | 8 | 1982 | SP |  |  |  | LI |  |  |  | N | GE | 40 | N | N | 14 | 4 | 3 | 2 | 95 | 890 | 1069510 | 129 | 100 | 72565 | 9375 |  | 81940
2007 | 19545 | 7504 | 2 | OP | 11 | 1995 | CD |  |  |  | LI |  |  |  | N | BW | 2714 | NA | N | 7.5 | 0.9 | 1 | 1 | 92 | 115 | 400000 | 155 | 100 | 7000 |  |  | 7000
2007 | 16929 | 50290 | SDA1 | OP | 8 | 1988 | SD |  |  |  | LI |  |  |  | N | JO |  | NA | N |  |  | 1 | 1 | 99.9 | 32 | 283700 | 330 | 99.9 | 4700 |  |  | 4700
2007 | 17633 | 6137 | 2 | OP | 2 | 1986 | SP |  |  |  | SA | LI |  |  | N | FM | 155 | NA | N | 14.5 | 4.5 | 2 | 2 | 90 | 1702 | 1000000 | 130 | 100 | 31025 | 4433 |  | 35458
2007 | 17633 | 6137 | 1 | OP | 4 | 1979 | SP |  |  |  | SA | LI |  |  | N | FM | 155 | NA | N | 14.5 | 4.5 | 2 | 2 | 85 | 2960 | 840000 | 130 | 95 | 15000 | 5000 |  | 20000
2007 | 7570 | 2039 | 1 | OP | 3 | 1989 | SD |  |  |  | LI |  |  |  | N | GE | NA | Y | N |  |  | 2 | 2 | 90 | 197 | 285900 | 270 | 100 | 8200 |  |  | 8200
2007 | 20541 | 50875 | L4SDA | OP | 10 | 2001 | SD |  |  |  | CC |  |  |  | N | CC |  | NA | N |  |  | 1 | 1 | 80 | 29 | 36701 | 315 | 100 | 200 |  | 2000 | 2200
2007 | 14932 | 10043 | JPH16 | OP | 9 | 1994 | SD |  |  |  | LA |  |  |  | N | AB |  | NA | N | 10.5 | 1.5 | 2 | 2 | 93 | 342 | 57559 | 200 | 100 |  |  |  | 8000
2007 | 16604 | 7097 | FGD1 | OP | 12 | 1992 | SP |  |  |  | LS |  |  |  | Y | CE | 103 | Y | Y | 7.4 | 0.6 | 3 | 2 | 70 | 2415 | 1497400 | 132 | 78 | 55738 | 8988 |  | 64726
2007 | 4474 | 50648 | SDS1 | OP | 5 | 1988 | SD |  |  |  | LS |  |  |  | N | FL |  | NA | N |  |  | 1 | 1 | 85 | 39 | 67000 | 275 | 100 | 150 |  |  | 150
2007 | 14165 | 2861 | 1 | OP | 10 | 1995 | SP |  |  |  | LS |  |  |  | Y | BW | 60 | NA | Y | 11.3 | 3 | 1 | 1 | 90 | 558 | 290000 | 230 | 100 | 32000 |  |  | 32000
2007 | 15466 | 469 | 4A | OP | 1 | 2003 | SD |  |  |  | LA |  |  |  | N | BW |  | NA | N | 10 | 0.4 | 2 | 2 | 85 | 350 | 1600000 | 155 | 100 | 43000 |  |  | 43000
2007 | 56062 | 51038 | SDA2 | OP | 5 | 2005 | SD |  |  |  | LI |  |  |  | N | MG |  | NA | N |  |  | 3 | 3 | 75 | 2 | 63000 | 340 | 100 | 1800 | 1445 |  | 3245
2007 | 4484 | 50649 | SDA2 | OP | 4 | 1989 | SD |  |  |  | LI |  |  |  | N | BI | 2 | NA | N |  |  | 1 | 1 | 97 | 0.18 | 70680 | 295 | 100
2007 | 10875 | 52010 | SC1 | OP | 12 | 1994 | SD |  |  |  | LI |  |  |  | N | OT | 1 | NA | N |  |  | 1 | 1 | 95 | 0.147 | 155000 | 290 | 100 | 3000 |  | 500 | 3500
2007 | 54822 | 55174 | SCRBR1 | TS | 6 | 2000 | SP |  |  |  | LI |  |  |  | Y | OT |  | NA | N |  |  | 1 | 1 | 95.4 | 18 | 77035 | 111 | 100 | 8400 | 1400 | 3200 | 13000
2007 | 13781 | 4005 | 2 | OP | 6 | 2002 | SP |  |  |  | LI |  |  |  | N | OT |  | NA | N |  |  | 1 | 1 | 75 | 4 | 120000 | 280 | 100 | 200 |  | 100 | 300
2007 | 4922 | 2850 | 3 | CO | 1 | 2008 | BR |  |  |  | LS |  |  |  | Y | CA | 220 | NA | Y | 9.6 | 4 | 1 | 1 | 97 | 1199 | 1796239 | 125 | 100 | 5356 |  |  | 5356
2007 | 12653 | 1573 | 2 | PL | 12 | 2009 | SP |  |  |  | LS |  |  |  | Y | BW | NA | NA | Y | 11 | 2.7 | 1 | 1 | 98 | 600 | 1800000 | 128 | 100 | 263771 | 14228 |  | 277999
2007 | 3046 | 2712 | 2 | OP | 4 | 2007
2007 | 5416 | 8042 | 2 | CO | 4 | 2008 | SP |  |  |  | LS |  |  |  | Y | AL | 25 | NA | n | 11.4 | 1.8 | 2 | 2 | 95 | 1675 | 3666238 | 124 | 100 | 238169 | 7027 | 26037 | 271233
2007 | 55768 | 2378 | 2 | OP | 1 | 1995 | SP |  |  |  | LS |  |  |  | Y | GE |  | NA | Y | 11.7 | 3.2 | 1 | 1 | 93 | 580 | 530976 | 128 | 100 | 65000 |  |  | 65000
2007 | 22500 | 1250 | 5 | OP | 5 | 1971 | VE | SP |  |  | LS |  |  |  | N | CE | 6 | N | N | 9.8 | 0.9 | 2 | 2 | 52 | 626 | 583914 | 156 | 50 | 424 | 375 |  | 799
2007 | 473 | 10642 | 3 | OP | 6 | 1989 | SD |  |  |  | LI |  |  |  | N | BPC |  | NA | N |  |  | 1 | 1 | 85 | 17 | 239400 | 296 | 100 | 10000 |  |  | 10000
2007 | 14015 | 2876 | 35 | CO | 3 | 2009 | BR |  |  |  | LS |  |  |  | N | CA | 286 | NA | N | 9.8 | 4.6 | 1 |  | 98 | 982 | 2188674 | 130 | 100 | 281640 | 41220 |  | 322860
2007 | 9210 | 54656 | PB3 | OP | 6 | 1997 | SP |  |  |  | SL |  |  |  | N | OT |  | NA | N |  |  | 1 | 1 | 90 | 6 | 62290 | 138 | 100 |  |  |  | 2700
2007 | 4458 | 10012 | 1 | OP | 7 | 1988 | SD |  |  |  | LI |  |  |  | N | EE | 0.841 | NA | N |  |  | 1 | 1 | 99.9 | 0.01 | 50245 | 320 | 100
2007 | 13504 | 50271 | 2 | OP | 6 | 1991 | SD |  |  |  | LI |  |  |  | N | UM |  | NA | N |  |  | 1 | 1 | 71 | 23 | 30000 | 290 | 100 | 600 |  |  | 600
2007 | 4129 | 54144 | GFLF1 | OP | 11 | 1992 | CD |  |  |  | LS |  |  |  | N | JO | 33 | NA | N | 37.1 | 4.5 | 2 | 2 | 90.5 | 403 | 165000 | 309 | 100 | 230 | 891 | 67 | 1188
2007 | 13982 | 50661 | ASDA | OP | 6 | 1989 | SD |  |  |  | LI |  |  |  | N | EEC | 57404 | NA | N |  |  | 2 | 1 | 80 | 5 | 200000 | 310 | 100
2007 | 13982 | 50661 | BSDA | OP | 6 | 1989 | SD |  |  |  | LI |  |  |  | N | EEC | 57596 | NA | N |  |  | 2 | 1 | 80 | 5 | 200000 | 310 | 100
2007 | 14354 | 8069 | 1 | OP | 2 | 1978 | SP |  |  |  | LI |  |  |  | N | CC | 16 | NA | Y | 9.4 | 0.6 | 4 | 3 | 80 | 750 | 1310000 | 118 | 90 | 30503 |  |  | 30503
2007 | 1307 | 6204 | 1 | OP | 7 | 1980 | SP |  |  |  | LS |  |  |  | N | RC | 14 | Y | Y | 7.9 | 0.8 | 5 | 4 | 90 | 1097 | 1753000 | 135 | 100 | 55204 | 34835 |  | 90039
2007 | 8181 | 10118 | BH3 | OP | 1 | 2006 | CD |  |  |  | LI |  |  |  | N | OT |  | NA | N |  |  |  |  | 81.3 | 8 | 52000 | 285 | 100
2007 | 8181 | 10118 | BH2 | OP | 1 | 2006 | CD |  |  |  | LI |  |  |  | N | OT |  | NA | N |  |  | 1 | 1 | 81.3 | 8 | 52000 | 285 | 100
2007 | 18870 | 55462 | 1 | PL | 1 | 2010
2007 | 803 | 2442 | 3 | OP | 1 | 1972 | VE |  |  |  | LI | DL |  |  | N | CC | 20 | N | N | 22.2 | 0.8 | 2 | 2 | 72 | 1250 | 850000 | 125 | 100
2007 | 50102 | 54763 | PB1SC | OP | 9 | 1987 | VE |  |  |  | SL |  |  |  | N | DC | .5 | Y | N | 7.5 | 1.5 | 1 | 1 | 84 | 152 | 117000 | 139 | 100
2007 | 49974 | 50660 | SDA1 | OP | 10 | 2001 | SD |  |  |  | LI |  |  |  | N | CE |  | NA | N |  |  | 1 | 1 | 94.3 | 0 | 96891 | 291 | 100 | 1500 |  |  | 1500
2007 | 13781 | 1934 | 2 | OP | 1 | 1991 | SP |  |  |  | LI |  |  |  | N | OT | 19 | NA | N |  |  | 1 | 1 | 70 | 151 | 88703 | 260 | 100 | 2565 | 100 |  | 2665
2007 | 15466 | 477 | 5 | OP | 8 | 2002 | SD |  |  |  | LA |  |  |  | N | BW |  | NA | N | 10 | 0.6 | 2 | 2 | 85 | 350 | 1300000 | 155 | 100 | 39000 |  |  | 39000
2007 | 803 | 2442 | 5 | OP | 1 | 1985 | TR |  |  |  | DL | LI |  |  | N | BW | 15 | N | N | 22.2 | 0.8 | 5 | 4 | 72 | 2600 | 3430000 | 145 | 100 | 125000 | 5000 |  | 130000
2007 | 6035 | 3161 | 1 | OP | 12 | 1982 | SP |  |  |  | MO |  |  |  | Y | EE |  | Y | Y | 9.5 | 2.6 | 3 | 3 | 92 | 939 | 1062300 | 122 | 100 | 89192 |  |  | 89192
2007 | 18642 | 50 | 7 | OP | 12 | 1981 | SP |  |  |  | LS |  |  |  | N | CE | 167 | Y | Y | 20 | 4 | 4 | 4 | 83.4 | 6108 | 1624000 | 175 | 100 |  |  |  | 56993
2007 | 7140 | 708 | 1 | CO | 4 | 2008
2007 | 7140 | 703 | 2S | CO | 4 | 2009 | BR |  |  |  | LS |  |  |  | Y | CA |  | Y | Y | 9.2 | 2.5 | 1 | 1 | 98 | 620 | 2553949 | 133 | 100
2007 | 4425 | 50658 | RX1 | OP | 6 | 1990 | SP |  |  |  | LI |  |  |  | N | FL |  | NA | N |  |  | 1 | 1 | 80 | 44 | 180000 | 285 | 100 | 5500 |  |  | 5500
2007 | 4476 | 50630 | QR1 | OP | 5 | 1986 | SD |  |  |  | LI |  |  |  | N | RC |  | NA | N |  |  | 1 | 1 | 80 | 115 | 35000 | 300 | 100
2007 | 11169 | 54562 | 8 | OP | 6 | 1976 | VE |  |  |  | OT |  |  |  | N | JO | 0 | NA | N |  |  | 1 | 0 | 25 | 56 | 91384 | 137 | 100 | 334 |  |  | 334
2007 | 13756 | 6085 | 18 | OP | 2 | 1986 | SP |  |  |  | LS | DB |  |  | Y | FM | 200 | N | N | 10.3 | 3.2 | 4 | 3 | 90 | 2479 | 1591000 | 130 | 100 | 75774 | 18043 | 15000 | 108817
2007 | 6526 | 6094 | 3 | OP | 9 | 1980 | SP |  |  |  | LI |  |  |  | Y | KE | 418 | N | N | 19.7 | 4.8 | 5 | 4 | 95 | 4748 | 2946918 | 125 | 100 | 117620 | 26076 |  | 143696
2007 | 8009 | 52140 | RF2VE | OP | 6 | 1980 | VE |  |  |  | OT |  |  |  | N | DC |  | NA | N |  |  | 1 | 1 |  | 1.8 | 54700 | 190 | 100
2007 | 803 | 113 | 2 | OP | 6 | 1978 | VE | SP |  |  | LI |  |  |  | N | RC | 24 | N | N |  |  | 4 | 3 | 90 | 364 | 1195404 | 159 | 100 | 98374 | 5178 |  | 103552
2007 | 803 | 113 | 4 | OP | 6 | 1981 | PA |  |  |  | LI |  |  |  | N | RC | 3 | N | N |  |  | 1 | 1 | 95 | 96 | 511500 | 125 | 36 | 117800 | 6200 |  | 124000
2007 | 20541 | 50886 | 2 | OP | 9 | 1991 | SD |  |  |  | LI |  |  |  | N | WAP |  | NA | N |  |  | 1 | 1 | 89 | 22 | 123690 | 279 | 100 | 400 |  |  | 400
2007 | 4716 | 4143 | E3 | PL | 2 | 2010

## F860_FGP
YEAR | UTILITY_CODE | PLANT_CODE | FGP_ID | INSERVICE_MM | INSERVICE_YR | FGP_STATUS | COLLECTOR_TYPE1 | COLLECTOR_TYPE2 | COLLECTOR_TYPE3 | INSTALLED_COST | FUEL_SPEC_ASH_COAL | FUEL_SPEC_ASH_COAL2 | FUEL_SPEC_ASH_PET | FUEL_SPEC_ASH_PET2 | FUEL_SPEC_SULFUR_COAL | FUEL_SPEC_SULFUR_COAL2 | FUEL_SPEC_SULFUR_PET | FUEL_SPEC_SULFUR_PET2 | COLLECTION_EFFICIENCY | EMISSION_RATE | GAS_EXIT_RATE | GAS_EXIT_TEMP
2007 | 450 | 10504 | AB2 | 10 | 1976 | OP | BR |  |  |  | 5 | 10 |  |  |  | 1 |  |  | 98.7 | 31.1 | 121099 | 362
2007 | 8286 | 10604 | PSCBR | 12 | 1993 | OS | WS |  |  | 1128 |  |  | 0.1 |  |  |  | 1.9 |  |  | 35 | 182373 | 161
2007 | 7166 | 10610 | ESPRB1 | 8 | 1985 | OP | EW
2007 | 55863 | 10627 | BB1-WS | 9 | 1968 | OP | WS |  |  | 22900 | [8 empty] | 90 | 69 | 223414 | 155
2007 | 55863 | 10627 | RB3-EW | 1 | 1961 | OP | EW |  |  | 1300 | [8 empty] | 99 | 31.7 | 143683 | 314
2007 | 20541 | 10629 | PRECP2 | 5 | 1985 | OP | EC |  |  | 3000 | [8 empty] | 99.9 | 10 | 211000 | 305
2007 | 473 | 10642 | 1 | 4 | 1989 | OP | BR |  |  | 20000 | [8 empty] | 99.7 | 2.1 | 256600 | 307
2007 | 473 | 10642 | 2 | 5 | 1989 | OP | BR |  |  | 20000 | [8 empty] | 99.7 | 2.4 | 236900 | 306
2007 | 542 | 10643 | ESP2 | 11 | 1990 | OP | EW |  |  | 750 | [8 empty] | 99 | 10 | 270000 | 300
2007 | 3953 | 10661 | ESP | 12 | 1995 | OP | EK | MC |  | 3000 | [9 empty] | 4 | 42325 | 121
2007 | 23279 | 3944 | 1 | 12 | 1972 | OP | EK | WS |  | 13555 | 8 | 16 |  |  | 2.5 | 4.5 |  |  | 99.5 | 313 | 2060000 | 270
2007 | 12796 | 3946 | 2 | 6 | 1976 | OP | EW |  |  | 11816 | 14 |  |  |  | 1.3 |  |  |  | 99.5 | 48 | 1100000 | 750
2007 | 14006 | 3947 | 2 | 10 | 1978 | OP | EK |  |  | 17405 |  |  |  |  | 1 | 6 |  |  | 99.4 | 108 | 835000 | 360
2007 | 11479 | 3992 | 7 | 12 | 1975 | OP | MC | EK |  | 1733 | 7 | 10 |  |  | 1 | 1.8 |  |  | 99.5 | 12 | 216000 | 340
2007 | 13781 | 4005 | 2 | 6 | 2002 | OP | BP | SC |  | 900 | [8 empty] | 99 | 12.2 | 136000 | 275
2007 | 20847 | 4041 | 5 | 3 | 1972 | OP | EK |  |  | 2871 | 5 | 14 |  |  | 0.5 | 2 |  |  | 99.5 | 144 | 1200000 | 280
2007 | 20847 | 4041 | 7 | 6 | 1992 | OP | EK |  |  | 21101 | 3 | 9 |  |  | 0.5 | 1.8 |  |  | 99.5 | 98 | 1265000 | 300
2007 | 20847 | 4042 | 2B | 7 | 1994 | OP | BP |  |  | 4662 | 6 | 10 |  |  | 1.5 | 3 |  |  | 99.8 | 12 | 400000 | 310
2007 | 20847 | 4042 | 3B | 7 | 1995 | OP | BP |  |  | 4606 | 6 | 10 |  |  | 1.5 | 3 |  |  | 99.8 | 12 | 400000 | 310
2007 | 20856 | 4050 | 5 | 3 | 1985 | OP | EK |  |  | 4508 | 6.4 | 6.4 |  |  | 0.5 |  | 0.5 |  | 99.5 | 225 | 1700000 | 279
2007 | 20860 | 4072 | 3 | 6 | 1958 | RE | EC |  |  | 1092 | 9.1 |  |  |  | 2.3 |  |  |  | 97.9 | 113 | 166500 | 360
2007 | 11571 | 4125 | 8 | 4 | 1991 | OP | SC | BP |  | 1010 | 7 |  |  |  | 6 |  |  |  | 100 | 8 | 65779 | 257
2007 | 11571 | 4125 | 9 | 4 | 2007 | OP | MC | BP |  | 5000 | 6.8 | 7.2 |  | 1.2 | 1 | 6.1 | 4.3 | 6.1 | 100 | 20 | 212000 | 320
2007 | 14354 | 4158 | PR41 | 8 | 1976 | OP | EK |  |  | 13704 | 16 |  | 0.1 |  | 0.4 |  | 0.3 |  | 99.6 | 10 | 530000 | 290
2007 | 14354 | 4158 | SC44 | 7 | 1972 | OP | WS |  |  | 11923 | 16 |  | 0.1 |  | 0.4 |  | 0.3 |  | 99.3 | 316 | 1240000 | 126
2007 | 14354 | 4162 | 2 | 11 | 1976 | OP | MC | EK |  | 9818 | 4.8 |  |  |  | 0.5 |  |  |  | 97 | 184 | 1100000 | 300
2007 | 14354 | 4162 | 3 | 10 | 1971 | OP | EC |  |  | 15400 | 4.8 |  |  |  | 0.5 |  |  |  | 98 | 474 | 1437150 | 268
2007 | 520 | 6017 | 01 | 11 | 1977 | OP | EC |  |  | 7408 | 8 |  |  |  | 2.8 |  |  |  | 99.5 | 252 | 2290000 | 325
2007 | 5109 | 6034 | 1 | 8 | 1984 | OP | EK |  |  | 26230 | 4.5 |  |  |  | 0.5 |  |  |  | 99.9 | 44 | 2750000 | 330
2007 | 5580 | 6041 | 3 | 4 | 2005 | OP | BP |  |  | 22000 | 20 |  |  |  | 4.5 |  |  |  | 99 | 37.5 | 1270000 | 265
2007 | 9996 | 6064 | NESP | 2 | 1981 | OP | EC |  |  | 18398 | 4 | 7.4 | 0.1 |  | 0.2 | 0.5 | 0.5 |  | 99.5 | 52 | 981660 | 291
2007 | 13756 | 6085 | 14 | 6 | 1990 | OP | EK |  |  | 7555 | 11 |  |  |  | 0.6 |  |  |  | 99.5 | 76 | 2474000 | 320
2007 | 7140 | 6257 | 2 | 3 | 1984 | OP | EW |  |  | 22784 | 11 |  |  |  | 0.6 |  |  |  | 99.3 | 203 | 5924000 | 824
2007 | 7140 | 6257 | 4 | 2 | 1989 | OP | EK |  |  | 23177 | 6 |  |  |  | 0.4 |  |  |  | 99.7 | 190 | 3279000 | 212
2007 | 261 | 6705 | 1 | 6 | 1973 | OP | EW |  |  | 8693 | 10 |  |  |  | 3.2 |  |  |  | 98 | 216 | 688600 | 710
2007 | 261 | 6705 | 2 | 6 | 1973 | OP | EW |  |  | 8693 | 10 |  |  |  | 3.2 |  |  |  | 98 | 216 | 688600 | 710
2007 | 54891 | 7030 | BG-2 | 10 | 1991 | OP | BS |  |  | 10886 | 16 |  |  |  | 0.9 |  |  |  | 99.8 | 47 | 653130 | 320
2007 | 12341 | 7343 | 4 | 7 | 1979 | OP | EC |  |  | 40000 | 5.8 |  |  |  | 0.4 |  | 0.3 |  | 99.7 | 360 | 4200000 | 350
2007 | 17470 | 7627 | 14 | 6 | 1979 | OP | BP | MC |  | 8765 |  |  | 0 |  |  |  | 0.1
2007 | 56190 | 7652 | D-1 | 6 | 1952 | OP | MC | EW |  |  | 12 | [8 empty] | 0.6 | 188000 | 425
2007 | 7353 | 7785 | 2 |  |  | OS | BP |  |  |  | 17.4 |  |  |  | 0.2 |  |  |  | 100 | 8 | 229579 | 175
2007 | 5511 | 8006 | 1 | 12 | 1974 | OP | MC |  |  | 2005 |  |  | 0.2 |  |  |  | 3 |  | 85 | 243 | 1491000 | 280
2007 | 9434 | 54201 | DC5 | 6 | 1973 | OP | MC |  |  |  | 18.6 |  |  |  | 4.5 |  |  |  | 90 | 38 | 103928 | 449
2007 | 9434 | 54201 | P3 | 6 | 1978 | OP | EK |  |  |  | 18.6 |  |  |  | 4.5 |  |  |  | 97.5 | 26.1 | 100000 | 450
2007 | 2053 | 54216 | AOW1 | 6 | 1978 | OP | EW |  |  |  |  | 10 |  |  | 1.6 | 1.5 |  |  | 99.7 | 14 | 140000 | 450
2007 | 2053 | 54216 | AOW2 | 6 | 1978 | OP | EW |  |  |  |  | 10 |  |  | 1.6 | 1.5 |  |  | 99.7 | 14 | 140000 | 450
2007 | 14928 | 54236 | 4 | 4 | 1959 | OP | MC | [5 empty] | 0 | 0.1 |  |  |  | 0.3 | 86.9 |  | 71600 | 350
2007 | 9394 | 54281 | MFB | 10 | 2003 | OP | EW |  |  | 17309 | [8 empty] | 99 | 5 | 115930 | 147
2007 | 7043 | 54427 | 20ESP | 1 | 2000 | OP | EW | [9 empty] | 1.5 |  | 90 | 11 | 350000 | 347
2007 | 204 | 54429 | PB2 | 12 | 1991 | OP | EK |  |  | 3500 |  |  | 0.1 |  |  |  | 0.3 |  | 97.4 | 5.5 | 145646 | 420
2007 | 16024 | 54464 | B02S | 6 | 1990 | OP | WS |  |  |  | 7 |  | 1 |  | 3 |  | 3 |  | 85 | 25 | 100000 | 118
2007 | 4222 | 54556 | ESP3 | 6 | 1976 | RE | EW |  |  |  | 6 | 7.5 |  |  | 1.3 | 1.6 |  |  | 99.3 | 39 | 228000 | 350
2007 | 14354 | 8069 | 1 | 6 | 1977 | OP | EC |  |  | 10198 | 9.4 |  |  |  | 0.6 |  |  |  | 99.5 | 149 | 1742000 | 262
2007 | 3989 | 8219 | 1 | 4 | 1980 | OP | BR |  |  | 10705 | 14.4 |  |  |  | 0.6 |  |  |  | 99.9 | 68 | 1071600 | 335
2007 | 19173 | 10003 | BVLR5 | 11 | 1979 | OP | BP |  |  | 2500 | 3 | 10 |  |  | 0.2 | 0.6 |  |  | 99.9 | 33 | 300000 | 325
2007 | 4458 | 10012 | 1 | 7 | 1988 | OP | BP | [11 empty] | 99.9 | 0.42 | 32900 | 276
2007 | 4458 | 10012 | 2 | 7 | 1988 | OP | BP | [11 empty] | 99.9 | 0.98 | 35500 | 286
2007 | 5624 | 10025 | 41 | 6 | 1964 | OP | EH |  |  | 4131 | 6.5 |  | 0.1 |  | 1.7 |  | 1.2 |  | 95 | 59.6 | 152000 | 290
2007 | 15430 | 10033 | 11BGHS | 8 | 1995 | OP | BR | [11 empty] | 99.9 | 11 | 292876 | 250
2007 | 142 | 10676 | 2 | 7 | 1987 | OP | EC | WS |  | 1250 | 7.2 |  |  |  | 2.5 |  |  |  | 99.6 | 25 | 136347 | 127
2007 | 11169 | 54562 | 3 | 6 | 1976 | OP | MC | WS |  | 41 |  |  | 2 |  |  |  | 0.7 |  | 95 | 11 | 70746 | 141
2007 | 22199 | 50392 | 6 | 8 | 2005 | OP | BP |  |  | 4000 | 7.5 | 10.6 |  |  | 0.1 | 0.2 |  |  | 99.9 | 1.03 | 78203 | 404
2007 | 3807 | 10849 | BAG2 | 11 | 1979 | OP | BR |  |  | 1490 | 5.5 |  |  |  | 0.3 |  |  |  | 99 | 35 | 300000 | 300
2007 | 772 | 10860 | ESP6 | 6 | 1972 | OP | EK |  |  |  | 15 |  |  |  | 1.5 |  |  |  | 90 | 102 | 116500 | 330
2007 | 772 | 10860 | ESP7 | 6 | 1972 | OP | EK |  |  |  | 15 |  |  |  | 1.5 |  |  |  | 90 | 124 | 154000 | 355
2007 | 772 | 10865 | BH7 | 3 | 1996 | OP | BR |  |  | 1391 | 9.3 |  |  |  | 3.5 |  |  |  | 100 | 6 | 200000 | 375
2007 | 16064 | 50028 | ESP4 | 12 | 1976 | OP | EW |  |  | 1186 | [8 empty] | 99.7 | 29 | 354000 | 450
2007 | 16064 | 50028 | ESP5 | 2 | 1990 | OP | EW |  |  | 4170 | [8 empty] | 99.4 | 40 | 263000 | 440
2007 | 12307 | 50101 | 2RB | 4 | 1998 | OP | EW |  |  | 150 | [8 empty] | 99.8 | 60 | 114000 | 350
2007 | 20547 | 50185 | 1RB | 6 | 1956 | OS | MC | WS |  | 1500 | [8 empty] | 99 | 58 | 160000 | 140
2007 | 23815 | 50244 | PGB | 6 | 1972 | OP | EW |  |  |  | 8 |  |  |  | 0.7 |  |  |  | 99.3 | 32 | 187000 | 425
2007 | 18189 | 50247 | 10ESP | 10 | 1975 | OP | EW |  |  |  | 4 | 12 |  |  | 0.7 | 1 |  |  | 98.9 |  | 170000 | 320
2007 | 13504 | 50271 | 2FF | 5 | 2001 | OP | BP |  |  | 750 | [8 empty] | 99.5 | 0.2 | 30000 | 275
2007 | 14465 | 50275 | EK3 | 6 | 1983 | OP | EK |  |  | 2051 | 10 |  |  |  | 1 |  |  |  | 99.6 | 24 | 100000 | 258
2007 | 50097 | 50282 | P2 | 11 | 2000 | OP | EK
2007 | 22200 | 50308 | BH4 | 12 | 2004 | CO | BP |  |  |  | 7.9 |  |  |  | 0.2 |  |  |  | 99.7 | 2.2 | 94843 | 404
2007 | 22199 | 50392 | 1 | 2 | 2005 | OP | BP |  |  | 4000 | 7.5 | 10.6 |  |  | 0.1 | 0.2 |  |  | 99.9 | 0.89 | 91585 | 433
2007 | 22199 | 50392 | 2 | 3 | 2004 | OP | BP |  |  | 4000 | 7.5 | 10.6 |  |  | 0.1 | 0.2 |  |  | 99.9 | 0.91 | 91690 | 458
2007 | 18654 | 10697 | ESP | 5 | 1988 | OP | EW |  |  | 4000 | [8 empty] | 99.9 | 15 | 280000 | 360
2007 | 7136 | 10699 | 1 | 6 | 1979 | OP | EW |  |  | 1100 | 4 |  |  |  | 1 |  |  |  | 99.5 | 11 | 159777 | 364
2007 | 12949 | 10743 | BGH1 | 1 | 1992 | OP | BP |  |  | 1300 | 39.2 | 45 |  |  | 1.5 | 3 |  |  | 99.9 | 11 | 124486 | 350
2007 | 50006 | 10795 | DC4 | 1 | 1969 | OP | MC |  |  | 250 | 8 |  |  |  | 2.1 |  |  |  | 98 | 12 | 126000 | 390
2007 | 50006 | 10796 | BGHSE | 9 | 1977 | OP | BR |  |  | 6000 | 12 |  |  |  | 1.1 |  |  |  | 99 | 29.14 | 340000 | 415
2007 | 50006 | 10796 | MC4 | 1 | 1937 | RE | MC |  |  | 100 | 12 |  |  |  | 1.1 |  | 1.5 |  | 80 | 360 | 91000 | 420
2007 | 20541 | 50875 | 3 | 10 | 2000 | OP | BP |  |  | 2600 | [8 empty] | 99.9 | 3 | 36701 | 315
2007 | 20541 | 50881 | ESP1 | 5 | 1988 | OP | MC | EK |  | 1000 | [8 empty] | 99.9 | 6 | 160000 | 375
2007 | 55871 | 50884 | 1 | 4 | 2000 | OP | BS | [11 empty] | 99.9 | 12 | 276175 | 300
2007 | 20541 | 50887 | FF1 | 8 | 1991 | OP | BS |  |  | 3000 | [8 empty] | 99.7 | 25 | 192903 | 240
2007 | 14932 | 50888 | BH1 | 8 | 1995 | OP | BP |  |  |  | 54 |  | 1.2 |  | 0.4 |  | 5.5 |  | 99.1 | 5 | 370000 | 320
2007 | 20508 | 50900 | P1 | 6 | 1972 | OP | EW | [11 empty] | 99.6 | 150 | 160000 | 305
2007 | 6526 | 2837 | 3 | 1 | 1980 | OP | EK |  |  | 12766 | 14 |  |  |  | 0.4 | 5 |  |  | 99.6 | 75 | 620000 | 300
2007 | 4062 | 2840 | 1 | 11 | 1976 | RE | EK |  |  | 4146 | 10 | 24 |  |  | 3 | 9 |  |  | 99.7 | 32 | 622000 | 310
2007 | 4922 | 2848 | H-4 | 12 | 1972 | OP | EW |  |  | 862 | 14.7 |  |  |  | 0.9 |  |  |  | 99.5 | 18 | 103333 | 650
2007 | 50085 | 10062 | SDA1 | 3 | 2000 | OP | BR |  |  | 12340 | [8 empty] | 98.8 | 1 | 155045 | 328
2007 | 3901 | 10071 | 1A | 6 | 1988 | OP | BP |  |  | 670 | 11 | 11 |  |  | 1 | 1 |  |  | 99.8 | 4 | 78000 | 280
2007 | 12647 | 10075 | ESP3 | 6 | 1974 | OP | EW |  |  | 1070 | 5.8 |  |  |  | 3.1 |  |  |  | 98 | 223 | 380000 | 650
2007 | 11217 | 10090 | FGBH01 | 11 | 1986 | OP | BR | SC | [10 empty] | 99.8 | 2 | 100000 | 280
2007 | 1951 | 10148 | SCBR 1 | 9 | 1977 | OP | WS |  |  | 325 | 10 |  |  |  | 1.4 |  |  |  | 96 | 15.9 | 65000 | 120
2007 | 12971 | 10165 | ESP1 | 3 | 2005 | OP | EH |  |  | 2000 | [8 empty] | 99.7 | 1 | 69520 | 397
2007 | 8483 | 10207 | 1P | 6 | 1975 | OP | EW |  |  | 509 | 9.7 |  | 0 |  | 3.3 |  | 0.1 |  | 88.8 | 23 | 71649 | 339
2007 | 8483 | 10207 | 1R | 6 | 1961 | OP | MC
2007 | 8483 | 10207 | 2R | 6 | 1961 | OP | MC
2007 | 55867 | 10208 | 11 | 6 | 1981 | OP | EW |  |  | 1800 | [5 empty] | 1 |  |  | 99.7 | 17.6 | 437000 | 381
2007 | 55965 | 10234 | 5ESP | 6 | 1986 | OP | EK |  |  | 900 | 5 |  |  |  | 0.3 |  |  |  | 98.67 | 0.05 | 196130 | 420
2007 | 12823 | 10344 | C2 | 9 | 1989 | OP | EC | SC |  | 1500 | [6 empty] | 0.5 |  | 99.7 | 1 | 88652 | 289
2007 | 8641 | 10346 | MULC01 | 6 | 1998 | OP | MC |  |  | 150 | [8 empty] | 99 | 5 | 116000 | 325
2007 | 1981 | 10356 | ESP | 12 | 1993 | OP | EW |  |  | 1000 | [8 empty] | 99 | 13 | 296334 | 400
2007 | 7127 | 10361 | 4BAGH | 7 | 1991 | OP | BP |  |  | 1000 | 16.1 |  |  |  | 5 |  | 0.5 |  | 90 | 20 | 147000 | 200
2007 | 7127 | 10361 | 5BAGH | 7 | 1995 | OP | BP |  |  | 1000 | 10.8 |  |  |  | 5 |  | 0.5 |  | 90 | 20 | 116340 | 250
2007 | 8032 | 10373 | BH1501 | 2 | 1991 | OP | BP |  |  |  | 5 |  |  |  | 4.5 |  |  |  | 99.6 | 3 | 105000 | 350
2007 | 9628 | 10377 | 1C | 1 | 1988 | OP | BP |  |  | 670 | 11 |  |  |  | 1 |  |  |  | 99.8 | 1 | 75000 | 290
2007 | 54708 | 10378 | 2B | 9 | 1987 | OP | BP |  |  | 670 | 0.3 | 11 |  |  | 0.2 | 1 |  |  | 99.8 | 4 | 85000 | 310
2007 | 54745 | 10425 | BB | 6 | 1987 | OP | WS |  |  | 436 | [8 empty] | 94.8 | 17 | 74100 | 152
2007 | 23632 | 10426 | PB3M | 6 | 1962 | OP | MC |  |  |  | 10.9
2007 | 55965 | 10477 | P1MC | 4 | 1968 | OP | MC |  |  | 200 | 10 |  |  |  | 3 |  |  |  | 50 |  | 180000 | 750
2007 | 1991 | 10486 | 2EP | 6 | 1958 | OP | EW |  |  | 3000 | [8 empty] | 99.2 | 21 | 200000 | 375
2007 | 12384 | 884 | 1 | 6 | 1984 | OP | EK |  |  | 12454 | 4.2 |  |  |  | 0.5 |  |  |  | 97 | 165 | 650000 | 320
2007 | 24211 | 126 | 4 | 12 | 1987 | OP | BP |  |  |  | 12.5 |  |  |  | 0.6 |  |  |  | 99.8 | 0 | 395000 | 287
2007 | 7490 | 165 | 1 | 1 | 1982 | OP | EK |  |  | 15999 | 6 |  |  |  | 0.5 |  |  |  | 99.5 | 153 | 1788000 | 250
2007 | 7490 | 165 | 2 | 4 | 1986 | OP | EK |  |  | 22000 | 7 |  |  |  | 1.5 |  |  |  | 99.8 | 147 | 1567300 | 150
2007 | 6526 | 2878 | 4 | 6 | 1968 | OP | EK |  |  | 688 | 10 | 10 | [6 empty] | 99.5 | 101 | 620000 | 259
2007 | 14194 | 2935 | 11 | 1 | 1987 | OP | EK |  |  | 0 | 15 |  |  |  | 3.6 |  |  |  | 98.5 | 20 | 94900 | 380
2007 | 14165 | 3098 | 1 | 6 | 1952 | OP | MC | EK |  | 379 | 12.5 |  |  |  | 2.5 |  |  |  | 95 | 700 | 414000 | 283
2007 | 12384 | 3122 | 2 | 1 | 1969 | OP | EC |  |  | 2579 | 17 |  |  |  | 3 | 4 |  |  | 99.5 | 351 | 2050000 | 300
2007 | 17235 | 3131 | 3 | 3 | 1977 | OP | EK |  |  | 4100 | 15 |  |  |  | 2 |  |  |  | 99.5 | 96 | 660000 | 290
2007 | 15873 | 3136 | 2 | 6 | 1968 | OP | EC |  |  | 2738 | 0.3 | 17 |  |  | 3 | 4 |  |  | 99.5 | 462 | 3150000 | 310
2007 | 14165 | 3138 | 3 | 6 | 1978 | OP | EK |  |  | 7880 | 15.5 |  |  |  | 3 |  |  |  | 99 | 45 | 450000 | 302
2007 | 18642 | 1379 | 2 | 3 | 1981 | OP | MC | BR |  | 8570 | 10 |  |  |  | 0.7 |  |  |  | 99.5 | 25 | 585000 | 325
2007 | 18642 | 1379 | 7 | 7 | 1980 | OP | MC | BR |  | 8570 | 10 |  |  |  | 0.7 |  |  |  | 99.5 | 25 | 585000 | 325
2007 | 20546 | 1381 | C2 | 8 | 1970 | OP | EK |  |  | 64 | 12.2 |  |  |  | 3 |  |  |  | 99 | 140 | 570000 | 280
2007 | 5580 | 1385 | 4 | 9 | 1987 | OP | EK |  |  | 1185 | 12 |  |  |  | 0.9 |  |  |  | 98 | 95 | 291000 | 300
2007 | 54895 | 1606 | 1 | 10 | 1983 | OP | EK |  |  | 10843 |  | 9 |  |  |  | 1.5 |  | 0.3 | 99.5 | 110 | 600000 | 300
2007 | 50018 | 1619 | 4 | 1 | 1974 | OP | EK |  |  | 7515 |  |  | 0.1 |  |  |  | 2.2 |  | 90 | 95 | 731000 | 330
2007 | 50018 | 1626 | 1 | 6 | 1984 | OP | EK |  |  | 6308 | 12 |  | 0.1 |  | 0.8 |  | 2.2 |  | 99.4 | 50 | 385411 | 300
2007 | 4254 | 1695 | 4 | 6 | 1969 | OP | EC |  |  | 1234 | 12 |  |  |  | 3.5 |  |  |  | 99 | 550 | 540000 | 300
2007 | 4254 | 1710 | 1W | 6 | 1976 | OP | EC |  |  | 15016 | 14 | 17.4 |  |  | 2.2 | 4.6 |  |  | 97 |  | 1177200 | 300
2007 | 5109 | 1745 | 16 | 1 | 1949 | OP | EC |  |  | 175 | 8 |  |  |  | 1 |  |  |  | 99.6 | 50 | 267500 | 310
2007 | 6526 | 2864 | 5 | 6 | 1971 | OP | EK |  |  | 1869 | 10.7 |  |  |  | 5.1 |  |  |  | 99 | 60 | 256000 | 345
2007 | 6526 | 2864 | 6 | 1 | 1971 | OP | EK |  |  | 1869 | 8.2 |  |  |  | 5.1 |  |  |  | 99 | 60 | 256000 | 345
2007 | 6526 | 2866 | 2 | 12 | 1982 | OP | BR |  |  | 23642 | 20 |  |  |  | 5.2 |  |  |  | 99.6 | 182 | 754000 | 305
2007 | 14006 | 2872 | 3 | 6 | 1972 | OP | EK |  |  | 4213 | 20 |  |  |  | 4 | 6 |  |  | 98.5 | 127 | 870000 | 340
2007 | 14006 | 2872 | 4 | 11 | 1971 | OP | EK |  |  | 4213 | 20 |  |  |  | 4 | 6 |  |  | 98.5 | 127 | 870000 | 340
2007 | 6526 | 2878 | 3 | 5 | 1963 | OP | EK |  |  | 439 | 10 | 10 | [6 empty] | 99.5 | 101 | 398000 | 259
2007 | 5416 | 2718 | 5 | 7 | 1961 | OP | EC |  |  | 17032 | 20 |  |  |  | 0.8 | 3 | 0.2 | 0.5 | 99.2 | 107 | 1017500 | 257
2007 | 5416 | 2720 | 9 | 3 | 1973 | OP | EW |  |  | 268 | 20 |  |  |  | 0.5 | 3 | 0.2 | 0.5 | 99 | 110 | 210700 | 284
2007 | 5416 | 2721 | 1 | 7 | 1972 | OP | EW |  |  | 2517 | 20 |  |  |  | 0.5 | 3 | 0.2 | 0.5 | 99 | 43 | 167200 | 360
2007 | 3242 | 2169 | 1 | 6 | 1976 | OP | EK |  |  | 1000 | 6 | 12 |  |  | 2 | 4 |  |  | 99.5 | 23 | 66652 | 325
2007 | 3242 | 2169 | 2 | 6 | 1976 | OP | EK |  |  | 1103 | 4 | 8 |  |  | 0.2 | 0.6 |  |  | 97.1 | 101 | 240000 | 344
2007 | 14127 | 2291 | 3 | 6 | 1976 | OP | EC |  |  | 5786 | 9.3 |  |  |  | 0.9 |  |  |  | 99.1 | 1 | 385500 | 303
2007 | 13407 | 2324 | 1 | 4 | 1965 | OP | MC |  |  | 3750 | 5.9 |  |  |  | 0.5 |  |  |  | 75 | 40 | 500000 | 350
2007 | 17609 | 2341 | 2 | 10 | 1971 | OP | EK |  |  | 2317 | 6.7 |  |  |  | 0.5 |  |  |  | 97 | 1130 | 2420000 | 268
2007 | 15473 | 2451 | 1 | 1 | 1976 | OP | EH |  |  | 8390 | 20.4 |  |  |  | 0.8 |  |  |  | 99.8 | 63 | 2300000 | 700
2007 | 20737 | 2022 | CE003 | 6 | 1960 | OP | MC |  |  | 20000 | 9 | [7 empty] | 92 | 66 | 86800 | 485
2007 | 15534 | 3149 | 1 | 4 | 2001 | OP | EK |  |  | 21089 | 14.4 |  |  |  | 0.5 | 1 |  |  | 99.8 | 380 | 2800000 | 330
2007 | 22001 | 3152 | 1B | 1 | 1973 | OP | MC | BR |  | 1410 | 30 |  |  |  | 0.8 |  |  |  | 99.15 | 12 | 222000 | 350
2007 | 22001 | 3152 | 2B | 1 | 1973 | OP | MC | BR |  | 1198 | 30 |  |  |  | 0.8 |  |  |  | 99.15 | 12 | 222000 | 350
2007 | 19391 | 3176 | 2 | 6 | 1969 | OP | EC |  |  | 1280 | 27.1 |  | 0.1 |  | 1 |  | 0.2 |  | 93 |  | 219000 | 325
2007 | 23279 | 3179 | 1 | 1 | 1969 | OP | EK |  |  | 6747 | 10 | 20 |  |  | 2 | 3.9 |  |  | 99 | 446 | 1733000 | 300
2007 | 23279 | 3179 | 3 | 1 | 1971 | OP | EK |  |  | 6694 | 10 | 20 |  |  | 2 | 3.9 |  |  | 99 | 446 | 1733000 | 300
2007 | 17543 | 3319 | 4A | 4 | 1977 | OP | EK |  |  | 900 | 8 | 19 |  |  | 1.5 | 1.9 |  |  | 96.3 | 409 | 300000 | 300
2007 | 18642 | 3393 | 3 | 1 | 1972 | OP | EK |  |  | 3261 | 8 | 12 |  |  | 2.5 |  |  |  | 99 | 60 | 1265000 | 290
2007 | 18642 | 3405 | 2 | 7 | 1973 | OP | MC | EK |  | 3339 | 12 | 20 |  |  | 1 |  |  |  | 99.6 | 90 | 920000 | 320
2007 | 18642 | 3406 | 1 | 1 | 1976 | OP | MC | EK |  | 3500 | 9 | 18 |  |  | 2 |  |  |  | 99.6 | 63 | 478000 | 325
2007 | 18642 | 3406 | 10 | 7 | 1990 | OP | EK |  |  | 7375 |  |  |  |  | 1.5 | 2.2 |  |  | 99.7 | 64 | 550000 | 325
2007 | 18642 | 3406 | 5 | 8 | 1975 | OP | MC | EK |  | 3500 | 9 | 18 | [6 empty] | 99.6 | 62 | 478000 | 325
2007 | 18642 | 3419 | A | 7 | 1969 | OS | EK |  |  | 460 | 10 | 13 |  |  | 1 | 1 |  |  | 95 | 325 | 262000 | 330
2007 | 14354 | 3644 | 1 | 11 | 1954 | OP | MC | EK |  | 3296 | 7.9 |  |  |  | 0.8 |  |  |  | 97 | 113 | 309000 | 325
2007 | 733 | 3776 | 6 | 3 | 1975 | OP | EK |  |  | 8700 | 20 |  |  |  | 0.5 |  | 0.1 |  | 99.9 | 11 | 900000 | 290
2007 | 19876 | 3796 | 3 | 6 | 1973 | OP | EW |  |  | 1595 | 9 | 13 |  |  | 0.5 | 1 |  |  | 99.4 | 476 | 617300 | 695
2007 | 733 | 3938 | 31 | 10 | 1979 | OP | EK |  |  | 2613 | 16 |  |  |  | 2 |  | 2 |  | 99.7 | 73 | 600000 | 315
2007 | 733 | 3938 | 51 | 3 | 1978 | OP | EK |  |  | 2613 | 16 |  |  |  | 2 |  | 2 |  | 99.7 | 207 | 1750000 | 310
2007 | 20847 | 1769 | 7 | 12 | 2005 | OP | EW | BP |  | 2256 | 6.3 |  |  |  | 1 |  |  |  | 99.2 | 91 | 313300 | 730
2007 | 19578 | 1771 | 1 | 4 | 1980 | OP | EW |  |  | 1800 | 7.9 |  |  |  | 1.3 |  |  |  | 99.4 | 6 | 88000 | 415
2007 | 8723 | 1830 | 5 | 5 | 1984 | OP | EK |  |  |  | 10 | 16 |  |  | 0.6 | 1 |  |  | 97.4 |  | 127000 | 300
2007 | 13781 | 1912 | 3B | 12 | 1972 | OP | EK |  |  | 989 | 4.7 |  |  |  | 0.2 |  | 0.4 |  | 99.6 | 90 | 327000 | 390
2007 | 13781 | 1934 | 2 | 1 | 1991 | OP | BP |  |  | 1135 | [8 empty] | 99.8 | 3.3 | 84470 | 250
2007 | 7570 | 2039 | 1 | 6 | 1978 | OP | BR |  |  | 4386 |  |  | 0 |  |  |  | 0.4 |  | 99.5 | 1.18 | 255800 | 300
2007 | 12686 | 2049 | ESP4 | 8 | 1967 | OP | EK |  |  | 379 | 8.5 |  | 0.1 |  | 3.7 |  | 3 |  | 98 | 92 | 872070 | 270
2007 | 10000 | 2080 | 1 | 1 | 1972 | OP | EC |  |  | 3004 | 25 |  |  |  | 5 |  |  |  | 99.5 | 219 | 581600 | 290
2007 | 10000 | 2080 | 2 | 1 | 1972 | OP | EC |  |  | 2467 | 25 |  |  |  | 5 |  |  |  | 99.5 | 219 | 581600 | 290
2007 | 770 | 2094 | 1 | 4 | 1993 | OP | EK |  |  | 2875 | 15 |  |  |  | 3.1 |  |  |  | 98.2 | 55 | 233000 | 335
2007 | 770 | 2094 | 2 | 1 | 1992 | OP | EK |  |  | 2427 | 15 |  |  |  | 3.1 |  |  |  | 98.2 | 55 | 233000 | 350
2007 | 770 | 2098 | 6 | 7 | 1995 | OP | EK |  |  | 4311 | 4.4 | 10 |  |  | 0.2 | 3.3 |  |  | 98.9 | 30 | 342900 | 350
2007 | 19436 | 2103 | 3 | 8 | 1972 | OP | EC |  |  | 22790 | 9.5 |  |  |  | 2.3 |  |  |  | 99.2 | 462 | 2200000 | 310
2007 | 3046 | 2712 | 3A | 1 | 1979 | OP | EC |  |  | 9996 | 16 |  |  |  | 0.7 |  |  |  | 99.3 | 177 | 2760000 | 305
2007 | 13756 | 6085 | 18 | 2 | 1986 | OP | EK |  |  | 20133 | 13.9 |  |  |  | 3.6 |  |  |  | 99.7 | 98 | 1700000 | 300
2007 | 12199 | 6089 | 1 | 6 | 1975 | OP | WS |  |  | 4500 | 9 |  |  |  | 0.6 |  |  |  | 98 | 61 | 245100 | 146
2007 | 13781 | 6090 | 2 | 4 | 1977 | OP | WS | OT |  |  | 9 |  |  |  | 1
2007 | 6526 | 6094 | 2 | 1 | 1977 | OP | WS |  |  |  | 19.7 |  |  |  | 4.8 |  |  |  | 99.6 | 300 | 2813993 | 124
2007 | 15470 | 6113 | 4 | 3 | 1979 | OP | EK |  |  | 13739 | 15.3 |  |  |  | 3.1 |  |  |  | 99.1 | 705 | 2282000 | 290
2007 | 15470 | 6113 | 5 | 1 | 1982 | OP | EK |  |  | 15504 | 15.3 |  |  |  | 3.1 |  |  |  | 99.5 | 590 | 2282000 | 290
2007 | 19323 | 6147 | 2 | 12 | 1975 | OP | EC | BS |  | 8415 | 14 |  |  |  | 0.6 |  |  |  | 99 | 1700 | 2300000 | 335
2007 | 14354 | 6165 | 2 | 6 | 1980 | OP | EC |  |  | 20222 | 9.4 |  |  |  | 0.6 |  |  |  | 99.6 | 170 | 1878000 | 262
2007 | 9324 | 6166 | PCP1 | 12 | 1984 | OP | EK |  |  | 106792 | 7.4 |  |  |  | 0.6 |  |  |  | 99.7 | 520 | 5100000 | 289
2007 | 9324 | 6166 | PCP2 | 12 | 1989 | OP | EK |  |  | 106792 | 7.4 |  |  |  | 0.6 |  |  |  | 99.7 | 520 | 5100000 | 289
2007 | 20847 | 6170 | 2 | 7 | 1985 | OP | EC |  |  | 35745 | 5 | 10 |  |  | 0.2 | 0.7 |  |  | 99.7 | 187 | 4000000 | 280
2007 | 5517 | 889 | 3 | 6 | 1975 | OP | EC |  |  | 4219 | 18.1 |  |  |  | 4 |  |  |  | 99.5 | 732 | 2190000 | 300
2007 | 17828 | 963 | 31 | 12 | 1986 | OP | EK |  |  | 3500 | 11 |  |  |  | 3.9 |  |  |  | 95 | 43 | 325000 | 340
2007 | 18041 | 981 | 3 | 1 | 1999 | OP | BP |  |  | 6000 | 8 |  |  |  | 0.7 |  |  |  | 99 | 3 | 750000 | 325
2007 | 18041 | 981 | 4 | 6 | 1971 | OP | EK |  |  | 2988 | 8 |  |  |  | 0.7 |  |  |  | 98 | 290 | 964000 | 280
2007 | 9324 | 988 | PCP 1 | 3 | 1977 | OP | EK |  |  | 16058 | 5 | 15 |  |  | 0.3 | 6 |  |  | 99.7 | 10 | 640000 | 340
2007 | 15470 | 1004 | 7-2 | 1 | 1973 | OP | EK |  |  | 916 | 7.4 | 15.4 |  |  | 3.4 |  |  |  | 98 | 260 | 250000 | 320
2007 | 15470 | 1010 | 6 | 8 | 1968 | OP | EK |  |  | 18000 | 13.1 |  |  |  | 1.2 | 3.5 |  |  | 99.5 | 401 | 1211900 | 286
2007 | 9267 | 1043 | 2EP1 | 2 | 1976 | OP | EK |  |  | 2410 | 13 |  |  |  | 2.1 |  |  |  | 99 | 82 | 490000 | 310
2007 | 9417 | 1046 | 5 | 6 | 1975 | OP | EK |  |  | 217 | 9 | 15 |  |  | 1 | 3.5 |  |  | 99 | 35 | 150000 | 320
2007 | 9417 | 1047 | 2 | 9 | 1975 | OP | EK |  |  | 932 | 9 | 15 |  |  | 1 | 3.5 |  |  | 99 | 15 | 85000 | 392
2007 | 9417 | 1077 | 1 | 11 | 1976 | OP | EK |  |  | 1946 | 10 |  |  |  | 2 |  |  |  | 98.5 | 210 | 163500 | 350
2007 | 9417 | 1077 | 3 | 11 | 1976 | OP | EK |  |  | 2814 | 10 |  |  |  | 2 |  |  |  | 98.5 | 424 | 330000 | 325
2007 | 22500 | 1250 | 4S | 6 | 1969 | OP | WS |  |  |  | 9.8 |  |  |  | 0.9 |  | 2 |  | 99 | 58 | 186000 | 170
2007 | 9996 | 1294 | 1 | 11 | 1977 | SC | BR |  |  | 3000 | 4 | 16 | 0.1 |  | 3 |  | 0.5 |  | 99.9 | 8 | 197500 | 340
2007 | 10171 | 1361 | 5 | 12 | 1974 | OP | EK |  |  | 1461 | 18 |  |  |  | 1 |  |  |  | 99.5 | 49 | 336000 | 300
2007 | 11249 | 1363 | 4 | 3 | 1993 | OP | EK |  |  | 8000 | 13 | 6.4 |  |  | 4.6 | 1.9 |  |  | 99.8 | 31 | 730000 | 325
2007 | 11249 | 1364 | 2 | 7 | 1974 | OP | EK |  |  | 389 | 11.3 |  |  |  | 2 | 3.1 |  |  | 99.4 | 55 | 1080000 | 300
2007 | 18642 | 1378 | 2 | 12 | 1983 | OP | EK | WS |  | 126350 | 13 |  |  |  | 3.2 |  |  |  | 99.9 | 56 | 2100000 | 170
2007 | 195 | 8 | 6 | 6 | 1976 | OP | EK |  |  | 6935 | 13 |  |  |  | 1 | 2.5 |  |  | 99.6 | 11 | 507370 | 300
2007 | 18642 | 47 | 5 | 6 | 1976 | OP | EK |  |  | 13000 | 20 |  |  |  | 1.5 |  |  |  | 99.5 | 686 | 2000000 | 300
2007 | 18642 | 50 | 2 | 8 | 1977 | OP | EK |  |  | 9000 | 30 |  |  |  | 0.7 |  |  |  | 99.6 | 133 | 575000 | 320
2007 | 18642 | 50 | 5 | 9 | 1977 | OP | EK |  |  | 9000 | 30 |  |  |  | 0.7 |  |  |  | 99.6 | 133 | 575000 | 320
2007 | 15466 | 470 | 1 | 11 | 1990 | OP | BR |  |  | 51400 | 5.2 |  |  |  | 0.6 |  |  |  | 99.9 | 24.4 | 1577700 | 320
2007 | 22350 | 544 | 8 | 8 | 1958 | RE | EK | [5 empty] | 0.1 | 0.1 |  |  | 1 | 1 | 98 | 21 | 320000 | 280
2007 | 12490 | 562 | 3 | 1 | 1964 | OP | EK |  |  | 230 |  |  | 0.1 |  |  |  | 0.3 |  | 98.5 | 1 | 750000 | 280
2007 | 6452 | 620 | PSN4 | 7 | 1972 | OP | MC |  |  | 300 |  |  | 0.1 |  |  |  | 2.5 |  | 84 | 365 | 975000 | 290
2007 | 7801 | 641 | 5 | 6 | 1969 | OP | EK | EW |  | 8403 | 11 | 14 |  |  | 0.5 | 3.5 |  |  | 99.1 | 88 | 515000 | 650
2007 | 7140 | 703 | 3B | 12 | 1974 | OP | EK |  |  | 660 | 16 |  |  |  | 2 |  |  |  | 99 |  | 1465000 | 250
2007 | 7140 | 709 | 4 | 4 | 1982 | OP | EK |  |  | 22754 | 6 | 15 |  |  | 0.7 |  |  |  | 98.7 | 134 | 1772382 | 300
2007 | 7140 | 728 | Y1EP | 6 | 1971 | OP | EC | WS |  | 1006 | 16 |  |  |  | 0.7 |  |  |  | 98.3 | 340 | 490000 | 300
2007 | 7140 | 728 | Y7EP | 6 | 1974 | OP | EK |  |  | 2247 | 16 |  |  |  | 0.7 |  |  |  | 99 | 622 | 735000 | 320
2007 | 56110 | 56612 | 1 | 5 | 2009 | TS | BP |  |  | 1100 | 7.5 |  |  |  | 0.6 |  |  |  | 99 | 6 | 72500 | 170
2007 | 5262 | 54104 | PB1DC | 6 | 1968 | RE | MC | [9 empty] | 1 |  | 80 | 343 | 81000 | 450
2007 | 49923 | 50284 | 1 | 9 | 1979 | OP | BR |  |  |  | 12 |  |  |  |  | 12 |  |  |  | 8.4 | 40200 | 300
2007 | 5610 | 50481 | 83-21 | 6 | 1974 | OP | EK | [14 empty] | 340
2007 | 5610 | 50481 | 83-23 | 6 | 1973 | OP | EK | [13 empty] | 235000 | 380
2007 | 5610 | 50481 | 83-24 | 6 | 1971 | OP | EK | [13 empty] | 235000 | 380
2007 | 19365 | 50482 | WS1 | 6 | 1967 | OP | WS | [11 empty] | 95 | 123 | 125000 | 158
2007 | 19365 | 50482 | WS3 | 6 | 1967 | OP | WS | [11 empty] | 95 | 79 | 85000 | 149
2007 | 26840 | 50544 | ESP | 1 | 1987 | OP | EK |  |  | 8100 |  |  | 0.5 |  |  |  | 0.8 |  | 99.5 | 11 | 180000 | 390
2007 | 21025 | 50611 | 1 | 6 | 1988 | OP | BR |  |  | 1200 | 60.9 |  |  |  | 0.5 |  |  |  | 99.9 | 240 | 100050 | 325
2007 | 4482 | 50629 | 1 | 9 | 1990 | OP | BP |  |  | 6000 | [8 empty] | 99 | 0 | 70836 | 279
2007 | 4482 | 50629 | 2 | 9 | 1990 | OP | BP |  |  | 6000 | [8 empty] | 99 | 0 | 73529 | 286
2007 | 9097 | 50656 | BH3 | 12 | 1991 | OP | BP | [11 empty] | 99.5 | 2 | 92160 | 287
2007 | 4425 | 50658 | FF2 | 6 | 1990 | OP | BP |  |  | 7500 | [8 empty] | 99.5 | 8 | 180000 | 275
2007 | 29820 | 50812 | ESP | 4 | 1983 | OP | EW | BP | MC | 3200 | 8 |  |  |  | 1.5 |  | 1.5 |  | 99.1 | 27 | 160000 | 275
2007 | 10162 | 50860 | 1 | 1 | 1990 | OP | BP |  |  | 1724 | [8 empty] | 99 | 0 | 74483 | 312
2007 | 55766 | 50874 | 3280 | 7 | 1986 | OP | EC | [11 empty] | 99.9 | 8.7 | 23200 | 366
2007 | 12888 | 54625 | 1 | 2 | 1992 | OP | BR | [11 empty] | 99.3 | 18 | 140000 | 285
2007 | 13492 | 54627 | CESP | 1 | 1996 | OP | EH | MC |  | 1734 | [6 empty] | 0.1 |  | 99.4 | 4.45 | 323380 | 321
2007 | 9210 | 54656 | PB3 | 6 | 1997 | OP | WS |  |  | 1700 |  |  | 0.1 |  |  |  | 2.1 |  | 76 | 2 | 69920 | 138
2007 | 9210 | 54656 | RB3 | 6 | 1987 | RE | EK |  |  | 3000 |  |  | 0.1 |  |  |  | 2.1 |  | 99.2 | 56 | 169350 | 364
2007 | 4660 | 54677 | BH | 2 | 1979 | OP | BP |  |  | 900 |  |  | 0.2 |  |  |  | 4 |  |  | 4 | 380000 | 370
2007 | 22611 | 54752 | 1 | 11 | 1981 | OP | EW |  |  | 3000 |  |  | 0.1 |  |  |  | 3 |  | 98.3 | 0 | 321000 | 400
2007 | 20541 | 54758 | BP1 | 10 | 1995 | OP | BP |  |  | 4500 | [8 empty] | 99.9 | 1 | 52602 | 270
2007 | 20541 | 54758 | BP2 | 10 | 1995 | OP | BP |  |  | 4500 | [8 empty] | 99.9 | 1 | 52602 | 270
2007 | 5277 | 54795 | CD1 | 8 | 1972 | OP | SC | [5 empty] | 0.1 |  |  |  | 0.5
2007 | 12222 | 54802 | SCRUB1 | 6 | 1978 | OP | WS |  |  | 2000 | [6 empty] | 0.5 |  | 80 | 31 | 126074 | 170
2007 | 12222 | 54802 | WESP | 6 | 1994 | OP | EW |  |  | 3700 | [6 empty] | 0.5 |  | 90 | 17 | 199255 | 172
2007 | 7662 | 54852 | 1 | 6 | 1986 | OP | MC | EW | [10 empty] | 97.5 | 4.8 | 99690 | 330
2007 | 16572 | 6177 | 1ESP | 12 | 1979 | OP | EW |  |  | 13006 | 25 |  |  |  | 0.7 |  |  |  | 99.9 | 160 | 2800000 | 760
2007 | 11269 | 6179 | 2 | 5 | 1980 | OP | EK |  |  | 8865 | 4.3 |  |  |  | 0.5 |  |  |  | 99.6 | 186 | 2444333 | 350
2007 | 17833 | 6195 | 1 | 6 | 1976 | RE | EC |  |  | 1660 | 20 |  |  |  | 2.5 | 4.5 |  |  | 99.5 | 186 | 795000 | 310
2007 | 40307 | 6238 | 1A | 10 | 1975 | OP | WS |  |  | 462 | 8 |  |  |  | 0.9 |  | 0.3 |  | 99.5 | 2.36 | 125000 | 120
2007 | 5416 | 2723 | 1 | 1 | 1971 | OP | EW |  |  | 60 | 20 |  |  |  | 0.5 | 3 | 0.2 | 0.5 | 99 | 69 | 277600 | 310
2007 | 12199 | 2790 | ESP1 | 11 | 1975 | OP | EK |  |  | 2860 | 7 |  |  |  | 0.8 |  |  |  | 99.5 | 563 | 189300 | 441
2007 | 1307 | 2817 | 1 | 12 | 1974 | OP | EK |  |  | 4500 | 10.8 |  |  |  | 0.8 |  |  |  | 99.5 | 107 | 1000000 | 373
2007 | 3006 | 2828 | 2 | 5 | 1980 | OP | EK |  |  | 47600 | 12 |  |  |  | 2.2 | 4 |  |  | 99.4 | 316 | 2100000 | 350
2007 | 3542 | 2830 | 2B | 6 | 1974 | OP | EC |  |  | 3257 | 18 |  |  |  | 1 |  |  |  | 99 | 62 | 350000 | 250
2007 | 34359 | 50969 | B11BH | 11 | 1987 | OP | BP |  |  |  | 8.5 |  |  |  | 4 |  |  |  | 99.9 | 12 | 113600 | 300
2007 | 19876 | 52118 | ESP3 | 6 | 1994 | OP | EW |  |  | 508.8 | 0.5 | [7 empty] | 99.7 | 7 | 164815 | 390
2007 | 55740 | 54081 | 4A | 8 | 1992 | OP | BP |  |  | 1150 | 11 | 11 |  |  | 1 | 1 |  |  | 99.8 | 3 | 120000 | 190
2007 | 9190 | 54095 | PREC1 | 12 | 1993 | OP | EK |  |  | 9 | [8 empty] | 99.8 | 22 | 318000 | 325
2007 | 9385 | 54097 | PB1 | 10 | 1972 | RE | MC | [5 empty] | 0.9 |  |  |  | 0.7 |  | 95 | 0.5 | 300000 | 135
2007 | 5262 | 54104 | PB3PPT | 6 | 1991 | OP | EW |  |  | 2400 | [8 empty] | 99 | 20 | 201000 | 330
2007 | 55965 | 54857 | B22 | 1 | 1975 | OP | EK |  |  | 200 | 8 | 8 |  |  | 2 | 2 |  |  | 98.5 | 4 | 61500 | 450
2007 | 55965 | 54857 | B23 | 1 | 1975 | OP | EK |  |  | 200 | 8 | 8 |  |  | 2 | 2 |  |  | 98.5 | 4 | 61500 | 450
2007 | 4426 | 54945 | 12 | 5 | 1987 | OP | BR |  |  |  | 8.8 |  |  |  | 2 |  |  |  | 99.8 | 8 | 144000 | 217
2007 | 42018 | 54998 | 3 | 8 | 1995 | OP | BP |  |  |  | 18 |  |  |  | 0.8 |  | 0.1 |  | 95 | 1.4 | 155000 | 290
2007 | 54822 | 55174 | BAGHS1 | 6 | 2000 | TS | BR |  |  | 6000 | [8 empty] | 99 | 12 | 86521 | 329
2007 | 49747 | 55830 | EB3 | 6 | 1980 | OP | MC | EK |  | 4549 |  |  | 0.1 |  |  |  | 2.3 |  | 99.4 | 50 | 245000 | 350
2007 | 15330 | 55856 | 2 | 5 | 2012 | PL | EK |  |  | 3040.9 | 21.7 | 33.1 |  |  | 3.1 | 5.4 |  |  | 99.7 | 112 | 2607586 | 327
2007 | 20847 | 56068 | 18 | 9 | 2009 | PL | BP |  |  | 75000 | 7.7 |  |  |  | 2.3 |  |  |  | 99.7 |  | 2183100 | 313
2007 | 20847 | 56068 | 19 | 9 | 2010 | PL | BP |  |  | 75000 | 7.7 |  |  |  | 2.3 |  |  |  | 99.7 |  | 2183100 | 313
2007 | 55816 | 56576 | BH2 | 1 | 2010 | PL | BP |  |  | 1500 | [8 empty] | 99.9 | 7 | 150000 | 350
2007 | 19876 | 7537 | A | 5 | 1992 | OP | BP | [7 empty] | 3 |  |  |  | 99.9 | 18 | 236500 | 340
2007 | 31719 | 1507 | 3B | 7 | 1965 | OP | MC |  |  | 41 | [8 empty] | 85 | 117 | 163000 | 318
2007 | 4161 | 1554 | 2 | 8 | 2002 | OP | EC |  |  | 18500 | 9 | 9 |  |  | 1 |  |  |  | 99 | 426 | 900000 | 294
2007 | 4161 | 1552 | 2 | 5 | 1983 | OP | BR |  |  | 15000 | 12 |  | 0.1 |  | 2.5 |  |  |  | 99 | 117 | 835000 | 300
2007 | 56067 | 56847 | BH | 11 | 2010 | PL | BS | BP | BR
2007 | 17543 | 130 | 2 | 5 | 1984 | OP | EK |  |  | 18160 | 8 | 23 |  |  | 1.2 | 2 |  |  | 99.8 | 156 | 938750 | 275
2007 | 21461 | 1599 | 1 | 6 | 1972 | OP | EK |  |  | 4600 |  |  | 0.1 |  |  |  | 0.5 | 2.6 | 90.5 | 127 | 1680000 | 350
2007 | 55936 | 1393 | 1A | 7 | 1992 | OP | BR |  |  | 5449 |  |  | 0.6 |  |  |  | 4.5 |  | 99.8 | 14 | 415000 | 280
2007 | 55936 | 1393 | 4 | 7 | 1970 | OS | EK |  |  | 130 |  |  | 0.1 | [5 empty] | 95 | 42 | 1510000 | 274
2007 | 11249 | 6071 | 2-2 | 6 | 2010 | CO | BP |  |  | 28 |  | 11.9 |  |  |  | 2.7 |  |  | 95.5 | 46 | 2425166 | 303
2007 | 50173 | 55708 | FGPC1 | 4 | 2012 | PL | BP
2007 | 14127 | 6096 | 2 | 5 | 2009 | CO | BP |  |  |  | 8 |  |  |  | 0.5 |  |  |  | 99.9 | 110 | 2250000 | 271
2007 | 55850 | 10502 | ESP1 | 4 | 1990 | OP | EW | [11 empty] | 95.4 | 9 | 65000 | 310
2007 | 450 | 10504 | AB1 | 10 | 1976 | OP | BR |  |  |  | 5 | 10 |  |  | 1 |  |  |  | 99.2 | 6 | 108000 | 288
2007 | 56174 | 10511 | 8 | 6 | 1977 | OP | OT |  |  | 500 | [8 empty] | 99 | 3.7 | 60000 | 100
2007 | 15726 | 10560 | 2 | 6 | 1978 | OP | OT |  |  | 5816 |  |  | 1 |  |  |  | 2.5 |  | 99.8 | 45 | 114000 | 346
2007 | 15726 | 10560 | 6 | 6 | 1982 | OP | EW |  |  | 11414 |  |  | 1 |  |  |  | 2.5 |  | 99.9 | 21 | 552719 | 366
2007 | 15726 | 10562 | SCRUBB | 6 | 1978 | RE | WS |  |  | 775 |  |  | 0.1 |  |  |  | 2.5 |  | 90 | 51 | 89612 | 140
2007 | 50003 | 10605 | 4PB | 4 | 1991 | OP | EW |  |  | 6270 | [6 empty] | 2.8 |  | 99.6 | 20 | 337000 | 410
2007 | 5232 | 10613 | 3RB | 6 | 1989 | OP | EW |  |  | 4391 | [6 empty] | 1.3 |  | 99.9 | 40.8 | 495164 | 394
2007 | 353 | 10640 | FGPC1 | 5 | 1987 | OP | SC | BP |  | 2000 | 7.4 | 22 |  |  | 0.2 | 0.8 |  |  | 99.9 | 9.82 | 260000 | 300
2007 | 528 | 10646 | BAGHS1 | 2 | 1992 | OP | BP |  |  | 1471 | [8 empty] | 99.7 | 0.93 | 108267 | 300
2007 | 14006 | 3947 | 1 | 8 | 1978 | OP | EK |  |  | 17380 |  |  |  |  | 1 | 6 |  |  | 99.4 | 108 | 835000 | 360
2007 | 13781 | 3982 | C30 | 6 | 1988 | OP | OT |  |  | 2650 | 6.3 |  |  |  | 0.9 |  |  |  | 98 | 28 | 162000 | 375
2007 | 20856 | 4050 | 3 | 5 | 1972 | OP | EC |  |  | 1586 | 10 |  |  |  | 1 |  | 0.5 |  | 99.5 | 39 | 300000 | 330
2007 | 20856 | 4054 | 1 | 4 | 1974 | OP | EK |  |  | 1983 | 4.1 |  |  |  | 2 |  | 0.5 |  | 99.5 | 101 | 486000 | 500
2007 | 20860 | 4072 | 5 | 6 | 1953 | OP | EC |  |  | 5600 | 9.1 |  |  |  | 2.3 |  |  |  | 99.8 | 184 | 268000 | 370
2007 | 20860 | 4072 | 7 | 6 | 1958 | OP | EC |  |  | 2999 | 9.1 |  |  |  | 2.3 |  |  |  | 99 | 636 | 375000 | 300
2007 | 14354 | 4162 | 1 | 11 | 1974 | OP | MC | EK |  | 5644 | 9.4 |  |  |  | 0.6 |  |  |  | 97 | 180 | 800000 | 300
2007 | 16572 | 4941 | 2 | 4 | 1975 | OP | EW |  |  | 13000 | 10 |  |  |  | 0.5 |  |  |  | 99.5 | 420 | 3940000 | 662
2007 | 49756 | 6016 | 1 | 6 | 1976 | OP | EK |  |  | 6996 | 9.1 |  |  |  | 3.4 |  | 0.2 |  | 99.8 | 375 | 1215033 | 282
2007 | 30151 | 6021 | C1 | 11 | 2003 | OP | BP |  |  | 58195 | 22.6 |  |  |  | 0.7 |  |  |  | 99.9 | 13 | 2148177 | 270
2007 | 6452 | 6043 | PMR1 | 12 | 1980 | OP | MC |  |  | 1429 |  |  | 0.1 |  |  |  | 0.7 |  | 84 | 790 | 2241000 | 298
2007 | 6452 | 6043 | PMR2 | 6 | 1981 | OP | MC |  |  | 1429 |  |  | 0.1 |  |  |  | 0.7 |  | 84 | 790 | 2241000 | 298
2007 | 10000 | 6065 | 1 | 5 | 1980 | OP | EK |  |  | 33962 | 6 |  |  |  | 0.4 |  |  |  | 99.4 | 256 | 2643000 | 302
2007 | 12686 | 6073 | 1 | 9 | 1977 | OP | EW |  |  | 2600 | 14 |  | 0.1 |  | 0.6 |  | 0.6 |  | 99.3 | 400 | 2390000 | 622
2007 | 15298 | 6076 | 3 | 1 | 1984 | OP | WS |  |  |  | 8.5 |  |  |  | 0.8 |  |  |  | 99.5 | 379 | 433700 | 194
2007 | 13337 | 6077 | 2BH | 5 | 2001 | OP | BR |  |  | 70500 | 4 | 10 |  |  | 0.2 | 0.6 |  |  | 99.9 | 70 | 2940000 | 320
2007 | 17543 | 6249 | 2 | 7 | 1977 | OP | EK | WS |  | 1792 | 17.2 |  |  |  | 2 |  |  |  | 99.4 | 196 | 881500 | 270
2007 | 17543 | 6249 | 3 | 11 | 1981 | OP | EK | WS |  | 2650 | 17.2 |  |  |  | 2 |  |  |  | 99.4 | 196 | 881500 | 270
2007 | 3046 | 6250 | 1B | 3 | 1983 | OP | EW |  |  | 10812 | 16 |  |  |  | 0.6 |  |  |  | 99.6 | 180 | 958000 | 715
2007 | 814 | 6641 | 1 | 1 | 1983 | OP | EK |  |  | 29732 | 6 |  |  |  | 0.5 |  |  |  | 99.5 | 420 | 2786667 | 350
2007 | 12341 | 6664 | 1 | 12 | 2007 | OP | BP |  |  | 80000 | 4 | 7 |  |  | 0.2 | 2 |  |  | 99.8 | 129 | 2700000 | 165
2007 | 20546 | 6823 | W1 | 9 | 1984 | OP | EK |  |  | 15625 | 15 |  |  |  | 3.8 |  |  |  | 99.8 | 137 | 1750000 | 301
2007 | 20847 | 7549 | 1 | 6 | 1978 | OP | EC |  |  |  | 7.5 | 10 |  |  | 0.5 | 1.2 |  |  | 99 | 2 | 52000 | 325
2007 | 20847 | 7549 | 2 | 6 | 1978 | OP | EC |  |  |  | 7.5 | 10 |  |  | 0.5 | 1.2 |  |  | 99 | 2 | 52000 | 325
2007 | 20847 | 7549 | 3 | 6 | 1978 | OP | EC |  |  |  | 7.5 | 10 |  |  | 0.5 | 1.2 |  |  | 99 | 2 | 52000 | 325
2007 | 20856 | 8023 | 2 | 4 | 1978 | OP | EC |  |  | 16133 | 12 |  |  |  | 1.5 |  | 0.5 |  | 99.5 | 168 | 2500000 | 281
2007 | 14354 | 8066 | PR73 | 9 | 1976 | OP | EK |  |  | 19585 | 17 |  | 0.1 |  | 0.6 |  |  |  | 99.3 | 400 | 2331000 | 250
2007 | 9434 | 54201 | DC4 | 6 | 1975 | OP | MC |  |  |  | 18.6 |  |  |  | 4.5 |  |  |  | 90 | 131 | 96375 | 400
2007 | 9434 | 54201 | DC6 | 6 | 1973 | OS | MC |  |  |  | 18.6 |  |  |  | 4.5 |  |  |  | 90 | 34 | 55425 | 439
2007 | 9434 | 54201 | P4 | 6 | 1978 | OP | EK |  |  |  | 18.6 |  |  |  | 4.5 |  |  |  | 97.5 | 17 | 112000 | 450
2007 | 6811 | 54238 | N6454 | 12 | 1989 | OP | BP |  |  |  | 10.2 |  |  |  | 0.4 |  |  |  | 99.9 | 1.9 | 90000 | 307
2007 | 7043 | 54427 | 10C | 6 | 1974 | OP | SC | WS | [10 empty] | 80 | 57 | 141654 | 150
2007 | 5473 | 54428 | 302 | 6 | 1978 | SC | MC |  |  |  | 10 |  |  |  | 2.5 |  |  |  | 98 | 14 | 150000 | 150
2007 | 22048 | 54469 | MC2 | 4 | 1986 | OP | MC | [11 empty] | 80 | 0 | 68000 | 365
2007 | 20541 | 54529 | 0001 | 5 | 1993 | OP | BP |  |  | 7281 | [8 empty] | 99.4 | 4 | 335000 | 238
2007 | 4222 | 54556 | ESP1 | 6 | 1976 | RE | EW |  |  |  | 6 | 7.5 |  |  | 1.3 | 1.6 |  |  | 99.3 | 39 | 228000 | 350
2007 | 11169 | 54562 | 13ESP | 11 | 2004 | OP | EC |  |  | 3000 |  |  | 0.6 |  |  |  | 0.5 |  | 80 | 4 | 158477 | 150
2007 | 11169 | 54562 | 15SCRB | 6 | 1988 | OS | WS | EW |  | 2994 | [8 empty] | 85 | 1308 | 142280 | 140
2007 | 11169 | 54562 | 19ESP | 6 | 1973 | OP | EW |  |  | 3889 | [8 empty] | 99.7 | 12 | 352204 | 241
2007 | 14354 | 8069 | 2 | 7 | 1974 | OP | EC |  |  | 7240 | 9.4 |  |  |  | 0.6 |  |  |  | 99.5 | 149 | 1742000 | 262
2007 | 4435 | 10013 | 1 | 10 | 1989 | OP | BR |  |  | 1250 | [8 empty] | 99.9 | 3 | 153490 | 254
2007 | 17465 | 10017 | PB08DC | 6 | 1964 | OP | MC |  |  |  | 5.2 |  |  |  | 1.4 |  | 2.2 |  | 83 |  | 153200 | 307
2007 | 17465 | 10017 | PB10DC | 12 | 1981 | OP | MC | [9 empty] | 2.2 |  | 81 |  | 341000 | 475
2007 | 17465 | 10017 | PB10P | 12 | 1981 | RE | EC | [9 empty] | 2.2 |  | 98.6 | 51 | 351000 | 400
2007 | 17465 | 10017 | RFO4NW | 5 | 2003 | OP | EC |  |  | 14800 | [8 empty] | 99.8 | 21.8 | 400000 | 300
2007 | 5624 | 10025 | 42 | 6 | 1968 | OP | EH |  |  | 4131 | 6.6 |  | 0.1 |  | 1.7 |  | 1.2 |  | 95 | 59.6 | 152000 | 290
2007 | 15430 | 10033 | 12BGHS | 1 | 1993 | OP | BR | [11 empty] | 99.9 | 11 | 292876 | 250
2007 | 21 | 10671 | 2B | 1 | 1991 | OP | BP |  |  | 1000 | 8.6 |  |  |  | 1.8 |  |  |  | 99 | 18 | 293000 | 297
2007 | 14932 | 10672 | B | 2 | 1994 | OP | BR |  |  | 3000 | 12.3 |  |  |  | 0.9 |  |  |  | 99.7 | 16 | 428928 | 317
2007 | 177 | 10673 | A | 8 | 1992 | OP | BR |  |  | 6866 | 4 | 10 |  |  | 0.3 | 1 |  |  | 99.9 | 3 | 306000 | 269
2007 | 142 | 10676 | 5 | 7 | 1987 | OP | EC | WS |  | 1250 | 7.2 |  |  |  | 2.5 |  |  |  | 99.6 | 6 | 66100 | 129
2007 | 14932 | 50976 | JPF04 | 12 | 1995 | OP | BR |  |  | 5898 | 8.3 | 9 |  |  | 0.8 | 1.1 |  |  | 99.9 | 62 | 1232754 | 170
2007 | 3807 | 10849 | BAG1 | 1 | 1980 | OP | BR |  |  | 1242 | 5.5 |  |  |  | 0.3 |  | 0.5 |  | 99 | 24 | 230000 | 300
2007 | 3106 | 10855 | BHS | 11 | 1984 | OP | BR |  |  | 2439 | 5.3 |  |  |  | 0.3 |  |  |  | 99 | 10 | 415000 | 440
2007 | 772 | 10864 | 5 | 8 | 2001 | OP | BR |  |  | 4000 | [8 empty] | 99.9 | 45 | 550000 | 300
2007 | 772 | 10865 | BH4 | 7 | 1987 | OP | BP |  |  | 1100 | 14 |  |  |  | 4.1 |  |  |  | 99.4 | 13 | 180000 | 325
2007 | 16064 | 50028 | SCRUB1 | 5 | 1977 | OP | MC | WS |  | 421 | [8 empty] | 91 | 64 | 345000 | 154
2007 | 12307 | 50101 | 4RB | 3 | 1985 | OP | EW |  |  | 150 | [8 empty] | 99.9 | 50 | 245000 | 375
2007 | 54881 | 50130 | ESP2 | 5 | 1958 | OP | EC |  |  |  | 8 | 12 |  |  | 0.5 | 0.6 |  |  |  |  | 220000 | 300
2007 | 20547 | 50185 | PB | 6 | 1956 | OS | MC | WS |  | 1600 |  |  | 0.1 |  |  |  | 2 |  | 99 | 30 | 80000 | 135
2007 | 55903 | 50189 | EGS1 | 6 | 1977 | OP | MC | BP | EW |  | 6.5 |  | 0.1 |  | 0.8 |  | 2.1 |  | 99 | 95 |  | 400
2007 | 23598 | 50191 | REC3 | 7 | 1982 | SB | EK |  |  | 5900 | [8 empty] | 99.8 | 20 | 360000 | 375
2007 | 20543 | 50192 | P1 | 6 | 1997 | OP | EK |  |  | 12100 | [8 empty] | 99.9 | 8 | 500000 | 380
2007 | 65 | 50249 | 11 | 6 | 1972 | RE | WS | [11 empty] | 95.1 | 64 | 93000 | 207
2007 | 16929 | 50290 | 1 | 6 | 2000 | OP | EC | BP |  | 6700 | [8 empty] | 99.9 | 0.8 | 283700 | 330
2007 | 40430 | 50305 | K20 | 6 | 1965 | OP | BR |  |  |  | 8.9 |  |  |  | 3.6 |  |  |  | 99.9 | 6 | 93420 | 331
2007 | 40430 | 50305 | K23 | 6 | 1975 | OP | BR |  |  |  | 8.9 |  |  |  | 3.6 |  |  |  | 99.9 | 10 | 201850 | 386
2007 | 12647 | 10686 | DC6 | 1 | 1980 | OP | MC |  |  |  | 9.1 |  |  |  | 0.7 | [5 empty] | 242399 | 394
2007 | 570 | 10746 | BH2 | 6 | 1991 | OP | BP | [11 empty] | 99.9 | 1.4 | 140000 | 290
2007 | 15986 | 10767 | ESP | 7 | 1988 | OP | EK |  |  | 2500 | [8 empty] | 99.7 | 27.5 | 352430 | 275
2007 | 50007 | 10792 | MS1 | 12 | 1993 | OP | MC |  |  | 250 | 10 |  |  |  | 1 |  |  |  | 95 | 50 | 95000 | 425
2007 | 50006 | 10793 | ESP2 | 1 | 1980 | OP | EK |  |  | 3700 | 12 | 12 |  |  | 2.5 | 2.5 | 1 | 1 | 99 | 17 | 96900 | 400
2007 | 50006 | 10795 | DC1 | 1 | 1975 | OP | MC |  |  | 500 | 8 |  |  |  | 2.1 |  |  |  | 98 | 20 | 97000 | 390
2007 | 3836 | 10822 | PC1 | 7 | 1992 | OP | EK |  |  | 3439 | [8 empty] | 99.7 | 16 | 240000 | 357
2007 | 20541 | 50877 | FF2 | 9 | 2000 | OP | BP |  |  | 6000 | [8 empty] | 99.7 | 7 | 198900 | 300
2007 | 20541 | 50880 | BAG2 | 3 | 1991 | OP | BS |  |  | 12483 | [8 empty] | 99.8 | 12.3 | 185000 | 250
2007 | 20541 | 50882 | FF3 | 6 | 1999 | OP | BS |  |  | 19368 | [8 empty] | 99.8 | 8 | 194876 | 275
2007 | 6526 | 2837 | 5 | 9 | 1972 | OP | EC |  |  | 1311 | 15 |  |  |  | 1.5 | 5 |  |  | 99.5 | 500 | 1950000 | 285
2007 | 4062 | 2840 | 4 | 6 | 1973 | OP | EC |  |  | 6150 | 9 | 19 |  |  | 3 | 8 |  |  | 99.3 | 207 | 2616000 | 280
2007 | 4062 | 2840 | 5 | 9 | 1976 | OP | EK |  |  | 6801 | 10 | 24 |  |  | 3 | 9 |  |  | 99.7 | 290 | 1406844 | 290
2007 | 4062 | 2840 | 6 | 3 | 1978 | OP | EK |  |  | 6103 | 10 | 24 |  |  | 3 | 9 |  |  | 99.7 | 290 | 1406844 | 290
2007 | 54788 | 10052 | ESP1 | 9 | 1986 | OP | EW | [11 empty] | 99.9 | 3.79 | 64355 | 360
2007 | 50085 | 10062 | FF4 | 2 | 2000 | OP | BR |  |  | 12340 | [8 empty] | 95.4 | 4 | 154734 | 332
2007 | 3901 | 10071 | 1C | 6 | 1988 | OP | BP |  |  | 670 | 11 | 11 |  |  | 1 | 1 |  |  | 99.8 | 4 | 78000 | 280
2007 | 3901 | 10071 | 2C | 6 | 1988 | OP | BP |  |  | 670 | 11 | 11 |  |  | 1 | 1 |  |  | 99.8 | 4 | 82000 | 280
2007 | 54681 | 10074 | PRECIP | 6 | 1990 | OP | EH | [11 empty] | 99.8 | 25 | 366340 | 310
2007 | 8181 | 10118 | BH3 | 1 | 2006 | OP | BP | [11 empty] | 99.2 | 2.5 | 52000 | 360
2007 | 9379 | 10143 | JPF01 | 5 | 1995 | OP | BP |  |  | 3500 | 27 | 46 |  |  | 1.5 | 3 |  |  | 99.7 | 6.7 | 406000 | 288
2007 | 12971 | 10165 | ESP2 | 3 | 2005 | OP | EH |  |  | 2000 | [8 empty] | 99.7 | 2 | 65642 | 386
2007 | 349 | 10216 | PB1 | 5 | 1992 | OP | WS |  |  | 2500 | [8 empty] | 99 | 38 | 236148 | 150
2007 | 50133 | 10233 | PB | 6 | 1984 | OP | EW | [11 empty] | 99.9 | 2.8 | 295901 | 345
2007 | 55849 | 10252 | 7 | 6 | 1975 | RE | EW | [7 empty] | 1.4 |  | 0.5 |  | 99.7 | 26 | 360000 | 325
2007 | 55849 | 10252 | THB | 6 | 1998 | OP | EW | [9 empty] | 0.5 |  | 99.7 | 54 | 203000 | 340
2007 | 10911 | 10321 | 4 | 7 | 1971 | RE | EK |  |  | 500 | 10 |  |  |  | 0.9 |  |  |  | 99.5 | 882 | 38000 | 404
2007 | 12436 | 10328 | BH1 | 6 | 1979 | OP | BR |  |  | 3000 | 8 | 10 |  |  | 1.5 | 1.5 |  |  | 99.7 | 8.6 | 155000 | 400
2007 | 55919 | 10360 | C10 | 6 | 1984 | OP | BP |  |  | 7812 | 11.4 |  | 0.5 |  | 2.3 |  | 5.7 |  | 99 | 98 | 556000 | 306
2007 | 7127 | 10361 | 3BAGH | 7 | 1988 | OP | BP |  |  | 1000 | 10.8 |  |  |  | 5 |  | 0.5 |  | 90 | 20 | 118800 | 200
2007 | 54708 | 10379 | 1A | 8 | 1987 | OP | BP |  |  | 670 | 11 | 11 |  |  | 1 | 1 |  |  | 99.8 | 3 | 74000 | 320
2007 | 13695 | 10380 | A BH | 12 | 1985 | OS | BP |  |  |  | 7 |  |  |  | 1 |  |  |  | 99.9 | 1 | 43698 | 295
2007 | 54745 | 10425 | 2RB | 6 | 1999 | OP | EW |  |  | 5084 | [8 empty] | 99 | 5341 | 74100 | 347
2007 | 23632 | 10426 | ESP6 | 6 | 1972 | OP | EW |  |  | 1640 | [8 empty] | 99.9 | 0.7 | 652000 | 356
2007 | 23632 | 10426 | PB2M | 6 | 1954 | OP | MC |  |  |  | 10.9
2007 | 623 | 10430 | ESP1 | 6 | 1985 | OP | EW |  |  |  | 8 |  |  |  | 2.5 | 0.8 |  |  | 92 |  |  | 380
2007 | 49756 | 856 | 2 | 6 | 1968 | OP | EC |  |  | 546 | [8 empty] | 99 | 155 | 815000 | 300
2007 | 520 | 861 | 02 | 7 | 1972 | OP | EK |  |  | 5031 | 19 |  |  |  | 4.5 |  |  |  | 99 | 332 | 2217089 | 333
2007 | 520 | 863 | 02 | 1 | 1971 | OP | EK |  |  | 1017 | 13 |  |  |  | 2 |  |  |  | 97.5 | 169 | 300000 | 300
2007 | 520 | 864 | 02 | 4 | 1972 | OP | EK |  |  | 569 | 9.3 |  |  |  | 2.9 |  |  |  | 98 | 52 | 145000 | 390
2007 | 12384 | 883 | 7 | 6 | 1976 | OP | EW |  |  | 9671 | 8 |  |  |  | 0.7 |  |  |  | 98 | 316 | 1700000 | 700
2007 | 12384 | 884 | 3 | 9 | 1972 | OP | EW |  |  | 5217 | 7 |  |  |  | 0.5 |  |  |  | 98.5 | 246 | 1425000 | 675
2007 | 803 | 113 | 4 | 6 | 1981 | OP | EW |  |  | 52456 | 22 |  |  |  | 0.1 | 0.6 | 0.1 |  | 99.7 | 191 | 2480000 | 700
2007 | 17891 | 2942 | EESP | 6 | 1979 | OP | MC | EK |  | 372 | 10 | 18 |  |  | 2 | 4 |  |  | 98.8 | 4.6 | 48492 | 450
2007 | 17043 | 2943 | CYC1 | 6 | 1965 | OP | MC |  |  | 40 | [8 empty] | 80 |  |  | 340
2007 | 15474 | 2963 | 3313 | 1 | 1979 | OP | EK |  |  | 7000 | 6.5 |  |  |  | 0.4 |  |  |  | 99.6 | 138 | 1612000 | 280
2007 | 17235 | 3113 | 1 | 2 | 1989 | OP | EK |  |  | 11677 | 8.5 |  |  |  | 1.4 | 1.9 | 0.1 |  | 99.5 | 65 | 584000 | 266
2007 | 17235 | 3115 | 3 | 12 | 1974 | OP | EK |  |  | 1454 | 11.4 |  |  |  | 1.3 |  | 0.3 |  | 99 | 52 | 277000 | 291
2007 | 15537 | 3140 | 1 | 1 | 1980 | OP | BR |  |  | 10541 | 14.2 |  |  |  | 1.8 |  |  |  | 99.7 | 33 | 1100000 | 299
2007 | 15537 | 3140 | 2B | 2 | 2000 | OP | EC |  |  | 6516 | 10.6 |  |  |  | 1.9 |  |  |  | 99.5 | 350 | 840000 | 299
2007 | 14534 | 420 | B3 | 6 | 1965 | OP | WS |  |  | 75 |  |  | 0.1 |  |  |  | 0.1 | 0.2 | 29 | 79 | 182440 | 210
2007 | 15466 | 468 | 1 | 10 | 1978 | OP | BR |  |  | 2027 | 5.2 |  |  |  | 0.6 |  |  |  | 99.9 | 1 | 129964 | 288
2007 | 15466 | 469 | 1 | 12 | 1988 | OP | BR |  |  | 13600 | 5.2 |  |  |  | 0.6 |  |  |  | 99.9 | 58 | 757000 | 350
2007 | 18642 | 1379 | 3 | 11 | 1980 | OP | MC | BR |  | 8570 | 10 |  |  |  | 0.7 |  |  |  | 99.5 | 25 | 585000 | 325
2007 | 20546 | 1381 | C3 | 12 | 1971 | OP | EK |  |  | 54 | 12.2 |  |  |  | 3 |  |  |  | 99 | 140 | 500000 | 280
2007 | 5580 | 1385 | 3 | 8 | 1987 | OP | EK |  |  | 1185 | 12 |  |  |  | 0.9 |  |  |  | 98 | 96 | 291000 | 300
2007 | 50018 | 1626 | 2 | 9 | 1984 | OP | EK |  |  | 5830 | 12 |  | 0.1 |  | 0.8 |  | 2.2 |  | 99.4 | 52 | 390259 | 300
2007 | 4254 | 1695 | 5 | 6 | 1969 | OP | EC |  |  | 1234 | 12 |  |  |  | 3.5 |  |  |  | 99 | 550 | 540000 | 300
2007 | 4254 | 1710 | OUTLET | 6 | 2001 | OP | EC |  |  | 6318 | 14 | 17.4 |  |  | 1 |  |  |  | 99.5 |  | 1177200 | 300
2007 | 5109 | 1726 | 16 | 6 | 1951 | OS | EC | MC |  | 2545 | [8 empty] | 98 | 82 | 386000 | 320
2007 | 5109 | 1732 | 9 | 7 | 1971 | SC | EC |  |  | 1035 | 9.7 |  |  |  | 0.8 |  |  |  | 99.4 | 0 | 265000 | 330
2007 | 5109 | 1733 | 2 | 3 | 1973 | OP | EC |  |  | 3090 | 7.5 |  |  |  | 1 |  | 0.2 |  | 99.6 | 250 | 2625000 | 270
2007 | 5109 | 1740 | 2 | 2 | 1978 | OP | EK |  |  | 30481 | 11.7 |  |  |  | 0.8 |  |  |  | 99.6 | 100 | 1100000 | 285
2007 | 5109 | 1745 | 17 | 1 | 1949 | OP | EC |  |  | 175 | 8 |  |  |  | 1 |  |  |  | 99.6 | 50 | 267500 | 310
2007 | 5109 | 1745 | 18 | 1 | 1949 | OP | EC |  |  | 175 | 8 |  |  |  | 1 |  |  |  | 99.6 | 50 | 267500 | 310
2007 | 4922 | 2850 | 2 | 10 | 1970 | OP | EH |  |  | 5583 | 12.5 |  |  |  | 3.5 | 5 |  |  | 99.9 | 225 | 1800000 | 280
2007 | 4922 | 2850 | 4 | 6 | 1974 | OP | EH |  |  | 5976 | 12.5 |  |  |  | 3.5 | 5 |  |  | 99.9 | 225 | 1800000 | 280
2007 | 6526 | 2866 | 4 | 12 | 1982 | OP | BR |  |  | 22650 | 20 |  |  |  | 5.2 |  |  |  | 99.6 | 182 | 754000 | 305
2007 | 6526 | 2878 | 2 | 3 | 1980 | OP | EK |  |  | 9054 | 5.1 | 15 |  |  | 0.3 | 0.8 |  |  | 99.5 | 5 | 463000 | 320
2007 | 3046 | 2712 | 4B | 9 | 1980 | OP | EW |  |  | 19560 | 19 |  |  |  | 0.7 |  |  |  | 99.7 | 147 | 2158400 | 770
2007 | 5416 | 2718 | 2 | 6 | 1989 | OP | EK |  |  | 8900 | 20 |  |  |  | 0.5 | 3 | 0.2 | 0.5 | 99.5 | 108 | 700000 | 330
2007 | 5416 | 2718 | 3 | 1 | 1959 | OP | EC |  |  | 4357 | 20 |  |  |  | 0.8 | 3 | 0.2 | 0.5 | 99.2 | 107 | 1154100 | 257
2007 | 5416 | 2718 | 4 | 1 | 1960 | OP | EC |  |  | 217 | 20 |  |  |  | 0.8 | 3 | 0.2 | 0.5 | 99.2 | 107 | 1154100 | 257
2007 | 15472 | 2364 | 1S | 11 | 1989 | OP | EK |  |  | 10500 | 10 |  |  |  | 2.5 |  |  |  | 99 | 20 | 524000 | 300
2007 | 15472 | 2364 | 2 | 5 | 1968 | OP | EK |  |  | 1042 | 7 |  |  |  | 1.5 |  |  |  | 97.5 | 163 | 885000 | 300
2007 | 55768 | 2378 | 1 | 11 | 1981 | OP | EK |  |  | 13423 | 8 | 12 |  |  | 1.5 | 3.5 |  |  | 99.1 | 81 | 593000 | 290
2007 | 10023 | 2500 | 3 | 6 | 1965 | OS | EW |  |  | 10300 | 12.5 |  |  |  | 0.3 | 0.6 | 3 |  | 99 | 550 | 4310000 | 700
2007 | 26751 | 2516 | 3 | 7 | 1972 | OP | EK |  |  | 4336 |  |  | 0.2 |  |  |  | 1 |  | 98 | 44 | 1020000 | 285
2007 | 39 | 2529 | 1 | 4 | 1974 | SC | EK |  |  |  | 28 |  |  |  | 1 |  |  |  | 99.5 | 17 | 133000 | 350
2007 | 23279 | 3181 | 33 | 6 | 1973 | OP | EK |  |  | 3542 | 11 | 14 |  |  | 2.5 | 3.8 |  |  | 99.5 | 53 | 1100000 | 300
2007 | 23279 | 3182 | 77 |  |  | RE | NA |  |  | 288 | [6 empty] | 1 |  | 0 | 0 | 0 | 0
2007 | 17539 | 3280 | CAN3 | 5 | 1999 | OP | BR |  |  | 17000 | 10 |  |  |  | 1.5 |  | 0.2 |  | 99.8 | 43 | 850000 | 310
2007 | 18642 | 3393 | 1 | 11 | 1972 | OP | EK |  |  | 3261 | 8 | 12 |  |  | 2.5 |  |  |  | 99 | 60 | 1265000 | 290
2007 | 18642 | 3396 | 1 | 12 | 1977 | OP | EK |  |  | 27741 | 22 |  |  |  | 0.6 |  |  |  | 99.7 | 401 | 2600000 | 270
2007 | 18642 | 3403 | 1 | 2 | 1979 | OP | EK |  |  | 6241 | 20 |  |  |  | 1 |  |  |  | 99.5 | 152 | 920000 | 305
2007 | 18642 | 3405 | 1 | 4 | 1973 | OP | MC | EK |  | 3339 | 12 | 20 |  |  | 1 |  |  |  | 99.6 | 90 | 920000 | 320
2007 | 18642 | 3406 | 6 | 7 | 1975 | OP | MC | EK |  | 3500 | 9 | 18 |  |  | 2 |  |  |  | 99.6 | 62 | 478000 | 325
2007 | 18642 | 3406 | 9 | 2 | 1990 | OP | EK |  |  | 7375 |  |  |  |  | 1.5 | 2.2 |  |  | 99.7 | 64 | 550000 | 325
2007 | 18642 | 3407 | 9 | 2 | 1976 | OP | MC | EK |  | 4286 | 15.5 |  |  |  | 0.9 |  |  |  | 99.9 | 18 | 700000 | 325
2007 | 18642 | 3419 | D | 8 | 1969 | OS | EK |  |  | 460 | 10 | 13 |  |  | 1 |  |  |  | 95 | 325 | 262000 | 330
2007 | 54888 | 3470 | BAG5 | 1 | 1989 | OP | BR |  |  |  | 2.2 | 8.1 |  |  | 0.1 | 0.8 |  |  | 99.9 | 660 | 2900000 | 260
2007 | 19323 | 3497 | 2 | 12 | 1972 | OP | EC | BP |  | 47270 | 10.4 |  |  |  | 0.6 |  |  |  | 98.2 | 1707 | 2074000 | 335
2007 | 12588 | 3788 | 1 | 1 | 1978 | OP | EW |  |  | 8236 | 10 | 10 |  |  | 0.9 | 0.9 |  |  | 99.5 | 110 | 585000 | 252
2007 | 19876 | 3797 | 5 | 6 | 1980 | OP | EK |  |  | 12400 | 15 |  |  |  | 0.7 |  |  |  | 99.7 | 57 | 1300000 | 311
2007 | 19876 | 3804 | 3 | 6 | 1955 | RE | EK |  |  | 13800 | 9 | 13 |  |  | 0.5 | 1 | 0.7 | 3.5 | 99.2 | 48 | 414000 | 345
2007 | 18429 | 3920 | 2 | 11 | 1989 | SB | BP |  |  | 2400 | 13.3 |  | 0.1 |  | 0.2 |  | 0.1 |  | 99.9 | 0 | 105000 | 410
2007 | 733 | 3936 | 1 | 6 | 1969 | OP | EC |  |  | 3850 | 10 | 20 |  |  | 0.7 | 3 |  |  | 98.5 | 40 | 775000 | 310
2007 | 733 | 3936 | 2 | 6 | 1969 | OP | EC |  |  | 3850 | 10 | 20 |  |  | 0.7 | 3 |  |  | 98.5 | 40 | 775000 | 310
2007 | 733 | 3938 | 41 | 10 | 1979 | OP | EK |  |  | 2613 | 16 |  |  |  | 2 |  | 2 |  | 99.7 | 73 | 600000 | 315
2007 | 12796 | 3942 | 2 | 6 | 1975 | OP | EK |  |  | 3477 | 8 | 14 |  |  | 1 | 1.3 |  |  | 99.7 | 45 | 375000 | 400
2007 | 12796 | 3942 | 3 | 6 | 1975 | OP | EC |  |  | 4175 | 8 | 14 |  |  | 1 | 1.3 |  |  | 99.7 | 70 | 675000 | 385
2007 | 20847 | 1769 | 3A | 5 | 1999 | OP | BP |  |  | 0 | 8 | 12 |  |  | 0.5 | 0.7 |  |  | 99.8 | 12 | 400000 | 300
2007 | 20847 | 1769 | 9 | 12 | 2005 | OP | EW | BP |  | 2320 | 4.5 | 7 |  |  | 0.2 | 0.5 |  |  | 99.2 | 91 | 313300 | 730
2007 | 56155 | 1831 | 1 | 6 | 1978 | OP | EK |  |  | 2415 | 11.3 |  |  |  | 0.9 |  |  |  | 99.2 | 95 | 142500 | 340
2007 | 12647 | 1893 | AQCS2 | 5 | 1980 | OP | WS |  |  | 63743 | 19.8 |  |  |  | 2.8 |  |  |  | 99.7 | 411 | 2003043 | 128
2007 | 13781 | 1912 | 5B | 12 | 1972 | OP | EK |  |  | 935 | 11 |  |  |  | 1.8 |  | 0.4 |  | 98.2 | 6 | 430000 | 302
2007 | 5860 | 2076 | UOPLC | 5 | 1978 | OP | EK |  |  | 5620 | 30 |  |  |  | 6 |  |  |  | 98.4 | 235 | 613688 | 292
2007 | 770 | 2094 | 3 | 4 | 1993 | OP | EK |  |  | 15500 | 15 |  |  |  | 3.1 |  |  |  | 99.5 | 106 | 1329000 | 310
2007 | 17833 | 2161 | 1 | 11 | 1980 | OP | EK |  |  | 1071 | 12 |  |  |  | 3.9 |  |  |  | 99.6 | 9 | 104500 | 320
2007 | 17833 | 2161 | 5 | 5 | 1970 | OP | EK |  |  | 241 | 12 |  |  |  | 3.9 |  |  |  | 99.2 | 65 | 344000 | 320
2007 | 39 | 2529 | 4 | 5 | 1974 | SC | EK |  |  |  | 28 |  |  |  | 1 |  |  |  | 99.5 | 17 | 133000 | 350
2007 | 22122 | 2531 | 1 | 8 | 1975 | SC | EK |  |  |  | 28 |  |  |  | 1 |  |  |  | 99.5 | 17 | 133000 | 350
2007 | 22122 | 2531 | 2 | 8 | 1975 | SC | EK |  |  |  | 28 |  |  |  | 1 |  |  |  | 99.5 | 17 | 133000 | 350
2007 | 13168 | 2549 | 65 | 6 | 1973 | OP | EK |  |  | 3750 | 8 |  |  |  | 1.7 |  |  |  | 99.5 | 31 | 500000 | 310
2007 | 13168 | 2549 | 68 | 6 | 1973 | OP | EW |  |  | 7200 | 8 |  |  |  | 1.7 |  |  |  | 99.5 | 94 | 1380000 | 650
2007 | 13923 | 2594 | 6 | 7 | 1980 | OP | EK |  |  | 12663 |  |  | 0.1 |  |  |  | 0.8 |  | 98.5 | 334 | 2310000 | 282
2007 | 16183 | 2642 | 1 | 11 | 1948 | OP | EK |  |  | 143 | 10 |  |  |  | 2.4 |  |  |  | 97.5 | 200 | 200000 | 300
2007 | 3046 | 2708 | 5 | 11 | 1999 | OP | EK |  |  | 7150 | 16 |  |  |  | 0.7 |  |  |  | 99.7 | 35 | 536000 | 275
2007 | 13781 | 6090 | 1 | 5 | 1976 | OP | WS | OT |  |  | 9 |  |  |  | 1
2007 | 14232 | 6098 | BP | 12 | 2007 | OP | BP |  |  | 19750 |  | 10.2 |  |  |  | 0.8 |  |  | 99.8 | 50 | 2100000 | 340
2007 | 19323 | 6146 | 2 | 5 | 1978 | OP | EC |  |  | 19460 | 8 |  |  |  | 0.9 |  |  |  | 99.4 | 750 | 3740000 | 355
2007 | 19323 | 6147 | 1 | 12 | 1974 | OP | EC | BS |  | 8990 | 14 |  |  |  | 0.6 |  |  |  | 99 | 1700 | 2300000 | 335
2007 | 19436 | 6155 | 2 | 6 | 1977 | OP | EC |  |  | 15664 | 19 |  |  |  | 1 |  |  |  | 99.6 | 148 | 2030000 | 270
2007 | 20847 | 6170 | 1 | 6 | 1980 | OP | EC |  |  | 35745 | 5 | 10 |  |  | 0.2 | 0.7 |  |  | 99.7 | 187 | 4000000 | 280
2007 | 5517 | 892 | 2 | 6 | 1972 | OP | EC |  |  | 2690 | 10.6 |  |  |  | 3.8 |  |  |  | 99 | 392 | 750000 | 335
2007 | 9273 | 990 | 50 | 6 | 1969 | OP | EC |  |  | 4516 | 7 | 13 |  |  | 2 | 4 |  |  | 99 | 28 | 392000 | 293
2007 | 3599 | 992 | 12 | 6 | 1937 | OP | EH |  |  |  | 8.6 |  |  |  | 1.2 |  |  |  | 97 | 39 | 168531 | 438
2007 | 13756 | 995 | 7 | 6 | 1980 | OP | EK |  |  | 16071 | 12 |  |  |  | 3.2 |  |  |  | 99.5 | 45 | 800000 | 305
2007 | 13756 | 996 | 11 | 5 | 1970 | SC | EC |  |  | 401 | 15 |  |  |  | 4.7 |  |  |  | 99.4 | 45 | 410000 | 290
2007 | 13756 | 996 | 4 | 1 | 1968 | SC | EC |  |  | 650 | 15 |  |  |  | 4.7 |  |  |  | 99.4 | 45 | 410000 | 290
2007 | 15470 | 1004 | 7-1 | 8 | 1973 | OP | EK |  |  | 916 | 7.4 | 15.4 |  |  | 3.4 |  |  |  | 98 | 260 | 250000 | 320
2007 | 9417 | 1058 | 5 | 4 | 1973 | OP | EK |  |  | 650 | 9 |  |  |  | 2 |  |  |  | 100 | 17 | 198479 | 397
2007 | 9417 | 1073 | 2 | 1 | 1978 | OP | EK |  |  | 2000 | 9 |  |  |  | 2 |  |  |  | 95 | 24 | 140000 | 340
2007 | 12341 | 1082 | 1 | 6 | 1973 | OP | EW |  |  | 1385 | 7 |  | 0.5 |  | 0.7 |  | 0.5 |  | 99.2 | 21 | 286000 | 700
2007 | 12341 | 1091 | 3 | 12 | 1975 | OP | EK |  |  | 21000 | 9.6 |  |  |  | 0.7 |  |  |  | 99.6 | 167 | 2084000 | 254
2007 | 13143 | 1167 | 8 | 4 | 1999 | OP | EK |  |  | 3242 | 13.5 | 13.5 |  |  | 3.5 | 3.5 |  |  | 99.7 | 17 | 306000 | 338
2007 | 14645 | 1175 | 7 | 7 | 1972 | OP | EK | MC |  |  | 5 |  |  |  | 3 |  |  |  | 95 | 12.9 | 190000 | 500
2007 | 4363 | 1217 | 1 | 7 | 1975 | OP | EK | MC |  | 772 | 20 |  |  |  | 2 |  |  |  | 96 | 83 | 179000 | 450
2007 | 9996 | 1295 | 2 | 5 | 1992 | OP | EK |  |  | 8000 | 3 | 16 | 0.1 |  | 3.6 |  | 0.5 |  | 99.9 | 17 | 34000 | 325
2007 | 10171 | 1356 | 1 | 12 | 1973 | OP | EK |  |  | 5256 | 11 |  |  |  | 3.2 |  | 0.2 |  | 99.2 | 400 | 1900000 | 300
2007 | 10171 | 1357 | 4 | 12 | 1973 | OP | EK |  |  | 300 | 18 |  |  |  | 1 |  |  |  | 98.5 | 84 | 336000 | 325
2007 | 10171 | 1360 | 3 | 5 | 1975 | OS | EK |  |  |  | 19 |  |  |  | 1 |  |  |  | 98.5 | 29 | 160000 | 285
2007 | 11249 | 1364 | 4 | 9 | 1982 | OP | EK |  |  | 2629 | 18.5 | 9 |  |  | 5.1 | 3.5 |  |  | 99.6 | 384 | 2100000 | 300
2007 | 195 | 7 | 1 | 5 | 1974 | OP | EK |  |  | 3686 | 4 | 15 |  |  | 0.5 | 2.5 |  |  | 99.7 | 23 | 300000 | 315
2007 | 195 | 8 | 8 | 6 | 1976 | OP | EW |  |  | 2301 | 13 |  |  |  | 1 | 2.5 |  |  | 99.4 | 25 | 622048 | 635
2007 | 18642 | 47 | 4 | 1 | 1991 | OP | EK |  |  | 1983 | 12 | 15 |  |  | 0.6 | 2.5 |  |  | 99.5 | 579 | 906000 | 345
2007 | 189 | 56 | 2 | 3 | 1979 | OP | EW |  |  | 4546 | 12 |  |  |  | 1.9 |  | 0.4 |  | 99.5 | 190 | 1353000 | 775
2007 | 22380 | 546 | 5 | 6 | 1954 | OP | EK |  |  | 260 | 10 |  | 0.1 |  | 1 |  | 0.3 |  | 97 | 18 | 360000 | 290
2007 | 13922 | 548 | 1 | 6 | 1960 | OP | EK |  |  | 800 | 10 | [5 empty] | 1 | 1 | 99 | 2 | 560000 | 280
2007 | 15452 | 568 | BHP3 | 8 | 1968 | OP | EK |  |  | 1243 | 6.7 |  |  |  | 0.5 |  | 1 |  | 99.5 | 111 | 1347977 | 287
2007 | 54899 | 599 | 3 | 9 | 1975 | OP | MC |  |  | 60 |  |  | 1 |  |  |  | 2 | 3 | 80 | 150 | 348050 | 310
2007 | 6452 | 610 | PCU5 | 6 | 1954 | OP | MC |  |  | 85 | [8 empty] | 88 | 9 | 409000 | 275
2007 | 6452 | 610 | PCU6 | 6 | 1955 | OP | MC |  |  | 101 | [8 empty] | 88 | 15 | 435000 | 275
2007 | 6455 | 628 | 1 | 6 | 1979 | OP | EK |  |  | 8092 | 10 | 11 |  |  | 1 | 1.3 |  |  | 99.5 | 170 | 1415000 | 292
2007 | 7801 | 641 | 6A | 6 | 1994 | OP | EK |  |  | 11538 | 7 | 14 |  |  | 0.7 | 3.2 |  |  | 99.6 | 156 | 1325820 | 340
2007 | 7801 | 642 | 1 | 11 | 1974 | OP | EK |  |  | 1042 | 11 | 14 |  |  | 0.5 | 3.5 |  |  | 99.8 | 13 | 190600 | 289
2007 | 6616 | 658 | 7 | 6 | 1963 | OP | MC |  |  | 750 | [6 empty] | 0.7 |  | 91 | 38 | 77100 | 311
2007 | 6909 | 663 | P2 | 7 | 1981 | OP | EW |  |  | 5000 | 8 |  | 0.1 |  | 0.7 |  | 0.5 |  | 99.5 | 80 | 66000 | 650
2007 | 7140 | 703 | 2D | 1 | 1981 | OP | EK |  |  | 1626 | 16 |  |  |  | 2 |  |  |  | 98.7 |  | 913900 | 340
2007 | 7140 | 703 | 3A | 12 | 1974 | OP | EK |  |  | 660 | 16 |  |  |  | 2 |  |  |  | 99 |  | 1465000 | 250
2007 | 7140 | 728 | Y2EP | 9 | 1968 | OP | EK |  |  | 665 | 16 |  |  |  | 0.7 |  |  |  | 98.3 | 340 | 420000 | 300
2007 | 4538 | 753 | BH01 | 6 | 1975 | OP | BR |  |  | 377 | 10 |  |  |  | 0.9 |  |  |  | 99 | 9 | 65492 | 308
2007 | 55952 | 56707 | SD502 | 7 | 2008 | CO | BP | [13 empty] | 111440 | 355
2007 | 30002 | 50398 | 13 | 10 | 1981 | OP | EW |  |  | 6822 | 10 |  |  |  | 1.8 |  | 3 |  | 99.8 | 17 | 232000 | 360
2007 | 16190 | 50406 | ESP2 | 6 | 1990 | OP | EC |  |  | 900 |  |  | 0.1 |  |  |  | 2 |  | 99.5 |  | 310730 | 400
2007 | 16719 | 50438 | 4PB | 6 | 1986 | OP | EK |  |  | 2800 | 9.3 |  |  |  | 1.5 |  |  |  | 99.9 | 9.7 | 171370 | 197
2007 | 2522 | 50466 | 2BB | 6 | 1981 | OP | WS |  |  | 418 | [8 empty] | 95 | 38 | 263815 | 155
2007 | 470 | 50472 | BGHS3 | 8 | 1996 | OP | BR |  |  | 3826 | [8 empty] | 100 | 0.5 | 276600 | 300
2007 | 470 | 50472 | PRCIP2 | 8 | 1981 | OP | EH |  |  | 2000 | [8 empty] | 99.7 | 0.16 | 134800 | 290
2007 | 14369 | 50476 | C7 | 11 | 1994 | OP | MC | EK |  |  | 7.8 |  |  |  | 2.3 |  |  |  | 96.5 | 33 | 328000 | 385
2007 | 5610 | 50481 | 253-27 | 6 | 1993 | OP | EK |  |  | 5000 | 10 |  |  |  | 1.4 |  |  |  | 99.9 | 11 | 235000 | 315
2007 | 5610 | 50481 | 253-29 | 6 | 1994 | OP | EK |  |  | 5000 | 10 |  |  |  | 1.4 |  |  |  | 99.9 | 11 | 235000 | 315
2007 | 5610 | 50481 | 83-19 | 6 | 1974 | OP | EK | [14 empty] | 450
2007 | 19365 | 50482 | WS4 | 6 | 1984 | OP | WS | [11 empty] | 95 | 95 | 150000 | 158
2007 | 4172 | 50560 | EP101 | 6 | 1986 | OP | EK |  |  | 2298 | [8 empty] | 96 | 6 | 220000 | 400
2007 | 4498 | 50632 | BP1 | 1 | 1989 | OP | BP | [11 empty] | 99 | 2.5 | 116711 | 260
2007 | 16653 | 50639 | 9ESP | 12 | 1980 | OP | EK |  |  | 2600 | 9 |  |  |  | 0.9 |  |  |  | 98 | 11 | 213800 | 380
2007 | 4484 | 50649 | BH1 | 4 | 1989 | OP | BP | [11 empty] | 99.5 | 0.2 | 70680 | 270
2007 | 49760 | 50657 | APC2 | 8 | 1995 | OP | BR | [11 empty] | 99.6 | 1 | 172141 | 285
2007 | 4487 | 50662 | BGHS3 | 2 | 1995 | OP | BP | [11 empty] | 99.6 | 0 | 93327 | 285
2007 | 4427 | 50664 | SE103 | 5 | 1989 | OP | BP | [11 empty] | 99.9 | 2 | 37000 | 290
2007 | 3836 | 50736 | BH1 | 11 | 1991 | OP | BR |  |  | 2000 | [8 empty] | 99.3 | 10 | 192605 | 375
2007 | 15085 | 50739 | 0100 | 12 | 1984 | OP | EW | MC |  | 1200 | [8 empty] | 97.9 | 814 | 178000 | 350
2007 | 19781 | 50770 | FGPC1 | 12 | 1988 | OP | MC | EK
2007 | 54827 | 50774 | EP1 | 7 | 1995 | OP | EK |  |  | 1125 | [8 empty] | 99.9 | 23 | 130000 | 325
2007 | 20505 | 50804 | PB04P | 6 | 1990 | OP | EW |  |  | 2000 | [6 empty] | 0.5 |  | 99 | 54.9 | 342000 | 360
2007 | 18162 | 50806 | RBFESP | 12 | 1974 | OP | EW | [5 empty] | 0 |  |  |  | 0.5 | 3.5 | 99.7 | 20 | 310000 | 374
2007 | 11169 | 54562 | 8 | 6 | 1976 | OP | MC | WS |  | 334 | [8 empty] | 95 | 8 | 94530 | 137
2007 | 49969 | 54587 | ESP1 | 1 | 1972 | OP | EW |  |  | 4000 | [8 empty] | 99.9 | 38.8 | 160000 | 442
2007 | 9210 | 54656 | PB1 | 6 | 1997 | OP | WS |  |  | 1700 |  |  | 0.1 |  |  |  | 2.1 |  | 76 | 2 | 43200 | 138
2007 | 17718 | 6194 | 172P | 4 | 1985 | OP | BR |  |  | 13843 | 5 |  |  |  | 0.5 |  |  |  | 98.6 | 509 | 2500000 | 270
2007 | 9267 | 6213 | 1EP | 2 | 1982 | OP | EK |  |  | 11927 | 11.1 |  |  |  | 4.2 |  |  |  | 99.9 | 0 | 1848974 | 280
2007 | 5416 | 2727 | 3 | 5 | 1969 | RE | EK |  |  | 689 | 20 |  |  |  | 0.8 | 3 | 0.2 | 0.5 | 99.7 | 125 | 1615200 | 256
2007 | 5416 | 2732 | 7 | 3 | 1973 | OP | EW |  |  | 48191 | 20 |  |  |  | 0.5 | 3 | 0.2 | 0.5 | 99 | 83 | 173850 | 285
2007 | 12658 | 2823 | ESP1 | 6 | 1975 | OP | EK |  |  | 4600 | 9 |  |  |  | 0.7 |  |  |  | 99 | 177 | 1700000 | 385
2007 | 3542 | 2830 | 5B | 6 | 1976 | OP | EC |  |  | 5654 | 18 |  |  |  | 1 |  |  |  | 99.5 | 102 | 875000 | 250
2007 | 20508 | 50900 | P7 | 6 | 1970 | OP | EK |  |  | 500 | 12 |  |  |  | 2 |  |  |  | 99 |  | 73000 | 400
2007 | 49801 | 50933 | ESP | 7 | 1990 | OP | EW |  |  | 3715 | 4.9 | 7.3 |  |  | 0.9 | 2 |  |  | 95.9 | 31 | 110000 | 320
2007 | 49801 | 50933 | MC4 | 6 | 1972 | RE | MC |  |  |  | 5 | 8 |  |  | 0.6 | 1 |  |  | 70 | 144 | 200000 | 460
2007 | 23931 | 50956 | BFB | 6 | 1999 | OP | EK |  |  | 6700 | [8 empty] | 99.2 | 88 | 230000 | 330
2007 | 4440 | 50960 | BH3 | 2 | 1994 | OP | BP |  |  | 2975 | [8 empty] | 99.6 | 1 | 143000 | 285
2007 | 22218 | 52072 | ESP1 | 6 | 1978 | SC | EK |  |  | 250 |  |  |  |  | 1 | 1.5 |  |  | 99 | 14 | 107000 | 350
2007 | 8009 | 52140 | RF1WS | 3 | 1998 | OP | WS |  |  | 947 |  |  | 0.8 |  |  |  | 0.8 |  | 91 | 29 | 37286 | 179
2007 | 9424 | 52151 | PB1 | 4 | 1984 | OP | MC | EW |  | 4630 | 12 |  | 0.1 |  | 0.8 |  | 2.1 |  | 99.2 | 11 | 110000 | 335
2007 | 9424 | 52151 | RF2 | 4 | 1991 | OP | EW |  |  | 7090 |  |  | 0.1 |  |  |  | 2.1 |  | 99.7 | 32 | 250000 | 395
2007 | 9348 | 52152 | 5ESP | 6 | 1986 | OP | EK | MC |  | 2939 | 9 |  |  |  | 0.8 |  |  |  | 99.9 | 1 | 84542 | 306
2007 | 9348 | 52152 | 6ESP | 6 | 1968 | OP | MC | EK |  | 1843 | 9 |  |  |  | 0.8 |  |  |  | 99.7 | 8 | 166644 | 330
2007 | 55740 | 54081 | 2A | 5 | 1992 | OP | BP |  |  | 1150 | 11 | 11 |  |  | 1 | 1 |  |  | 99.8 | 2 | 110000 | 190
2007 | 55740 | 54081 | 4B | 8 | 1992 | OP | BP |  |  | 1150 | 11 | 11 |  |  | 1 | 1 |  |  | 99.8 | 3 | 120000 | 190
2007 | 9356 | 54090 | 6 | 6 | 1993 | OP | EW | [11 empty] | 99 | 27.1 | 360000 | 395
2007 | 54738 | 54098 | C01 | 6 | 1975 | OP | WS | [11 empty] | 80 |  | 73640 | 440
2007 | 9350 | 54099 | RBF1 | 6 | 1970 | OP | EK |  |  | 6000 | [6 empty] | 1.5 |  | 99.7 | 4 | 212000 | 400
2007 | 9382 | 54100 | PR0001 | 6 | 1982 | OP | EW |  |  | 3540 | [8 empty] | 99 | 90 | 350000 | 350
2007 | 7172 | 54101 | PB2 | 6 | 1999 | OP | WS |  |  | 5000 | 10 |  | 1.5 |  | 1.5 |  | 3 |  | 91 | 241 | 240000 | 150
2007 | 5262 | 54104 | PB1WPT | 5 | 2007 | OP | EH |  |  | 5800 | [6 empty] | 1 |  | 93 | 16 | 167110 | 158
2007 | 3593 | 55076 | BH1 | 3 | 2002 | OP | BR |  |  | 6421 | 29.3 |  |  |  | 0.8 |  |  |  | 99.5 | 37 | 859500 | 310
2007 | 19145 | 55245 | 4 | 6 | 1956 | OP | EW |  |  | 2200000 | 7 | 8 |  |  | 2.4 | 3 |  |  | 98 | 0 | 190000 | 182
2007 | 24211 | 8223 | 3 | 7 | 2006 | OP | BP |  |  |  | 4.4 |  | 0.3 |  | 0.2 |  |  |  |  | 4
2007 | 12653 | 1572 | 1 | 6 | 1979 | OP | EK | WS |  | 22965 | 12 | 12 |  |  | 2.8 | 2.8 |  |  | 98 | 65 | 492000 | 245
2007 | 17465 | 10017 | PB08WS
2007 | 31719 | 1507 | 4B | 1 | 1978 | OP | EK |  |  | 4896 | [8 empty] | 95 | 57 | 1112000 | 285
2007 | 4161 | 1552 | 1 | 7 | 1983 | OP | BR |  |  | 15000 | 12 |  | 0.1 |  | 2.5 |  |  |  | 99 | 117 | 835000 | 300
2007 | 6541 | 56708 | F3201 | 6 | 2009 | CO | BP |  |  | 2500 |  |  |  | 0.1 |  |  |  | 6.5 | 95 | 51 | 485682 | 150
2007 | 6541 | 56708 | F3202 | 6 | 2009 | CO | BP |  |  | 2500 |  |  |  | 0.1 |  |  |  | 6.5 | 95 | 51 | 485682 | 150
2007 | 3258 | 1218 | CE1 | 11 | 1974 | OP | EK |  |  | 575 | 12 | 12 |  |  | 2 | 2 |  |  | 92 | 59 | 115000 | 330
2007 | 3258 | 1218 | CE2 | 10 | 1974 | OP | EC |  |  | 728 | 12 | 12 |  |  | 2 | 2 |  |  | 92 | 86 | 175000 | 320
2007 | 21461 | 1599 | 2 | 2 | 1976 | OP | EK |  |  | 7377 |  |  | 0.1 |  |  |  | 0.5 | 2.6 | 95 | 119 | 2000000 | 300
2007 | 23279 | 1570 | 11 | 6 | 1972 | OP | EK |  |  | 7500 | 20 |  |  |  | 1 |  |  |  | 99.5 | 78 | 270000 | 305
2007 | 11249 | 6071 | 2-3 | 6 | 2010 | CO | EK |  |  | 55 |  | 11.9 |  |  |  | 2.7 |  |  | 92 | 24 | 1957847 | 133
2007 | 15470 | 1008 | 4A | 4 | 2008 | CO | BP |  |  | 26530 |  | 12 |  |  |  | 2.7 |  |  | 99.9 | 23 | 641000 | 284
2007 | 11249 | 6071 | 2-1 | 6 | 2010 | CO | EK |  |  | 25.1 |  | 11.9 |  |  |  | 2.7 |  |  | 97.5 | 2040 | 2341642 | 308
2007 | 19323 | 6180 | 1 | 10 | 2009 | CO | BP |  |  |  |  | 13.4 |  |  |  | 1 |  |  | 99.9 | 98 | 3556312 | 321
2007 | 20541 | 10503 | ESPB | 2 | 1992 | OP | EC | SC |  | 1500 | [8 empty] | 99 | 0.2 | 98000 | 280
2007 | 56174 | 10511 | 6 | 6 | 1974 | OP | OT |  |  | 800 | [8 empty] | 99 | 3.7 | 30000 | 100
2007 | 56174 | 10511 | 7 | 6 | 1974 | OP | OT |  |  | 800 | [8 empty] | 99 | 3.7 | 30000 | 100
2007 | 3837 | 10525 | 3A | 10 | 1990 | OP | MC | EK |  | 4371 | [8 empty] | 99.7 |  | 251994 | 324
2007 | 8286 | 10604 | SCBR12 | 6 | 1988 | OP | WS |  |  | 1000 | 12.5 |  | 0.1 |  | 0.5 |  | 0.1 |  |  | 91 | 240541 | 156
2007 | 4580 | 10606 | 10A | 5 | 1985 | OP | WS |  |  | 2133 | [8 empty] | 97 | 41 | 276919 | 150
2007 | 7166 | 10610 | ESP CB | 7 | 1979 | OP | EW
2007 | 50129 | 10612 | RB2ESP | 5 | 2001 | OP | EW |  |  | 10000 | [8 empty] | 99.9 | 16 | 420895 | 444
2007 | 2565 | 10652 | ESP2 | 12 | 1989 | OP | EW |  |  | 1700 | [8 empty] | 99.6 | 2 | 119325 | 350
2007 | 23279 | 3944 | 2 | 12 | 1973 | OP | EK | WS |  | 13338 | 8 | 16 |  |  | 2.5 | 4.5 |  |  | 99.5 | 313 | 2060000 | 270
2007 | 14006 | 3947 | 3 | 4 | 1978 | OP | EK |  |  | 17388 |  |  |  |  | 1 | 6 |  |  | 99.4 | 108 | 835000 | 360
2007 | 14006 | 3948 | 2 | 8 | 1978 | OP | EK |  |  | 38275 |  |  |  |  | 1 | 6 |  |  | 99.7 | 129 | 3000000 | 370
2007 | 20847 | 4042 | 4B | 7 | 1995 | OP | BP |  |  | 4621 | 6 | 10 |  |  | 1.5 | 3 |  |  | 99.8 | 12 | 400000 | 310
2007 | 20856 | 4050 | 4 | 5 | 1969 | OP | EC |  |  | 610 | 8.3 |  |  |  | 3.3 |  | 0.5 |  | 99 | 148 | 864000 | 275
2007 | 20856 | 4057 | 1 | 1 | 1973 | OS | EC |  |  | 2681 | 10.7 |  |  |  | 2.5 |  | 0.5 |  | 95.3 | 89 | 344720 | 321
2007 | 20860 | 4072 | 4 | 6 | 1955 | RE | EC |  |  | 1836 | 9.1 |  |  |  | 2.3 |  |  |  | 98.7 | 109 | 162800 | 335
2007 | 12298 | 4127 | c24 | 8 | 1976 | OP | BP |  |  | 500 | 5.3 |  |  |  | 0.7 |  |  |  | 92 | 3 | 76846 | 326
2007 | 4716 | 4140 | E3 | 6 | 1974 | OP | EK |  |  | 983 | 10 |  |  |  | 3 |  |  |  | 99.5 | 60 | 100000 | 330
2007 | 4716 | 4140 | E4 | 6 | 1974 | OP | EK |  |  | 1600 | 10 |  |  |  | 3 |  |  |  | 99.5 | 160 | 190000 | 330
2007 | 4716 | 4143 | E1 | 7 | 1969 | OP | EC |  |  | 811 | 10 |  |  |  | 3 |  |  |  | 99 | 900 | 985000 | 270
2007 | 14354 | 4158 | PR43 | 11 | 1976 | OP | EK |  |  | 14416 | 16 |  | 0.1 |  | 0.4 |  | 0.3 |  | 99.3 | 66 | 1320000 | 268
2007 | 5580 | 6041 | 4 | 4 | 2009 | PL | BP |  |  | 20000 | 20 |  |  |  | 4.5 |  |  |  | 99 | 37.5 | 1270000 | 195
2007 | 7140 | 6052 | 1 | 12 | 1976 | OP | EC |  |  | 2331 | 4 | 20 |  |  | 0.7 | 4.5 |  |  | 99.1 | 12 | 3070000 | 315
2007 | 13756 | 6085 | 17 | 4 | 1983 | OP | EK |  |  | 18876 | 10.3 |  |  |  | 3.6 |  |  |  | 99.7 | 95 | 1700000 | 300
2007 | 3046 | 6250 | 1A | 3 | 1983 | OP | EW |  |  | 10812 | 16 |  |  |  | 0.6 |  |  |  | 99.6 | 180 | 958000 | 715
2007 | 7140 | 6257 | 1 | 3 | 1982 | OP | EW |  |  | 22784 | 11 |  |  |  | 0.6 |  |  |  | 99.3 | 203 | 5924000 | 824
2007 | 1307 | 6469 | BH2 | 7 | 1986 | OP | BR |  |  | 26508 | 5.2 | 9.6 |  |  | 0.4 | 1.2 | 0.3 |  | 99.7 | 210 | 1894380 | 155
2007 | 12341 | 6664 | 104 | 10 | 1983 | OP | EW |  |  | 54646 | 6.1 |  |  |  | 0.3 |  |  |  | 99.8 | 268 | 4400000 | 750
2007 | 261 | 6705 | 3 | 6 | 1973 | OP | EW |  |  | 8693 | 10 |  |  |  | 3.2 |  |  |  | 98 | 216 | 688600 | 710
2007 | 15143 | 6761 | 101 | 4 | 1984 | OP | BR |  |  | 22046 | 4.9 | 6.1 | 0 | 0 | 0.2 | 0.4 | 0.2 | 0.3 | 99.9 | 80 | 1200000 | 190
2007 | 19876 | 7213 | 1 | 1 | 1995 | OP | BR |  |  | 9216 | 5.5 | 13 |  |  | 0.5 | 2 |  |  | 99.9 | 81 | 795000 | 280
2007 | 19876 | 7213 | 2 | 3 | 1996 | OP | BR |  |  | 9548 | 5.5 | 13 |  |  | 0.5 | 2 |  |  | 99.9 | 81 | 795000 | 280
2007 | 40577 | 7286 | 3 | 3 | 1973 | OP | EK |  |  | 1359 | 6 | 20 |  |  | 3 | 6 |  |  | 98.5 | 43 | 300000 | 300
2007 | 15472 | 8002 | 1 | 6 | 1974 | OP | EW |  |  | 5255 |  |  | 0.1 |  |  |  | 2 |  | 93 | 73 | 1714000 | 510
2007 | 5511 | 8006 | 2 | 9 | 1972 | OP | MC |  |  | 2005 |  |  | 0.2 |  |  |  | 3 |  | 85 | 243 | 1491000 | 280
2007 | 9434 | 54201 | DC3 | 6 | 1973 | OP | MC |  |  |  | 18.6 |  |  |  | 4.5 |  |  |  | 90 | 182 | 91280 | 375
2007 | 9434 | 54201 | DC7 | 6 | 1973 | OS | MC |  |  |  | 18.6 |  |  |  | 4.5 |  |  |  | 90 | 53 | 58972 | 400
2007 | 6811 | 54238 | N6453 | 12 | 1989 | OP | BP |  |  |  | 10.2 |  |  |  | 0.4 |  |  |  | 99.9 | 2 | 90000 | 307
2007 | 1735 | 54304 | 1H | 12 | 1996 | OP | BR |  |  |  | 12 |  |  |  | 1 |  | 0.3 |  | 99.9 | 40 | 687237 | 150
2007 | 9353 | 54358 | PB3B | 6 | 1991 | OP | EK |  |  | 432 | [8 empty] | 99.5 | 31 | 280000 | 350
2007 | 9765 | 54414 | EP1 | 12 | 1978 | OP | EW |  |  | 2042 | 7.7 |  |  |  | 2.1 |  |  |  | 98.6 | 42 | 122500 | 390
2007 | 22048 | 54469 | ESP2 | 4 | 1986 | OP | EK | [11 empty] | 99 | 5.26 | 55000 | 365
2007 | 11169 | 54562 | 1 | 6 | 1976 | OP | MC | WS |  | 41 |  |  | 2 |  |  |  | 0.7 |  | 95 | 11 | 70746 | 141
2007 | 11169 | 54562 | 2 | 6 | 1976 | OP | MC | WS |  | 42 |  |  | 2 |  |  |  | 0.7 |  | 95 | 11 | 70746 | 141
2007 | 11169 | 54562 | 20NESP | 10 | 2004 | OP | EC |  |  | 3001 |  |  | 0.6 |  |  |  | 0.5 |  | 70 | 8 | 150000 | 150
2007 | 17465 | 10017 | RF04P | 6 | 1976 | OS | EC | [11 empty] | 9.7 | 87.1 | 400000 | 300
2007 | 5624 | 10025 | 13/14 | 6 | 1968 | OP | EW |  |  | 2101 | 6.5 |  |  |  | 1.7 |  |  |  | 95 | 35.8 | 181000 | 420
2007 | 142 | 10676 | 3 | 7 | 1987 | OP | EC | WS |  | 1250 | 7.2 |  |  |  | 2.5 |  |  |  | 99.6 | 31 | 146761 | 128
2007 | 2512 | 51000 | F100 | 9 | 1989 | OP | BP |  |  |  | 13.5 |  | 0.4 |  | 3 |  | 4.5 |  | 90 | 3.8 | 113000 | 290
2007 | 22199 | 50392 | 5 | 9 | 2004 | OP | BP |  |  | 4000 | 7.5 | 10.6 |  |  | 0.1 | 0.2 |  |  | 99.9 | 0.87 | 84214 | 413
2007 | 5033 | 50395 | 1 | 7 | 1975 | OP | MC | EK |  | 72 | 7 |  |  |  | 1.3 |  |  |  | 95.9 | 2.3 | 70000 | 340
2007 | 5033 | 50395 | 2 | 7 | 1975 | OP | MC | EK |  | 72 | 7 |  |  |  | 1.3 |  |  |  | 95.9 | 2.3 | 70000 | 340
2007 | 16294 | 50396 | 2 | 6 | 1974 | OP | MC | WS | [10 empty] | 85.3 | 0 | 137500 | 445
2007 | 14310 | 50397 | C36 | 4 | 1974 | OP | EH |  |  |  | 7.5 |  |  |  | 2.2 |  | 1.8 |  | 99.3 |  | 227577 | 330
2007 | 56099 | 10840 | U-2 | 1 | 1994 | OP |  | BP |  | 500 | [8 empty] | 98.8 | 1 | 95319 | 350
2007 | 772 | 10860 | ESP345 | 1 | 1985 | OP | EK |  |  |  | 15 |  |  |  | 0.7 |  |  |  | 90 | 168 | 196500 | 410
2007 | 13781 | 10867 | BH2 | 1 | 1989 | OP | BP |  |  |  | 10.6 |  |  |  | 4.9 |  |  |  | 99.9 | 24 | 85000 | 280
2007 | 14344 | 50049 | B | 6 | 1989 | OP | EW | [11 empty] | 97.9 | 6.4 | 127624 | 350
2007 | 14344 | 50049 | C | 6 | 1989 | OP | EW | [11 empty] | 97 | 6.4 | 127624 | 350
2007 | 6036 | 50051 | BH B | 11 | 1987 | OP | BP |  |  | 798 | [8 empty] | 99.8 | 4 | 61950 | 330
2007 | 17164 | 50111 | FGPC1 | 10 | 1989 | OP | MC | EK | [10 empty] | 97.9 | 10 | 172000 | 350
2007 | 55903 | 50189 | ESP1CB | 6 | 1993 | RE | EW | BP | MC |  | 6.5 |  | 0.1 |  | 0.8 |  | 2.1 |  | 99.5 | 114 |  | 500
2007 | 21128 | 50215 | BAG2 | 6 | 1989 | OP | BP | [9 empty] | 0.3 | 0.3 | 99.8 | 2.32 | 99950 | 309
2007 | 15824 | 50225 | 1FG2A | 10 | 1988 | OP | EC |  |  | 1078 | [8 empty] | 99.1 | 0.4 | 65817 | 304
2007 | 20666 | 50232 | WS1 | 9 | 1978 | OP | WS |  |  | 329 | [8 empty] | 95 | 20 | 103000 | 159
2007 | 15526 | 50240 | BLR2 | 6 | 1965 | OP | EK |  |  |  | 8.2 |  |  |  | 1.2 |  |  |  | 98 | 15 | 127262 | 325
2007 | 15526 | 50240 | BLR5 | 10 | 1991 | OP | BP |  |  | 2500 | 12 |  |  |  | 4.5 |  |  |  | 99.9 | 2 | 119657 | 350
2007 | 9384 | 50245 | RB3 | 6 | 1990 | OP | EC | [11 empty] | 99.8 | 18.1 | 390000 | 365
2007 | 9401 | 50250 | 1RB | 6 | 1975 | OP | EK |  |  | 860 | [8 empty] | 99.8 | 37.4 | 355000 | 370
2007 | 9401 | 50250 | 3PB | 6 | 1981 | OP | MC | WS |  |  | 10 |  |  |  | 4 |  |  |  | 99.3 | 11.3 | 65100 | 168
2007 | 9401 | 50250 | 4PB | 6 | 1981 | OP | MC | WS |  | 405 | 10 |  |  |  | 4 |  |  |  | 98.5 | 48.7 | 253875 | 157
2007 | 14465 | 50275 | EK2 | 6 | 1978 | OP | EK |  |  | 1041 | 10 |  |  |  | 1 |  |  |  | 99.6 | 24 | 100000 | 258
2007 | 50097 | 50282 | P1 | 11 | 1972 | OP | EK
2007 | 50097 | 50282 | P25 | 11 | 1968 | OP | EC |  |  |  | 10.8 |  |  |  | 2
2007 | 14362 | 50296 | R1PPT | 8 | 1991 | OP | EW |  |  | 5000 | [8 empty] | 99.7 |  | 180000 | 400
2007 | 40430 | 50305 | K19 | 6 | 1962 | OP | BR |  |  |  | 8.9 |  |  |  | 3.6 |  |  |  | 99.9 | 6 | 93130 | 331
2007 | 22200 | 50308 | BH8 | 4 | 2004 | CO | BP |  |  |  | 7.9 |  |  |  | 0.2 |  |  |  | 99.7 | 2.2 | 94843 | 404
2007 | 12647 | 10686 | ESP6 | 1 | 1980 | OP | EK |  |  |  | 9.1 |  |  |  | 0.7 |  |  |  | 99 | 18 | 242399 | 394
2007 | 3103 | 10729 | PCRGBH | 1 | 1984 | OP | BR |  |  |  | 7 |  |  |  | 1.4 |  |  |  | 99.5 | 6 | 70000 | 305
2007 | 570 | 10746 | BH5 | 6 | 1991 | OP | BP | [11 empty] | 99.9 | 0.5 | 130000 | 275
2007 | 50006 | 10795 | DC3 | 1 | 1966 | OP | MC |  |  | 250 | 8 |  |  |  | 2.1 |  |  |  | 98 | 12 | 143000 | 390
2007 | 55989 | 10837 | BH1 | 8 | 1989 | OP | BP |  |  | 1000 | [8 empty] | 99.7 | 2.5 | 93000 | 350
2007 | 20541 | 50882 | FF1 | 7 | 1999 | OP | BS |  |  | 19368 | [8 empty] | 99.8 | 8 | 194876 | 275
2007 | 20541 | 50883 | FF2 | 2 | 1988 | OP | BS |  |  | 16000 | [8 empty] | 99.9 | 1 | 180000 | 300
2007 | 55871 | 50884 | 3 | 9 | 1998 | OP | BS | [11 empty] | 99.9 | 12 | 276175 | 300
2007 | 20541 | 50885 | FF1 | 1 | 1990 | OP | BP |  |  | 3000 | [8 empty] | 99.9 | 3 | 80000 | 250
2007 | 55995 | 56456 | FGP1 | 8 | 2010 | CO | BP |  |  | 2061 | 4.6 | 6 | 0 | 0.1 | 0.2 | 0.4 | 0.2 | 0.2 | 99.5 | 125 | 2064000 | 154
2007 | 20541 | 50887 | FF3 | 8 | 1991 | OP | BS |  |  | 3000 | [8 empty] | 99.7 | 25 | 192903 | 240
2007 | 6526 | 2837 | 2 | 4 | 1980 | OP | EK |  |  | 12766 | 14 |  |  |  | 0.4 | 5 |  |  | 99.6 | 75 | 620000 | 300
2007 | 4922 | 2848 | H-2 | 11 | 1972 | OP | EW |  |  | 838 | 14.7 |  |  |  | 0.9 |  |  |  | 99.5 | 18 | 105777 | 650
2007 | 4922 | 2848 | H-5 | 12 | 1972 | OP | EW |  |  | 862 | 14.7 |  |  |  | 0.9 |  |  |  | 99.5 | 18 | 103333 | 650
2007 | 50085 | 10062 | FF3 | 2 | 2000 | OP | BR |  |  | 12340 | [8 empty] | 92.6 | 2 | 150605 | 332
2007 | 55786 | 10111 | 9BH | 10 | 1987 | OP | BR |  |  | 1200 | 0.6 | 55 |  |  | 6 |  |  |  | 99.9 | 0 | 130022 | 259
2007 | 7392 | 10114 | A ESP | 6 | 1974 | OP | EW |  |  | 1300 | 12 |  |  |  | 2.5
2007 | 7392 | 10114 | B ESP | 6 | 1974 | OP | EW |  |  | 1300 | 12 |  |  |  | 2.5
2007 | 563 | 10151 | FGBH1B | 8 | 1992 | OP | BP |  |  |  | 48 |  |  |  | 6.1 |  |  |  | 99.5 | 17 | 236000 | 375
2007 | 55867 | 10208 | 10 | 6 | 1972 | OP | EW |  |  | 4100 | [7 empty] | 1 | 99.7 | 37.6 | 497000 | 486
2007 | 50133 | 10233 | RB | 6 | 1984 | OP | EW | [11 empty] | 99.9 | 11.3 | 557046 | 368
2007 | 23330 | 10250 | BP2 | 6 | 2005 | OP | BP |  |  | 10000 | [8 empty] | 99.9 | 0.15 | 65776 | 350
2007 | 55849 | 10252 | REC 2 | 11 | 2002 | OP | EW | [11 empty] | 99.7 | 25 | 400000 | 305
2007 | 10911 | 10321 | 3 | 7 | 1971 | RE | EK |  |  | 500 | 10 |  |  |  | 0.9 |  |  |  | 99.5 | 882 | 38000 | 404
2007 | 10911 | 10321 | 6 | 7 | 1971 | RE | EK |  |  | 500 | 10 |  |  |  | 0.9 |  |  |  | 99.5 | 882 | 38000 | 404
2007 | 12436 | 10328 | BH4 | 6 | 1993 | OP | BR |  |  |  | 14 | 16 |  |  | 3.5 | 3.5 |  |  | 99.3 | 2.5 | 153000 | 350
2007 | 3303 | 10333 | E40 | 6 | 1988 | OP | BR |  |  |  | 12.4 |  |  |  | 0.7 |  |  |  | 95 | 95 | 922000 | 400
2007 | 6589 | 10362 | PRECIP | 6 | 1979 | OP | EW |  |  |  | 10 | [7 empty] | 99 | 48 | 204046 | 627
2007 | 9628 | 10377 | 1B | 1 | 1988 | OP | BP |  |  | 670 | 11 |  |  |  | 1 |  |  |  | 99.8 | 1 | 75000 | 290
2007 | 54708 | 10379 | 1B | 8 | 1987 | OP | BP |  |  | 670 | 11 | 11 |  |  | 1 | 1 |  |  | 99.8 | 3 | 79000 | 320
2007 | 13695 | 10380 | B BH | 12 | 1985 | OS | BP |  |  |  | 7 |  |  |  | 1 |  |  |  | 99.9 | 1 | 43698 | 295
2007 | 1991 | 10486 | RBEP | 6 | 1970 | OP | EW |  |  | 7000 | [8 empty] | 99.9 | 13 | 300000 | 420
2007 | 1924 | 10488 | ESP | 1 | 1969 | OP | EW | [11 empty] | 97 | 123 | 499960 | 404
2007 | 1924 | 10488 | WS1 | 1 | 1969 | OP | WS | [11 empty] | 90 | 336 | 349890 | 150
2007 | 54784 | 10495 | ESP7 | 12 | 1990 | OP | EH |  |  | 4066 | 9 |  | 0.2 |  | 1 |  | 1 |  | 99 | 38 | 235524 | 339
2007 | 49756 | 856 | 3 | 6 | 1972 | OP | EC |  |  | 1024 | [8 empty] | 99 | 219 | 1210000 | 300
2007 | 520 | 864 | 03 | 4 | 1972 | OP | EK |  |  | 569 | 9.3 |  |  |  | 2.9 |  |  |  | 98 | 52 | 145000 | 390
2007 | 12384 | 883 | 8 | 1 | 1996 | OP | EK |  |  | 2431 | 8 |  |  |  | 0.7 |  |  |  | 99.7 | 54 | 1274247 | 275
2007 | 12384 | 886 | 19 | 3 | 1959 | OP | EK |  |  | 2492 | 8 |  |  |  | 0.7 |  |  |  | 98 | 209 | 1058000 | 290
2007 | 54888 | 298 | ESP1 | 10 | 1985 | OP | EK |  |  | 37411 | 10 | 37 |  |  | 0.3 | 3.1 |  |  | 99.9 | 236 | 3400000 | 295
2007 | 7977 | 2917 | 8 | 3 | 1976 | OP | EW |  |  | 1430 | 7.5 | 11.5 |  |  | 1 | 3 |  |  | 99 | 30 | 128000 | 350
2007 | 14194 | 2935 | 10 | 1 | 1987 | OP | EK |  |  | 0 | 15 |  |  |  | 3.6 |  |  |  | 98.5 | 11.1 | 94900 | 380
2007 | 14381 | 2936 | 5 | 11 | 1975 | OP | EK |  |  |  | 14 |  |  |  | 1 | 4 |  |  | 99 |  | 110000 | 326
2007 | 17235 | 3113 | 2 | 9 | 1987 | OP | EK |  |  | 12000 | 8.5 |  |  |  | 1.4 | 1.9 | 0.1 |  | 99.5 | 110 | 868000 | 266
2007 | 17235 | 3115 | 2 | 12 | 1974 | OP | EK |  |  | 1454 | 11.4 |  |  |  | 1.3 |  | 0.3 |  | 99 | 52 | 277000 | 291
2007 | 14165 | 3138 | 5 | 6 | 1977 | OP | EK |  |  | 6815 | 11 |  |  |  | 3.5 |  |  |  | 99 | 33 | 635000 | 292
2007 | 15466 | 469 | 3 | 2 | 1980 | OP | BR |  |  | 14079 | 5.1 |  |  |  | 0.5 |  |  |  | 99.9 | 28 | 825000 | 165
2007 | 18642 | 1379 | 9 | 4 | 1981 | OP | MC | BR |  | 8570 | 10 |  |  |  | 0.7 |  |  |  | 99.5 | 25 | 585000 | 325
2007 | 50018 | 1619 | 1 | 3 | 1981 | OP | EC |  |  | 8908 | 10 |  | 0.1 |  | 1.2 |  | 2.2 |  | 99.3 | 135 | 856000 | 350
2007 | 4254 | 1723 | 1 | 6 | 1974 | OP | EC |  |  | 2584 | 13 |  |  |  | 0.7 |  |  |  | 99 | 110 | 400000 | 285
2007 | 4254 | 1723 | 2 | 6 | 1974 | OP | EC |  |  | 2584 | 13 |  |  |  | 0.7 |  |  |  | 99 | 110 | 400000 | 285
2007 | 5109 | 1726 | 17 | 6 | 1951 | OS | EC | MC |  | 2545 | [8 empty] | 98 | 82 | 386000 | 320
2007 | 6526 | 2864 | 1 | 1 | 1971 | SB | EK |  |  | 1198 | 10.8 |  |  |  | 5.1 |  |  |  | 99 | 40 | 184000 | 400
2007 | 3046 | 2712 | 3B | 1 | 1979 | OP | EC |  |  | 9996 | 16 |  |  |  | 0.7 |  |  |  | 99.3 | 177 | 2760000 | 305
2007 | 3046 | 2712 | 4A | 9 | 1980 | OP | EW |  |  | 19568 | 19 |  |  |  | 0.7 |  |  |  | 99.7 | 147 | 2158400 | 770
2007 | 3046 | 2713 | 2 | 6 | 1975 | OP | EW |  |  | 3810 | 16 |  | 0.1 |  | 2.3 |  | 2.8 |  | 99.5 | 87 | 665000 | 640
2007 | 3046 | 2713 | 3 | 6 | 1972 | OP | EC |  |  | 12239 | 16 |  | 0.1 |  | 1.8 |  | 2.7 |  | 99.3 | 370 | 1500000 | 295
2007 | 3046 | 2716 | 3 | 10 | 1986 | OP | EK |  |  | 1149 | 13 |  |  |  | 0.7 |  |  |  | 99.3 | 111 | 330000 | 300
2007 | 5416 | 2720 | 7 | 6 | 1972 | OP | EW |  |  | 2369 | 20 |  |  |  | 0.5 | 3 | 0.2 | 0.5 | 99 | 43 | 167200 | 360
2007 | 924 | 2168 | ESP1 | 12 | 1983 | OP | EK |  |  | 9360 | 15 |  |  |  | 4 |  |  |  | 99.6 | 17 | 675000 | 350
2007 | 15298 | 2187 | 2 | 7 | 1968 | OP | EK |  |  | 586 | 4 | 5 |  |  | 0.2 | 0.3 |  |  | 96 | 437 | 669960 | 250
2007 | 14127 | 2291 | 1 | 6 | 1976 | OP | EC |  |  | 3298 | 9.3 |  |  |  | 0.9 |  |  |  | 99.1 | 1 | 289000 | 303
2007 | 13407 | 2324 | 3 | 7 | 1976 | OP | MC |  |  | 7558 | 5.9 |  |  |  | 0.5 |  |  |  | 75 | 30 | 397300 | 350
2007 | 13407 | 2324 | 4 | 7 | 1983 | OP | BR |  |  | 14246 | 8 |  |  |  | 0.9 |  |  |  | 99.6 | 61 | 1045000 | 350
2007 | 17609 | 2341 | 1 | 4 | 1971 | OP | EK |  |  | 2317 | 6.7 |  |  |  | 0.5 |  |  |  | 97 | 1130 | 2420000 | 260
2007 | 15472 | 2364 | 1 | 12 | 1960 | OP | EK |  |  | 426 | 10 |  |  |  | 2.5 |  |  |  | 90 | 149 | 329000 | 245
2007 | 15472 | 2364 | 2S | 10 | 1999 | OP | EK |  |  | 9200 | 5 | 10 |  |  | 0.5 | 2.8 |  |  | 96.7 | 53 | 885000 | 300
2007 | 15147 | 2408 | 1A | 6 | 1994 | OP | EC |  |  | 38941 | 10 |  |  |  | 1 |  |  |  | 99.8 | 90 | 1300000 | 285
2007 | 15147 | 2408 | 2A | 1 | 1992 | OP | EC |  |  | 38941 | 10 |  |  |  | 1 |  |  |  | 99.8 | 90 | 1300000 | 285
2007 | 803 | 2442 | 3 | 1 | 1972 | OP | WS |  |  | 8500 | 22.2 |  |  |  | 0.8 |  |  |  | 99.7 | 107 | 850000 | 121
2007 | 26751 | 2516 | 1 | 7 | 1976 | OP | EK |  |  | 7797 |  |  | 0.2 |  |  |  | 1 |  | 98 | 44 | 1020000 | 285
2007 | 6035 | 3159 | 1 | 12 | 1982 | OP | MC | EK | WS | 379 | 9.5 |  |  |  | 2.6 |  |  |  | 99 | 84 | 394200 | 128
2007 | 6035 | 3161 | 1 | 3 | 1981 | OP | MC | EK | WS | 1127 | 9.5 |  |  |  | 2.6 |  |  |  | 99 | 183 | 1050900 | 129
2007 | 6035 | 3161 | 2 | 12 | 1982 | OP | MC | EK | WS | 1115 | 9.5 |  |  |  | 2.6 |  |  |  | 99 | 178 | 1095000 | 131
2007 | 23279 | 3179 | 2 | 1 | 1970 | OP | EK |  |  | 6804 | 10 | 20 |  |  | 2 | 3.9 |  |  | 99 | 446 | 1733000 | 300
2007 | 5416 | 3264 | 3 | 6 | 1973 | OP | EW |  |  | 3508 | 20 |  |  |  | 0.5 | 3 | 0.2 | 0.5 | 99 | 141 | 248850 | 282
2007 | 17539 | 3287 | MCM4 | 1 | 1992 | OP | BR |  |  | 6602 | 10 |  |  |  | 1.5 |  | 0.2 |  | 99.9 | 34 | 515000 | 255
2007 | 17539 | 3297 | WAT2 | 6 | 1986 | OP | BR |  |  | 29000 | 10 |  |  |  | 1.5 |  |  |  | 99 | 743 | 1275000 | 255
2007 | 17543 | 3317 | 2 | 6 | 1966 | OP | EK |  |  | 543 | 5.5 | 10 |  |  | 1.5 | 2 |  |  | 98.5 | 528 | 1911400 | 300
2007 | 18642 | 3407 | 5 | 9 | 1976 | OP | MC | EK |  | 4286 | 15.5 |  |  |  | 0.9 |  |  |  | 99.9 | 18 | 700000 | 325
2007 | 18642 | 3407 | 6 | 7 | 1976 | OP | MC | EK |  | 4286 | 15.5 |  |  |  | 0.9 |  |  |  | 99.9 | 18 | 700000 | 325
2007 | 18642 | 3407 | 7 | 6 | 1976 | OP | MC | EK |  | 4286 | 15.5 |  |  |  | 0.9 |  |  |  | 99.9 | 18 | 700000 | 325
2007 | 54888 | 3470 | BAG7 | 5 | 1988 | OP | BR |  |  |  | 2.2 | 8.1 |  |  | 0.1 | 0.8 |  |  | 99.9 | 573 | 2500000 | 279
2007 | 14354 | 3644 | 2 | 9 | 1957 | OP | EK |  |  | 4538 | 7.9 |  |  |  | 0.8 |  |  |  | 98 | 68 | 455000 | 325
2007 | 733 | 3776 | 52 | 11 | 1974 | OP | EK |  |  | 2150 | 20 |  |  |  | 0.5 |  | 0.1 |  | 99.9 | 7 | 254000 | 313
2007 | 12588 | 3788 | 2 | 1 | 1978 | OP | EW |  |  | 8236 | 10 | 10 |  |  | 0.9 | 0.9 |  |  | 99.5 | 110 | 585000 | 252
2007 | 12588 | 3788 | 5 | 1 | 1978 | OP | EW |  |  | 8236 | 10 | 10 |  |  | 0.9 | 0.9 |  |  | 99.5 | 110 | 585000 | 252
2007 | 19876 | 3797 | 6 | 5 | 1987 | OP | EK |  |  | 29700 | 15 |  |  |  | 0.7 |  |  |  | 99.2 | 665 | 2210000 | 264
2007 | 19099 | 3845 | 1 | 6 | 2002 | OP | WS |  |  | 75500 | 14.8 |  | 0.1 |  | 1 |  | 0.5 |  | 85 | 578 | 2146313 | 137
2007 | 19099 | 3845 | PR21 | 6 | 1974 | OP | EK |  |  | 34500 | 18 |  | 0.1 |  | 0.6 |  | 0.3 |  | 99.3 | 578 | 2700000 | 300
2007 | 733 | 3935 | 1 | 4 | 1978 | OP | EK |  |  | 52211 | 20 |  |  |  | 0.8 |  |  |  | 99.8 | 321 | 3000000 | 370
2007 | 12647 | 1893 | BG2 | 5 | 1978 | OP | BR |  |  | 5800 | 16.5 |  |  |  | 2 |  |  |  | 99.7 | 30 | 348000 | 365
2007 | 12647 | 1897 | MC3 | 8 | 1987 | OP | MC |  |  | 0 | 9.1 |  |  |  | 0.9 |  |  |  | 83.3 | 1371 | 241000 | 325
2007 | 13781 | 1918 | CE001 | 6 | 1954 | SB | EK |  |  |  | 7.8 |  |  |  | 0.7 |  |  |  | 95 | 135 | 239000 | 293
2007 | 13781 | 1927 | 7 | 1 | 1981 | OP | BR |  |  | 10000 | 10 |  |  |  | 4.5 |  |  |  | 99.9 | 77 | 340000 | 300
2007 | 13781 | 1934 | 1 | 1 | 1991 | OP | BP |  |  | 1135 | [8 empty] | 99.8 | 3 | 84470 | 250
2007 | 16181 | 2008 | 1 | 4 | 1949 | OP | MC | EK |  | 434 | 7.5 |  |  |  | 2.3 |  |  |  | 80 |  | 55000 | 400
2007 | 16181 | 2008 | 3 | 11 | 1962 | OP | MC | EK |  | 788 | 10 |  |  |  | 2.3 |  |  |  | 83.5 |  | 109000 | 320
2007 | 19436 | 2103 | 1 | 6 | 1970 | OP | EC |  |  | 22790 | 9.5 |  |  |  | 2.3 |  |  |  | 99.2 | 462 | 2200000 | 310
2007 | 19436 | 2107 | 2 | 6 | 1973 | OP | EC |  |  | 2973 | 15.3 |  |  |  | 3.5 |  |  |  | 99.6 | 168 | 2000000 | 350
2007 | 4045 | 2123 | BH1 | 2 | 1979 | OP | BR |  |  | 2000 | 6.1 |  |  |  | 1 |  |  |  | 99 | 0.3 | 264360 | 370
2007 | 9231 | 2132 | 1 | 6 | 1979 | OP | EK |  |  | 1438 | 11.7 |  | 0.1 |  | 2.7 |  | 0.4 |  | 99.7 | 15 | 115000 | 303
2007 | 39 | 2529 | 2 | 4 | 1974 | SC | EK |  |  |  | 28 |  |  |  | 1 |  |  |  | 99.5 | 17 | 133000 | 350
2007 | 39 | 2529 | 3 | 5 | 1974 | SC | EK |  |  |  | 28 |  |  |  | 1 |  |  |  | 99.5 | 17 | 133000 | 350
2007 | 13168 | 2549 | 67 | 6 | 1973 | OP | EW |  |  | 7200 | 8 |  |  |  | 1.7 |  |  |  | 99.5 | 94 | 1380000 | 650
2007 | 16183 | 2642 | 3 | 9 | 1953 | OP | EK |  |  | 183 | 10 |  |  |  | 2.4 |  |  |  | 97.5 | 200 | 230000 | 298
2007 | 3046 | 2709 | 2 | 3 | 1975 | OP | EW |  |  | 1321 | 14 |  |  |  | 0.7 |  |  |  | 99.2 | 65 | 486000 | 632
2007 | 3046 | 2709 | 3 | 1 | 1976 | OP | EC |  |  | 1416 | 14 |  |  |  | 0.7 |  |  |  | 99.4 | 133 | 780000 | 280
2007 | 3046 | 2712 | 1A | 6 | 1995 | OP | EC |  |  | 9431 | 9 |  |  |  | 1 |  |  |  | 99.7 | 88 | 1360000 | 250
2007 | 15470 | 6113 | 2A | 7 | 1993 | OP | EK |  |  | 38000 | 11.8 |  |  |  | 1.2 |  |  |  | 99.8 | 0 | 2600000 | 325
2007 | 7140 | 6124 | 1 | 4 | 1982 | OP | EK |  |  | 3140 | 13.5 |  | 0.1 |  | 1.3 |  | 2.4 |  | 99.5 | 7 | 682000 | 280
2007 | 5748 | 887 | 5 | 8 | 1972 | OP | EC |  |  | 1950 | 12.3 |  |  |  | 2 |  |  |  | 98.6 | 257 | 673000 | 315
2007 | 17828 | 963 | 32 | 3 | 1987 | OP | EK |  |  | 3500 | 11 |  |  |  | 3.9 |  |  |  | 97.5 | 43 | 335000 | 340
2007 | 9269 | 983 | 2 | 6 | 1979 | OP | EC |  |  | 14500 |  |  |  |  | 0.5 | 6 |  |  | 98.4 | 40 | 925000 | 350
2007 | 9324 | 988 | PCP 4 | 11 | 1977 | OP | EK |  |  | 28453 | 7 | 13 |  |  | 0.3 | 6 |  |  | 98.3 | 67 | 2300000 | 340
2007 | 13756 | 996 | 6 | 6 | 1970 | SC | EC |  |  | 665 | 15 |  |  |  | 4.7 |  |  |  | 99.4 | 50 | 410000 | 290
2007 | 17633 | 1012 | 1 | 1 | 1972 | OP | EK |  |  | 850 | 12 |  |  |  | 3.3 |  |  |  | 98 | 35 | 195000 | 290
2007 | 15470 | 1001 | 2A | 4 | 2006 | OP | EK |  |  | 22411 | 7 | 11 |  |  | 1.2 | 3 |  |  | 99 | 450 | 1723000 | 300
2007 | 9417 | 1046 | 6 | 6 | 1975 | OP | EK |  |  | 247 | 9 | 15 |  |  | 1 | 3.5 |  |  | 99 | 35 | 90000 | 320
2007 | 9417 | 1048 | 1 | 8 | 1975 | OS | EK |  |  | 1081 | 9 | 15 |  |  | 1 | 3.5 |  |  | 99 | 17 | 93000 | 425
2007 | 9417 | 1058 | 2 | 3 | 1969 | OP | EK |  |  | 350 | 9 |  |  |  | 2 |  |  |  | 100 | 51 | 199338 | 401
2007 | 9417 | 1058 | 3 | 7 | 1971 | OP | EK |  |  | 500 | 9 |  |  |  | 2 |  |  |  | 100 | 30 | 184903 | 416.05
2007 | 12341 | 1081 | 8 | 5 | 1973 | OP | EK |  |  | 1083 | 10 |  |  |  | 1.8 |  |  |  | 99.2 | 23 | 132000 | 350
2007 | 22500 | 1252 | 9 | 6 | 1977 | OP | EK |  |  | 4711 | 11 |  |  |  | 0.6 |  | 2 |  | 99.1 | 84 | 288058 | 271
2007 | 9996 | 1294 | 2 | 9 | 1978 | SC | BR |  |  | 3000 | 4 | 16 | 0.1 |  | 3 |  | 0.5 |  | 99.9 | 8 | 197500 | 340
2007 | 10171 | 1356 | 3 | 5 | 1981 | OP | EW |  |  | 10896 | 15 |  |  |  | 0.7 |  | 0.2 |  | 99.5 | 550 | 3450000 | 750
2007 | 18642 | 1378 | 3 | 6 | 1981 | OP | EK |  |  | 38000 | 12 |  |  |  | 2 |  |  |  | 99.6 | 100 | 3882000 | 300
2007 | 18642 | 1379 | 1 | 6 | 1981 | OP | MC | BR |  | 8570 | 10 |  |  |  | 0.7 |  |  |  | 99.5 | 25 | 585000 | 325
2007 | 195 | 3 | 4 | 6 | 1976 | OP | EC |  |  | 19000 | 5 | 16 |  |  | 0.5 | 3 |  |  | 99.4 | 431 | 1360000 | 269
2007 | 195 | 10 | 2 | 5 | 1975 | OP | EW |  |  | 8190 | 4 | 20 |  |  | 0.7 | 5 |  |  | 99.3 | 67 | 1400000 | 715
2007 | 195 | 26 | 1 | 6 | 1976 | OP | EW |  |  | 4000 | 13.2 |  |  |  | 0.8 |  | 0.5 |  | 99.3 | 204 | 1250000 | 650
2007 | 195 | 26 | 5 | 6 | 1974 | OP | EH |  |  | 6255 | 14 |  |  |  | 2 |  | 0.5 |  | 99.1 | 289 | 4100000 | 630
2007 | 18642 | 47 | 1 | 11 | 1990 | OP | EK |  |  | 1983 | 12 | 15 |  |  | 0.6 | 2.5 |  |  | 99.5 | 579 | 906000 | 345
2007 | 18642 | 50 | 3 | 5 | 1977 | OP | EK |  |  | 9000 | 30 |  |  |  | 0.7 |  |  |  | 99.6 | 133 | 575000 | 320
2007 | 18642 | 50 | 4 | 6 | 1977 | OP | EK |  |  | 9000 | 30 |  |  |  | 0.7 |  |  |  | 99.6 | 133 | 575000 | 320
2007 | 18642 | 50 | 7 | 12 | 1981 | OP | EK | WS |  | 57593 | 20 |  |  |  | 4 |  |  |  | 99.9 | 65 | 1624000 | 175
2007 | 5580 | 54 | 1 | 3 | 2013 | PL | BP |  |  |  | 20 |  |  |  | 4.5 |  |  |  | 99 | 37.5 | 1270000 | 140
2007 | 8245 | 60 | 1 | 7 | 1981 | OP | EK |  |  | 2979 | 3.4 | 12.2 |  |  | 0.2 | 0.5 | 0.3 |  | 99.9 | 7 | 365700 | 310
2007 | 986 | 79 | 2 | 6 | 1950 | OP | MC |  |  |  | 10 |  |  |  | 0.2 |  |  |  |  | 0.47
2007 | 15466 | 525 | H1 | 12 | 1998 | OP | BR |  |  | 20925 | 8.7 |  |  |  | 0.4 |  |  |  | 99.9 | 56 | 816000 | 160
2007 | 30151 | 527 | N4A | 1 | 1991 | OP | BS |  |  | 2552 | 26.1 |  |  |  | 2 |  |  |  | 99.9 | 34 | 520000 | 275
2007 | 20169 | 550 | EW | 6 | 1984 | OP | EW |  |  | 1121 | [8 empty] | 99.9 |  | 305800 | 400
2007 | 15452 | 568 | BHP2 | 6 | 1961 | OP | EK |  |  | 423 | [8 empty] | 97.5 | 103 | 518500 | 245
2007 | 54899 | 599 | 1 | 3 | 1961 | OP | MC |  |  | 40 |  |  | 1 |  |  |  | 3 |  | 94.9 | 98 | 71520 | 310
2007 | 6452 | 609 | PCC2 | 5 | 1969 | OP | MC |  |  | 152 |  |  | 0.1 |  |  |  | 2.5 |  | 84 | 365 | 975000 | 323
2007 | 7801 | 643 | 1 | 5 | 1965 | OP | EK | EW |  | 7584 | 11 | 14 |  |  | 0.5 | 3.5 |  |  | 99.1 | 156 | 709100 | 650
2007 | 7801 | 643 | 2 | 4 | 1967 | OP | EK | EW |  | 8148 | 11 | 14 |  |  | 0.6 | 3.5 |  |  | 99.1 | 207 | 776400 | 670
2007 | 18454 | 645 | ESP3 | 5 | 1976 | OP | EC |  |  | 9557 | 10.4 | 13.2 |  |  | 2.8 | 3.8 |  |  | 99.8 | 249 | 1420000 | 291
2007 | 9617 | 667 | 1 | 5 | 2002 | OP | BP |  |  | 12744 | 6 | 16 |  |  | 0.5 | 6 |  |  | 99.8 | 185 | 800000 | 280
2007 | 10623 | 676 | 3 | 9 | 1982 | OP | EK |  |  | 2917 | 15 |  | 0.1 |  | 1.5 | 3 | 0.8 | 2 | 99.6 | 81 | 700000 | 298
2007 | 7140 | 703 | 2C | 1 | 1981 | OP | EK |  |  | 1626 | 16 |  |  |  | 2 |  |  |  | 98.7 |  | 913900 | 340
2007 | 7140 | 733 | 3 | 6 | 1978 | OP | EK |  |  | 1430 | 6 | 20 |  |  | 0.6 | 1.5 |  |  | 99.5 | 40 | 333000 | 280
2007 | 4716 | 4143 | E2
2007 | 16721 | 50447 | ESP | 10 | 1982 | OP | EW |  |  | 3.4 | 6.2 |  |  |  | 0.5 | 3 | 0.5 | 2.5 | 99.5 | 0.8 | 535000 | 400
2007 | 20542 | 50465 | PB | 12 | 1980 | OP | MC | WS |  | 12600 |  |  | 0.2 |  |  |  | 2.8 |  | 63 | 38.5 | 219587 | 165
2007 | 5610 | 50481 | 253-28 | 6 | 1993 | OP | EK |  |  | 5000 | 10 |  |  |  | 1.4 |  |  |  | 99.9 | 11 | 235000 | 315
2007 | 5610 | 50481 | 83-20 | 6 | 1974 | OP | EK | [14 empty] | 450
2007 | 19365 | 50483 | WS1 | 6 | 1962 | OP | WS | [11 empty] | 90 | 115 | 115000 | 162
2007 | 4172 | 50560 | MC101 | 5 | 2002 | OP | MC |  |  | 417 | [8 empty] | 90 | 150 | 220000 | 600
2007 | 4476 | 50630 | BH1 | 5 | 1986 | OP | BR |  |  | 3000 | [8 empty] | 90 | 3 | 62270 | 290
2007 | 4498 | 50632 | BP2 | 1 | 1989 | OP | BP | [11 empty] | 99 | 2.2 | 111192 | 260
2007 | 15262 | 50637 | ESP5R | 6 | 1987 | OP | EK |  |  | 6352 | [8 empty] | 99.8 | 39 | 420000 | 400
2007 | 15262 | 50640 | ESP1 | 1 | 1991 | OP | MC | EW |  | 900 | [8 empty] | 98 | 28 | 100000 | 350
2007 | 13982 | 50661 | ABH | 3 | 2000 | OP | BP |  |  | 5872 | [8 empty] | 99.9 | 7 | 265014 | 310
2007 | 4427 | 50664 | SE101 | 5 | 1989 | OP | BP | [11 empty] | 99.9 | 2 | 37000 | 290
2007 | 4427 | 50664 | SE102 | 5 | 1989 | OP | BP | [11 empty] | 99.9 | 2 | 37000 | 290
2007 | 19511 | 50711 | BGHS2 | 4 | 1980 | OP | BP | MC |  | 1436 | 6.2 | 15 |  |  | 0.2 | 0.4 |  |  | 93.3 | 3 | 31575 | 465
2007 | 14432 | 50776 | BH1 | 6 | 1992 | OP | BP |  |  |  | 36 |  |  |  | 0.4 |  |  |  | 99.9 | 0 | 187577 | 325
2007 | 56 | 50805 | ESP1 | 1 | 1974 | SB | EW |  |  | 1205 | 13.7 |  |  |  | 0.6 |  | 0.1 |  | 99.2 | 30 | 520000 | 700
2007 | 56 | 50805 | ESP2 | 11 | 1974 | OP | EW |  |  | 4886 | 13.7 |  |  |  | 0.6 |  | 0.1 |  | 99.2 | 30 | 520000 | 700
2007 | 18157 | 50807 | 1RB | 11 | 2003 | OP | EK |  |  | 7000 | 10.6 |  | 0.1 |  | 1.4 |  | 1.8 |  | 99.8 | 11 | 320000 | 300
2007 | 18414 | 50835 | SC2 | 6 | 1990 | OP | OT |  |  | 2500 | 11.4 |  |  |  | 2.5 | [5 empty] | 148000 | 155
2007 | 16899 | 50837 | BH2 | 7 | 1988 | OP | BR | [11 empty] | 90 | 0 | 70000 | 276
2007 | 11169 | 54562 | 7 | 6 | 1976 | OP | MC | WS |  | 333 | [8 empty] | 95 | 8 | 94530 | 137
2007 | 55808 | 54755 | BH2 | 6 | 1995 | OP | BP |  |  | 11439.5 | 8 | 14 |  | 0.2 | 0.8 | 1.5 | 0.2 |  | 99.8 | 11 | 140842 | 160
2007 | 19539 | 54775 | B10ESP | 6 | 1976 | OP | EK | MC |  |  | 9.9 |  |  |  | 1.5 |  |  |  | 97.5 | 25 | 100522 | 334
2007 | 5277 | 54795 | CD2 | 8 | 1972 | OP | SC | [6 empty] | 0.1 |  |  |  | 0.5
2007 | 5277 | 54795 | CD4 | 8 | 1972 | OP | SC | [6 empty] | 0.1 |  |  |  | 0.5
2007 | 12222 | 54802 | R2ESP | 6 | 1990 | OP | EW |  |  | 5259 | [6 empty] | 0.5 |  | 90 | 6 | 255687 | 363
2007 | 1307 | 6204 | 2 | 7 | 1981 | OP | EK |  |  | 16382 | 4 | 13 | 0.1 |  | 0.2 | 0.8 | 0.4 |  | 99.5 | 300 | 2810000 | 286
2007 | 3006 | 2828 | 1 | 5 | 1980 | OP | EK |  |  | 47600 | 10.4 |  |  |  | 2.2 | 4 |  |  | 99.4 | 316 | 2100000 | 350
2007 | 3542 | 2832 | 6 | 6 | 1976 | OP | EK |  |  | 5705 | 18 |  |  |  | 1 |  |  |  | 99.5 | 75 | 585000 | 250
2007 | 3542 | 2832 | 7 | 5 | 1975 | OP | EK |  |  | 4333 | 25 |  |  |  | 1 |  |  |  | 99.5 | 350 | 2050000 | 250
2007 | 3542 | 2832 | 8 | 2 | 1978 | OP | EK |  |  | 7760 | 12 |  |  |  | 0.7 |  |  |  | 99.5 | 316 | 2050000 | 250
2007 | 21773 | 50931 | BH2 | 7 | 1995 | OP | BP |  |  | 1200 | 2 |  |  |  | 7 |  | 0.6 |  | 98 | 18 | 182500 | 330
2007 | 34359 | 50969 | NBH | 1 | 1981 | OP | BR |  |  |  | 8.5 |  |  |  | 4 |  |  |  | 99.9 | 13 | 170000 | 425
2007 | 34359 | 50969 | SBH | 1 | 1981 | OP | BR |  |  |  | 8.5 |  |  |  | 4 |  |  |  | 99.9 | 13 | 136000 | 425
2007 | 1864 | 52041 | EFB1 | 10 | 1984 | SC | MC | OT |  | 250 | [8 empty] | 87.7 | 16 | 70000 | 400
2007 | 19323 | 52071 | ESP2 | 11 | 1974 | OP | EK |  |  | 1933 | 22.5 |  | 0.1 |  | 1.1 | 1.5 | 0.5 |  | 99.9 | 221 | 450000 | 310
2007 | 55732 | 52089 | NO2ESP | 6 | 1974 | OP | EK |  |  |  | 10 |  |  |  | 1 |  |  |  | 99.8 | 3 | 53660 | 354
2007 | 19876 | 52118 | ESP2 | 6 | 1994 | OP | EW |  |  | 508.8 | 0.5 | [7 empty] | 99.7 | 7 | 164815 | 390
2007 | 8543 | 1979 | ESP4 | 1 | 2007 | OP | EW | MC |  | 500 | [8 empty] | 98.7 | 7 | 97342 | 330
2007 | 17610 | 54004 | PRCP2 | 8 | 1989 | OP | EW |  |  | 2500 | 9.7 |  |  |  | 1.1 |  |  |  | 99.7 | 26 | 200000 | 300
2007 | 9390 | 54087 | PB02 | 11 | 1982 | OP | MC | EW |  | 1901 | 11 |  |  |  | 1.5 |  | 0.7 |  | 99.4 | 59.2 | 280000 | 400
2007 | 7172 | 54101 | PB1 | 12 | 1999 | OP | WS |  |  | 5000 | 10 |  | 1.5 |  | 1.5 |  | 3 |  | 91 | 241 | 240000 | 150
2007 | 55965 | 54857 | B24 | 1 | 1975 | OP | EK |  |  | 200 | 8 | 8 |  |  | 2 | 2 |  |  | 99.9 | 0 | 61500 | 450
2007 | 42018 | 54998 | 4 | 3 | 1995 | OP | BP |  |  |  | 18 |  |  |  | 0.8 |  | 0.1 |  | 95 | 1.4 | 155000 | 290
2007 | 50103 | 55113 | CD47 | 10 | 2002 | OP | EC |  |  | 930 | [6 empty] | 0 |  | 85 | 0.87 | 80000 | 143
2007 | 18870 | 55462 | 1 | 1 | 2010 | PL
2007 | 18870 | 55462 | 2 | 1 | 2010 | PL
2007 | 19545 | 55479 | 3 | 1 | 2003 | OP | BP |  |  | 11000 | 7.5 |  |  |  | 0.9 |  |  |  | 99.9 | 12.1 | 413176 | 185
2007 | 16233 | 55749 | BH1 | 4 | 2006 | OP | BP |  |  | 15000 | 9 |  |  |  | 0.6 |  |  |  | 99 | 0.014 | 481674 | 158
2007 | 49896 | 56224 | DCO650 | 6 | 2008 | CO | BP |  |  | 13027 | 3.8 | 8 |  |  | 0.3 | 0.8 |  |  | 99.8 | 77.1 | 796200 | 160
2007 | 12628 | 1571 | 2 | 1 | 1982 | OP | EK |  |  | 451 | 10 |  |  |  | 1.6 |  |  |  | 99 | 188 | 1399680 | 244
2007 | 55932 | 54789 | 1RBPPT | 6 | 1957 | OP | EW |  |  | 700 | [8 empty] | 99.6 | 1 | 230000 | 400
2007 | 24211 | 8223 | 4 | 12 | 2009 | CO | BP |  |  |  | 0.3 |  |  |  | 0.2 |  |  |  |  | 4
2007 | 17543 | 130 | 4 | 1 | 2009 | PL | EK |  |  | 31000 | 17 |  |  |  | 2.5 |  | 7 |  | 99.8 | 97 | 2100000 | 340
2007 | 23279 | 1570 | 9 | 6 | 1947 | OP | EK |  |  | 900 | 20 |  |  |  | 1 |  |  |  | 94 | 900 | 146000 | 350
2007 | 4222 | 54556 | BH | 9 | 2006 | OP | BP |  |  | 7500 | 8.7 |  |  |  | 3.4 |  |  |  | 99.9 | 43 | 594000 | 275
2007 | 772 | 10860 | BH3 | 6 | 2009 | CO | BR |  |  | 10000 | 2 | 10 |  |  |  | 6.5 |  |  | 99.9 | 27 | 495000 | 310
2007 | 17164 | 56406 | FGPC1 | 3 | 2007 | OP | MC | EK |  | 2418.23 | [8 empty] | 97.5 | 5 | 200046
2007 | 19323 | 52071 | 5B | 7 | 2009 | CO | BP |  |  | 65223 |  | 16 |  |  |  | 0.9 |  |  | 99.9 | 42 | 991147 | 162
2007 | 56174 | 10511 | 9WS | 6 | 1981 | OP | WS |  |  | 900 | [11 empty] | 150
2007 | 15726 | 10560 | 1 | 6 | 2000 | OP | WS |  |  | 150 |  |  | 1 |  |  |  | 2.5 |  | 99.7 | 29 | 46000 | 320
2007 | 14932 | 10566 | BH1 | 3 | 1994 | OP | BR |  |  |  | 6.7 |  | 0 |  | 2 |  | 0.2 |  | 99.8 | 0.02 | 307372 | 165
2007 | 50128 | 10611 | 4RB | 11 | 1976 | OP | EH | [9 empty] | 2.5 |  | 99.8 | 37.8 | 455200 | 883
2007 | 2884 | 10641 | FGPC2 | 3 | 1991 | OP | BS |  |  | 275 | 45 |  |  |  | 1.5 | 3.5 |  |  | 99.9 | 17 | 226000 | 350
2007 | 542 | 10643 | ESP1 | 11 | 1990 | OP | EW |  |  | 750 | [8 empty] | 99 | 10 | 270000 | 300
2007 | 528 | 10646 | BAGHS2 | 2 | 1992 | OP | BP |  |  | 1471 | [8 empty] | 99.9 | 1.19 | 106200 | 300
2007 | 2565 | 10652 | ESP1 | 12 | 1989 | OP | EW |  |  | 1700 | [8 empty] | 99.6 | 2 | 119325 | 350
2007 | 12796 | 3945 | 8 | 6 | 1975 | OP | EK |  |  | 4874 | 14 |  |  |  | 1.5 |  |  |  | 99.5 | 40 | 525000 | 365
2007 | 14006 | 3948 | 1 | 2 | 1977 | OP | EK |  |  | 38275 |  |  |  |  | 1 | 6 |  |  | 99.7 | 129 | 3000000 | 370
2007 | 19876 | 3954 | 1 | 6 | 1973 | OP | EK |  |  | 9748 | 25 |  |  |  | 1 | 5 |  |  | 99.8 | 110 | 1820000 | 285
2007 | 20860 | 4072 | 6 | 6 | 1951 | OP | EC |  |  | 3929 | 9.1 |  |  |  | 2.3 |  |  |  | 99 | 232 | 345000 | 370
2007 | 4716 | 4140 | E1 | 6 | 1974 | OP | EK |  |  | 983 | 10 |  |  |  | 3 |  |  |  | 99.5 | 60 | 100000 | 330
2007 | 14354 | 4158 | PR42 | 12 | 1976 | OP | EK |  |  | 13704 | 16 |  | 0.1 |  | 0.4 |  | 0.3 |  | 99.6 | 11 | 530000 | 290
2007 | 16572 | 4941 | 3 | 4 | 1976 | OP | EW |  |  | 13000 | 10 |  |  |  | 0.5 |  |  |  | 99.5 | 420 | 3940000 | 662
2007 | 23279 | 6004 | 2 | 1 | 1980 | OP | EK |  |  | 17988 | 8 | 15 |  |  | 1.8 | 3.5 |  |  | 99.6 | 300 | 2400000 | 200
2007 | 30151 | 6021 | C3 | 10 | 1984 | OP | BR |  |  | 47996 | 14 |  |  |  | 0.7 |  |  |  | 99.9 | 20 | 2140000 | 190
2007 | 7570 | 6030 | 2 | 7 | 1981 | OP | EK |  |  | 13086 | 12 |  |  |  | 1 |  |  |  | 99.5 | 198 | 2310000 | 321
2007 | 15298 | 6076 | 2 | 8 | 1976 | OP | WS |  |  |  | 8.5 |  |  |  | 0.8 |  |  |  | 99.5 | 339 | 478000 | 200
2007 | 15298 | 6076 | 4 | 4 | 1986 | OP | WS |  |  |  | 8.5 |  |  |  | 0.8 |  |  |  | 99.5 | 379 | 433700 | 194
2007 | 13337 | 6077 | 1BH | 12 | 2000 | OP | BR |  |  | 70500 | 4 | 10 |  |  | 0.2 | 0.6 |  |  | 99.9 | 70 | 2940000 | 335
2007 | 7353 | 6288 | 1 | 6 | 1980 | OP | BR |  |  |  | 13.6 |  |  |  | 0.2 |  |  |  | 99 |  |  | 350
2007 | 40577 | 7286 | 4 | 3 | 1973 | OP | EK |  |  | 1359 | 6 | 20 |  |  | 3 | 6 |  |  | 98.5 | 43 | 300000 | 300
2007 | 1984 | 7513 | ESP | 11 | 1987 | OP | EW |  |  | 1000 | [8 empty] | 99 | 11 | 211764 | 325
2007 | 20856 | 8023 | 1 | 5 | 1975 | OP | EH |  |  | 16133 | 12 |  |  |  | 1.5 |  | 0.5 |  | 99.5 | 358 | 2500000 | 273
2007 | 14354 | 8066 | PR71 | 11 | 1974 | OP | EK |  |  | 19624 | 8 |  | 0.1 |  | 0.5 |  |  |  | 99.3 | 400 | 2331000 | 250
2007 | 14354 | 8066 | PR74 | 11 | 1979 | OP | EK |  |  | 25827 | 17 |  | 0.1 |  | 0.6 |  |  |  | 99.3 | 400 | 2331000 | 250
2007 | 9353 | 54358 | PB1B | 6 | 1960 | OP | WS |  |  | 1058 | 14.5 |  |  |  | 1.2 |  |  |  | 94 | 82 | 390000 | 135
2007 | 7043 | 54427 | 21ESP | 12 | 1989 | OP | EW | [9 empty] | 1.5 |  | 99.5 | 79 | 290803 | 350
2007 | 11169 | 54562 | 20SESP | 10 | 2004 | OP | EC |  |  | 3001 |  |  | 0.6 |  |  |  | 0.5 |  | 70 | 8 | 150000 | 150
2007 | 11169 | 54562 | 22ESP | 6 | 1992 | OP | EW |  |  | 8625 | [8 empty] | 99.9 | 2 | 27786 | 301
2007 | 17166 | 8224 | 2 | 6 | 1985 | OP | BR |  |  | 10000 | 10 | 13 | 0.1 |  | 1 |  | 0.8 |  | 99.7 | 74 | 1043000 | 190
2007 | 52 | 10002 | BGH | 9 | 1990 | OP | BR |  |  | 4500 | 9.2 | 14 |  |  | 0.5 | 6 |  |  | 96.8 | 15 | 343195 | 274
2007 | 5624 | 10025 | 43 | 6 | 1969 | OP | EW |  |  | 2101 | 6.6 |  | 0.1 |  | 1.7 |  | 1.2 |  | 98.3 | 68.8 | 204000 | 300
2007 | 21 | 10671 | 2A | 1 | 1991 | OP | BP |  |  | 1000 | 8.6 |  |  |  | 1.8 |  |  |  | 99 | 18 | 293000 | 297
2007 | 42 | 10675 | 1CCB1B | 3 | 1990 | OP | BR |  |  | 1744 | 10 | 15.6 |  |  | 0.6 | 7 | 0.2 | 0.3 | 99 | 0.02 | 306750 | 280
2007 | 22199 | 50392 | 4 | 7 | 2004 | OP | BP |  |  | 4000 | 7.5 | 10.6 |  |  | 0.1 | 0.2 |  |  | 99.9 | 0.8 | 90184 | 441
2007 | 16294 | 50396 | 6 | 12 | 1977 | OP | MC | WS | [10 empty] | 86 | 0 | 243500 | 440
2007 | 11169 | 54562 | 6 | 6 | 1976 | OP | MC | WS |  | 334 | [8 empty] | 95 | 7 | 91384 | 138
2007 | 19365 | 50482 | ESP8 | 1 | 2005 | OP | EK |  |  | 5000 | [8 empty] | 99.5 | 27 | 440000 | 200
2007 | 772 | 10864 | 2 | 11 | 1988 | OP | BP |  |  | 1500 | [8 empty] | 99.9 | 11 | 200000 | 350
2007 | 772 | 10865 | BH5 | 12 | 1987 | OP | BP |  |  | 1100 | 14 |  |  |  | 4.1 |  |  |  | 99.4 | 13 | 180000 | 325
2007 | 17445 | 50071 | ESP2 | 5 | 1989 | OP | EC |  |  | 1942 | [8 empty] | 99.8 | 16 | 188318 | 250
2007 | 17164 | 50110 | FGPC1 | 11 | 1986 | OP | MC | EK | [10 empty] | 97.9 | 9 | 172000 | 350
2007 | 20492 | 50184 | PRECIP | 5 | 1990 | OP | EW |  |  | 5512 |  |  | 2 |  |  |  | 0.5 |  | 99.8 | 35 | 641600 | 436
2007 | 20511 | 50188 | RB | 12 | 1980 | OP | EW |  |  | 3000 |  |  | 0.1 |  |  |  | 2.1 |  | 99.9 | 0.09 | 430000 | 430
2007 | 55903 | 50189 | EGS2 | 6 | 1982 | OP | MC | BP | EW |  | 6.5 |  | 0.1 |  | 0.8 |  | 2.1 |  | 99 | 89 |  | 400
2007 | 23598 | 50191 | REC4 | 6 | 1982 | OP | EK | [11 empty] | 99.7 | 20 | 360000 | 450
2007 | 22803 | 50231 | ESP | 3 | 1998 | OP | EW |  |  | 3000 | [8 empty] | 90.7 | 6.6 | 85907 | 450
2007 | 9303 | 50243 | 8 | 9 | 1986 | OP | MC | EH |  | 5183 | 8.8 |  | 0.1 |  | 0.7 |  | 0.7 |  | 99.5 | 13 | 320000 | 360
2007 | 9401 | 50250 | 2RB | 6 | 1985 | OP | EK |  |  | 1034 | [8 empty] | 99.8 | 37.4 | 355000 | 370
2007 | 16929 | 50290 | BG1 | 4 | 1993 | OP | BP | EC |  | 7000 | [8 empty] | 99.9 | 0.7 | 264000 | 330
2007 | 22200 | 50308 | BH3 | 12 | 2004 | CO | BP |  |  |  | 7.9 |  |  |  | 0.2 |  |  |  | 99.7 | 2.2 | 94843 | 404
2007 | 22200 | 50308 | BH7 | 8 | 2004 | CO | BP |  |  |  | 7.9 |  |  |  | 0.2 |  |  |  | 99.7 | 2.2 | 94843 | 404
2007 | 12647 | 10686 | ESP5 | 1 | 1980 | OP | EK |  |  |  | 9.1 |  |  |  | 0.7 |  |  |  | 99 | 18 | 242399 | 394
2007 | 3103 | 10729 | STKRBH | 5 | 1996 | OP | BP |  |  |  | 7 |  |  |  | 1.4 |  |  |  | 99.5 | 6 | 100000 | 305
2007 | 16002 | 10769 | 1 | 9 | 1989 | OP | BP |  |  | 2500 | 11 |  | 0.3 |  | 0.8 |  | 0.8 |  | 99.9 | 0.52 | 123655 | 275
2007 | 19876 | 10771 | 1 | 6 | 1991 | OP | BP |  |  |  | 10.8 |  |  |  | 1.6 |  |  |  | 99.9 | 16.4 | 112500 | 160
2007 | 3836 | 10777 | ESP1 | 7 | 1989 | OP | EW | MC | [10 empty] | 99 | 4.37 | 89747 | 340
2007 | 4217 | 10784 | BH1 | 2 | 1990 | OP | BP |  |  | 1000 | 20 |  |  |  | 3 |  |  |  | 98 | 6 | 232744 | 330
2007 | 50007 | 10792 | MS2 | 1 | 1952 | OP | MC |  |  | 150 | 12 |  |  |  | 2 |  |  |  | 85.1 | 200 | 95000 | 425
2007 | 55840 | 10839 | ESP1 | 3 | 1988 | OP | EW |  |  | 726 | [8 empty] | 98.3 | 7 | 89130 | 350
2007 | 20541 | 50878 | 2 | 9 | 1987 | OP | BP |  |  | 75 | [8 empty] | 99.9 | 1 | 85000 | 310
2007 | 20541 | 50881 | ESP2 | 5 | 1988 | OP | MC | EK |  | 1000 | [8 empty] | 99.9 | 6 | 160000 | 375
2007 | 55871 | 50884 | 2 | 7 | 1999 | OP | BS | [11 empty] | 99.9 | 12 | 276175 | 300
2007 | 20541 | 50886 | 2 | 9 | 1991 | OP | BP |  |  | 325 | [8 empty] | 98.8 | 9 | 123690 | 265
2007 | 20541 | 50887 | FF2 | 8 | 1991 | OP | BS |  |  | 3000 | [8 empty] | 99.7 | 25 | 192903 | 240
2007 | 6526 | 2837 | 1 | 1 | 1979 | OP | EK |  |  | 12766 | 14 |  |  |  | 0.4 | 5 |  |  | 99.6 | 75 | 620000 | 300
2007 | 4062 | 2843 | 5 | 12 | 1976 | OP | EK |  |  | 2873 | 10 | 24 |  |  | 3 | 9 |  |  | 99.7 | 66 | 442000 | 310
2007 | 4922 | 2848 | H-3 | 12 | 1972 | OP | EW |  |  | 857 | 14.7 |  |  |  | 0.9 |  |  |  | 99.5 | 18 | 103333 | 650
2007 | 12647 | 10075 | ESP1 | 6 | 1974 | OP | EW |  |  | 1070 | 5.8 |  |  |  | 3.1 |  |  |  | 98 | 223 | 380000 | 650
2007 | 12647 | 10075 | ESP2 | 6 | 1974 | OP | EW |  |  | 1070 | 5.8 |  |  |  | 3.1 |  |  |  | 98 | 223 | 380000 | 650
2007 | 7199 | 10113 | BAH1 | 2 | 1988 | OP | BP |  |  | 1200 | 30.1 |  | 0.1 |  | 0.7 |  | 0.2 |  | 99.7 | 13 | 162320 | 340
2007 | 23330 | 10250 | ESP2 | 1 | 1987 | RE | EW |  |  | 1500 | [8 empty] | 99.9 | 2 | 56000 | 400
2007 | 2226 | 10290 | PC123 | 11 | 1987 | OP | BP | MC | OT | 850 | [8 empty] | 97.1 | 13 | 125000 | 372
2007 | 49889 | 10343 | F101 | 1 | 1990 | OP | BP |  |  | 3500 | 67 |  |  |  | 0.1 |  |  |  | 99.9 | 6 | 255880 | 350
2007 | 7840 | 10370 | BH1501 | 4 | 1990 | OP | BP |  |  |  | 5 |  |  |  | 4.5 |  |  |  | 99.6 | 5 | 83000 | 350
2007 | 9628 | 10377 | 2A | 1 | 1988 | OP | BP |  |  | 670 | 11 |  |  |  | 1 |  |  |  | 99.8 | 5 | 75000 | 280
2007 | 9628 | 10377 | 2B | 1 | 1988 | OP | BP |  |  | 670 | 11 |  |  |  | 1 |  |  |  | 99.8 | 5 | 75000 | 280
2007 | 13695 | 10382 | B BH | 12 | 1985 | OP | BP |  |  |  | 7 |  |  |  | 1 |  |  |  | 99.9 | 1 | 43698 | 295
2007 | 23632 | 10426 | PB4M | 6 | 1962 | OP | MC |  |  |  | 10.9
2007 | 623 | 10430 | ESP8 | 6 | 1988 | OP | EW |  |  |  | 8 |  |  |  | 2.8 | 0.8 |  |  | 92 |  |  | 380
2007 | 49966 | 10435 | S202A | 3 | 1991 | OP | EC |  |  | 2078 | [8 empty] | 99.6 | 3.59 | 84370 | 270
2007 | 49966 | 10435 | S202B | 3 | 1991 | OP | EC |  |  | 2078 | [8 empty] | 99.6 | 3.59 | 83370 | 270
2007 | 55965 | 10477 | P2MC | 4 | 1968 | OP | MC |  |  | 200 | 10 |  |  |  | 3 |  |  |  | 50 |  | 180000 | 750
2007 | 55965 | 10477 | R2 | 12 | 1976 | OP | EK |  |  | 300 | [8 empty] | 99.5 | 0.05 | 175000 | 350
2007 | 54784 | 10491 | 3SCRBR | 7 | 1993 | OP | WS | [5 empty] | 0.2 |  |  |  | 1 |  | 99 | 19 | 72121 | 146
2007 | 520 | 864 | 04 | 4 | 1972 | OP | EK |  |  | 569 | 9.3 |  |  |  | 2.9 |  |  |  | 98 | 52 | 145000 | 390
2007 | 520 | 864 | 5A | 11 | 1992 | OP | EK |  |  | 30000 | 9.3 |  |  |  | 2.9 |  |  |  | 99.1 | 152 | 900000 | 311
2007 | 5269 | 876 | 1 | 6 | 1981 | OP | EK |  |  | 15745 | 14 |  |  |  | 4.5 |  |  |  | 99.6 | 592 | 2600000 | 300
2007 | 12384 | 884 | 4A | 4 | 2000 | OP | EK |  |  | 15000 | 8 |  |  |  | 0.5 |  |  |  | 98 | 515 | 2000000 | 340
2007 | 5748 | 887 | 3 | 4 | 1972 | OP | EC |  |  | 1950 | 12.3 |  |  |  | 2 |  |  |  | 98.6 | 257 | 673000 | 315
2007 | 9617 | 207 | 1 | 3 | 1987 | OP | EK |  |  | 41174 | 6 | 18 | 0.1 |  | 0.5 | 4 | 2.3 | 3.5 | 99.8 | 185 | 2500000 | 277
2007 | 54888 | 298 | ESP2 | 10 | 1986 | OP | EK |  |  | 37411 | 10 | 37 |  |  | 0.3 | 3.1 |  |  | 99.9 | 236 | 3400000 | 295
2007 | 12384 | 384 | 72 | 2 | 1965 | OP | EK |  |  | 1702 | 8 |  |  |  | 0.7 |  |  |  | 99 | 256 | 856300 | 287
2007 | 14194 | 2935 | 12 | 1 | 1983 | OP | EK |  |  | 0 | 17 |  |  |  | 5.5 |  |  |  | 98.5 | 10.7 | 94000 | 300
2007 | 14063 | 2952 | 5P | 10 | 1978 | OP | EK |  |  | 11783 | 4.8 |  |  |  | 0.3 |  |  |  | 99.7 | 267 | 2080000 | 264
2007 | 15474 | 2963 | 3314 | 9 | 1980 | OP | EK |  |  | 7000 | 6.5 |  |  |  | 0.4 |  |  |  | 99.6 | 138 | 1612000 | 280
2007 | 14165 | 3098 | 4 | 1 | 1960 | OP | MC | EK |  | 502 | 13.5 |  |  |  | 1.6 |  |  |  | 97.8 | 300 | 470000 | 285
2007 | 15873 | 3118 | 2 | 5 | 1971 | OP | EC | WS |  | 3464 | 20 |  |  |  | 2.2 |  | 0.5 |  | 99.5 | 463 | 2700000 | 275
2007 | 17235 | 3131 | 2 | 1 | 1976 | OP | EC |  |  | 3500 | 15 |  |  |  | 2 |  |  |  | 99.2 | 118 | 550000 | 300
2007 | 15537 | 3140 | 2A | 2 | 2000 | OP | EC |  |  | 5909 | 10.6 |  |  |  | 1.8 |  |  |  | 98 | 350 | 560000 | 299
2007 | 770 | 462 | 59 | 6 | 1978 | OP | BR |  |  | 1633 | 12 |  |  |  | 0.5 |  |  |  | 99.6 | 20 | 156400 | 275
2007 | 15466 | 469 | 2 | 6 | 1980 | OP | BR |  |  | 10241 | 5.2 |  |  |  | 0.6 |  |  |  | 99.9 | 20 | 600000 | 290
2007 | 18642 | 1379 | 5 | 11 | 1979 | OP | MC | BR |  | 8570 | 10 |  |  |  | 0.7 |  |  |  | 99.5 | 25 | 585000 | 325
2007 | 50018 | 1619 | 2 | 8 | 1981 | OP | EC |  |  | 5570 | 10 |  | 0.1 |  | 1.2 |  | 2.2 |  | 99.3 | 135 | 856000 | 350
2007 | 50018 | 1626 | 3 | 12 | 1984 | OP | EK |  |  | 9196 | 12 |  | 0.1 |  | 0.8 |  | 2.2 |  | 99.4 | 70 | 685176 | 300
2007 | 4254 | 1702 | 2P | 6 | 1961 | OP | EC |  |  | 527 | 14 | [7 empty] | 95 | 550 | 820000 | 300
2007 | 5109 | 1726 | 18 | 6 | 1951 | OS | EC | MC |  | 2545 | [8 empty] | 98 | 82 | 386000 | 320
2007 | 5109 | 1732 | 12 | 1 | 1971 | SC | EC |  |  | 1035 | 9.7 |  |  |  | 0.8 |  |  |  | 99.4 | 0 | 265000 | 330
2007 | 5109 | 1733 | 4 | 5 | 1974 | OP | EC |  |  | 4322 | 7.5 |  |  |  | 1 |  | 0.2 |  | 99.6 | 250 | 2625000 | 270
2007 | 5109 | 1743 | 1 | 1 | 1976 | OP | EK |  |  | 7000 | 4.9 |  |  |  | 0.7 |  |  |  | 99.9 | 3 | 751000 | 300
2007 | 5109 | 1743 | 6 | 1 | 1982 | OP | EK |  |  | 28000 | 4.8 |  |  |  | 0.9 |  |  |  | 99.9 | 34 | 1320000 | 300
2007 | 5109 | 1745 | 19 | 1 | 1949 | OP | EC |  |  | 175 | 8 |  |  |  | 1 |  |  |  | 99.6 | 50 | 267500 | 310
2007 | 5109 | 1745 | 9A | 1 | 1968 | OP | EC |  |  | 3298 | 8 |  |  |  | 1 |  |  |  | 99.6 | 623 | 1535000 | 280
2007 | 4922 | 2850 | 1 | 5 | 1971 | OP | EH |  |  | 5846 | 12.5 |  |  |  | 3.5 | 5 |  |  | 99.9 | 225 | 1800000 | 280
2007 | 6526 | 2864 | 7 | 3 | 1982 | OP | EK |  |  | 26076 | 20 |  |  |  | 5.2 |  |  |  | 99.4 | 148 | 638000 | 290
2007 | 6526 | 2866 | 3 | 9 | 1982 | OP | BR |  |  | 27742 | 20 |  |  |  | 5.2 |  |  |  | 99.6 | 182 | 754000 | 305
2007 | 14015 | 2876 | 2 | 4 | 1980 | OP | EC |  |  | 13515 |  |  |  |  | 3 | 5 |  |  | 99.4 | 24 | 925000 | 350
2007 | 3046 | 2713 | 1 | 7 | 1973 | OP | EW |  |  | 2583 | 16 |  | 0.1 |  | 2.3 |  | 2.8 |  | 99.4 | 83 | 667800 | 625
2007 | 5416 | 2718 | 1 | 1 | 1990 | OP | EK |  |  | 377 | 20 |  |  |  | 0.5 | 3 | 0.2 | 0.5 | 99.5 | 108 | 700000 | 330
2007 | 5416 | 2720 | 5 | 6 | 1972 | OP | EW |  |  | 2396 | 20 |  |  |  | 0.5 | 3 | 0.2 | 0.5 | 99 | 43 | 167200 | 360
2007 | 924 | 2167 | 2 | 4 | 1982 | OP | EK |  |  | 15000 | 4 | 4.9 |  |  | 0.2 | 0.3 | 0.3 | 0.4 | 96 | 440 | 2200000 | 325
2007 | 6779 | 2240 | 7 | 3 | 1979 | OP | BR |  |  | 2994 | 3 | 6 |  |  | 0.2 | 1.2 |  |  | 99.9 | 17 | 42700 | 353
2007 | 6779 | 2240 | 8 | 10 | 1976 | OP | EW |  |  | 1296 | 3 | 6 |  |  | 0.2 | 1.2 |  |  | 99.6 | 17 | 510000 | 750
2007 | 13337 | 2277 | 1BH | 12 | 1999 | OP | BP |  |  | 7500 | 3.8 | 8 |  |  | 0.1 | 0.7 |  |  | 99.4 | 22 | 525000 | 360
2007 | 15472 | 2367 | 5 | 6 | 1985 | OP | EK |  |  | 5252 | 9 |  | 0.1 |  | 0.8 | 1.7 | 2 |  | 98.9 | 57 | 213000 | 400
2007 | 55768 | 2378 | 3 | 12 | 1974 | OP | MC |  |  | 110 |  |  | 0.1 |  |  |  | 0.3 | 2 | 90 | 181 | 508000 | 307
2007 | 19856 | 2434 | 8 | 10 | 1955 | OP | MC | [5 empty] | 0.1 | 0.1 |  |  | 0.2 | 0.3 | 54 | 18 | 63000 | 350
2007 | 803 | 2442 | 1 | 1 | 1972 | OP | WS |  |  | 7100 | 22.2 |  |  |  | 0.8 |  |  |  | 99.7 | 94 | 685000 | 121
2007 | 803 | 2442 | 4 | 1 | 1982 | OP | BR |  |  | 9000 | 22.2 |  |  |  | 0.8 |  |  |  | 99.8 | 415 | 3430000 | 285
2007 | 803 | 2442 | 5 | 1 | 1982 | OP | BR |  |  | 9000 | 22.2 |  |  |  | 0.8 |  |  |  | 99.8 | 415 | 3430000 | 285
2007 | 5511 | 2480 | 3 | 9 | 1987 | OP | EK |  |  | 8120 | 10 |  |  |  | 0.7 |  |  |  | 99.7 | 37 | 443500 | 280
2007 | 26751 | 2516 | 2 | 7 | 1978 | OP | EK |  |  | 10235 |  |  | 0.2 |  |  |  | 1 |  | 98 | 44 | 1020000 | 285
2007 | 15276 | 3148 | 2 | 1 | 1971 | OP | EK |  |  | 2853 | 15.8 |  |  |  | 1.3 |  |  |  | 99.5 | 52 | 550000 | 325
2007 | 22001 | 3152 | 1A | 1 | 1973 | OP | MC | BR |  | 1410 | 30 |  |  |  | 0.8 |  |  |  | 99.15 | 12 | 222000 | 350
2007 | 56069 | 56848 | FGD2 | 12 | 2008 | PL | BP |  |  | 34676.72 |  | 7 |  |  |  | 1 |  |  | 99 | 4 | 391000 | 200
2007 | 3046 | 3251 | 1 | 5 | 1997 | OP | EK |  |  | 3000 | 16.1 |  |  |  | 0.7 |  |  |  | 99.1 | 92 | 580000 | 275
2007 | 17539 | 3280 | CAN1 | 5 | 1972 | OP | EC |  |  | 503 | 10 |  |  |  | 1.5 |  | 0.2 |  | 99.6 | 264 | 387000 | 255
2007 | 17543 | 3319 | 3 | 1 | 1970 | OP | EK |  |  | 177 | 8 | 19 |  |  | 0.8 | 1.2 |  |  | 97 | 315 | 307000 | 300
2007 | 17543 | 3319 | 3A | 4 | 1977 | OP | EK |  |  | 900 | 8 | 19 |  |  | 1.5 | 1 |  |  | 96.3 | 409 | 300000 | 300
2007 | 18642 | 3403 | 2 | 9 | 1978 | OP | EK |  |  | 6241 | 20 |  |  |  | 1 |  |  |  | 99.5 | 152 | 920000 | 305
2007 | 18642 | 3406 | 4 | 9 | 1976 | OP | MC | EK |  | 3500 | 9 | 18 | [6 empty] | 99.6 | 63 | 478000 | 325
2007 | 18642 | 3407 | 8 | 4 | 1976 | OP | MC | EK |  | 4286 | 15.5 |  |  |  | 0.9 |  |  |  | 99.9 | 18 | 700000 | 325
2007 | 19323 | 3497 | 1 | 12 | 1971 | OP | EC | BP |  | 54239 | 10.4 |  |  |  | 0.6 |  |  |  | 98.2 | 1707 | 2074000 | 335
2007 | 733 | 3775 | 1 | 2 | 1975 | OP | EC |  |  | 8225 | 20 |  |  |  | 0.5 |  |  |  | 99.7 | 97 | 900000 | 250
2007 | 19876 | 3797 | 3 | 6 | 1984 | OP | EK |  |  | 12300 | 15 |  |  |  | 0.7 |  |  |  | 99.2 | 52 | 427000 | 301
2007 | 19876 | 3797 | 4 | 3 | 1982 | OP | EK |  |  | 19300 | 15 |  |  |  | 0.7 |  |  |  | 99.7 | 60 | 690000 | 285
2007 | 20847 | 1769 | 1A | 5 | 1999 | RE | BP |  |  | 23500 | 11 |  |  |  | 1 |  |  |  | 99.8 | 12 | 400000 | 300
2007 | 20847 | 1769 | 4B | 5 | 1999 | OP | BP |  |  | 0 | 11 |  |  |  | 1 |  |  |  | 99.8 | 12 | 400000 | 300
2007 | 20847 | 1769 | 8 | 12 | 2005 | OP | EW | BP |  | 2116 | 6.3 |  |  |  | 1 |  |  |  | 99.2 | 91 | 313300 | 730
2007 | 11701 | 1843 | 3 | 7 | 1983 | OP | BR |  |  | 4900 | 15 |  |  |  | 1 |  |  |  | 99.9 | 2075 | 226000 | 227
2007 | 12647 | 1891 | SCR2 | 5 | 1971 | OP | WS |  |  | 1590 | 17 |  |  |  | 2 |  |  |  | 97.8 | 36 | 246684 | 136
2007 | 12647 | 1897 | ESP4 | 8 | 1987 | OP | EK |  |  | 1450 | 9.1 |  |  |  | 0.9 |  |  |  | 99 | 0 | 241000 | 325
2007 | 13781 | 1912 | 5A | 9 | 1956 | OP | EK |  |  | 260 | 4.4 |  |  |  | 0.2 |  |  |  | 98.2 | 6 | 430000 | 302
2007 | 8543 | 1979 | ESP3 | 6 | 1976 | OP | EW |  |  | 200 | 8.3 |  |  |  | 0.5 |  |  |  | 99.5 | 18 | 147500 | 675
2007 | 16181 | 2008 | 4 | 10 | 1984 | OP | EK |  |  | 1904 | 10 |  |  |  | 1.2 |  |  |  | 98 |  | 220000 | 300
2007 | 19436 | 2103 | 4 | 8 | 1973 | OP | EC |  |  | 22790 | 9.5 |  |  |  | 2.3 |  |  |  | 99.2 | 462 | 2200000 | 310
2007 | 19436 | 2104 | 4 | 6 | 1981 | OP | EK |  |  | 22480 | 6.4 |  |  |  | 1 |  |  |  | 99 | 148 | 1450000 | 365
2007 | 19436 | 2107 | 1 | 6 | 1973 | OP | EC |  |  | 2973 | 15.3 |  |  |  | 3.5 |  |  |  | 99.6 | 168 | 2000000 | 350
2007 | 9231 | 2132 | 2 | 6 | 1979 | OP | EK |  |  | 1438 | 11.4 |  | 0.1 |  | 2.7 |  | 0.4 |  | 99.7 | 15 | 115000 | 303
2007 | 9231 | 2132 | 3 | 6 | 1979 | OP | EK |  |  | 3060 | 12.2 |  | 0.1 |  | 2.7 |  | 0.4 |  | 99.7 | 50 | 254000 | 303
2007 | 11732 | 2144 | 4 | 3 | 1981 | OP | BR |  |  | 1105 | 11 | [7 empty] | 87.5 | 2 | 20000 | 367
2007 | 11732 | 2144 | 5 | 3 | 1981 | OP | BR |  |  | 2675 | 11 | [7 empty] | 87.5 | 3 | 60000 | 297
2007 | 17833 | 2161 | 2 | 2 | 1981 | OP | EK |  |  | 1071 | 12 |  |  |  | 3.9 |  |  |  | 99.5 | 9 | 104500 | 320
2007 | 22122 | 2531 | 4 | 10 | 1975 | SC | EK |  |  |  | 28 |  |  |  | 1 |  |  |  | 99.5 | 17 | 133000 | 350
2007 | 13168 | 2549 | 63 | 6 | 1973 | SB | EK |  |  | 3500 | 8 |  |  |  | 1.7 |  |  |  | 99.5 | 19 | 500000 | 310
2007 | 3046 | 2706 | 1 | 11 | 2005 | OP | EK |  |  | 10098 | 6 | 15 |  |  | 0.7 | 1.3 |  |  | 99.8 | 54 | 700000 | 265
2007 | 6526 | 6094 | 1 | 4 | 1976 | OP | WS |  |  |  | 19.7 |  |  |  | 4.8 |  |  |  | 99.6 | 300 | 2813993 | 124
2007 | 19323 | 6146 | 1 | 5 | 1977 | OP | EC |  |  | 19815 | 8 |  |  |  | 0.9 |  |  |  | 99.4 | 750 | 3470000 | 355
2007 | 19323 | 6146 | 3 | 4 | 1979 | OP | EC |  |  | 21048 | 8 |  |  |  | 0.9 |  |  |  | 99.4 | 750 | 3470000 | 355
2007 | 19436 | 6155 | 1 | 6 | 1976 | OP | EC |  |  | 15664 | 19 |  |  |  | 1 |  |  |  | 99.6 | 148 | 2030000 | 270
2007 | 14354 | 6165 | 3 | 6 | 1983 | OP | BR |  |  | 16770 | 12.9 |  |  |  | 0.6 |  |  |  | 99.6 | 132 | 2053544 | 310
2007 | 5517 | 897 | 1 | 6 | 1973 | OP | EK |  |  | 1418 | 10 |  |  |  | 2.8 |  |  |  | 99.5 | 49 | 254000 | 297
2007 | 17632 | 976 | 123 | 5 | 2003 | OP | BP |  |  | 159 | 18 | 25 |  |  | 4 | 5.5 |  |  | 99 | 15 |  | 340
2007 | 9273 | 990 | 60 | 2 | 1995 | OP | MC | EC |  | 5900 | 7 | 13 |  |  | 2 | 4 |  |  | 99 | 105 | 490000 | 370
2007 | 9273 | 990 | 70 | 6 | 1994 | OP | EC |  |  | 9402 | 7 | 13 |  |  | 2 | 4 |  |  | 99.5 | 250 | 1465000 | 293
2007 | 3599 | 992 | 1516 | 6 | 1952 | OP | EW |  |  |  | 8.6 |  |  |  | 1.2 |  |  |  | 97 | 9 | 202595 | 494
2007 | 15470 | 1008 | 4 | 6 | 1968 | OP | EK |  |  | 1493 | 15 |  |  |  | 3.4 |  |  |  | 99 | 172 | 630000 | 263
2007 | 4508 | 1024 | 5 | 1 | 1955 | OP | MC |  |  |  | 10 |  |  |  | 2 |  |  |  | 88 | 68 | 57399 | 366
2007 | 14839 | 1037 | 2 | 12 | 1974 | OP | EK |  |  | 587 | 10.5 |  |  |  | 3 | 3.5 |  |  | 99
2007 | 14839 | 1037 | 5 | 9 | 1993 | OP | EK |  |  | 1542 | 10.5 |  |  |  | 3 | 3.5 |  |  | 99
2007 | 15989 | 1040 | 2 | 5 | 1973 | OP | EK |  |  | 329 | 11.7 |  |  |  | 2.2 |  | 0.5 |  | 99 | 96 | 276500 | 330
2007 | 9417 | 1047 | 4 | 6 | 1977 | OP | EW |  |  | 4875 | 5.8 |  |  |  | 0.3 | 0.7 |  |  | 99.5 | 138 | 1480880 | 715
2007 | 554 | 1122 | 7HRC | 5 | 2003 | OP | EK |  |  |  | 4 | 8 |  |  | 0.4 | 1.1 |  |  | 97.8 | 52 | 203000 | 310
2007 | 14645 | 1175 | 6 | 5 | 1964 | OP | EK | MC |  |  | 5 |  |  |  | 0.3 |  |  |  | 95 | 12.9 | 190000 | 500
2007 | 22500 | 1250 | 4N | 6 | 1969 | OP | WS |  |  |  | 9.8 |  |  |  | 0.9 |  | 2 |  | 99 | 58 | 186000 | 170
2007 | 10171 | 1355 | 3 | 7 | 1976 | OP | EK |  |  | 6241 | 13.1 |  |  |  | 3.6 |  |  |  | 99 | 300 | 1750000 | 289
2007 | 10171 | 1356 | 2 | 3 | 1977 | OP | EW |  |  | 3668 | 8.8 |  |  |  | 0.5 |  | 0.2 |  | 99 | 481 | 2900000 | 630
2007 | 10171 | 1357 | 5 | 7 | 1975 | OP | EW |  |  | 456 | 15.1 |  |  |  | 0.7 |  |  |  | 99 | 355 | 620900 | 650
2007 | 8449 | 1372 | 6 | 6 | 1968 | SB | MC | EW |  |  | 10.1 |  |  |  | 2.4 |  |  |  | 98.5 | 123 | 164284 | 400
2007 | 14268 | 1374 | 2N | 6 | 1993 | OP | EK |  |  | 12000 | 13 |  |  |  | 3.3 |  |  |  | 97.8 | 385 | 1211000 | 339
2007 | 195 | 3 | 3 | 6 | 1976 | OP | EW |  |  | 12484 | 4 | 20 |  |  | 0.7 | 5 |  |  | 99 | 218 | 1274000 | 721
2007 | 195 | 26 | 2 | 6 | 1976 | OP | EW | BP |  | 15500 | 13.2 |  |  |  | 0.8 |  | 0.5 |  | 99.9 | 25 | 1070000 | 320
2007 | 195 | 26 | 3 | 6 | 1975 | OP | EW | BP |  | 11500 | 13.2 |  |  |  | 0.8 |  | 0.5 |  | 99.9 | 25 | 1070000 | 320
2007 | 18642 | 50 | 1 | 12 | 1977 | OP | EK |  |  | 9000 | 30 |  |  |  | 0.7 |  |  |  | 99.6 | 133 | 575000 | 320
2007 | 803 | 113 | 1 | 12 | 1973 | RE | MC | WS |  | 6500 | 22 |  |  |  | 0.1 | 1.2 |  |  | 99.7 | 55 | 422000 | 157
2007 | 30151 | 527 | N4B | 5 | 1987 | OP | BS |  |  | 632 | 26.1 |  |  |  | 2 |  |  |  | 99.9 | 34 | 520000 | 275
2007 | 22350 | 544 | 7 | 2 | 1956 | RE | EK | [5 empty] | 0.1 | 0.1 |  |  | 1 | 1 | 98 | 21 | 320000 | 280
2007 | 9332 | 594 | 2 | 6 | 1978 | OP | EK |  |  | 3636 | 9 | 12 |  |  | 1.3 | 1.6 | 0.3 |  | 99.5 | 19 | 298000 | 270
2007 | 6452 | 621 | PTP1 | 4 | 1967 | OP | MC | [5 empty] | 0.1 |  |  |  | 1 |  | 84 | 365 | 975000 | 275
2007 | 6452 | 621 | PTP2 | 4 | 1968 | OP | MC | [5 empty] | 0.1 |  |  |  | 1 |  | 84 | 365 | 975000 | 275
2007 | 6455 | 628 | 4 | 1 | 1982 | OP | EK |  |  | 16084 | 9 | 11 |  |  | 0.7 | 0.8 |  |  | 99.6 | 222 | 2348000 | 282
2007 | 6455 | 628 | 5 | 1 | 1984 | OP | EK |  |  | 16084 | 9 | 11 |  |  | 0.7 | 0.8 |  |  | 99.6 | 222 | 2348000 | 287
2007 | 18454 | 645 | ESP4 | 2 | 1985 | OP | EK |  |  | 76822 | 6.2 | 13.5 |  |  | 2.1 | 3.2 |  |  | 99.7 | 130 | 2200000 | 340
2007 | 9617 | 667 | 2 | 2 | 2002 | OP | BP |  |  | 10000 | 6 | 16 |  |  | 0.5 | 6 |  |  | 99.8 | 185 | 800000 | 280
2007 | 7140 | 703 | 1B | 10 | 1971 | OP | EK |  |  | 410 | 12 |  |  |  | 2 |  |  |  | 98.4 |  | 1104000 | 340
2007 | 7140 | 703 | 1D | 5 | 1981 | OP | EK |  |  | 1626 | 12 |  |  |  | 2 |  |  |  | 98.7 |  | 913900 | 340
2007 | 7140 | 703 | 2A | 9 | 1972 | OP | EK |  |  | 410 | 16 |  |  |  | 2 |  |  |  | 98.4 |  | 1104000 | 340
2007 | 7140 | 703 | 4A | 11 | 1975 | OP | EK |  |  | 660 | 16 |  |  |  | 2 |  |  |  | 99 |  | 1465000 | 250
2007 | 7140 | 703 | 4B | 11 | 1975 | OP | EK |  |  | 660 | 16 |  |  |  | 2 |  |  |  | 99 |  | 1465000 | 250
2007 | 7140 | 708 | 4N | 5 | 1994 | OP | EC |  |  | 20000 | 8 | 14 |  |  | 0.6 | 1.5 |  |  | 99 | 119.4 | 2450000 | 285
2007 | 7140 | 710 | ESP-1 | 6 | 1972 | OP | EK |  |  | 3116 | 16 |  |  |  | 2 |  |  |  | 99 | 260 | 1000000 | 300
2007 | 7140 | 728 | Y3EP | 6 | 1969 | OP | EK |  |  | 902 | 16 |  |  |  | 0.7 |  |  |  | 98.3 | 340 | 420000 | 300
2007 | 7140 | 733 | 2 | 6 | 1978 | OP | EK |  |  | 715 | 6 | 20 |  |  | 0.6 | 1.5 |  |  | 99.5 | 20 | 162000 | 290
2007 | 4716 | 4271 | E2
2007 | 16190 | 50406 | 1HFB | 12 | 1976 | OP | MC | [5 empty] | 0.1 |  |  |  | 2 |  | 85 | 677 | 260000 | 348
2007 | 16190 | 50406 | ESP1 | 10 | 1982 | OP | EH |  |  | 2074 |  |  | 0.1 |  |  |  | 2 |  | 90 |  | 178000 | 425
2007 | 34672 | 50407 | PRECIP | 6 | 1985 | OP | EH |  |  |  | 4 | [7 empty] | 98 | 61 | 213000 | 370
2007 | 16719 | 50438 | 3PB | 11 | 1974 | OP | EK |  |  | 1600 | 7.5 |  |  |  | 2 |  |  |  | 99 | 26.6 | 234200 | 339
2007 | 2522 | 50466 | 2RB03 | 1 | 2004 | OP | EW |  |  | 505 | [8 empty] | 99.5 | 26 | 300000 | 365
2007 | 14369 | 50476 | C10 | 11 | 1994 | OP | MC | EK |  |  | 7.8 |  |  |  | 2.3 |  |  |  | 96.5 | 33 | 328000 | 385
2007 | 14369 | 50476 | C5 | 4 | 1989 | OP | EK |  |  |  | 7.8 |  |  |  | 2.3 |  |  |  | 99.5 | 15.6 | 60000 | 460
2007 | 14369 | 50476 | C8 | 11 | 1994 | OP | OT | EK |  |  | 7.8 |  |  |  | 2.3 |  |  |  | 96.5 | 33 | 328000 | 385
2007 | 5610 | 50481 | 325-30 | 8 | 1982 | OP | EK |  |  | 2900 | 16.1 |  |  |  | 0.8 |  |  |  | 99.8 | 14 | 285570 | 160
2007 | 26840 | 50544 | 10 | 1 | 1988 | OP | WS |  |  | 5000 |  |  | 0.5 |  |  |  | 0.8 |  | 95 | 34 | 100000 | 145
2007 | 13008 | 50614 | 6 | 12 | 1976 | OP | EK |  |  | 864 | 7 | 8 |  |  | 1.8 |  |  |  | 99.7 | 2 | 90000 | 320
2007 | 16653 | 50639 | 7ESP | 6 | 1978 | OP | EK |  |  | 2100 | 9 |  |  |  | 0.9 |  |  |  | 98 | 9 | 166800 | 360
2007 | 1950 | 50650 | PC1 | 8 | 1989 | OP | EW | [5 empty] | 1.6 |  |  |  | 0.3 |  | 95.1 | 7 | 136000 | 340
2007 | 4425 | 50658 | FF1 | 6 | 1990 | OP | BP |  |  | 7500 | [8 empty] | 99.5 | 8 | 180000 | 275
2007 | 4425 | 50658 | FF4 | 6 | 1990 | OP | BP |  |  | 7500 | [8 empty] | 99.5 | 8 | 180000 | 275
2007 | 4487 | 50662 | BGHS2 | 2 | 1995 | OP | BP | [11 empty] | 99.6 | 0 | 93327 | 285
2007 | 14519 | 50666 | PABH3 | 2 | 1991 | OP | BP | [11 empty] | 99.7 | 5 | 46200 | 285
2007 | 19781 | 50772 | FGPC1 | 1 | 1989 | OP | MC | EK
2007 | 18162 | 50806 | PB1MC | 6 | 1963 | OP | MC | [5 empty] | 0 |  | 1 |  | 0.5 | 3.5 | 97.5 | 108 | 137000 | 398
2007 | 18157 | 50807 | 3BB | 6 | 1975 | OP | WS | MC |  |  | 6.5 |  | 0.1 |  | 1.7 |  | 2.4 |  |  | 54.6 | 196500 | 136
2007 | 18155 | 50810 | 2RBPPT | 6 | 1985 | OP | EW | [11 empty] | 99 | 143 | 224608 | 350
2007 | 18414 | 50835 | BH2 | 6 | 1990 | OP | BP |  |  |  | 11.4 |  |  |  | 2.5 |  |  |  | 100 | 0.335 | 148000 | 155
2007 | 16899 | 50837 | BH3 | 7 | 1988 | OP | BR | [11 empty] | 90 | 0 | 70000 | 276
2007 | 8633 | 50858 | BHFF2C | 11 | 1999 | OP | BP |  |  | 13300 | [8 empty] | 99.9 | 4.1 | 97000 | 300
2007 | 10162 | 50860 | 2 | 1 | 1990 | OP | BP |  |  | 1724 | [8 empty] | 99 | 1 | 72841 | 313
2007 | 14995 | 54620 | FGPC1 | 10 | 1992 | OP | BP |  |  | 1200 | [8 empty] | 99.9 | 4 | 101000 | 360
2007 | 13492 | 54627 | AESP | 1 | 1996 | OP | EH | MC |  | 1734 | [6 empty] | 0.1 |  | 99.4 | 4.28 | 315076 | 325
2007 | 16793 | 54634 | 1 | 9 | 1990 | OP | BP |  |  |  | 73 |  |  |  | 0.3 |  |  |  | 99.9 | 36 | 468727 | 300
2007 | 9210 | 54656 | PB2 | 6 | 1978 | OP | MC |  |  |  | 9.1 |  | 0.1 |  | 1.3 |  | 2.1 |  | 96 | 106 | 170000 | 365
2007 | 20541 | 54746 | BAGH1 | 5 | 1994 | OP | BS |  |  | 13 | [8 empty] | 99.6 | 7 | 225000 | 250
2007 | 22611 | 54752 | 2 | 9 | 1982 | OP | EW |  |  | 3787 | 8 |  | 0.1 |  | 1.3 |  | 3 |  | 99 | 0 | 381214 | 356
2007 | 50102 | 54763 | R3SC | 7 | 1992 | OP | SC | WS |  | 423 | [8 empty] | 98 | 8 | 39000 | 174
2007 | 19528 | 54780 | ESP6 | 3 | 1987 | OP | EW |  |  | 400 | 10.4 |  |  |  | 4.5 |  |  |  | 99.8 | 3 | 75000 | 350
2007 | 55932 | 54789 | 2PBPPT | 11 | 2005 | OP | EW |  |  | 7900 | [8 empty] | 85 | 12 | 164987 | 465
2007 | 55932 | 54789 | 3RBPPT | 6 | 1971 | OP | EW |  |  | 1500 | [8 empty] | 99.6 | 3 | 257022 | 426
2007 | 16380 | 54820 | 1 | 10 | 2009 | PL | BP
2007 | 16572 | 6177 | 2ESP | 10 | 1980 | OP | EW |  |  | 12168 | 25 |  |  |  | 0.7 |  |  |  | 99.9 | 160 | 2800000 | 760
2007 | 11269 | 6179 | 1 | 6 | 1979 | OP | EK |  |  | 7500 | 4.3 |  |  |  | 0.5 |  |  |  | 99.6 | 186 | 2444333 | 350
2007 | 16604 | 6181 | 1ESP | 12 | 1987 | RE | EK |  |  | 10000 | 6 |  |  |  | 0.5 |  |  |  | 99.4 | 415 | 2714000 | 760
2007 | 3265 | 6190 | 2 | 10 | 1982 | OP | EH |  |  | 6834 | 0.3 | 5.8 |  |  | 0.2 | 1.1 |  |  | 99.5 | 734 | 5316000 | 730
2007 | 1307 | 6204 | 1 | 7 | 1980 | OP | EK |  |  | 16382 | 4 | 13 | 0.1 |  | 0.2 | 0.8 | 0.4 |  | 99.5 | 300 | 2810000 | 286
2007 | 5416 | 2723 | 2 | 1 | 1971 | OP | EW |  |  | 104 | 20 |  |  |  | 0.5 | 3 | 0.2 | 0.5 | 99 | 69 | 277600 | 310
2007 | 1307 | 2817 | 2 | 12 | 1975 | OP | EK |  |  | 3011 | 10.8 |  |  |  | 0.8 |  |  |  | 99 | 225 | 2100000 | 313
2007 | 7570 | 2824 | 1 | 6 | 1977 | OP | EK |  |  | 823 | 8.1 | 14.6 |  |  | 0.6 | 1.1 |  |  | 98 | 64 | 350000 | 320
2007 | 3542 | 2830 | 6A | 6 | 1969 | OP | EC |  |  | 1006 | 25 |  |  |  | 2.5 |  |  |  | 50 | 177 | 1600000 | 250
2007 | 3542 | 2830 | 6B | 6 | 1979 | OP | EC |  |  | 14400 | 25 |  |  |  | 1 |  |  |  | 99.2 | 177 | 1600000 | 250
2007 | 49801 | 50933 | MC5 | 6 | 1972 | RE | MC |  |  |  | 5 | 8 |  |  | 0.6 | 1 |  |  | 82 | 17 | 47971 | 460
2007 | 23931 | 50956 | PB3 | 6 | 1982 | OP | EK |  |  | 11306 | 14 | 14 |  |  | 2.8 | 2.8 |  |  | 99.9 | 203 | 396800 | 333
2007 | 4440 | 50960 | BH1 | 2 | 1994 | OP | BP |  |  | 2975 | [8 empty] | 99.6 | 1 | 143000 | 285
2007 | 54824 | 51026 | PRECIP | 1 | 1992 | OP | SC | EH |  | 2598 | [8 empty] | 99.6 | 0.4 | 79776 | 340
2007 | 56062 | 51038 | BH1 | 3 | 1990 | OP | BR |  |  | 3600 | [8 empty] | 99.5 | 0.33 | 59622 | 303
2007 | 19876 | 52007 | BH1 | 11 | 1992 | OP | BP |  |  | 801 | 10 |  |  |  | 1 |  | 0.2 |  | 99.9 | 10 | 220000 | 160
2007 | 22218 | 52072 | ESP4 | 6 | 1978 | OP | EK |  |  | 250 |  |  |  |  | 1 | 1.5 |  |  | 99 | 14 | 107000 | 350
2007 | 55732 | 52089 | NO7ESP | 6 | 1974 | OP | EK |  |  |  | 10 |  |  |  | 1 |  |  |  | 99.8 | 10 | 107200 | 293
2007 | 8009 | 52140 | RF2EH | 6 | 1980 | OP | EW | [5 empty] | 0.8 |  |  |  | 0.8 |  | 99.8 | 73 | 451400 | 450
2007 | 9424 | 52151 | PB2 | 4 | 1991 | OP | MC | EW |  | 5350 | 12 |  | 0.1 |  | 1.5 |  | 0.5 |  | 99.2 | 23 | 307700 | 350
2007 | 9348 | 52152 | 5RBESP | 6 | 1998 | OP | EK |  |  | 686 |  |  | 0.1 |  |  |  | 2.1 |  | 99.2 | 18 | 52835 | 260
2007 | 17610 | 54004 | PRCP1 | 8 | 1979 | OP | EW |  |  | 500 | 7 |  | 0.2 |  | 0.7 |  | 2.5 |  | 99.5 | 6 | 148000 | 665
2007 | 20541 | 54033 | FF3 | 5 | 1992 | OP | BS |  |  | 3000 | [8 empty] | 99.7 | 25 | 192903 | 240
2007 | 55808 | 54035 | BH1 | 5 | 1994 | OP | BR |  |  | 10271 | 8 | 14 |  |  | 0.8 | 1.5 | 0.2 |  | 99.9 | 34 | 475000 | 165
2007 | 49955 | 54061 | ESP1 | 2 | 1992 | RE | EW | MC |  | 1200 | [8 empty] | 96.5 | 3.5 | 112430 | 350
2007 | 9356 | 54090 | 3 | 6 | 1983 | OP | EK | MC | [10 empty] | 99 | 76 | 329000 | 347
2007 | 9312 | 54091 | RB2P | 10 | 1981 | OP | EW |  |  | 5000 |  |  | 0.4 |  |  |  | 0.7 |  |  |  | 159120 | 382
2007 | 20704 | 54944 | PCD25I | 3 | 2000 | OP | EK |  |  | 3430 |  |  | 0.1 |  |  |  | 0.1 |  | 99.9 | 19.7 | 210800 | 350
2007 | 1922 | 55044 | ESP1 | 9 | 1974 | OP | EW |  |  | 600 | [8 empty] | 99 | 32.1 | 241000 | 330
2007 | 55839 | 55429 | 4RECPT | 10 | 1997 | OP | EW |  |  | 2067 | [8 empty] | 99.9 | 30.3 | 290000 | 346
2007 | 49886 | 56220 | F01 | 4 | 2011 | PL | BP | [11 empty] | 99.9 | 269 | 1778788 | 165
2007 | 19545 | 56319 | 1 | 1 | 2008 | PL | BP
2007 | 7570 | 56786 | 1 | 4 | 2010 | CO | BP |  |  | 4000 | 12.7 | 16.5 |  |  | 0.7 | 1 |  |  | 99.9 | 38 | 390000 | 169
2007 | 19876 | 56808 | BH2 | 4 | 2012 | PL | BP |  |  |  | 41.4 |  |  |  | 1 |  |  |  | 99 | 3758 | 1010603 | 152
2007 | 19876 | 56808 | ESP1 | 4 | 2012 | PL | EW |  |  |  | 41.4 |  |  |  | 1 |  |  |  | 41 | 3758 | 1061128 | 279
2007 | 49965 | 1588 | 7 | 7 | 1978 | OP | EK |  |  | 13000 |  |  | 0.1 | 0.9 |  |  |  | 2.8 | 96.7 | 50 | 1910000 | 310
2007 | 1009 | 1961 | 1 | 4 | 1971 | OP | EK |  |  | 689.957 | 5.8 | 7.3 |  |  | 1 | 1.9 |  |  | 99 | 180 | 111400 | 281
2007 | 17543 | 130 | 1 | 5 | 1995 | OP | EK |  |  | 21287 | 7 | 20 |  |  | 0.5 | 2.3 |  |  | 99.9 | 129 | 1038000 | 275
2007 | 55968 | 56781 | ESP | 3 | 2007 | OP | MC | EW |  | 978 | [8 empty] | 90 | 5 | 90000 | 300
2007 | 55936 | 1393 | 2A | 9 | 1992 | OP | BR |  |  | 5449 |  |  | 0.6 |  |  |  | 4.5 |  | 99.8 | 14 | 415000 | 280
2007 | 1307 | 56609 | BH
2007 | 16604 | 6181 | 1BGH
2007 | 19323 | 52071 | 5A | 7 | 2009 | CO | BP |  |  | 65223 |  | 16 |  |  |  | 0.9 |  |  | 99.9 | 42 | 991147 | 162
2007 | 56174 | 10511 | 9MC | 6 | 1984 | OP | MC |  |  | 500
2007 | 15726 | 10560 | 3 | 3 | 2005 | OP | OT |  |  | 5816 |  |  | 1 |  |  |  | 2.5 |  | 99.8 | 140 | 264000 | 424
2007 | 135 | 10593 | BH1 | 2 | 1984 | OP | BP |  |  | 263 | [8 empty] | 99.9 | 1 | 63000 | 250
2007 | 5670 | 10603 | C01 | 5 | 1991 | OP | BP |  |  |  | 35 | 50 |  |  | 0.2 | 3 |  |  | 99.9 | 21 | 230400 | 350
2007 | 50003 | 10605 | 6RB | 9 | 1990 | OP | EW |  |  | 10000 | [6 empty] | 0.5 |  | 99.7 | 35 | 474000 | 375
2007 | 4580 | 10606 | 8R | 2 | 1982 | OP | EW |  |  | 12733 | [8 empty] | 98 | 10.4 | 540125 | 374
2007 | 50128 | 10611 | 4CB | 6 | 1986 | OP | EH | [9 empty] | 2.5 |  | 99.6 | 15.8 | 223588 | 495
2007 | 50129 | 10612 | RB1ESP | 11 | 2000 | OP | EW |  |  | 9500 | [8 empty] | 99.9 | 13 | 268649 | 426
2007 | 19876 | 3954 | 3 | 1 | 1973 | OP | EK |  |  | 4608 | 25 |  |  |  | 1 | 5 |  |  | 99.2 | 660 | 2230000 | 285
2007 | 11479 | 3992 | 9 | 6 | 1973 | OP | MC | EK |  | 810 | 7 | 10 |  |  | 1 | 1.8 |  |  | 99.5 | 19 | 216000 | 290
2007 | 20847 | 4041 | 8 | 6 | 1991 | OP | EK |  |  | 28164 | 3 | 9 |  |  | 0.5 | 1.8 |  |  | 99.5 | 98 | 1265000 | 300
2007 | 4716 | 4271 | E1 | 10 | 1978 | OP | EW |  |  | 6176 | 4 |  |  |  | 0.3 |  |  |  | 99.6 | 70 | 2300000 | 840
2007 | 16572 | 4941 | 1 | 5 | 1974 | OP | EW |  |  | 13000 | 10 |  |  |  | 0.5 |  |  |  | 99.5 | 420 | 3940000 | 662
2007 | 23279 | 6004 | 1 | 3 | 1979 | OP | EK |  |  | 22841 | 8 | 15 |  |  | 1.8 | 3.5 |  |  | 99.6 | 300 | 2400000 | 200
2007 | 814 | 6009 | 1 | 8 | 1980 | OP | EK |  |  | 29732 | 6 |  |  |  | 0.5 |  |  |  | 99.5 | 381 | 4675000 | 330
2007 | 3542 | 6019 | 1 | 6 | 1991 | OP | EK |  |  | 27005 | 15 |  |  |  | 1.5 |  |  |  | 99.8 | 299 | 5000000 | 350
2007 | 7570 | 6030 | 1 | 8 | 1979 | OP | EK |  |  | 13086 | 12 |  |  |  | 1 |  |  |  | 99.5 | 198 | 2310000 | 321
2007 | 6452 | 6042 | PMT1 | 1 | 1976 | OP | MC |  |  | 1429 |  |  | 0.1 |  |  |  | 1 |  | 84 | 790 | 1820000 | 307
2007 | 6452 | 6042 | PMT2 | 1 | 1977 | OP | MC |  |  | 1429 |  |  | 0.1 |  |  |  | 1 |  | 84 | 790 | 1820000 | 307
2007 | 17568 | 6061 | 2 | 11 | 1978 | OP | EW |  |  | 7958 | 8 |  |  |  | 1.5 |  |  |  | 99.6 | 143 | 1228000 | 825
2007 | 15298 | 6076 | 1 | 11 | 1975 | OP | WS |  |  |  | 8.5 |  |  |  | 0.8 |  |  |  | 99.5 | 339 | 478000 | 200
2007 | 17543 | 6249 | 4 | 11 | 1981 | OP | EK | WS |  | 2878 | 17.2 |  |  |  | 2 |  |  |  | 99.4 | 196 | 881500 | 270
2007 | 1307 | 6469 | BH1 | 7 | 1984 | OP | BR |  |  | 22520 | 5.2 | 9.6 |  |  | 0.4 | 1.2 | 0.3 |  | 99.7 | 210 | 1894380 | 185
2007 | 11208 | 6481 | 1CCB | 7 | 1986 | OP | BR |  |  | 52653 | 6 | 21.5 |  |  | 0.3 | 0.9 |  |  | 99.9 | 167 | 3750000 | 285
2007 | 20546 | 6639 | G1 | 12 | 1979 | OP | EK |  |  | 8747 | 25 |  |  |  | 4 |  |  |  | 99.6 | 150 | 800000 | 300
2007 | 814 | 6641 | 2 | 1 | 1985 | OP | EK |  |  | 33080 | 6 |  |  |  | 0.5 |  |  |  | 99.5 | 420 | 2786667 | 350
2007 | 12341 | 6664 | 103 | 10 | 1983 | OP | EW |  |  | 54646 | 6.1 |  |  |  | 0.3 |  |  |  | 99.8 | 268 | 4400000 | 750
2007 | 20447 | 6772 | 1 | 4 | 1982 | OP | EK |  |  | 9924 | 7 |  |  |  | 5 |  |  |  | 99 | 42 | 2100000 | 300
2007 | 17539 | 7210 | COP1 | 11 | 1995 | OP | BR |  |  |  | 9 |  |  |  | 2 |  |  |  | 99.9 | 69 | 1146938 | 151
2007 | 19545 | 7504 | 2 | 11 | 1995 | OP | EC |  |  | 7000 | 7.5 |  |  |  | 0.9 |  |  |  | 92 | 115 | 400000 | 155
2007 | 17698 | 7902 | 1 | 1 | 1985 | OP | EK |  |  | 17930 | 16.7 |  |  |  | 1.5 |  |  |  | 99.8 | 648 | 2860000 | 287
2007 | 5416 | 8042 | 1 | 8 | 1974 | OP | EC |  |  | 8719 | 20 |  |  |  | 0.8 | 3 | 0.2 | 0.5 | 99.7 | 280 | 3200000 | 260
2007 | 22296 | 54219 | MC1 | 7 | 1985 | OP | MC | [11 empty] | 80 | 251 | 81000 | 350
2007 | 6738 | 54224 | SG4C | 6 | 1968 | OP | MC | [9 empty] | 3.5 |  | 87 | 0.12 | 46500 | 261
2007 | 2999 | 54235 | F001 | 1 | 1979 | OS | MC |  |  | 329 | 10 |  |  |  | 4 |  |  |  | 90 |  | 80000 | 425
2007 | 14928 | 54236 | 5 | 2 | 1965 | OP | MC | [5 empty] | 0 | 0.1 |  |  |  | 0.3 |  |  | 118000 | 330
2007 | 19541 | 54276 | 7 | 2 | 1991 | OP | BP |  |  |  | 15 |  |  |  | 2.1 |  | 0.5 |  | 99.8 | 0.61 | 214000 | 305
2007 | 5473 | 54428 | 073 | 6 | 1990 | SC | EH |  |  |  | 10 |  |  |  | 2.5 |  |  |  | 99.6 | 11.5 | 175000 | 175
2007 | 16024 | 54464 | B03S | 6 | 1980 | OP | WS |  |  |  | 7 |  |  |  | 3 |  |  |  | 90 | 50 | 140000 | 130
2007 | 16024 | 54464 | D01E | 6 | 1994 | OP | EW | [11 empty] | 99 | 15 | 335000 | 388
2007 | 11169 | 54562 | 12ESP | 9 | 2004 | OP | EC |  |  | 3000 |  |  | 0.6 |  |  |  | 0.5 |  | 80 | 4.1 | 147601 | 150
2007 | 14006 | 8102 | 2 | 3 | 1975 | OP | EK |  |  | 6947 | 15 |  |  |  | 1 | 6 |  |  | 99.7 | 434 | 4400000 | 300
2007 | 14232 | 8222 | FGC1 | 5 | 1981 | OP | BS |  |  | 29641 | 7 |  |  |  | 0.8 |  |  |  | 98.8 | 445 | 1582000 | 195
2007 | 24211 | 8223 | 2 | 6 | 1990 | OP | BR |  |  | 24712 | 20 |  |  |  | 0.7 |  | 1 |  | 99.9 | 113 | 1523740 | 150
2007 | 14165 | 8226 | 1 | 1 | 1970 | OP | EW |  |  | 1914 | 15 | 24 |  |  | 1.7 | 2 |  |  | 99.5 | 287 | 1984000 | 270
2007 | 21 | 10671 | 1B | 1 | 1991 | OP | BP |  |  | 1000 | 8.6 |  |  |  | 1.8 |  |  |  | 99 | 18 | 293000 | 297
2007 | 14932 | 50974 | BAG 2 | 6 | 1993 | OP | BP | SC |  |  | 41.5 | 55 |  |  | 2 | 2.9 |  |  | 100 | 0.2 | 220000 | 300
2007 | 5033 | 50395 | 10 | 5 | 1989 | OP | MC | EK |  | 195 | 7 |  |  |  | 1.3 |  |  |  | 99.7 | 5.8 | 169000 | 340
2007 | 5033 | 50395 | 14 | 4 | 1991 | OP | EK | [11 empty] | 99.4 | 19.5 | 193900 | 380
2007 | 14310 | 50397 | C37 | 12 | 1994 | OP | EH | [9 empty] | 0.5 |  | 99.7 |  | 105000 | 375
2007 | 11169 | 54562 | 5 | 6 | 1976 | OP | MC | WS |  | 333 | [8 empty] | 95 | 7 | 91384 | 138
2007 | 772 | 10865 | BH9 | 2 | 2001 | OP | BR |  |  | 2508 | 9.3 |  |  |  | 3.5 |  |  |  | 100 | 14 | 553800 | 300
2007 | 1745 | 10869 | SOUTH | 1 | 1990 | OP | EW |  |  | 1100 | [8 empty] | 99.6 | 2 | 107000 | 330
2007 | 12307 | 50101 | 2PB | 6 | 1992 | OP | WS |  |  | 125 | [8 empty] | 99 | 55 | 225000 | 135
2007 | 19685 | 50121 | BELCO | 10 | 1994 | OP | WS | [11 empty] | 99.3 | 25 | 535000 | 174
2007 | 20547 | 50185 | 2RB | 6 | 1956 | OS | MC | WS |  | 1500 | [8 empty] | 99 | 58 | 160000 | 140
2007 | 20548 | 50187 | 10P | 7 | 1975 | OP | EH |  |  | 1758 |  |  | 2 |  |  |  | 2 |  | 99.7 | 13.9 | 454000 | 425
2007 | 20511 | 50188 | PB2 | 12 | 1996 | OP | WS |  |  | 2000 |  |  | 0.1 |  |  |  | 2.1 |  | 60 | 28 | 180000 | 120
2007 | 55903 | 50189 | ESPR5 | 12 | 1975 | OP | EW | [5 empty] | 0 |  |  |  | 0.1 |  | 99.6 | 335 |  | 380
2007 | 15824 | 50225 | 1FG2B | 10 | 1988 | OP | EC |  |  | 1078 | [8 empty] | 99.1 | 0.3 | 72133 | 306
2007 | 15526 | 50240 | BLR1 | 6 | 1963 | OP | EK |  |  |  | 8.2 |  |  |  | 1.2 |  |  |  | 98 | 15 | 123843 | 325
2007 | 23815 | 50244 | BBB | 6 | 1972 | OP | EW |  |  |  | 8 |  |  |  | 0.7 |  |  |  | 99.3 | 32 | 187000 | 425
2007 | 23815 | 50244 | RBB | 6 | 1972 | OP | WS |  |  |  | 8 | [8 empty] | 70 | 140000 | 140
2007 | 18189 | 50247 | 14ESP | 6 | 1975 | SB | EW |  |  |  | 4 | 12 |  |  | 0.7 | 1 |  |  | 98.9 |  | 130000 | 425
2007 | 50097 | 50282 | P3 | 10 | 1993 | OP | EK
2007 | 14362 | 50296 | R3PPT | 6 | 1978 | OP | EW |  |  | 6000 | [8 empty] | 99.7 |  | 180000 | 400
2007 | 40430 | 50305 | K22 | 6 | 1975 | OP | BR |  |  |  | 8.9 |  |  |  | 3.6 |  |  |  | 99.9 | 16 | 186280 | 380
2007 | 55960 | 50363 | F410 | 12 | 1986 | OS | BR
2007 | 19564 | 50366 | ESP4 | 1 | 1968 | OP | EW |  |  |  | 7 |  |  |  | 3.4 |  | 0.4 |  | 98 | 1 | 81000 | 350
2007 | 14952 | 50388 | K1 | 12 | 1983 | OP | BP |  |  | 1513 | [10 empty] | 138262 | 400
2007 | 14952 | 50388 | K2 | 12 | 1983 | OP | BP |  |  | 1513 | [10 empty] | 138262 | 400
2007 | 7136 | 10699 | 2 | 6 | 1979 | OP | EW |  |  | 1100 | 4 |  |  |  | 1 |  |  |  | 99.5 | 8 | 140287 | 404
2007 | 12949 | 10743 | BGH2 | 1 | 1992 | OP | BP |  |  | 1300 | 39.2 | 45 |  |  | 1.5 | 3 |  |  | 99.9 | 11 | 124486 | 350
2007 | 570 | 10746 | BH4 | 6 | 1991 | OP | BP | [11 empty] | 99.9 | 0.2 | 129000 | 280
2007 | 16061 | 10768 | 1 | 9 | 1989 | OP | BP |  |  | 2500 | 11 |  |  |  | 0.8 |  |  |  | 99.9 | 4.31 | 123655 | 275
2007 | 50007 | 10792 | BAGHS2 | 8 | 1978 | OP | BR |  |  | 1156 | 18 |  |  |  | 2 |  |  |  | 98.3 | 4.46 | 107075 | 401
2007 | 50006 | 10793 | ESP1 | 1 | 1980 | OP | EK |  |  | 3700 | 12 | 12 |  |  | 2.5 | 2.5 | 1 | 1 | 99 | 17 | 96900 | 400
2007 | 50006 | 10793 | ESP3 | 1 | 1980 | OP | EK |  |  | 3700 | 12 | 12 |  |  | 2.5 | 2.5 | 1 | 1 | 99 | 17 | 96900 | 400
2007 | 50006 | 10796 | MC3 | 1 | 1965 | OP | MC |  |  | 250 | 12 |  |  |  | 1.1 |  | 1.5 |  | 80 | 339 | 85360 | 415
2007 | 54806 | 10836 | BH1 | 9 | 1989 | OP | BP |  |  | 588 | [8 empty] | 99.9 | 7 | 110000 | 330
2007 | 20541 | 50886 | 1 | 9 | 1991 | OP | BP |  |  | 325 | [8 empty] | 98.8 | 9 | 124000 | 255
2007 | 20508 | 50900 | P6 | 9 | 1991 | OP | EK |  |  | 500 | 12 |  |  |  | 2 |  |  |  | 99.6 |  | 100000 | 400
2007 | 14165 | 2836 | 12 | 1 | 1985 | OP | EK |  |  | 80000 | 19 |  |  |  | 0.6 | 5 |  |  | 99.6 | 125 | 2600000 | 295
2007 | 4062 | 2840 | 3 | 1 | 1977 | OP | EK |  |  | 4186 | 10 | 24 |  |  | 3 | 8 |  |  | 99.7 | 112 | 751000 | 310
2007 | 15430 | 10033 | 13BGHS | 4 | 1994 | OP | BR | [11 empty] | 99.9 | 11 | 292876 | 250
2007 | 7199 | 10113 | BAGH2 | 2 | 1988 | OP | BP |  |  | 1200 | 30.1 |  | 0.1 |  | 0.7 |  | 0.2 |  | 99.7 | 13 | 162320 | 340
2007 | 8181 | 10118 | BH2 | 1 | 2006 | OP | BP | [11 empty] | 99.2 | 2.5 | 52000 | 360
2007 | 563 | 10151 | FGBH1A | 8 | 1992 | OP | BP |  |  |  | 48 |  |  |  | 6.1 |  |  |  | 99.5 | 17 | 236000 | 375
2007 | 9686 | 10202 | 7PPPT | 6 | 1982 | OP | EW |  |  |  | 10 |  |  |  | 0.8 |  |  |  | 99 | 65 | 460000 | 373
2007 | 349 | 10216 | RB1 | 1 | 1997 | OP | EK |  |  | 10000 |  |  | 0.3 | 0.3 |  |  | 0.3 | 0.3 | 99.6 | 30 | 633780 | 427
2007 | 55965 | 10234 | 5MDC | 6 | 1986 | OP | MC |  |  | 250 | 5 |  |  |  | 0.3 |  |  |  | 99.8 | 2 | 193130 | 420
2007 | 3998 | 10300 | BH2 | 2 | 1992 | OP | BP | BR |  | 1500 | [8 empty] | 100 | 7.5 | 120090 | 500
2007 | 10911 | 10321 | 9 | 7 | 1974 | RE | EK |  |  | 500 | 10 |  |  |  | 0.9 |  |  |  | 99.4 | 1546 | 120000 | 325
2007 | 12436 | 10328 | BH2 | 6 | 1980 | OP | BR |  |  | 3000 | 8 | 10 |  |  | 1.5 | 1.5 |  |  | 99.7 | 8.1 | 169000 | 400
2007 | 12436 | 10328 | ESP3 | 6 | 1973 | OP | EW |  |  |  | 8 | 10 |  |  | 1.2 | 1.2 |  |  | 99.8 | 11.3 | 243000 | 750
2007 | 8641 | 10346 | ESP01 | 6 | 1988 | OP | EK |  |  | 750 | [8 empty] | 99 | 5 | 116000 | 325
2007 | 6589 | 10362 | 4BH | 6 | 1984 | OP | BP | [11 empty] | 99.9 | 18 | 205000 | 280
2007 | 7840 | 10369 | BH1501 | 12 | 1990 | OP | BP |  |  |  | 5 |  |  |  | 4.5 |  |  |  | 99.6 | 5 | 83000 | 350
2007 | 54708 | 10378 | 1A | 9 | 1987 | OP | BP |  |  | 670 | 0.3 | 11 |  |  | 0.2 | 1 |  |  | 99.8 | 3 | 80000 | 310
2007 | 54708 | 10378 | 2A | 9 | 1987 | OP | BP |  |  | 670 | 0.3 | 11 |  |  | 0.2 | 1 |  |  | 99.8 | 4 | 85000 | 310
2007 | 54889 | 10381 | 1A | 4 | 1986 | OP | BP |  |  | 670 | 11 | 11 |  |  | 1 | 1 |  |  | 99.8 | 1 | 67500 | 310
2007 | 13695 | 10382 | A BH | 12 | 1985 | OP | BP |  |  |  | 7 |  |  |  | 1 |  |  |  | 99.9 | 1 | 43698 | 295
2007 | 23632 | 10426 | PB1M | 6 | 1954 | OP | MC |  |  |  | 10.9
2007 | 49966 | 10435 | S202C | 3 | 1991 | OP | EC |  |  | 2078 | [8 empty] | 99.6 | 3.59 | 83370 | 270
2007 | 1924 | 10488 | WS2 | 1 | 1979 | OP | WS | [11 empty] | 90 | 26 | 198000 | 156
2007 | 54784 | 10491 | 5SCRBR | 7 | 1993 | OP | WS | [5 empty] | 0.2 |  |  |  | 1 |  | 99 | 19 | 72854 | 143
2007 | 5269 | 876 | 2 | 2 | 1982 | OP | EK |  |  | 18004 | 9.7 |  |  |  | 3.4 |  |  |  | 99.6 | 594 | 2600000 | 300
2007 | 12384 | 879 | 52 | 5 | 1972 | OP | EK |  |  | 3069 | 4.5 |  |  |  | 0.5 |  |  |  | 99.5 | 365 | 1535000 | 315
2007 | 12384 | 883 | 17 | 8 | 1971 | OP | EK |  |  | 1654 | 4.5 |  |  |  | 0.5 |  |  |  | 98 | 112 | 430000 | 295
2007 | 5748 | 887 | 1 | 1 | 1971 | OP | EC |  |  | 1950 | 12.3 |  |  |  | 2 |  |  |  | 98.6 | 257 | 673000 | 315
2007 | 796 | 160 | 2 | 1 | 1979 | OP | EW |  |  | 4946 | 10.2 |  |  |  | 0.4 | 0.8 |  |  | 99.5 | 90 | 1217700 | 650
2007 | 9617 | 207 | 2 | 5 | 1988 | OP | EK |  |  | 39978 | 6 | 18 | 0.1 |  | 0.5 | 4 | 2.3 | 3.5 | 99.8 | 185 | 2500000 | 277
2007 | 5336 | 2914 | 4 | 9 | 1979 | OP | MC | EW |  |  | 10 |  |  |  | 2.8 |  |  |  | 99.9 | 0.1 | 89000 | 385
2007 | 14063 | 2952 | 4P | 12 | 1977 | OP | EK |  |  | 11783 | 4.8 |  |  |  | 0.3 |  |  |  | 99.7 | 267 | 2080000 | 264
2007 | 14063 | 2952 | 6P | 6 | 1984 | OP | EK |  |  | 16168 | 4.8 |  |  |  | 0.3 |  |  |  | 99.5 | 362 | 2110000 | 314
2007 | 12384 | 3122 | 3 | 1 | 1977 | OP | EC |  |  | 15299 | 18.4 | 23.1 |  |  | 1.4 | 2.8 |  |  | 99.5 | 557 | 2600000 | 290
2007 | 12384 | 384 | 82 | 2 | 1966 | OP | EK |  |  | 1490 | 8 |  |  |  | 0.7 |  |  |  | 99 | 256 | 856300 | 287
2007 | 770 | 462 | 55 | 6 | 1978 | OP | BR |  |  | 1426 | 12 |  |  |  | 0.5 |  |  |  | 99.6 | 16 | 122000 | 250
2007 | 18642 | 1379 | 8 | 2 | 1981 | OP | MC | BR |  | 8570 | 10 |  |  |  | 0.7 |  |  |  | 99.5 | 25 | 585000 | 325
2007 | 5580 | 1385 | 1 | 6 | 1979 | OP | EW |  |  | 386 | 12 |  |  |  | 1.1 |  |  |  | 99.1 | 21 | 353000 | 650
2007 | 29878 | 1613 | 5 | 5 | 1984 | SC | EK |  |  | 5670 | 9 |  |  |  | 0.8 | 1.3 |  |  | 99 | 76 | 300000 | 345
2007 | 50018 | 1626 | 4 | 7 | 1972 | OP | EK |  |  | 6230 |  |  | 0.1 |  |  |  | 2.2 |  |  | 192 | 1550000 | 343
2007 | 4254 | 1702 | 1P | 6 | 1959 | OP | EC |  |  | 486 | [8 empty] | 95 | 550 | 805000 | 300
2007 | 5109 | 1731 | 1 | 4 | 1968 | OP | EC |  |  | 226 | 7.3 |  |  |  | 1 |  |  |  | 99.6 | 137 | 463600 | 290
2007 | 5109 | 1732 | 10 | 7 | 1970 | SC | EC |  |  | 1035 | 9.7 |  |  |  | 0.8 |  |  |  | 99.4 | 0 | 265000 | 330
2007 | 5109 | 1732 | 11 | 1 | 1971 | SC | EC |  |  | 1035 | 9.7 |  |  |  | 0.8 |  |  |  | 99.4 | 0 | 265000 | 330
2007 | 5109 | 1740 | 3 | 7 | 1978 | OP | EK |  |  | 31717 | 11.7 |  |  |  | 0.8 |  |  |  | 99.6 | 115 | 1160000 | 290
2007 | 5109 | 1743 | 7 | 3 | 1969 | OP | EK |  |  | 3000 | 5 |  | 1 |  | 0.9 |  | 0.5 |  | 99 | 110 | 1530000 | 307
2007 | 4922 | 2850 | 3 | 5 | 1972 | OP | EH |  |  | 6840 | 12.5 |  |  |  | 3.5 | 5 |  |  | 99.9 | 225 | 1800000 | 280
2007 | 14165 | 2861 | 1 | 7 | 1981 | OP | EK |  |  | 16714 | 15.5 |  |  |  | 0.5 |  |  |  | 99 | 110 | 535000 | 270
2007 | 6526 | 2866 | 5 | 1 | 1985 | OP | EK |  |  | 53766 | 20 |  |  |  | 5.2 |  |  |  | 99.4 | 295 | 1276000 | 272
2007 | 6526 | 2866 | 7 | 4 | 1983 | OP | EK |  |  | 85580 | 20 |  |  |  | 5.2 |  |  |  | 99.4 | 607 | 2604000 | 272
2007 | 14015 | 2876 | 1 | 6 | 1980 | OP | EC |  |  | 13515 |  |  |  |  | 3 | 5 |  |  | 99.4 | 24 | 925000 | 350
2007 | 3046 | 2716 | 1 | 7 | 1975 | OP | EK |  |  | 1264 | 13 |  |  |  | 0.7 |  |  |  | 99.3 | 39 | 228000 | 300
2007 | 924 | 2168 | ESP2 | 10 | 1979 | OP | EK |  |  | 500 | 15.1 |  |  |  | 4.5 |  |  |  | 99.5 | 54 | 1200000 | 350
2007 | 924 | 2168 | ESP3 | 7 | 1982 | OP | EK |  |  | 22914 | 18.5 |  |  |  | 4.8 |  |  |  | 99.5 | 252 | 2900000 | 300
2007 | 13337 | 2277 | 2BH | 2 | 2000 | OP | BP |  |  | 8500 | 3.8 | 8 |  |  | 0.1 | 0.7 |  |  | 99.4 | 26 | 610000 | 370
2007 | 15472 | 2367 | 6 | 4 | 1985 | OP | EK |  |  | 4807 | 9 |  | 0.1 |  | 0.8 | 1.7 | 2 |  | 98.9 | 57 | 213000 | 400
2007 | 55768 | 2378 | 2 | 6 | 1982 | OP | EK |  |  | 16517 | 8 | 12 |  |  | 1.5 | 3.5 |  |  | 99.1 | 104 | 760000 | 290
2007 | 15147 | 2403 | 2 | 1 | 1968 | OP | EC |  |  | 13789 | 10 |  |  |  | 1 |  |  |  | 98.4 | 607 | 2530000 | 340
2007 | 15473 | 2451 | 4 | 1 | 1982 | OP | EH |  |  | 51827 | 20.4 |  |  |  | 0.8 |  |  |  | 99.9 | 75 | 4095605 | 710
2007 | 5511 | 2480 | 1 | 6 | 1969 | OP | EK |  |  | 792 |  |  | 0.2 |  |  |  | 2 |  | 98 | 91 | 200620 | 330
2007 | 5511 | 2480 | 2 | 2 | 1968 | OP | EK |  |  | 718 |  |  | 0.2 |  |  |  | 2 |  | 98 | 91 | 200620 | 310
2007 | 26751 | 2516 | 4 | 12 | 1977 | OP | EK |  |  | 8621 |  |  | 0.2 |  |  |  | 0.7 |  | 98 | 44 | 1020000 | 285
2007 | 22146 | 2526 | 13 | 7 | 1973 | OP | EK |  |  | 2560 | 25 |  |  |  | 1 |  |  |  | 99.8 | 86 | 335000 | 275
2007 | 25 | 2527 | 4 | 6 | 1971 | OP | MC | EC |  | 950 | 25 |  |  |  | 1 |  |  |  | 99.6 | 45 | 210000 | 300
2007 | 986 | 79 | BH | 12 | 2006 | OP | BP |  |  | 7884 | 10 |  |  |  | 0.4
2007 | 22001 | 3152 | 2A | 1 | 1973 | OP | MC | BR |  | 1198 | 30 |  |  |  | 0.8 |  |  |  | 99.15 | 12 | 222000 | 350
2007 | 22001 | 3152 | 3 | 1 | 1979 | OP | EC | EC |  | 6419 | 21.8 |  |  |  | 1.8 |  |  |  | 98.8 | 73 | 415000 | 330
2007 | 19391 | 3176 | 1 | 6 | 1959 | OP | EC |  |  | 308 | 27.1 |  | 0.1 |  | 1 |  | 0.2 |  | 95 |  | 219000 | 325
2007 | 23279 | 3178 | 1 | 6 | 1975 | OP | EK |  |  | 7291 | 7 | 15 |  |  | 2 | 2.4 |  |  | 99.5 | 150 | 800000 | 305
2007 | 5416 | 3264 | 1 | 7 | 1970 | OP | EW |  |  | 1191 | 20 |  |  |  | 0.5 | 3 | 0.2 | 0.5 | 99 | 93 | 166150 | 291
2007 | 5416 | 3264 | 2 | 1 | 1970 | OP | EW |  |  | 1191 | 20 |  |  |  | 0.5 | 3 | 0.2 | 0.5 | 99 | 93 | 166150 | 291
2007 | 17539 | 3295 | URQ3 | 5 | 1969 | OP | EK |  |  | 448 | 10 |  |  |  | 1.5 |  | 0.2 |  | 99.6 | 411 | 314000 | 257
2007 | 17539 | 3297 | WAT1 | 5 | 1982 | OP | BR |  |  | 25000 | 10 |  |  |  | 1.5 |  |  |  | 99 |  | 1100000 | 270
2007 | 17543 | 3317 | 1 | 6 | 1966 | OP | EK |  |  | 543 | 5.5 | 10 |  |  | 1.5 | 2 |  |  | 98.5 | 528 | 1911400 | 300
2007 | 17543 | 3319 | 4 | 7 | 1970 | OP | EK |  |  | 177 | 8 | 19 |  |  | 0.8 | 1.2 |  |  | 97 | 315 | 307000 | 300
2007 | 18642 | 3393 | 2 | 9 | 1971 | OP | EK |  |  | 3261 | 8 | 12 |  |  | 2.5 |  |  |  | 99 | 60 | 1265000 | 290
2007 | 18642 | 3403 | 4 | 4 | 1979 | OP | EK |  |  | 6241 | 20 |  |  |  | 1 |  |  |  | 99.5 | 165 | 1000000 | 290
2007 | 18642 | 3407 | 2 | 12 | 1976 | OP | MC | EK |  | 3950 | 15.5 |  |  |  | 0.9 |  |  |  | 99.9 | 13 | 500000 | 325
2007 | 18642 | 3407 | 3 | 11 | 1976 | OP | MC | EK |  | 3950 | 15.5 |  |  |  | 0.9 |  |  |  | 99.9 | 13 | 500000 | 325
2007 | 18642 | 3419 | B | 7 | 1969 | OS | EK |  |  | 460 | 10 | 13 |  |  | 1 |  |  |  | 95 | 325 | 262000 | 330
2007 | 7806 | 3459 | 5 | 12 | 1979 | OS | EK |  |  | 6000 |  |  | 0.1 |  |  |  | 0.6 |  | 95 | 346 | 1224600 | 261
2007 | 54888 | 3470 | BAG8 | 12 | 1982 | OP | BR |  |  |  | 3 | 8 |  |  | 0.1 | 0.8 |  |  | 99.8 | 172 | 2200000 | 300
2007 | 733 | 3775 | 3 | 9 | 1974 | OP | EC |  |  | 8225 | 20 |  |  |  | 0.5 |  |  |  | 99.7 | 97 | 900000 | 250
2007 | 12588 | 3788 | 3 | 1 | 1978 | OP | EW |  |  | 8236 | 10 | 10 |  |  | 0.9 | 0.9 |  |  | 99.5 | 110 | 585000 | 252
2007 | 20847 | 1769 | 5 | 6 | 2005 | OP | EC | BP |  | 794 | 11 |  |  |  | 1 |  |  |  | 99.6 | 72 | 286500 | 290
2007 | 56155 | 1831 | 2 | 6 | 1978 | OP | EK |  |  | 2415 | 11.3 |  |  |  | 0.9 |  |  |  | 98.9 | 95 | 164500 | 340
2007 | 56155 | 1831 | 6 | 6 | 1976 | OP | EK |  |  | 2630 | 12 |  |  |  | 0.9 |  |  |  | 99.6 | 133 | 244000 | 340
2007 | 12647 | 1891 | SCR1 | 5 | 1971 | OP | WS |  |  | 1590 | 17 |  |  |  | 2 |  |  |  | 97.8 | 36 | 246684 | 136
2007 | 12647 | 1893 | SCR3 | 2 | 1973 | OP | WS |  |  | 6000 | 16.5 |  |  |  | 2 |  |  |  | 95.8 | 308 | 1196839 | 128
2007 | 13781 | 1912 | 3A | 2 | 1942 | OP | EK |  |  | 66 | 4.7 |  |  |  | 0.2 |  | 0.4 |  | 99.6 | 90 | 327000 | 390
2007 | 13781 | 1912 | 6B | 2 | 1973 | OP | EK |  |  | 1339 | 11 |  |  |  | 1.8 |  | 0.4 |  | 99.8 | 70 | 600000 | 303
2007 | 13781 | 1926 | 1 | 12 | 2000 | OP | BP |  |  | 1100 | [10 empty] | 100000 | 280
2007 | 16181 | 2008 | 2 | 12 | 1953 | OP | MC | EK |  | 434 | 7.5 |  |  |  | 2.3 |  |  |  | 90 |  | 75000 | 400
2007 | 19436 | 2104 | 1 | 6 | 1981 | OP | EK |  |  | 8249 | 6.4 |  |  |  | 1 |  |  |  | 99 | 60 | 600000 | 330
2007 | 13579 | 2554 | 1 | 1 | 1973 | OP | EW |  |  | 3750 | 7 | 12 |  |  | 1.5 | 2.5 |  |  | 99.5 | 0.03 | 715000 | 600
2007 | 13579 | 2554 | 2 | 1 | 1972 | OP | EW |  |  | 3750 | 7 | 12 |  |  | 1.5 | 2.5 |  |  | 99.5 | 0.09 | 715000 | 600
2007 | 13579 | 2554 | 4 | 1 | 1972 | OP | EW |  |  | 6625 | 7 | 12 |  |  | 1.5 | 2.5 |  |  | 99.5 | 0.09 | 1350000 | 600
2007 | 9645 | 2682 | 10 | 11 | 1975 | OP | EK |  |  | 385 | 14 |  |  |  | 2.4 |  |  |  | 99.5 | 10 | 76288 | 320
2007 | 9645 | 2682 | 12 | 12 | 1975 | OP | EK |  |  | 447 | 14 |  |  |  | 2.4 |  |  |  | 99.5 | 15 | 113058 | 320
2007 | 3046 | 2706 | 2 | 5 | 1998 | OP | EC |  |  | 8592 | 20 |  |  |  | 1 |  |  |  | 99.8 | 56 | 660866 | 280
2007 | 3046 | 2708 | 6 | 6 | 1987 | OP | EK |  |  | 4572 | 16.1 |  |  |  | 0.6 |  |  |  | 99.6 | 92 | 610000 | 230
2007 | 3046 | 2709 | 1 | 6 | 1975 | OP | EC |  |  | 2566 | 14 |  |  |  | 0.7 |  |  |  | 99.3 | 49 | 290000 | 275
2007 | 14127 | 6096 | 1 | 5 | 1979 | OP | EK |  |  | 33223 | 8 |  |  |  | 0.5 |  |  |  | 99.2 | 351 | 2300000 | 286
2007 | 17633 | 6137 | 1 | 4 | 1979 | RE | EK |  |  | 6000 | 14.5 |  |  |  | 4.5 |  |  |  | 99.5 | 136 | 833600 | 290
2007 | 17633 | 6137 | 1A | 11 | 2004 | OP | BP |  |  | 22900 | 9.7 |  |  |  | 3.8 |  |  |  | 99.9 | 0 | 1042000 | 305
2007 | 17698 | 6138 | 1 | 5 | 1978 | OP | EW |  |  | 11834 | 5 |  |  |  | 0.4 |  | 0.5 |  | 99.6 | 187 | 3025000 | 750
2007 | 17698 | 6139 | 1 | 3 | 1977 | OP | EW |  |  | 9140 | 5 |  |  |  | 0.4 |  | 0.5 |  | 99.6 | 187 | 3025000 | 750
2007 | 19323 | 6147 | 3 | 8 | 1978 | OP | EC |  |  | 47787 | 14 |  |  |  | 1.5 |  |  |  | 99.5 | 789 | 3400000 | 341
2007 | 5748 | 887 | 4 | 1 | 1972 | OP | EC |  |  | 1950 | 12.3 |  |  |  | 2 |  |  |  | 98.6 | 257 | 673000 | 315
2007 | 5517 | 889 | 2 | 5 | 1973 | OP | EC |  |  | 1753 | 14.6 |  |  |  | 4.5 |  |  |  | 99 | 445 | 1730000 | 300
2007 | 5517 | 892 | 1 | 6 | 1974 | OP | EC |  |  | 1697 | 12.6 |  |  |  | 3.2 |  |  |  | 99.5 | 58 | 290000 | 305
2007 | 17828 | 963 | 33 | 6 | 1978 | OP | EK |  |  | 2320 | 10 |  |  |  | 3.3 |  |  |  | 99.5 | 68 | 775000 | 280
2007 | 9324 | 988 | PCP 2 | 4 | 1977 | OP | EK |  |  | 16163 | 5 | 15 |  |  | 0.3 | 6 |  |  | 99.7 | 10 | 640000 | 340
2007 | 9324 | 988 | PCP 3 | 6 | 1977 | OP | EK |  |  | 21695 | 5 | 15 |  |  | 0.3 | 6 |  |  | 99.7 | 12 | 940000 | 340
2007 | 9273 | 991 | 3 | 6 | 1974 | OP | EK |  |  | 3275 | 7 | 13 |  |  | 2 | 4 |  |  | 99.3 | 36 | 282000 | 370
2007 | 9273 | 994 | 3 | 11 | 1977 | OP | EK |  |  | 27140 |  | 10 |  |  | 1.2 | 4.5 |  |  | 99.3 | 328 | 1900000 | 297
2007 | 13756 | 996 | 5 | 1 | 1969 | SC | EC |  |  | 2400 | 15 |  |  |  | 4.7 |  |  |  | 97.6 | 120 | 410000 | 350
2007 | 15470 | 1001 | 2 | 6 | 1972 | RE | EK |  |  | 2663 | 12.6 |  |  |  | 2 |  |  |  | 99 | 450 | 1723000 | 295
2007 | 15470 | 1004 | 8-1 | 1 | 1973 | OP | EK |  |  | 916 | 7.4 | 15.4 |  |  | 3.4 |  |  |  | 98 | 260 | 250000 | 320
2007 | 15470 | 1008 | 2 | 6 | 1969 | RE | EK |  |  | 1493 | 15 |  |  |  | 3.4 |  |  |  | 99 | 172 | 630000 | 263
2007 | 15470 | 1010 | 4 | 1 | 1969 | OP | EK |  |  | 360 | 13.1 |  |  |  | 2.5 | 3.5 |  |  | 98.8 | 124 | 400000 | 269
2007 | 17633 | 1012 | 3 | 11 | 2006 | OP | BP |  |  | 49500 |  | 11.6 |  |  |  | 3.6 |  |  | 99.9 | 0 | 1200000 | 290
2007 | 4508 | 1024 | 6 | 1 | 1965 | OP | MC | EK |  |  | 10 |  |  |  | 2 |  |  |  | 98 | 282 | 66740 | 400
2007 | 9417 | 1058 | 4 | 9 | 1971 | OP | EK |  |  | 650 | 9 |  |  |  | 2 |  |  |  | 100 | 29 | 220903 | 434
2007 | 9417 | 1073 | 1 | 1 | 1978 | OP | EK |  |  | 2000 | 9 |  |  |  | 2 |  |  |  | 95 | 24 | 140000 | 340
2007 | 9417 | 1077 | 2 | 11 | 1976 | OP | EK |  |  | 1946 | 10 |  |  |  | 2 |  |  |  | 98.5 | 210 | 163500 | 350
2007 | 12341 | 1082 | 3 | 12 | 1978 | OP | EC |  |  | 32548 | 7.5 | 4.7 | 0.5 |  | 0.7 | 0.3 | 0.5 |  | 99.4 | 192 | 4490000 | 300
2007 | 3203 | 1131 | CE10-1 | 7 | 1973 | OP | EW |  |  |  | 8.5 |  |  |  | 1.4 |  |  |  | 99.6 | 15.7 | 207277 | 413
2007 | 13143 | 1167 | 7 | 7 | 1975 | OP | EK | MC |  | 565 | 7 | 15 |  |  | 1.5 | 3 |  |  | 92 | 48 | 143410 | 358
2007 | 13143 | 1167 | 9 | 5 | 1983 | OP | EK |  |  | 3423 | 5 | 11.7 | 0.5 |  | 2.5 | 3.2 | 0.5 |  | 99.7 | 42 | 569800 | 308
2007 | 5860 | 1239 | 8 | 6 | 1977 | OP | EK |  |  | 2363 | 10.5 | 14.5 |  |  | 3.5 | 4.6 |  |  | 99 | 41 | 212212 | 293
2007 | 10171 | 1355 | 1 | 4 | 1973 | OP | EC |  |  | 1675 | 11 |  |  |  | 3.1 |  |  |  | 98.5 | 69 | 430000 | 296
2007 | 8449 | 1372 | 5 | 6 | 1956 | OP | MC |  |  |  | 9.8 |  |  |  | 2 |  |  |  | 90 | 63 | 67500 | 395
2007 | 14268 | 1374 | 1N | 11 | 1993 | OP | EK |  |  | 8000 | 13 |  |  |  | 3.3 |  |  |  | 92.8 | 94 | 705000 | 314
2007 | 195 | 8 | 10 | 6 | 1972 | OP | EW |  |  | 3728 | 13 |  |  |  | 1 | 2.5 |  |  | 99.7 | 31 | 1100210 | 315
2007 | 18642 | 50 | 6 | 11 | 1977 | OP | EK |  |  | 9000 | 30 |  |  |  | 0.7 |  |  |  | 99.6 | 133 | 575000 | 320
2007 | 189 | 56 | 3 | 5 | 1980 | OP | EW |  |  | 4546 | 12 |  |  |  | 1.9 |  | 0.4 |  | 99.5 | 190 | 1353000 | 775
2007 | 986 | 79 | 1 | 6 | 1950 | OP | MC |  |  |  | 10 |  |  |  | 0.2 |  |  |  |  | 0.47
2007 | 30151 | 87 | 1 | 12 | 1984 | OP | BR |  |  | 14117 | 28.7 |  |  |  | 1 |  |  |  | 99.9 | 49 | 1362000 | 280
2007 | 803 | 113 | 3 | 5 | 1980 | OP | EW |  |  | 26679 | 22 |  |  |  | 0.1 | 0.6 | 0.1 |  | 99.8 | 127 | 1850000 | 700
2007 | 3989 | 492 | 7A | 11 | 1993 | OP | BR |  |  | 10482 | 5.4 |  |  |  | 0.4 |  |  |  | 99.9 | 2 | 612000 | 300
2007 | 12490 | 562 | 2 | 1 | 1958 | OP | EK |  |  | 268 |  |  | 0.1 |  |  |  | 0.3 |  | 98.5 | 2 | 331000 | 250
2007 | 9332 | 594 | 4 | 6 | 1980 | OP | EK |  |  | 12712 | 6 | 10 |  |  | 0.5 | 0.9 | 0.3 |  | 99.5 | 174 | 1956700 | 350
2007 | 54899 | 599 | 2 | 3 | 1961 | OP | MC |  |  | 40 |  |  | 1 |  |  |  | 3 |  | 94.9 | 98 | 71520 | 310
2007 | 4161 | 602 | 1 | 5 | 1984 | OP | EW |  |  | 8716 | 15 |  | 0.1 |  | 0.7 |  | 1 |  | 99.4 | 410 | 2819000 | 650
2007 | 6452 | 617 | PPE4 | 4 | 1965 | OP | MC |  |  | 149 |  |  | 0.1 |  |  |  | 2.5 |  | 88 | 365 | 975000 | 275
2007 | 6452 | 619 | PRV3 | 4 | 1962 | OP | MC |  |  | 102 |  |  | 0.1 |  |  |  | 2.5 |  | 88 | 250 | 748000 | 275
2007 | 6455 | 634 | 1 | 5 | 1982 | OP | EK |  |  | 5000 | 5 | 12 |  |  | 0.8 | 1 | 2 | 2.3 | 98 | 15 | 350000 | 300
2007 | 7801 | 641 | 4 | 6 | 1968 | OP | EK | EW |  | 7988 | 11 | 14 |  |  | 0.5 | 3.5 |  |  | 99.1 | 88 | 515000 | 650
2007 | 6616 | 658 | 6 | 6 | 1957 | OS | MC |  |  | 500 | [6 empty] | 2.5 |  | 86 | 20 | 75234 | 350
2007 | 7140 | 703 | 1A | 10 | 1971 | OP | EK |  |  | 410 | 16 |  |  |  | 2 |  |  |  | 98.4 |  | 1104000 | 340
2007 | 7140 | 703 | 2B | 9 | 1972 | OP | EK |  |  | 410 | 16 |  |  |  | 2 |  |  |  | 98.4 |  | 1104000 | 340
2007 | 7140 | 709 | 1 | 9 | 1978 | OP | EK |  |  | 11722 | 4 | 13 |  |  | 0.7 | 4 |  |  | 98.5 | 97 | 1003346 | 300
2007 | 7140 | 728 | Y4EP | 9 | 1970 | OP | EK |  |  | 824 | 16 |  |  |  | 0.7 |  |  |  | 98.3 | 374 | 685000 | 310
2007 | 55924 | 56671 | UHQ02 | 1 | 2011 | CO | BP | WS |  |  | 25 |  |  |  | 2.5 |  |  |  | 99.9 | 110 | 1178479 | 300
2007 | 15400 | 50456 | Precip | 12 | 1971 | OP | EW |  |  | 54 | 11 |  | 0.5 |  | 1.3 |  | 1 |  | 97.5 | 15 | 162000 | 325
2007 | 2522 | 50466 | 1BB | 6 | 1977 | OP | WS |  |  | 309 | [8 empty] | 95 | 38 | 155000 | 450
2007 | 2522 | 50466 | 4RB | 5 | 2001 | OP | EW |  |  | 3040 | [8 empty] | 99.5 | 85 | 330000 | 500
2007 | 5610 | 50481 | 83-18 | 6 | 1974 | OP | EK | [14 empty] | 450
2007 | 19365 | 50483 | WS2 | 6 | 1962 | OP | WS | [11 empty] | 90 | 115 | 115000 | 154
2007 | 15262 | 50637 | ESP4R | 11 | 1972 | OP | EK |  |  | 1288 | [8 empty] | 99.7 | 22 | 149000 | 400
2007 | 15262 | 50637 | ESP4P | 9 | 1980 | OP | EW | MC |  | 7071 | [8 empty] | 99.5 | 18 | 415000 | 410
2007 | 4474 | 50648 | FF1 | 5 | 1988 | OP | BP | [11 empty] | 99.9 | 0.5 | 67000 | 275
2007 | 49974 | 50660 | 3 | 10 | 2001 | OP | BP |  |  | 22000 | [8 empty] | 99.9 | 4 | 95455 | 330
2007 | 54827 | 50774 | MC1 | 6 | 1986 | OP | MC |  |  | 150 | [8 empty] | 94.9 | 220 | 130000 | 400
2007 | 8633 | 50858 | BHFF1B | 2 | 2000 | OP | BP |  |  | 13300 | [8 empty] | 99.9 | 4.1 | 97000 | 300
2007 | 4447 | 50859 | BH1 | 12 | 1990 | OP | BP | [11 empty] | 99 |  | 96570 | 285
2007 | 20541 | 50873 | FF1 | 5 | 1989 | OP | BP |  |  | 3000 | [8 empty] | 99.9 | 3 | 64429 | 277
2007 | 20541 | 50873 | FF2 | 5 | 1989 | OP | BP |  |  | 3000 | [8 empty] | 99.9 | 3 | 64429 | 277
2007 | 12888 | 54625 | 2 | 2 | 1992 | OP | BR | [11 empty] | 99.3 | 18 | 140000 | 285
2007 | 20541 | 54746 | BAGH2 | 5 | 1994 | OP | BS |  |  | 13 | [8 empty] | 99.6 | 7 | 225000 | 250
2007 | 3836 | 54751 | MDC1 | 10 | 1995 | OP | EK |  |  | 3667 | 4.9 | 0.3 |  |  |  | 0.2 |  |  | 85 |  |  | 590
2007 | 22611 | 54752 | 2RB | 9 | 1982 | OP | EW |  |  | 4000 |  |  | 0.1 |  |  |  | 3 |  | 99.8 | 31 | 419410 | 414
2007 | 12222 | 54802 | SCRUB3 | 6 | 1990 | OP | WS |  |  | 3200 | [6 empty] | 0.5 |  | 80 | 36 | 238604 | 149
2007 | 16624 | 6183 | SM-1 | 1 | 1982 | OP | EC |  |  | 12300 | 28.4 |  |  |  | 2 |  |  |  | 99.9 | 52 | 1960000 | 305
2007 | 17718 | 6193 | 061P | 7 | 1976 | OP | EK |  |  | 17474 | 5 |  |  |  | 0.5 |  |  |  | 95 | 359 | 1500000 | 313
2007 | 17718 | 6193 | 063P | 5 | 1980 | OP | BS |  |  | 12214 | 5 |  |  |  | 0.5 |  | 0.5 |  | 98.6 | 374 | 1650000 | 300
2007 | 17718 | 6194 | 171P | 8 | 1982 | OP | BR |  |  | 13843 | 5 |  |  |  | 0.5 |  |  |  | 98.6 | 509 | 2500000 | 270
2007 | 1307 | 6204 | 3 | 11 | 1982 | OP | EK |  |  | 16382 | 4 | 13 | 0.1 |  | 0.2 | 0.5 | 0.4 |  | 99.5 | 300 | 2500000 | 180
2007 | 15466 | 6248 | 1 | 11 | 1981 | OP | BR |  |  | 57015 | 5 |  |  |  | 0.6 |  |  |  | 99.9 | 66 | 2251000 | 310
2007 | 5416 | 2721 | 5 | 6 | 1972 | OP | EC |  |  | 4250 | 20 |  |  |  | 0.8 | 3 | 0.2 | 0.5 | 99.5 | 192 | 1780000 | 270
2007 | 5416 | 2727 | 1 | 3 | 1965 | OP | MC | EC |  | 76 | 20 |  |  |  | 0.8 | 3 | 0.2 | 0.5 | 99 | 187 | 949000 | 258
2007 | 5416 | 2732 | 8 | 11 | 1972 | OP | EW |  |  | 2478 | 20 |  |  |  | 0.5 | 3 | 0.2 | 0.5 | 99 | 83 | 173850 | 285
2007 | 5416 | 2732 | 9 | 9 | 1972 | OP | EW |  |  | 2611 | 20 |  |  |  | 0.5 | 3 | 0.2 | 0.5 | 99.1 | 93 | 219500 | 280
2007 | 12658 | 2823 | ESP2 | 5 | 1977 | OP | EK |  |  | 15000 | 9 |  |  |  | 0.7 |  |  |  | 99 | 201 | 2200000 | 380
2007 | 21734 | 50951 | 1 | 2 | 1993 | OP | BP |  |  |  | 45 | 55 |  |  | 0.8 | 1.3 |  |  | 99.9 | 17.9 | 311000 | 315
2007 | 23931 | 50956 | RB3 | 6 | 1994 | OP | EK |  |  | 8000 | [8 empty] | 99.8 | 84 | 420000 | 390
2007 | 55732 | 52089 | NO4ESP | 6 | 1974 | OP | EK |  |  |  | 10 |  |  |  | 1 |  |  |  | 99.8 | 6 | 89200 | 372
2007 | 8009 | 52140 | PB1MC | 6 | 1967 | OP | MC | [5 empty] | 0.8 |  |  |  | 0.8 |  |  | 9 | 81385 | 152
2007 | 9424 | 52151 | RF1 | 8 | 1984 | OP | EW |  |  | 6430 |  |  | 0.1 |  |  |  | 2.1 |  | 99.8 | 29 | 305000 | 425
2007 | 55740 | 54081 | 2B | 5 | 1992 | OP | BP |  |  | 1150 | 11 | 11 |  |  | 1 | 1 |  |  | 99.8 | 2 | 110000 | 190
2007 | 55738 | 54085 | WFIS | 12 | 1989 | OP | WS |  |  | 500 |  |  | 0.5 |  |  |  | 0.1 |  | 97.4 | 50 | 135929 | 159
2007 | 9390 | 54087 | RB01 | 6 | 1963 | OP | EW |  |  | 2550 | [6 empty] | 2.1 |  | 99.5 | 103 | 156000 | 348
2007 | 9393 | 54096 | PRCE2 | 7 | 1981 | OP | EW |  |  | 6630 | [8 empty] | 99.8 | 39.92 | 310500 | 400
2007 | 54738 | 54098 | C06 | 6 | 1974 | OP | EK |  |  |  | 8.2 |  |  |  | 2.9 |  |  |  | 50 |  | 75000 | 300
2007 | 5262 | 54104 | PB2DC | 6 | 1975 | OP | MC | WS |  |  | 12.5 |  |  |  | 1.3 |  |  |  | 90 | 82 | 324500 | 355
2007 | 9434 | 54201 | BGH1 | 9 | 1988 | OP | BP |  |  |  | 18.6 |  |  |  | 4.5 |  |  |  | 99.5 | 0.05 | 97764 | 300
2007 | 4426 | 54945 | 11 | 5 | 1987 | OP | BR |  |  |  | 8.8 |  |  |  | 2 |  |  |  | 99.8 | 8 | 144000 | 217
2007 | 50103 | 55113 | CD45 | 10 | 2002 | OP | EC |  |  | 930 | [6 empty] | 0 |  | 85 | 0.87 | 80000 | 143
2007 | 50103 | 55113 | CD48 | 10 | 2002 | OP | EC |  |  | 930 | [6 empty] | 0 |  | 85 | 0.87 | 80000 | 143
2007 | 6727 | 55527 | BH1 | 1 | 2009 | PL | BP
2007 | 15330 | 55856 | 1 | 8 | 2011 | PL | EK |  |  | 3040.9 | 21.7 | 33.1 |  |  | 3.1 | 5.4 |  |  | 99.7 | 112 | 2607586 | 327
2007 | 17164 | 55882 | FGPC1 | 4 | 2003 | OP | MC | EK | [10 empty] | 98.8 | 10 | 150000 | 350
2007 | 6778 | 56024 | 15WESP | 4 | 2004 | RE | EC | WS |  | 3445000 |  |  | 0 |  |  |  | 1.5 |  | 91.5 | 5 | 59175 | 130
2007 | 15597 | 56079 | BH | 12 | 1996 | OP | BP |  |  | 285 | [8 empty] | 98 | 1.09 | 76500 | 375
2007 | 49805 | 56163 | 3ESP | 6 | 1977 | OP | EW |  |  |  | 8.5 |  |  |  | 0.4 |  |  |  | 99 | 17.3 | 443433 | 330
2007 | 49805 | 56163 | 4ESP | 6 | 1977 | OP | EW |  |  |  | 8.5 |  |  |  | 0.4 |  |  |  | 99 | 33.5 | 656282 | 330
2007 | 5416 | 2721 | 6 | 6 | 2012 | CO
2007 | 19876 | 7537 | B | 5 | 1992 | OP | BP | [7 empty] | 3 |  |  |  | 99.9 | 18 | 236500 | 340
2007 | 19876 | 56808 | BH1 | 4 | 2012 | PL | BP |  |  |  | 41.4 |  |  |  | 1 |  |  |  | 99 | 3758 | 1010603 | 152
2007 | 11142 | 1032 | 5 ESP |  | 1993 | OP | EW |  |  | 3750 | 5.6 | 12 |  |  | 0.5 | 1.5 |  |  | 99.8 | 1.09 | 76050 | 281
2007 | 11142 | 1032 | 6 ESP |  | 1993 | OP | EW |  |  | 3750 | 5.6 | 12 |  |  | 0.5 | 1.5 |  |  | 99.8 | 2.18 | 101970 | 307
2007 | 18155 | 50810 | CB
2007 | 12341 | 1082 | 301 | 5 | 2009 | CO | BP |  |  | 100000 | 7 |  |  |  | 0.5 |  |  |  | 99.7 | 201 | 3176000 | 165
2007 | 31719 | 1507 | 4A | 1 | 1978 | OP | EK |  |  | 4896 | [8 empty] | 95 | 62 | 1112000 | 285
2007 | 31719 | 1507 | 1 | 1 | 1957 | OP | MC |  |  | 49 | [8 empty] | 85 | 54 | 218000 | 340
2007 | 4161 | 1554 | 1 | 2 | 1956 | OP | MC | EK |  | 1418 |  |  | 0.1 | 0.1 |  |  | 1 | 1 | 95 | 16 | 365000 | 278
2007 | 6541 | 56708 | F3101 | 6 | 2009 | CO | BP |  |  | 2500 |  |  |  | 0.1 |  |  |  | 6.5 | 95 | 51 | 485682 | 150
2007 | 55936 | 1393 | 6 | 5 | 1982 | OP | EW |  |  | 9990 | 5.8 |  |  |  | 0.5 |  |  |  | 99.5 | 495 | 3040000 | 800
2007 | 55936 | 1394 | 3 | 5 | 1977 | OS | EK | [9 empty] | 0.7 |  | 95 | 42 | 1200000 | 300
2007 | 50129 | 10612 | PS6ESP | 5 | 2007 | OP | EW | [11 empty] | 99.8 | 31.1 | 413400 | 317
2007 | 15470 | 1008 | 3A | 5 | 2008 | CO | BP |  |  | 26530 |  | 12 |  |  |  | 2.7 |  |  | 99.9 | 23 | 641000 | 284
2007 | 3599 | 992 | 12B | 10 | 2006 | OP | EK |  |  | 2500 | 8 |  |  |  | 2 |  |  |  | 99 | 35 | 120000 | 380
2007 | 20541 | 10503 | ESPA | 2 | 1992 | OP | EC | SC |  | 1500 | [8 empty] | 99 | 0.2 | 98000 | 280
2007 | 15726 | 10560 | 5 | 6 | 1972 | OP | EW |  |  | 641 |  |  | 1 |  |  |  | 2.5 |  | 99.9 | 21 | 393960 | 390
2007 | 15726 | 10562 | SCRUBA | 6 | 1978 | RE | WS |  |  | 775 |  |  | 0.1 |  |  |  | 2.5 |  | 90 | 67 | 105805 | 140
2007 | 15726 | 10562 | SCRUBR | 6 | 1976 | OP | WS |  |  | 1034 |  |  | 0.1 |  |  |  | 2.5 |  | 95 | 68 | 125172 | 110
2007 | 7166 | 10610 | ESPRB2 | 10 | 1985 | OP | EW
2007 | 50128 | 10611 | 5PB | 6 | 1985 | OP | EH | [9 empty] | 2.5 |  | 99.8 | 35.1 | 195299 | 441
2007 | 5232 | 10613 | 9PB | 6 | 1979 | OP | WS |  |  | 2096 | [6 empty] | 1.3 |  | 99.2 | 36.9 | 205606 | 146
2007 | 55863 | 10627 | RB2-EW | 1 | 1961 | OP | EW |  |  | 1300 | [8 empty] | 99 | 27 | 128421 | 290
2007 | 20541 | 10629 | PRECP3 | 5 | 1985 | OP | EC |  |  | 3000 | [8 empty] | 99.9 | 10 | 211000 | 305
2007 | 156 | 10670 | JPF001 | 6 | 1986 | OP | EH |  |  | 10440 | [8 empty] | 99.5 | 22 | 500000 | 300
2007 | 12796 | 3943 | 2 | 6 | 1982 | OP | EK |  |  | 21296 | 10 | 17 |  |  | 1.5 | 3.5 |  |  | 99.7 | 184 | 2150000 | 310
2007 | 12796 | 3945 | 7 | 3 | 1975 | OP | EK |  |  | 4202 | 14 |  |  |  | 1.5 |  |  |  | 99.5 | 18 | 300000 | 450
2007 | 13781 | 4005 | 1 | 10 | 2002 | OP | BP | SC |  | 900 | [8 empty] | 99 | 12.2 | 136000 | 275
2007 | 20847 | 4041 | 6 | 4 | 1972 | OP | EK |  |  | 2871 | 5 | 14 |  |  | 0.5 | 2 |  |  | 99.5 | 144 | 1200000 | 280
2007 | 20860 | 4078 | 1 | 6 | 1972 | OP | EC |  |  | 1927 | 7.6 |  |  |  | 1.9 |  |  |  | 99 | 88 | 345000 | 410
2007 | 20860 | 4078 | 2 | 6 | 1973 | OP | EC |  |  | 1114 | 7.6 |  |  |  | 1.9 |  |  |  | 99 | 100 | 390000 | 330
2007 | 11571 | 4125 | 6 | 1 | 1995 | OP | MC | BP |  | 1681 | 5.6 |  |  |  | 3.2 |  |  |  | 100 | 13 | 103223 | 306
2007 | 11571 | 4125 | 7 | 1 | 1995 | OP | MC | BP |  | 1681 | 5.6 |  |  |  | 3.2 |  |  |  | 100 | 15 | 91966 | 323
2007 | 12298 | 4127 | c23 | 8 | 1976 | OP | BP |  |  | 500 | 5.6 |  |  |  | 0.8 |  |  |  | 92 | 2 | 55786 | 298
2007 | 4716 | 4140 | E5 | 6 | 1974 | OP | EK |  |  | 2213 | 10 |  |  |  | 3 |  |  |  | 99.5 | 240 | 300000 | 330
2007 | 195 | 6002 | 4 | 3 | 1991 | OP | EK |  |  | 31000 | 14 |  |  |  | 0.5 | 0.5 |  |  | 99.7 | 171 | 2848000 | 315
2007 | 520 | 6017 | 02 | 12 | 1982 | OP | EC |  |  | 12870 | 10.1 |  |  |  | 2.8 |  |  |  | 99.5 | 252 | 2471400 | 325
2007 | 11249 | 6071 | 1 | 12 | 1990 | OP | EK |  |  | 22314 | 6 | 13.5 |  |  | 3.5 |  |  |  | 99.5 | 509 | 2275000 | 300
2007 | 22129 | 6082 | 1 | 8 | 1984 | OP | EK |  |  | 46600 | 22 |  |  |  | 1 |  |  |  | 99.9 | 188 | 2300000 | 260
2007 | 9417 | 6254 | 1 | 5 | 1981 | OP | EW |  |  | 19421 | 6.4 |  |  |  | 0.5 |  |  |  | 99.4 | 105 | 4700000 | 839
2007 | 733 | 6264 | 1 | 9 | 1980 | OP | EK |  |  | 8514 | 20 |  |  |  | 1 |  |  |  | 99.7 | 219 | 5100000 | 355
2007 | 12341 | 6664 | 101 | 10 | 1983 | OP | EW |  |  | 54646 | 6.1 |  |  |  | 0.3 |  |  |  | 99.8 | 268 | 4400000 | 750
2007 | 17177 | 6768 | 1 | 9 | 1981 | OP | EK |  |  | 2739 | 9.9 | 15.2 |  |  | 2.8 | 3.3 |  |  | 99.4 | 103 | 717600 | 289
2007 | 56190 | 7652 | D-3 | 6 | 1952 | OP | MC | EW |  |  | 12 | [8 empty] | 0.6 | 144000 | 425
2007 | 5416 | 8042 | 2 | 12 | 1975 | OP | EC |  |  | 9326 | 20 |  |  |  | 0.8 | 3 | 0.2 | 0.5 | 99.7 | 280 | 3200000 | 260
2007 | 2053 | 54216 | AOW3 | 6 | 1978 | OP | EW |  |  |  |  | 10 |  |  | 1.6 | 1.5 |  |  | 99.7 | 14 | 140000 | 450
2007 | 2053 | 54216 | AOW4 | 6 | 1978 | OP | EW |  |  |  |  | 10 |  |  | 1.6 | 1.5 |  |  | 99.7 | 14 | 140000 | 450
2007 | 2999 | 54235 | F003 | 4 | 1979 | OS | MC |  |  | 293 | 10 |  |  |  | 4 |  |  |  | 90 |  | 90000 | 430
2007 | 19541 | 54276 | 6 | 2 | 1991 | OP | BP |  |  |  | 15 |  |  |  | 2.5 |  | 0.5 |  | 99.8 | 0.61 | 214000 | 305
2007 | 7067 | 54318 | A315 | 4 | 1975 | OP | EW |  |  |  | 6.2 |  |  |  | 0.4 |  |  |  | 99 | 50.75 | 407862 | 387
2007 | 5473 | 54428 | 072 | 6 | 1985 | SC | EH |  |  |  | 10 |  |  |  | 2.5 |  |  |  | 99.6 | 11.1 | 170000 | 173
2007 | 204 | 54429 | RB2 | 12 | 1991 | OP | EK |  |  | 11000 |  |  | 0.1 |  |  |  | 0.3 |  | 99.8 | 66.4 | 595794 | 435
2007 | 22048 | 54469 | MC1 | 4 | 1986 | OP | MC | [11 empty] | 80 | 0 | 68000 | 365
2007 | 11169 | 54562 | 18ESP | 6 | 1964 | OP | EW |  |  | 3634 | [8 empty] | 97.5 | 9 | 281858 | 248
2007 | 17166 | 8224 | 1 | 1 | 1982 | OP | BR |  |  | 10000 | 10 | 13 | 0.1 |  | 0.3 | 1 | 0.8 |  | 99.7 | 95 | 1071344 | 286
2007 | 17465 | 10017 | PB08P | 6 | 1979 | OP | EC |  |  | 3500 | 9 |  |  |  | 1.4 |  | 2.2 |  | 99.2 | 51 | 248400 | 350
2007 | 17465 | 10017 | RF05P | 6 | 1991 | OP | EW |  |  | 15000 | [6 empty] | 0.5 |  | 99.8 | 34.3 | 300000 | 350
2007 | 7860 | 10030 | ESP1 | 5 | 1985 | OP | EW |  |  | 1798 | 7.1 |  |  |  | 1.6 |  |  |  | 99 | 3.3 | 78330 | 304
2007 | 14932 | 50974 | BAG 1 | 6 | 1993 | OP | BP | SC |  |  | 41.5 | 55 |  |  | 2 | 2.9 |  |  | 100 | 0.2 | 220000 | 300
2007 | 772 | 10865 | BH3 | 7 | 1987 | OP | BP |  |  | 1100 | 14 |  |  |  | 4.1 |  |  |  | 99.4 | 13 | 180000 | 325
2007 | 13781 | 10867 | BH1 | 1 | 1989 | OP | BP |  |  |  | 10.6 |  |  |  | 4.9 |  |  |  | 99.9 | 24 | 85000 | 280
2007 | 14344 | 50049 | A | 6 | 1989 | OP | EW | [11 empty] | 97 | 6.4 | 127624 | 350
2007 | 17164 | 50112 | FGPC2 | 12 | 1998 | OP | MC | EK | [10 empty] | 98.5 | 9 | 123100 | 350
2007 | 54881 | 50130 | ESP1 | 8 | 1958 | OP | EC |  |  |  | 8 | 12 |  |  | 0.5 | 0.6 |  |  |  |  | 220000 | 300
2007 | 27131 | 50146 | BAGJ01 | 3 | 1985 | OP | BR |  |  |  | 13 |  |  |  | 0.8 |  |  |  | 99.9 |  | 133942 | 325
2007 | 20547 | 50185 | 3RB | 6 | 1966 | OS | MC | WS |  | 1500 | [8 empty] | 99 | 58 | 160000 | 140
2007 | 23815 | 50244 | RCB | 6 | 1972 | OP | EW |  |  |  | 8 |  |  |  | 0.7 |  |  |  | 99.3 | 40 | 236000 | 425
2007 | 9384 | 50245 | SCRB3 | 6 | 1992 | OP | EC | [11 empty] | 99.8 | 16.8 | 295000 | 345
2007 | 56187 | 50251 | PREC2 | 10 | 1985 | OP | EK |  |  | 4600 | 9.7 |  |  |  | 0.6 |  |  |  | 99.7 |  | 303600 | 400
2007 | 1976 | 50277 | ESP1 | 3 | 1993 | OP | EW | MC | [10 empty] | 98.7 | 10 | 127890 | 374
2007 | 50097 | 50282 | P24 | 6 | 1973 | OP | EH |  |  |  | 11.3 |  |  |  | 3
2007 | 19946 | 50293 | BHG300 | 6 | 1988 | OP | BP | [11 empty] | 99.9 | 5 | 117176 | 283
2007 | 14362 | 50296 | R2PPT | 6 | 1999 | OP | EW |  |  | 6400 | [8 empty] | 99.7 |  | 180000 | 400
2007 | 22200 | 50308 | BH6 | 8 | 2004 | CO | BP |  |  |  | 7.9 |  |  |  | 0.2 |  |  |  | 99.7 | 2.2 | 94843 | 404
2007 | 19564 | 50366 | MC2 | 6 | 1976 | OP | MC |  |  |  | 6.5 |  |  |  | 1 |  |  |  | 88.5 | 36 | 58000 | 450
2007 | 7136 | 10699 | 4 | 3 | 1993 | OP | EW |  |  | 4000 |  |  | 0.1 |  |  |  | 0.3 |  | 99.5 | 11 | 572745 | 412
2007 | 55789 | 10700 | 041 | 4 | 1998 | OP | EW |  |  | 3631 | [8 empty] | 99.5 | 5.3 | 232135 | 390
2007 | 10456 | 10731 | ESP1 | 6 | 1988 | OP | MC | EK |  | 120 | [8 empty] | 96.6 | 1.38 | 95000 | 330
2007 | 16077 | 10772 | ESP | 6 | 1989 | OP | EK |  |  | 2500 | [8 empty] | 99.7 | 36.2 | 171600 | 310
2007 | 19876 | 10774 | 1 | 6 | 1991 | OP | BP |  |  |  | 10.8 |  |  |  | 1.6 |  |  |  | 99.9 | 4 | 112500 | 160
2007 | 50006 | 10795 | BHA | 10 | 1996 | OP | BP |  |  | 5000 | 8 |  |  |  | 2.1 |  |  |  | 98 | 20 | 189000 | 365
2007 | 56084 | 10838 | DC1 | 12 | 1987 | OP | MC |  |  | 69
2007 | 20541 | 50875 | 4 | 10 | 2000 | OP | BP |  |  | 2600 | [8 empty] | 99.9 | 3 | 36701 | 315
2007 | 20541 | 50879 | BH1 | 9 | 1988 | OP | BP |  |  | 500 | 6.2 | 55 | 0.3 | 0.4 | 0.3 | 1 | 0.2 | 0.3 | 99.9 | 6.3 | 188900 | 350
2007 | 20541 | 50880 | BAG1 | 4 | 1991 | OP | BS |  |  | 12483 | [8 empty] | 99.8 | 12.3 | 185000 | 250
2007 | 20541 | 50881 | ESP3 | 5 | 1988 | OP | MC | EK |  | 1000 | [8 empty] | 99.9 | 6 | 160000 | 375
2007 | 20541 | 50882 | FF2 | 7 | 1999 | OP | BS |  |  | 19368 | [8 empty] | 99.8 | 8 | 194876 | 275
2007 | 20541 | 50883 | FF1 | 2 | 1988 | OP | BS |  |  | 16000 | [8 empty] | 99.9 | 1 | 180000 | 300
2007 | 20541 | 50883 | FF3 | 2 | 1988 | OP | BS |  |  | 16000 | [8 empty] | 99.9 | 1 | 180000 | 300
2007 | 4922 | 2848 | H-1 | 11 | 1972 | OP | EW |  |  | 803 | 14.7 |  |  |  | 0.9 |  |  |  | 99.5 | 18 | 105777 | 650
2007 | 50085 | 10062 | SDA3 | 2 | 2000 | OP | BR |  |  | 12340 | [8 empty] | 92.6 | 2 | 150605 | 332
2007 | 3901 | 10071 | 1B | 6 | 1988 | OP | BP |  |  | 670 | 11 | 11 |  |  | 1 | 1 |  |  | 99.8 | 4 | 78000 | 280
2007 | 3901 | 10071 | 2A | 6 | 1988 | OP | BP |  |  | 670 | 11 | 11 |  |  | 1 | 1 |  |  | 99.8 | 4 | 82000 | 280
2007 | 1951 | 10148 | SCBR 2 | 9 | 1977 | OP | WS |  |  | 325 | 10 |  |  |  | 1.4 |  |  |  | 96 | 15.9 | 65000 | 120
2007 | 9686 | 10202 | 4RPPT | 6 | 1969 | OP | EW | [11 empty] | 99 | 137 | 420000 | 430
2007 | 8483 | 10207 | 2P | 6 | 1975 | OP | EW |  |  | 509 | 9.7 |  | 0 |  | 3.3 |  | 0.1 |  | 88.8 | 39 | 80135 | 341
2007 | 8483 | 10207 | 3R | 6 | 1961 | OP | MC
2007 | 55867 | 10208 | 9 | 6 | 1972 | OP | WS |  |  | 180 | [8 empty] | 95 | 36.1 | 132000 | 144
2007 | 23330 | 10250 | BP1 | 5 | 2005 | OP | BP |  |  | 10000 | [8 empty] | 99.9 | 0.15 | 65216 | 350
2007 | 23330 | 10250 | ESP1 | 1 | 1987 | RE | EW |  |  | 1500 | [8 empty] | 99.9 | 2 | 56000 | 400
2007 | 6589 | 10362 | 3BH | 6 | 1980 | OP | BP | [13 empty] | 177300
2007 | 7840 | 10368 | BH1501 | 12 | 1989 | OP | BP |  |  |  | 5 |  |  |  | 4.5 |  |  |  | 99.6 | 5 | 83000 | 350
2007 | 7840 | 10371 | BH1501 | 10 | 1989 | OP | BP |  |  |  | 5 |  |  |  | 4.5 |  |  |  | 99.6 | 5 | 83000 | 350
2007 | 9628 | 10377 | 2C | 1 | 1988 | OP | BP |  |  | 670 | 11 |  |  |  | 1 |  |  |  | 99.8 | 5 | 75000 | 280
2007 | 54708 | 10378 | 1B | 9 | 1987 | OP | BP |  |  | 670 | 0.3 | 11 |  |  | 0.2 | 1 |  |  | 99.8 | 3 | 80000 | 310
2007 | 54708 | 10378 | 1C | 9 | 1987 | OP | BP |  |  | 670 | 0.3 | 11 |  |  | 0.2 | 1 |  |  | 99.8 | 3 | 80000 | 310
2007 | 54708 | 10379 | 1C | 8 | 1987 | OP | BP |  |  | 670 | 11 | 11 |  |  | 1 | 1 |  |  | 99.8 | 3 | 79000 | 320
2007 | 55739 | 10384 | 1A | 10 | 1990 | OP | BP |  |  | 1000 | 11 | 11 |  |  | 1 | 1 |  |  | 99.8 | 9 | 140000 | 190
2007 | 55739 | 10384 | 1B | 10 | 1990 | OP | BP |  |  | 1000 | 11 | 11 |  |  | 1 | 1 |  |  | 99.8 | 9 | 140000 | 190
2007 | 55739 | 10384 | 2A | 10 | 1990 | OP | BP |  |  | 1000 | 11 | 11 |  |  | 1 | 1 |  |  | 99.8 | 4 | 140000 | 190
2007 | 55739 | 10384 | 2B | 10 | 1990 | OP | BP |  |  | 1000 | 11 | 11 |  |  | 1 | 1 |  |  | 99.8 | 9 | 140000 | 190
2007 | 54745 | 10425 | 1RB | 10 | 1999 | OP | EW |  |  | 5124 | [8 empty] | 99 | 5341 | 74100 | 300
2007 | 23632 | 10426 | ESP3 | 6 | 1984 | OP | EW |  |  | 4220 | [8 empty] | 99.9 | 43.44 | 170000 | 342
2007 | 23632 | 10426 | ESP5 | 6 | 1989 | OP | EW | [11 empty] | 99.9 | 51.6 | 396000 | 303
2007 | 623 | 10430 | ESP9 | 6 | 1988 | OP | EW |  |  |  | 8 |  |  |  | 2.8 | 0.8 |  |  | 92 |  |  | 380
2007 | 1746 | 10464 | E0002 | 6 | 1988 | OP | BP | MC |  | 750 | 6.1 |  | 1 |  | 1.1 |  | 6 |  | 99.9 | 11 | 75100 | 300
2007 | 55965 | 10477 | P1ESP | 9 | 1989 | OP | EK |  |  | 375 | 10 |  |  |  | 3 |  |  |  | 97.3 | 15 | 174000 | 750
2007 | 49756 | 856 | 1 | 6 | 1960 | OP | EC |  |  | 208 | [8 empty] | 97 | 233 | 462000 | 300
2007 | 520 | 861 | 01 | 6 | 1973 | OP | EK |  |  | 1991 | 19 |  |  |  | 4 |  |  |  | 99 | 237 | 1422750 | 300
2007 | 12384 | 867 | 8 | 4 | 1961 | OP | EK |  |  | 1920 | 7.5 |  |  |  | 0.5 |  |  |  | 98 | 305 | 953000 | 290
2007 | 12384 | 884 | 2 | 4 | 1973 | OP | EK |  |  | 3961 | 4.7 |  |  |  | 0.5 |  |  |  | 99 | 164 | 770000 | 355
2007 | 21554 | 136 | 2 | 1 | 1984 | OP | EK |  |  | 19016 | 10 |  |  |  | 3 |  |  |  | 99.7 | 811 | 1939221 | 300
2007 | 796 | 160 | 3 | 9 | 1979 | OP | EW |  |  | 4562 | 10.2 |  |  |  | 0.4 | 0.8 |  |  | 99.5 | 90 | 1217700 | 650
2007 | 7977 | 2917 | 9 | 6 | 1975 | OP | EW | BP | SC | 1745 | 7.5 | 14 |  |  | 0.6 | 4 |  |  | 99.9 | 8 | 260000 | 330
2007 | 14381 | 2936 | 3 | 4 | 1987 | OP | EK |  |  | 804 | 7 | 10 |  |  | 2 | 3 |  |  | 99 |  | 75000 | 550
2007 | 14381 | 2936 | 4 | 4 | 1987 | OP | EK |  |  | 805 | 7 | 10 |  |  | 2 | 3 |  |  | 99 |  | 125000 | 600
2007 | 15998 | 3130 | BH 2 | 3 | 2004 | OP | BP |  |  | 11550 | 1 | 55 |  |  | 2.8 |  | 0.5 |  | 99.9 | 25 | 896000 | 165
2007 | 15537 | 3140 | 3C3D | 6 | 1981 | OP | EK |  |  | 18844 | 15.3 |  |  |  | 2.2 |  |  |  | 99 | 710 | 2600000 | 300
2007 | 18642 | 1379 | 6 | 2 | 1980 | OP | MC | BR |  | 8570 | 10 |  |  |  | 0.7 |  |  |  | 99.5 | 25 | 585000 | 325
2007 | 20546 | 1382 | H1 | 6 | 1973 | OP | EK |  |  | 2246 | 15 |  |  |  | 5 |  |  |  | 99 | 77 | 1108000 | 300
2007 | 20546 | 1382 | H2 | 4 | 1974 | OP | EK |  |  | 2246 | 15 |  |  |  | 5 |  |  |  | 99 | 77 | 1108000 | 300
2007 | 5580 | 1384 | 1 | 12 | 1989 | OP | EK |  |  | 1282 | 12 |  |  |  | 1.6 |  |  |  | 98 | 302 | 400000 | 280
2007 | 4254 | 1702 | 1S | 6 | 1977 | OP | EC |  |  | 10067 |  |  |  |  | 2.4 | 4.6 |  |  | 97 | 550 | 1172000 | 300
2007 | 4254 | 1702 | 2S | 6 | 1977 | OP | EC |  |  | 10067 |  |  |  |  | 2.4 | 4.6 |  |  | 97 | 550 | 1172000 | 300
2007 | 4254 | 1710 | 2W | 6 | 1978 | OP | EC |  |  | 22100 | 11 | 15 |  |  | 2.5 | 4.5 |  |  | 98 |  | 1491700 | 305
2007 | 4254 | 1723 | 3 | 6 | 1975 | OP | EC |  |  | 3041 | 13 |  |  |  | 0.7 |  |  |  | 99 | 138 | 475000 | 300
2007 | 5109 | 1733 | 3 | 5 | 1973 | OP | EC |  |  | 3503 | 7.5 |  |  |  | 1 |  | 0.2 |  | 99.6 | 250 | 2625000 | 270
2007 | 5109 | 1743 | 2 | 4 | 1977 | OP | EK |  |  | 7000 | 4.9 |  | 1 |  | 0.7 |  |  |  | 99.9 | 3 | 751000 | 300
2007 | 14165 | 2861 | 2 | 8 | 1981 | OP | EK |  |  | 16714 | 15.5 |  |  |  | 0.5 |  |  |  | 99 | 110 | 535000 | 270
2007 | 6526 | 2866 | 6 | 12 | 1984 | OP | EK |  |  | 79722 | 20 |  |  |  | 5.2 |  |  |  | 99.4 | 607 | 2640000 | 272
2007 | 14006 | 2872 | 2 | 3 | 1972 | OP | EK |  |  | 4213 | 16 |  |  |  | 4 | 6 |  |  | 99.5 | 79 | 770000 | 355
2007 | 14015 | 2876 | 3 | 2 | 1980 | OP | EC |  |  | 13515 |  |  |  |  | 3 | 5 |  |  | 99.4 | 24 | 925000 | 350
2007 | 14015 | 2876 | 4 | 3 | 1980 | OP | EC |  |  | 13515 |  |  |  |  | 3 | 5 |  |  | 99.4 | 24 | 925000 | 350
2007 | 6526 | 2878 | 1 | 9 | 2000 | OP | BP |  |  |  | 0.9 |  |  |  | 6.7 |  |  |  | 99.9 | 20 | 463000 | 320
2007 | 14127 | 2291 | 4 | 6 | 1976 | OP | EC |  |  | 7232 | 9.3 |  |  |  | 0.9 |  |  |  | 99.1 | 2 | 491000 | 293
2007 | 22146 | 2526 | 11 | 7 | 1973 | OP | EK |  |  | 1500 | 25 |  |  |  | 1 |  |  |  | 99.8 | 18 | 110000 | 325
2007 | 22146 | 2526 | 12 | 7 | 1973 | OP | EK |  |  | 1500 | 25 |  |  |  | 1 |  |  |  | 99.8 | 19 | 110000 | 325
2007 | 23279 | 3178 | 2 | 6 | 1975 | OP | EK |  |  | 5217 | 7 | 15 |  |  | 2 | 2.4 |  |  | 99.5 | 150 | 800000 | 305
2007 | 17539 | 3287 | MCM3 | 5 | 1993 | OP | BR |  |  | 6602 | 10 |  |  |  | 1.5 |  | 0.2 |  | 99.9 | 34 | 515000 | 255
2007 | 18642 | 3399 | 1 | 6 | 1982 | OP | EK |  |  | 50000 | 20 |  |  |  | 1.7 |  |  |  | 99.9 | 163 | 4800000 | 290
2007 | 18642 | 3406 | 2 | 3 | 1976 | OP | MC | EK |  | 3500 | 9 | 18 |  |  | 2 |  |  |  | 99.6 | 63 | 478000 | 325
2007 | 18642 | 3406 | 8 | 5 | 1990 | OP | EK |  |  | 7375 | [8 empty] | 99.7 | 64 | 550000 | 325
2007 | 18642 | 3407 | 4 | 10 | 1976 | OP | MC | EK |  | 3950 | 15.5 |  |  |  | 0.9 |  |  |  | 99.9 | 13 | 500000 | 325
2007 | 54888 | 3470 | BAG6 | 1 | 1988 | OP | BR |  |  |  | 2.2 | 8.1 |  |  | 0.1 | 0.8 |  |  | 99.9 | 660 | 2900000 | 260
2007 | 733 | 3775 | 2 | 11 | 1974 | OP | EC |  |  | 8225 | 20 |  |  |  | 0.5 |  |  |  | 99.7 | 97 | 900000 | 250
2007 | 19876 | 3796 | 4 | 6 | 1973 | OP | EW |  |  | 2193 | 9 | 13 |  |  | 0.5 | 1 |  |  | 99.4 | 79 | 980000 | 695
2007 | 19876 | 3803 | 3 | 5 | 1982 | OP | EK |  |  | 14700 | 15 |  |  |  | 0.7 |  |  |  | 99.7 | 42 | 700000 | 285
2007 | 19876 | 3809 | 1 | 6 | 1969 | OP | MC | EK |  | 3200 | 10 |  |  |  | 1.2 |  | 0.7 | 3.5 | 99 | 297 | 700000 | 285
2007 | 5107 | 1822 | 5 | 8 | 1950 | OP | MC |  |  | 80 |  |  | 0.3 |  |  |  | 0.7 |  | 96 |  | 130000 | 300
2007 | 8723 | 1830 | 3 | 5 | 1984 | OP | EK |  |  | 913 | 7.3 | 7.5 |  |  | 0.6 | 1 |  |  | 97.4 |  | 75000 | 400
2007 | 8723 | 1830 | 4 | 10 | 1977 | OP | EK |  |  |  | 7.3 | 7.5 |  |  | 0.9 | 3.2 |  |  | 99 |  | 110112 | 318
2007 | 56155 | 1831 | 3 | 6 | 1978 | OP | EK |  |  | 2415 | 11.3 |  |  |  | 0.9 |  |  |  | 98.9 | 95 | 164500 | 340
2007 | 21048 | 1866 | BP | 6 | 1990 | OP | BP |  |  | 2300 | 10.1 |  |  |  | 3 |  |  |  | 99.9 | 4 | 124100 | 300
2007 | 12647 | 1897 | ESP3 | 8 | 1987 | OP | EK |  |  | 1450 | 9.1 |  |  |  | 0.9 |  |  |  | 99 | 14 | 241000 | 325
2007 | 12647 | 1897 | MC4 | 8 | 1987 | OP | MC |  |  | 0 | 9.1 |  |  |  | 0.9 |  |  |  | 83.3 | 1371 | 241000 | 325
2007 | 13781 | 1912 | 4A | 2 | 1944 | OP | EK |  |  | 989 | 4.7 |  |  |  | 0.2 |  | 0.4 |  | 99.6 | 90 | 327000 | 390
2007 | 14232 | 1943 | 1 | 12 | 1979 | SB | BP |  |  | 500 | 3.5 | 4.5 |  |  | 0.3 |  |  |  | 99.7 | 3 | 79000 | 425
2007 | 8543 | 1979 | ESP1 | 6 | 1976 | OP | EK |  |  | 194 | 8.3 |  |  |  | 0.5 |  |  |  | 99.5 | 16 | 109000 | 475
2007 | 8543 | 1979 | ESP2 | 6 | 1976 | OP | EK |  |  | 194 | 8.3 |  |  |  | 0.5 |  |  |  | 99.5 | 16 | 109000 | 475
2007 | 12686 | 2049 | ESP5 | 5 | 1973 | OP | EK |  |  | 759 | 8.5 |  |  |  | 3.7 |  |  |  | 99 | 245 | 2109115 | 327
2007 | 19436 | 2104 | 3 | 6 | 1981 | OP | EK |  |  | 16107 | 6.4 |  |  |  | 1 |  |  |  | 99 | 122 | 1165000 | 360
2007 | 22125 | 2535 | 1 | 1 | 1972 | OP | EK |  |  | 4500 | 25 |  |  |  | 2 | 5 |  |  | 99.9 | 40 | 582000 | 280
2007 | 22125 | 2535 | 2 | 8 | 1972 | OP | EK |  |  | 4500 | 25 |  |  |  | 4 |  |  |  | 99.9 | 40 | 582000 | 250
2007 | 13168 | 2549 | 66A | 9 | 1992 | OP | EK |  |  | 1500 | 8 |  |  |  | 1.7 |  |  |  | 99.5 | 31 | 500000 | 340
2007 | 13923 | 2594 | 5 | 2 | 1976 | OP | EK |  |  | 6405 |  |  | 0.1 |  |  |  | 1.5 |  | 98.5 | 208 | 2310000 | 284
2007 | 16183 | 2642 | 4 | 2 | 1957 | OP | EK |  |  | 218 | 10 |  |  |  | 2.4 |  |  |  | 97.5 | 200 | 251000 | 280
2007 | 18715 | 6136 | 1 | 1 | 1983 | OP | EK |  |  | 16242 | 4.3 | 6.6 |  |  | 0.2 | 0.5 |  |  | 99.8 | 443 | 1720000 | 299
2007 | 17698 | 6139 | 3 | 3 | 1982 | OP | EW |  |  | 13482 | 5 |  |  |  | 0.4 |  | 0.5 |  | 99.6 | 187 | 3025000 | 750
2007 | 15452 | 6156 | NHP1 | 8 | 1975 | OP | EK |  |  | 4498 |  |  | 0.2 |  |  |  | 1 |  | 95 | 95 | 889000 | 312
2007 | 14354 | 6165 | 1 | 6 | 1978 | OP | EC |  |  | 16611 | 9.4 |  |  |  | 0.6 |  |  |  | 99.6 | 170 | 1878000 | 262
2007 | 5517 | 898 | 4 | 6 | 1967 | OP | MC | EC |  | 1060 | 13.6 |  |  |  | 4.1 |  |  |  |  | 18 | 410900 | 335
2007 | 9273 | 991 | 5 | 6 | 1972 | OP | EK | MC |  | 2513 | 7 | 13 |  |  | 2 | 4 |  |  | 99.9 | 58 | 320000 | 375
2007 | 9273 | 991 | 6 | 2 | 1995 | OP | EK |  |  | 7550 | 7 | 13 |  |  | 2 | 4 |  |  | 99 | 30 | 450000 | 310
2007 | 15470 | 1008 | 1 | 6 | 1969 | RE | EK |  |  | 1493 | 15 |  |  |  | 3.4 |  |  |  | 99 | 172 | 630000 | 263
2007 | 15470 | 1008 | 3 | 6 | 1968 | OP | EK |  |  | 1493 | 15 |  |  |  | 3.4 |  |  |  | 99 | 172 | 630000 | 263
2007 | 15470 | 1010 | 2 | 6 | 1970 | OP | EK |  |  | 367 | 13.1 |  |  |  | 3.5 |  |  |  | 98.5 | 122 | 400000 | 269
2007 | 15470 | 1010 | 3 | 5 | 1971 | OP | EC |  |  | 360 | 13.1 |  |  |  | 2.5 | 3.5 |  |  | 98.5 | 124 | 400000 | 269
2007 | 15470 | 1010 | 5 | 1 | 1969 | OP | EK |  |  | 434 | 13.1 |  |  |  | 2.5 | 3.5 |  |  | 98.9 | 147 | 500000 | 289
2007 | 9417 | 1046 | 1 | 6 | 1975 | OP | EK |  |  | 261 | 9 | 15 |  |  | 1 | 3.5 |  |  | 99 | 35 | 175000 | 320
2007 | 12341 | 1082 | 4 | 6 | 2007 | OP | BP |  |  | 80000 | 4 | 7 |  |  | 0.2 | 0.6 | 0.1 |  | 99.9 | 138 | 2449314 | 166
2007 | 12341 | 1091 | 2 | 5 | 1972 | OP | EC |  |  | 6000 | 7.7 |  |  |  | 1.2 |  |  |  | 99 | 267 | 1086000 | 263
2007 | 9996 | 1294 | 3 | 6 | 1980 | SC | BR |  |  | 39000 | 4 | 16 | 0.1 |  | 3 |  | 0.5 |  | 99.8 | 11 | 246900 | 340
2007 | 10171 | 1356 | 4 | 6 | 1984 | OP | EW |  |  | 10896 | 15 |  |  |  | 0.7 |  | 0.2 |  | 99.5 | 550 | 3450000 | 750
2007 | 11249 | 1364 | 1 | 8 | 1972 | OP | EK |  |  | 389 | 11.3 |  |  |  | 2 | 3.1 |  |  | 99.4 | 55 | 1080000 | 300
2007 | 195 | 3 | 1 | 6 | 1976 | OP | EW |  |  | 6588 | 4 | 20 |  |  | 0.7 | 5 |  |  | 99 | 122 | 714000 | 655
2007 | 195 | 3 | 2 | 6 | 1976 | OP | EW |  |  | 6588 | 4 | 20 |  |  | 0.7 | 5 |  |  | 99 | 122 | 714000 | 655
2007 | 195 | 3 | 5 | 6 | 1976 | OP | EC |  |  | 13736 | 5 | 16 |  |  | 0.5 | 3 |  |  | 99 | 836 | 2423000 | 266
2007 | 195 | 8 | 7 | 6 | 1976 | OP | EK |  |  | 6892 | 13 |  |  |  | 1 | 2.5 |  |  | 99.6 | 32 | 587691 | 300
2007 | 195 | 8 | 9 | 6 | 1972 | OP | EW |  |  | 2301 | 13 |  |  |  | 1 | 2.5 |  |  | 99.4 | 61 | 709987 | 635
2007 | 40606 | 59 | 1 | 12 | 1982 | OP | EW |  |  | 5385 | 3 | 6 |  |  | 0.2 | 0.5 |  |  | 99.6 | 192 | 740000 | 725
2007 | 18315 | 108 | BH1 | 8 | 1983 | OP | BR |  |  | 22048 | 12 |  |  |  | 1 |  |  |  | 99.9 | 99 | 1160412
2007 | 803 | 113 | 2 | 6 | 1978 | OP | MC | WS |  | 69365 | 22 |  |  |  | 0.1 | 1.2 | 0.1 |  | 99.6 | 134 | 1195404 | 159
2007 | 15466 | 525 | H2 | 6 | 1999 | OP | BR |  |  | 23350 | 8.7 |  |  |  | 0.4 |  |  |  | 99.9 | 56 | 816000 | 160
2007 | 13922 | 548 | 2 | 6 | 1963 | OP | EK |  |  | 800 | 10 | [5 empty] | 1 | 1 | 99 | 1 | 580000 | 280
2007 | 20169 | 550 | MC | 6 | 1984 | OP | MC | [11 empty] | 70 |  | 278345 | 360
2007 | 12490 | 562 | 1 | 8 | 1954 | OS | EK |  |  | 136 |  |  | 0.1 |  |  |  | 0.3 |  | 97 | 2 | 290000 | 310
2007 | 14610 | 564 | 1 | 7 | 1987 | OP | EK |  |  | 13000 | 7 | 9.5 |  |  | 0.8 | 3.4 |  |  | 99.6 | 125 | 1635000 | 278
2007 | 6452 | 617 | PPE2 | 4 | 1961 | OP | MC |  |  | 228 |  |  | 0.1 |  |  |  | 2.5 |  | 85 | 200 | 561800 | 290
2007 | 18454 | 645 | ESP1 | 10 | 1970 | OP | EC |  |  | 9577 | 6.4 | 13.2 |  |  | 2.7 | 4 |  |  | 99.8 | 94 | 1408000 | 298
2007 | 18454 | 645 | ESP2 | 4 | 1973 | OP | EC |  |  | 8457 | 10.4 | 13.2 |  |  | 2.8 | 3.8 |  |  | 99.8 | 222 | 1312000 | 301
2007 | 10620 | 673 | S-3 | 6 | 1968 | OP | MC | [5 empty] | 0.1 |  |  |  | 2.3 |  | 90 | 8 | 89000 | 305
2007 | 7140 | 708 | 3 | 6 | 1993 | OP | EC |  |  | 535 | 8 | 8 |  |  | 0.6 | 1.5 |  |  | 99 | 95.8 | 465000 | 320
2007 | 7140 | 710 | ESP-2 | 6 | 1972 | OP | EK |  |  | 1886 | 16 |  |  |  | 2 |  |  |  | 99 | 260 | 1000000 | 300
2007 | 7140 | 727 | 3 | 1 | 1975 | OP | EK |  |  | 1703 | 10.8 |  |  |  | 1.3 |  |  |  | 98.6 | 192 | 660000 | 299
2007 | 7140 | 733 | 1 | 6 | 1978 | OP | EK |  |  | 715 | 6 | 20 |  |  | 0.6 | 1.5 |  |  | 99.5 | 20 | 162000 | 290
2007 | 19316 | 55360 | BGH | 12 | 2012 | PL | BP |  |  | 37 | 7 | 30 |  |  | 0.3 | 0.4 |  |  |  | 53
2007 | 16190 | 50406 | 2HFB | 6 | 1990 | OP | MC |  |  | 315 |  |  | 0.1 |  |  |  | 2 |  | 80 |  | 435108 | 347
2007 | 470 | 50472 | BAGHS4 | 8 | 1996 | OP | BR |  |  | 3826 | [8 empty] | 100 | 0.37 | 258400 | 290
2007 | 5610 | 50481 | 253-26 | 6 | 1992 | OP | EK |  |  | 5000 | 10 |  |  |  | 1.4 |  |  |  | 99.9 | 11 | 235000 | 315
2007 | 5610 | 50481 | 325-31 | 1 | 1995 | OP | BR |  |  |  | 9.5 |  |  |  | 1 |  |  |  | 99.7 | 16 | 276300 | 158
2007 | 5610 | 50481 | 83-22 | 6 | 1974 | OP | EK | [14 empty] | 340
2007 | 19365 | 50482 | ESP7 | 6 | 1996 | OP | EK |  |  | 2000 | [8 empty] | 98.5 | 24 | 270000 | 329
2007 | 50033 | 50491 | 3BR | 12 | 1981 | OP | BR |  |  | 1591 |  | 20 |  |  | 0.7 | 2 |  |  | 99.8 | 10 | 87656 | 300
2007 | 13008 | 50614 | 14 | 12 | 1976 | OP | EK |  |  | 1008 |  |  | 0 |  |  |  | 1.3 |  | 99.5 | 10 | 243000 | 420
2007 | 13008 | 50614 | 5 | 10 | 1998 | OP | EK |  |  | 3700 | 7 | 8 |  |  | 1.8 |  |  |  | 99.5 | 10 | 243000 | 420
2007 | 15262 | 50638 | PRECP1 | 12 | 1977 | OP | EK |  |  | 2800 | [6 empty] | 0.1 |  | 99 | 48 | 155000 | 412
2007 | 16653 | 50639 | 10ESP | 5 | 1998 | OP | BP |  |  | 4200 | [8 empty] | 99.7 | 63 | 386000 | 350
2007 | 4484 | 50649 | BH2 | 4 | 1989 | OP | BP | [11 empty] | 99.5 | 0.2 | 70680 | 270
2007 | 49760 | 50657 | APC1 | 8 | 1995 | OP | BR | [11 empty] | 99.6 | 0 | 172141 | 285
2007 | 49974 | 50660 | 2 | 10 | 2001 | OP | BP |  |  | 22000 | [8 empty] | 99.9 | 4 | 95455 | 330
2007 | 4487 | 50662 | BGHS1 | 2 | 1995 | OP | BP | [11 empty] | 99.6 | 0 | 93327 | 285
2007 | 4496 | 50663 | FF200 | 4 | 2000 | OP | BP |  |  | 6 | [8 empty] | 99 | 0.38 | 52948 | 294
2007 | 4496 | 50663 | FF300 | 10 | 2000 | OP | BP |  |  | 6 | [8 empty] | 99 | 0.07 | 52948 | 294
2007 | 14519 | 50666 | PABH1 | 2 | 1991 | OP | BP | [11 empty] | 99.7 | 5 | 46200 | 285
2007 | 14519 | 50666 | PABH2 | 2 | 1991 | OP | BP | [11 empty] | 99.7 | 5 | 46200 | 285
2007 | 14432 | 50776 | BH2 | 6 | 1992 | OP | BP |  |  |  | 36 |  |  |  | 0.4 |  |  |  | 99.9 | 0 | 187577 | 325
2007 | 18162 | 50806 | PB4ESP | 3 | 1987 | OP | EW |  |  |  | 6 | 10 | 0 |  | 0.8 | 1.1 | 0.5 | 3.5 | 99.5 | 5.4 | 480000 | 394
2007 | 18155 | 50810 | 3RBPPT | 6 | 1992 | OP | EW | [11 empty] | 99 | 52 | 289077 | 400
2007 | 18158 | 50811 | SCRUB1 | 11 | 1981 | OP | WS |  |  | 1500 | [8 empty] | 99.6 | 31 | 283000 | 149
2007 | 18147 | 50813 | RBPPT1 | 12 | 1980 | OP | EK | [5 empty] | 0.1 | 0.5 |  |  | 0.7 |  | 99.7 | 68.7 | 394000 | 400
2007 | 17427 | 50814 | 5PPT | 6 | 1981 | OS | EW | [11 empty] | 99.9 | 8 | 200000 | 450
2007 | 17427 | 50814 | WFBSCB | 6 | 1981 | OP | WS | [11 empty] | 96.2 | 33 | 272100 | 150
2007 | 18414 | 50835 | BH1 | 6 | 1990 | OP | BP |  |  |  | 11.4 |  |  |  | 2.5 |  |  |  | 100 | 0.335 | 148000 | 155
2007 | 18414 | 50835 | SC1 | 6 | 1990 | OP | OT |  |  | 2500 | 11.4 |  |  |  | 2.5 | [5 empty] | 148000 | 155
2007 | 49969 | 54587 | ESP2 | 1 | 1991 | OP | EW |  |  | 3500 | [8 empty] | 99.9 | 10.7 | 160000 | 377
2007 | 56137 | 54638 | PC82 | 9 | 1983 | OP | EK |  |  | 2400 | 12 |  |  |  | 1.7 | 2 |  |  | 99.1 | 1 | 116490 | 330
2007 | 56137 | 54638 | RB | 5 | 1993 | OP | EK |  |  | 2560 | [8 empty] | 99.7 | 17 | 259000 | 335
2007 | 50102 | 54763 | PB3SC | 8 | 1998 | OP | MC | SC | WS | 493 | 7.5 |  |  |  | 1.5 |  | 0.5 |  | 98.9 | 21 | 92630 | 135
2007 | 19539 | 54775 | B11BAG | 6 | 1987 | OP | BP |  |  |  | 8.4 |  |  |  | 1.5 |  |  |  | 99 | 8 | 83478 | 311
2007 | 19528 | 54780 | ESP5 | 7 | 1988 | SC | EW |  |  | 400 | 10 |  |  |  | 4.5 |  |  |  | 99.8 | 6 | 75000 | 350
2007 | 19528 | 54780 | ESP7 | 2 | 1989 | OP | EW |  |  | 500 | 10.1 |  |  |  | 4.5 |  |  |  | 99.8 | 3 | 80000 | 350
2007 | 12222 | 54802 | R1ESP | 6 | 1982 | OP | EW |  |  | 5286 | [6 empty] | 0.5 |  | 90 | 9 | 262844 | 410
2007 | 11269 | 6179 | 3 | 5 | 1988 | OP | EK |  |  | 30000 | 21.6 |  |  |  | 1.8 |  |  |  | 99.9 | 142 | 2444333 | 350
2007 | 9267 | 6213 | 2EP | 11 | 1983 | OP | EK |  |  | 11927 | 11.1 |  |  |  | 4.2 |  |  |  | 99.9 | 0 | 1848974 | 280
2007 | 5416 | 2721 | 4 | 3 | 1973 | OP | EW |  |  | 1382 | 20 |  |  |  | 0.5 | 3 | 0.2 | 0.5 | 99 | 65 | 237900 | 310
2007 | 3542 | 2830 | 4B | 6 | 1975 | OP | EC |  |  | 4342 | 18 |  |  |  | 1 |  |  |  | 99 | 101 | 585000 | 250
2007 | 3542 | 2832 | 5-2 | 6 | 1977 | OP | EK |  |  | 3620 | 18 |  |  |  | 1 |  |  |  | 99.5 | 17 | 325000 | 250
2007 | 21773 | 50931 | BH1 | 7 | 1995 | OP | BP |  |  | 1200 | 2 |  |  |  | 7 |  | 0.6 |  | 99 | 13 | 182500 | 330
2007 | 19876 | 52007 | BH2 | 11 | 1992 | OP | BP |  |  | 817 | 10 |  |  |  | 1 |  | 0.2 |  | 99.9 | 10 | 220000 | 160
2007 | 10875 | 52010 | BH1 | 12 | 1994 | OP | BP |  |  | 4000 | [8 empty] | 99.9 | 0.15 | 155000 | 290
2007 | 19724 | 52048 | BAGHOU | 1 | 1982 | OP | BR |  |  | 3140 | 7 |  |  |  | 1 |  |  |  | 99.9 | 17.15 | 145500 | 350
2007 | 19323 | 52071 | ESP1 | 2 | 1975 | OP | EK |  |  | 2023 | 22.5 |  | 0.1 |  | 1.1 | 1.5 | 0.5 |  | 99.9 | 220 | 450000 | 310
2007 | 22218 | 52072 | ESP2 | 6 | 1978 | OP | EK |  |  | 250 |  |  |  |  | 1 | 1.5 |  |  | 99 | 14 | 107000 | 350
2007 | 55732 | 52089 | NO6ESP | 6 | 1974 | OP | EK |  |  |  | 10 |  |  |  | 1 |  |  |  | 99.8 | 8 | 138000 | 415
2007 | 8009 | 52140 | PB1OT | 3 | 1999 | OP | EC |  |  | 6862 |  |  | 0.8 |  |  |  | 0.8 |  | 98.7 | 85 | 252717 | 153
2007 | 8009 | 52140 | RF1EK | 6 | 1980 | OP | EK |  |  | 5056 |  |  | 0.8 |  |  |  | 0.8 |  | 99.5 | 60 | 320000 | 400
2007 | 8009 | 52140 | RF2WS | 6 | 1980 | OP | WS | [5 empty] | 0.8 |  |  |  | 0.8 |  | 99 | 16 | 54700 | 190
2007 | 9348 | 52152 | 4RBESP | 6 | 1991 | OP | EK |  |  | 6732 |  |  | 0.1 |  |  |  | 2.1 |  | 99.2 | 10 | 64178 | 287
2007 | 20541 | 54033 | FF1 | 5 | 1992 | OP | BS |  |  | 3000 | [8 empty] | 99.7 | 25 | 192903 | 240
2007 | 20541 | 54033 | FF2 | 5 | 1992 | OP | BS |  |  | 3000 | [8 empty] | 99.7 | 25 | 192903 | 240
2007 | 55740 | 54081 | 1B | 5 | 1992 | OP | BP |  |  | 1150 | 11 | 11 |  |  | 1 | 1 |  |  | 99.8 | 6 | 115000 | 190
2007 | 55740 | 54081 | 3B | 8 | 1992 | OP | BP |  |  | 1150 | 11 | 11 |  |  | 1 | 1 |  |  | 99.8 | 3 | 119000 | 190
2007 | 55738 | 54085 | PRECIP | 12 | 1977 | OP | EW |  |  | 3500 |  |  | 0.5 |  |  |  | 0.1 |  | 99.8 | 41 | 482000 | 450
2007 | 9390 | 54087 | RB02 | 6 | 1966 | OP | EW |  |  | 2270 | [6 empty] | 2.1 |  | 99.5 | 32.1 | 300000 | 165
2007 | 9312 | 54091 | PB2P | 10 | 1981 | OP | EH | MC |  | 5000 | 12 |  | 0.4 |  | 1.2 |  | 0.7 |  |  |  | 146293 | 360
2007 | 9393 | 54096 | SCRB1 | 7 | 1980 | OP | MC | WS |  | 398 | [10 empty] | 64858 | 146
2007 | 54738 | 54098 | C03 | 6 | 1988 | OP | EK |  |  | 2335 | [8 empty] | 99.5 | 24 | 185000 | 400
2007 | 9382 | 54100 | SC0004 | 6 | 1973 | OP | WS |  |  | 6300 | [6 empty] | 1 |  | 90 | 75 | 314440 | 148
2007 | 5262 | 54104 | PB2WS | 6 | 1975 | OP | WS |  |  |  | 12.5 |  |  |  | 1.3 |  |  |  | 90 | 82 | 324500 | 150
2007 | 5262 | 54104 | RB3PPT | 6 | 1989 | OP | EW | [11 empty] | 99.7 | 84 | 412000 | 400
2007 | 50103 | 55113 | CD46 | 10 | 2002 | OP | EC |  |  | 930 | [6 empty] | 0 |  | 85 | 0.87 | 80000 | 143
2007 | 19145 | 55245 | 3 | 6 | 1952 | OP | EW |  |  | 2200000 | 7 | 8 |  |  | 2.4 | 2.6 |  |  | 99 |  | 190000 | 182
2007 | 55839 | 55429 | 3RECPT | 3 | 1984 | OP | EW |  |  | 1520 | [8 empty] | 99.9 | 18 | 205000 | 319
2007 | 55839 | 55429 | BFBPPT | 10 | 1998 | OP | EW |  |  | 2257 | [8 empty] | 99.9 | 18.9 | 325000 | 365
2007 | 6306 | 55867 | BH1 | 7 | 2007 | OP | BP |  |  | 4119 | 11.3 |  |  |  | 0.3 |  |  |  |  | 16 | 319500 | 285
2007 | 6778 | 56024 | 11CRU | 10 | 1993 | RE | EH |  |  | 1984 |  |  | 0.1 |  |  |  | 0.5 |  | 99.7 | 29.5 | 278094 | 410
2007 | 6778 | 56024 | 14 | 6 | 1981 | RE | MC | WS |  | 444 |  |  | 0.1 |  |  |  | 1.5 |  | 98 | 21.6 | 144000 | 150
2007 | 49842 | 56192 | FBBBH | 2 | 1996 | OP | BP |  |  | 3 | [8 empty] | 99.9 | 0.62 | 103000 | 350
2007 | 49863 | 56221 | C031D | 10 | 2008 | PL
2007 | 12653 | 1573 | 2 | 5 | 1970 | OP | EC |  |  | 695 | 10 | 10 |  |  | 1.6 | 1.6 |  |  | 99.2 | 393 | 2160000 | 285
2007 | 12653 | 1573 | 1 | 5 | 1970 | OP | EC |  |  | 695 | 10 | 10 |  |  | 1.6 | 1.6 |  |  | 99.2 | 393 | 2160000 | 285
2007 | 31719 | 1507 | 2 | 3 | 1958 | OP | MC |  |  | 49 | [8 empty] | 85 | 54 | 218000 | 340
2007 | 4161 | 1554 | 3 | 3 | 1987 | OP | EK |  |  |  | 9 |  |  |  | 0.4 | 1 |  |  | 99.9 | 30 | 1100000 | 311
2007 | 4161 | 1554 | 4 | 8 | 1972 | OP | MC |  |  | 1188 |  |  | 0.1 | 0.1 |  |  | 0.9 | 0.9 | 90 | 224 | 1667000 | 600
2007 | 15470 | 1008 | 2A | 12 | 2007 | OP | BP |  |  | 26530 |  | 12 |  |  |  | 2.7 |  |  | 99.9 | 23 | 641000 | 284
2007 | 5416 | 2727 | 4A | 11 | 2006 | OP | EK |  |  | 58000 |  | 19 |  |  | 0.6 | 1.4 |  |  | 99.8 | 125 | 1900000 | 320
2007 | 49801 | 50933 | BH | 8 | 2007 | OP | BP |  |  | 4000 | 16 | [7 empty] | 99.5 | 8 | 108000 | 375
2007 | 55816 | 56576 | BH1 | 1 | 2010 | PL | BP |  |  | 1500 | [8 empty] | 99.9 | 7 | 150000 | 350
2007 | 55924 | 56671 | UHQ01 | 1 | 2011 | CO | BP | WS |  |  | 25 |  |  |  | 2.5 |  |  |  | 99.9 | 110 | 1178479 | 300
2007 | 14932 | 10566 | BH2 | 3 | 1994 | OP | BR |  |  |  | 6.7 |  | 0 |  | 2 |  | 0.2 |  | 99.8 | 0.02 | 307372 | 165
2007 | 8286 | 10604 | SCBR3 | 12 | 1986 | OP | WS |  |  | 1000 | 12.5 |  | 0 |  | 0.5 |  | 0.1 |  |  | 634 | 228000 | 156
2007 | 50003 | 10605 | 5RB | 9 | 1989 | OP | EW |  |  | 5200 | [6 empty] | 2.8 |  | 99.6 | 21 | 408000 | 375
2007 | 4580 | 10606 | 9A | 6 | 1974 | OP | WS |  |  | 2000 | [8 empty] | 97 | 55.2 | 219028 | 153
2007 | 50129 | 10612 | PB1SCB | 12 | 2000 | OP | WS |  |  | 2800 | [8 empty] | 97 | 22 | 126000 | 166
2007 | 10000 | 6065 | 2 | 6 | 2010 | CO | BP |  |  |  |  | 5.4 |  |  |  | 0.3 |  |  | 99.9 | 97 | 3172000 | 300
2007 | 55863 | 10627 | RB4-EW | 1 | 1968 | OP | EW |  |  | 8400 | [8 empty] | 99 | 63.2 | 202577 | 304
2007 | 2884 | 10641 | FGPC1 | 3 | 1991 | OP | BS |  |  | 275 | 45 |  |  |  | 1.5 | 3.5 |  |  | 99.9 | 17 | 226000 | 350
2007 | 473 | 10642 | 3 | 6 | 1989 | OP | BR |  |  | 20000 | [8 empty] | 99.7 | 1.6 | 239400 | 296
2007 | 12796 | 3946 | 1 | 6 | 1975 | OP | EK |  |  | 3217 | 14 |  |  |  | 1.3 |  |  |  | 99.5 | 25 | 320000 | 390
2007 | 13781 | 3982 | C31 | 6 | 1988 | OP | OT |  |  | 2650 | 6.3 |  |  |  | 0.9 |  |  |  | 98 | 27 | 162000 | 375
2007 | 13781 | 3982 | C33 | 6 | 1976 | OP | MC |  |  | 270 | 9.2 |  |  |  | 2.2 |  |  |  | 88 | 88 | 115000 | 300
2007 | 20860 | 4078 | 3A | 5 | 2001 | OP | BP |  |  | 23545 | 4.5 |  |  |  | 0.3 |  |  |  | 99.5 | 184 | 1405320 | 353
2007 | 195 | 6002 | 1 | 10 | 1978 | OP | EC |  |  | 30694 | 14 |  |  |  | 0.5 |  |  |  | 99.4 | 630 | 284800 | 315
2007 | 195 | 6002 | 3 | 5 | 1989 | OP | EK |  |  | 31000 | 14 | 14 |  |  | 0.5 | 0.5 |  |  | 99.7 | 171 | 2848000 | 315
2007 | 5109 | 6034 | 2 | 7 | 1985 | OP | EK |  |  | 25476 | 4.1 |  |  |  | 0.5 |  |  |  | 99.9 | 37 | 2750000 | 330
2007 | 5580 | 6041 | 1 | 4 | 2003 | OP | EK |  |  | 2987 | 20 |  |  |  | 3.7 |  |  |  | 99.7 | 99 | 1300000 | 280
2007 | 5580 | 6041 | 2 | 3 | 1981 | OP | EW |  |  | 7000 | 10.1 |  |  |  | 0.7 |  |  |  | 99.5 | 238 | 2924000 | 320
2007 | 7140 | 6052 | 2 | 4 | 1978 | OP | EC |  |  | 2331 | 4 | 20 |  |  | 0.7 | 4.5 |  |  | 99.1 | 12 | 3070000 | 315
2007 | 11252 | 6055 | 2P2 | 3 | 1981 | OP | EK |  |  | 21000 | 3.5 | 10 |  |  | 0.2 | 1.2 | 0.2 | 0.7 | 99.7 | 187 | 2186000 | 318
2007 | 17568 | 6061 | 1 | 3 | 1978 | OP | EW |  |  | 7958 | 8 |  |  |  | 1.5 |  |  |  | 99.6 | 143 | 1228000 | 825
2007 | 22500 | 6068 | 1 | 7 | 1978 | OP | EK |  |  | 27263 | 5.8 |  |  |  | 0.6 |  | 2 |  | 98.6 | 611 | 2800000 | 300
2007 | 22500 | 6068 | 2 | 5 | 1980 | OP | EK |  |  | 27263 | 5.8 |  |  |  | 0.6 |  | 2 |  | 98.6 | 611 | 2800000 | 300
2007 | 22500 | 6068 | 3 | 5 | 1983 | OP | EK |  |  | 45613 | 5.8 |  |  |  | 0.6 |  | 2 |  | 99 | 611 | 2800000 | 300
2007 | 12686 | 6073 | 2 | 6 | 1981 | OP | EW |  |  | 2600 | 14 |  | 0.1 |  | 0.6 |  | 0.6 |  | 99.3 | 400 | 2390000 | 622
2007 | 13756 | 6085 | 15 | 1 | 1979 | OP | EK |  |  | 18800 | 9.8 |  |  |  | 0.6 |  |  |  | 99.5 | 184 | 2903000 | 750
2007 | 261 | 6705 | 4 | 11 | 1983 | OP | EK |  |  | 8000 | 10 |  |  |  | 3.2 |  |  |  | 99.5 | 162 | 1410823 | 329
2007 | 54891 | 7030 | BG-1 | 9 | 1990 | OP | BS |  |  | 7225 | 16 |  |  |  | 0.9 |  |  |  | 99.8 | 47 | 653130 | 320
2007 | 40577 | 7286 | 1 | 3 | 1973 | OP | EK |  |  | 1359 | 6 | 20 |  |  | 3 | 6 |  |  | 98.5 | 43 | 300000 | 300
2007 | 40577 | 7286 | 2 | 3 | 1973 | OP | EK |  |  | 1359 | 6 | 20 |  |  | 3 | 6 |  |  | 98.5 | 43 | 300000 | 300
2007 | 56190 | 7652 | D-2 | 6 | 1952 | OP | MC | EW |  |  | 12 | [8 empty] | 0.6 | 156000 | 425
2007 | 17539 | 7737 | BH01 | 4 | 1999 | OP | OT |  |  | 860 | 9 |  |  |  | 1.9 |  | 0.3 |  | 99.4 | 24 | 366299 | 164
2007 | 6738 | 54224 | SG3C | 6 | 1968 | OP | MC | [9 empty] | 3.5 |  | 87 | 0.12 | 46500 | 261
2007 | 14928 | 54236 | 8 | 1 | 1973 | OP | MC | [5 empty] | 0 | 0.1 |  |  |  | 0.3
2007 | 9394 | 54281 | REC | 6 | 1975 | OP | WS |  |  | 1828 | [6 empty] | 3 |  | 98.8 | 41 | 101090 | 833
2007 | 9353 | 54358 | PB2B | 6 | 1965 | OP | EK |  |  | 674 | 14.5 |  |  |  | 1.2 |  |  |  | 94 | 24 | 390000 | 475
2007 | 55600 | 54415 | FGPC1 | 6 | 1993 | OP | EW | [11 empty] | 98.8 | 13 | 296300 | 360
2007 | 5473 | 54428 | 074 | 6 | 1991 | SC | EH |  |  |  | 10 |  |  |  | 2.5 |  |  |  | 99.7 | 22.5 | 300000 | 240
2007 | 5473 | 54428 | 601 | 6 | 1982 | SC | EH |  |  |  | 10 |  |  |  | 2.5 |  |  |  | 98 | 6.5 | 135000 | 150
2007 | 16024 | 54464 | B01S | 6 | 1990 | OP | WS |  |  |  | 7 |  | 1 |  | 3 |  | 3 |  | 85 | 25 | 100000 | 118
2007 | 22297 | 54468 | MC1 | 6 | 1984 | OP | MC | [11 empty] | 80 | 113 | 85000 | 350
2007 | 4222 | 54556 | ESP2 | 6 | 1976 | RE | EW |  |  |  | 6 | 7.5 |  |  | 1.3 | 1.6 |  |  | 99.3 | 39 | 228000 | 350
2007 | 24211 | 8223 | 1 | 6 | 1985 | OP | BR |  |  | 19445 | 20 |  |  |  | 0.7 |  | 1 |  | 99.9 | 113 | 1523740 | 150
2007 | 19173 | 10003 | BLR3 | 6 | 1981 | OP | BP |  |  | 1500 | 0.3 | 10 |  |  | 0.2 | 0.6 |  |  | 99.9 | 11 | 150000 | 325
2007 | 4435 | 10013 | 2 | 10 | 1989 | OP | BR |  |  | 1250 | [8 empty] | 99.9 | 3 | 153490 | 254
2007 | 5624 | 10025 | 15 | 6 | 1969 | OP | EW |  |  | 6000 | 6.5 |  | 1.2 |  | 1.7 |  | 1.2 |  | 96.5 | 17.7 | 161000 | 325
2007 | 5624 | 10025 | 44 | 6 | 1987 | OP | EW |  |  | 5758 | 10.8 |  |  |  | 0.7 |  | 0.1 |  | 99.7 | 7.2 | 224000 | 300
2007 | 42 | 10675 | 1CCB1A | 3 | 1990 | OP | BR |  |  | 1744 | 10 | 15.6 |  |  | 0.6 | 7 | 0.2 | 0.3 | 99 | 0.02 | 306750 | 280
2007 | 49968 | 10684 | 25ESP | 6 | 1978 | OP | EC |  |  | 4000 | 6 | 11.2 |  |  | 0.5 | 1.2 |  |  | 99.8 | 8 | 363000 | 363
2007 | 16294 | 50396 | 1 | 8 | 1982 | OP | MC | WS | [10 empty] | 95.3 | 0 | 133400 | 488
2007 | 55840 | 10839 | MC1 | 3 | 1988 | OP | MC |  |  | 69 | [10 empty] | 89130 | 396
2007 | 772 | 10864 | 3 | 3 | 1989 | OP | BP |  |  | 1500 | [8 empty] | 99.9 | 11 | 200000 | 350
2007 | 772 | 10864 | 4 | 10 | 1994 | OP | BP |  |  | 1500 | [8 empty] | 99.9 | 11 | 200000 | 350
2007 | 772 | 10865 | BH1 | 2 | 1987 | OP | BP |  |  | 1100 | 14 |  |  |  | 4.1 |  |  |  | 99.4 | 13 | 180000 | 325
2007 | 772 | 10865 | BH2 | 4 | 1987 | OP | BP |  |  | 1100 | 14 |  |  |  | 4.1 |  |  |  | 99.4 | 13 | 180000 | 325
2007 | 55779 | 50012 | PREC4 | 12 | 1970 | OP | EC |  |  |  | 17.1 |  |  |  | 1 |  |  |  | 99.3 | 27.1 | 240000 | 330
2007 | 13833 | 50039 | 1 | 11 | 1989 | OP | SC | BP |  |  | 55 |  |  |  | 0.4 |  |  |  | 99.9 | 20 | 175000 | 375
2007 | 6036 | 50051 | BH A | 11 | 1987 | OP | BP |  |  | 798 | [8 empty] | 99.9 | 4 | 61950 | 330
2007 | 12307 | 50101 | 3RB | 10 | 1995 | OP | EW |  |  | 200 | [8 empty] | 99.8 | 27 | 160000 | 365
2007 | 12307 | 50101 | 6PB | 1 | 1985 | OP | WS |  |  | 125 | [8 empty] | 99 | 72 | 200000 | 150
2007 | 17164 | 50112 | FGPC1 | 12 | 1986 | OP | MC | EK | [10 empty] | 97.9 | 11 | 172000 | 350
2007 | 20492 | 50184 | SCRUBB | 5 | 1982 | OP | MC | OT |  | 1221 | 10 |  | 2 |  | 2 |  | 0.5 |  | 98 | 45 | 632654 | 436
2007 | 20543 | 50192 | WS1 | 6 | 1984 | OP | WS | MC |  | 1400 |  |  | 0.1 |  |  |  | 1 |  | 95 | 52 | 200000 | 150
2007 | 21128 | 50215 | BAG1 | 6 | 1989 | OP | BP | [9 empty] | 0.3 | 0.3 | 99.8 | 2.63 | 100424 | 310
2007 | 21128 | 50215 | BAG3 | 6 | 1989 | OP | BP | [9 empty] | 0.3 | 0.3 | 99.8 | 4.8 | 105110 | 310
2007 | 65 | 50249 | 14 | 6 | 1985 | RE | EW | [11 empty] | 99.6 | 51 | 109000 | 392
2007 | 56187 | 50251 | PREC1 | 10 | 1985 | OP | EK |  |  | 8925 | [8 empty] | 99.7 |  | 380000 | 450
2007 | 55771 | 50254 | WS | 6 | 1964 | OP | WS |  |  | 1800 | 6 |  | 0.1 |  | 1.5 |  | 2.1 |  | 99.5 | 16 | 265000 | 420
2007 | 13504 | 50271 | 1FF | 5 | 2001 | OP | BP |  |  | 750 | [8 empty] | 99.5 | 0.2 | 30000 | 275
2007 | 13504 | 50271 | 3FF | 6 | 1991 | OP | BP |  |  | 800 | [8 empty] | 99.5 | 0.5 | 75000 | 275
2007 | 40430 | 50305 | K21 | 6 | 1965 | OP | BR |  |  |  | 8.9 |  |  |  | 3.6 |  |  |  | 99.9 | 6 | 99170 | 331
2007 | 22200 | 50308 | BH5 | 12 | 2004 | CO | BP |  |  |  | 7.9 |  |  |  | 0.2 |  |  |  | 99.7 | 2.2 | 94843 | 404
2007 | 19564 | 50366 | MC3 | 6 | 1976 | OP | MC |  |  |  | 6.5 |  |  |  | 1 |  |  |  | 88.5 | 36 | 58000 | 450
2007 | 49968 | 10684 | 26ESP | 6 | 1978 | OP | EC |  |  | 4000 | 6 | 11.2 |  |  | 0.5 | 1.2 |  |  | 99.8 | 8 | 363000 | 363
2007 | 12647 | 10686 | DC5 | 1 | 1980 | OP | MC |  |  |  | 9.1 |  |  |  | 0.7 | [5 empty] | 242399 | 394
2007 | 55789 | 10700 | 6 | 3 | 2005 | OP | EW |  |  | 700 | [8 empty] | 98.9 | 8 | 93104 | 340
2007 | 570 | 10746 | BH6 | 6 | 1991 | OP | BP | [11 empty] | 99.9 | 1.62 | 128000 | 290
2007 | 26977 | 10766 | ESP101 | 11 | 1986 | OP | EW |  |  | 1000 | [8 empty] | 96 | 11 | 163000 | 275
2007 | 19876 | 10773 | 1 | 6 | 1991 | OP | BP |  |  |  | 10.8 |  |  |  | 1.6 |  |  |  | 99.9 | 4 | 112500 | 160
2007 | 19876 | 10774 | 2 | 6 | 1991 | OP | BP |  |  |  | 10.8 |  |  |  | 1.6 |  |  |  | 99.9 | 4 | 112500 | 160
2007 | 50006 | 10795 | BHB | 10 | 1996 | OP | BP |  |  | 5000 | 8 |  |  |  | 2.1 |  |  |  | 98 | 12 | 240000 | 365
2007 | 50006 | 10795 | DC2 | 1 | 1975 | OP | MC |  |  | 500 | 8 |  |  |  | 2.1 |  |  |  | 98 | 20 | 97000 | 390
2007 | 50006 | 10796 | MC1 | 1 | 1967 | OP | MC |  |  | 250 | 12 |  |  |  | 1.1 |  | 1.5 |  | 80 | 339 | 85360 | 415
2007 | 50006 | 10796 | MC2 | 1 | 1966 | OP | MC |  |  | 250 | 12 |  |  |  | 1.1 |  | 1.5 |  | 80 | 339 | 85360 | 415
2007 | 56084 | 10838 | ESP1 | 12 | 1987 | OP | EW |  |  | 726 | [8 empty] | 98.3 | 0 | 89130 | 315
2007 | 20541 | 50875 | 1 | 10 | 2001 | OP | BP |  |  | 2600 | [8 empty] | 99.9 | 3 | 36701 | 315
2007 | 20541 | 50875 | 2 | 10 | 2001 | OP | BP |  |  | 2600 | [8 empty] | 99.9 | 3 | 36701 | 315
2007 | 20541 | 50885 | FF2 | 1 | 1990 | OP | BP |  |  | 3000 | [8 empty] | 99.9 | 3 | 80000 | 250
2007 | 20508 | 50900 | P2 | 9 | 1991 | OP | EW | [11 empty] | 99.6 | 9.96 | 180000 | 360
2007 | 6526 | 2835 | 7 | 1 | 1980 | OP | EK |  |  | 22400 | 23.8 |  |  |  | 0.6 | 5 |  |  | 99.6 | 223 | 995000 | 280
2007 | 6526 | 2835 | 8 | 1 | 1980 | OS | EK |  |  | 22400 | 23.8 |  |  |  | 0.6 | 5 |  |  | 99.6 | 223 | 995000 | 280
2007 | 14165 | 2836 | 10 | 5 | 1978 | OP | EK |  |  | 15105 | 13 |  |  |  | 3.5 | 5 |  |  | 99.7 | 80 | 552000 | 315
2007 | 4062 | 2840 | 2 | 10 | 1976 | RE | EK |  |  | 3673 | 10 | 24 |  |  | 3 | 8 |  |  | 99.7 | 32 | 622000 | 310
2007 | 14932 | 10043 | JPF04 | 9 | 1994 | OP | BR |  |  | 12000 | 10.5 |  |  |  | 1.5 |  | 0.2 |  | 99.9 | 38 | 683067 | 178
2007 | 50085 | 10062 | FF2 | 2 | 2000 | OP | BR |  |  | 12340 | [8 empty] | 100 | 1 | 180692 | 325
2007 | 50085 | 10062 | SDA4 | 2 | 2000 | OP | BR |  |  | 12340 | [8 empty] | 95.4 | 4 | 154734 | 332
2007 | 3901 | 10071 | 2B | 6 | 1988 | OP | BP |  |  | 670 | 11 | 11 |  |  | 1 | 1 |  |  | 99.8 | 4 | 82000 | 280
2007 | 8181 | 10118 | BH1 | 1 | 2006 | OP | BP | [11 empty] | 99.2 | 2 | 52000 | 360
2007 | 9686 | 10202 | 5PMDC | 6 | 1986 | OP | MC | EW | [10 empty] | 99 | 22 | 340000 | 443
2007 | 9686 | 10202 | 5RPPT | 6 | 1977 | OP | EW | [11 empty] | 99 | 12 | 475000 | 415
2007 | 8483 | 10207 | 3P | 6 | 1975 | OP | EW |  |  | 509 | 9.7 |  | 0 |  | 3.3 |  | 0.1 |  | 88.8 | 21 | 75283 | 321
2007 | 54880 | 10244 | 9ESP | 5 | 1978 | OP | EW |  |  | 4650 |  |  | 1 |  |  |  | 1 |  | 99.7 | 37 | 332000 | 420
2007 | 54880 | 10244 | ESP1 | 5 | 1974 | OP | EW |  |  |  | 12 |  | 1 |  | 4 |  | 1 |  | 98.8 | 48.7 | 310000 | 334
2007 | 54880 | 10244 | ESP2 | 5 | 1974 | OP | EW |  |  |  | 12 |  | 1 |  | 4 |  | 1 |  | 98.8 | 56.1 | 218000 | 334
2007 | 54880 | 10244 | WESP | 6 | 1996 | OP | WS | EK |  | 2700 |  |  | 1 |  |  |  | 1 |  | 98.7 | 20 | 140000 | 160
2007 | 3998 | 10300 | BH1 | 2 | 1992 | OP | BP | BR |  | 1500 | [8 empty] | 100 | 7.5 | 120090 | 500
2007 | 10911 | 10321 | 2 | 7 | 1971 | RE | EK |  |  | 500 | 10 |  |  |  | 0.9 |  |  |  | 99.5 | 882 | 38000 | 404
2007 | 11517 | 10338 | BBHSE | 1 | 1986 | OP | BP | [11 empty] | 98 | 7 | 140000 | 305
2007 | 12823 | 10344 | C4 | 9 | 1989 | OP | EC | SC |  | 1500 | [6 empty] | 0.5 |  | 99.7 | 1 | 91600 | 290
2007 | 55919 | 10360 | C11 | 6 | 1992 | OP | BP |  |  | 556 | 7.5 |  | 0.5 |  | 2.3 |  | 5.7 |  | 99.8 | 7 | 226800 | 348
2007 | 54708 | 10378 | 2C | 9 | 1987 | OP | BP |  |  | 670 | 0.3 | 11 |  |  | 0.2 | 1 |  |  | 99.8 | 4 | 85000 | 310
2007 | 8634 | 10401 | ZURN1 | 6 | 1973 | OP | MC |  |  |  | 12 |  | 0 |  | 0.5 |  | 0.5 |  | 97 | 317 | 241000 | 450
2007 | 55965 | 10477 | P2ESP | 9 | 1989 | OP | EK |  |  | 375 | 10 |  |  |  | 3 |  |  |  | 97.3 | 30 | 174000 | 750
2007 | 55965 | 10477 | R1 | 6 | 1989 | OP | EK |  |  | 250 | [8 empty] | 99.7 | 15 | 175000 | 500
2007 | 520 | 864 | 01 | 4 | 1972 | OP | EK |  |  | 569 | 9.3 |  |  |  | 2.9 |  |  |  | 98 | 52 | 145000 | 390
2007 | 12384 | 867 | 7 | 4 | 1958 | OP | EK |  |  | 1892 | 7.5 |  |  |  | 0.5 |  |  |  | 98 | 193 | 690000 | 300
2007 | 12384 | 879 | 51 | 5 | 1972 | OP | EK |  |  | 3069 | 4.5 |  |  |  | 0.5 |  |  |  | 99.5 | 365 | 1535000 | 315
2007 | 12384 | 879 | 61 | 11 | 1975 | OP | EK |  |  | 5600 | 4.5 |  |  |  | 0.5 |  |  |  | 99.5 | 365 | 1535000 | 315
2007 | 12384 | 879 | 62 | 11 | 1975 | OP | EK |  |  | 5600 | 4.5 |  |  |  | 0.5 |  |  |  | 99.5 | 365 | 1535000 | 315
2007 | 5748 | 887 | 2 | 3 | 1972 | OP | EC |  |  | 1950 | 12.3 |  |  |  | 2 |  |  |  | 98.6 | 257 | 673000 | 315
2007 | 15474 | 127 | 1 | 1 | 1986 | OP | EK |  |  | 17107 | 6 |  | 0.5 |  | 0.4 |  | 0.1 |  | 99.9 | 205 | 2825895 | 287
2007 | 12384 | 384 | 71 | 2 | 1965 | OP | EK |  |  | 1702 | 8 |  |  |  | 0.7 |  |  |  | 99 | 256 | 856300 | 287
2007 | 12384 | 384 | 81 | 2 | 1966 | OP | EK |  |  | 1490 | 8 |  |  |  | 0.7 |  |  |  | 99 | 256 | 856300 | 287
2007 | 14194 | 2935 | 13 | 1 | 1971 | OP | EK |  |  | 0 | 17 |  |  |  | 4 |  |  |  | 97.7 | 24.9 | 130000 | 310
2007 | 17891 | 2942 | WESP | 6 | 1983 | SB | EK |  |  | 322 | 10 | 18 |  |  | 2 | 4 |  |  | 94 | 10.3 | 64000 | 430
2007 | 17043 | 2943 | ESP 1 | 6 | 1988 | OP | EW |  |  | 807 | 20 |  |  |  | 5 |  |  |  | 98.5 | 27 | 96500 | 350
2007 | 17043 | 2943 | ESP 2 | 6 | 1988 | OP | EW |  |  | 807 | 20 |  |  |  | 5 |  |  |  | 98.5 | 27 | 96500 | 350
2007 | 14063 | 2956 | 3P | 6 | 1975 | OP | MC |  |  | 1195 |  |  | 0.1 |  |  |  | 0.8 |  | 85.5 | 167 | 975177 | 304
2007 | 14165 | 3098 | 3 | 1 | 1954 | OP | MC | EK |  | 502 | 12.5 |  |  |  | 2.5 |  |  |  | 97.8 | 300 | 470000 | 285
2007 | 17235 | 3115 | 1 | 12 | 1974 | OP | EK |  |  | 1454 | 11.4 |  |  |  | 1.3 |  | 0.3 |  | 99 | 52 | 277000 | 291
2007 | 15873 | 3118 | 1 | 5 | 1970 | OP | EC | WS |  | 3620 | 20 |  |  |  | 2.2 |  | 0.5 |  | 99.5 | 463 | 2700000 | 275
2007 | 12384 | 3122 | 1 | 8 | 1969 | OP | EC |  |  | 2579 | 17 |  |  |  | 3 | 4 |  |  | 99.5 | 351 | 2050000 | 300
2007 | 15998 | 3130 | BH 1 | 3 | 2004 | OP | BP |  |  | 11550 | 1 | 55 |  |  | 2.8 |  | 0.5 |  | 99.9 | 25 | 896000 | 165
2007 | 17235 | 3131 | 1 | 3 | 1977 | OP | EC |  |  | 3500 | 15 |  |  |  | 2 |  |  |  | 99.2 | 118 | 550000 | 300
2007 | 14165 | 3138 | 4 | 6 | 1977 | OP | EK |  |  | 6102 | 15.5 |  |  |  | 3 |  |  |  | 99 | 45 | 432000 | 272
2007 | 20546 | 1381 | C1 | 7 | 1970 | OP | EK |  |  | 66 | 12.2 |  |  |  | 3 |  |  |  | 99 | 140 | 590000 | 280
2007 | 20546 | 1383 | 1 | 1 | 1966 | OP | EK |  |  |  | 12 |  |  |  | 3.2 |  |  |  | 98.9 | 0
2007 | 5580 | 1384 | 2 | 12 | 1988 | OP | EK |  |  | 2289 | 12 |  |  |  | 1.6 |  |  |  | 98 | 584 | 754000 | 280
2007 | 29878 | 1613 | 6 | 6 | 1984 | OP | EK |  |  | 9330 | 9 |  |  |  | 0.8 | 1.3 |  |  | 99 | 111 | 465000 | 310
2007 | 50018 | 1619 | 3 | 1 | 1981 | OP | EK |  |  | 25717 | 10 |  | 0.1 |  | 1.2 |  | 2.2 |  | 99.2 | 345 | 2210000 | 350
2007 | 4254 | 1710 | 3 | 6 | 1980 | OP | EC |  |  | 26554 | 4.9 | 16.2 |  |  | 0.7 |  |  |  | 99.6 | 436 | 3400000 | 305
2007 | 4254 | 1720 | 7 | 6 | 1971 | OP | EC |  |  | 1300 | 15 |  |  |  | 3 |  |  |  | 99 | 550 | 545000 | 305
2007 | 5109 | 1733 | 1 | 6 | 1971 | OP | EC |  |  | 3022 | 7.5 |  |  |  | 1 |  | 0.2 |  | 99.6 | 250 | 2625000 | 270
2007 | 6526 | 2864 | 2 | 1 | 1972 | SB | EK |  |  | 1198 | 10.8 |  |  |  | 5.1 |  |  |  | 99 | 40 | 184000 | 400
2007 | 6526 | 2866 | 1 | 4 | 1983 | OP | BR |  |  | 24382 | 20 |  |  |  | 5.2 |  |  |  | 99.6 | 182 | 754000 | 305
2007 | 14006 | 2872 | 1 | 5 | 1972 | OP | EK |  |  | 4213 | 16 |  |  |  | 4 | 6 |  |  | 99.5 | 79 | 770000 | 355
2007 | 14015 | 2876 | 5 | 5 | 1980 | OP | EC |  |  | 13515 |  |  |  |  | 3 | 5 |  |  | 99.4 | 24 | 925000 | 350
2007 | 5416 | 2720 | 6 | 6 | 1972 | OP | EW |  |  | 2369 | 20 |  |  |  | 0.5 | 3 | 0.2 | 0.5 | 99 | 43 | 167200 | 360
2007 | 5416 | 2721 | 3 | 3 | 1973 | OP | EW |  |  | 1382 | 20 |  |  |  | 0.5 | 3 | 0.2 | 0.5 | 99 | 65 | 237900 | 310
2007 | 924 | 2167 | 1 | 5 | 1982 | OP | EK |  |  | 15000 | 4 | 4.9 |  |  | 0.2 | 0.3 | 0.3 | 0.4 | 96 | 440 | 2200000 | 325
2007 | 14127 | 2291 | 5 | 6 | 1976 | OP | EK |  |  | 11572 | 9.3 |  |  |  | 0.9 |  |  |  | 99.1 | 3 | 604000 | 282
2007 | 4158 | 2384 | 8 | 1 | 1982 | OP | BR |  |  | 6062 | 12 |  | 0.1 |  | 1 |  | 0.3 | 1 | 100 | 14 | 280000 | 290
2007 | 19856 | 2434 | 10 | 5 | 1970 | OP | MC | EH |  | 3330 | 3.3 | 9.2 | 0.1 | 0.1 | 1 | 3.5 | 0.2 | 1 | 99.9 | 30 | 150000 | 370
2007 | 26751 | 2517 | 3 | 11 | 1958 | OP | EK |  |  | 1077 |  |  | 0.2 |  |  |  | 1 |  | 95 | 480 | 518000 | 281
2007 | 26751 | 2517 | 4 | 11 | 1960 | OP | EK |  |  | 1103 |  |  | 0.2 |  |  |  | 1 |  | 95 | 480 | 518000 | 281
2007 | 25 | 2527 | 5 | 6 | 1971 | OP | MC | EC |  | 950 | 25 |  |  |  | 1 |  |  |  | 99.6 | 46 | 210000 | 300
2007 | 25 | 2527 | 6 | 12 | 1970 | RE | EC |  |  | 917 | 25 |  |  |  | 1 |  |  |  | 99 | 53 | 412000 | 300
2007 | 15534 | 3149 | 2 | 6 | 2000 | OP | EK |  |  | 20626 | 14.4 |  |  |  | 0.5 | 1 |  |  | 99.8 | 380 | 280000 | 290
2007 | 12435 | 4146 | ESP001 | 88 | 1974 | OP | EK |  |  | 373.05 | 8 | 12 | 0.2 |  | 1 |  | 0.2 |  | 95 | 50 | 80000 | 280
2007 | 6035 | 3169 | 1 | 7 | 1958 | OS | MC |  |  | 341 | 8.5 |  |  |  | 2.7 |  |  |  | 76 | 25 | 325000 | 240
2007 | 17539 | 3280 | CAN2 | 5 | 1971 | OP | EC |  |  | 443 | 10 |  |  |  | 1.5 |  | 0.2 |  | 99.6 | 270 | 387000 | 255
2007 | 18642 | 3405 | 4 | 5 | 1974 | OP | MC | EK |  | 3339 | 12 | 20 |  |  | 1 |  |  |  | 99.6 | 90 | 920000 | 320
2007 | 18642 | 3406 | 3 | 8 | 1976 | OP | MC | EK |  | 3500 | 9 | 18 |  |  | 2 |  |  |  | 99.6 | 63 | 478000 | 325
2007 | 18642 | 3406 | 7 | 11 | 1989 | OP | EK |  |  | 7375 |  |  |  |  | 1.5 | 2.2 |  |  | 99.7 | 64 | 550000 | 325
2007 | 18642 | 3407 | 1 | 2 | 1977 | OP | MC | EK |  | 3950 | 15.5 |  |  |  | 0.9 |  |  |  | 99.9 | 13 | 500000 | 325
2007 | 19876 | 3803 | 2 | 3 | 1987 | OP | EK |  |  | 3325 | 6 | 13.7 |  |  | 0.7 | 1.4 |  |  | 99.8 | 34 | 468000 | 320
2007 | 19876 | 3809 | 3 | 1 | 1974 | OP | MC |  |  | 572 |  |  | 0.1 |  |  |  | 0.9 |  | 91.2 | 1086 | 2844800 | 340
2007 | 19099 | 3845 | PR22 | 6 | 1974 | OP | EK |  |  | 34500 | 18 |  | 0.1 |  | 0.6 |  | 0.3 |  | 99.3 | 578 | 2700000 | 300
2007 | 733 | 3938 | 11 | 1 | 1980 | OP | EK |  |  | 2613 | 16 |  |  |  | 2 |  | 2 |  | 99.7 | 73 | 600000 | 315
2007 | 20847 | 1769 | 2B | 5 | 1999 | RE | BP |  |  | 0 | 11 |  |  |  | 1 |  |  |  | 99.8 | 12 | 400000 | 300
2007 | 19578 | 1771 | 2 | 5 | 1980 | OP | EW |  |  | 1800 | 7.9 |  |  |  | 1.3 |  |  |  | 99.4 | 6 | 88000 | 415
2007 | 56133 | 1772 | 1 | 9 | 1975 | SC | EK |  |  |  | 11 |  |  |  | 3.5 |  |  |  | 99.1 | 3 | 126000 | 500
2007 | 5107 | 1822 | 6 | 8 | 1958 | OS | MC |  |  | 80 |  |  | 0.3 |  |  |  | 0.7 |  | 96 |  | 160000 | 300
2007 | 7483 | 1825 | 3 | 8 | 1983 | OP | EK |  |  | 3339 | 9.5 | 15.8 |  |  | 1.2 | 4.5 |  |  | 99.4 | 20 | 260000 | 285
2007 | 56155 | 1831 | 5 | 6 | 1976 | OP | EK |  |  | 2630 | 12 |  |  |  | 0.9 |  |  |  | 99.6 | 133 | 244000 | 340
2007 | 56155 | 1832 | 1 | 11 | 1998 | OP | EK |  |  | 11170 | 8 |  |  |  | 0.9 |  |  |  | 99.5 | 58 | 655000 | 325
2007 | 13781 | 1915 | 1 | 7 | 2007 | OP | BP |  |  | 60000 | 4.2 | 6.6 |  |  | 0.2 | 0.7 |  |  | 99.5 | 40 | 1933000 | 210
2007 | 13781 | 1926 | 2 | 4 | 2001 | OP | BP |  |  | 1100 | [10 empty] | 100000 | 280
2007 | 13781 | 1927 | 8 | 6 | 1972 | OP | EK |  |  | 4000 | 9.5 |  |  |  | 1.5 |  |  |  | 99.5 | 81 | 800000 | 300
2007 | 14232 | 1943 | 2 | 6 | 1972 | OP | EK |  |  | 890 | 3.5 | 4.5 |  |  | 0.3 |  | 0.4 |  | 99 | 42 | 280000 | 330
2007 | 10000 | 2079 | 5A | 5 | 2001 | OP | BP |  |  | 11574 | 5.5 |  |  |  | 0.3 |  |  |  | 99.9 | 96 | 1778030 | 161
2007 | 770 | 2098 | 5 | 6 | 1977 | OP | EC |  |  | 1464 | 15.3 |  |  |  | 3.3 |  |  |  | 99 | 50 | 125945 | 311
2007 | 19436 | 2103 | 2 | 6 | 1971 | OP | EC |  |  | 22790 | 9.5 |  |  |  | 2.3 |  |  |  | 99.2 | 462 | 2200000 | 310
2007 | 17833 | 2161 | 3 | 6 | 1979 | OP | EK |  |  | 1360 | 12 |  |  |  | 3.9 |  |  |  | 99.5 | 18 | 179000 | 317
2007 | 17833 | 2161 | 4 | 8 | 1976 | OP | EK |  |  | 931 | 12 |  |  |  | 3.9 |  |  |  | 99.2 | 38 | 224000 | 320
2007 | 22122 | 2531 | 3 | 10 | 1975 | SC | EK |  |  |  | 28 |  |  |  | 1 |  |  |  | 99.5 | 17 | 133000 | 350
2007 | 12792 | 2629 | 4 | 10 | 1987 | RE | EK |  |  | 20500 | 10 |  |  |  | 0.4 |  |  |  | 99.7 | 55 | 546000 | 249
2007 | 12792 | 2629 | 5 | 6 | 1987 | OP | EK |  |  | 20500 | 10 |  |  |  | 0.4 |  |  |  | 99.7 | 57 | 591000 | 285
2007 | 9645 | 2682 | 9 | 11 | 1975 | OP | EK |  |  | 385 | 14 |  |  |  | 2.4 |  |  |  | 99.5 | 10 | 76288 | 320
2007 | 3046 | 2712 | 2 | 1 | 1997 | OP | EC |  |  | 13776 | 19 |  |  |  | 0.7 |  |  |  | 99.7 | 195 | 2200000 | 275
2007 | 6526 | 6094 | 3 | 9 | 1980 | OP | EK | WS |  |  | 19.7 |  |  |  | 4.8 |  |  |  | 99.5 | 602 | 2946918 | 125
2007 | 14063 | 6095 | 1P | 11 | 1979 | OP | EK |  |  | 31736 | 5 |  |  |  | 0.3 |  | 0.5 |  | 99.5 | 362 | 2110000 | 314
2007 | 14063 | 6095 | 2P | 12 | 1980 | OP | EK |  |  | 31736 | 5 |  | 0.1 |  | 0.3 |  | 0.5 |  | 99.5 | 362 | 2110000 | 314
2007 | 15248 | 6106 | 1ESP | 7 | 1980 | OP | EK |  |  | 26760 | 6.4 |  |  |  | 0.5 |  | 0.5 |  | 99.8 | 112 | 2604000 | 256
2007 | 15470 | 6113 | 1A | 1 | 1992 | OP | EK |  |  | 38000 | 11.8 |  |  |  | 1.2 |  |  |  | 99.8 | 0 | 2600000 | 325
2007 | 5748 | 887 | 6 | 1 | 1972 | OP | EC |  |  | 1950 | 12.3 |  |  |  | 2 |  |  |  | 98.6 | 257 | 673000 | 315
2007 | 5517 | 897 | 2 | 6 | 1974 | OP | EK |  |  | 3778 | 10 |  |  |  | 2.8 |  |  |  | 99.8 | 82 | 425000 | 310
2007 | 17828 | 964 | 7-8 | 7 | 1985 | OP | EK |  |  | 3484 | 11 |  |  |  | 3.9 |  |  |  | 99.2 | 25 | 360464 | 329
2007 | 9269 | 983 | 4 | 3 | 1979 | OP | EC |  |  | 14500 |  |  |  |  | 0.5 | 6 |  |  | 98.4 | 40 | 925000 | 350
2007 | 9269 | 983 | 6 | 9 | 1977 | OP | EW |  |  | 17872 |  |  |  |  | 0.3 | 6 |  |  | 99.7 | 50 | 1303000 | 760
2007 | 9273 | 991 | 4 | 6 | 1973 | OP | MC | EK |  | 3263 | 7 | 13 |  |  | 2 | 4 |  |  | 99 | 58 | 320000 | 375
2007 | 9273 | 994 | 1 | 6 | 1974 | OP | EK |  |  | 7840 |  | 13.5 |  |  | 1.2 | 4.5 |  |  | 99.2 | 168 | 900000 | 300
2007 | 9273 | 994 | 4 | 4 | 1986 | OP | EK |  |  | 23158 |  | 10 |  |  | 1.2 | 4.5 |  |  | 99.4 | 168 | 2250000 | 300
2007 | 15470 | 1010 | 1 | 6 | 1970 | OP | EK |  |  | 367 | 13.1 |  |  |  | 3.5 |  |  |  | 98.5 | 122 | 400000 | 269
2007 | 15470 | 1001 | 1A | 4 | 2005 | OP | EK |  |  | 25201 | 7 | 11 |  |  | 1.2 | 3 |  |  | 99 | 450 | 1723000 | 300
2007 | 9417 | 1047 | 1 | 9 | 1975 | OP | EK |  |  | 932 | 9 | 15 |  |  | 1 | 3.5 |  |  | 99 | 15 | 85000 | 392
2007 | 9417 | 1047 | 3 | 6 | 1975 | OP | EK |  |  | 1728 | 9 | 15 |  |  | 1 | 3.5 |  |  | 99 | 37 | 160000 | 312
2007 | 9417 | 1048 | 2 | 7 | 1979 | OP | EC |  |  | 7703 | 10.5 |  |  |  | 1.5 | 3 |  |  | 99.5 | 200 | 909000 | 350
2007 | 12341 | 1081 | 6 | 1 | 1973 | RE | EK |  |  | 988 | 10 |  |  |  | 1.8 |  |  |  | 99.1 | 22 | 130000 | 420
2007 | 12341 | 1081 | 7 | 4 | 1973 | OP | EK |  |  | 1085 | 10 |  |  |  | 1.8 |  |  |  | 99.2 | 23 | 132000 | 350
2007 | 12341 | 1081 | 9 | 11 | 1972 | OP | EK |  |  | 2058 | 10 |  |  |  | 1.8 |  |  |  | 99.2 | 87 | 511000 | 300
2007 | 12341 | 1082 | 2 | 6 | 1973 | OP | EW |  |  | 1684 | 7 |  | 0.5 |  | 0.7 |  | 0.5 |  | 99.1 | 33 | 450000 | 700
2007 | 12341 | 1091 | 1 | 6 | 1972 | OP | EW |  |  | 2500 | 13.8 |  |  |  | 2.1 |  |  |  | 99 | 47 | 680000 | 680
2007 | 554 | 1122 | 8 | 5 | 1982 | OP | EW |  |  | 2732 | 4 | 10 |  |  | 0.4 | 1.1 |  |  | 99.4 | 23 | 422000 | 650
2007 | 3203 | 1131 | CE10-2 | 2 | 1963 | OP | MC |  |  |  | 8.6 |  |  |  | 1.3 |  |  |  | 95.5 | 59 | 92000 | 470
2007 | 10000 | 1241 | 2 | 5 | 1977 | OP | EK |  |  | 31150 | 5.8 |  |  |  | 0.3 |  |  |  | 99.4 | 74 | 2926000 | 302
2007 | 22500 | 1250 | 5 | 5 | 1971 | OP | WS |  |  |  | 9.8 |  |  |  | 0.9 |  | 2 |  | 99 | 142 | 584000 | 170
2007 | 9996 | 1295 | 1A | 4 | 1986 | OP | EK |  |  | 13000 | 9 | 16 | 0.1 |  | 2 | 3.8 | 0.5 |  | 99.9 | 17 | 545000 | 325
2007 | 22053 | 1353 | COTT | 10 | 1969 | OP | EC |  |  | 1641 |  |  |  |  | 1.5 |  |  |  | 98.5 | 1798 | 228000 | 285
2007 | 10171 | 1355 | 2 | 7 | 1975 | OP | EK |  |  | 2848 | 13.1 |  |  |  | 3.6 |  |  |  | 99 | 98 | 604725 | 301
2007 | 11249 | 1363 | 5 | 6 | 2004 | OP | EK |  |  | 503 | 17.9 |  |  |  | 4 |  |  |  | 99.2 | 204.6 | 725000 | 325
2007 | 11249 | 1364 | 3 | 8 | 1978 | OP | EK |  |  | 1500 | 18.5 | 9 |  |  | 5.1 | 3.5 |  |  | 99.6 | 300 | 1670000 | 300
2007 | 195 | 7 | 2 | 5 | 1975 | OP | EK |  |  | 3686 | 4 | 15 |  |  | 0.5 | 2.5 |  |  | 99.7 | 23 | 300000 | 315
2007 | 18642 | 50 | 8 | 1 | 1978 | OP | WS |  |  | 50352 | 25 |  |  |  | 4.5 |  |  |  | 99.6 | 385 | 1473000 | 175
2007 | 189 | 56 | 1 | 1 | 1975 | OP | EW |  |  | 1968 | 12 |  |  |  | 1.5 |  | 0.4 |  | 99.7 | 140 | 440000 | 775
2007 | 986 | 79 | 3 | 6 | 1950 | OP | MC |  |  |  | 10 |  |  |  | 0.2 |  |  |  |  | 0.47
2007 | 15466 | 477 | 5 | 4 | 1984 | OP | BR |  |  | 21000 | 5.2 |  |  |  | 0.6 |  |  |  | 99.9 | 11.8 | 638357 | 165
2007 | 4252 | 593 | 3 | 3 | 1983 | OP | EK |  |  | 13300 | 8 | 10 | 0.1 |  | 0.8 | 1 | 1 |  | 98.8 | 60 | 356900 | 267
2007 | 4252 | 593 | 4 | 1 | 1982 | OP | EK |  |  | 30600 | 8 | 10 | 0.1 |  | 0.8 | 1 | 1 |  | 98.8 | 118 | 671000 | 295
2007 | 4161 | 602 | 2 | 5 | 1991 | OP | EW |  |  | 39000 | 15 |  | 0.1 |  | 0.7 |  | 1 |  | 99.4 | 474 | 3331000 | 650
2007 | 6452 | 617 | PPE1 | 5 | 1960 | OP | MC |  |  | 240 |  |  | 0.1 |  |  |  | 2.5 |  | 85 | 200 | 561800 | 290
2007 | 6452 | 619 | PRV4 | 3 | 1963 | OP | MC |  |  | 90 |  |  | 0.1 |  |  |  | 2.5 |  | 88 | 250 | 748000 | 275
2007 | 7801 | 641 | 7 | 4 | 2004 | OP | EK |  |  | 39743 | 6 | 15.8 |  |  | 0.7 | 1.6 |  |  | 99.6 | 250 | 2000000 | 320
2007 | 7140 | 703 | 1C | 5 | 1981 | OP | EK |  |  | 1626 | 12 |  |  |  | 2 |  |  |  | 98.7 |  | 913900 | 340
2007 | 7140 | 708 | 1 | 1 | 2001 | OP | EC |  |  | 1032 | 8 | 8 |  |  | 0.7 |  |  |  | 98.7 | 91.9 | 420000 | 320
2007 | 7140 | 708 | 2 | 5 | 1997 | OP | EC |  |  | 510 | 8 | 8 |  |  | 0.7 |  |  |  | 98 | 93.2 | 420000 | 320
2007 | 7140 | 709 | 2 | 6 | 1978 | OP | EK |  |  | 8894 | 4 | 13 |  |  | 0.7 | 4 |  |  | 98.5 | 119 | 1228075 | 290
2007 | 7140 | 709 | 3 | 12 | 1981 | OP | EK |  |  | 22328 | 6 | 15 |  |  | 0.6 |  |  |  | 98.7 | 121 | 1596278 | 300
2007 | 10273 | 50410 | CO4 | 6 | 1985 | OP | BP |  |  | 1945 | 19.8 | 50.3 | 0.1 |  | 0.3 | 6.5 | 0.1 |  | 99.7 | 10 | 300000 | 350
2007 | 20542 | 50465 | RB | 12 | 1980 | OP | EH |  |  | 244 |  |  | 0.2 |  |  |  | 2.8 |  | 91.8 | 4 | 487365 | 425
2007 | 19365 | 50483 | WS5 | 6 | 1980 | OP | WS | [11 empty] | 90 | 87 | 305000 | 140
2007 | 50033 | 50491 | 5EK | 11 | 1975 | OP | EK |  |  | 4232 | 0.3 | 20 |  |  | 0.7 | 2 |  |  | 99.8 | 79 | 348000 | 350
2007 | 4476 | 50630 | BH2 | 5 | 1986 | OP | BR |  |  | 3000 | [8 empty] | 90 | 3 | 64435 | 290
2007 | 19194 | 50651 | BAGHS | 1 | 1991 | OP | BR |  |  |  | 6 |  |  |  | 0.7 |  | 0.1 |  | 99.4 | 62.5 | 430000 | 350
2007 | 9097 | 50656 | BH2 | 12 | 1991 | OP | BP | [11 empty] | 99.5 | 1 | 97450 | 287
2007 | 4496 | 50663 | FF100 | 7 | 1999 | OP | BP |  |  | 6 | [8 empty] | 99 | 0.1 | 52948 | 278
2007 | 19511 | 50711 | BGHS1 | 4 | 1986 | OP | BP | MC |  | 1436 | 6.2 | 15 |  |  | 0.2 | 0.4 |  |  | 93.3 | 3.2 | 31575 | 465
2007 | 18162 | 50806 | PB3ESP | 11 | 2005 | OP | EW |  |  | 9000 |  |  | 0 |  |  |  | 0.5 | 3.5 | 99.7 | 8.5 | 137000 | 398
2007 | 18157 | 50807 | 2RB | 5 | 1989 | OP | EK |  |  | 2610 | 10.6 |  | 0.1 |  | 1.4 |  | 1.8 |  | 99.7 | 27 | 317000 | 303
2007 | 18157 | 50807 | 4BB | 6 | 1975 | OP | WS | MC |  |  | 6.5 |  | 0.1 |  | 1.7 |  | 2.4 |  |  | 13.4 | 196500 | 136
2007 | 8633 | 50858 | BHFF3D | 7 | 1999 | OP | BP |  |  | 13300 | [8 empty] | 99.9 | 4.1 | 97000 | 300
2007 | 4447 | 50859 | BH3 | 5 | 1991 | OP | BP | [11 empty] | 99 |  | 96570 | 285
2007 | 13060 | 54626 | FABAGH | 6 | 1988 | OP | BR |  |  |  | 6.9 | 13 | 0.2 | 0.3 | 0.3 | 0.8 | 0.6 | 1 | 98 | 7.92 | 221841 | 295
2007 | 13492 | 54627 | BESP | 1 | 1996 | OP | EH | MC |  | 1734 | [6 empty] | 0.1 |  | 99.4 | 6.37 | 304787 | 342
2007 | 56137 | 54638 | PC81 | 9 | 1983 | OP | EK |  |  | 2400 | 12 |  |  |  | 1.7 | 2 |  |  | 99.1 | 1 | 116490 | 330
2007 | 9210 | 54656 | PB4 | 6 | 1997 | RE | WS |  |  | 1700 |  |  | 0.1 |  |  |  | 2.1 |  | 76 | 3 | 92289 | 138
2007 | 9210 | 54656 | RB4 | 6 | 1974 | OP | EK | [5 empty] | 0.1 |  |  |  | 2.1 |  | 99.2 | 109 | 212000 | 325
2007 | 9210 | 54656 | RB5 | 3 | 1982 | OP | EK |  |  | 9000 |  |  | 0.1 |  |  |  | 2.1 |  | 99.2 | 147 | 575000 | 500
2007 | 3836 | 54751 | ESP1 | 10 | 1995 | OP | EK |  |  | 3667 | 4.9 | 0.3 |  |  | 0.2 | 0.4 |  |  | 99.1 | 0.05 | 245302 | 335
2007 | 50102 | 54763 | R3ESP | 7 | 1992 | OP | OT |  |  | 6410 | [6 empty] | 0.5 |  | 99.7 | 37 | 370000 | 350
2007 | 55932 | 54789 | 2RBPPT | 6 | 1964 | OP | EW |  |  | 800 | [8 empty] | 99.6 | 0 | 199109 | 312
2007 | 5277 | 54795 | CD3 | 8 | 1972 | OP | SC | [6 empty] | 0.1 |  |  |  | 0.5
2007 | 54865 | 6178 | 1 | 5 | 2007 | OP | BP |  |  | 48612 | 4.6 | 7.5 |  |  | 0.3 |  | 0.2 |  | 99.9 | 107 | 1282128 | 352
2007 | 9667 | 6225 | ESP | 7 | 1993 | OP | EW | MC |  | 1744 | 6 | 12 |  |  | 0.8 | 1.5 |  |  | 98 | 3 | 103000 | 320
2007 | 12199 | 2790 | ESP2 | 7 | 1975 | OP | MC | EK |  | 4958 | 7 |  |  |  | 0.8 |  |  |  | 97 | 1254 | 451800 | 340
2007 | 3542 | 2830 | 1B | 6 | 1974 | OP | EC |  |  | 3129 | 18 |  |  |  | 1 |  |  |  | 99 | 62 | 350000 | 250
2007 | 3542 | 2830 | 3B | 6 | 1973 | OP | EC |  |  | 3647 | 18 |  |  |  | 1 |  |  |  | 99 | 78 | 505000 | 250
2007 | 6526 | 2835 | 11 | 6 | 1979 | OS | EK |  |  | 9055 | 22.6 |  |  |  | 2 | 5 |  |  | 99.6 | 55 | 265000 | 310
2007 | 20508 | 50900 | P8 | 6 | 1970 | OP | EK |  |  | 500 | 12 |  |  |  | 2 |  |  |  | 99 |  | 82000 | 400
2007 | 20508 | 50900 | P9 | 6 | 1988 | OP | EK |  |  | 750 | 12 |  |  |  | 2 |  |  |  | 99.5 |  | 100000 | 370
2007 | 23931 | 50956 | PB2 | 6 | 1982 | OP | EK |  |  | 11306 | 14 | 14 |  |  | 2.8 | 2.8 |  |  | 99.9 | 203 | 396800 | 333
2007 | 19323 | 52071 | ESP3 | 5 | 1975 | OP | EK |  |  | 1984 | 22.5 |  | 0.1 |  | 1.1 | 1.5 | 0.5 |  | 99.9 | 149 | 450000 | 310
2007 | 22218 | 52072 | ESP5 | 6 | 1978 | OP | EK |  |  | 250 |  |  |  |  | 1 | 1.5 |  |  | 99 | 14 | 107000 | 350
2007 | 55732 | 52089 | NO1ESP | 6 | 1974 | OP | EK |  |  |  | 10 |  |  |  | 1 |  |  |  | 99.8 | 3 | 55554 | 361
2007 | 55732 | 52089 | NO5ESP | 6 | 1974 | OP | EK |  |  |  | 10 |  |  |  | 1 |  |  |  | 99.8 | 8 | 117700 | 380
2007 | 19876 | 52118 | ESP1 | 6 | 1994 | OP | EW |  |  | 508.8 | 0.5 | [7 empty] | 99.7 | 7 | 164815 | 390
2007 | 55740 | 54081 | 1A | 5 | 1992 | OP | BP |  |  | 1150 | 11 | 11 |  |  | 1 | 1 |  |  | 99.8 | 6.1 | 115000 | 190
2007 | 9356 | 54090 | 5 | 6 | 1965 | OP | EK | [11 empty] | 99.5 | 87.3 | 428000 | 311
2007 | 9312 | 54091 | PB1P | 10 | 1981 | OP | EH | MC |  | 5000 | 12 |  | 0.4 |  | 1.2 |  | 0.5 |  |  |  | 156588 | 382
2007 | 9312 | 54091 | RB1P | 10 | 1981 | OP | EW |  |  | 5000 |  |  | 0.4 |  |  |  | 0.7 |  |  |  | 171434 | 421
2007 | 9190 | 54095 | DC1 | 8 | 1968 | OP | MC | [11 empty] | 93.8 | 324.1 | 266497 | 685
2007 | 54738 | 54098 | C02 | 6 | 1975 | OP | WS |  |  | 230 | [8 empty] | 95 | 37 | 54000 | 145
2007 | 54738 | 54098 | C04 | 6 | 1984 | OP | EK |  |  | 2350 | [8 empty] | 99.3 | 20 | 155000 | 400
2007 | 9350 | 54099 | PBF1 | 6 | 1996 | OP | WS | BP | MC | 20000 | [6 empty] | 1.5 |  | 76 | 43 | 200164 | 140
2007 | 5262 | 54104 | RB2PPT | 6 | 1979 | OP | EW | [11 empty] | 99.7 | 84 | 418000 | 475
2007 | 4129 | 54144 | BHBH1 | 12 | 1992 | OP | BP |  |  | 2575 | 35 | 45 | 0 | 0.2 | 2.5 | 3.8 | 0.1 | 0.2 | 99.9 | 22 | 165000 | 309
2007 | 55965 | 54885 | B21 | 6 | 1978 | OP | EK |  |  | 700 | 10 |  |  |  | 3 |  | 6 |  | 95.5 | 12 | 54340 | 340
2007 | 42018 | 54998 | 2 | 12 | 1995 | OP | BP |  |  |  | 18 |  |  |  | 0.8 |  | 0.1 |  | 95 | 1.4 | 155000 | 290
2007 | 3593 | 55076 | BH2 | 3 | 2002 | OP | BR |  |  | 6421 | 29.3 |  |  |  | 0.8 |  |  |  | 99.5 | 37 | 859500 | 310
2007 | 10118 | 55289 | BH1 | 1 | 2009 | PL | BP
2007 | 9279 | 55823 | PS1 |  |  | CN | WS
2007 | 49777 | 56124 | ESP | 5 | 1991 | OP | EW |  |  | 4686 | [6 empty] | 0.1 |  | 90 |  |  | 310
2007 | 49888 | 56222 | BH1 |  |  | CN
2007 | 19876 | 56808 | ESP2 | 4 | 2012 | PL | EW |  |  |  | 41.4 |  |  |  | 1 |  |  |  | 41 | 3758 | 1061128 | 279
2007 | 10875 | 52010 | BH3 | 8 | 2007 | OP | BP |  |  | 7500 | [8 empty] | 99.9 | 5.1 | 175000 | 290
2007 | 12653 | 1572 | 2 | 6 | 1979 | OP | EK | WS |  | 22965 | 12 | 12 |  |  | 2.8 | 2.8 |  |  | 98 | 65 | 492000 | 245
2007 | 803 | 113 | 1A | 11 | 2007
2007 | 12628 | 1571 | 1 | 6 | 1982 | OP | EK |  |  | 456 | 10 |  |  |  | 1.6 |  |  |  | 99.3 | 188 | 1399680 | 244
2007 | 54866 | 56453 | CO2 | 6 | 2014 | CO | BP |  |  | 59000 | 64.8 |  |  |  | 1.9 |  |  |  | 99.9 | 33.6 | 890000 | 165
2007 | 17543 | 130 | 3 | 1 | 2007 | OP | EK |  |  | 29000 | 17 |  |  |  | 2.5 |  | 0.2 |  | 99.8 | 110 | 2100000 | 340
2007 | 772 | 10866 | 3
2007 | 55893 | 56643 | 1 | 4 | 2003 | OP | EK |  |  | 1200 | [8 empty] | 99.2 | 17 | 240000 | 325
2007 | 54894 | 56469 | ESP1 | 7 | 1996 | OP | BP | [11 empty] | 98.9 |  | 93147 | 310
2007 | 15470 | 1008 | 1A | 12 | 2007 | OP | BP |  |  | 26530 |  | 12 |  |  |  | 2.7 |  |  | 99.9 | 23 | 641000 | 284
2007 | 5416 | 2727 | 3A | 12 | 2006 | OP | EK |  |  | 58000 |  | 19 |  |  | 0.6 | 1.4 |  |  | 99.8 | 125 | 1900000 | 320
2007 | 19323 | 6180 | 2 | 2 | 2010 | CO | BP |  |  |  |  | 13.4 |  |  |  | 1 |  |  | 99.9 | 99 | 3556312 | 321
2007 | 20860 | 4078 | 4 | 7 | 2008 | CO | BP |  |  | 17148 | 5.3 |  |  |  | 0.3 |  |  |  | 99.7 | 54 | 1750000 | 163
2007 | 20541 | 10629 | PRECP1 | 5 | 1985 | OP | EC |  |  | 3000 | [8 empty] | 99.9 | 10 | 211000 | 305
2007 | 542 | 10643 | ESP3 | 11 | 1990 | OP | EW |  |  | 750 | [8 empty] | 99 | 10 | 270000 | 300
2007 | 23279 | 3944 | 3 | 12 | 1974 | OP | EK | WS |  | 13277 | 8 | 16 |  |  | 2.5 | 4.5 |  |  | 99.5 | 313 | 2060000 | 270
2007 | 19876 | 3954 | 2 | 6 | 1973 | OP | EK |  |  | 9374 | 25 |  |  |  | 1 | 5 |  |  | 99.8 | 110 | 1820000 | 285
2007 | 11479 | 3992 | 8 | 4 | 1973 | OP | MC | EK |  | 810 | 7 | 10 |  |  | 1 | 1.8 |  |  | 99.5 | 19 | 216000 | 290
2007 | 20847 | 4042 | 1B | 7 | 1994 | OP | BP |  |  | 4892 | 6 | 10 |  |  | 1.5 | 3 |  |  | 99.8 | 12 | 400000 | 310
2007 | 20856 | 4054 | 2 | 6 | 1974 | OP | EK |  |  | 1881 | 4.1 |  |  |  | 2 |  | 0.5 |  | 99.5 | 277 | 486600 | 500
2007 | 20856 | 4057 | 2 | 1 | 1973 | OS | EC |  |  | 2681 | 10.7 |  |  |  | 2.5 |  | 0.5 |  | 98.6 | 24 | 344720 | 309
2007 | 20860 | 4072 | 8 | 6 | 1964 | OP | EC |  |  | 6220 | 9.1 |  |  |  | 2.3 |  |  |  | 99.8 | 20 | 580000 | 350
2007 | 4716 | 4140 | E2 | 6 | 1974 | OP | EK |  |  | 983 | 10 |  |  |  | 3 |  |  |  | 99.5 | 60 | 100000 | 330
2007 | 12807 | 4259 | 1 | 5 | 1983 | OP | EK |  |  | 1350 | 10.5 |  |  |  | 4.3 |  | 0.3 |  | 99.8 | 13 | 200000 | 395
2007 | 195 | 6002 | 2 | 5 | 1985 | OP | EC |  |  | 31000 | 14 |  |  |  | 0.5 |  |  |  | 99.4 | 630 | 284800 | 315
2007 | 814 | 6009 | 2 | 7 | 1981 | OP | EK |  |  | 29732 | 6 |  |  |  | 0.5 |  |  |  | 99.7 | 381 | 4675000 | 330
2007 | 55729 | 6018 | 2 | 3 | 1981 | OP | EW |  |  | 6587 | 13.2 |  |  |  | 5.2 |  |  |  | 99.7 | 134 | 3738000 | 677
2007 | 30151 | 6021 | C2 | 5 | 2004 | OP | BP |  |  | 52839 | 22.6 |  |  |  | 0.6 |  |  |  | 99.9 | 13 | 2148177 | 270
2007 | 4922 | 6031 | 2 | 6 | 1982 | OP | EW |  |  | 43105 | 10 | 23 |  |  | 0.6 | 4 |  |  | 99.6 | 285 | 1850000 | 560
2007 | 11252 | 6055 | 2P1 | 7 | 1981 | OP | EK |  |  | 21000 | 3.5 | 10 |  |  | 0.2 | 1.2 | 0.2 | 0.7 | 99.7 | 187 | 2186000 | 318
2007 | 11252 | 6055 | 2P3 | 12 | 1983 | OP | EK |  |  | 27000 | 3.5 | 10 |  |  | 0.2 | 1.2 | 0.2 | 0.7 | 99.7 | 187 | 2186000 | 318
2007 | 17543 | 6249 | 1 | 3 | 1975 | OP | EK |  |  | 1628 | 17.2 |  |  |  | 2 |  |  |  | 99 | 227 | 881000 | 227
2007 | 7140 | 6257 | 3 | 1 | 1987 | OP | EK |  |  | 23177 | 6 |  |  |  | 0.4 |  |  |  | 99.7 | 190 | 3279000 | 212
2007 | 11208 | 6481 | 2CCB | 5 | 1987 | OP | BR |  |  | 52653 | 6 | 21.5 |  |  | 0.3 | 0.9 |  |  | 99.9 | 167 | 3750000 | 285
2007 | 20546 | 6639 | G2 | 1 | 1981 | OP | EK |  |  | 9835 | 25 |  |  |  | 4 |  |  |  | 99.6 | 150 | 800000 | 300
2007 | 19323 | 6648 | 4 | 5 | 1981 | OP | EK |  |  | 17388 | 14 |  |  |  | 0.6 |  |  |  | 99.8 | 578 | 2310000 | 335
2007 | 12341 | 6664 | 102 | 10 | 1983 | OP | EW |  |  | 54646 | 6.1 |  |  |  | 0.3 |  |  |  | 99.8 | 268 | 4400000 | 750
2007 | 16604 | 7097 | BGH1 | 1 | 1992 | OP | BR |  |  | 32916 | 6.5 |  |  |  | 0.6 |  |  |  | 99.7 | 157 | 2255600 | 278
2007 | 56190 | 7652 | D-4 | 6 | 1952 | OP | MC | EW |  |  | 12 | [8 empty] | 0.6 | 189000 | 425
2007 | 40230 | 7790 | 1-1 | 5 | 1986 | OP | BR |  |  | 20363 | 9.6 |  |  |  | 0.5 |  |  |  | 99.8 | 120 | 1850000 | 280
2007 | 14354 | 8066 | PR72 | 12 | 1975 | OP | EK |  |  | 20645 | 17 |  | 0.1 |  | 0.6 |  |  |  | 99.3 | 400 | 2331000 | 250
2007 | 9434 | 54201 | BGH2 | 9 | 1988 | OP | BP |  |  |  | 18.6 |  |  |  | 4.5 |  |  |  | 99.5 | 0.05 | 97764 | 300
2007 | 22296 | 54219 | ESP1 | 8 | 1984 | OP | EK | [11 empty] | 98 | 2.1 | 81000 | 220
2007 | 7067 | 54318 | A215 | 1 | 1974 | OP | EW |  |  |  | 6.2 |  |  |  | 0.4 |  |  |  | 99 | 26.63 | 233324 | 372
2007 | 9353 | 54358 | RB2B | 6 | 1965 | OP | EK |  |  | 646 | [6 empty] | 3 |  | 99.5 | 11 | 220000 | 316
2007 | 9353 | 54358 | RB3B | 6 | 1988 | OP | EK |  |  | 1000 |  |  | 0.1 |  |  |  | 0.5 |  | 99.5 | 50 | 540000 | 375
2007 | 7043 | 54427 | 12 | 6 | 1974 | OP | SC | WS | [8 empty] | 1.5 |  | 98 | 56 | 271886 | 150
2007 | 22297 | 54468 | ESP1 | 6 | 1984 | OP | EK |  |  | 1700 | [8 empty] | 98.5 | 2 | 85000 | 350
2007 | 22048 | 54469 | ESP1 | 4 | 1986 | OP | EK | [11 empty] | 99 | 5.26 | 55000 | 365
2007 | 11362 | 54526 | 00001 | 8 | 1992 | OP | EW | [11 empty] | 100 | 1 | 59806 | 350
2007 | 11169 | 54562 | 15ESP | 6 | 1956 | OS | WS | EW |  | 4684 | [8 empty] | 99.5 | 1307 | 172000 | 265
2007 | 14006 | 8102 | 1 | 4 | 1974 | OP | EK |  |  | 6947 | 15 |  |  |  | 1 | 6 |  |  | 99.7 | 434 | 4400000 | 300
2007 | 19173 | 10003 | BLR4 | 6 | 1974 | OP | BR |  |  | 2000 | 0.3 | 10 |  |  | 0.2 | 0.6 |  |  | 98 | 18 | 250000 | 325
2007 | 21 | 10671 | 1A | 1 | 1991 | OP | BP |  |  | 1000 | 8.6 |  |  |  | 1.8 |  |  |  | 99 | 18 | 293000 | 297
2007 | 14932 | 10672 | A | 2 | 1994 | OP | BR |  |  | 3000 | 12.3 |  |  |  | 0.9 |  |  |  | 99.7 | 8 | 431213 | 341
2007 | 14932 | 10672 | C | 2 | 1994 | OP | BR |  |  | 3000 | 12.3 |  |  |  | 0.9 |  |  |  | 99.7 | 6 | 448681 | 329
2007 | 177 | 10673 | B | 8 | 1992 | OP | BR |  |  | 6866 | 4 | 10 |  |  | 0.3 | 1 |  |  | 99.9 | 3 | 306000 | 269
2007 | 142 | 10676 | 4 | 7 | 1987 | OP | EC | WS |  | 1250 | 7.2 |  |  |  | 2.5 |  |  |  | 99.6 | 14 | 161278 | 122
2007 | 35 | 10678 | BH1 | 2 | 2000 | OP | BR |  |  | 600000 | 19.7 |  |  |  | 1.8 |  | 0.1 |  | 99.9 | 9 | 419000 | 270
2007 | 14310 | 50397 | C46 | 9 | 1989 | OP | EH |  |  |  | 7.5 |  | 0 |  | 2.2 |  | 1.8 |  | 99.9 |  | 118000 | 290
2007 | 11169 | 54562 | 4 | 6 | 1976 | OP | MC | WS |  | 42 |  |  | 2 |  |  |  | 0.7 |  | 95 | 11 | 70746 | 141
2007 | 56099 | 10840 | U-1 | 12 | 1989 | OP |  | BP |  | 500 | [8 empty] | 98.8 | 3 | 125788 | 325
2007 | 772 | 10864 | 1 | 10 | 1988 | OP | BP |  |  | 1500 | [8 empty] | 99.9 | 11 | 200000 | 350
2007 | 772 | 10865 | BH6 | 12 | 1991 | OP | BP |  |  | 1242 | 14 |  |  |  | 4.1 |  |  |  | 99.4 | 12 | 200000 | 325
2007 | 772 | 10865 | BH8 | 5 | 1997 | OP | BR |  |  | 2782 | 9.3 |  |  |  | 3.5 |  |  |  | 100 | 14 | 553800 | 300
2007 | 772 | 10866 | 1 | 6 | 1982 | OP | EK |  |  |  | 10 |  |  |  | 2.5 |  |  |  | 90 |  |  | 500
2007 | 772 | 10866 | 2 | 6 | 1990 | OP | EK |  |  |  | 10 |  |  |  | 2.5 |  |  |  | 95.2 |  |  | 500
2007 | 1745 | 10869 | NORTH | 12 | 1989 | OP | EW |  |  | 1100 | [8 empty] | 99.6 | 2 | 107000 | 330
2007 | 17445 | 50071 | ESP1 | 5 | 1989 | OP | EC |  |  | 1942 | [8 empty] | 99.8 | 16 | 188318 | 250
2007 | 20548 | 50187 | 11SC | 6 | 1979 | OP | OT |  |  | 386 | 6 |  | 2 |  | 1 |  | 2 |  | 99.4 | 40.4 | 420000 | 340
2007 | 55807 | 50202 | BH1 | 4 | 1990 | OP | BP |  |  | 5000 | 10 |  |  |  | 2.5 |  |  |  | 99.9 | 14 | 175500 | 285
2007 | 15064 | 50208 | FGPC1 | 9 | 1991 | OP | EC |  |  | 1200 | [8 empty] | 99.6 | 5.8 | 170000 | 465
2007 | 20666 | 50232 | MC1 | 7 | 1997 | OP | MC |  |  | 55 | [8 empty] | 90 | 20 | 103000 | 640
2007 | 23815 | 50244 | 4PB | 6 | 1986 | OP | EW |  |  |  | 12 |  |  |  | 0.6 |  |  |  | 99.7 | 35 | 202000 | 350
2007 | 56078 | 50252 | 3 | 5 | 1982 | OP | MC |  |  | 1000 | 8.9 |  |  |  | 0.7 |  |  |  | 98 | 20 | 123000 | 127
2007 | 55731 | 50253 | 1PB | 5 | 1994 | OS | WS |  |  | 1000 | [8 empty] | 99.6 | 27.5 | 117147 | 153
2007 | 16929 | 50290 | 2 | 6 | 2000 | OP | EC | BP |  | 6700 | [8 empty] | 99.9 | 0.9 | 268000 | 330
2007 | 14362 | 50296 | C2PPT | 6 | 1984 | OP | EW |  |  | 6000 | [8 empty] | 98.7 |  | 490700 | 350
2007 | 22199 | 50392 | 3 | 11 | 2004 | OP | BP |  |  | 4000 | 7.5 | 10.6 |  |  | 0.1 | 0.2 |  |  | 99.9 | 0.87 | 86449 | 429
2007 | 570 | 10746 | BH1 | 6 | 1991 | OP | BP | [11 empty] | 99.9 | 0.6 | 134000 | 270
2007 | 570 | 10746 | BH3 | 6 | 1991 | OP | BP | [11 empty] | 99.9 | 0.5 | 134000 | 280
2007 | 26977 | 10765 | ESP101 | 11 | 1986 | OP | EW |  |  | 1000 | [8 empty] | 96 | 11 | 163000 | 275
2007 | 19876 | 10771 | 2 | 6 | 1991 | OP | BP |  |  |  | 10.8 |  |  |  | 1.6 |  |  |  | 99.9 | 16.4 | 112500 | 160
2007 | 19876 | 10773 | 2 | 6 | 1991 | OP | BP |  |  |  | 10.8 |  |  |  | 1.6 |  |  |  | 99.9 | 4 | 112500 | 160
2007 | 50007 | 10792 | BAGHS1 | 10 | 1994 | OP | BP |  |  | 310 | 10 |  |  |  | 1 |  |  |  | 99 | 8.46 | 17228 | 365
2007 | 3836 | 10822 | DC1 | 7 | 1992 | OP | MC |  |  | 408 | [8 empty] | 99.7 | 16 | 240000 | 357
2007 | 20541 | 50877 | FF1 | 10 | 2000 | OP | BP |  |  | 6000 | [8 empty] | 99.7 | 7 | 198900 | 300
2007 | 20541 | 50878 | 1 | 9 | 1987 | OP | BP |  |  | 75 | [8 empty] | 99.9 | 5 | 85000 | 300
2007 | 6526 | 2837 | 4 | 3 | 1981 | OP | EK |  |  | 22796 | 14 |  |  |  | 0.4 | 5 |  |  | 99.6 | 175 | 995000 | 280
2007 | 6526 | 2838 | 18 | 6 | 1962 | OP | EC |  |  | 705 | 11 |  |  |  | 5 |  |  |  | 99.4 | 224 | 790000 | 250
2007 | 4922 | 2848 | H-6 | 12 | 1972 | OP | EW |  |  | 827 | 14.7 |  |  |  | 0.9 |  |  |  | 99.5 | 18 | 103333 | 650
2007 | 50085 | 10062 | FF1 | 3 | 2000 | OP | BR |  |  | 12340 | [8 empty] | 98.8 | 1 | 155045 | 328
2007 | 50085 | 10062 | SDA2 | 2 | 2000 | OP | BR |  |  | 12340 | [8 empty] | 100 | 1 | 180692 | 325
2007 | 7392 | 10114 | C ESP | 6 | 1974 | OP | EW |  |  | 900 | 12 |  |  |  | 2.5
2007 | 17164 | 10144 | FGPC1 | 6 | 1986 | OP | MC | EK | [10 empty] | 97.9 | 7 | 195000 | 325
2007 | 12971 | 10165 | ESP3 | 3 | 2005 | OP | EH |  |  | 2000 | [8 empty] | 99.7 | 1 | 63537 | 368
2007 | 9686 | 10202 | 5PPPT | 6 | 1986 | OP | MC | EW | [10 empty] | 99 | 22 | 340000 | 443
2007 | 55965 | 10234 | 4ESP | 6 | 1957 | OP | EK |  |  | 800 | 9 |  |  |  | 3 |  |  |  | 98.72 | 30 | 104600 | 750
2007 | 10911 | 10321 | 5 | 7 | 1971 | RE | EK |  |  | 500 | 10 |  |  |  | 0.9 |  |  |  | 99.5 | 882 | 38000 | 404
2007 | 10911 | 10321 | 8 | 7 | 1974 | RE | EK |  |  | 500 | 10 |  |  |  | 0.9 |  |  |  | 99 | 1585 | 120000 | 325
2007 | 49846 | 10334 | ESP1 | 5 | 1990 | OP | EC |  |  | 20000 | [8 empty] | 99.7 | 3 | 209703 | 280
2007 | 49846 | 10334 | ESP2 | 5 | 1990 | OP | EC |  |  | 20000 | [8 empty] | 99 | 3 | 226420 | 280
2007 | 11517 | 10338 | ABHSE | 1 | 1986 | OP | BP | [11 empty] | 98 | 7 | 140000 | 305
2007 | 1959 | 10354 | PCI | 12 | 1992 | OP | MC | EH | [10 empty] | 98.5 | 5 | 198444 | 320
2007 | 7840 | 10367 | BH1501 | 6 | 1991 | OP | BP |  |  |  | 5 |  |  |  | 4.5 |  |  |  | 99.6 | 4.9 | 83000 | 350
2007 | 9628 | 10377 | 1A | 1 | 1988 | OP | BP |  |  | 670 | 11 |  |  |  | 1 |  |  |  | 99.8 | 1 | 75000 | 290
2007 | 54889 | 10381 | 1B | 4 | 1986 | OP | BP |  |  | 670 | 11 | 11 |  |  | 1 | 1 |  |  | 99.8 | 1 | 67500 | 310
2007 | 623 | 10430 | ESP5 | 6 | 1985 | OP | EW |  |  |  | 8 |  |  |  | 2.5 | 0.8 |  |  | 92 |  |  | 380
2007 | 1746 | 10464 | E0001 | 6 | 1988 | OP | BP | MC |  | 750 | 6.1 |  | 1 |  | 1.1 |  | 6 |  | 99.9 | 11 | 75100 | 300
2007 | 1746 | 10464 | E0003 | 6 | 1988 | OP | BP | MC |  | 750 | 6.1 |  | 1 |  | 1.1 |  | 6 |  | 99.9 | 11 | 75100 | 300
2007 | 55965 | 10477 | R3 | 6 | 1989 | OP | EK |  |  | 400 | [8 empty] | 99.7 | 0.03 | 175000 | 500
2007 | 54784 | 10495 | ESP6 | 12 | 1990 | OP | EH |  |  | 4066 | 9 |  | 0.2 |  | 1 |  | 1 |  | 99 | 38 | 235524 | 339
2007 | 520 | 863 | 01 | 6 | 1971 | OP | EK |  |  | 1164 | 13 |  |  |  | 2 |  |  |  | 97.5 | 169 | 300000 | 300
2007 | 12384 | 874 | 6 | 5 | 1966 | OP | EK |  |  | 3062 | 4.5 |  |  |  | 0.5 |  |  |  | 98 | 552 | 1105000 | 290
2007 | 21554 | 136 | 1 | 2 | 1984 | OP | EK |  |  | 19016 | 10 |  |  |  | 3 |  |  |  | 99.7 | 811 | 1980013 | 300
2007 | 17043 | 2943 | CYC2 | 6 | 1953 | OP | MC |  |  | 27 | [8 empty] | 80 |  | 43900 | 515
2007 | 14165 | 3098 | 2 | 3 | 1953 | OP | MC | EK |  | 371 | 12.5 |  |  |  | 2.5 |  |  |  | 95 | 680 | 41400 | 283
2007 | 17235 | 3131 | 4 | 3 | 1977 | OP | EK |  |  | 4100 | 15 |  |  |  | 2 |  |  |  | 99.5 | 96 | 660000 | 290
2007 | 15873 | 3136 | 1 | 6 | 1967 | OP | EC |  |  | 2754 | 0.3 | 17 |  |  | 3 | 4 |  |  | 99.5 | 612 | 3070000 | 312
2007 | 15537 | 3140 | 3A3B | 6 | 1969 | OP | EK |  |  | 2257 | 15.3 |  |  |  | 1.5 | 3 |  |  | 99 | 811 | 2600000 | 310
2007 | 15466 | 465 | 3 | 6 | 1979 | OP | BR |  |  | 3371 | 5 |  |  |  | 0.6 |  |  |  | 99.9 | 6 | 315000 | 290
2007 | 15466 | 465 | 4 | 4 | 1985 | OP | BR |  |  | 12000 | 5 |  |  |  | 0.6 |  |  |  | 99.9 | 7 | 600000 | 290
2007 | 15466 | 468 | 2 | 5 | 1980 | OP | BR |  |  | 3813 | 5.2 |  |  |  | 0.6 |  |  |  | 99.9 | 24 | 263638 | 285
2007 | 18642 | 1379 | 10 | 7 | 1981 | OP | BR |  |  | 8570 | 10 |  |  |  | 0.7 |  |  |  | 99.5 | 25 | 585000 | 325
2007 | 18642 | 1379 | 4 | 5 | 1980 | OP | MC | BR |  | 8570 | 10 |  |  |  | 0.7 |  |  |  | 99.5 | 25 | 585000 | 325
2007 | 5580 | 1385 | 2 | 6 | 1979 | OP | EW |  |  | 386 | 12 |  |  |  | 1.1 |  |  |  | 99.1 | 21 | 353000 | 650
2007 | 38009 | 1642 | 3 | 7 | 1957 | OP | EK |  |  | 310 |  |  | 0.1 |  |  |  | 1 |  | 97.5 | 19 | 360000 | 290
2007 | 4254 | 1720 | 8 | 6 | 1971 | OP | EC |  |  | 1300 | 15 |  |  |  | 3 |  |  |  | 99 | 550 | 545000 | 305
2007 | 5109 | 1726 | 15 | 6 | 1951 | OS | EC | MC |  | 2545 | [8 empty] | 98 | 82 | 386000 | 320
2007 | 5109 | 1743 | 3 | 7 | 1977 | OP | EK |  |  | 7000 | 4.9 |  |  |  | 0.7 |  |  |  | 99.5 | 3 | 751000 | 300
2007 | 5109 | 1743 | 4 | 1 | 1977 | OP | EK |  |  | 7000 | 4.9 |  |  |  | 0.7 |  |  |  | 99.5 | 3 | 751000 | 300
2007 | 6526 | 2864 | 3 | 1 | 1971 | SB | EK |  |  | 1198 | 10.8 |  |  |  | 5.1 |  |  |  | 99 | 40 | 184000 | 400
2007 | 6526 | 2864 | 4 | 1 | 1971 | SB | EK |  |  | 1198 | 10.7 |  |  |  | 5.1 |  |  |  | 99 | 40 | 184000 | 400
2007 | 6526 | 2864 | 8 | 3 | 1982 | OP | EK |  |  | 11744 | 20 |  |  |  | 5.2 |  |  |  | 99.4 | 148 | 638000 | 290
2007 | 14006 | 2872 | 5 | 8 | 1980 | OP | EK |  |  | 44142 | 18 |  |  |  | 2.2 | 4 |  |  | 99.5 | 324 | 2100000 | 350
2007 | 15276 | 3148 | 1 | 1 | 1971 | OP | EK |  |  | 2659 | 15.8 |  |  |  | 1.3 |  |  |  | 99.5 | 52 | 550000 | 325
2007 | 3046 | 2716 | 2 | 7 | 1975 | OP | EK |  |  | 1310 | 13 |  |  |  | 0.7 |  |  |  | 99.3 | 39 | 228000 | 300
2007 | 5416 | 2720 | 8 | 1 | 1973 | OP | EW |  |  | 270 | 20 |  |  |  | 0.5 | 3 | 0.2 | 0.5 | 99 | 110 | 201700 | 284
2007 | 5416 | 2721 | 2 | 7 | 1972 | OP | EW |  |  | 2517 | 20 |  |  |  | 0.5 | 3 | 0.2 | 0.5 | 99 | 43 | 167200 | 360
2007 | 6779 | 2240 | 6 | 3 | 1979 | OP | BR |  |  | 2449 | 3 | 6 |  |  | 0.2 | 1.2 |  |  | 99.9 | 17 | 37400 | 301
2007 | 14127 | 2291 | 2 | 6 | 1976 | OP | EC |  |  | 5786 | 9.3 |  |  |  | 0.9 |  |  |  | 99.1 | 1 | 385500 | 303
2007 | 13407 | 2324 | 2 | 7 | 1968 | OP | MC |  |  | 3750 | 5.9 |  |  |  | 0.5 |  |  |  | 75 | 60 | 500000 | 350
2007 | 15472 | 2367 | 4 | 12 | 1984 | OP | EK |  |  | 4631 | 9 |  | 0.1 |  | 0.8 | 1.7 | 2 |  | 98.9 | 57 | 213000 | 400
2007 | 19856 | 2434 | 7 | 12 | 1952 | OS | MC | [5 empty] | 0.1 | 0.1 |  |  | 0.2 | 1 | 54 | 15 | 57000 | 335
2007 | 19856 | 2434 | 9 | 1 | 1960 | OP | MC | [5 empty] | 0.1 | 0.1 |  |  | 0.2 | 0.3 | 54 | 26 | 63000 | 350
2007 | 803 | 2442 | 2 | 1 | 1972 | OP | WS |  |  | 7800 | 22.2 |  |  |  | 0.8 |  |  |  | 99.7 | 94 | 685000 | 121
2007 | 15473 | 2451 | 2 | 1 | 1973 | OP | EH |  |  | 6316 | 20.4 |  |  |  | 0.8 |  |  |  | 99.5 | 94 | 2000000 | 700
2007 | 15473 | 2451 | 3 | 1 | 1979 | OP | EH |  |  | 51731 | 20.4 |  |  |  | 0.8 |  |  |  | 99.9 | 75 | 4095605 | 710
2007 | 5511 | 2480 | 4 | 2 | 1987 | OP | EK |  |  | 13115 | 10 |  |  |  | 0.7 |  |  |  | 99.6 | 66 | 785741 | 280
2007 | 22001 | 3152 | 4 | 1 | 1979 | OP | EC | EC |  | 8269 | 21.8 |  |  |  | 1.8 |  |  |  | 97 | 91 | 600000 | 340
2007 | 17554 | 3298 | WIL1 | 6 | 1984 | OP | EK |  |  | 20132 | 8 |  |  |  | 1.5 |  |  |  | 99.8 | 295 | 2800000 | 275
2007 | 18642 | 3399 | 2 | 6 | 1982 | OP | EK |  |  | 50000 | 20 |  |  |  | 1.7 |  |  |  | 99.9 | 163 | 4800000 | 290
2007 | 18642 | 3403 | 3 | 1 | 1979 | OP | EK |  |  | 6241 | 20 |  |  |  | 1 |  |  |  | 99.5 | 165 | 1000000 | 290
2007 | 18642 | 3405 | 3 | 1 | 1974 | OP | MC | EK |  | 3339 | 12 | 20 |  |  | 1 |  |  |  | 99.6 | 90 | 920000 | 320
2007 | 18642 | 3419 | C | 8 | 1969 | OS | EK |  |  | 460 | 10 | 13 |  |  | 1 |  |  |  | 95 | 325 | 262000 | 330
2007 | 733 | 3776 | 51 | 11 | 1974 | OP | EK |  |  | 2150 | 20 |  |  |  | 0.5 |  | 0.1 |  | 99.7 | 7 | 254000 | 313
2007 | 12588 | 3788 | 4 | 1 | 1978 | OP | EW |  |  | 8236 | 10 | 10 |  |  | 0.9 | 0.9 |  |  | 99.5 | 110 | 585000 | 252
2007 | 19876 | 3803 | 1 | 5 | 1987 | OP | EK |  |  | 3329 | 6 | 13.7 |  |  | 0.7 | 1.4 |  |  | 99.8 | 34 | 468000 | 320
2007 | 19876 | 3803 | 4 | 5 | 1982 | OP | EK |  |  | 18100 | 15 |  |  |  | 0.7 |  |  |  | 99.7 | 62 | 951000 | 285
2007 | 19876 | 3804 | 4 | 7 | 1982 | RE | EK |  |  | 2280 | 15 |  |  |  | 0.7 |  |  |  | 99.7 | 56 | 951000 | 265
2007 | 19876 | 3804 | 5 | 6 | 1975 | OP | MC |  |  | 575 |  |  | 0.1 |  |  |  | 0.9 |  | 91.2 | 1086 | 2844000 | 340
2007 | 19876 | 3809 | 2 | 8 | 1985 | OP | EK |  |  | 19800 | 10 |  |  |  | 0.6 |  |  |  | 99.5 | 34 | 652000 | 285
2007 | 19099 | 3845 | 2 | 10 | 2001 | OP | WS |  |  | 75500 | 14.8 |  | 0.1 |  | 1 |  | 0.5 |  | 85 | 578 | 2146313 | 137
2007 | 18429 | 3920 | 1 | 11 | 1989 | SB | BP |  |  | 2400 | 13.3 |  | 0.1 |  | 0.2 |  | 0.1 |  | 99.8 | 0 | 175000 | 410
2007 | 733 | 3935 | 2 | 12 | 1977 | OP | EK |  |  | 52211 | 20 |  |  |  | 0.8 |  |  |  | 99.8 | 321 | 3000000 | 370
2007 | 733 | 3935 | 3 | 10 | 1973 | OP | EK |  |  | 21560 | 20 |  |  |  | 0.8 |  |  |  | 99.7 | 557 | 4402000 | 328
2007 | 733 | 3938 | 21 | 1 | 1980 | OP | EK |  |  | 2613 | 16 |  |  |  | 2 |  | 2 |  | 99.7 | 73 | 600000 | 315
2007 | 12796 | 3942 | 1 | 6 | 1975 | OP | EK |  |  | 3330 | 8 | 14 |  |  | 1 | 1.3 |  |  | 99.7 | 45 | 375000 | 400
2007 | 12796 | 3943 | 1 | 6 | 1982 | OP | EK |  |  | 22989 | 10 | 17 |  |  | 1.5 | 3.5 |  |  | 99.7 | 184 | 2150000 | 310
2007 | 20847 | 1769 | 6 | 11 | 2005 | OP | EC | BP |  | 762 | 11 |  |  |  | 1 |  |  |  | 99.6 | 72 | 286500 | 290
2007 | 5107 | 1822 | 7 | 12 | 1979 | SB | EW |  |  | 1947 |  |  | 0.3 |  |  |  | 0.7 |  | 95 | 25 | 210000 | 300
2007 | 56155 | 1831 | 4 | 6 | 1976 | OP | EK |  |  | 2754 | 12 |  |  |  | 0.9 |  |  |  | 99.6 | 133 | 244000 | 340
2007 | 11701 | 1843 | 2 | 8 | 1979 | OP | BR |  |  | 1360 | 15 |  |  |  | 4 |  |  |  | 99.8 | 2120 | 123000 | 280
2007 | 21048 | 1866 | EW | 6 | 1978 | OP | EW |  |  | 4500 | 11 |  |  |  | 0.7 |  |  |  | 99.9 | 44 | 175000 | 685
2007 | 9417 | 1888 | 3 | 9 | 1977 | SB | EK |  |  | 2853 | 9 |  |  |  | 0.7 |  |  |  | 99 | 44 | 277200 | 285
2007 | 12647 | 1893 | AQCS1 | 5 | 1980 | OP | EW |  |  | 3300 | 19.8 |  |  |  | 2.8 |  |  |  | 99.8 | 536 | 200000 | 860
2007 | 12647 | 1893 | BG1 | 7 | 1978 | OP | BR |  |  | 5800 | 16.5 |  |  |  | 2 |  |  |  | 99.7 | 30 | 348000 | 365
2007 | 13781 | 1904 | 3 | 6 | 1956 | OP | EK |  |  | 1601 | 11 |  |  |  | 1.5 |  | 0.3 |  | 99.6 | 59 | 490000 | 350
2007 | 13781 | 1904 | 4 | 6 | 1960 | OP | EK |  |  | 1790 | 11 |  |  |  | 1.5 |  | 0.3 |  | 99.6 | 115 | 660000 | 350
2007 | 13781 | 1912 | 4B | 12 | 1972 | OP | EK |  |  | 989 | 4.7 |  |  |  | 0.2 |  | 0.4 |  | 99.6 | 90 | 327000 | 390
2007 | 13781 | 1912 | 6A | 5 | 1959 | OP | EK |  |  | 287 | 12.2 |  |  |  | 4.4 |  | 0.4 |  | 99.8 | 70 | 600000 | 303
2007 | 14232 | 1943 | 3 | 6 | 1972 | OP | EK |  |  | 1060 | 3.5 | 4.5 |  |  | 0.3 |  | 0.4 |  | 99 | 26 | 390000 | 310
2007 | 10000 | 2080 | 3 | 1 | 1972 | OP | EC |  |  | 2268 | 25 |  |  |  | 5 |  |  |  | 99.5 | 219 | 581600 | 290
2007 | 19436 | 2104 | 2 | 6 | 1981 | OP | EK |  |  | 8379 | 6.4 |  |  |  | 1 |  |  |  | 99 | 60 | 600000 | 330
2007 | 17833 | 2161 | 6 | 4 | 1994 | OP | EK |  |  | 5491 | 12 |  |  |  | 0.4 | 3.9 |  |  | 99.8 | 16 | 344000 | 320
2007 | 13168 | 2549 | 64 | 6 | 1973 | SB | EK |  |  | 3500 | 8 |  |  |  | 1.7 |  |  |  | 99.5 | 21 | 500000 | 310
2007 | 13579 | 2554 | 3 | 1 | 1972 | OP | EW |  |  | 6625 | 7 | 12 |  |  | 1.5 | 2.5 |  |  | 99.5 | 0.09 | 1350000 | 600
2007 | 16183 | 2642 | 2 | 11 | 1950 | OP | EK |  |  | 170 | 10 |  |  |  | 2.4 |  |  |  | 97.5 | 200 | 230000 | 298
2007 | 9645 | 2682 | 11 | 12 | 1975 | OS | EK |  |  | 402 | 14 |  |  |  | 2.4 |  |  |  | 99.5 | 10 | 81099 | 320
2007 | 13781 | 6090 | 3 | 11 | 1987 | OP | BR |  |  | 73093 | 10.8 |  |  |  | 0.4 | 2.5 |  |  | 99.8 | 0 | 2659000 | 155
2007 | 14354 | 6101 | PR91 | 9 | 1978 | OP | EK |  |  | 21489 | 13 |  | 0.1 |  | 0.4 |  | 0.3 |  | 99.4 | 120 | 2352116 | 167
2007 | 15470 | 6113 | 3 | 3 | 1978 | OP | EK |  |  | 12068 | 15.3 |  |  |  | 3.1 |  |  |  | 99.1 | 705 | 2282000 | 290
2007 | 17633 | 6137 | 2 | 2 | 1986 | OP | EK |  |  | 10469 | 14.5 |  |  |  | 4.5 |  |  |  | 99.8 | 85 | 1000000 | 290
2007 | 17698 | 6139 | 2 | 4 | 1980 | OP | EW |  |  | 11050 | 5 |  |  |  | 0.4 |  | 0.5 |  | 99.6 | 187 | 3025000 | 750
2007 | 5517 | 889 | 1 | 7 | 1970 | OP | EC |  |  | 2900 | 14.6 |  |  |  | 4.5 |  |  |  | 99 | 445 | 1730000 | 300
2007 | 5517 | 891 | 6 | 6 | 1978 | OP | EH |  |  | 12600 | 5.8 |  |  |  | 0.3 |  |  |  | 99.5 | 238 | 2778000 | 740
2007 | 5517 | 898 | 5 | 6 | 1970 | OP | EC |  |  | 2200 | 13.6 |  |  |  | 4.1 |  |  |  | 99 | 501 | 1205000 | 291
2007 | 17632 | 976 | 4 | 10 | 1978 | OP | EK |  |  | 4119 | 19 |  |  |  | 4.4 |  | 0.5 |  | 99.4 | 49 | 605000 | 310
2007 | 9269 | 983 | 1 | 8 | 1979 | OP | EC |  |  | 14500 |  |  |  |  | 0.5 | 6 |  |  | 98.4 | 40 | 925000 | 350
2007 | 9269 | 983 | 3 | 4 | 1979 | OP | EC |  |  | 14500 |  |  |  |  | 0.5 | 6 |  |  | 98.4 | 40 | 925000 | 350
2007 | 9269 | 983 | 5 | 12 | 1978 | OP | EC |  |  | 14500 |  |  |  |  | 0.5 | 6 |  |  | 98.4 | 40 | 925000 | 350
2007 | 9273 | 994 | 2 | 6 | 1982 | OP | EK |  |  | 29614 |  | 13.5 |  |  | 1.2 | 4.5 |  |  | 99.2 | 337 | 1950000 | 340
2007 | 13756 | 995 | 8 | 2 | 1981 | OP | EK |  |  | 33342 | 12 |  |  |  | 3.2 |  |  |  | 99.5 | 45 | 1530000 | 290
2007 | 13756 | 997 | 12 | 5 | 1992 | OP | EC |  |  | 6237 | 6 |  |  |  | 0.5 |  |  |  | 98 | 433 | 2100000 | 350
2007 | 15470 | 1001 | 1 | 1 | 1970 | RE | EK |  |  | 2663 | 12.6 |  |  |  | 2 |  |  |  | 99 | 450 | 1723000 | 295
2007 | 17633 | 1012 | 2 | 9 | 1973 | OP | EK |  |  | 1728 | 10 |  |  |  | 3.3 |  |  |  | 99.3 | 71 | 395000 | 300
2007 | 15989 | 1040 | 1 | 9 | 1973 | OP | EK |  |  | 257 | 11.7 |  |  |  | 2.2 |  | 0.5 |  | 99 | 96 | 135800 | 370
2007 | 9267 | 1043 | 1EP1 | 5 | 1976 | OP | EK |  |  | 2410 | 13 |  |  |  | 2.1 |  |  |  | 99 | 73 | 490000 | 310
2007 | 9417 | 1073 | 3 | 7 | 1972 | OP | EK |  |  | 650 | 9 |  |  |  | 2 |  |  |  | 99 | 32 | 183000 | 313
2007 | 9417 | 1073 | 4 | 7 | 1975 | OP | EC |  |  | 2066 | 9 |  |  |  | 2 |  |  |  | 99.5 | 141 | 448000 | 284
2007 | 9417 | 1104 | 1 | 6 | 1968 | OP | EC |  |  | 367 | 6.7 |  |  |  | 2 |  |  |  | 98.2 | 257 | 643558 | 261
2007 | 5860 | 1239 | 7 | 6 | 1978 | OP | EK |  |  | 1929 | 10.5 | 14.5 |  |  | 3.5 | 4.6 |  |  | 99 | 35 | 150278 | 330
2007 | 10000 | 1241 | 1 | 6 | 1973 | OP | WS |  |  | 57326 | 25.4 |  |  |  | 5.4 |  |  |  | 98.7 | 654 | 2500000 | 151
2007 | 22500 | 1250 | 3 | 6 | 1977 | OP | EK |  |  | 4227 | 11.7 |  |  |  | 0.7 |  | 2 |  | 99.1 | 59 | 186820 | 270
2007 | 22500 | 1252 | 10 | 6 | 1977 | OP | EK |  |  | 5172 | 11 |  |  |  | 0.6 |  | 2 |  | 99.1 | 125 | 521344 | 278
2007 | 22053 | 1353 | KOPP | 7 | 1970 | OP | EC |  |  | 1453 | 12 |  |  |  | 0.7 |  |  |  | 98.5 | 489 | 950000 | 285
2007 | 11249 | 1363 | 6 | 5 | 1969 | OP | EK |  |  | 899 | 10 |  |  |  | 3.6 |  |  |  | 99.4 | 86 | 840000 | 330
2007 | 18642 | 1378 | 1 | 11 | 1983 | OP | EK | WS |  | 126350 | 13 |  |  |  | 3.2 |  |  |  | 99.9 | 56 | 2100000 | 170
2007 | 195 | 10 | 1 | 5 | 1975 | OP | EW |  |  | 8190 | 4 | 20 |  |  | 0.7 | 5 |  |  | 99.3 | 67 | 1400000 | 715
2007 | 195 | 26 | 4 | 6 | 1974 | OP | EW |  |  | 4000 | 13.2 |  |  |  | 0.8 |  | 0.5 |  | 99.3 | 225 | 1250000 | 650
2007 | 18642 | 47 | 2 | 8 | 1990 | OP | EK |  |  | 1983 | 12 | 15 |  |  | 0.6 | 2.5 |  |  | 99.5 | 579 | 906000 | 345
2007 | 18642 | 47 | 3 | 5 | 1990 | OP | EK |  |  | 1983 | 12 | 15 |  |  | 0.6 | 2.5 |  |  | 99.5 | 579 | 906000 | 345
2007 | 3265 | 51 | 1 | 4 | 1986 | OP | EC | WS |  | 27074 | 0.3 | 15 |  |  | 0.2 | 2.5 |  |  | 99.7 | 375 | 2860000 | 287
2007 | 986 | 79 | 5 | 6 | 1979 | OP | BR |  |  |  | 10 |  |  |  | 0.2 |  |  |  |  | 2.05
2007 | 15466 | 469 | 4 | 4 | 1989 | OP | BR |  |  | 29300 | 10 |  |  |  | 0.4 |  |  |  | 99.9 | 10 | 1600000 | 165
2007 | 15466 | 470 | 2 | 6 | 1991 | OP | BR |  |  | 42200 | 5.2 |  |  |  | 0.6 |  |  |  | 99.9 | 17.5 | 1392700 | 265
2007 | 3989 | 492 | 5 | 5 | 1998 | OP | BR |  |  | 7313 | 5 | 11.3 |  |  | 0.4 | 0.6 |  |  | 99.9 | 12 | 280000 | 350
2007 | 3989 | 492 | 6 | 9 | 1978 | OP | BR |  |  | 4505 | 15.6 |  |  |  | 0.6 |  |  |  | 99.9 | 33 | 400000 | 315
2007 | 14610 | 564 | 2 | 6 | 1996 | OP | EK |  |  | 18400 | 7 | 9.5 |  |  | 0.8 | 3.4 |  |  | 99.6 | 125 | 1635000 | 278
2007 | 2548 | 589 | 1 | 6 | 1984 | OP | MC | EK |  | 6500 | [8 empty] | 99.5 | 0 | 280000 | 285
2007 | 4252 | 593 | 5 | 7 | 1973 | OP | MC |  |  | 396 |  |  | 0.1 |  |  |  | 1 |  | 32.4 | 112 | 1440000 | 315
2007 | 9332 | 594 | 1 | 6 | 1977 | OP | EK |  |  | 3636 | 9 | 12 |  |  | 1.3 | 1.6 | 0.3 |  | 99.5 | 19 | 298000 | 270
2007 | 9332 | 594 | 3 | 1 | 1981 | OP | EK |  |  | 8200 | 9 | 12 |  |  | 1.3 | 1.6 | 0.3 |  | 99.5 | 65 | 525000 | 285
2007 | 6452 | 609 | PCC1 | 4 | 1965 | OP | MC |  |  | 213 |  |  | 0.1 |  |  |  | 2.5 |  | 84 | 365 | 975000 | 323
2007 | 6452 | 617 | PPE3 | 6 | 1964 | OP | MC |  |  | 151 |  |  | 0.1 |  |  |  | 2.5 |  | 88 | 365 | 975000 | 275
2007 | 6455 | 628 | 2 | 6 | 1979 | OP | EK |  |  | 23400 | 10 | 11 |  |  | 1 | 1.3 |  |  | 99.7 | 253 | 1930000 | 300
2007 | 7801 | 642 | 2 | 6 | 1976 | OP | EK |  |  | 1079 | 11 | 14 |  |  | 0.5 | 3.5 |  |  | 99.8 | 13 | 190600 | 325
2007 | 7140 | 728 | Y5EP | 6 | 1968 | OP | EK |  |  | 816 | 16 |  |  |  | 0.7 |  |  |  | 98.3 | 374 | 550000 | 310
2007 | 7140 | 728 | Y6EP | 9 | 1974 | OP | EK |  |  | 2247 | 20 |  |  |  | 0.7 |  |  |  | 99 | 662 | 735000 | 320
2007 | 15726 | 10562 | PB6 | 1 | 2007 | OP | EH |  |  | 3000 |  |  | 0.1 |  |  |  | 2.5 |  | 99 | 36.8 | 240000 | 400
2007 | 17828 | 963 | 41 | 10 | 2009 | CO | BP |  |  |  | 9.4 |  |  |  | 3.1 |  |  |  | 99.8 | 24 | 803356 | 320
2007 | 30002 | 50398 | 15 | 2 | 1995 | OP | EW |  |  | 12726 | [8 empty] | 99.8 | 40 | 499000 | 334
2007 | 16190 | 50406 | RECESP | 12 | 1976 | OP | EH | [5 empty] | 0.1 |  |  |  | 2 |  | 100 |  | 397000 | 440
2007 | 2522 | 50466 | 3RB | 1 | 1999 | OP | EW |  |  | 7080 | [8 empty] | 95 | 89 | 235000 | 375
2007 | 5610 | 50481 | 253-25 | 6 | 1992 | OP | EK |  |  | 5000 | 10 |  |  |  | 1.4 |  |  |  | 99.9 | 11 | 235000 | 315
2007 | 19365 | 50482 | WS2 | 6 | 1967 | OP | WS | [11 empty] | 95 | 115 | 120000 | 158
2007 | 19365 | 50483 | WS3 | 6 | 1962 | OP | WS | [11 empty] | 90 | 115 | 115000 | 154
2007 | 50033 | 50491 | 4EW | 8 | 1975 | OP | EW |  |  | 1473 | 0.3 | 20 |  |  | 0.7 | 2 |  |  | 99.8 | 45 | 278000 | 755
2007 | 4474 | 50648 | FF2 | 5 | 1988 | OP | BP | [11 empty] | 99.9 | 0.7 | 67000 | 275
2007 | 9097 | 50656 | BH1 | 12 | 1991 | OP | BP | [11 empty] | 99.5 | 2 | 98440 | 287
2007 | 49760 | 50657 | APC3 | 8 | 1995 | OP | BR | [11 empty] | 99.6 | 0 | 172141 | 285
2007 | 4425 | 50658 | FF3 | 6 | 1990 | OP | BP |  |  | 7500 | [8 empty] | 99.5 | 8 | 180000 | 275
2007 | 49974 | 50660 | 1 | 10 | 2001 | OP | BP |  |  | 22000 | [8 empty] | 99.9 | 4 | 95455 | 330
2007 | 13982 | 50661 | BBH | 4 | 2000 | OP | BP |  |  | 5872 | [8 empty] | 99.9 | 7 | 265014 | 310
2007 | 19900 | 50771 | FGPC1 | 11 | 1988 | OP | EK |  |  | 1200 | [8 empty] | 99 | 6.1 | 123605 | 375
2007 | 20505 | 50804 | RE01 | 6 | 1979 | OP | EW | [9 empty] | 3 |  | 99 | 47 | 500000 | 350
2007 | 18162 | 50806 | PB3MC | 6 | 1963 | RE | MC | [5 empty] | 0.1 |  |  |  | 0.5 | 3.5 | 97.5 | 227 | 257000 | 418
2007 | 18147 | 50813 | CBPPT1 | 12 | 1980 | OP | EK |  |  |  | 10 |  | 0.1 | 0.1 | 1 |  | 0.7 |  | 99.5 | 72.8 | 336000 | 350
2007 | 17427 | 50814 | 4PPT | 10 | 1991 | OP | EW | [11 empty] | 99.7 | 26 | 395000 | 390
2007 | 16899 | 50837 | BH1 | 7 | 1988 | OP | BR | [11 empty] | 90 | 0 | 70000 | 276
2007 | 4447 | 50859 | BH2 | 5 | 1991 | OP | BP | [11 empty] | 99 |  | 96570 | 285
2007 | 358 | 54612 | A-B5 | 10 | 1974 | RE | BR |  |  | 300 | 7.4 |  |  |  | 0.4 |  |  |  | 99 | 13 | 100800 | 287
2007 | 9210 | 54656 | PB5 | 12 | 1978 | OP | MC |  |  | 500 | 9.1 |  | 0.1 |  | 1.3 |  | 2.1 |  | 96 | 150 | 229618 | 150
2007 | 50102 | 54763 | PB1SC | 9 | 1987 | OP | MC | SC | WS | 776 | 7.5 |  |  |  | 1.5 |  | 0.5 |  | 82 | 34 | 117000 | 139
2007 | 55932 | 54789 | 3PBPPT | 6 | 1981 | OP | EW |  |  | 3000 | 12.5 |  |  |  | 0.9 |  | 0.5 |  | 99.9 | 61 | 244000 | 450
2007 | 16604 | 6181 | 2ESP | 2 | 1987 | RE | EK |  |  | 10000 | 6 |  |  |  | 0.5 |  |  |  | 99.4 | 415 | 2714000 | 760
2007 | 17718 | 6193 | 062P | 5 | 1978 | OP | BS |  |  | 9129 | 5 |  |  |  | 0.5 |  |  |  | 98.6 | 374 | 1650000 | 313
2007 | 5416 | 2723 | 3 | 5 | 1972 | OP | EC |  |  | 700 | 20 |  |  |  | 0.5 | 3 | 0.2 | 0.5 | 99.2 | 92 | 237050 | 280
2007 | 5416 | 2727 | 2 | 4 | 1966 | OP | MC | EC |  | 198 | 20 |  |  |  | 0.8 | 3 | 0.2 | 0.5 | 99 | 187 | 949000 | 258
2007 | 5416 | 2727 | 4 | 5 | 1970 | RE | EK |  |  | 4298 | 20 |  |  |  | 0.8 | 3 | 0.2 | 0.5 | 99.7 | 125 | 1615200 | 256
2007 | 5416 | 2732 | 10 | 7 | 1973 | OP | EW |  |  | 2611 | 20 |  |  |  | 0.5 | 3 | 0.2 | 0.5 | 99.1 | 93 | 219500 | 280
2007 | 7570 | 2824 | 10 | 6 | 1982 | OP | BR |  |  | 1800 | 8.1 | 14.6 |  |  | 0.6 | 1.1 |  |  | 99.8 | 13 | 160000 | 200
2007 | 3006 | 2828 | 3 | 9 | 1977 | OP | EW |  |  | 36000 | 16 |  |  |  | 0.7 | 1 |  |  | 99.8 | 300 | 3900000 | 697
2007 | 3542 | 2832 | 5-1 | 6 | 1977 | OP | EK |  |  | 3620 | 18 |  |  |  | 1 |  |  |  | 99.5 | 17 | 325000 | 250
2007 | 6526 | 2835 | 10 | 8 | 1979 | OS | EK |  |  | 9055 | 22.6 |  |  |  | 2 | 5 |  |  | 99.5 | 55 | 265000 | 310
2007 | 23931 | 50956 | PB1 | 6 | 1982 | OP | EK |  |  | 11306 | 14 | 14 |  |  | 2.8 | 2.8 |  |  | 99.9 | 203 | 396800 | 333
2007 | 4440 | 50960 | BH2 | 2 | 1994 | OP | BP |  |  | 2975 | [8 empty] | 99.6 | 1 | 143000 | 285
2007 | 56062 | 51038 | BH2 | 3 | 1990 | OP | BR |  |  | 3600 | [8 empty] | 99.5 | 0.33 | 60522 | 303
2007 | 10875 | 52010 | BH2 | 12 | 1994 | OP | BP |  |  | 4000 | [8 empty] | 99.9 | 0.46 | 155000 | 290
2007 | 22218 | 52072 | ESP3 | 6 | 1978 | OP | EK |  |  | 250 |  |  |  |  | 1 | 1.5 |  |  | 99 | 14 | 107000 | 350
2007 | 55732 | 52089 | NO3ESP | 6 | 1974 | OP | EK |  |  |  | 10 |  |  |  | 1 |  |  |  | 99.8 | 6 | 82127 | 367
2007 | 8009 | 52140 | PB2EK | 6 | 1980 | OP | EW |  |  |  | 10 |  | 0.8 |  | 1.5 |  | 0.8 |  | 99.7 | 61 | 334800 | 500
2007 | 8009 | 52140 | PB2MC | 6 | 1980 | OP | MC |  |  |  | 10 |  | 0.8 |  | 1.5 |  | 0.8 |  |  | 14 | 135901 | 412
2007 | 9348 | 52152 | 6RBESP | 6 | 1977 | OP | EK |  |  | 4726 |  |  | 0.1 |  |  |  | 2.1 |  | 99.8 | 12 | 93804 | 404
2007 | 9348 | 52152 | 7ESP | 6 | 1992 | OP | MC | EK |  | 4328 | 9 |  | 0.1 |  | 1 |  | 2.1 |  | 99.9 | 2 | 133662 | 383
2007 | 55740 | 54081 | 3A | 8 | 1992 | OP | BP |  |  | 1150 | 11 | 11 |  |  | 1 | 1 |  |  | 99.8 | 3 | 119000 | 190
2007 | 9390 | 54087 | PB01 | 11 | 1982 | OP | MC | EW |  | 1830 | 11 |  |  |  | 1.5 |  | 0.7 |  | 99.4 | 59.2 | 280000 | 400
2007 | 9393 | 54096 | PRCE1 | 7 | 1982 | OP | EW |  |  | 5157 | [6 empty] | 0.5 |  | 99.7 | 26.21 | 208000 | 400
2007 | 9393 | 54096 | PRCEB2 | 7 | 1986 | OP | MC | EK |  | 3068 | [6 empty] | 0.5 |  | 99 | 47.05 | 274480 | 350
2007 | 9385 | 54097 | PB2 | 6 | 1977 | OP | MC | WS |  |  |  |  | 0.9 |  |  |  | 3 |  | 95 | 40.4 | 250000 | 200
2007 | 54738 | 54098 | C11 | 6 | 1974 | OP | EK | [11 empty] | 50 |  | 134500 | 300
2007 | 55965 | 54857 | B21 | 1 | 1975 | OP | EK |  |  | 200 | 8 | 8 |  |  | 2 | 2 |  |  | 98.5 | 3 | 61500 | 450
2007 | 55965 | 54885 | B22 | 6 | 1978 | OP | EK |  |  | 700 | 10 |  |  |  | 3 |  |  |  | 95.5 | 15 | 65660 | 340
2007 | 4426 | 54945 | 13 | 5 | 1987 | OP | BR |  |  |  | 8.8 |  |  |  | 2 |  |  |  | 99.8 | 8 | 144000 | 217
2007 | 42018 | 54998 | 1 | 3 | 1996 | OP | BP |  |  |  | 18 |  |  |  | 0.8 |  | 0.1 |  | 95 | 1.4 | 155000 | 290
2007 | 19145 | 55245 | 1 | 6 | 1952 | OP | EW |  |  | 22000000 | 7 | 8 |  |  | 2.4 | 2.6 |  |  | 98 | 0 | 190000 | 182
2007 | 9279 | 55823 | PS2 |  |  | CN | WS
2007 | 49805 | 56163 | 1ESP | 6 | 1977 | OP | EW |  |  |  | 8.5 |  |  |  | 0.4 |  |  |  | 99 | 17.3 | 443433 | 350
2007 | 49805 | 56163 | 2ESP | 6 | 1977 | OP | EW |  |  |  | 8.5 |  |  |  | 0.4 |  |  |  | 99 | 17.3 | 514383 | 330
2007 | 49886 | 56220 | F02 | 4 | 2011 | PL | BP | [11 empty] | 99.9 | 269 | 1778788 | 165
2007 | 8245 | 60 | 2 | 8 | 2010 | PL | EK |  |  |  | 4 | 6.1 |  | 0.1 | 0.2 | 0.6 |  |  |  | 40 | 847491
2007 | 16604 | 7097 | BGH2 | 6 | 2010 | CO | BR |  |  |  |  | 6.5 |  |  |  | 0.6 |  |  | 99.7 | 264 | 2620639 | 262
2007 | 56 | 56616 | 414-3 | 3 | 2008 | CO | BP
2007 | 19830 | 1564 | 8 | 12 | 1971 | OP | MC |  |  | 47 |  |  | 0.1 |  |  |  | 2 |  | 41.1 | 276 | 5520000 | 625
2007 | 12653 | 1572 | 3 | 6 | 1979 | OP | EK | WS |  | 22965 | 12 | 12 |  |  | 2.8 | 2.8 |  |  | 98 | 65 | 492000 | 245
2007 | 31719 | 1507 | 3A | 7 | 1965 | OP | MC |  |  | 41 | [8 empty] | 85 | 117 | 220000 | 318
2007 | 6541 | 56708 | F3102 | 6 | 2009 | CO | BP |  |  | 2500 |  |  |  | 0.1 |  |  |  | 6.5 | 95 | 51 | 485682 | 150
2007 | 25 | 2527 | 6a | 5 | 2007 | OP | EC | MC |  | 950 | 25 |  |  |  | 1 |  |  |  | 99 | 0 | 374800 | 176
2007 | 2053 | 54216 | REC3 | 6 | 1976 | OP | EW | [11 empty] | 99.9 | 14 | 450000 | 380
2007 | 772 | 10860 | BH1 | 9 | 2008 | CO | BR |  |  | 10000 | 2 | 10 |  |  |  | 6.5 |  |  | 99.9 | 27 | 495000 | 310
2007 | 772 | 10860 | BH2 | 12 | 2008 | CO | BR |  |  | 10000 | 2 | 10 |  |  |  | 6.5 |  |  | 99.9 | 27 | 495000 | 310
2007 | 16604 | 6181 | 2BGH
2007 | 55937 | 3459 | 5 | 12 | 1979 | OS | EK |  |  | 6000 |  |  | 0.1 |  |  |  | 0.6 |  | 95 | 346 | 1224600 | 261
2007 | 554 | 1122 | 7 | 6 | 1968 | RE | EK |  |  |  | 13.5 |  |  |  | 4 |  |  |  | 98 | 122 | 167600 | 330

## F860_STACK_FLUE
YEAR | UTILITY_ID | PLANT_CODE | STACK_ID | FLUE_ID | INSERVICE_MM | INSERVICE_YR | STACK_FLUE_STATUS | FLUE_HEIGHT | AREA_AT_TOP | EXIT_RATE_100_PCT | EXIT_RATE_50_PCT | EXIT_TEMP_100_PCT | EXIT_TEMP_50_PCT | EXIT_VELOCITY_100_PCT | EXIT_VELOCITY_50_PCT | EXIT_TEMP_SUMMER | EXIT_TEMP_WINTER | EXIT_TEMP_SOURCE
2007 | 21 | 10671 | 1-2 | 2A | 1 | 1991 | OP | 350 | 227 | 1240071 | 744000 | 325 | 305 | 85 | 51 | 345 | 325 | E
2007 | 21 | 10671 | 1-2 | 1B | 1 | 1991 | OP | 350 | 227 | 1240071 | 744000 | 325 | 305 | 85 | 51 | 345 | 325 | E
2007 | 21 | 10671 | 1-2 | 1A | 1 | 1991 | OP | 350 | 227 | 1240071 | 744000 | 325 | 305 | 85 | 51 | 345 | 325 | E
2007 | 21 | 10671 | 1-2 | 2B | 1 | 1991 | OP | 350 | 227 | 1240071 | 744000 | 325 | 305 | 85 | 51 | 345 | 325 | E
2007 | 25 | 2527 | 3 | 3 | 4 | 1950 | OP | 250 | 133 | 420000 | 217000 | 300 | 300 | 53 | 27 | 321 | 290 | M
2007 | 25 | 2527 | 4 | 4 | 12 | 1953 | OP | 227 | 133 | 535000 | 285000 | 235 | 235 | 66 | 35 | 185 | 212 | M
2007 | 35 | 10678 | STK1 | STK1 | 2 | 2000 | OP | 267 | 12 | 6820 |  | 320 |  | 1 |  | 330 | 310 | M
2007 | 42 | 10675 | CHM1 | 1CCE1B | 3 | 1990 | OP | 383 | 146 | 615600 | 325100 | 300 | 280 | 85 | 37 | 350 | 325 | M
2007 | 42 | 10675 | CHM1 | 1CCE1A | 3 | 1990 | OP | 383 | 146 | 615600 | 325100 | 300 | 280 | 85 | 37 | 350 | 325 | M
2007 | 52 | 10002 | STACK | FLUE | 9 | 1990 | OP | 260 | 72 | 343195 | 140000 | 274 | 274 | 59 | 25 | 298 | 290 | M
2007 | 142 | 10676 | 2 | 2 | 7 | 1987 | OP | 200 | 45 | 136000 | 6800 | 127 | 130 | 50 | 25 | 137 | 127 | E
2007 | 142 | 10676 | 3 | 3 | 7 | 1987 | OP | 200 | 45 | 152000 | 6800 | 128 | 130 | 56 | 25 | 137 | 127 | E
2007 | 142 | 10676 | 4 | 4 | 7 | 1987 | OP | 200 | 45 | 161000 | 68000 | 122 | 130 | 60 | 25 | 137 | 127 | E
2007 | 142 | 10676 | 5 | 5 | 7 | 1987 | OP | 200 | 28 | 65520 | 33000 | 129 | 129 | 39 | 20 | 137 | 127 | E
2007 | 156 | 10670 | JPZ600 | JPZ600 | 6 | 1986 | OP | 465 | 154 | 500000 | 330000 | 175 | 175 | 51 | 35 | 165 | 160 | M
2007 | 177 | 10673 | STACK1 | STACK1 | 9 | 1992 | OP | 285 | 94 | 374592 | 390500 | 310 | 310 | 115 | 58 | 265 | 265 | M
2007 | 189 | 56 | 1 | 1 | 3 | 1969 | OP | 250 | 57 | 210000 | 83000 | 284 | 263 | 51 | 6 | 270 | 250 | E
2007 | 189 | 56 | 2 | 2 | 3 | 1979 | OP | 399 | 214 | 818000 | 323000 | 170 | 170 | 58 |  | 340 | 325 | E
2007 | 189 | 56 | 3 | 3 | 5 | 1980 | OP | 399 | 214 | 818000 | 323000 | 170 | 170 | 58 |  | 340 | 325 | E
2007 | 195 | 3 | 1-3 | 1-3 | 6 | 1976 | OP | 600 | 517 | 1830000 | 1450000 | 295 | 275 | 62 | 49 | 286 | 252 | E
2007 | 195 | 3 | 4 | 4 | 12 | 1969 | OP | 600 | 254 | 1410000 | 810000 | 280 | 260 | 92 | 53 | 301 | 257 | E
2007 | 195 | 3 | 5 | 5 | 10 | 1971 | OP | 600 | 491 | 2500000 | 1900000 | 295 | 275 | 85 | 65 | 328 | 302 | E
2007 | 195 | 3 | 6A | 6A | 5 | 2000 | OP | 122 | 217 | 94216 |  | 172 |  | 7.2 |  | 218 | 218 | E
2007 | 195 | 3 | 6B | 6B | 5 | 2000 | OP | 122 | 217 | 94216 |  | 172 |  | 7.2 |  | 218 | 218 | E
2007 | 195 | 3 | 7A | 7A | 5 | 2001 | OP | 122 | 217 | 94216 |  | 172 |  | 7.2 |  | 218 | 218 | E
2007 | 195 | 3 | 7B | 7B | 5 | 2001 | OP | 122 | 217 | 94216 |  | 172 |  | 7.2 |  | 218 | 218 | E
2007 | 195 | 7 | 1-2 | 1-2 | 5 | 1975 | OP | 300 | 177 | 600000 | 300000 | 315 | 295 | 57 | 28 | 363 | 358 | E
2007 | 195 | 8 | 5-7 | 5-7 | 6 | 1976 | OP | 350 | 452 | 1460000 | 850000 | 290 | 250 | 54 | 31 | 290 | 270 | E
2007 | 195 | 8 | 8-10 | 8-10 | 10 | 1972 | OP | 750 | 855 | 3790000 | 2730000 | 290 | 250 | 74 | 53 | 300 | 290 | E
2007 | 195 | 10 | 3 | 3 | 11 | 1976 | OP | 500 | 462 | 2060000 | 1200000 | 285 | 265 | 74 | 43 | 280 | 265 | E
2007 | 195 | 26 | 1-4 | 3-4 | 5 | 1960 | OP | 750 | 434 | 4340000 | 2540000 | 263 | 243 | 84 | 49 | 262 | 244 | E
2007 | 195 | 26 | 1-4 | 1-2 | 5 | 1960 | OP | 750 | 434 | 4340000 | 2540000 | 263 | 243 | 84 | 49 | 262 | 242 | E
2007 | 195 | 26 | 5 | 5 | 8 | 1974 | OP | 750 | 706 | 4340000 | 2140000 | 290 | 270 | 64 | 50 | 281 | 276 | E
2007 | 195 | 6002 | 1-2 | 1 | 10 | 1978 | OP | 700 | 491 | 2250000 | 1370000 | 270 | 250 | 76 | 46 | 290 | 270 | E
2007 | 195 | 6002 | 1-2 | 2 | 5 | 1985 | OP | 700 | 491 | 2250000 | 1370000 | 300 | 250 | 76 | 46 | 290 | 270 | E
2007 | 195 | 6002 | 3-4 | 4 | 3 | 1991 | OP | 700 | 491 | 2250000 | 1370000 | 270 | 250 | 76 | 46 | 305 | 181 | E
2007 | 195 | 6002 | 3-4 | 3 | 5 | 1989 | OP | 700 | 491 | 2250000 | 1370000 | 270 | 250 | 76 | 46 | 315 | 299 | E
2007 | 261 | 6705 | 1 | 1 | 4 | 1960 | OP | 400 | 184 | 774540 | 387270 | 305 | 315 | 70 | 35 | 300 | 300 | E
2007 | 261 | 6705 | 2 | 2 | 1 | 1964 | OP | 400 | 184 | 778160 | 389080 | 305 | 315 | 70 | 35 | 300 | 300 | E
2007 | 261 | 6705 | 3 | 3 | 10 | 1970 | OP | 500 | 165 | 1399748 | 699874 | 333 | 340 | 141 | 70 | 300 | 300 | E
2007 | 298 | 6558 | 3 | 3 | 6 | 1973 | OP | 93 | 38 | 11400 | 5800 | 317 | 228 | 4 | 2 | 300 | 298 | E
2007 | 298 | 6558 | 4 | 4 | 6 | 1974 | OP | 115 | 72 | 17674 | 8837 | 280 | 245 | 5 | 2 | 270 | 260 | E
2007 | 313 | 55139 | STK1 | STK1 | 8 | 2003 | OP | 175 | 269 | 1306964 | 852265 | 190 |  | 45.8 |  | 190 |  | E
2007 | 313 | 55139 | STK2 | STK2 | 8 | 2003 | OP | 175 | 269 | 1306964 | 852265 | 190 |  | 45.8 |  | 190 |  | E
2007 | 343 | 55502 | 1A | 1A | 6 | 2004 | OP | 160 | 30 | 1080000 | 1000000 | 190 | 175 | 62 | 57 | 195 | 225 | E
2007 | 343 | 55502 | 1B | 1B | 6 | 2004 | OP | 160 | 30 | 1080000 | 1000000 | 190 | 175 | 62 | 57 | 195 | 225 | E
2007 | 343 | 55502 | 2A | 2A | 6 | 2004 | OP | 160 | 30 | 1080000 | 1000000 | 190 | 175 | 62 | 57 | 195 | 225 | E
2007 | 343 | 55502 | 2B | 2B | 6 | 2004 | OP | 160 | 30 | 1080000 | 1000000 | 190 | 175 | 62 | 57 | 195 | 225 | E
2007 | 520 | 861 | 01 | 01 | 9 | 1972 | OP | 500 | 661 | 3639840 | 1978285 | 320 | 300 | 92 | 50 | 320 | 280 | E
2007 | 520 | 863 | 03 | 03 | 2 | 1953 | OP | 197 | 92 | 300000 | 159000 | 300 | 270 | 55 | 29 | 279 | 279 | E
2007 | 520 | 863 | 04 | 04 | 7 | 1954 | OP | 197 | 92 | 300000 | 159000 | 300 | 270 | 55 | 29 | 279 | 279 | E
2007 | 520 | 864 | 01 | 01 | 1 | 1980 | OP | 525 | 154 | 628549 | 326560 | 390 | 350 | 68 | 35 | 364 | 364 | E
2007 | 520 | 864 | 02 | 02 | 7 | 1960 | OP | 300 | 113 | 850000 | 462675 | 290 | 238 | 135 | 73 | 364 | 364 | E
2007 | 520 | 864 | 03 | 03 | 9 | 1975 | OP | 185 | 71 | 575100 | 299052 | 310 | 278 | 135 | 70 | 285 | 285 | E
2007 | 520 | 6017 | 1 | 1 | 11 | 1977 | OP | 530 | 346 | 2290000 | 1200000 | 325 | 320 | 110 | 57 | 323 | 323 | E
2007 | 520 | 6017 | 2 | 2 | 12 | 1982 | OP | 530 | 314 | 2471000 | 1294847 | 325 | 315 | 131 | 68 | 321 | 321 | E
2007 | 554 | 1122 | 7 | 7
2007 | 554 | 1122 | 8 | 8
2007 | 733 | 3775 | 1 | 1 | 6 | 1958 | OP | 450 | 191 | 1715884 | 857942 | 250 | 250 | 110 | 81 | 250 | 250 | E
2007 | 733 | 3775 | 1 | 2 | 6 | 1958 | OP | 450 | 191 | 1715884 | 857942 | 250 | 250 | 110 | 81 | 250 | 250 | E
2007 | 733 | 3775 | 2 | 3 | 9 | 1961 | OP | 450 | 123 | 914664 | 457300 | 250 | 250 | 86 | 63 |  | 250 | E
2007 | 733 | 3776 | 5 | 5 | 6 | 1944 | OP | 225 | 227 | 597188 | 298594 | 304 | 260 | 43 | 22 | 304 | 304 | E
2007 | 733 | 3776 | 6 | 6 | 5 | 1957 | OP | 435 | 104 | 820521 | 564522 | 238 | 216 | 132 | 91 | 238 | 238 | E
2007 | 733 | 3935 | 1 | 1 | 9 | 1971 | OP | 903 | 855 | 5500000 | 3200000 | 330 | 292 | 107 | 63 | 330 | 330 | E
2007 | 733 | 3935 | 2 | 2 | 10 | 1973 | OP | 903 | 719 | 4600000 | 2600000 | 310 | 271 | 107 | 64 | 310 | 310 | E
2007 | 733 | 3936 | 1 | 1 | 6 | 1969 | OP | 325 | 289 | 1466000 | 1100000 | 306 | 300 | 84 | 64 | 306 | 306 | E
2007 | 733 | 3936 | 1 | 2 | 6 | 1969 | OP | 325 | 289 | 1466000 | 1100000 | 306 | 300 | 84 | 64 | 306 | 306 | E
2007 | 733 | 3938 | 1 | 4 | 12 | 1962 | OP | 600 | 363 | 2400000 | 1200000 | 260 | 260 | 110 | 55 | 260 | 260 | E
2007 | 733 | 3938 | 1 | 2 | 12 | 1962 | OP | 600 | 363 | 2400000 | 1200000 | 260 | 260 | 110 | 55 | 260 | 260 | E
2007 | 733 | 3938 | 1 | 1 | 12 | 1962 | OP | 600 | 363 | 2400000 | 1200000 | 260 | 260 | 110 | 55 | 260 | 260 | E
2007 | 733 | 3938 | 1 | 3 | 12 | 1962 | OP | 600 | 363 | 2400000 | 1200000 | 260 | 260 | 110 | 55 | 260 | 260 | E
2007 | 733 | 3938 | 2 | 5 | 12 | 1960 | OP | 601 | 179 | 1750000 | 875000 | 240 | 240 | 163 | 81 | 240 | 240 | E
2007 | 733 | 6264 | 1 | 1 | 9 | 1980 | OP | 1103 | 719 | 4500000 | 2294000 | 330 | 275 | 105 | 51 | 330 | 330 | E
2007 | 733 | 55350 | AuxStk | AuxStk | 6 | 2013 | CO | 65 | 7 | 12202 | 5279 | 553 | 436 | 28.2 | 12.5
2007 | 733 | 55350 | Stk-1 | Stk-1 | 6 | 2013 | CO | 185 | 283 | 1330000 |  | 293 |  | 78.3 |  | 286 | 293 | E
2007 | 733 | 55350 | Stk-2 | Stk-2 | 6 | 2013 | CO | 185 | 283 | 1330000 |  | 293 |  | 78.3 |  | 286 | 293 | E
2007 | 770 | 2094 | 1 | 1 | 6 | 1969 | OP | 700 | 143 | 1045000 | 705897 | 300 | 275 | 122 | 82 | 315 | 285 | E
2007 | 770 | 2098 | 1 | 1 | 6 | 1961 | OP | 92 | 15 | 67700 | 28500 | 785 | 675 | 65 | 28 | 785 | 707 | E
2007 | 770 | 2098 | 2 | 2 | 6 | 1961 | OP | 92 | 15 | 67700 | 28500 | 785 | 675 | 65 | 28 | 785 | 707 | E
2007 | 770 | 2098 | 3 | 3 | 6 | 1938 | OP | 92 | 23 | 78500 | 29000 | 469 | 383 | 56 | 21 | 785 | 707 | E
2007 | 770 | 2098 | 4 | 4 | 7 | 1951 | OP | 150 | 28 | 114000 | 54000 | 327 | 294 | 67 | 32 | 327 | 295 | E
2007 | 770 | 2098 | 5 | 5 | 6 | 1957 | OP | 150 | 38 | 129400 | 75500 | 314 | 292 | 56 | 33 | 314 | 285 | E
2007 | 770 | 2098 | 6 | 6 | 5 | 1967 | OP | 225 | 79 | 323800 | 158900 | 338 | 290 | 69 | 34 | 338 | 305 | E
2007 | 770 | 2098 | 8 | 8 | 12 | 2006 | OP | 50 | 28 | 82733 | 23815 | 346 | 247 | 84 | 58 | 323 | 313 | E
2007 | 772 | 10860 | ST1 | FG3 | 6 | 2009 | CO | 413 | 113 | 495000 |  | 310 | 310 | 73 | 45 | 310 | 310 | E
2007 | 772 | 10860 | ST1 | FG1 | 9 | 2008 | CO | 413 | 113 | 495000 |  | 310 | 310 | 73 | 45 | 310 | 310 | E
2007 | 772 | 10860 | ST1 | FG2 | 12 | 2008 | CO | 413 | 113 | 495000 |  | 310 | 310 | 73 | 45 | 310 | 310 | E
2007 | 772 | 10864 | STACK1 | FLUE1 | 10 | 1988 | OP | 365 | 104 | 400000 | 200000 | 350 | 300 | 64 | 32 | 250 | 250 | E
2007 | 772 | 10864 | STACK1 | FLUE2 | 3 | 1989 | OP | 365 | 104 | 400000 | 200000 | 350 | 300 | 64 | 32 | 250 | 250 | E
2007 | 772 | 10864 | STACK2 | FLUE3 | 8 | 2001 | OP | 412 | 113 | 550000 | 275000 | 300 | 250 | 81 | 40 | 250 | 250 | E
2007 | 772 | 10865 | STACK | STK2 | 7 | 1987 | OP | 324 | 145 | 690000 | 475980 | 325 | 305 | 79 | 55 | 375 | 337 | E
2007 | 772 | 10865 | STACK | STK1 | 2 | 1987 | OP | 324 | 145 | 740000 | 491610 | 330 | 315 | 85 | 56 | 375 | 332 | E
2007 | 772 | 10865 | STACK | STK3 | 5 | 1997 | OP | 324 | 50 | 553800 | 386200 | 300 | 285 | 184 | 129 | 360 | 300 | E
2007 | 772 | 10865 | STACK | STK4 | 2 | 2001 | OP | 324 | 50 | 553800 | 386200 | 300 | 285 | 184 | 129 | 360 | 280 | E
2007 | 796 | 160 | 1 | 1 | 11 | 1964 | OP | 200 | 50 | 291000 | 168000 | 300 | 278 | 97 | 56 | 219 | 206 | E
2007 | 796 | 160 | 2 | 2A | 1 | 1979 | OP | 400 | 200 | 648000 | 540000 | 212 | 212 | 54 | 45 | 143 | 121 | E
2007 | 796 | 160 | 2 | 2B | 1 | 1979 | OP | 400 | 200 | 648000 | 540000 | 212 | 212 | 54 | 45 | 146 | 130 | E
2007 | 803 | 113 | 1 | 1 | 6 | 1962 | OP | 250 | 128 | 422000 |  | 157 |  | 55 |  | 155 | 155 | m
2007 | 803 | 113 | 2 | 2 | 6 | 1978 | OP | 550 | 169 | 1195404 |  | 159 |  | 118 |  | 171 | 171 | m
2007 | 803 | 113 | 2 | 3 | 5 | 1980 | OP | 550 | 241 | 1236000 |  | 300 |  | 85 |  | 320 | 320 | m
2007 | 803 | 113 | 4 | 4 | 6 | 1981 | OP | 550 | 289 | 1780000 |  | 235 |  | 103 |  | 236 | 236 | M
2007 | 803 | 116 | 1 | 1 | 6 | 1960 | OP | 178 | 79 | 216000 | 110000 | 270 | 240 | 46 | 25 | 274 | 274 | E
2007 | 803 | 116 | 2 | 2 | 6 | 1960 | OP | 178 | 79 | 216000 | 110000 | 270 | 240 | 46 | 25 | 274 | 274 | E
2007 | 803 | 116 | 3 | 3 | 3 | 1960 | OP | 178 | 79 | 216000 | 110000 | 270 | 240 | 46 | 25 | 274 | 274 | E
2007 | 803 | 116 | 4 | 4 | 3 | 1960 | OP | 178 | 79 | 216000 | 110000 | 270 | 240 | 46 | 25 | 274 | 274 | E
2007 | 803 | 117 | CC4 | CC4 | 6 | 2001 | OP | 120 | 154 | 413082 | 301550 | 215 | 190 | 43 | 31 | 215 | 215 | E
2007 | 803 | 117 | CT5A | CT5A | 6 | 2003 | OP | 175 | 258 | 734286 | 536029 | 204 | 190 | 46 | 34 | 204 | 204 | E
2007 | 803 | 117 | CT5B | CT5B | 6 | 2003 | OP | 175 | 258 | 734286 | 536029 | 204 | 190 | 46 | 34 | 204 | 204 | E
2007 | 803 | 118 | 1 | 1 | 7 | 1954 | OP | 160 | 314 | 542000 | 271000 | 337 | 337 | 58 | 58 | 337 | 337 | E
2007 | 803 | 118 | 1 | 2 | 6 | 1955 | OP | 160 | 314 | 542000 | 271000 | 337 | 337 | 58 | 58 | 337 | 337 | E
2007 | 803 | 2442 | 1A | 2A | 11 | 2002 | OP | 250 | 177 | 724396 | 594505 | 126 | 120 | 68 | 56 | 126 | 119 | E
2007 | 803 | 2442 | 1A | 1A | 11 | 2002 | OP | 250 | 177 | 701053 | 540556 | 122 | 117 | 66 | 51 | 130 | 121 | E
2007 | 803 | 2442 | 3 | 3 | 8 | 1964 | OP | 250 | 176 | 850000 |  | 130 | 130 | 97 |  | 126 | 119 | E
2007 | 803 | 2442 | 4 | 4 | 1 | 1985 | OP | 380 | 638 | 3430000 |  | 145 | 135 | 80 | 50 | 129 | 128 | E
2007 | 803 | 2442 | 4 | 5 | 1 | 1985 | OP | 380 | 638 | 3430000 |  | 145 | 135 | 80 | 50 | 128 | 128 | E
2007 | 803 | 55455 | CC1A | CC1A | 7 | 2002 | OP | 175 | 254 | 1030000 | 771000 | 180 | 170 | 67.6 | 50.6 | 180 | 170 | E
2007 | 803 | 55455 | CC1B | CC1B | 7 | 2002 | OP | 175 | 254 | 1030000 | 771000 | 180 | 170 | 67.6 | 50.6 | 180 | 170 | E
2007 | 803 | 55455 | CC2A | CC2A | 7 | 2002 | OP | 175 | 254 | 1030000 | 771000 | 180 | 170 | 67.6 | 50.6 | 180 | 170 | E
2007 | 803 | 55455 | CC2B | CC2B | 7 | 2002 | OP | 175 | 254 | 1030000 | 771000 | 180 | 170 | 67.6 | 50.6 | 180 | 170 | E
2007 | 807 | 202 | 01 | 01 | 7 | 1966 | OP | 167 | 79 | 220000 | 110000 | 265 | 210 | 47 | 23 | 265 | 210 | E
2007 | 807 | 203 | 01 | 01 | 5 | 1972 | OP | 160 | 92 | 261400 | 156000 | 261 | 220 | 60 | 30 | 261 | 220 | E
2007 | 807 | 55221 | STACK1 | STACK1 | 6 | 2002 | OS | 130 | 71 | 307657 | 307657 | 285 | 275 | 72.3 | 72.3
2007 | 807 | 55221 | STACK2 | STACK2 | 6 | 2002 | OS | 130 | 71 | 307657 | 307657 | 285 | 275 | 72.3 | 72.3
2007 | 807 | 55221 | STACK3 | STACK3 | 6 | 2002 | OS | 130 | 71 | 307657 | 307657 | 285 | 275 | 72.3 | 72.3
2007 | 807 | 55221 | STACK4 | STACK4 | 6 | 2002 | OS | 130 | 71 | 307657 | 307657 | 285 | 275 | 72.3 | 72.3
2007 | 807 | 55221 | STACK5 | STACK5 | 6 | 2002 | OS | 130 | 71 | 307657 | 307657 | 285 | 275 | 72.3 | 72.3
2007 | 807 | 55221 | STACK6 | STACK6 | 6 | 2002 | OS | 130 | 71 | 307657 | 307657 | 285 | 275 | 72.3 | 72.3
2007 | 807 | 55221 | STACK7 | STACK7 | 6 | 2002 | OS | 130 | 189 | 721578 | 721578 | 285 | 275 | 63.7 | 63.7
2007 | 814 | 167 | 2 | 2 | 6 | 1954 | SB | 147 | 85 | 219510 | 105570 | 350 | 290 | 42 | 20 | 403 |  | E
2007 | 814 | 167 | 3 | 3 | 6 | 1954 | SB | 147 | 85 | 219510 | 105570 | 350 | 290 | 43 | 21 | 403 |  | E
2007 | 814 | 168 | 1 | 1 | 5 | 1951 | SB | 120 | 50 | 151980 | 87420 | 352 | 265 | 50 | 28 | 295 | 255 | E
2007 | 814 | 168 | 2 | 2 | 5 | 1951 | SB | 120 | 50 | 151980 | 87420 | 352 | 265 | 50 | 28 | 295 | 255 | E
2007 | 814 | 168 | 3 | 3 | 5 | 1951 | SB | 120 | 50 | 151980 | 87420 | 352 | 265 | 50 | 28 | 295 | 255 | E
2007 | 814 | 168 | 4 | 4 | 5 | 1951 | SB | 120 | 50 | 151980 | 87420 | 352 | 265 | 50 | 28 | 295 | 255 | E
2007 | 814 | 169 | 1 | 1 | 12 | 1943 | SB | 150 | 79 | 150400 | 65000 | 372 | 318 | 32 | 14 | 76 | 63 | E
2007 | 814 | 169 | 2 | 2 | 8 | 1954 | OP | 147 | 85 | 219510 | 105570 | 350 | 290 | 43 | 21 | 76 | 63 | E
2007 | 814 | 169 | 3 | 3 | 8 | 1954 | OP | 147 | 85 | 219510 | 105570 | 350 | 290 | 43 | 21 | 403 |  | E
2007 | 814 | 170 | 1 | 1 | 6 | 1950 | SB | 175 | 123 | 338000 | 170000 | 270 | 325 | 45 | 22 | 220 |  | E
2007 | 814 | 170 | 2 | 2 | 6 | 1953 | OP | 175 | 148 | 352000 | 176000 | 325 | 284 | 40 | 20 | 220 |  | E
2007 | 814 | 170 | 3 | 3 | 6 | 1970 | OP | 195 | 227 | 1374000 | 635800 | 254 | 185 | 101 | 47 | 250 |  | E
2007 | 814 | 173 | 1 | 1 | 6 | 1961 | SB | 450 | 177 | 920000 | 508000 | 324 | 300 | 87 | 48 | 295 | 255 | E
2007 | 814 | 173 | 2 | 2 | 3 | 1968 | SB | 236 | 113 | 630000 | 310500 | 242 | 180 | 94 | 47 | 270 | 255 | E
2007 | 814 | 173 | 3 | 3 | 3 | 1968 | SB | 236 | 113 | 630000 | 310500 | 242 | 180 | 94 | 46 | 950 | 930 | E
2007 | 814 | 6009 | 1 | 1 | 8 | 1980 | OP | 1000 | 123 | 2872984 | 1542339 | 262 | 236 | 90 | 45 | 287 | 257 | M
2007 | 814 | 6009 | 1 | 2 | 7 | 1981 | OP | 1000 | 123 | 2872984 | 1542339 | 262 | 236 | 90 | 45 | 287 | 257 | M
2007 | 814 | 6641 | 1 | 1 | 1 | 1983 | OP | 1000 | 552 | 3520000 | 1760000 | 321 | 250 | 114 | 57 | 350 | 300 | M
2007 | 814 | 6641 | 1 | 2 | 1 | 1985 | OP | 1000 | 552 | 3520000 | 1760000 | 321 | 250 | 114 | 57 | 350 | 300 | M
2007 | 924 | 2167 | 2 | 1 | 2 | 1977 | OP | 800 | 314 | 2200000 | 1290000 | 325 | 300 | 117 | 68 | 323 | 304 | E
2007 | 924 | 2167 | 2 | 2 | 2 | 1977 | OP | 800 | 314 | 2200000 | 1290000 | 325 | 300 | 117 | 68 | 351 | 307 | E
2007 | 924 | 2168 | E1 | E1 | 12 | 1966 | OP | 411 | 201 | 675000 | 340000 | 340 | 300 | 60 | 30 | 310 | 310 | E
2007 | 924 | 2168 | E2 | E2 | 3 | 1969 | OP | 400 | 201 | 775000 | 425000 | 340 | 300 | 60 | 30 | 350 | 328 | E
2007 | 924 | 2168 | E3 | E3 | 7 | 1982 | OP | 620 | 661 | 2800000 | 1400000 | 290 | 290 | 50 | 30 | 316 | 285 | E
2007 | 924 | 7757 | 3 | 3 | 2 | 2011 | PL | [8 empty] | 212 | 212 | E
2007 | 924 | 7757 | 4 | 4 | 6 | 2011 | PL | [8 empty] | 212 | 212 | E
2007 | 924 | 55340 | 1 | 1 | 8 | 2008 | CO | 165 | 254 | 17800 | 11430 | 224 | 255 | 70 | 45 | 205 | 205 | E
2007 | 924 | 55340 | 2 | 2 | 8 | 2008 | CO | 165 | 254 | 17800 | 11430 | 224 | 255 | 70 | 45 | 205 | 205 | E
2007 | 1015 | 3548 | 1 | 1 | 7 | 1971 | OP | 178 | 177 | 775260 | 392940 | 229 | 182 | 73 | 37 | 229 | 229 | E
2007 | 1015 | 3548 | 2 | 2 | 1 | 1978 | OP | 243 | 284 | 1141680 | 579360 | 238 | 233 | 67 | 34 | 238 | 238 | E
2007 | 1015 | 3549 | 1 | 1 | 11 | 1960 | RE | 155 | 113 | 219500 | 146166 | 252 | 213 | 32 | 22
2007 | 1015 | 3549 | 2 | 2 | 6 | 1964 | RE | 155 | 113 | 219500 | 146166 | 247 | 213 | 32 | 22
2007 | 1015 | 3549 | 3 | 3 | 7 | 1967 | RE | 166 | 177 | 543817 | 292583 | 224 | 192 | 51 | 28
2007 | 1015 | 3549 | 4 | 4 | 7 | 1974 | RE | 166 | 113 | 501583 | 253833 | 233 | 202 | 74 | 37
2007 | 1015 | 7900 | 5A | 5A | 3 | 2004 | OP | 127 | 284 | 971369 | 485684 | 180 | 202 | 57.1 | 29 | 180 | 180 | E
2007 | 1307 | 2817 | 1 | 1 | 1 | 1966 | OP | 350 | 240 | 897600 | 445600 | 385 | 345 | 62 | 30 | 346 | 340 | M
2007 | 1307 | 2817 | 2 | 2 | 12 | 1975 | OP | 500 | 380 | 1977000 | 1186000 | 370 | 350 | 86 | 52 | 374 | 346 | M
2007 | 1307 | 6204 | 1 | 1 | 7 | 1980 | OP | 604 | 642 | 1930000 | 1800000 | 135 | 135 | 50 | 47 | 161 | 154 | M
2007 | 1307 | 6204 | 2 | 2 | 7 | 1981 | OP | 604 | 642 | 1930000 | 1800000 | 135 | 135 | 50 | 47 | 159 | 151 | M
2007 | 1307 | 6204 | 3 | 3 | 11 | 1982 | OP | 604 | 642 | 2500000 | 2331606 | 180 | 180 | 65 | 60 | 177 | 177 | M
2007 | 1307 | 6469 | S1 | S1 | 6 | 1983 | OP | 600 | 416 | 1670000 | 870000 | 185 | 185 | 67 | 35 | 170 | 170 | M
2007 | 1307 | 6469 | S2 | S2 | 6 | 1986 | OP | 600 | 416 | 1580000 | 830000 | 145 | 145 | 63 | 33 | 170 | 170 | M
2007 | 1307 | 56609 | STACK | FLUE
2007 | 1684 | 56049 | HRSG1 | HRSG1 |  |  | CN
2007 | 1684 | 56049 | HRSG2 | HRSG2 |  |  | CN
2007 | 1735 | 54304 | 1HJ | 1HJ | 12 | 1996 | OP | 402 | 195 | 687237 | 343619 | 150 | 150 | 60 | 33 | 185 | 181 | E
2007 | 2171 | 55357 | HRSG1 | HRSG1 | 5 | 2003 | OP | 125 | 257 | 1077500 | 626220 | 193 | 172 | 70 | 41 | 191 | 192 | m
2007 | 2171 | 55357 | HRSG2 | HRSG2 | 5 | 2003 | OP | 125 | 257 | 1077500 | 626220 | 193 | 172 | 70 | 41 | 191 | 192 | m
2007 | 2172 | 3628 | 1 | 1 | 10 | 1968 | OP | 66 | 74 | 235500 | 124350 | 232 | 204 | 51 | 27 | 240 | 240 | M
2007 | 2172 | 3628 | 2 | 2 | 3 | 1972 | OP | 146 | 87 | 286650 | 162484 | 282 | 200 | 55 | 31 | 290 | 290 | M
2007 | 2172 | 3628 | 3 | 3 | 8 | 1975 | OP | 154 | 153 | 472292 | 246107 | 257 | 102 | 62 | 32 | 280 | 270 | M
2007 | 2172 | 54817 | 1SGA | 1SGA | 1 | 1997 | OP | 132 | 254 | 686632 |  | 163 |  | 45 |  | 187 | 187 | M
2007 | 2172 | 55230 | HRSG-1 | HRSG-1 | 2 | 2006 | OP | 165 | 254 | 1300500 | 1071000 | 215 | 200 | 85 | 70 | 215 | 230 | E
2007 | 2172 | 55230 | HRSG-2 | HRSG-2 | 2 | 2006 | OP | 165 | 254 | 1300500 | 1071000 | 215 | 200 | 85 | 70 | 215 | 230 | E
2007 | 2442 | 3561 | 3 | 3 | 6 | 1955 | SB | 51 | 16 | 37116 | 16773 | 350 | 290 | 39 | 18 | 400 | 400 | E
2007 | 2442 | 3561 | 4 | 4 | 6 | 1958 | OP | 66 | 24 | 61026 | 40570 | 325 | 279 | 42 | 28 | 320 | 320 | E
2007 | 2442 | 3561 | 5 | 5 | 6 | 1966 | OP | 71 | 38 | 57620 | 34567 | 338 | 260 | 25 | 15 | 330 | 330 | E
2007 | 2442 | 3561 | 6 | 6 | 6 | 1969 | OP | 72 | 57 | 155833 | 85992 | 256 | 219 | 45 | 25 | 295 | 295 | E
2007 | 2442 | 6243 | 1 | 1 | 4 | 1978 | OP | 197 | 64 | 216000 | 118100 | 265 | 228 | 56 | 31 | 250 | 240 | E
2007 | 2507 | 6013 | 01 | 01 | 11 | 1959 | OP | 109 | 49 | 159000 | 92300 | 329 | 270 | 54 | 32 | 678 | 301 | E
2007 | 2507 | 6013 | 02 | 02 | 2 | 1965 | OP | 109 | 49 | 184400 | 158400 | 240 | 200 | 63 | 54 | 534 | 324 | E
2007 | 2507 | 56046 | 1 | 1 | 9 | 2005 | OP | 150 | 284 | 950200 | 641800 | 165 | 170 | 56 | 38 | 165 | 175 | E
2007 | 2799 | 55393 | 1 | 1 | 5 | 2005 | OP | 150 | 255 |  |  | 180 | 180 | 78.6 | 78.6 | 204 | 195 | E
2007 | 2799 | 55393 | 2 | 2 | 5 | 2005 | OP | 150 | 255 |  |  | 180 | 180 | 85.1 | 85.1 | 204 | 195 | E
2007 | 2799 | 55642 | Stack1 | Stack1 |  |  | CN
2007 | 2799 | 55642 | Stack2 | Stack2 |  |  | CN
2007 | 2799 | 55642 | Stack3 | Stack3 |  |  | CN
2007 | 2838 | 55327 | STK2 | STK2 | 6 | 2002 | OP | 125 | 284 | 1022400 |  | 185 | 180 | 60 |  | 215 | 205 | E
2007 | 2838 | 55327 | STK3 | STK3 | 6 | 2002 | OP | 125 | 284 | 1022400 |  | 185 | 180 | 60 |  | 215 | 205 | E
2007 | 2838 | 55327 | STK4 | STK4 | 6 | 2002 | OP | 125 | 284 | 1022400 |  | 185 | 180 | 60 |  | 215 | 205 | E
2007 | 2843 | 55217 | STK1 | STK1 | 8 | 2001 | OP | 150 | 299 |  |  | 217 |  |  |  | 216 | 216 | E
2007 | 2843 | 55217 | STK2 | STK2 | 8 | 2001 | OP | 150 | 299 |  |  | 217 |  |  |  | 220 | 216 | E
2007 | 2877 | 55123 | STACK1 | STACK1 | 2 | 2002 | OP | 170 | 330 |  |  | 190 | 183 |  |  | 189 | 185 | M
2007 | 2877 | 55123 | STACK2 | STACK2 | 2 | 2002 | OP | 170 | 330 |  |  | 190 | 183 |  |  | 189 | 185 | M
2007 | 2879 | 55411 | STK1 | STK1 |  |  | CN | 135 | 282 |  |  | 176
2007 | 2879 | 55411 | STK2 | STK2 |  |  | CN | 135 | 282 |  |  | 176
2007 | 2897 | 55225 | STACK1 | STACK1 | 7 | 2002 | OP | 142 | 314 | 735975 |  | 167 |  | 39 |  | 195 | 165 | E
2007 | 2897 | 55225 | STACK2 | STACK2 | 7 | 2002 | OP | 142 | 314 | 735975 |  | 167 |  | 39 |  | 184 | 181 | E
2007 | 2897 | 55225 | STACK3 | STACK3 | 6 | 2003 | OP | 142 | 314 | 735975 |  | 167 |  | 39 |  | 184 | 181 | E
2007 | 2897 | 55225 | STACK4 | STACK4 | 6 | 2003 | OP | 142 | 314 | 735975 |  | 167 |  | 39 |  | 184 | 181 | E
2007 | 2929 | 55292 | STACK1 | STACK1 | 6 | 2002 | OP | 150 | 283 | 748828 |  | 190 |  | 57 |  | 190 | 185 | E
2007 | 2929 | 55292 | STACK2 | STACK2 | 6 | 2002 | OP | 150 | 283 | 748828 |  | 190 |  | 57 |  | 190 | 185 | E
2007 | 2929 | 55292 | STACK3 | STACK3 | 6 | 2003 | OP | 150 | 283 | [6 empty] | 190 | 185 | E
2007 | 2963 | 55701 | S001 | S001 | 3 | 2010 | CO | 164 | 269 |  |  | 154
2007 | 2963 | 55701 | S002 | S002 | 3 | 2010 | CO | 164 | 269 |  |  | 154
2007 | 3006 | 2828 | 1 | 1 | 9 | 1966 | RE | 1000 | 380 | 1990000 | 1117000 | 345 | 345 | 83 | 28.1
2007 | 3006 | 2828 | 1A | 1A | 3 | 2008 | OP | 1000 | 663 | 1990000 | 1117000 | 130 | 120 | 50 | 28.1 | 130 | 130 | E
2007 | 3006 | 2828 | 2 | 2 | 5 | 1967 | RE | 1000 | 380 | 1990000 | 1117000 | 345 | 345 | 83 | 28.1
2007 | 3006 | 2828 | 2A | 2A | 12 | 2007 | OP | 1000 | 663 | 1990000 | 1117000 | 130 | 120 | 50 | 28.1 | 130 | 130 | E
2007 | 3006 | 2828 | 3 | 3 | 5 | 1977 | OP | 900 | 452 | 2170000 | 1085000 | 315 | 315 | 80 | 40 | 315 | 315 | E
2007 | 3046 | 2706 | 0 | 1B | 11 | 2005 | OP | 328 | 214 | 583854 |  | 127 |  | 45.5 |  |  | 123 | E
2007 | 3046 | 2706 | 2B | 2B | 10 | 2000 | OP | 392 | 92 | 693000 | 381000 | 280 | 240 | 126 | 69 | 281 | 249 | E
2007 | 3046 | 2708 | 3 | 5 | 12 | 1956 | OP | 201 | 113 | 513640 | 283000 | 280 | 241 | 76 | 42 | 260 | 252 | E
2007 | 3046 | 2708 | 4 | 6 | 7 | 1958 | OP | 201 | 177 | 610000 | 330000 | 234 | 201 | 57 | 31 | 250 | 250 | E
2007 | 3046 | 2709 | 1-2 | 1 | 12 | 1993 | OP | 300 | 143 | 543151 | 298733 | 250 | 218 | 45 | 25 | 273 | 170 | E
2007 | 3046 | 2709 | 1-2 | 2 | 12 | 1993 | OP | 300 | 143 | 543151 | 298733 | 250 | 218 | 45 | 25 | 290 | 200 | E
2007 | 3046 | 2709 | 3 | 1 | 12 | 1998 | OP | 300 | 143 | 778463 | 372105 | 255 | 191 | 91 | 43 | 273 | 224 | E
2007 | 3046 | 2712 | 1 | 1 | 5 | 1966 | OP | 400 | 126 | 1030000 | 580000 | 245 | 215 | 136 | 77 | 280 | 211 | E
2007 | 3046 | 2712 | 2 | 2 | 5 | 1968 | OP | 400 | 283 | 1760000 | 991000 | 247 | 218 | 103 | 58 | 308 | 259 | E
2007 | 3046 | 2712 | 3 | 3 | 7 | 1973 | OP | 800 | 452 | 2176000 | 1185000 | 253 | 210 | 80 | 44 | 295 | 249 | E
2007 | 3046 | 2712 | 4 | 4 | 9 | 1980 | OP | 800 | 452 | 2176000 | 1185000 | 268 | 216 | 80 | 44 | 312 | 253 | E
2007 | 3046 | 2713 | 1 | 1 | 7 | 1973 | OP | 550 | 254 | 1051560 | 255000 | 300 | 253 | 69 | 34 | 294 | 269 | E
2007 | 3046 | 2713 | 1 | 2 | 7 | 1973 | OP | 550 | 254 | 1051560 | 255000 | 300 | 253 | 69 | 34 | 310 | 293 | E
2007 | 3046 | 2713 | 2 | 3 | 6 | 1972 | OP | 552 | 214 | 1296840 | 460000 | 298 | 247 | 101 | 50 | 294 | 261 | E
2007 | 3046 | 2716 | 1 | 2 | 9 | 1949 | OP | 200 | 123 | 379200 | 189600 | 294 | 258 | 51 | 26 | 319 | 311 | E
2007 | 3046 | 2716 | 1 | 1 | 9 | 1949 | OP | 200 | 123 | 379200 | 189600 | 294 | 258 | 51 | 26 | 329 | 326 | E
2007 | 3046 | 2716 | 3 | 3 | 8 | 1952 | OP | 200 | 201 | 244600 | 122300 | 278 | 253 | 20 | 10 | 288 | 282 | E
2007 | 3046 | 3251 | 1 | 1 | 5 | 1960 | OP | 250 | 177 | 528000 | 290400 | 230 | 200 | 50 | 27 | 265 | 240 | E
2007 | 3046 | 6250 | 1 | 1 | 3 | 1983 | OP | 800 | 452 | 2520900 | 1657500 | 240 | 205 | 93 | 61 | 277 | 262 | E
2007 | 3131 | 55404 | STACK1 | STACK1 | 6 | 2003 | OP | 200 | 291 |  |  | 211 |  |  |  | 211 | 190 | E
2007 | 3131 | 55404 | STACK2 | STACK2 | 6 | 2003 | OP | 200 | 291 |  |  | 211 |  |  |  | 211 | 190 | E
2007 | 3265 | 51 | 1 | 1 | 4 | 1986 | OP | 525 | 491 | 2860000 |  | 170 |  | 85 |  | 165 | 160 | M
2007 | 3265 | 1400 | 1 | 1 | 7 | 1953 | OP | 77 | 26 | 79000 | 37100 | 350 | 300 | 51 | 24 | 200 | 175 | E
2007 | 3265 | 1400 | 2 | 2 | 5 | 1956 | OP | 105 | 33 | 135200 | 73400 | 256 | 211 | 68 | 37 | 195 | 175 | E
2007 | 3265 | 1400 | 3 | 3 | 3 | 1971 | OP | 164 | 241 | 939500 | 584770 | 263 | 215 | 65 | 41 | 292 | 202 | E
2007 | 3265 | 6190 | 1 | 1 | 6 | 1975 | OP | 196 | 225 | 1129800 | 497000 | 276 | 217 | 86 | 36 | 176 | 187 | E
2007 | 3265 | 6190 | 2 | 2 | 10 | 1982 | OP | 265 | 254 | 1920300 | 677000 | 350 | 250 | 94 | 44 | 360 | 330 | M
2007 | 3303 | 10333 | E42 | E42 | 6 | 1988 | OP | 320 | 273 | 922000 |  | 450 |  | 56 |  | 335 | 335 | E
2007 | 3370 | 55299 | STK1 | STK1 | 6 | 2001 | OP | 190 | 1256 |  |  | 170 |  |  |  | 215 | 205 | E
2007 | 3370 | 55299 | STK2 | STK2 | 4 | 2002 | OP | 190 | 1256 |  |  | 170 |  |  |  | 215 | 205 | E
2007 | 3542 | 2830 | 1 | 1 | 6 | 1952 | OP | 300 | 113 | 365800 | 212164 | 308 | 284 | 54 | 31 | 308 | 308 | E
2007 | 3542 | 2830 | 2 | 2 | 10 | 1953 | OP | 300 | 113 | 365800 | 212164 | 308 | 284 | 54 | 31 | 308 | 308 | E
2007 | 3542 | 2830 | 3 | 3 | 11 | 1954 | OP | 375 | 113 | 464000 | 269120 | 309 | 285 | 68 | 39 | 309 | 309 | E
2007 | 3542 | 2830 | 4 | 4 | 7 | 1958 | OP | 375 | 113 | 588000 | 341040 | 280 | 256 | 87 | 50 | 280 | 280 | E
2007 | 3542 | 2830 | 5 | 5 | 12 | 1962 | OP | 452 | 283 | 2227300 | 1291834 | 300 | 276 | 131 | 76 | 300 | 300 | E
2007 | 3542 | 2832 | 5-6 | 5-6 | 9 | 1994 | OP | 282 | 144 | 630990 | 340104 | 321 | 288 | 101 | 51 | 321 | 321 | E
2007 | 3542 | 2832 | 7 | 7 | 5 | 1975 | RE | 800 | 299 | 2050000 | 1190000 | 300 | 276 | 114 | 66
2007 | 3542 | 2832 | 7A | 7A | 12 | 2007 | OP | 800 | 434 | 1829057 |  | 129 |  | 170
2007 | 3542 | 2832 | 8 | 8 | 2 | 1978 | RE | 800 | 299 | 2050000 | 1190000 | 300 | 276 | 114 | 66
2007 | 3542 | 2832 | 8A | 8A | 4 | 2007 | OP | 800 | 434 | 1848622 |  | 131 |  | 71
2007 | 3542 | 6019 | 1 | 1 | 3 | 1991 | OP | 573 | 1257 | 3940000 | 1970000 | 147 | 129 | 52 | 26 | 147 | 147 | E
2007 | 3542 | 55397 | Stack1 | Stack1 | 6 | 2002 | OP | 160 | 522 | 1187578 |  | 247 | 228
2007 | 3542 | 55397 | Stack2 | Stack2 | 6 | 2002 | OP | 160 | 522 | 1187578 |  | 247 | 228
2007 | 3542 | 55516 | Stack1 | Stack1 | 5 | 2003 | OP | 225 | 522 | 1236434 |  | 183 | 183 |  |  | 292 | 283 | E
2007 | 3542 | 55516 | Stack2 | Stack2 | 5 | 2003 | OP | 225 | 522 | 1236434 |  | 183 | 183 |  |  | 285 | 274 | E
2007 | 3542 | 55736 | 1STK1 | 1STK1 | 6 | 2003 | OP | 150 | 254 | 1187578 | 1022431 | 231 | 219 |  |  | 231 | 228 | E
2007 | 3542 | 55736 | 1STK2 | 1STK2 | 6 | 2003 | OP | 150 | 254 | 1187578 | 1022431 | 231 | 219 |  |  | 231 | 228 | E
2007 | 3542 | 55736 | 2STK1 | 2STK1 | 7 | 2003 | OP | 150 | 254 | 1187578 | 1022431 | 231 | 219 |  |  | 231 | 228 | E
2007 | 3542 | 55736 | 2STK2 | 2STK2 | 7 | 2003 | OP | 150 | 254 | 1187578 | 1022431 | 231 | 219 |  |  | 231 | 228 | E
2007 | 3549 | 55694 | AA001 | AA001 | 6 | 2006 | OP | 160 | 346 | 577864 | 288932 | 200 | 200 |  |  | 200 | 200 | M
2007 | 3549 | 55694 | AA002 | AA002 | 11 | 2006 | OP | 160 | 346 | 577864 | 288932 | 200 | 200 |  |  | 200 | 200 | M
2007 | 3593 | 55076 | C1 | FG01 | 3 | 2002 | OP | 350 | 240 | 660000 |  | 310 |  | 73 |  | 274 | 268 | E
2007 | 3593 | 55076 | C1 | FG02 | 3 | 2002 | OP | 350 | 240 | 660000 |  | 310 |  | 73 |  | 274 | 268 | E
2007 | 3737 | 1396 | 6-1 | 6-1 | 6 | 2000 | OP | 153 | 243 | 765000 | 554000 | 195 | 182 | 52 | 38 | 250 | 245 | e
2007 | 3737 | 1396 | 7-1 | 7-1 | 6 | 2000 | OP | 153 | 243 | 765000 | 554000 | 220 | 214 | 52 | 38 | 257 | 255 | E
2007 | 3737 | 1396 | 7-2 | 7-2 | 6 | 2000 | OP | 153 | 243 | 765000 | 554000 | 220 | 214 | 52 | 38 | 265 | 250 | e
2007 | 3762 | 2908 | 1 | 1 | 1 | 1953 | RE | 30 | 5 | 2000 | 1000 | 115 | 90 | 2 | 0 | 0 | 0 | E
2007 | 3807 | 10849 | STK1 | STK1 | 10 | 1955 | OP | 216 | 44 | 230000 |  | 300 |  | 87 |  | 280 | 280 | E
2007 | 3807 | 10849 | STK2 | STK2 | 1 | 1963 | OP | 216 | 82 | 300000 |  | 300 |  | 61 |  | 280 | 280 | E
2007 | 3890 | 50006 | STACK1 | STACK1 | 4 | 1992 | OP | 190 | 177 | 812708 | 690860 | 266 | 312 | 76.7 | 65.2 | 266 | 220 | M
2007 | 3890 | 50006 | STACK2 | STACK2 | 4 | 1992 | OP | 190 | 177 | 857050 | 676788 | 258 | 321 | 80.8 | 63.8 | 258 | 220 | M
2007 | 3890 | 50006 | STACK3 | STACK3 | 4 | 1992 | OP | 190 | 177 | 839447 | 680417 | 272 | 322 | 79.2 | 64.2 | 272 | 220 | M
2007 | 3890 | 50006 | STACK4 | STACK4 | 4 | 1992 | OP | 190 | 177 | 823733 | 682125 | 268 | 313 | 77.7 | 64.3 | 268 | 220 | M
2007 | 3890 | 50006 | STACK5 | STACK5 | 4 | 1992 | OP | 190 | 177 | 827286 | 684456 | 267 | 323 | 78 | 64.6 | 267 | 220 | M
2007 | 3901 | 10071 | UNIT1 | UNIT1 | 6 | 1988 | OP | 198 | 59 | 233000 |  |  |  | 53 |  | 280 | 280 | E
2007 | 3901 | 10071 | UNIT2 | UNIT2 | 6 | 1988 | OP | 198 | 59 | 246000 |  |  |  | 55 |  | 280 | 280 | E
2007 | 3989 | 492 | 5 | 5 | 6 | 1962 | OP | 200 | 88 | 290294 | 175879 | 320 | 279 | 53 | 32 | 319 | 304 | M
2007 | 3989 | 492 | 6 | 6 | 6 | 1968 | OP | 200 | 124 | 408211 | 220259 | 320 | 300 | 55 | 30 | 297 | 277 | M
2007 | 3989 | 492 | 7 | 7 | 6 | 1974 | OP | 250 | 177 | 637658 | 408647 | 310 | 274 | 60 | 39 | 279 | 252 | M
2007 | 3989 | 8219 | 1 | 1 | 4 | 1980 | OP | 460 | 241 | 849700 | 385000 | 270 | 250 | 64 | 27 | 303 | 284 | M
2007 | 3989 | 55283 | 1 | 1 | 4 | 2003 | OP | 150 | 254 | 1126386 | 680102 | 220 | 220 | 63.5 | 44.5 | 220 | 220 | E
2007 | 3989 | 55283 | 2 | 2 | 4 | 2003 | OP | 150 | 224 | 1126386 | 680102 | 220 | 220 | 63.5 | 44.5 | 220 | 220 | E
2007 | 4028 | 55386 | STK1 | STK1 | 3 | 2004 | OP | 200 | 227 | 905074 | 900262 | 170 | 170 | 66.5 | 66.1 | 166 | 141 | M
2007 | 4028 | 55386 | STK2 | STK2 | 3 | 2004 | OP | 200 | 227 | 905074 | 900262 | 170 | 170 | 67 | 66 | 174 | 151 | M
2007 | 4062 | 2840 | 1 | 1 | 2 | 1957 | RE | 450 | 154 | 854000 | 428000 | 300 | 290 | 92 | 46
2007 | 4062 | 2840 | 2 | 2 | 10 | 1962 | OP | 450 | 240 | 490000 | 306000 | 290 | 275 | 40 | 22 | 290 | 290 | E
2007 | 4062 | 2840 | 3 | 3 | 6 | 1973 | OP | 800 | 531 | 2648427 | 1342213 | 290 | 219 | 83 | 42 | 290 | 290 | E
2007 | 4062 | 2840 | 4 | 4 | 11 | 1976 | OP | 800 | 531 | 2500000 | 1250000 | 125 | 125 | 79 | 39 | 125 | 125 | E
2007 | 4062 | 2843 | 9 | 9 | 11 | 1955 | OP | 288 | 152 | 390000 | 214000 | 283 | 228 | 49 | 27 | 283 | 283 | E
2007 | 4062 | 55503 | 1 | 1 | 8 | 2003 | OP | 175 | 284 | 949380 |  | 188 | 162 | 55 | 34.7 | 188 | 185 | E
2007 | 4062 | 55503 | 2 | 2 | 8 | 2003 | OP | 175 | 284 | 949380 |  | 188 | 162 | 55 | 34.7 | 188 | 185 | E
2007 | 4062 | 55503 | 3 | 3 | 8 | 2003 | OP | 175 | 284 | 949380 |  | 188 | 162 | 55 | 34.7 | 188 | 185 | E
2007 | 4158 | 2384 | 1 | 1 | 12 | 1958 | OP | 175 | 113 | 248000 | 135000 | 273 | 237 | 37 | 20 | 270 | 250 | E
2007 | 4158 | 2384 | 4 | 4 | 5 | 1930 | RE | 175 | 113 | 225000 | 115000 | 325 | 258 | 33 | 17
2007 | 4158 | 2384 | 8 | 8 | 12 | 1954 | OP | 223 | 89 | 218000 | 112000 | 290 | 255 | 41 | 21 | 290 | 275 | E
2007 | 4161 | 602 | 1 | 1 | 5 | 1984 | OP | 695 | 380 | 1771000 | 1028000 | 268 | 231 | 78 | 45 | 329 | 248 | E
2007 | 4161 | 602 | 2 | 2 | 5 | 1991 | OP | 695 | 380 | 1771000 | 1028000 | 268 | 231 | 78 | 45 |  | 302 | E
2007 | 4161 | 1552 | 1 | 1 | 7 | 1961 | OP | 253 | 94 | 550000 | 343000 | 310 | 310 | 98 | 61 | 275 | 270 | E
2007 | 4161 | 1552 | 2 | 2 | 2 | 1963 | OP | 253 | 94 | 534000 | 337000 | 310 | 310 | 95 | 60 |  | 252 | E
2007 | 4161 | 1554 | 1 | 1 | 2 | 1956 | OP | 287 | 81 | 365000 | 192000 | 278 | 241 | 75 | 39 | 580 | 450 | E
2007 | 4161 | 1554 | 2 | 2 | 1 | 1959 | OP | 287 | 81 | 365000 | 192000 | 278 | 241 | 75 | 39 | 300 | 290 | E
2007 | 4161 | 1554 | 3 | 3 | 8 | 1966 | OP | 346 | 150 | 846000 | 483000 | 294 | 296 | 94 | 53 | 322 | 301 | E
2007 | 4161 | 1554 | 4 | 4 | 8 | 1972 | OP | 350 | 241 | 1667000 | 985000 | 600 | 478 | 115 | 68 | 570 | 560 | E
2007 | 4226 | 2493 | 3 | 3 | 12 | 1951 | OP | 370 | 354 | 1391983 | 695991 | 325 | 325 | 66 | 33 | 325 | 325 | E
2007 | 4226 | 2493 | 4 | 4 | 12 | 1955 | OP | 370 | 177 | 700196 | 350098 | 315 | 315 | 66 | 33 | 315 | 315 | E
2007 | 4226 | 2502 | 2 | 2 | 12 | 1941 | RE | 460 | 327 | 606328 | 303164 | 285 | 285 | 31 | 16
2007 | 4226 | 2502 | 3 | 3 | 12 | 1949 | RE | 460 | 319 | 950228 | 475114 | 324 | 324 | 50 | 25
2007 | 4252 | 593 | 3 | 3 | 12 | 1954 | OP | 220 | 113 | 248775 | 161704 | 300 | 250 | 37 | 24 | 295 | 265 | E
2007 | 4252 | 593 | 4 | 4 | 5 | 1966 | OP | 220 | 113 | 488000 | 317200 | 251 | 250 | 72 | 47 | 295 | 265 | E
2007 | 4252 | 593 | 5 | 5 | 8 | 1973 | OP | 275 | 284 | 1340000 | 871000 | 282 | 230 | 65 | 42 | 300 | 265 | E
2007 | 4254 | 1695 | 1 | 1 | 6 | 1975 | OP | 650 | 594 | 2170000 | 1410500 | 295 | 250 | 61 | 40 | 300 | 300 | E
2007 | 4254 | 1702 | 1 | 1 | 8 | 1959 | OP | 350 | 254 | 914400 | 595000 | 290 | 275 | 60 | 39 | 300 | 300 | E
2007 | 4254 | 1702 | 2 | 2 | 2 | 1961 | OP | 350 | 254 | 914400 | 595000 | 290 | 275 | 60 | 39 | 300 | 300 | E
2007 | 4254 | 1702 | 3 | 3 | 12 | 1974 | OP | 450 | 935 | 4180000 | 2717000 | 600 | 550 | 74 | 48 | 600 | 600 | E
2007 | 4254 | 1710 | 1 | 1 | 8 | 1962 | OP | 400 | 284 | 2802100 | 1821400 | 265 | 250 | 157 | 103 | 300 | 300 | E
2007 | 4254 | 1710 | 2 | 2 | 6 | 1980 | OP | 647 | 585 | 2892000 | 1879800 | 275 | 250 | 82 | 53 | 300 | 300 | E
2007 | 4254 | 1720 | 4 | 4 | 6 | 1975 | OP | 498 | 227 | 1200000 | 780000 | 275 | 250 | 88 | 57 | 300 | 300 | E
2007 | 4254 | 1723 | 1 | 1 | 7 | 1952 | OP | 297 | 89 | 295000 | 190000 | 286 | 270 | 55 | 35 | 300 | 300 | E
2007 | 4254 | 1723 | 2 | 2 | 11 | 1952 | OP | 297 | 89 | 311000 | 202000 | 291 | 270 | 58 | 37 | 300 | 300 | E
2007 | 4254 | 1723 | 3 | 3 | 11 | 1953 | OP | 297 | 103 | 371000 | 241000 | 308 | 280 | 60 | 39 | 300 | 300 | E
2007 | 4254 | 55087 | 2A | 2A | 8 | 2002 | OP | 175 | 220.4 | 1074023 | 795526 | 207 | 204 | 18 | 13 | 207 | 207 | E
2007 | 4254 | 55087 | 2B | 2B | 8 | 2002 | OP | 175 | 220.4 | 1074023 | 795526 | 207 | 204 | 18 | 13 | 207 | 207 | E
2007 | 4383 | 55206 | STACK1 | STACK1 | 10 | 2002 | OP | 180 | 283 | 1018800 |  | 182 |  | 60 |  | 230 | 240 | E
2007 | 4383 | 55206 | STACK2 | STACK2 | 10 | 2002 | OP | 180 | 283 | 1018800 |  | 182 |  | 60 |  | 230 | 240 | E
2007 | 4405 | 55358 | 110STK | 110STK | 7 | 2003 | OP | 130 | 254 | 911877 | 921171 | 174 | 186 | 60 | 60 | 184 | 184 | M
2007 | 4405 | 55358 | 120STK | 120STK | 7 | 2003 | OP | 130 | 254 | 911877 | 921171 | 174 | 186 | 60 | 60 | 187 | 185 | M
2007 | 4405 | 55358 | 130STK | 130STK | 7 | 2003 | OP | 130 | 254 | 911877 | 921171 | 174 | 186 | 60 | 60 | 215 | 189 | M
2007 | 4405 | 55358 | 140STK | 140STK | 7 | 2003 | OP | 130 | 254 | 911877 | 921171 | 174 | 186 | 60 | 60 | 198 | 189 | M
2007 | 4425 | 50658 | ST001 | FL003 | 6 | 1990 | OP | 288 | 48 | 121749 | 60875 | 250 | 250 | 42 | 21 | 255 | 245 | E
2007 | 4425 | 50658 | ST001 | FL002 | 6 | 1990 | OP | 288 | 48 | 121749 | 60875 | 250 | 250 | 42 | 21 | 255 | 245 | E
2007 | 4425 | 50658 | ST001 | FL001 | 6 | 1990 | OP | 288 | 48 | 121749 | 60875 | 250 | 250 | 42 | 21 | 255 | 245 | E
2007 | 4425 | 50658 | ST001 | FL004 | 6 | 1990 | OP | 288 | 48 | 121749 | 60815 | 250 | 250 | 42 | 21 | 255 | 245 | E
2007 | 4464 | 55084 | HRSG1 | HRSG1 | 5 | 1996 | OP | 233 | 214 | 2249000 | 1183000 | 214 | 200 | 180 | 92
2007 | 4716 | 4140 | S1 | S1 | 7 | 1974 | OP | 700 | 227 | 1045425 | 718670 | 366 | 357 | 76 | 53 | 341 | 329 | E
2007 | 4716 | 4143 | S1 | E1 | 7 | 1969 | OP | 500 | 183 | 1200000 | 650000 | 335 | 270 | 110 | 59 | 324 | 313 | E
2007 | 4716 | 4271 | S1 | S1 | 10 | 1978 | OP | 700 | 240 | 1564800 | 1012800 | 347 | 340 | 110 | 70 | 311 | 315 | E
2007 | 4922 | 2848 | 1 | H-2 | 7 | 1948 | OP | 250 | 151 | 476000 | 215000 | 308 | 233 | 53 | 24 | 312 | 306 | E
2007 | 4922 | 2848 | 1 | H-1 | 7 | 1948 | OP | 250 | 151 | 476000 | 215000 | 308 | 233 | 53 | 24 | 300 | 297 | E
2007 | 4922 | 2848 | 2 | H-4 | 12 | 1950 | OP | 250 | 151 | 460000 | 207660 | 308 | 233 | 51 | 23 | 275 | 277 | E
2007 | 4922 | 2848 | 2 | H-3 | 12 | 1950 | OP | 250 | 151 | 460000 | 207660 | 308 | 233 | 51 | 23 | 296 | 293 | E
2007 | 4922 | 2848 | 3 | H-6 | 11 | 1952 | OP | 250 | 151 | 461000 | 208100 | 308 | 233 | 51 | 23 | 310 | 306 | E
2007 | 4922 | 2848 | 3 | H-5 | 11 | 1952 | OP | 250 | 151 | 461000 | 208100 | 308 | 233 | 51 | 23 | 298 | 296 | E
2007 | 4922 | 2850 | 1 | 1 | 5 | 1971 | OP | 800 | 284 | 1800000 | 1100000 | 280 | 250 | 106 | 65 | 283 | 275 | E
2007 | 4922 | 2850 | 2 | 2 | 10 | 1970 | OP | 800 | 284 | 1800000 | 1100000 | 280 | 250 | 106 | 65 | 283 | 272 | E
2007 | 4922 | 2850 | 3 | 3 | 5 | 1972 | OP | 800 | 284 | 1800000 | 1100000 | 280 | 250 | 106 | 65 | 288 | 280 | E
2007 | 4922 | 2850 | 4 | 4 | 6 | 1974 | OP | 800 | 284 | 1800000 | 1100000 | 280 | 250 | 106 | 65 | 272 | 269 | E
2007 | 4922 | 6031 | 2 | 2 | 6 | 1982 | OP | 900 | 855 | 2375922 | 130675 | 250 | 204 | 29 | 15 | 585 | 585 | E
2007 | 4994 | 55464 | ST1 | ST1 | 6 | 2003 | OP | 140 | 283 |  |  | 240 |  | 65 |  | 241 | 265 | E
2007 | 4994 | 55464 | ST2 | ST2 | 6 | 2003 | OP | 140 | 283 |  |  | 240 |  | 65 |  | 240 | 255 | E
2007 | 4994 | 55464 | ST3 | ST3 | 6 | 2004 | OP | 140 | 283 |  |  | 240 |  | 65 |  | 240 | 254 | E
2007 | 4994 | 55464 | ST4 | ST4 | 6 | 2004 | OP | 140 | 283 |  |  | 240 |  | 65 |  | 241 | 253 | E
2007 | 5030 | 55333 | STK1 | STK1 | 6 | 2002 | OP | 144 | 254 |  |  | 191 |  |  |  | 210 | 195 | M
2007 | 5030 | 55333 | STK2 | STK2 | 6 | 2002 | OP | 144 | 254 |  |  | 191 |  |  |  | 210 | 195 | M
2007 | 5030 | 55333 | STK3 | STK3 | 6 | 2002 | OP | 144 | 254 |  |  | 191 |  |  |  | 210 | 195 | M
2007 | 5107 | 1822 | 5 | 5 | 8 | 1950 | OP | 195 | 113 | 130000 | 72800 | 305 | 300 | 19 | 11 | 191 | 223 | M
2007 | 5107 | 1822 | 6 | 6 | 8 | 1958 | OS | 195 | 113 | 160000 | 89600 | 305 | 300 | 24 | 13 | 209 | 228 | M
2007 | 5107 | 1822 | 7 | 7 | 1 | 1979 | OP | 249 | 50 | 210000 | 117600 | 300 | 300 | 70 | 39 | 205 | 228 | M
2007 | 5109 | 1726 | 8 | 8 | 3 | 1951 | OP | 352 | 79 | 772000 | 409000 | 320 | 310 | 163 | 86 | 315 | 315 | E
2007 | 5109 | 1726 | 9 | 9 | 8 | 1951 | OP | 352 | 79 | 772000 | 409000 | 320 | 310 | 163 | 86 | 315 | 315 | E
2007 | 5109 | 1731 | 1 | 1 | 4 | 1968 | OP | 300 | 71 | 463600 | 232000 | 300 | 280 | 109 | 55 | 274 | 270 | E
2007 | 5109 | 1732 | 10 | 10 | 4 | 1943 | SC | 300 | 137 | 530000 | 265000 | 330 | 290 | 64 | 32 | 300 | 259 | E
2007 | 5109 | 1732 | 11 | 11 | 2 | 1947 | SC | 300 | 137 | 530000 | 265000 | 330 | 290 | 64 | 32
2007 | 5109 | 1732 | 12 | 12 | 2 | 1947 | SC | 300 | 137 | 530000 | 265000 | 330 | 290 | 64 | 32
2007 | 5109 | 1732 | 9 | 9 | 4 | 1943 | SC | 300 | 137 | 530000 | 265000 | 330 | 290 | 64 | 32
2007 | 5109 | 1733 | 1 | 1 | 6 | 1971 | OP | 805 | 616 | 5250000 | 2625000 | 270 | 270 | 142 | 71 | 277 | 266 | M
2007 | 5109 | 1733 | 2 | 2 | 6 | 1971 | OP | 805 | 616 | 5250000 | 2625000 | 270 | 270 | 142 | 71 | 277 | 270 | M
2007 | 5109 | 1733 | 3 | 3 | 5 | 1973 | OP | 805 | 616 | 5250000 | 2625000 | 270 | 270 | 142 | 71 | 274 | 270 | M
2007 | 5109 | 1733 | 4 | 4 | 5 | 1973 | OP | 805 | 616 | 5250000 | 2625000 | 270 | 270 | 142 | 71 | 279 | 271 | M
2007 | 5109 | 1740 | 1 | 1 | 2 | 1956 | SB | 385 | 125 | 897800 | 449000 | 280 | 260 | 147 | 73 | 300 | 300 | E
2007 | 5109 | 1740 | 2 | 2 | 11 | 1957 | OP | 385 | 125 | 1100000 | 550000 | 285 | 276 | 150 | 75 | 280 | 265 | E
2007 | 5109 | 1740 | 3 | 3 | 10 | 1958 | OP | 425 | 129 | 1160000 | 580000 | 290 | 280 | 138 | 105 | 295 | 275 | E
2007 | 5109 | 1743 | 1 | 2 | 12 | 1976 | OP | 599 | 139 | 700000 | 350101 | 280 | 280 | 84 | 42 | 293 | 269
2007 | 5109 | 1743 | 1 | 3 | 12 | 1976 | OP | 599 | 139 | 700202 | 350101 | 280 | 280 | 84 | 42 | 287 | 267
2007 | 5109 | 1743 | 1 | 4 | 12 | 1976 | OP | 599 | 139 | 700000 | 350101 | 280 | 280 | 84 | 42 | 296 | 272
2007 | 5109 | 1743 | 1 | 1 | 12 | 1976 | OP | 599 | 139 | 700000 | 350000 | 300 | 280 | 84 | 42 | 307 | 273 | E
2007 | 5109 | 1743 | 6 | 6 | 2 | 1961 | OP | 425 | 150 | 1406080 | 703040 | 280 | 280 | 156 | 78 | 292 | 266 | E
2007 | 5109 | 1743 | 7 | 7 | 4 | 1969 | OP | 600 | 201 | 1580347 | 790173 | 280 | 280 | 131 | 66 | 260 | 253
2007 | 5109 | 1745 | 6 | 6 | 6 | 1967 | OP | 559 | 165 | 1070000 | 535000 | 310 | 272 | 108 | 54 | 369 | 358 | E
2007 | 5109 | 1745 | 7 | 7 | 1 | 1968 | OP | 562 | 201 | 1535000 | 768000 | 280 | 260 | 127 | 64 | 272 | 265 | E
2007 | 5109 | 6034 | 1 | 1 | 8 | 1984 | OP | 665 | 510 | 2754000 | 1377000 | 330 | 330 | 90 | 45 | 296 | 277 | E
2007 | 5109 | 6034 | 2 | 2 | 7 | 1985 | OP | 665 | 510 | 2750000 | 1380000 | 290 | 330 | 90 | 45 | 296 | 277 | E
2007 | 5109 | 6035 | 1 | 1 | 7 | 1979 | OP | 496 | 425 | 3000000 | 1500000 | 336 | 336 | 118 | 59 | 266 | 284 | E
2007 | 5262 | 54104 | PB1STE | PB1STE | 5 | 2007 | OP | 217 | 37 | 228000 | 83555 | 158 | 158 | 64 | 34 | 158 | 150 | E
2007 | 5262 | 54104 | PB1STK | PB1STK | 6 | 1968 | RE | 217 | 30 | 213000 |  | 480 |  | 88
2007 | 5262 | 54104 | PB1STW | PB1STW | 5 | 2007 | OP | 217 | 37 | 228000 | 83555 | 158 | 158 | 64 | 38 | 158 | 150 | e
2007 | 5262 | 54104 | PB2STK | PB2STK | 6 | 1975 | OP | 235 | 113 | 303000 |  | 125 |  | 39 |  | 120 | 120 | e
2007 | 5262 | 54104 | PB3STK | PB3STK | 6 | 1991 | OP | 240 | 64 | 143000 |  | 300 |  | 50 |  | 275 | 275 | e
2007 | 5262 | 54104 | RB2STK | RB2STK | 6 | 1979 | OP | 295 | 79 | 259000 |  | 420 |  | 82 |  | 400 | 400 | e
2007 | 5262 | 54104 | RB3STK | RB3STK | 6 | 1989 | OP | 324 | 87 | 259000 |  | 390 |  | 90 |  | 400 | 400 | e
2007 | 5269 | 876 | 3 | 1 | 6 | 1981 | OP | 615 | 687 | 4946400 | 2473200 | 315 | 275 | 120 | 60 | 320 | 290 | e
2007 | 5269 | 876 | 3 | 2 | 6 | 1981 | OP | 615 | 687 | 4946400 | 2473200 | 315 | 275 | 120 | 60 | 284 | 283 | E
2007 | 5310 | 52019 | 501 | 501 | 6 | 1992 | OP | 190 | 254 | 1005840 | 1005840 | 254 | 254 | 66 | 66 | 254 | 254 | E
2007 | 5310 | 52019 | 502 | 502 | 6 | 1992 | OP | 190 | 254 | 1005840 | 1005840 | 254 | 254 | 66 | 66 | 254 | 254 | E
2007 | 5310 | 52019 | 601 | 601 | 5 | 1992 | OP | 190 | 254 | 1005840 | 1005840 | 254 | 254 | 66 | 66 | 254 | 254 | E
2007 | 5310 | 52019 | 602 | 602 | 5 | 1992 | OP | 190 | 254 | 1005840 | 1005840 | 254 | 254 | 66 | 66 | 254 | 254 | E
2007 | 5347 | 52006 | 100A | 100A | 11 | 1978 | OP | 110 | 154 | 686986 |  | 210 |  | 74.4 |  | 305 | 289 | M
2007 | 5347 | 52006 | 200A | 200A | 2 | 1979 | OP | 110 | 154 | 686986 |  | 210 |  | 74.4 |  | 305 | 289 | M
2007 | 5347 | 55419 | 500A | 500A | 3 | 2004 | OP | 150 | 254 | 1030000 | 777000 | 271 | 277 | 63.9 | 50.9 | 213 | 194 | M
2007 | 5347 | 55419 | 600A | 600A | 3 | 2004 | OP | 150 | 254 | 1030000 | 777000 | 271 | 277 | 63.9 | 50.9 | 205 | 194 | M
2007 | 5347 | 55419 | 700A | 700A | 3 | 2004 | OP | 150 | 254 | 1030000 | 777000 | 271 | 277 | 63.9 | 50.9 | 215 | 193 | M
2007 | 5347 | 55419 | 800A | 800A | 3 | 2004 | OP | 150 | 254 | 1030000 | 777000 | 271 | 277 | 63.9 | 50.9 | 200 | 181 | M
2007 | 5374 | 54676 | ST81 | ST81 | 10 | 1994 | OP
2007 | 5374 | 54676 | ST82 | ST82 | 10 | 1994 | OP
2007 | 5374 | 54676 | ST83 | ST83 | 10 | 1994 | OP
2007 | 5416 | 2718 | 1 | 1 | 6 | 1957 | OP | 252 | 95 | 580500 | 307836 | 309 | 275 | 102 | 53 | 307 | 283 | E
2007 | 5416 | 2718 | 2 | 2 | 11 | 1957 | OP | 252 | 95 | 580500 | 307836 | 309 | 275 | 102 | 53 | 289 | 261 | E
2007 | 5416 | 2718 | 3 | 3 | 10 | 1959 | OP | 252 | 143 | 1154100 | 625376 | 271 | 241 | 134 | 72 | 304 | 277 | E
2007 | 5416 | 2718 | 4 | 4 | 10 | 1960 | OP | 252 | 143 | 1154100 | 625376 | 271 | 241 | 134 | 72 | 302 | 270 | E
2007 | 5416 | 2718 | 5 | 5 | 7 | 1961 | OP | 252 | 143 | 1017500 | 551381 | 273 | 248 | 119 | 63 | 293 | 266 | E
2007 | 5416 | 2720 | 5 | 5 | 7 | 1941 | OP | 176 | 87 | 167200 | 75100 | 360 | 300 | 41 | 18 | 372 | 339 | E
2007 | 5416 | 2720 | 6 | 6 | 7 | 1941 | OP | 176 | 87 | 167200 | 75100 | 360 | 300 | 41 | 18 | 371 | 344 | E
2007 | 5416 | 2720 | 7 | 7 | 9 | 1942 | OP | 176 | 87 | 167200 | 75100 | 360 | 300 | 41 | 18 | 367 | 368 | E
2007 | 5416 | 2720 | 8A | 8A | 9 | 1953 | OP | 216 | 50 | 201700 | 106700 | 284 | 240 | 67 | 35 | 321 | 305 | E
2007 | 5416 | 2720 | 8B | 8B | 9 | 1953 | OP | 216 | 50 | 201700 | 106700 | 284 | 240 | 67 | 35 | 311 | 309 | E
2007 | 5416 | 2720 | 9A | 9A | 12 | 1953 | OP | 216 | 50 | 201700 | 106700 | 284 | 240 | 67 | 35 | 321 | 314 | E
2007 | 5416 | 2720 | 9B | 9B | 12 | 1953 | OP | 216 | 50 | 201700 | 106700 | 284 | 240 | 67 | 35 | 303 | 294 | E
2007 | 5416 | 2721 | 1 | 1 | 7 | 1940 | OP | 154 | 87 | 167200 | 75100 | 360 | 300 | 41 | 18 | 357 | 330 | E
2007 | 5416 | 2721 | 2 | 2 | 8 | 1940 | OP | 154 | 87 | 167200 | 75100 | 360 | 300 | 41 | 18 | 372 | 337 | E
2007 | 5416 | 2721 | 3 | 3 | 5 | 1948 | OP | 159 | 87 | 237900 | 126600 | 310 | 255 | 58 | 31 | 314 | 272 | E
2007 | 5416 | 2721 | 4 | 4 | 10 | 1948 | OP | 159 | 87 | 237900 | 126600 | 310 | 255 | 58 | 31 | 296 | 255 | E
2007 | 5416 | 2721 | 5 | 5 | 6 | 1972 | OP | 500 | 341 | 1780000 | 890000 | 270 | 225 | 87 | 44 | 297 | 233 | E
2007 | 5416 | 2721 | 6 | 6 | 6 | 2012 | CO
2007 | 5416 | 2723 | 1 | 1 | 12 | 1949 | OP | 250 | 87 | 394102 | 182666 | 347 | 289 | 76 | 35 | 292 | 273 | E
2007 | 5416 | 2723 | 2 | 2 | 3 | 1950 | OP | 250 | 87 | 394102 | 182666 | 347 | 289 | 76 | 35 | 292 | 275 | E
2007 | 5416 | 2723 | 3A | 3A | 8 | 1955 | OP | 258 | 64 | 301053 | 141035 | 330 | 280 | 79 | 37 | 295 | 283 | E
2007 | 5416 | 2723 | 3B | 3B | 8 | 1955 | OP | 258 | 64 | 301053 | 141035 | 330 | 280 | 79 | 37 | 303 | 272 | E
2007 | 5416 | 2727 | 1 | 1 | 3 | 1965 | OP | 281 | 183 | 949000 | 501000 | 258 | 216 | 87 | 46 | 301 | 276 | E
2007 | 5416 | 2727 | 2 | 2 | 4 | 1966 | OP | 281 | 183 | 949000 | 501000 | 258 | 216 | 87 | 46 | 313 | 292 | E
2007 | 5416 | 2727 | 3 | 3 | 5 | 1969 | OP | 281 | 299 | 1615200 | 914700 | 256 | 221 | 90 | 51 | 279 | 258 | E
2007 | 5416 | 2727 | 4 | 4 | 5 | 1970 | OP | 281 | 299 | 1615200 | 914700 | 256 | 221 | 90 | 51 | 278 | 257 | E
2007 | 5416 | 2732 | 10A | 10A | 11 | 1954 | OP | 327 | 63 | 304612 | 159954 | 323 | 271 | 80 | 50 | 305 | 282 | E
2007 | 5416 | 2732 | 10B | 10B | 11 | 1954 | OP | 327 | 63 | 304612 | 159954 | 323 | 271 | 80 | 50 | 312 | 300 | E
2007 | 5416 | 2732 | 7A | 7A | 10 | 1952 | OP | 327 | 57 | 240609 | 129722 | 327 | 269 | 71 | 38 | 299 | 267 | E
2007 | 5416 | 2732 | 7B | 7B | 10 | 1952 | OP | 327 | 57 | 240609 | 129722 | 327 | 269 | 71 | 38 | 303 | 277 | E
2007 | 5416 | 2732 | 8A | 8A | 11 | 1952 | OP | 327 | 57 | 240609 | 129722 | 327 | 269 | 71 | 38 | 310 | 297 | E
2007 | 5416 | 2732 | 8B | 8B | 11 | 1952 | OP | 327 | 57 | 240609 | 129722 | 327 | 269 | 71 | 38 | 310 | 285 | E
2007 | 5416 | 2732 | 9A | 9A | 8 | 1954 | OP | 327 | 63 | 304612 | 159954 | 323 | 271 | 80 | 50 | 308 | 293 | E
2007 | 5416 | 2732 | 9B | 9B | 8 | 1954 | OP | 327 | 63 | 304612 | 159954 | 323 | 271 | 80 | 50 | 318 | 296 | E
2007 | 5416 | 3264 | 1A | 1A | 3 | 1951 | OP | 213 | 50 | 166150 | 91050 | 291 | 215 | 55 | 30 | 322 | 298 | E
2007 | 5416 | 3264 | 1B | 1B | 3 | 1951 | OP | 213 | 50 | 166150 | 91050 | 291 | 215 | 55 | 30 | 304 | 281 | E
2007 | 5416 | 3264 | 2A | 2A | 7 | 1951 | OP | 213 | 50 | 166150 | 91050 | 291 | 215 | 55 | 30 | 310 | 284 | E
2007 | 5416 | 3264 | 2B | 2B | 7 | 1951 | OP | 213 | 50 | 166150 | 91050 | 291 | 215 | 55 | 30 | 303 | 282 | E
2007 | 5416 | 3264 | 3A | 3A | 12 | 1958 | OP | 213 | 50 | 248850 | 132500 | 282 | 247 | 83 | 44 | 291 | 267 | E
2007 | 5416 | 3264 | 3B | 3B | 12 | 1958 | OP | 213 | 50 | 248850 | 132500 | 282 | 247 | 83 | 44 | 286 | 264 | E
2007 | 5416 | 8042 | 1 | 1 | 8 | 1974 | OP | 600 | 471 | 3200000 | 2198000 | 260 | 224 | 113 | 78 | 323 | 291 | E
2007 | 5416 | 8042 | 2 | 2 | 12 | 1975 | OP | 600 | 471 | 3200000 | 2198000 | 260 | 224 | 113 | 78 | 295 | 277 | E
2007 | 5511 | 2480 | 1 | 1 | 12 | 1951 | OP | 220 | 113 | 200620 | 100310 | 300 | 275 | 30 | 15 | 275 | 275 | E
2007 | 5511 | 2480 | 2 | 2 | 9 | 1954 | OP | 220 | 113 | 200620 | 100310 | 300 | 275 | 30 | 15 | 275 | 275 | E
2007 | 5511 | 2480 | 3 | 3 | 8 | 1987 | OP | 240 | 70 | 441823 | 220912 | 272 | 260 | 90 | 45 | 260 | 260 | E
2007 | 5511 | 2480 | 4 | 4 | 2 | 1987 | OP | 240 | 124 | 785741 | 392871 | 260 | 260 | 90 | 45 | 260 | 260 | e
2007 | 5511 | 8006 | 1 | 1 | 12 | 1974 | OP | 260 | 415 | 1491000 | 745500 | 280 | 238 | 60 | 30 | 238 | 238 | E
2007 | 5511 | 8006 | 2 | 2 | 9 | 1974 | OP | 260 | 415 | 1491000 | 745500 | 280 | 238 | 60 | 30 | 238 | 238 | E
2007 | 5517 | 889 | 1 | 1 | 7 | 1970 | OP | 605 | 301 | 1730000 | 860000 | 300 | 273 | 96 | 33 | 302 | 300 | E
2007 | 5517 | 889 | 2 | 2 | 5 | 1973 | OP | 605 | 299 | 1730000 | 860000 | 300 | 273 | 96 | 33 | 312 | 308 | E
2007 | 5517 | 889 | 3 | 3 | 6 | 1975 | OP | 605 | 299 | 1919000 | 920000 | 268 | 228 | 107 | 51 | 354 | 343 | E
2007 | 5517 | 891 | 1 | 1 | 7 | 1947 | OP | 200 | 113 | 315300 | 157700 | 350 | 308 | 46 | 23 | 346 | 311 | E
2007 | 5517 | 891 | 2 | 2 | 11 | 1948 | OP | 225 | 113 | 315300 | 157700 | 350 | 308 | 46 | 23 | 346 | 311 | E
2007 | 5517 | 891 | 3 | 3 | 6 | 1950 | OP | 225 | 113 | 315300 | 157700 | 350 | 308 | 46 | 23 | 346 | 311 | E
2007 | 5517 | 891 | 6 | 6 | 6 | 1978 | OP | 500 | 314 | 1521000 | 900000 | 331 | 287 | 81 | 48 | 346 | 311 | E
2007 | 5517 | 892 | 1 | 1 | 6 | 1953 | OP | 275 | 165 | 882500 | 466000 | 288 | 258 | 89 | 47 | 316 | 301 | M
2007 | 5517 | 897 | 1 | 1 | 5 | 1955 | OP | 275 | 169 | 561100 | 290200 | 299 | 262 | 55 | 29 | 337 | 317 | E
2007 | 5517 | 898 | 1 | 1 | 11 | 1949 | SB | 235 | 189 | 568000 | 274000 | 329 | 277 | 50 | 24 | 320 | 305 | E
2007 | 5517 | 898 | 2 | 4 | 6 | 1954 | OP | 250 | 227 | 324000 | 166000 | 300 | 256 | 24 | 12 | 320 | 305 | E
2007 | 5517 | 898 | 3 | 5 | 7 | 1964 | OP | 350 | 178 | 1090000 | 562000 | 292 | 242 | 103 | 53
2007 | 5517 | 55131 | S1 | S1 | 12 | 2001 | OP | 199 | 254 | 967750 | 483875 | 173 | 173 | 64 | 32 | 170 | 165 | E
2007 | 5517 | 55131 | S2 | S2 | 12 | 2001 | OP | 199 | 254 | 967750 | 483875 | 173 | 173 | 64 | 32 | 170 | 165 | E
2007 | 5517 | 55131 | S3 | S3 | 12 | 2001 | OP | 199 | 254 | 967750 | 483875 | 173 | 173 | 64 | 32 | 170 | 165 | E
2007 | 5517 | 55131 | S4 | S4 | 12 | 2001 | OP | 199 | 254 | 947750 | 483875 | 173 | 173 | 64 | 32 | 170 | 165 | E
2007 | 5580 | 54 | 1 | 1 | 10 | 2009 | PL | 650 | 177 | 634000 | 317000 | 140 | 130 | 52.5 | 26.3 | 140 | 140 | E
2007 | 5580 | 1384 | 1 | 1 | 2 | 1965 | OP | 260 | 254 | 1125000 | 562500 | 310 | 280 | 74 | 37 | 310 | 310 | E
2007 | 5580 | 1385 | 1 | 1 | 6 | 1954 | OP | 150 | 113 | 208000 | 125000 | 320 | 260 | 31 | 18 | 320 | 320 | E
2007 | 5580 | 1385 | 2 | 2 | 6 | 1954 | OP | 150 | 113 | 291000 | 184000 | 340 | 300 | 43 | 27 | 340 | 340 | E
2007 | 5580 | 6041 | 1 | 1 | 9 | 1977 | OP | 805 | 177 | 1000000 | 619320 | 291 | 272 | 94 | 58 | 291 | 291 | E
2007 | 5580 | 6041 | 2 | 2 | 3 | 1981 | OP | 805 | 380 | 1750000 | 1000000 | 285 | 240 | 77 | 44 | 285 | 285 | E
2007 | 5580 | 6041 | 3 | 3 | 4 | 2005 | OP | 650 | 177 | 634000 | 317000 | 140 | 130 | 52.5 | 26.3 | 140 | 140 | E
2007 | 5580 | 6041 | 4 | 4 | 4 | 2008 | PL | 650 | 177 | 634000 | 317000 | 140 | 130 | 52.5 | 26.3 | 195 | 195 | E
2007 | 5610 | 50481 | 253-25 | 253-25 | 6 | 1966 | OP | 250 | 50 | 210000 |  | 295 |  | 72 |  | 276 | 277 | m
2007 | 5610 | 50481 | 253-26 | 253-26 | 6 | 1966 | OP | 250 | 50 | 210000 |  | 295 |  | 97 |  | 276 | 273 | m
2007 | 5610 | 50481 | 253-27 | 253-27 | 6 | 1967 | OP | 250 | 50 | 210000 |  | 295 |  | 89 |  | 300 | 292 | M
2007 | 5610 | 50481 | 253-28 | 253-28 | 6 | 1970 | OP | 250 | 50 | 210000 |  | 295 |  | 89 |  | 322 | 319 | m
2007 | 5610 | 50481 | 253-29 | 253-29 | 6 | 1972 | OP | 250 | 50 | 210000 |  | 295 |  | 72 |  | 291 | 299 | m
2007 | 5610 | 50481 | 325-30 | 325-30 | 8 | 1982 | OP | 375 | 79 | 550000 | 275000 | 175 | 175 | 117 | 58.5 | 173 | 164 | m
2007 | 5610 | 50481 | B | B | 6 | 1947 | OP | 230 | 154 | 567000 |  | 337 |  | 61 |  | 298 | 293 | m
2007 | 5610 | 50481 | C | C | 6 | 1959 | OP | 230 | 154 | 567000 |  | 337 |  | 61 |  | 298 | 295 | m
2007 | 5624 | 10025 | 0258-1 | PB4 | 6 | 1907 | OP | 109 | 333 | 678000 | 253000 | 300 | 300 | 62 | 23 | 300 | 300 | E
2007 | 5624 | 10025 | 0258-1 | 13/14 | 6 | 1907 | OP | 108 | 201 | 359500 | 179750 | 390 | 390 | 50 | 25 | 390 | 390 | E
2007 | 5624 | 10025 | 0258-1 | PB3 | 6 | 1910 | OP | 109 | 333 | 678000 | 253000 | 300 | 300 | 62 | 23 | 300 | 300 | E
2007 | 5624 | 10025 | 0258-1 | PB1 | 6 | 1907 | OP | 30 | 283 | 359500 | 179750 | 390 | 390 | 50 | 25 | 390 | 390 | E
2007 | 5624 | 10025 | 0258-1 | PB2 | 6 | 1907 | OP | 108 | 201 | 359500 | 179750 | 390 | 390 | 50 | 25 | 390 | 390 | E
2007 | 5624 | 10025 | 0258-2 | 15 | 6 | 1910 | OP | 109 | 333 | 678000 | 253000 | 300 | 300 | 62 | 23 | 300 | 300 | E
2007 | 5624 | 10025 | 0258-2 | 16 | 6 | 1907 | OP | 109 | 333 | 678000 | 253000 | 300 | 300 | 62 | 23 | 300 | 300 | E
2007 | 5624 | 10025 | 0258-3 | 42 | 6 | 1984 | OP | 159 | 214 | 346000 | 173000 | 305 | 305 | 13 | 6 | 305 | 305 | E
2007 | 5624 | 10025 | 0258-3 | 41 | 6 | 1984 | OP | 147 | 216 | 346000 | 173000 | 305 | 305 | 13 | 6 | 305 | 305 | E
2007 | 5624 | 10025 | 0258-4 | 44 | 6 | 1986 | OP | 54 | 243 | 346000 | 173000 | 305 | 305 | 32 | 16 | 305 | 305 | E
2007 | 5624 | 10025 | 0258-4 | 43 | 6 | 1986 | OP | 149 | 232 | 346000 | 173000 | 305 | 305 | 32 | 16 | 305 | 305 | E
2007 | 5695 | 55077 | 1 | 1 | 5 | 2000 | OP | 100 | 283 | 1059490 |  | 220 |  | 62 |  | 224 | 211 | E
2007 | 5695 | 55077 | 2 | 2 | 5 | 2000 | OP | 100 | 283 | 1059490 |  | 220 |  | 62 |  | 227 | 233 | E
2007 | 5701 | 2444 | 6 | 6 | 6 | 1957 | OP | 114 | 104 | 139955 | 81236 | 250 | 175 | 22 | 13 | 220 | 215 | m
2007 | 5701 | 2444 | 7 | 7 | 6 | 1958 | OP | 114 | 104 | 118450 | 102983 | 280 | 265 | 19 | 17 | 220 | 215 | m
2007 | 5701 | 2444 | 8 | 8 | 6 | 1972 | OP | 142 | 191 | 403589 | 246721 | 270 | 211 | 35 | 22 | 260 | 220 | m
2007 | 5701 | 3456 | 1 | 1 | 5 | 1960 | OP | 121 | 143 | 197327 | 72016 | 255 | 179 | 23 | 8 | 300 | 250 | e
2007 | 5701 | 3456 | 2 | 2 | 5 | 1963 | OP | 121 | 143 | 197327 | 72016 | 255 | 179 | 23 | 8 | 350 | 300 | e
2007 | 5701 | 3456 | 3 | 3 | 4 | 1966 | OP | 128 | 143 | 277968 | 160173 | 277 | 211 | 32 | 19 | 375 | 350 | e
2007 | 5701 | 3456 | 4 | 4 | 8 | 1975 | OP | 73 | 78 | 383000 |  | 350 |  | 76 |  | 380 | 350 | e
2007 | 5701 | 3456 | 4A | 4A | 8 | 1975 | OP | 73 | 78 | 383000 |  | 350 |  | 76 |  | 380 | 350 | e
2007 | 5701 | 3456 | 5 | 5 | 8 | 1975 | OP | 73 | 78 | 383000 |  | 350 |  | 76 |  | 380 | 350 | e
2007 | 5701 | 3456 | 5A | 5A | 8 | 1975 | OP | 73 | 78 | 383000 |  | 350 |  | 76 |  | 380 | 350 | e
2007 | 5701 | 3456 | CT3 | CT3 | 5 | 2010 | CO | 93 | 177 |  |  | 726 |  | 66
2007 | 5701 | 3456 | CT4 | CT4 | 5 | 2010 | CO | 93 | 177 |  |  | 726 |  | 66
2007 | 5701 | 3456 | HRSG3 | HRSG3 | 5 | 2010 | CO | 112 | 177 | 689201 | 426424 | 205.5 | 182.6 | 52.7 | 32.6 | 207 | 206 | E
2007 | 5701 | 3456 | HRSG4 | HRSG4 | 5 | 2010 | CO | 112 | 77 | 689201 | 426424 | 205.5 | 182.6 | 52.7 | 32.6 | 207 | 206 | E
2007 | 5748 | 887 | 1 | 1 | 10 | 1978 | OP | 550 | 254 | 1346000 | 673000 | 320 | 320 | 88 | 44 | 345 | 317 | E
2007 | 5748 | 887 | 2 | 2 | 10 | 1978 | OP | 550 | 254 | 1346000 | 673000 | 320 | 320 | 88 | 44 | 354 | 325 | E
2007 | 5748 | 887 | 3 | 3 | 10 | 1978 | OP | 550 | 254 | 1346000 | 673000 | 320 | 320 | 88 | 44 | 349 | 323 | E
2007 | 5860 | 2076 | 1 | 1 | 6 | 1970 | OP | 400 | 133 | 613688 | 421715 | 292 | 268 | 77 | 53 | 355 | 332 | e
2007 | 5860 | 7296 | 2-1 | 2-1 | 6 | 2001 | OP | 175 | 283 | 2243000 | 1575000 | 197 | 166 | 47 |  | 355 | 332 | e
2007 | 5860 | 7296 | 2-2 | 2-2 | 6 | 2001 | OP | 175 | 283 | 2243000 | 1575000 | 197 | 166 | 51 |  | 355 | 332 | e
2007 | 6035 | 1589 | 1 | 1 | 3 | 1993 | RE | 320 | 254 | 995440 | 500000 | 280 | 260 | 65 | 33
2007 | 6035 | 3159 | 1 | 1 | 7 | 1954 | OP | 300 | 154 | 435000 | 231000 | 250 | 225 | 47 | 25 | 281 | 281 | E
2007 | 6035 | 3159 | 2 | 2 | 9 | 1955 | OP | 300 | 154 | 685000 | 400000 | 240 | 208 | 77 | 27 | 208 | 208 | E
2007 | 6035 | 3161 | 1 | 1 | 2 | 1960 | OP | 248 | 269 | 850000 | 450000 | 290 | 255 | 53 | 28 | 196 | 206 | m
2007 | 6035 | 3161 | 2 | 2 | 10 | 1960 | OP | 248 | 269 | 870000 | 425000 | 270 | 240 | 54 | 26 | 198 | 188 | m
2007 | 6035 | 3161 | 3/4 | 3/4 | 9 | 1974 | OP | 248 | 452 | 2480000 | 1390000 | 500 | 450 | 91 | 51 | 349 | 352 | m
2007 | 6035 | 3169 | 1RH | 1RH | 7 | 1958 | OP | 275 | 95 | 325000 | 189000 | 240 | 212 | 58 | 34 | 245 | 232 | e
2007 | 6035 | 3169 | 1SH | 1SH | 7 | 1958 | OP | 275 | 95 | 325000 | 189000 | 240 | 212 | 58 | 34 | 229 | 227 | E
2007 | 6035 | 3453 | 2 | 2 | 12 | 1945 | OP | 150 | 58 | 145450 |  | 270 | 220 | 43 |  | 270 | 270 | E
2007 | 6035 | 3453 | 3 | 3 | 5 | 1949 | OP | 150 | 104 | 340720 |  | 325 | 280 | 55 |  | 325 | 325 | E
2007 | 6035 | 3453 | 6A | 6A | 2 | 1956 | OP | 167 | 64 | 212730 |  | 322 | 215 | 55 |  | 275 | 275 | E
2007 | 6035 | 3453 | 6B | 6B | 2 | 1956 | OP | 167 | 64 | 212730 |  | 322 | 215 | 55 |  | 350 | 350 | E
2007 | 6035 | 3453 | 7A | 7A | 3 | 1958 | OP | 142 | 64 | 233090 |  | 285 | 210 | 61 |  | 280 | 280 | E
2007 | 6035 | 3453 | 7B | 7B | 3 | 1958 | OP | 142 | 64 | 233090 |  | 285 | 210 | 61 |  | 280 | 280 | E
2007 | 6035 | 3453 | 8 | 8 | 7 | 1967 | OP | 186 | 400 | 1458200 |  | 280 | 210 | 61 |  | 305 | 305 | E
2007 | 6035 | 3491 | 1 | 1B | 4 | 1948 | SC | 150 | 108 | 186000 | 82600 | 343 | 275 | 29 | 13 | 343 | 313 | E
2007 | 6035 | 3491 | 1 | 1A | 4 | 1948 | SC | 150 | 108 | 186000 | 82600 | 343 | 275 | 29 | 13 | 343 | 313 | E
2007 | 6035 | 3491 | 2 | 2 | 12 | 1950 | OS | 155 | 143 | 327000 | 171000 | 370 | 293 | 38 | 20 | 370 | 340 | E
2007 | 6035 | 3491 | 3A | 3A | 3 | 1963 | OP | 184 | 123 | 540000 | 276000 | 300 | 200 | 73 | 37 | 320 | 320 | E
2007 | 6035 | 3491 | 3B | 3B | 7 | 1963 | OP | 184 | 123 | 540000 | 276000 | 300 | 200 | 73 | 37 | 320 | 320 | E
2007 | 6035 | 3491 | 4 | 4 | 10 | 1976 | OP | 204 | 531 | 2130000 | 917000 | 670 | 475 | 67 | 29 | 615 | 615 | E
2007 | 6035 | 3491 | 5 | 5 | 10 | 1977 | OP | 204 | 531 | 2130000 | 917000 | 670 | 475 | 67 | 29 | 615 | 615 | E
2007 | 6041 | 55664 | STACK1 | STACK1 | 6 | 2003 | OP | 140 | 60 |  |  | 188 | 188 |  |  | 202 | 189 | M
2007 | 6041 | 55664 | STACK2 | STACK2 | 6 | 2003 | OP | 140 | 60 |  |  | 188 | 188 |  |  | 197 | 192 | M
2007 | 6090 | 50625 | 15 | 15 | 6 | 1954 | RE | 59 | 49 | 74000 | 37000 | 359 | 340 | 25 | 13
2007 | 6090 | 50625 | 16 | 16 | 6 | 1956 | RE | 59 | 49 | 74000 | 37000 | 359 | 340 | 25 | 13
2007 | 6090 | 50625 | 17 | 17 | 6 | 1956 | RE | 59 | 49 | 74000 | 37000 | 359 | 340 | 25 | 13
2007 | 6090 | 50625 | 18 | 18 | 6 | 1957 | RE | 59 | 49 | 74000 | 37000 | 359 | 340 | 25 | 13
2007 | 6090 | 50625 | 19 | 19 | 6 | 1960 | RE | 59 | 49 | 74000 | 37000 | 359 | 340 | 25 | 13
2007 | 6090 | 50625 | 22 | 22 | 6 | 1976 | OP | 199 | 78 | 199000 | 143000 | 255 | 245 | 43 | 31 | 250 | 266 | M
2007 | 6090 | 50625 | 24 | 24 | 7 | 1993 | OP | 140 | 95 | 109690 |  | 325 | 305 | 72 |  | 229 | 219 | M
2007 | 6090 | 50625 | 32 | 32 | 6 | 1969 | RE | 83 | 79 | 194000 | 139000 | 255 | 245 | 41 | 29
2007 | 6090 | 50625 | 33 | 33 | 6 | 1965 | OP | 83 | 79 | 190000 | 137000 | 230 | 221 | 40 | 29 | 272 | 206 | M
2007 | 6090 | 50625 | 34 | 34 | 6 | 1966 | OP | 83 | 79 | 190000 | 137000 | 230 | 221 | 40 | 29 | 298 | 174 | M
2007 | 6090 | 50625 | 41 | 41 | 6 | 2005 | OP | 125 | 314 | 1468586 | 936454 | 239 | 196 | 78 | 49.7 | 190 | 154 | M
2007 | 6090 | 50625 | 42 | 42 | 5 | 2005 | OP | 125 | 314 | 1468586 | 936454 | 239 | 196 | 78 | 49.7 | 163 | 193 | M
2007 | 6090 | 50625 | 43 | 43 | 12 | 2004 | OP | 125 | 314 | 1468586 | 936454 | 239 | 196 | 78 | 49.7 | 154 | 194 | M
2007 | 6452 | 609 | 1 | 1 | 4 | 1965 | OP | 397 | 271 | 960155 | 480077 | 275 | 275 | 59 | 30 | 290 | 290 | E
2007 | 6452 | 609 | 2 | 2 | 5 | 1969 | OP | 397 | 257 | 924592 | 462296 | 275 | 275 | 60 | 30 | 290 | 290 | E
2007 | 6452 | 610 | PCU5 | PCU5 | 6 | 1954 | OP | 150 | 177 | 402910 | 201455 | 275 | 275 | 38 | 19 | 290 | 290 | E
2007 | 6452 | 610 | PCU6 | PCU6 | 6 | 1955 | OP | 150 | 154 | 434106 | 217053 | 275 | 275 | 47 | 23 | 290 | 290 | E
2007 | 6452 | 617 | 1 | 1 | 5 | 1960 | OP | 344 | 154 | 554178 | 277089 | 290 | 214 | 60 | 30 | 310 | 310 | E
2007 | 6452 | 617 | 2 | 2 | 4 | 1961 | OP | 344 | 154 | 554178 | 277089 | 290 | 214 | 60 | 30 | 310 | 310 | E
2007 | 6452 | 617 | 3 | 3 | 6 | 1964 | OP | 343 | 257 | 970822 | 485411 | 275 | 214 | 63 | 32 | 310 | 310 | E
2007 | 6452 | 617 | 4 | 4 | 4 | 1965 | OP | 343 | 257 | 970822 | 485411 | 275 | 214 | 63 | 32 | 310 | 310 | E
2007 | 6452 | 619 | 3 | 3 | 5 | 1962 | OP | 298 | 201 | 748000 | 374000 | 275 | 214 | 62 | 31 | 295 | 295 | E
2007 | 6452 | 619 | 4 | 4 | 3 | 1963 | OP | 275 | 201 | 748000 | 374000 | 275 | 214 | 62 | 31 | 295 | 295 | E
2007 | 6452 | 620 | 3 | 3 | 5 | 1959 | OP | 302 | 71 | 417000 | 208500 | 275 | 214 | 98 | 49 | 300 | 300 | E
2007 | 6452 | 620 | 4 | 4 | 7 | 1972 | OP | 400 | 289 | 969445 | 484722 | 275 | 214 | 56 | 28 | 290 | 290 | E
2007 | 6452 | 621 | 1 | 1 | 6 | 1993 | OP | 400 | 257 | 970822 | 485411 | 275 | 275 | 63 | 31 | 290 | 290 | E
2007 | 6452 | 621 | 2 | 2 | 4 | 1968 | OP | 400 | 257 | 970822 | 485411 | 275 | 275 | 63 | 31 | 290 | 290 | E
2007 | 6452 | 6042 | 1 | 1 | 10 | 1976 | OP | 499 | 538 | 1806870 | 903435 | 307 | 300 | 56 | 28 | 320 | 320 | E
2007 | 6452 | 6042 | 2 | 2 | 12 | 1977 | OP | 499 | 538 | 1806870 | 903435 | 307 | 300 | 56 | 28 | 320 | 320 | E
2007 | 6452 | 6043 | 1 | 1 | 12 | 1980 | OP | 499 | 538 | 1806870 | 903435 | 298 | 287 | 56 | 28 | 320 | 320 | E
2007 | 6452 | 6043 | 2 | 2 | 6 | 1981 | OP | 499 | 538 | 1806870 | 903435 | 298 | 287 | 56 | 28 | 320 | 320 | E
2007 | 6452 | 6246 | 11 | 11 | 4 | 1978 | OP | 73 | [7 empty] | 320 | 320 | E
2007 | 6452 | 6246 | 12 | 12 | 4 | 1978 | OP | 73 | [7 empty] | 320 | 320 | E
2007 | 6452 | 6246 | 21 | 21 | 4 | 1978 | OP | 73 | [7 empty] | 320 | 320 | E
2007 | 6452 | 6246 | 22 | 22 | 4 | 1978 | OP | 73 | [7 empty] | 320 | 320 | E
2007 | 6455 | 628 | 1 | 1 | 10 | 1966 | OP | 499 | 177 | 1412460 | 711540 | 292 | 252 | 133 | 67 | 353 | 331 | M
2007 | 6455 | 628 | 2 | 2 | 11 | 1969 | OP | 503 | 201 | 1930000 | 988192 | 300 | 260 | 160 | 82 | 287 | 232 | M
2007 | 6455 | 628 | 4 | 4 | 12 | 1982 | OP | 600 | 512 | 2120000 | 1536000 | 253 | 233 | 69 | 50 | 309 | 240 | M
2007 | 6455 | 628 | 5 | 5 | 10 | 1984 | OP | 600 | 512 | 2120000 | 1536000 | 253 | 233 | 69 | 50 | 294 | 273 | M
2007 | 6455 | 634 | 1 | 1 | 9 | 1958 | OP | 300 | 64 | 353280 | 176640 | 300 | 250 | 92 | 46 | 333 | 299 | M
2007 | 6455 | 634 | 2 | 2 | 9 | 1961 | OP | 300 | 64 | 353280 | 176640 | 300 | 250 | 92 | 46 | 280 | 244 | M
2007 | 6455 | 634 | 3 | 3 | 9 | 1963 | OP | 300 | 95 | 627000 | 313500 | 300 | 250 | 110 | 55 | 328 | 269 | M
2007 | 6455 | 634 | 4A | 4A | 6 | 2009 | PL
2007 | 6455 | 634 | 4B | 4B | 6 | 2009 | PL
2007 | 6455 | 634 | 4C | 4C | 6 | 2009 | PL
2007 | 6455 | 634 | 4D | 4D | 6 | 2009 | PL
2007 | 6455 | 638 | 1 | 1 | 10 | 1953 | OP | 110 | 38 | 118560 | 59280 | 315 | 310 | 52 | 26 | 325 | 300 | E
2007 | 6455 | 638 | 2 | 2 | 10 | 1954 | OP | 110 | 38 | 118560 | 59280 | 330 | 320 | 52 | 26 | 325 | 300 | E
2007 | 6455 | 638 | 3 | 3 | 10 | 1956 | OP | 135 | 46 | 267720 | 135240 | 310 | 290 | 97 | 49 | 325 | 300 | E
2007 | 6455 | 8048 | 1 | 1 | 10 | 1974 | OP | 499 | 452 | 2820480 | 1464480 | 285 | 265 | 104 | 54 | 600 | 575 | M
2007 | 6455 | 8048 | 1 | 2 | 10 | 1974 | OP | 499 | 452 | 2820480 | 1464480 | 285 | 265 | 104 | 54 | 500 | 525 | M
2007 | 6497 | 55498 | CT 1 | CT 1 |  |  | CN
2007 | 6497 | 55498 | CT 2 | CT 2 |  |  | CN
2007 | 6526 | 2835 | 4 | 4 | 12 | 1958 | OP | 373 | 227 | 700000 | 370000 | 255 | 255 | 51 | 27 | 322 | 299 | E
2007 | 6526 | 2835 | 5 | 5 | 6 | 1948 | OS | 400 | 363 | 1750000 | 896000 | 250 | 211 | 80 | 41
2007 | 6526 | 2837 | 1 | 4 | 3 | 1981 | OP | 540 | 201 | 913000 | 456500 | 300 | 260 | 76 | 38 | 285 | 273 | E
2007 | 6526 | 2837 | 1 | 3 | 11 | 1980 | OP | 540 | 113 | 517000 | 256500 | 300 | 260 | 76 | 38 | 288 | 277 | E
2007 | 6526 | 2837 | 1 | 1 | 11 | 1979 | OP | 540 | 113 | 517000 | 256500 | 300 | 260 | 76 | 38 | 289 | 281 | E
2007 | 6526 | 2837 | 1 | 2 | 4 | 1980 | OP | 540 | 113 | 517000 | 256500 | 300 | 260 | 76 | 38 | 287 | 278 | E
2007 | 6526 | 2837 | 2 | 2A | 9 | 1972 | OP | 600 | 452 | 1762000 | 960000 | 285 | 236 | 65 | 35 | 294 | 283 | E
2007 | 6526 | 2838 | 2 | 2 | 9 | 1942 | OP | 268 | 113 | 230000 | 109100 | 265 | 200 | 34 | 16 | 270 | 270 | E
2007 | 6526 | 2838 | 4 | 4 | 7 | 1951 | SB | 268 | 113 | 268600 | 163600 | 255 | 235 | 40 | 24 | 270 | 270 | E
2007 | 6526 | 2838 | 5 | 5 | 6 | 1962 | OP | 320 | 227 | 719600 | 388600 | 307 | 287 | 53 | 29 | 253 | 248 | E
2007 | 6526 | 2864 | 1 | 1 | 5 | 1972 | OP | 850 | 363 | 2071744 | 973686 | 344 | 282 | 95 | 45 | 349 | 338 | E
2007 | 6526 | 2866 | 1 | 1 | 5 | 1959 | OP | 504 | 346 | 1079724 | 575211 | 269 | 239 | 52 | 28 | 272 | 267 | E
2007 | 6526 | 2866 | 2 | 2 | 5 | 1961 | OP | 504 | 314 | 1079724 | 575211 | 269 | 239 | 57 | 31 | 268 | 263 | E
2007 | 6526 | 2866 | 3 | 5 | 12 | 1967 | OP | 850 | 255 | 940114 | 561000 | 267 | 254 | 62 | 37 | 270 | 266 | E
2007 | 6526 | 2866 | 3 | 6B | 1 | 1969 | OP | 850 | 255 | 936782 | 524000 | 272 | 250 | 61 | 34 | 276 | 273 | E
2007 | 6526 | 2866 | 3 | 6A | 1 | 1969 | OP | 850 | 255 | 936782 | 524000 | 272 | 250 | 61 | 34 | 275 | 271 | E
2007 | 6526 | 2866 | 4 | 4 | 7 | 1971 | OP | 1000 | 562 | 1884393 | 1057000 | 272 | 250 | 56 | 31 | 280 | 275 | E
2007 | 6526 | 2878 | 1 | 1 | 9 | 2000 | OP | 302 | 113.1 | 557000 | 311200 | 307 | 256 | 22 | 12 | 303 | 300 | E
2007 | 6526 | 2878 | 5 | 5 | 3 | 1980 | OP | 469 | 415 | 1785333 | 1058666 | 265 | 265 | 72 | 43 | 267 | 261 | E
2007 | 6526 | 6094 | 1 | 2A | 10 | 1977 | OP | 950 | 284 | 1406997 | 732000 | 124 | 119 | 83 | 43 | 128 | 125 | E
2007 | 6526 | 6094 | 1 | 1B | 4 | 1976 | OP | 950 | 284 | 1406997 | 732000 | 124 | 119 | 83 | 43 | 128 | 125 | E
2007 | 6526 | 6094 | 1 | 2B | 10 | 1977 | OP | 950 | 284 | 1406997 | 732000 | 124 | 119 | 83 | 43 | 128 | 126 | E
2007 | 6526 | 6094 | 1 | 1A | 4 | 1976 | OP | 950 | 284 | 1406997 | 732000 | 124 | 119 | 83 | 43 | 129 | 125 | E
2007 | 6526 | 6094 | 2 | 3A | 9 | 1980 | OP | 600 | 284 | 1473459 | 732000 | 125 | 119 | 86 | 43 | 129 | 127 | E
2007 | 6526 | 6094 | 2 | 3B | 9 | 1980 | OP | 600 | 284 | 1473459 | 732000 | 125 | 119 | 86 | 43 | 129 | 127 | E
2007 | 6541 | 10554 | EPN7A | EPN7A | 4 | 1993 | OP | 90 | 177 | 742660 |  | 245 |  | 70 |  | 250 | 250 | E
2007 | 6541 | 10554 | EPN7B | EPN7B | 7 | 1993 | OP | 90 | 177 | 732100 |  | 247 |  | 69 |  | 250 | 250 | E
2007 | 6541 | 10554 | EPN7C | EPN7C | 9 | 1993 | OP | 90 | 177 | 741981 |  | 247 |  | 70 |  | 250 | 250 | E
2007 | 6541 | 10554 | EPN7D | EPN7D | 5 | 1994 | OP | 90 | 177 | 782956 |  | 248 |  | 74 |  | 250 | 250 | E
2007 | 6541 | 10554 | EPN7E | EPN7E | 10 | 1994 | OP | 90 | 177 | 778774 |  | 256 |  | 73 |  | 250 | 250 | E
2007 | 6541 | 56708 | Z9001A | Z9001A | 6 | 2009 | CO | 316 | 95 | 485628 | 485628 | 150 |  | 65 | 65 | 188 | 112 | E
2007 | 6541 | 56708 | Z9001B | Z9001B | 6 | 2009 | CO | 316 | 95 | 485628 |  | 150 |  | 65 |  | 188 | 112 | E
2007 | 6567 | 56400 | U1 | U1 | 5 | 2008 | CO | 170 | 284 | 64242 | 41533 | 167 | 158 | 61 | 39 | 166 | 167 | E
2007 | 6589 | 10362 | STK1 | STK1 | 6 | 1979 | OP | 260 | 79 | 204406 | [5 empty] | 343 | 337 | M
2007 | 6589 | 10362 | STK3 | STK3 | 6 | 1984 | OP | 260 | 150 | 354600 | [5 empty] | 359 | 341 | M
2007 | 6616 | 658 | 7 | 7 | 6 | 1963 | OP | 148 | 40 | 88247 | 47158 | 304 | 253 | 37 | 20 | 327 | 274 | E
2007 | 6616 | 658 | 8 | 8 | 6 | 1976 | OP | 150 | 50 | 191810 | 93905 | 288 | 247 | 64 | 32 | 336 | 321 | E
2007 | 6693 | 55801 | STK1 | FLUE1 | 12 | 2004 | OP | 275 | 314 |  | 749335 | 200 | 200 | 52.7 | 35.9 | 200 | 200 | M
2007 | 6693 | 55801 | STK2 | FLUE2 | 12 | 2004 | OP | 275 | 314 |  | 749335 | 200 | 200 | 52.7 | 35.9 | 200 | 200 | M
2007 | 6693 | 55801 | STK3 | FLUE3 | 12 | 2004 | OP | 275 | 314 |  | 749335 | 200 | 200 | 52.7 | 35.9 | 200 | 200 | M
2007 | 6727 | 55527 | ST1 | FL1 | 1 | 2009 | PL | 450 | 100
2007 | 6727 | 55527 | ST1 | FL2 | 1 | 2009 | PL | 450 | 100
2007 | 6765 | 55818 | STCK-1 | STCK-1 | 8 | 2002 | OP | 105 | 255 | 825323 |  | 190 |  | 54 |  | 190 | 230 | M
2007 | 6779 | 2240 | 6 | 6 | 1 | 1958 | OP | 176 | 50 | 105000 | 52500 | 300 | 275 | 38 | 19 | 275 | 275 | e
2007 | 6779 | 2240 | 7 | 7 | 8 | 1963 | OP | 176 | 64 | 165000 | 82500 | 330 | 290 | 38 | 19 | 275 | 275 | e
2007 | 6779 | 2240 | 8 | 8 | 4 | 1980 | OP | 196 | 79 | 189600 | 7500 | 300 | 273 | 40 | 20 | 306 | 306 | e
2007 | 6844 | 55480 | 1 | 1 | 6 | 2003 | OP | 155 | 37 | 701667 | 525000 | 181 | 177 | 52.6 |  | 225 | 175 | E
2007 | 6844 | 55480 | 2 | 2 | 6 | 2003 | OP | 155 | 37 | 701667 | 525000 | 181 | 177 | 52.6 |  | 225 | 175 | E
2007 | 6844 | 55480 | 3 | 3 | 6 | 2003 | OP | 155 | 37 | 701667 | 525000 | 181 | 177 | 52.6 |  | 225 | 175 | E
2007 | 6844 | 55480 | 4 | 4 | 6 | 2003 | OP | 155 | 37 | 701667 | 525000 | 181 | 177 | 52.6 |  | 225 | 175 | E
2007 | 6844 | 55480 | 5 | 5 | 6 | 2006 | OP | 155 | 37 | 701667 | 525000 | 181 | 177 | 52.6 |  | 225 | 175 | E
2007 | 6844 | 55480 | 6 | 6 | 6 | 2003 | OP | 155 | 37 | 701667 | 525000 | 181 | 177 | 52.6 |  | 225 | 175 | E
2007 | 6909 | 663 | STK1 | STK1 | 5 | 1972 | OP | 300 | 95 | 363546 | 310000 | 261 | 230 | 69 | 58 | 223 | 220 | M
2007 | 6909 | 663 | STK2 | STK2 | 6 | 1981 | OP | 350 | 269 | 1009051 | 880000 | 336 | 260 | 62 | 41 | 340 | 331 | M
2007 | 6958 | 3576 | S1 | S1 | 7 | 1967 | OP | 81 | 64 | 282400 | 134800 | 320 | 298 | 74 | 35 | 263 | 263 | E
2007 | 6958 | 3576 | S2 | S2 | 5 | 1971 | OP | 128 | 107 | 342300 | 172000 | 265 | 215 | 53 | 26 | 265 | 265 | E
2007 | 6958 | 3576 | S3 | S3 | 12 | 1975 | OP | 146 | 59 | 433715 | 303059 | 275 | 254 | 145 | 97 | 275 | 275 | E
2007 | 6958 | 4266 | 1 | 1 | 6 | 1955 | RE | 47 | 18 | 46000 | 23500 | 410 | 375 | 43 | 22
2007 | 6958 | 4266 | 2 | 2 | 7 | 1955 | RE | 47 | 18 | 46000 | 23500 | 410 | 375 | 43 | 22
2007 | 6958 | 4266 | 3 | 3 | 6 | 1962 | RE | 54 | 28 | 91000 | 45000 | 341 | 165 | 53 | 26
2007 | 6958 | 4266 | 4 | 4 | 6 | 1966 | OP | 54 | 64 | 152000 | 76000 | 342 | 291 | 39 | 19 | 260 | 260 | E
2007 | 6958 | 4266 | 5 | 5 | 5 | 1973 | OP | 80 | 44 | 234240 | 202372 | 300 | 243 | 88 | 76 | 260 | 260 | E
2007 | 7140 | 703 | 1-2 | 1FLU | 10 | 1971 | OP | 1000 | 490 | 2004761 | 1156547 | 266 | 241 | 68 | 39 | 281 | 249 | M
2007 | 7140 | 703 | 1-2 | 2FLU | 9 | 1972 | OP | 1000 | 490 | 2004761 | 1156547 | 266 | 241 | 68 | 39 | 294 | 246 | M
2007 | 7140 | 703 | 3-4 | 3FLU | 12 | 1974 | OP | 1000 | 490 | 2611830 | 1465476 | 278 | 247 | 89 | 50 | 321 | 283 | M
2007 | 7140 | 703 | 3-4 | 4FLU | 11 | 1975 | OP | 1000 | 490 | 2611830 | 1465476 | 278 | 247 | 89 | 50 | 322 | 281 | M
2007 | 7140 | 708 | 750 | 4 | 8 | 1976 | OP | 750 | 346 | 1183025 | 670076 | 297 | 248 | 57 | 32 | 135 | 135 | E
2007 | 7140 | 708 | 750 | 5 | 8 | 1976 | OP | 750 | 380 | 1892400 |  | 314 |  | 83 |  | 135 | 135 | E
2007 | 7140 | 709 | 5 | 2 | 12 | 1981 | OP | 1000 | 661 | 3040000 | 1730000 | 260 | 235 | 77 | 44 | 285 | 264 | E
2007 | 7140 | 709 | 5 | 1 | 6 | 1978 | OP | 1000 | 398 | 1949000 | 1111000 | 250 | 230 | 82 | 46 | 283 | 262 | E
2007 | 7140 | 710 | S1-2 | 1 | 5 | 1975 | OP | 836 | 470 | 2120000 | 1208000 | 270 | 249 | 75 | 45 | 298 | 273 | M
2007 | 7140 | 715 | 1 | 1 | 11 | 1952 | OP | 185 | 65 | 16000 | 9600 | 300 | 250 | 4 | 3 | 315 | 275 | M
2007 | 7140 | 727 | 1 | 1 | 1 | 1975 | OP | 500 | 346 | 751396 | 500000 | 300 | 260 | 32 | 21 | 264 | 245 | M
2007 | 7140 | 728 | Y1S | Y1S | 10 | 1992 | OP | 256 | 133 | 406400 | 232000 | 126 | 107 | 51 | 30 | 135 | 115 | M
2007 | 7140 | 728 | Y25S | Y1S2 | 6 | 1974 | OP | 830 | 167 | 501208 | 362437 | 285 | 261 | 68 | 36 | 310 | 270 | M
2007 | 7140 | 728 | Y25S | Y1S1 | 6 | 1974 | OP | 830 | 212 | 917905 | 471509 | 260 | 222 | 72 | 37 | 299 | 259 | M
2007 | 7140 | 728 | Y67S | Y2S2 | 4 | 1974 | OP | 805 | 196 | 1055360 | 527680 | 279 | 242 | 84 | 42 | 290 | 250 | M
2007 | 7140 | 728 | Y67S | Y2S1 | 7 | 1974 | OP | 805 | 210 | 1055360 | 527680 | 279 | 242 | 84 | 42 | 278 | 238 | M
2007 | 7140 | 733 | 1 | 1 | 6 | 1979 | OP | 275 | 380 | 999505 | 549703 | 285 | 285 | 46 | 28 | 329 | 329 | E
2007 | 7140 | 734 | 10 | 10 | 6 | 1950 | OP | 175 | 50 | 117098 | 58549 | 325 | 280 | 39 | 19
2007 | 7140 | 734 | 11 | 11 | 6 | 1954 | SB | 175 | 50 | 83599 | 41950 | 325 | 280 | 28 | 14
2007 | 7140 | 734 | 12 | 12 | 6 | 1957 | SB | 175 | 50 | 183796 | 90540 | 325 | 280 | 61 | 30
2007 | 7140 | 734 | 4 | 4 | 4 | 1992 | SB | 135 | 28 | 88022 | 40705 | 345 | 290 | 52 | 30
2007 | 7140 | 734 | 5 | 5 | 4 | 1992 | SB | 135 | 28 | 88022 | 40705 | 345 | 290 | 52 | 30
2007 | 7140 | 6052 | 1 | 2 | 4 | 1978 | OP | 1000 | 491 | 2401627 | 1352853 | 315 | 284 | 66 | 33 | 282 | 293 | M
2007 | 7140 | 6052 | 1 | 1 | 12 | 1976 | OP | 1000 | 491 | 2401627 | 1352853 | 315 | 284 | 67 | 35 | 308 | 284 | M
2007 | 7140 | 6124 | 1 | 1 | 6 | 1979 | OP | 400 | 104 | 495632 | 297379 | 307 | 278 | 79 | 48 | 270 | 250 | E
2007 | 7140 | 6257 | 1-2 | 2 | 2 | 1984 | OP | 1000 | 572 | 2615331 | 1528928 | 278 | 253 | 76 | 45 | 215 | 175 | E
2007 | 7140 | 6257 | 1-2 | 1 | 3 | 1982 | OP | 1000 | 572 | 2615331 | 1528928 | 278 | 253 | 76 | 45 | 215 | 175 | E
2007 | 7140 | 6257 | 3-4 | 3 | 2 | 1987 | OP | 1000 | 572 | 2719450 | 1733200 | 262 | 242 | 79 | 50 | 220 | 180 | E
2007 | 7140 | 6257 | 3-4 | 4 | 2 | 1989 | OP | 1000 | 572 | 2719450 | 1733200 | 262 | 242 | 79 | 50 | 230 | 190 | E
2007 | 7140 | 56150 | 10A | 10A | 6 | 2005 | OP | 160 | 284 | 1030000 | 1030000 | 287 | 287 | 75 | 75 | 176 | 174 | E
2007 | 7140 | 56150 | 10B | 10B | 6 | 2005 | OP | 160 | 284 | 1030000 | 1030000 | 287 | 287 | 75 | 75 | 176 | 174 | E
2007 | 7140 | 56150 | 11A | 11A | 6 | 2005 | OP | 160 | 284 | 1030000 | 1030000 | 287 | 287 | 75 | 75 | 176 | 174 | E
2007 | 7140 | 56150 | 11B | 11B | 6 | 2005 | OP | 160 | 284 | 1030000 | 1030000 | 287 | 287 | 75 | 75 | 176 | 174 | E
2007 | 7172 | 54101 | PB1 | PB1 | 12 | 2000 | OP | 349 | 133 | 240000 | 120000 | 150 | 150 | 35 | 25 | 144 | 138 | M
2007 | 7172 | 54101 | PB2 | PB2 | 6 | 1999 | OP | 349 | 133 | 240000 | 120000 | 150 | 150 | 35 | 25 | 132 | 127 | M
2007 | 7294 | 377 | 3 | 3 | 12 | 1953 | OP | 80 | 28 | 92000 | 48000 | 300 | 250 | 55 | 29 | 277 | 272 | E
2007 | 7294 | 377 | 4 | 4 | 9 | 1959 | OP | 100 | 50 | 160000 | 88000 | 356 | 289 | 53 | 29 | 320 | 299 | E
2007 | 7294 | 377 | 5 | 5 | 11 | 1964 | OP | 100 | 50 | 160000 | 88000 | 356 | 298 | 53 | 29 | 353 | 255 | E
2007 | 7490 | 165 | 1 | 1 | 1 | 1982 | OP | 504 | 314 | 1706162 | 983717 | 250 | 226 | 90 | 52 | 294 | 275 | M
2007 | 7490 | 165 | 2 | 2 | 4 | 1986 | OP | 504 | 314 | 1501043 | 750522 | 140 | 140 | 80 | 40 | 196 | 189 | M
2007 | 7570 | 2824 | 1 | 1 | 5 | 1967 | OP | 255 | 177 | 510000 | 300000 | 280 | 260 | 48 | 28 | 270 | 270 | E
2007 | 7570 | 6030 | 1 | 1 | 8 | 1979 | OP | 658 | 380 | 1980000 | 1230000 | 210 | 200 | 87 | 54 | 180 | 185 | E
2007 | 7570 | 6030 | 2 | 2 | 7 | 1981 | OP | 658 | 380 | 1980000 | 1230000 | 210 | 200 | 87 | 54 | 175 | 170 | E
2007 | 7597 | 55146 | UNIT1 | UNIT1 | 2 | 2002 | OP | 150 | 254 | 928437 |  | 190 |  | 60.8 |  | 200 | 210 | M
2007 | 7597 | 55146 | UNIT2 | UNIT2 | 2 | 2002 | OP | 150 | 254 | 928437 |  | 190 |  | 60.8 |  | 200 | 210 | M
2007 | 7597 | 55146 | UNIT3 | UNIT3 | 2 | 2002 | OP | 150 | 254 | 928437 |  | 190 |  | 60.8 |  | 200 | 210 | M
2007 | 7698 | 55153 | HRSG1 | HRSG1 | 10 | 2000 | OP | 130 | 284 | 925400 | 462700 | 197 | 180 | 42 | 42 | 190 | 194 | E
2007 | 7698 | 55153 | HRSG2 | HRSG2 | 10 | 2000 | OP | 130 | 284 | 925400 | 462700 | 197 | 180 | 42 | 42 | 190 | 194 | E
2007 | 7698 | 55153 | HRSG3 | HRSG3 | 12 | 2000 | OP | 130 | 284 | 925400 | 462700 | 197 | 180 | 42 | 42 | 190 | 194 | E
2007 | 7698 | 55153 | HRSG4 | HRSG4 | 12 | 2000 | OP | 130 | 284 | 925400 | 462700 | 197 | 180 | 42 | 42 | 190 | 194 | E
2007 | 7801 | 641 | 1 | 1 | 6 | 1976 | OP | 450 | 254 | 801995 | 419794 | 289 | 255 | 53 | 28 | 289 | 289 | E
2007 | 7801 | 641 | 2 | 2 | 5 | 1970 | OP | 450 | 421 | 2462778 | 1342876 | 268 | 231 | 97 | 53 | 268 | 268 | E
2007 | 7801 | 643 | 1 | 1 | 6 | 1965 | OP | 200 | 255 | 984400 | 529400 | 263 | 233 | 65 | 35 | 263 | 263 | E
2007 | 7801 | 643 | 4 | 4 | 4 | 2002 | OP | 121 | 222 | 981334 | 981334 | 186 | 186 | 74 | 74 | 186 | 186 | E
2007 | 7801 | 643 | 5 | 5 | 4 | 2002 | OP | 121 | 222 | 981334 | 981334 | 186 | 186 | 74 | 74 | 286 | 286 | E
2007 | 7869 | 55328 | STK 1 | STK 1 | 8 | 2002 | OP | 195 | 253 | 870000 | 560000 | 185 | 185 | 57.3 | 36.9 | 199 | 194 | M
2007 | 7869 | 55328 | STK 2 | STK 2 | 8 | 2002 | OP | 195 | 253 | 870000 | 560000 | 185 | 185 | 57.3 | 36.9 | 199 | 194 | M
2007 | 7977 | 2917 | 1 | 1 | 6 | 1971 | SB | 68 | 13 | 51390 | 27200 | 324 | 300 | 66 | 34 | 324 | 324 | E
2007 | 7977 | 2917 | 7 | 7 | 8 | 1960 | SB | 77 | 35 | 87131 | 46100 | 360 | 340 | 41 | 22 | 370 | 360 | E
2007 | 7977 | 2917 | 8 | 8 | 9 | 1966 | OP | 163 | 44 | 144000 | 56600 | 325 | 300 | 40 | 21 | 479 | 469 | E
2007 | 7977 | 2917 | 9 | 9 | 10 | 1975 | OP | 167 | 83 | 253000 | 161000 | 328 | 305 | 47 | 34 | 337 | 325 | E
2007 | 7977 | 2917 | HRB | HRB | 6 | 1971 | SB | 72 | 64 | 331000 | 331000 | 385 | 385 | 41 | 22 | 385 | 385 | E
2007 | 8329 | 55729 | STK1 | STK1 |  |  | CN
2007 | 8329 | 55729 | STK2 | STK2 |  |  | CN
2007 | 8329 | 55729 | STK3 | STK3 |  |  | CN
2007 | 8856 | 55714 | SN01 | SN01 | 7 | 2005 | OP | 150 | 347 | 980000 | 931000 | 315 | 256 | 75 | 71 | 210 | 207 | M
2007 | 8856 | 55714 | SN02 | SN02 | 1 | 2006 | OP | 150 | 347 | 980000 | 931000 | 315 | 256 | 75 | 71 | 210 | 207 | M
2007 | 9216 | 389 | 3 | 3 | 11 | 1957 | OP | 99 | 92 | 182800 | 124500 | 321 | 279 | 41 | 28 | 304 | 0 | E
2007 | 9216 | 389 | 4 | 4 | 8 | 1968 | OP | 107 | 64 | 237000 | 145000 | 269 | 227 | 62 | 38 | 269 | 0 | E
2007 | 9231 | 2132 | 1 | 1 | 4 | 1958 | OP | 150 | 23 | 100000 | 50000 | 300 | 270 | 51 | 30 | 350 | 350 | e
2007 | 9231 | 2132 | 2 | 2 | 5 | 1958 | OP | 150 | 23 | 100000 | 50000 | 300 | 270 | 51 | 30 | 350 | 366 | E
2007 | 9231 | 2132 | 3 | 3 | 6 | 1965 | OP | 250 | 36 | 209185 | 110000 | 311 | 270 | 65 | 40 | 360 | 356 | E
2007 | 9267 | 1043 | 1 | 1 | 5 | 1970 | OP | 300 | 95 | 361000 | 203000 | 282 | 240 | 64 | 50 | 272 | 271 | M
2007 | 9267 | 1043 | 2 | 2 | 5 | 1970 | OP | 300 | 95 | 361000 | 203000 | 282 | 240 | 65 | 50 | 264 | 262 | M
2007 | 9267 | 6213 | ST | B | 2 | 1982 | OP | 704 | 284 | 1755854 | 887517 | 177 | 177 | 103 | 52 | 130 | 125 | M
2007 | 9267 | 6213 | ST | A | 9 | 1983 | OP | 704 | 284 | 1755854 | 887517 | 177 | 177 | 103 | 52 | 130 | 125 | M
2007 | 9269 | 983 | 1 | 1 | 4 | 1979 | OP | 983 | 408 | 2695000 | 1337500 | 350 | 350 | 110 | 55 | 342 | 317 | M
2007 | 9269 | 983 | 14 | 46 | 11 | 2009 | CO | 982 | 763 | 2322875 |  | 132 |  | 51 |  | 132 | 132 | E
2007 | 9269 | 983 | 14 | 13 | 10 | 2009 | CO | 982 | 763 | 2267282 |  | 133 |  | 50 |  | 133 | 133 | E
2007 | 9269 | 983 | 2 | 2 | 12 | 1978 | OP | 983 | 408 | 2695000 | 1337500 | 350 | 350 | 110 | 55 | 339 | 319 | M
2007 | 9273 | 990 | 10 | 10 | 6 | 1947 | OP | 209 | 44 | 164000 | 82300 | 400 | 250 | 61 | 37 | 380 | 350 | E
2007 | 9273 | 990 | 50 | 50 | 6 | 1958 | OP | 262 | 28 | 420000 | 240000 | 312 | 250 | 250 | 143 | 335 | 315 | E
2007 | 9273 | 990 | 60 | 60 | 6 | 1961 | OP | 262 | 28 | 420000 | 240000 | 312 | 250 | 250 | 143 | 335 | 315 | E
2007 | 9273 | 990 | 70 | 70 | 6 | 1973 | OP | 565 | 314 | 1465000 | 866000 | 315 | 290 | 78 | 46 | 315 | 295 | E
2007 | 9273 | 990 | 9 | 9 | 6 | 1942 | OP | 209 | 44 | 164000 | 82300 | 400 | 250 | 61 | 37 | 380 | 350 | E
2007 | 9273 | 991 | 1 | 1 | 2 | 1949 | OP | 250 | 154 | 370000 |  | 370 |  | 45 |  | 380 | 350 | E
2007 | 9273 | 991 | 2 | 2 | 11 | 1951 | OP | 281 | 177 | 545000 | 320000 | 400 | 348 | 51 | 30 | 373 | 357 | E
2007 | 9273 | 991 | 3 | 3 | 12 | 1953 | OP | 281 | 254 | 876000 |  | 380 |  | 57 |  | 371 | 351 | E
2007 | 9273 | 994 | 1 | 1B | 5 | 1967 | OP | 553 | 491 | 990000 | 690000 | 307 | 290 | 34 | 23 | 221 | 266 | M
2007 | 9273 | 994 | 2 | 1S | 3 | 1996 | OP | 612 | 183 | 810000 | 575000 | 125 | 124 | 74 | 52 | 135 | 122 | M
2007 | 9273 | 994 | 2 | 2B | 9 | 1995 | OP | 612 | 314 | 1450000 | 990000 | 295 | 289 | 77 | 53 | 247 | 255 | E
2007 | 9273 | 994 | 2 | 2S | 3 | 1996 | OP | 596 | 333 | 1425000 | 975000 | 123 | 120 | 71 | 49 | 135 | 122 | E
2007 | 9273 | 994 | 3 | 3 | 11 | 1977 | OP | 615 | 380 | 2000000 | 1200000 | 166 | 160 | 88 | 53 | 140 | 127 | M
2007 | 9273 | 994 | 4 | 4 | 4 | 1986 | OP | 615 | 380 | 1900000 | 1000000 | 150 | 142 | 83 | 44 | 158 | 158 | M
2007 | 9279 | 55823 | 1 | 2 |  |  | CN
2007 | 9279 | 55823 | 1 | 1 |  |  | CN
2007 | 9312 | 54091 | HRSGS | HRSGF | 8 | 1995 | OP | 75 | 50 | 343924 | 180000 | 310 | 300 | 54.5 | 30 | 304 | 328 | E
2007 | 9312 | 54091 | PB1S | PB1F | 10 | 1981 | OP | 262.5 | 70 | 354000 | 190000 | 410 | 390 | 85 | 50 | 371 | 362 | E
2007 | 9312 | 54091 | PB2S | PB2F | 10 | 1981 | OP | 262.5 | 70 | 354000 | 190000 | 410 | 390 | 85 | 50 | 378 | 372 | E
2007 | 9312 | 54091 | RB1S | RB1F | 10 | 1981 | OP | 262.5 | 77 | 316000 | 165000 | 393 | 390 | 68.5 | 40 | 392 | 378 | E
2007 | 9312 | 54091 | RB2S | RB2F | 10 | 1981 | OP | 262.5 | 77 | 316000 | 165000 | 393 | 390 | 68.5 | 40 | 378 | 372 | E
2007 | 9324 | 988 | 1 | 1 | 3 | 1977 | OP | 400 | 431 | 2220000 |  | 340 |  | 86 |  | 300 | 300 | E
2007 | 9324 | 988 | 2 | 2 | 11 | 1977 | OP | 400 | 431 | 2300000 |  | 340 |  | 89 |  | 300 | 300 | E
2007 | 9324 | 6166 | MS | MS | 12 | 1984 | OP | 1038 | 1419 | 11187001 | 5593501 | 306 | 224 | 131 | 66 | 285 | 285 | E
2007 | 9332 | 594 | 1A | 2A | 1 | 1992 | OP | 500 | 87 | 475200 | 237600 | 289 | 289 | 91 | 45 | 326 | 303 | M
2007 | 9332 | 594 | 1A | 1A | 1 | 1992 | OP | 500 | 87 | 475200 | 237600 | 289 | 289 | 91 | 45 | 327 | 319 | M
2007 | 9332 | 594 | 3 | 3 | 6 | 1970 | OP | 385 | 143 | 542000 | 271000 | 280 | 280 | 63 | 32 | 284 | 258 | M
2007 | 9332 | 594 | 4 | 4 | 6 | 1980 | OP | 400 | 452 | 1452000 | 726000 | 315 | 315 | 67 | 34 | 344 | 306 | M
2007 | 9379 | 10143 | STACK | STACK | 5 | 1995 | OP | 400 | 114 | 294000 |  | 285 |  | 75 |  | 300 | 300 | M
2007 | 9417 | 1047 | 1 | 1 | 6 | 1948 | OP | 159 | 26 | 114390 | 58480 | 375 | 345 | 73 | 37 |  | 274 | E
2007 | 9417 | 1047 | 3 | 3 | 6 | 1957 | OP | 159 | 25 | 137070 | 69290 | 306 | 259 | 91 | 46 | 316 | 278 | E
2007 | 9417 | 1047 | 4 | 4 | 6 | 1977 | OP | 499 | 185 | 891896 | 560553 | 265 | 228 | 81 | 51 | 269 | 259 | E
2007 | 9417 | 1048 | 1 | 1 | 6 | 1947 | OP | 211 | 50 | 68627 | 34483 | 345 | 300 | 23 | 11 | 345 | 340 | E
2007 | 9417 | 1048 | 2 | 2 | 5 | 1967 | OP | 245 | 133 | 633019 | 348629 | 289 | 258 | 79 | 44 | 345 | 340 | E
2007 | 9417 | 1073 | 1A | 1A | 4 | 1998 | OP | 327 | 201 | 264000 | 132000 | 344 | 286 | 73 | 37 | 329 | 329 | E
2007 | 9417 | 1073 | 2 | 2 | 6 | 1957 | OP | 201 | 121 | 216000 | 108000 | 342 | 275 | 30 | 15 | 330 | 320 | E
2007 | 9417 | 1073 | 3 | 3 | 6 | 1967 | OP | 200 | 133 | 571000 | 286000 | 329 | 240 | 72 | 36 | 340 | 336 | E
2007 | 9417 | 1077 | 1 | 1 | 6 | 1955 | OP | 249 | 71 | 184580 | 70000 | 350 | 265 | 43 | 17 | 328 | 280 | M
2007 | 9417 | 1077 | 2 | 2 | 6 | 1955 | OP | 249 | 71 | 184580 | 70000 | 350 | 265 | 43 | 17 | 329 | 290 | M
2007 | 9417 | 1077 | 3 | 3 | 6 | 1961 | OP | 249 | 79 | 355315 | 160000 | 325 | 260 | 75 | 34 | 263 | 262 | M
2007 | 9417 | 1104 | 1 | 1 | 6 | 1968 | OP | 306 | 108 | 643558 | 321779 | 261 | 247 | 98 | 49 | 328 | 309 | E
2007 | 9417 | 1888 | 1 | 1 | 6 | 1950 | OP | 142 | 52 | 103107 | 48170 | 380 | 305 | 33 | 15 | 320 | 310 | E
2007 | 9417 | 1888 | 3 | 3 | 6 | 1962 | OP | 142 | 50 | 213249 | 117899 | 254 | 232 | 71 | 39 | 285 | 275 | E
2007 | 9417 | 6254 | 1 | 1 | 5 | 1981 | OP | 600 | 491 | 2670000 | 1760000 | 274 | 259 | 91 | 60 | 305 | 297 | E
2007 | 9417 | 8031 | 1 | 1 | 4 | 2004 | OP | 200 | 314 | 1018000 | 641000 | 181 | 157 | 54 | 34 | 185 | 192 | E
2007 | 9417 | 8031 | 2 | 2 | 4 | 2004 | OP | 200 | 314 | 1018000 | 641000 | 181 | 157 | 54 | 34 | 185 | 192 | E
2007 | 9424 | 52151 | 1 | 1 | 4 | 1984 | OP | 280 | 143 | 437480 | 220000 | 350 | 350 | 51 | 26 | 350 | 350 | E
2007 | 9424 | 52151 | PB2 | PB2 | 4 | 1991 | OP | 460 | 143 | 184959 | 92000 | 350 | 350 | 22 | 11 | 350 | 350 | E
2007 | 9424 | 52151 | RF2 | RF2 | 4 | 1991 | OP | 460 | 269 | 400371 | 200000 | 350 | 350 | 25 | 12 | 350 | 350 | E
2007 | 9617 | 207 | 1 | 1 | 3 | 1987 | OP | 640 | 398 | 2149200 | 1361160 | 140 | 140 | 90 | 57 | 157 | 163 | M
2007 | 9617 | 207 | 1 | 2 | 5 | 1988 | OP | 640 | 398 | 2149200 | 1361160 | 140 | 140 | 90 | 57 | 151 | 148 | M
2007 | 9617 | 667 | 1 | 1 | 5 | 2002 | OP | 495 | 177 | 700000 | 420000 | 200 | 190 | 63 | 38 | 205 | 195 | E
2007 | 9617 | 667 | 2 | 2 | 2 | 2002 | OP | 495 | 177 | 700000 | 420000 | 200 | 190 | 63 | 38 | 205 | 195 | E
2007 | 9617 | 667 | 3 | 3 | 7 | 1977 | OP | 340 | 415 | 1565000 | 1020900 | 330 | 268 | 63 | 41 | 316 | 280 | E
2007 | 9617 | 7846 | 2 | 2 | 2 | 2005 | OP | 90 | 254 | 841590 | 613034 | 190 | 180 | 55 | 40 | 1105 | 1200 | E
2007 | 9617 | 7846 | 3 | 3 | 2 | 2005 | OP | 90 | 254 | 846303 | 620838 | 190 | 180 | 55 | 40 | 1105 | 1200 | E
2007 | 9617 | 56799 | 1 | 1 | 6 | 2012 | PL
2007 | 9617 | 56799 | 2 | 2 | 6 | 2012 | PL
2007 | 9628 | 10377 | UNIT1 | UNIT1 | 1 | 1988 | OP | 198 | 59 | 225000 |  | 290 |  | 52 |  | 290 | 296 | M
2007 | 9628 | 10377 | UNIT2 | UNIT2 | 1 | 1988 | OP | 198 | 59 | 225000 |  | 280 |  | 52 |  | 290 | 296 | M
2007 | 9996 | 1294 | 1 | 1 | 1 | 1955 | OS | 200 | 71 | 167700 | 81700 | 350 | 298 | 39 | 19 | 340 | 340 | E
2007 | 9996 | 1294 | 2 | 2 | 6 | 1957 | OS | 200 | 71 | 167700 | 81700 | 350 | 298 | 39 | 19 | 340 | 340 | E
2007 | 9996 | 1294 | 3 | 3 | 3 | 1962 | OS | 200 | 113 | 179800 | 90100 | 330 | 296 | 27 | 13 | 340 | 340 | E
2007 | 9996 | 1295 | 1 | 1 | 5 | 1965 | OP | 350 | 55 | 247100 | 127700 | 330 | 303 | 75 | 39 | 330 | 330 | E
2007 | 9996 | 1295 | 2 | 2 | 12 | 1971 | OP | 350 | 95 | 474500 | 293200 | 326 | 267 | 83 | 51 | 326 | 326 | E
2007 | 9996 | 6064 | NCHM | NF | 2 | 1981 | OP | 400 | 314 | 827000 | 379000 | 280 | 247 | 44 | 20 | 305 | 305 | E
2007 | 10000 | 1241 | 1 | 1 | 6 | 1973 | OP | 698 | 415 | 2271540 | 1362924 | 175 | 175 | 90 | 55 | 175 | 175 | E
2007 | 10000 | 1241 | 2 | 2 | 5 | 1977 | OP | 700 | 452 | 2643000 | 1585800 | 300 | 290 | 100 | 60 | 300 | 300 | E
2007 | 10000 | 2079 | 5A | 5A | 5 | 2001 | OP | 600 | 353 | 1900000 | 950000 | 165 | 165 | 90 | 45 | 165 | 165 | E
2007 | 10000 | 2079 | 9 | 9 | 7 | 2000 | OP | 205 | 201 | 723600 | 723600 | 157 | 358 | 60 | 60 | 192 | 184 | E
2007 | 10000 | 2080 | 1 | 1 | 5 | 1963 | OP | 450 | 83 | 581600 | 290800 | 290 | 290 | 118 | 59 | 290 | 290 | E
2007 | 10000 | 2080 | 2 | 3 | 5 | 1964 | OP | 450 | 177 | 1163200 | 581600 | 290 | 290 | 120 | 55 | 290 | 290 | E
2007 | 10000 | 2080 | 2 | 2 | 5 | 1964 | OP | 450 | 177 | 1163200 | 581600 | 290 | 290 | 120 | 55 | 290 | 290 | E
2007 | 10000 | 6065 | 1 | 1 | 5 | 1980 | OP | 700 | 452 | 2676000 | 1636000 | 300 | 250 | 100 | 61 | 285 | 285 | E
2007 | 10000 | 6065 | 2 | 2 | 6 |  | CO | 615 | 723 | 2462000 | 1501800 | 133 | 140 | 100 | 61 | 133 | 133 | E
2007 | 10005 | 1240 | 1 | 1 | 6 | 1961 | OP | 197 | 123 | 447925 | 258458 | 300 | 220 | 61 | 35 | 300 | 300 | E
2007 | 10005 | 1240 | 2A | 2A | 6 | 1967 | OP | 197 | 138 | 569415 | 316599 | 290 | 210 | 69 | 38 | 290 | 290 | E
2007 | 10005 | 1240 | 2B | 2B | 6 | 1967 | OP | 197 | 138 | 569415 | 316599 | 290 | 210 | 69 | 38 | 290 | 290 | E
2007 | 10005 | 1242 | 1 | 1 | 5 | 1952 | OP | 150 | 227 | 681000 | 340500 | 352 | 273 | 50 | 25 | 352 | 352 | E
2007 | 10005 | 1242 | 3A | 3A | 6 | 1956 | OP | 144 | 71 | 177110 | 122357 | 277 | 237 | 42 | 29 | 277 | 277 | E
2007 | 10005 | 1242 | 3B | 3B | 6 | 1956 | OP | 144 | 71 | 177110 | 122357 | 277 | 237 | 42 | 29 | 277 | 277 | E
2007 | 10005 | 1242 | 4A | 4A | 4 | 1959 | OP | 144 | 71 | 177110 | 122357 | 277 | 237 | 42 | 29 | 277 | 277 | E
2007 | 10005 | 1242 | 4B | 4B | 4 | 1959 | OP | 144 | 71 | 177110 | 122357 | 277 | 237 | 42 | 29 | 277 | 277 | E
2007 | 10023 | 2500 | 1 | 1 | 2 | 1963 | OP | 499 | 140 | 1327299 | 663650 | 260 | 260 | 158 | 79 | 275 | 267 | E
2007 | 10023 | 2500 | 2 | 2 | 5 | 1963 | OP | 499 | 123 | 1316880 | 658440 | 260 | 260 | 179 | 90 | 283 | 283 | E
2007 | 10023 | 2500 | 3 | 3 | 6 | 1965 | OP | 499 | 422 | 2883583 | 1441792 | 270 | 270 | 114 | 57 | 262 | 271 | E
2007 | 10118 | 55289 | ST1 | FL2 | 1 | 2009 | PL | 450 | 100
2007 | 10118 | 55289 | ST1 | FL1 | 1 | 2009 | PL | 450 | 100
2007 | 10171 | 1355 | 1 | 1 | 5 | 1957 | OP | 345 | 128 | 430000 | 211990 | 296 | 278 | 56 | 28 | 320 | 310 | E
2007 | 10171 | 1355 | 3 | 3 | 7 | 1971 | OP | 564 | 269 | 1890000 | 861140 | 300 | 247 | 117 | 53 | 320 | 315 | E
2007 | 10171 | 1356 | 1 | 1 | 12 | 1994 | OP | 580 | 707 | 4040000 | 2041006 | 128 | 125 | 51 | 48 | 128 | 125 | M
2007 | 10171 | 1356 | 2 | 2 | 5 | 1981 | OP | 663 | 707 | 4892000 | 2455416 | 300 | 260 | 115 | 58 | 325 | 325 | M
2007 | 10171 | 1356 | 3 | 3 | 12 | 1994 | OP | 580 | 1075 | 3300000 |  | 128 | 125 | 51 |  | 128 | 125 | M
2007 | 10171 | 1357 | 2 | 2 | 4 | 1954 | OP | 198 | 113 | 232000 | 114376 | 325 | 300 | 34 | 18 | 320 | 300 | E
2007 | 10171 | 1357 | 3 | 3 | 7 | 1959 | OP | 247 | 95 | 436000 | 214948 | 325 | 300 | 76 | 38 | 320 | 300 | E
2007 | 10171 | 1361 | 1 | 1 | 10 | 1947 | SB | 180 | 64 | 132000 | 66000 | 300 | 280 | 35 | 17
2007 | 10171 | 1361 | 2 | 2 | 6 | 1948 | SB | 180 | 64 | 132000 | 66000 | 300 | 280 | 35 | 17
2007 | 10171 | 1361 | 3 | 3 | 7 | 1953 | OP | 180 | 113 | 274000 | 144000 | 310 | 280 | 40 | 21
2007 | 10285 | 55270 | STACK1 | STACK1 | 7 | 2002 | OP | 105 | 71 | 326565 | 326565 | 299 | 289 | 76.8 | 76.8 | 293 | 295 | E
2007 | 10285 | 55270 | STACK2 | STACK2 | 7 | 2002 | OP | 105 | 71 | 326565 | 326565 | 299 | 289 | 76.8 | 76.8 | 293 | 295 | E
2007 | 10285 | 55270 | STACK3 | STACK3 | 7 | 2002 | OP | 105 | 71 | 326565 | 325656 | 299 | 289 | 76.8 | 76.8 | 293 | 295 | E
2007 | 10285 | 55270 | STACK4 | STACK4 | 7 | 2002 | OP | 105 | 71 | 326565 | 326565 | 299 | 289 | 76.8 | 76.8 | 293 | 295 | E
2007 | 10285 | 55270 | STACK5 | STACK5 | 7 | 2002 | OP | 105 | 71 | 326565 | 326565 | 299 | 289 | 76.8 | 76.8 | 293 | 295 | E
2007 | 10285 | 55270 | STACK6 | STACK6 | 7 | 2002 | OP | 105 | 71 | 326565 | 326565 | 299 | 289 | 76.8 | 76.8 | 293 | 295 | E
2007 | 10285 | 55270 | STACK7 | STACK7 | 7 | 2002 | OP | 106 | 189 | 711004 | 711004 | 283 | 275 | 62.8 | 62.8 | 302 | 300 | E
2007 | 10362 | 55501 | CTGDB1 | CTGDB1 | 11 | 2002 | OP | 165 | 284 | 1060511 |  | 206 |  | 62.3
2007 | 10362 | 55501 | CTGDB2 | CTGDB2 | 11 | 2002 | OP | 165 | 284 | 1060511 |  | 206 |  | 62.3
2007 | 10362 | 55501 | CTGDB3 | CTGDB3 | 11 | 2002 | OP | 165 | 284 | 1060511 |  | 206 |  | 62.3
2007 | 10362 | 55501 | CTGDB4 | CTGDB4 | 11 | 2002 | OP | 165 | 284 | 1060511 |  | 206 |  | 62.3
2007 | 10755 | 55097 | 1 | 1 | 7 | 2000 | OP | 130 | 283 | 701667 | 525000 | 181 | 177 | 52.6 |  | 225 | 175 | E
2007 | 10755 | 55097 | 2 | 2 | 7 | 2000 | OP | 130 | 283 | 701667 | 525000 | 181 | 177 | 52.6 |  | 225 | 175 | E
2007 | 10755 | 55097 | 3 | 3 | 1 | 2001 | OP | 130 | 283 | 701667 | 525000 | 181 | 177 | 52.6 |  | 225 | 175 | E
2007 | 10755 | 55097 | 4 | 4 | 1 | 2001 | OP | 130 | 283 | 701667 | 525000 | 181 | 177 | 52.6 |  | 225 | 175 | E
2007 | 11208 | 400 | 1 | 1 | 10 | 1962 | OP | 240 | 283 | 585000 | 304000 | 274 | 225 | 34 | 18 | 274 | 274 | E
2007 | 11208 | 400 | 2 | 2 | 7 | 1963 | OP | 240 | 283 | 585000 | 304000 | 274 | 225 | 34 | 18 | 274 | 274 | E
2007 | 11208 | 400 | 5 | 5 | 8 | 1966 | OP | 240 | 269 | 777000 | 412000 | 251 | 209 | 48 | 26 | 274 | 274 | E
2007 | 11208 | 400 | 6 | 6 | 3 | 1967 | OP | 240 | 269 | 777000 | 412000 | 251 | 209 | 48 | 26 | 274 | 274 | E
2007 | 11208 | 400 | 7 | 7 | 1 | 2005 | OP | 240 | 283 | 415350 | 207765 | 195 | 98 | 25 | 12 | 274 | 274 | E
2007 | 11208 | 404 | ST12 | F12 | 12 | 1958 | OP | 322 | 384 | 540000 | 350333 | 300 | 260 | 23 | 15 | 310 | 250 | M
2007 | 11208 | 404 | ST3 | F3 | 5 | 1974 | OP | 330 | 452 | 1057000 | 685745 | 271 | 235 | 41 | 25 | 250 | 310 | E
2007 | 11208 | 408 | 6 | 6 | 7 | 2004 | OP | 140 | 284 | 955000 | 594000 | 182 | 190 | 56 | 35 | 215 | 215 | M
2007 | 11208 | 408 | 7 | 7 | 7 | 2004 | OP | 140 | 284 | 955000 | 594000 | 182 | 190 | 56 | 35 | 215 | 215 | M
2007 | 11208 | 6481 | 9CCA | 9CCA | 7 | 1986 | OP | 714 | 616 | 3173000 | 1576000 | 135 | 135 | 86 | 43 | 115 | 112 | E
2007 | 11241 | 1402 | 1A | 1A | 3 | 1961 | OP | 162 | 87 | 325800 | 160000 | 250 | 205 | 63 | 31 | 159 | 0 | M
2007 | 11241 | 1402 | 1B | 1B | 3 | 1961 | OP | 162 | 87 | 325800 | 160000 | 250 | 205 | 63 | 31 | 168 | 0 | M
2007 | 11241 | 1402 | 2A | 2A | 4 | 1966 | OP | 182 | 133 | 612500 | 370000 | 251 | 217 | 77 | 46 | 171 | 156 | M
2007 | 11241 | 1402 | 2B | 2B | 4 | 1966 | OP | 182 | 133 | 612500 | 370000 | 251 | 217 | 77 | 46 | 160 | 144 | M
2007 | 11241 | 1402 | 3 | 3 | 3 | 1969 | OP | 172 | 415 | 1471300 | 775800 | 282 | 231 | 59 | 31 | 222 | 215 | M
2007 | 11241 | 1403 | 1N | 1N | 5 | 1951 | OP | 150 | 44 | 146600 |  | 374 |  | 56 |  | 290 | 280 | E
2007 | 11241 | 1403 | 1S | 1S | 5 | 1951 | OP | 150 | 44 | 146600 |  | 374 |  | 56 |  | 290 | 280 | E
2007 | 11241 | 1403 | 2N | 2N | 7 | 1953 | OP | 150 | 71 | 176400 | 63000 | 258 | 208 | 41 | 15 | 340 | 330 | E
2007 | 11241 | 1403 | 2S | 2S | 7 | 1953 | OP | 150 | 71 | 176400 | 63000 | 258 | 208 | 41 | 15 | 340 | 330 | E
2007 | 11241 | 1403 | 3N | 3N | 11 | 1955 | OP | 170 | 71 | 201400 |  | 239 |  | 47 |  | 380 | 375 | E
2007 | 11241 | 1403 | 3S | 3S | 11 | 1955 | OP | 170 | 71 | 201400 |  | 239 |  | 47 |  | 380 | 375 | E
2007 | 11241 | 1403 | 4 | 4 | 5 | 1971 | OP | 186 | 491 | 1974800 |  | 246 | 235 | 67 |  | 211 | 204 | E
2007 | 11241 | 1403 | 5 | 5 | 6 | 1973 | OP | 186 | 491 | 1974800 |  | 246 | 225 | 67 |  | 209 | 173 | E
2007 | 11241 | 1404 | 6A | 6A | 6 | 1958 | OS | 150 | 79 | 338500 |  | 264 |  | 71
2007 | 11241 | 1404 | 6B | 6B | 6 | 1958 | OS | 150 | 79 | 338500 |  | 264 |  | 71
2007 | 11241 | 1404 | 7A | 7A | 8 | 1974 | OP | 75 | 201 | 577300 |  | 183 |  | 48 |  | 83 | 62 | M
2007 | 11241 | 1404 | 7B | 7B | 8 | 1974 | OP | 75 | 201 | 577300 |  | 183 |  | 48 |  | 83 | 62 | M
2007 | 11241 | 1448 | 10 | 10 | 6 | 1961 | SB | 55 | 177 | 107340 |  | 325 |  | 10
2007 | 11241 | 1448 | 11 | 11 | 4 | 1965 | SB | 76 | 50 | 157100 |  | 358 |  | 52
2007 | 11241 | 1448 | 12 | 12 | 7 | 1969 | SB | 80 | 71 | 241370 |  | 280 |  | 57
2007 | 11241 | 8056 | 1A | 1A | 6 | 1975 | OP | 189 | 113 | 576780 |  | 266 |  | 85 |  | 231 | 81 | E
2007 | 11241 | 8056 | 1B | 1B | 6 | 1975 | OP | 189 | 113 | 576780 |  | 266 |  | 85 |  | 231 | 81 | E
2007 | 11241 | 8056 | 2A | 2A | 9 | 1975 | OP | 189 | 113 | 576780 |  | 266 |  | 85 |  | 231 | 81 | E
2007 | 11241 | 8056 | 2B | 2B | 9 | 1975 | OP | 189 | 113 | 576780 |  | 266 |  | 85 |  | 231 | 81 | E
2007 | 11241 | 55620 | 1-1 | 1-1 | 7 | 2002 | OP | 175 | 199 | 960000 | 480000 | 200 | 200 | 63 | 62 | 150 | 150 | E
2007 | 11241 | 55620 | 1-2 | 1-2 | 7 | 2002 | OP | 175 | 799 | 960000 | 480000 | 200 | 200 | 63 | 32 | 150 | 150 | E
2007 | 11249 | 1363 | 4 | 4 | 6 | 1962 | OP | 257 | 143 | 585000 | 309500 | 120 | 120 | 68 | 36 | 131 | 125 | M
2007 | 11249 | 1363 | 5 | 5 | 6 | 1966 | OP | 257 | 189 | 658340 | 386660 | 120 | 120 | 58 | 34 | 128 | 121 | M
2007 | 11249 | 1363 | 6 | 6 | 6 | 1969 | OP | 518 | 284 | 863660 | 472660 | 120 | 120 | 51 | 28 | 137 | 129 | M
2007 | 11249 | 1364 | 1 | 1 | 8 | 1972 | OP | 600 | 189 | 1340000 | 714700 | 175 | 175 | 88 | 47 | 134 | 130 | M
2007 | 11249 | 1364 | 1 | 2 | 7 | 1974 | OP | 600 | 189 | 1340000 | 714700 | 175 | 175 | 88 | 47 | 133 | 127 | M
2007 | 11249 | 1364 | 3 | 3 | 8 | 1978 | OP | 600 | 254 | 1357200 | 723800 | 175 | 175 | 89 | 48 | 135 | 128 | M
2007 | 11249 | 1364 | 4 | 4 | 9 | 1982 | OP | 600 | 299 | 1556000 | 829900 | 175 | 175 | 87 | 46 | 134 | 129 | M
2007 | 11249 | 6071 | 1 | 1 | 12 | 1990 | OP | 760 | 254 | 1890000 | 945000 | 125 | 125 | 120 | 60 | 130 | 126 | M
2007 | 11249 | 6071 | 2 | 2 | 6 | 2010 | CO |  |  |  |  | 133 | 133 | 92 | 46 | 130 | 127 | M
2007 | 11252 | 1464 | 1S1 | 1S1 | 6 | 1972 | SB | 185 | 92 | 327000 | 165000 | 260 | 221 | 59 | 30
2007 | 11252 | 1464 | 1S2 | 1S2 | 6 | 1972 | SB | 185 | 92 | 327000 | 165000 | 269 | 221 | 59 | 30
2007 | 11252 | 6055 | 2S1 | 2S1 | 7 | 1981 | OP | 600 | 552 | 1325000 | 662500 | 296 | 258 | 75 | 60 | 320 | 291 | E
2007 | 11252 | 6055 | 2S2 | 2S2 | 3 | 1981 | OP | 600 | 552 | 1325000 | 662500 | 296 | 258 | 75 | 60 | 328 | 292 | E
2007 | 11252 | 6055 | 2S3 | 2S3 | 12 | 1983 | OP | 600 | 552 | 1390000 | 695000 | 280 | 260 | 75 | 60 | 276 | 267 | E
2007 | 11269 | 3601 | 1 | 1 | 5 | 1965 | OP | 154 | 79 | 212688 | 111585 | 174 | 155 | 45 | 24 | 174 | 174 | E
2007 | 11269 | 3601 | 2 | 2 | 6 | 1968 | OP | 154 | 79 | 212688 | 111585 | 182 | 158 | 45 | 24 | 182 | 182 | E
2007 | 11269 | 3601 | 3 | 3 | 6 | 1972 | OP | 177 | 380 | 793208 | 417036 | 232 | 201 | 35 | 18 | 217 | 217 | E
2007 | 11269 | 4937 | 1 | 1 | 4 | 1974 | OP | 184 | 328 | 1165000 | 815000 | 293 | 199 | 59 | 31 | 208 | 171 | E
2007 | 11269 | 6179 | 1 | 1 | 6 | 1979 | OP | 600 | 616 | 3511200 | 1235460 | 302 | 300 | 95 | 49 | 289 | 268 | E
2007 | 11269 | 6179 | 2 | 2 | 5 | 1980 | OP | 600 | 616 | 3511200 | 1235460 | 302 | 300 | 95 | 49 | 292 | 262 | E
2007 | 11269 | 6179 | 3 | 3 | 4 | 1988 | OP | 533 | 521 | 2750880 |  | 150 |  | 88 |  | 146 | 136 | E
2007 | 11275 | 55667 | 1 | 1 | 12 | 2003 | OP | 175 | 254 | 999744 | 750037 | 220 | 220 | 65.6 | 49.2 | 220 | 200 | E
2007 | 11275 | 55667 | 2 | 2 | 12 | 2003 | OP | 175 | 254 | 999744 | 750037 | 220 | 220 | 65.6 | 49.2 | 220 | 200 | E
2007 | 11282 | 55063 | AA001 | AA001 | 8 | 2000 | OP | 125 | 283 | 814000 | 620000 | 210 | 200 | 50 | 70 | 220 | 200 | E
2007 | 11282 | 55063 | AA002 | AA002 | 8 | 2000 | OP | 125 | 283 | 814000 | 620000 | 210 | 200 | 49 | 68 | 220 | 200 | E
2007 | 11282 | 55063 | AA003 | AA003 | 8 | 2000 | OP | 125 | 283 | 814000 | 620000 | 210 | 200 | 49 | 69 | 220 | 200 | E
2007 | 11479 | 3992 | 11 | 11 | 6 | 1968 | OP | 91 | 24 | 95700 |  | 645 |  | 46 |  | 540 | 540 | E
2007 | 11479 | 3992 | 12 | 12 | 8 | 1968 | OP | 93 | 33 | 95000 |  | 350 |  | 42 |  | 50 | 350 | E
2007 | 11479 | 3992 | 13 | 13 | 12 | 1938 | OP | 250 | 113 | 210000 |  | 360 |  | 25 |  | 360 | 360 | E
2007 | 11479 | 3992 | 14 | 14 | 12 | 1949 | OP | 250 | 87 | 180000 |  | 340 |  | 38 |  | 50 | 338 | E
2007 | 11479 | 3992 | 15 | 15 | 6 | 1957 | OP | 250 | 57 | 240000 | 83250 | 290 | 215 | 57 | 25 | 329 | 316 | M
2007 | 11479 | 3992 | 16 | 16 | 7 | 1961 | OP | 250 | 57 | 240000 | 83250 | 290 | 215 | 57 | 25 | 336 | 288 | M
2007 | 11479 | 7991 | 01 | 01 | 4 | 2005 | OP | 174 | 79 | 312535 | 249558 | 240 | 208 | 75 | 40 | 240 | 210 | E
2007 | 11479 | 7991 | 02 | 02 | 4 | 2005 | OP | 174 | 79 | 312535 | 249558 | 240 | 208 | 75 | 40 | 240 | 210 | E
2007 | 11504 | 55451 | 310STK | 310STK | 5 | 2003 | OP | 130 | 254 | 939315 | 951255 | 174 | 186 | 62 | 62
2007 | 11504 | 55451 | 320STK | 320STK | 6 | 2003 | OP | 130 | 254 | 939315 | 951255 | 174 | 186 | 62 | 62
2007 | 11504 | 55451 | 330STK | 330STK | 7 | 2003 | OP | 130 | 254 | 939315 | 951255 | 174 | 186 | 62 | 62
2007 | 11571 | 4125 | S10 | S10 | 6 | 1950 | OP | 250 | 113 | 338000 | 169000 | 375 | 340 | 50 | 25 | 340 | 340 | e
2007 | 11571 | 4125 | S20 | S20 | 6 | 1989 | OP | 250 | 154 | 486000 | 243000 | 350 | 300 | 53 | 26 | 320 | 245 | e
2007 | 11806 | 6081 | 3 | 3 | 6 | 2013 | PL | 150
2007 | 12199 | 2790 | S1 | S1 | 11 | 1975 | OP | 300 | 41 | 165000 | 74400 | 441 | 364 | 67 | 30 | 389 | 370 | M
2007 | 12199 | 2790 | S2 | S2 | 7 | 1975 | OP | 300 | 113 | 433200 | 194100 | 340 | 288 | 64 | 29 | 321 | 284 | M
2007 | 12341 | 1081 | 6 | 6 | 6 | 1957 | RE | 144 | 57 | 101981 | 50991 | 375 | 350 | 30 | 15
2007 | 12341 | 1081 | 9 | 9 | 6 | 1961 | OP | 346 | 140 | 655591 | 327795 | 297 | 298 | 78 | 39 | 320 | 286 | E
2007 | 12341 | 1082 | 1 | 1 | 2 | 1954 | OP | 250 | 104 | 186366 | 96390 | 317 | 268 | 29 | 15 | 321 | 300 | E
2007 | 12341 | 1082 | 2 | 2 | 2 | 1958 | OP | 250 | 104 | 282898 | 149637 | 289 | 268 | 45 | 24 | 303 | 324 | E
2007 | 12341 | 1082 | 3 | 3 | 12 | 1978 | OP | 550 | 491 | 2067000 | 1587000 | 274 | 219 | 76 | 53 | 330 | 295 | E
2007 | 12341 | 1082 | 4 | 4 | 6 | 2007 | OP | 550 | 478 |  | 1371873 | 165 | 165 | 96 | 48
2007 | 12341 | 1091 | 1 | 1 | 5 | 1964 | OP | 250 | 64 | 680000 | 340000 | 320 | 300 | 178 | 90 | 335 | 327 | E
2007 | 12341 | 1091 | 2 | 2 | 5 | 1972 | OP | 300 | 183 | 1086000 | 540000 | 290 | 263 | 99 | 50 | 306 | 278 | E
2007 | 12341 | 1091 | 3 | 3 | 12 | 1975 | OP | 400 | 314 | 2084000 | 1000000 | 325 | 254 | 110 | 55 | 314 | 288 | E
2007 | 12341 | 6664 | 101 | 101 | 10 | 1983 | OP | 610 | 707 | 3109000 |  | 300 |  | 73 |  | 293 | 285 | E
2007 | 12341 | 7343 | 4 | 4 | 7 | 1979 | OP | 469 | 521 | 1971800 | 1292300 | 237 | 212 | 63 |  | 350 | 296 | E
2007 | 12363 | 55481 | 1 | 1 | 6 | 2003 | OP | 170 | 255 | 754047 | 593635 | 175 | 180 | 49.3 | 38.8 | 185 | 202 | M
2007 | 12363 | 55481 | 2 | 2 | 6 | 2003 | OP | 170 | 255 | 754047 | 593635 | 175 | 180 | 49.3 | 38.8 | 183 | 198 | M
2007 | 12363 | 55481 | 5 | 5 | 12 | 2003 | OP | 170 | 255 | 754047 | 593635 | 175 | 180 | 49.3 | 38.8 | 184 | 198 | M
2007 | 12363 | 55481 | 6 | 6 | 6 | 2003 | OP | 170 | 255 | 754047 | 593635 | 175 | 180 | 49.3 | 38.8 | 184 | 199 | M
2007 | 12384 | 384 | 7 | 7 | 4 | 1965 | OP | 550 | 227 | 1713000 | 856000 | 291 | 252 | 120 | 57 | 290 | 280 | E
2007 | 12384 | 384 | 8 | 8 | 3 | 1966 | OP | 550 | 227 | 1713000 | 856000 | 291 | 252 | 120 | 57 |  | 280 | E
2007 | 12384 | 867 | 7 | 7 | 5 | 1958 | OP | 378 | 83 | 690000 | 345000 | 289 | 262 | 140 | 67 | 290 | 280 | E
2007 | 12384 | 867 | 8 | 8 | 4 | 1961 | OP | 378 | 110 | 953000 | 476500 | 300 | 276 | 144 | 70 | 300 | 290 | E
2007 | 12384 | 874 | 6 | 6 | 5 | 1959 | OP | 450 | 144 | 1105000 | 552000 | 300 | 270 | 129 | 62 | 300 | 270 | E
2007 | 12384 | 879 | 6 | 51 | 9 | 1972 | OP | 500 | 908 | 6020000 | 2900000 | 300 | 272 | 111 | 53 | 300 | 290 | E
2007 | 12384 | 879 | 6 | 61 | 9 | 1972 | OP | 500 | 908 | 6020000 | 2900000 | 300 | 272 | 111 | 53 | 300 | 290 | E
2007 | 12384 | 879 | 6 | 52 | 9 | 1972 | OP | 500 | 908 | 6020000 | 2900000 | 300 | 272 | 111 | 53 | 300 | 290 | E
2007 | 12384 | 879 | 6 | 62 | 9 | 1972 | OP | 500 | 908 | 6020000 | 2900000 | 300 | 272 | 111 | 53 | 300 | 290 | E
2007 | 12384 | 883 | 4 | 4 | 12 | 1951 | OP | 330 | 104 | 430000 | 215000 | 350 | 300 | 69 | 34 | 300 | 290 | E
2007 | 12384 | 883 | 5 | 5 | 6 | 1958 | OP | 450 | 156 | 1114000 | 527000 | 300 | 250 | 119 | 56 | 300 | 290 | E
2007 | 12384 | 883 | 6 | 6 | 6 | 1962 | OP | 450 | 143 | 1051000 | 526000 | 300 | 290 | 122 | 60 | 300 | 290 | E
2007 | 12384 | 884 | 1 | 1 | 7 | 1955 | SC | 348 | 133 | 770000 | 344000 | 342 | 316 | 97 | 43 | 320 | 320 | E
2007 | 12384 | 884 | 2 | 2 | 3 | 1955 | SC | 348 | 133 | 770000 | 344000 | 342 | 316 | 97 | 43 | 320 | 310 | E
2007 | 12384 | 884 | 3 | 3 | 6 | 1957 | OP | 448 | 173 | 1004000 | 502000 | 300 | 272 | 96 | 46 | 300 | 290 | E
2007 | 12384 | 884 | 4 | 4 | 6 | 1963 | OP | 500 | 214 | 1553000 | 776000 | 290 | 270 | 121 | 59 | 300 | 290 | E
2007 | 12384 | 886 | 19 | 19 | 11 | 1958 | OP | 450 | 154 | 1058000 | 529000 | 340 | 310 | 115 | 55 | 300 | 290 | E
2007 | 12384 | 3122 | 1 | 1 | 6 | 1969 | OP | 800 | 452 | 2050000 | 1100000 | 282 | 262 | 75 | 38 | 314 | 287 | E
2007 | 12384 | 3122 | 2 | 2 | 6 | 1969 | OP | 800 | 452 | 2250000 | 1100000 | 282 | 262 | 75 | 38 | 318 | 270 | E
2007 | 12384 | 3122 | 3A | 3A | 9 | 2001 | OP | 525 | 572 | 1900000 | 1200000 | 120 | 120 | 56 | 35 | 122 | 111 | E
2007 | 12384 | 6025 | 1 | 1 | 5 | 1977 | OP | 400 | 638 | 5573000 | 2572000 | 288 | 259 | 151 | 70
2007 | 12384 | 6025 | 2 | 2 | 11 | 1978 | SC | 400 | 452 | 3572000 | 1705000 | 291 | 257 | 132 | 63
2007 | 12490 | 562 | 1 | 1 | 8 | 1954 | OS | 266 | 87 | 273000 | 116960 | 298 | 224 | 48 | 15
2007 | 12490 | 562 | 2 | 2 | 10 | 1958 | OP | 266 | 71 | 331000 | 142330 | 280 | 210 | 82 | 15 | 326 | 325 | M
2007 | 12490 | 562 | 3 | 3 | 1 | 1964 | OP | 266 | 113 | 636000 | 273480 | 298 | 224 | 97 | 41 | 412 | 349 | M
2007 | 12490 | 562 | 4 | 4 | 5 | 1973 | OP | 498 | 254 | 1479501 | 639847 | 600 | 450 | 100 | 32 | 697 | 741 | M
2007 | 12492 | 10745 | SV09 | SV09 | 1 | 1990 | OP | 150 | 254 | 540000 | 540000 | 240 | 255 | 35 | 35 | 260 | 255
2007 | 12492 | 10745 | SV10 | SV10 | 1 | 1990 | OP | 150 | 254 | 540000 | 540000 | 240 | 255 | 35 | 35 | 260 | 255
2007 | 12492 | 10745 | SV11 | SV11 | 2 | 1990 | OP | 150 | 254 | 540000 | 540000 | 240 | 255 | 35 | 35 | 260 | 255
2007 | 12492 | 10745 | SV12 | SV12 | 3 | 1990 | OP | 150 | 254 | 540000 | 540000 | 240 | 255 | 35 | 35 | 260 | 255
2007 | 12492 | 10745 | SV13 | SV13 | 4 | 1990 | OP | 150 | 254 | 540000 | 540000 | 240 | 255 | 35 | 35 | 260 | 255
2007 | 12492 | 10745 | SV14 | SV14 | 5 | 1990 | OP | 150 | 254 | 540000 | 540000 | 240 | 255 | 35 | 35 | 260 | 255
2007 | 12588 | 3788 | 1 | 1 | 10 | 1949 | OP | 161 | 57 | 312000 | 172855 | 330 | 285 | 104 | 58 | 347 | 324 | m
2007 | 12588 | 3788 | 2 | 2 | 6 | 1950 | OP | 161 | 57 | 312000 | 172855 | 330 | 285 | 104 | 58 | 319 | 285 | m
2007 | 12588 | 3788 | 3 | 3 | 7 | 1954 | OP | 161 | 50 | 488531 | 244265 | 252 | 232 | 163 | 81 | 295 | 268 | m
2007 | 12588 | 3788 | 4 | 4 | 2 | 1956 | OP | 161 | 50 | 488531 | 244265 | 252 | 232 | 163 | 81 | 306 | 280 | m
2007 | 12588 | 3788 | 5 | 5 | 5 | 1957 | OP | 161 | 50 | 488412 | 244206 | 252 | 232 | 163 | 81 | 300 | 260 | m
2007 | 12622 | 273 | 3 | 3 | 12 | 1965 | OP | 300 | 95 | 402500 | 197000 | 270 | 190 | 71 | 35 | 230 | 242 | E
2007 | 12628 | 1571 | 3 | 3 | 6 | 1975 | OP | 712 | 491 | 1660131 | 830065 | 271 | 246 | 56 | 28 | 280 | 247 | E
2007 | 12628 | 1571 | 4 | 4 | 12 | 1981 | OP | 712 | 491 | 1660131 | 830065 | 271 | 246 | 56 | 28 | 260 | 240 | E
2007 | 12628 | 1571 | 5 | 5 | 5 | 1982 | OP | 712 | 779 | 1700859 | 650429 | 244 | 232 | 36 | 18 | 276 | 254 | E
2007 | 12631 | 228 | 9 | 9 | 6 | 1964 | OP | 450 | 276 | 2223000 | 1200000 | 300 | 270 | 134 | 72 | 281 | 282 | E
2007 | 12631 | 271 | 5 | 5 | 9 | 1960 | OP | 450 | 148 | 1037000 | 733000 | 285 | 235 | 117 | 83 | 253 | 251 | E
2007 | 12631 | 271 | 6 | 6 | 6 | 1961 | OP | 450 | 148 | 1037000 | 733000 | 285 | 235 | 117 | 83 | 258 | 257 | E
2007 | 12631 | 271 | 7 | 7 | 12 | 1972 | OP | 450 | 314 | 2000000 | 1200000 | 285 | 235 | 106 | 64 | 237 | 235 | E
2007 | 12647 | 1891 | S1 | S1 | 8 | 1970 | OP | 300 | 87 | 494956 | 247478 | 136 | 126 | 95 | 47 | 115 |  | E
2007 | 12647 | 1893 | S1 | S1 | 7 | 1958 | OP | 250 | 71 | 450000 | 225000 | 341 | 273 | 106 | 53 | 230 | 230 | E
2007 | 12647 | 1893 | S3 | S3 | 4 | 1977 | OP | 700 | 661 | 1760000 | 880000 | 190 | 136 | 48 | 24 |  | 135 | E
2007 | 12647 | 1893 | S4 | S4 | 4 | 1980 | OP | 600 | 314 | 1910000 | 955000 | 158 | 158 | 101 | 51 | 160 | 155 | E
2007 | 12647 | 10075 | S1 | S1 | 6 | 1957 | OP | 220 | 79 | 320000 | 160000 | 358 | 330 | 68 | 34 | 300 | 295 | E
2007 | 12647 | 10075 | S2 | S2 | 9 | 1957 | OP | 220 | 79 | 320000 | 160000 | 358 | 330 | 68 | 34 | 300 | 295 | E
2007 | 12647 | 10075 | S3 | S3 | 5 | 1967 | OP | 220 | 79 | 320000 | 160000 | 358 | 330 | 68 | 34 | 300 | 295 | E
2007 | 12653 | 1572 | 1 | 1 | 6 | 1959 | SB | 400 | 214 | 959299 | 479649 | 236 | 236 | 75 | 37 | 260 | 241 | M
2007 | 12653 | 1572 | 2 | 2 | 3 | 1962 | SB | 400 | 214 | 479649 | 239825 | 236 | 236 | 37 | 19 | 260 | 241 | M
2007 | 12653 | 1572 | 3 | 3 | 6 | 1979 | OP | 700 | 491 | 1438948 | 719474 | 175 | 236 | 49 | 24 | 260 | 241 | M
2007 | 12653 | 1573 | 1 | 1 | 6 | 1970 | OP | 700 | 299 | 1436575 | 718287 | 250 | 250 | 80 | 40 | 298 | 283 | m
2007 | 12653 | 1573 | 2 | 2 | 6 | 1971 | OP | 700 | 299 | 1436575 | 718287 | 250 | 250 | 80 | 40 | 299 | 293 | m
2007 | 12653 | 1573 | 3 | 4 | 12 | 2009 | PL | 400 | 570 | 1880000 | 1500000 | 128 | 125 | 55 | 44 | 128 | 126 | E
2007 | 12653 | 1573 | 3 | 3 | 12 | 2009 | PL | 400 | 570 | 1880000 | 1500000 | 128 | 125 | 55 | 44 | 125 | 128 | E
2007 | 12658 | 2823 | S1 | S1 | 11 | 1970 | OP | 300 | 283 | 1040000 | 920000 | 325 | 375 | 60 | 30 | 327 | 307 | E
2007 | 12658 | 2823 | S2 | S2 | 5 | 1977 | OP | 550 | 491 | 1675600 | 871312 | 185 | 185 | 57 | 30 | 170 | 180 | E
2007 | 12667 | 56164 | SV001 | SV001 | 7 | 2007 | OP | 175 | 254 | 39419 | 24696 | 200 | 208 |  |  | 200 | 205 | m
2007 | 12685 | 2050 | S | 2 | 8 | 1974 | OP | 489 | 416 | 1709000 | 852000 | 246 | 216 | 69 | 35 | 250 | 240 | E
2007 | 12685 | 2050 | S | 1 | 8 | 1974 | OP | 489 | 284 | 1174000 | 594000 | 237 | 205 | 69 | 35 | 250 | 240 | E
2007 | 12685 | 2051 | 1A | 1A | 11 | 1953 | SB | 130 | 71 | 154000 | 77500 | 270 | 198 | 36 | 18 | 300 | 300 | E
2007 | 12685 | 2051 | 1B | 1B | 11 | 1953 | SB | 130 | 71 | 154000 | 77500 | 270 | 198 | 36 | 18 | 300 | 300 | E
2007 | 12685 | 2051 | 2A | 2A | 12 | 1953 | SB | 130 | 71 | 154000 | 77500 | 270 | 198 | 36 | 18 | 300 | 300 | E
2007 | 12685 | 2051 | 2B | 2B | 12 | 1953 | SB | 130 | 71 | 154000 | 77500 | 270 | 198 | 36 | 18 | 300 | 300 | E
2007 | 12685 | 2053 | 1 | 1 | 7 | 1948 | OP | 150 | 79 | 105196 | 59405 | 292 | 260 | 18 | 13 | 260 | 250 | E
2007 | 12685 | 2053 | 3 | 3 | 12 | 1949 | OP | 150 | 247 | 392151 | 196076 | 352 | 325 | 27 | 13 | 362 | 352 | E
2007 | 12685 | 2053 | 4 | 4A | 7 | 1959 | OP | 150 | 64 | 289289 | 148288 | 269 | 234 | 75 | 39 | 282 | 272 | E
2007 | 12685 | 2053 | 4 | 4B | 7 | 1959 | OP | 150 | 64 | 289289 | 148288 | 269 | 234 | 75 | 39 | 282 | 272 | E
2007 | 12685 | 8054 | 1 | 1 | 1 | 1975 | OP | 499 | 415 | 1440000 | 720000 | 243 | 224 | 58 | 29 | 250 | 250 | E
2007 | 12686 | 2049 | 1 | 1 | 6 | 1957 | OP | 169 | 113 | 440724 | 296352 | 270 | 246 | 65 | 44 | 250 | 230 | E
2007 | 12686 | 2049 | 2 | 2 | 5 | 1960 | OP | 169 | 113 | 495540 | 273428 | 270 | 246 | 61 | 34 | 250 | 230 | E
2007 | 12686 | 2049 | 3 | 3 | 5 | 1962 | OP | 169 | 113 | 331520 | 182930 | 243 | 215 | 48 | 27 | 250 | 230 | E
2007 | 12686 | 2049 | 4 | 4 | 5 | 1968 | OP | 350 | 201 | 740006 | 408320 | 270 | 246 | 62 | 34 | 232 | 212 | E
2007 | 12686 | 2049 | 5 | 5 | 4 | 1973 | OP | 400 | 415 | 1492800 | 848050 | 267 | 231 | 60 | 34 | 303 | 283 | E
2007 | 12686 | 6073 | 1 | 1 | 4 | 1977 | OP | 350 | 908 | 1822003 | 966363 | 278 | 242 | 33 | 18 | 263 | 243 | E
2007 | 12686 | 6073 | 1 | 2 | 2 | 1981 | OP | 350 | 908 | 1822003 | 966363 | 278 | 242 | 33 | 18 | 301 | 281 | E
2007 | 12792 | 2625 | 1 | 1 | 9 | 1972 | OP | 286 | 276 | 1515922 | 1164449 | 280 | 238 | 87 | 66 | 320 | 320 | E
2007 | 12792 | 2625 | 2 | 2 | 4 | 1974 | OP | 286 | 276 | 1515922 | 1164449 | 280 | 238 | 87 | 66 | 320 | 320 | E
2007 | 12792 | 2629 | 3 | 3 | 3 | 1995 | RE | 175 | 123 | 252000 | 63000 | 310 | 225 | 34 | 8
2007 | 12792 | 2629 | 4 | 4 | 5 | 1966 | RE | 475 | 95 | 546010 | 389000 | 249 | 198 | 116 | 60
2007 | 12792 | 2629 | 5 | 5 | 4 | 1969 | OP | 475 | 95 | 591000 | 402000 | 285 | 255 | 109 | 76 | 320 | 320 | E
2007 | 12796 | 3942 | 1 | 1 | 11 | 1952 | OP | 168 | 64 | 420000 | 210000 | 360 | 300 | 108 | 53 | 326 | 277 | M
2007 | 12796 | 3942 | 2 | 2 | 9 | 1952 | OP | 168 | 64 | 420000 | 210000 | 360 | 300 | 108 | 53 | 309 | 256 | M
2007 | 12796 | 3942 | 3 | 3 | 10 | 1954 | OP | 225 | 91 | 680000 | 340000 | 350 | 290 | 131 | 65 | 280 | 250 | M
2007 | 12796 | 3943 | 1 | 1 | 11 | 1967 | OP | 550 | 434 | 2008000 | 1000000 | 289 | 249 | 77 | 39 | 283 | 297 | M
2007 | 12796 | 3943 | 2 | 2 | 12 | 1968 | OP | 550 | 434 | 2008000 | 1000000 | 289 | 249 | 77 | 39 | 274 | 276 | M
2007 | 12796 | 3945 | 7A | 7A | 6 | 1944 | OP | 152 | 57 | 150000 | 75000 | 425 | 410 | 43 | 22 | 300 | 294 | M
2007 | 12796 | 3945 | 7B | 7B | 6 | 1944 | OP | 152 | 57 | 150000 | 75000 | 425 | 410 | 43 | 22 | 300 | 294 | M
2007 | 12796 | 3945 | 8A | 8A | 6 | 1951 | OP | 152 | 64 | 265000 | 132500 | 340 | 310 | 69 | 34 | 314 | 277 | M
2007 | 12796 | 3945 | 8B | 8B | 6 | 1951 | OP | 152 | 64 | 265000 | 132500 | 340 | 310 | 69 | 34 | 314 | 277 | M
2007 | 12796 | 3946 | 1 | 1 | 11 | 1967 | OP | 160 | 56 | 270000 | 135000 | 385 | 350 | 81 | 41 | 337 | 310 | M
2007 | 12796 | 3946 | 2 | 2 | 8 | 1960 | OP | 216 | 177 | 950000 | 475000 | 375 | 320 | 90 | 45 | 260 | 232 | M
2007 | 13100 | 7946 | STACK1 | STACK1 | 6 | 2003 | OP | 132 | 284 | 643177 | 420830 | 264 |  | 69 |  | 230 | 250 | M
2007 | 13100 | 7946 | STACK2 | STACK2 | 6 | 2003 | OP | 132 | 284 | 618113 | 409262 | 264 |  | 69 |  | 230 | 250 | M
2007 | 13143 | 1167 | 7 | 7 | 6 | 1975 | OP | 225 | 66 | 143410 |  | 358 |  | 36 |  | 350 | 324 | M
2007 | 13143 | 1167 | 8 | 8 | 6 | 1969 | OP | 220 | 57 | 306000 |  | 338 | 300 | 89 |  | 361 | 348 | M
2007 | 13143 | 1167 | 9 | 9 | 4 | 1983 | OP | 300 | 104 | 495800 | 380178 | 176 | 173 | 80 |  | 182 | 171 | M
2007 | 13168 | 2549 | 1 | 3-6 | 6 | 1957 | OP | 350 | 247 | 904020 | 666900 | 320 | 320 | 61 | 45 | 320 | 320
2007 | 13168 | 2549 | 2 | 7-8 | 6 | 1957 | OP | 350 | 270 | 1247400 | 842000 | 290 | 290 | 77 | 52 | 290 | 290
2007 | 13192 | 2490 | 2 | 2 | 12 | 1959 | OP | 502 | 294 | 2737322 | 1368661 | 245 | 245 | 155 | 78 | 250 | 220 | E
2007 | 13337 | 2226 | 1 | 1 | 5 | 1958 | SB | 167 | 130 | 338000 | 220000 | 250 | 210 | 44 | 29
2007 | 13337 | 2277 | 1 | 1 | 7 | 1968 | OP | 176 | 113 | 404720 | 213695 | 290 | 260 | 60 | 32 | 292 | 304 | E
2007 | 13337 | 2277 | 2 | 2 | 7 | 1961 | OP | 176 | 113 | 481045 | 255119 | 323 | 295 | 71 | 38 | 299 | 291 | E
2007 | 13337 | 6077 | 1 | 1 | 4 | 1979 | OP | 550 | 616 | 2072245 | 1068990 | 330 | 300 | 56 | 29 | 300 | 300 | E
2007 | 13337 | 6077 | 2 | 2 | 1 | 1982 | OP | 550 | 616 | 2080730 | 1056360 | 300 | 270 | 56 | 29 | 300 | 300 | E
2007 | 13345 | 55330 | STACK1 | STACK1 | 6 | 2005 | PL | 190 | 254 | 1090000 |  | 199 |  | 72
2007 | 13345 | 55330 | STACK2 | STACK2 | 6 | 2005 | PL | 190 | 254 | 1090000 |  | 199 |  | 72
2007 | 13345 | 55330 | STACK3 | STACK3 | 6 | 2005 | PL | 190 | 254 | 1090000 |  | 199 |  | 72
2007 | 13345 | 55330 | STACK4 | STACK4 | 6 | 2005 | PL | 190 | 254 | 1090000 |  | 199 |  | 72
2007 | 13407 | 2322 | 1 | 1 | 12 | 1955 | OP | 100 | 57 | 157000 | 76100 | 230 | 210 | 45 | 22 | 105 |  | E
2007 | 13407 | 2322 | 2 | 2 | 7 | 1957 | OP | 100 | 64 | 200000 | 90000 | 290 | 235 | 52 | 24 | 105 |  | E
2007 | 13407 | 2322 | 3 | 3 | 7 | 1961 | OP | 156 | 95 | 261000 | 121000 | 286 | 230 | 46 | 21 | 105 |  | E
2007 | 13407 | 2324 | 1 | 1 | 4 | 1965 | OP | 200 | 123 | 361000 | 180000 | 207 | 217 | 49 | 25 | 150 | 100 | M
2007 | 13407 | 2324 | 2 | 2 | 7 | 1968 | OP | 240 | 71 | 361000 | 180000 | 207 | 217 | 85 | 43 | 150 | 100 | M
2007 | 13407 | 2324 | 3 | 3 | 7 | 1976 | OP | 270 | 71 | 397300 | 199000 | 201 | 213 | 94 | 47 | 150 | 100 | M
2007 | 13407 | 2324 | 4 | 4 | 7 | 1983 | OP | 500 | 227 | 1043000 | 521500 | 153 | 157 | 77 | 38 | 150 | 100 | M
2007 | 13407 | 7082 | STACK5 | STACK5 | 6 | 2011 | CO | 185 | 283 | 980000 | 978500 | 196 | 200 | 57 | 57 | 186 | 183 | E
2007 | 13407 | 7082 | STACK6 | STACK6 | 6 | 2011 | CO | 185 | 283 | 980000 | 978500 | 196 | 200 | 57 | 57 | 186 | 183 | E
2007 | 13407 | 55322 | A02 | A02 | 1 | 2006 | OP | 175 | 253 | 1023137 | 613882 | 175 | 175 | 67 | 40 | 175 | 175 | E
2007 | 13407 | 55322 | A04 | A04 | 1 | 2006 | OP | 175 | 253 | 1023137 | 613882 | 175 | 175 | 67 | 40 | 175 | 175 | E
2007 | 13407 | 55322 | A06 | A06 | 1 | 2006 | OP | 175 | 253 | 1023137 | 613882 | 175 | 175 | 67 | 40 | 175 | 175 | E
2007 | 13407 | 55322 | A08 | A08 | 1 | 2006 | OP | 175 | 253 | 1023137 | 613882 | 175 | 175 | 67 | 40 | 175 | 175 | E
2007 | 13407 | 55841 | A01 | A01 | 6 | 2004 | OP | 150 | 254 | 684000 | 500000 | 230 | 150 |  |  | 223 | 210 | E
2007 | 13407 | 55841 | A03 | A03 | 6 | 2004 | OP | 150 | 254 | 684000 | 500000 | 230 | 150 | 44.8 | 32.7 | 233 | 210 | E
2007 | 13478 | 1407 | 2 | 4 | 11 | 1954 | OS | 151 | 165 | 503100 | 292300 | 310 | 245 | 51 | 30
2007 | 13478 | 1407 | 2 | 3 | 4 | 1950 | OS | 151 | 165 | 503100 | 292300 | 310 | 245 | 51 | 30
2007 | 13478 | 1409 | 1E | 1E | 4 | 1957 | OP | 164 | 64 | 167675 | 87200 | 299 | 256 | 44 | 23 | 230 | 230 | E
2007 | 13478 | 1409 | 1W | 1W | 4 | 1957 | OP | 164 | 64 | 167675 | 87200 | 299 | 256 | 44 | 23 | 230 | 230 | E
2007 | 13478 | 1409 | 2E | 2E | 2 | 1963 | OP | 186 | 79 | 305550 | 158800 | 237 | 198 | 64 | 34 | 268 | 232 | M
2007 | 13478 | 1409 | 2W | 2W | 2 | 1963 | OP | 186 | 79 | 305550 | 158800 | 237 | 198 | 64 | 34 | 246 | 239 | M
2007 | 13478 | 1409 | 3 | 3 | 8 | 1967 | OP | 172 | 434 | 1502900 | 692000 | 270 | 216 | 58 | 27 | 377 | 363 | M
2007 | 13538 | 55661 | 1 | 1 | 2 | 2002 | OP | 150 | 220 | [6 empty] | 300 | 300 | E
2007 | 13538 | 55661 | 2 | 2 | 2 | 2002 | OP | 150 | 220 | [6 empty] | 300 | 300 | E
2007 | 13579 | 2554 | 1 | 1 | 6 | 1950 | OP | 312 | 143 | 471900 | 154000 | 320 | 320 | 55 | 26 | 254 | 260 | E
2007 | 13579 | 2554 | 2 | 2 | 6 | 1950 | OP | 312 | 143 | 471900 | 154000 | 320 | 320 | 55 | 26 | 260 | 275 | E
2007 | 13579 | 2554 | 3 | 4 | 6 | 1959 | OP | 310 | 254 | 1382000 | 933000 | 290 | 290 | 85 | 59 | 275 | 280 | E
2007 | 13579 | 2554 | 3 | 3 | 6 | 1959 | OP | 310 | 254 | 1382000 | 933000 | 290 | 290 | 85 | 59 | 275 | 280 | E
2007 | 13584 | 330 | 3 | 3 | 7 | 1964 | OP | 200 | 154 | 854000 | 427000 | 235 | 193 | 92 | 46 | 183 | 183 | E
2007 | 13584 | 330 | 4 | 4 | 4 | 1965 | OP | 200 | 154 | 854000 | 427000 | 235 | 193 | 92 | 46 |  | 204 | E
2007 | 13756 | 995 | 78 | 78 | 11 | 1962 | SB | 400 | 183 | 1400000 | 700000 | 290 | 290 | 128 | 67 | 290 | 290 | M
2007 | 13756 | 995 | 78A | 78A | 6 | 1992 | OP | 480 | 320 | 1730559 | 865280 | 130 | 130 | 90 | 47 | 130 | 130 | M
2007 | 13756 | 996 | 45 | 45 | 11 | 1968 | SC | 236 | 100 | 820000 | 410000 | 290 | 290 | 137 | 68
2007 | 13756 | 996 | 611 | 611 | 5 | 1970 | SC | 236 | 56 | 786000 | 396000 | 290 | 290 | 132 | 66
2007 | 13756 | 997 | 12 | 12 | 5 | 1974 | OP | 505 | 346 | 1800000 | 900000 | 325 | 300 | 87 | 44 | 342 | 342 | M
2007 | 13756 | 997 | 4 | 4 | 10 | 1950 | OS | 270 | 50 | 156000 | 89000 | 325 | 275 | 52 | 29
2007 | 13756 | 997 | 5 | 5 | 10 | 1950 | OS | 270 | 50 | 156000 | 89000 | 325 | 275 | 52 | 29
2007 | 13756 | 997 | 6 | 6 | 11 | 1950 | OS | 270 | 50 | 156000 | 89000 | 325 | 275 | 52 | 29
2007 | 13756 | 6085 | 14 | 14 | 12 | 1976 | OP | 500 | 346 | 1902000 | 951000 | 307 | 307 | 92 | 46 | 300 | 300 | M
2007 | 13756 | 6085 | 15 | 15 | 10 | 1979 | OP | 500 | 346 | 2112000 | 1051000 | 300 | 300 | 102 | 51 | 325 | 325 | M
2007 | 13756 | 6085 | 17 | 17 | 4 | 1983 | OP | 496 | 254 | 1590000 | 795000 | 160 | 160 | 104 | 52 | 130 | 130 | M
2007 | 13756 | 6085 | 18 | 18 | 2 | 1986 | OP | 496 | 254 | 1590000 | 795000 | 160 | 160 | 104 | 52 | 130 | 130 | M
2007 | 13781 | 1904 | 1 | 1 | 6 | 1977 | OP | 600 | 398 | 1865000 | 1069720 | 315 | 295 | 78 | 45 | 203 | 191 | E
2007 | 13781 | 1904 | 5 | 5 | 6 | 2002 | OP | 230 | 254 | 1033000 | 825000 | 181 | 185 | 68 | 54 | 203 |  | E
2007 | 13781 | 1912 | 1 | 1 | 10 | 1972 | OP | 570 | 346 | 1186000 | 600000 | 330 | 300 | 53 | 27 | 303 | 297 | E
2007 | 13781 | 1912 | 7 | 7 | 5 | 2008 | CO | 165 | 285 | 816586 | 368553 | 195 | 176 | 47.8 | 21.6 | 183 | 195 | M
2007 | 13781 | 1912 | 8 | 8 | 5 | 2008 | CO | 165 | 285 | 816586 | 368553 | 195 | 176 | 47.8 | 21.6 | 183 | 195 | M
2007 | 13781 | 1915 | 1 | 1 | 2 | 1968 | OP | 785 | 269 | 2135000 | 1068000 | 210 | 210 | 108 | 66 | 306 | 277 | E
2007 | 13781 | 1927 | 6 | 6 | 7 | 1949 | OP | 243 | 113 | 340000 | 170000 | 300 | 300 | 44 | 22 | 313 | 309 | E
2007 | 13781 | 1927 | 7 | 7 | 7 | 1950 | OP | 243 | 113 | 340000 | 170000 | 300 | 300 | 44 | 22 | 312 | 308 | E
2007 | 13781 | 1927 | 8 | 8 | 7 | 1972 | OP | 475 | 201 | 800000 | 400000 | 300 | 300 | 71 | 36 | 325 | 323 | E
2007 | 13781 | 6090 | 1 | 1 | 5 | 1976 | OP | 650 | 830 | 5200000 | 2646000 | 175 | 175 | 105 | 64 | 180 | 182 | E
2007 | 13781 | 6090 | 3 | 3 | 4 | 1987 | OP | 650 | 530 | 2659000 | 1423000 | 175 | 175 | 84 | 45 |  | 161 | E
2007 | 13914 | 55089 | H1 | H1 | 7 | 2002 | OP | 130 | 238 | 723000 |  | 220 | 200 | 50.6 |  | 210 | 220 | M
2007 | 13914 | 55089 | H2 | H2 | 8 | 2002 | OP | 130 | 238 | 723000 |  | 220 | 200 | 50.6 |  | 210 | 220 | M
2007 | 13914 | 55089 | H3 | H3 | 9 | 2002 | OP | 130 | 238 | 723000 |  | 220 | 200 | 50.6 |  | 210 | 220 | M
2007 | 13922 | 548 | 1 | 1 | 6 | 1960 | OP | 350 | 201 | 1250000 | 750000 | 300 | 300 | 104 | 62 | 221 | 206 | M
2007 | 13923 | 2594 | 5 | 5 | 2 | 1976 | OP | 700 | 707 | 4351000 | 2500000 | 330 | 280 | 107 | 60 | 224 | 197 | M
2007 | 13923 | 2594 | 6 | 6 | 7 | 1980 | OP | 700 | 452 | 2443000 | 1200000 | 315 |  | 90 | 50 | 223 | 233 | M
2007 | 13960 | 302 | 1 | 1 | 11 | 1978 | OP | 400 | 531 | 3313440 | 1624860 | 288 | 253 | 104 | 51 | 288 | 253 | E
2007 | 13994 | 7917 | STK8A | STK8A | 2 | 2003 | OP | 130 | 214 | 998644 | 852176 | 210 | 210 | 77.8 | 66.4 | 210 | 245 | M
2007 | 13994 | 7917 | STK8B | STK8B | 2 | 2003 | OP | 130 | 214 | 1028583 | 877724 | 230 | 230 | 80.1 | 68.4 | 230 | 230 | M
2007 | 14006 | 2872 | 1 | 1 | 11 | 1971 | OP | 828 | 491 | 3330944 | 1665472 | 315 | 315 | 113 | 57 | 315 | 315 | E
2007 | 14006 | 2872 | 2 | 2 | 10 | 1968 | OP | 828 | 380 | 1732040 | 866000 | 306 | 306 | 76 | 38 | 306 | 306 | E
2007 | 14006 | 3947 | 1 | 1 | 8 | 1978 | OP | 900 | 415 | 2742000 | 1371000 | 360 | 360 | 110 | 55 | 360 | 360 | E
2007 | 14006 | 3948 | 1 | 2 | 1 | 2007 | OP | 1000 | 895 | 2626464 | 1313232 | 128 | 128 | 48.9 | 24.5
2007 | 14006 | 3948 | 1 | 1 | 4 | 2007 | OP | 1000 | 895 | 2626464 | 1313232 | 128 | 128 | 48.9 | 24.5 | 360 | 360 | E
2007 | 14006 | 8102 | 11 | 11 | 12 | 1994 | OP | 830 | 1385 | 4000000 | 2400000 | 125 | 125 | 48 | 29 | 125 | 125 | E
2007 | 14006 | 8102 | 12 | 12 | 3 | 1995 | OP | 830 | 1385 | 4000000 | 2400000 | 125 | 125 | 48 | 29 | 125 | 125 | E
2007 | 14015 | 2876 | 1 | 1 | 2 | 1980 | OP | 1000 | 674 | 4450000 | 2225000 | 300 | 300 | 110 | 55 | 354 | 333 | M
2007 | 14015 | 2876 | 15 | 12 | 6 | 2009 | CO | 838 | 478 | 1459116 | 1032324 | 130 | 130 | 51 | 36 | 130 | 130 | E
2007 | 14015 | 2876 | 15 | 35 | 3 | 2009 | CO | 838 | 719 | 2188674 | 1548486 | 130 | 130 | 51 | 36 | 130 | 130 | E
2007 | 14063 | 2951 | 6 | 6 | 4 | 1958 | OP | 177 | 188 | 339539 | 179300 | 300 | 229 | 30 | 16 | 205 | 162 | E
2007 | 14063 | 2951 | 7 | 7 | 6 | 1963 | OP | 189 | 188 | 454787 | 354388 | 296 | 270 | 40 | 31 | 305 |  | E
2007 | 14063 | 2951 | 8 | 8 | 6 | 1969 | OP | 186 | 380 | 725700 | 534133 | 268 | 232 | 32 | 23 | 265 |  | E
2007 | 14063 | 2952 | 3 | 3 | 5 | 1956 | OP | 176 | 188 | 339539 | 179300 | 300 | 238 | 30 | 16 | 160 |  | E
2007 | 14063 | 2952 | 4 | 4 | 12 | 1977 | OP | 350 | 452 | 1259309 | 930629 | 264 | 240 | 46 | 34 | 286 | 265 | E
2007 | 14063 | 2952 | 5 | 5 | 10 | 1978 | OP | 350 | 452 | 1259309 | 930629 | 264 | 240 | 46 | 34 | 309 | 259 | E
2007 | 14063 | 2952 | 6 | 6 | 6 | 1984 | OP | 500 | 363 | 1803588 |  | 264 |  | 96 |  | 302 | 266 | E
2007 | 14063 | 2953 | 1 | 1 | 6 | 1950 | OP | 250 | 87 | 134115 | 89000 | 305 | 245 | 26 | 17 | 225 |  | E
2007 | 14063 | 2953 | 2 | 2 | 6 | 1951 | OP | 250 | 87 | 134115 | 89000 | 285 | 240 | 26 | 17 | 225 |  | E
2007 | 14063 | 2953 | 3 | 3 | 6 | 1955 | OP | 167 | 126 | 239583 | 122784 | 297 | 233 | 32 | 16 | 203 | 145 | E
2007 | 14063 | 2953 | 4 | 4 | 6 | 1959 | OP | 188 | 240 | 460106 | 270000 | 292 | 246 | 32 | 19 | 201 | 143 | E
2007 | 14063 | 2956 | 1A | 1A | 3 | 1971 | OP | 178 | 177 | 702873 | 504348 | 242 | 208 | 66 | 47 | 240 | 215 | E
2007 | 14063 | 2956 | 1B | 1B | 3 | 1971 | OP | 178 | 177 | 702873 | 504348 | 242 | 208 | 66 | 47 | 240 | 215 | E
2007 | 14063 | 2956 | 2A | 2A | 2 | 1973 | OP | 178 | 177 | 702873 | 504348 | 242 | 208 | 66 | 47 | 234 | 204 | E
2007 | 14063 | 2956 | 2B | 2B | 2 | 1973 | OP | 178 | 177 | 702873 | 504348 | 242 | 208 | 66 | 47 | 234 | 204 | E
2007 | 14063 | 2956 | 3 | 3 | 6 | 1975 | OP | 350 | 254 | 1421788 | 1029854 | 255 | 243 | 93 | 68 | 234 | 198 | E
2007 | 14063 | 6095 | 1 | 1 | 11 | 1979 | OP | 500 | 314 | 1917770 | 1130000 | 264 | 264 | 102 | 60 | 299 | 257 | E
2007 | 14063 | 6095 | 2 | 2 | 12 | 1980 | OP | 500 | 314 | 1917770 | 1130000 | 264 | 264 | 102 | 60 | 283 | 248 | E
2007 | 14127 | 2291 | A | A | 3 | 1976 | OP | 204 | 165 | 1180000 | 594000 | 293 | 265 | 120 | 60 | 329 | 295 | E
2007 | 14127 | 2291 | B | B | 4 | 1976 | OP | 204 | 72 | 524100 | 262050 | 276 | 232 | 121 | 60 | 280 | 363 | E
2007 | 14127 | 2291 | C | C | 5 | 1976 | OP | 204 | 104 | 750000 | 375000 | 274 | 244 | 120 | 60 | 300 | 262 | E
2007 | 14127 | 6096 | 1 | 1 | 5 | 1979 | OP | 700 | 440 | 2587200 | 1293600 | 288 | 258 | 98 | 49 | 325 | 309 | E
2007 | 14127 | 6096 | 2 | 2 | 5 | 2009 | CO | 400 | 415 | 2250000 | 1125000 | 271 | 271 | 90 | 45
2007 | 14165 | 2836 | 5 | 2 | 5 | 1978 | OP | 500 | 87 | 552000 | 303000 | 307 | 260 | 106 | 58 | 300 | 300 | E
2007 | 14165 | 2836 | 7 | 7 | 8 | 1970 | OP | 600 | 452 | 2600000 | 1417000 | 285 | 236 | 95 | 52 | 285 | 285 | E
2007 | 14165 | 2861 | 4 | 2 | 8 | 1981 | OP | 393 | 95 | 330189 | 176000 | 270 | 255 | 58 | 31 | 275 | 260 | M
2007 | 14165 | 2861 | 4 | 1 | 7 | 1981 | OP | 393 | 95 | 330189 | 176000 | 270 | 255 | 58 | 31 | 141 | 137 | M
2007 | 14165 | 3096 | 2A | 2A | 8 | 2002 | OP | 125 | 128 | 721000 | 665300 | 397 | 338 | 94.1 | 86.8 | 394 | 403 | E
2007 | 14165 | 3096 | 2B | 2B | 8 | 2002 | OP | 125 | 128 | 721000 | 665300 | 397 | 338 | 94.1 | 86.8 | 394 | 403 | E
2007 | 14165 | 3096 | 3 | 3 | 8 | 2002 | OP | 125 | 128 | 721000 | 665300 | 397 | 338 | 94.1 | 86.8 | 394 | 403 | E
2007 | 14165 | 3098 | SCR1 | SCR1 | 9 | 1976 | OP | 392 | 531 | 1659365 | 829683 | 140 | 140 | 52 | 26 | 106 | 106 | M
2007 | 14165 | 3138 | 5 | B | 6 | 1977 | OP | 750 | 145 | 577000 | 260000 | 302 | 298 | 66 | 30 | 284 | 273 | E
2007 | 14165 | 3138 | 5 | C | 6 | 1977 | OS | 750 | 145 | 577000 | 260000 | 302 | 298 | 66 | 30 | 284 | 273 | E
2007 | 14165 | 3138 | 5 | A | 6 | 1977 | OP | 750 | 145 | 577000 | 260000 | 302 | 298 | 66 | 30 | 284 | 273 | E
2007 | 14165 | 8226 | 1 | 1 | 12 | 1970 | OP | 750 | 346 | 1984000 | 1096000 | 260 | 230 | 95 | 53 | 310 | 295 | M
2007 | 14184 | 54466 | Stack1 | Stack1 | 9 | 1993 | OP | 115 | 193 | 538000 |  | 260 |  | 46.5 |  | 260 | 260 | M
2007 | 14232 | 1943 | 1 | 1 | 6 | 1948 | RE | 133 | 28 | 80000 | 40000 | 393 | 373 | 47 | 24
2007 | 14232 | 1943 | 2 | 2 | 6 | 1959 | OP | 225 | 140 | 691000 | 345500 | 314 | 302 | 87 | 44 | 345 | 335
2007 | 14232 | 6098 | 1 | 1 | 5 | 1975 | OP | 498 | 459 | 2060000 | 1184500 | 288 | 266 | 75 | 60 | 296 | 251 | M
2007 | 14232 | 8222 | S1 | S1 | 5 | 1981 | OP | 498 | 346 | 1810000 | 1116000 | 227 | 217 | 87 | 53 | 207 | 204 | M
2007 | 14268 | 1374 | 2 | 2 | 7 | 1974 | OS | 650 | 276 | 1226820 | 613410 | 312 | 300 | 80 | 41
2007 | 14268 | 1374 | 3 | 3 | 1 | 1995 | OP | 420 | 494 | 1567000 | 783500 | 130 | 130 | 55 | 27 | 124 | 123 | E
2007 | 14274 | 55345 | Stack1 | Stack1 | 1 | 2008 | PL | 160 | 254 |  |  | 191 | 165
2007 | 14274 | 55345 | Stack2 | Stack2 | 1 | 2008 | PL | 160 | 254 |  |  | 191 | 165
2007 | 14286 | 55467 | UNIT1 | UNIT1 | 8 | 2002 | OP | 150 | 254 | 955128 |  | 191 |  | 62.6 |  | 200 | 190 | M
2007 | 14286 | 55467 | UNIT2 | UNIT2 | 8 | 2002 | OP | 150 | 254 | 955128 |  | 191 |  | 62.6 |  | 200 | 190 | M
2007 | 14286 | 55467 | UNIT3 | UNIT3 | 8 | 2002 | OP | 150 | 254 | 955128 |  | 191 |  | 62.6 |  | 200 | 190 | M
2007 | 14294 | 2539 | 5 | 5 | 7 | 2005 | OP | 248 | 284 | 1140000 | 880000 | 280 | 280 | 69 | 67 | 280 | 300 | m
2007 | 14294 | 2539 | 6 | 6 | 7 | 2005 | OP | 248 | 284 | 1140000 | 880000 | 280 | 280 | 69 | 67 | 280 | 300 | m
2007 | 14294 | 2539 | 7 | 7 | 7 | 2005 | OP | 248 | 284 | 1140000 | 880000 | 280 | 280 | 69 | 67 | 280 | 300 | m
2007 | 14294 | 56042 | 1 | 1 | 6 | 2005 | OP | 248 | 283 | 1140000 | 880000 | 280 | 280 | 69 | 67
2007 | 14294 | 56042 | 2 | 2 | 6 | 2005 | OP | 248 | 283 | 1140000 | 880000 | 250 | 280 | 69 | 67
2007 | 14294 | 56042 | 3 | 3 | 6 | 2005 | OP | 248 | 283 | 1140000 | 880000 | 280 | 280 | 69 | 67
2007 | 14298 | 55215 | HRSG1 | HRSG1 | 6 | 2001 | OP | 145 | 314 | 870119 | 579900 | 195 | 190 | 46.2 | 30.8 | 201 | 185 | M
2007 | 14298 | 55215 | HRSG2 | HRSG2 | 6 | 2001 | OP | 145 | 314 | 870119 | 579900 | 195 | 190 | 46.2 | 30.8 | 201 | 185 | M
2007 | 14298 | 55215 | HRSG3 | HRSG3 | 6 | 2001 | OP | 145 | 314 | 870119 | 579900 | 195 | 190 | 46.2 | 30.8 | 201 | 185 | M
2007 | 14298 | 55215 | HRSG4 | HRSG4 | 6 | 2001 | OP | 145 | 314 | 870119 | 579900 | 195 | 190 | 46.2 | 30.8 | 201 | 185 | M
2007 | 14310 | 50397 | S10 | C36 | 6 | 1996 | OP | 325 | 50 | 277577 |  | 330 |  | 92 |  | 330 | 330 | E
2007 | 14310 | 50397 | S16 | C46 | 9 | 1989 | OP | 225 | 64 | 118000 |  | 290 |  | 109 |  | 300 | 288 | E
2007 | 14310 | 50397 | S37 | C37 | 12 | 1994 | OP | 225 | 64 | 105000 |  | 327 |  | 92 |  | 380 | 330 | E
2007 | 14328 | 246 | 1 | 1 | 12 | 1956 | OP | 120 | 79 | 176000 | 93100 | 330 | 276 | 37 | 20 | 245 | 250 | E
2007 | 14328 | 246 | 2 | 2 | 12 | 1958 | OP | 120 | 79 | 220000 | 115000 | 350 | 285 | 46 | 24 | 245 | 250 | E
2007 | 14328 | 247 | 5 | 5 | 11 | 1958 | OP | 250 | 104 | 536160 | 255000 | 338 | 300 | 86 | 41
2007 | 14328 | 56476 | STK1 | STK1 | 1 | 2009 | CO | 195 | 203 | 900000 |  | 208 |  | 75 |  | 196 | 192 | E
2007 | 14328 | 56476 | STK2 | STK2 | 1 | 2009 | CO | 195 | 203 | 900000 |  | 208 |  | 75 |  | 196 | 192 | E
2007 | 14328 | 56532 | STK1 | STK1 | 12 | 2010 | CO | [6 empty] | 66
2007 | 14328 | 56532 | STK2 | STK2 | 12 | 2010 | CO | [6 empty] | 66
2007 | 14354 | 3644 | 1 | 286 | 11 | 1954 | OP | 200 | 79 | 450000 | 225000 | 325 | 325 | 96 | 48 | 286 | 258 | M
2007 | 14354 | 3644 | 2 | 2 | 9 | 1957 | OP | 172 | 123 | 563000 | 281500 | 325 | 325 | 77 | 38 | 311 | 284 | M
2007 | 14354 | 3648 | 1 | 1 | 9 | 1951 | OP | 250 | 95 | 358225 | 179612 | 305 | 272 | 63 | 32 | 258 | 258 | M
2007 | 14354 | 3648 | 2 | 2 | 12 | 1952 | OP | 250 | 95 | 324900 | 162450 | 318 | 285 | 57 | 29 | 244 | 244 | M
2007 | 14354 | 3648 | 3 | 3 | 6 | 1955 | OP | 250 | 95 | 474810 | 237405 | 325 | 295 | 83 | 42 | 258 | 258 | M
2007 | 14354 | 4158 | BD41 | BD41 | 6 | 1976 | OP | 500 | 95 | 530000 | 345000 | 290 | 230 | 93 | 60 | 215 | 181 | M
2007 | 14354 | 4158 | BD42 | BD42 | 12 | 1976 | OP | 500 | 95 | 530000 | 345000 | 290 | 230 | 93 | 60 | 214 | 174 | M
2007 | 14354 | 4158 | BD43 | BD43 | 11 | 1976 | OP | 500 | 177 | 1320000 | 858000 | 268 | 205 | 124 | 81 | 322 | 300 | M
2007 | 14354 | 4158 | BD44 | BD44 | 7 | 1972 | OP | 249 | 415 | 1240000 | 800000 | 130 | 115 | 50 | 32 | 123 | 113 | M
2007 | 14354 | 4162 | 1 | 1 | 5 | 1963 | OP | 200 | 154 | 800000 | 400000 | 300 | 300 | 87 | 43 | 269 | 244 | M
2007 | 14354 | 4162 | 2 | 2 | 10 | 1968 | OP | 224 | 189 | 1100000 | 550000 | 300 | 300 | 97 | 49 | 279 | 253 | M
2007 | 14354 | 4162 | 3 | 3 | 10 | 1981 | OP | 470 | 594 | 1500000 | 750000 | 120 | 120 | 42 | 21 | 125 | 119 | M
2007 | 14354 | 6101 | BD91 | BD91 | 9 | 1978 | OP | 400 | 314 | 1917000 | 1044000 | 150 | 140 | 102 | 55 | 189 | 182 | M
2007 | 14354 | 6165 | 1 | 1 | 6 | 1978 | OP | 600 | 452 | 1750000 | 1000000 | 138 | 138 | 65 | 37 | 145 | 141 | M
2007 | 14354 | 6165 | 2 | 2 | 6 | 1980 | OP | 600 | 452 | 1750000 | 1000000 | 138 | 138 | 65 | 37 | 141 | 136 | M
2007 | 14354 | 6165 | 3 | 3 | 6 | 1983 | OP | 600 | 452 | 1785000 | 1000000 | 119 | 119 | 66 | 37 | 122 | 117 | M
2007 | 14354 | 8066 | BD71 | BD71 | 11 | 1974 | OP | 500 | 452 | 2238000 | 1190000 | 140 | 140 | 82 | 44 | 156 | 147 | M
2007 | 14354 | 8066 | BD72 | BD72 | 12 | 1975 | OP | 500 | 452 | 2238000 | 1190000 | 140 | 140 | 82 | 44 | 144 | 133 | M
2007 | 14354 | 8066 | BD73 | BD73 | 9 | 1976 | OP | 500 | 452 | 2238000 | 1190000 | 140 | 140 | 82 | 44 | 149 | 142 | M
2007 | 14354 | 8066 | BD74 | BD74 | 11 | 1979 | OP | 500 | 755 | 2286000 | 1143000 | 126 | 126 | 49 | 25 | 134 | 124 | M
2007 | 14354 | 8069 | 1 | 1 | 6 | 1977 | OP | 600 | 452 | 1500000 | 900000 | 138 | 138 | 55 | 33 | 129 | 128 | M
2007 | 14354 | 8069 | 2 | 2 | 7 | 1974 | OP | 600 | 452 | 1750000 | 1000000 | 262 | 235 | 64 | 37 | 97 | 96 | M
2007 | 14354 | 56102 | HRSG1A | HRSG1A | 3 | 2006 | OP | 165 | 392 | 583850 | 393292 | 199 | 179 | 27 | 18 | 202 | 202 | M
2007 | 14354 | 56102 | HRSG1B | HRSG1B | 3 | 2006 | OP | 165 | 392 | 583850 | 393292 | 199 | 179 | 27 | 18 | 205 | 205 | M
2007 | 14354 | 56237 | HRSG01 | HRSG01 | 5 | 2007 | CO | 150 | 19 | 1252506 | 769037 | 170 | 170 | 73.6 | 45.2 | 179 | 179 | M
2007 | 14354 | 56237 | HRSG02 | HRSG02 | 5 | 2007 | CO | 150 | 19 | 1252506 | 769037 | 170 | 170 | 73.6 | 45.2 | 178 | 178 | M
2007 | 14372 | 55103 | STK1 | FL1 | 7 | 2001 | OP | 151 | 254 | 1201928 |  | 206 |  | 78.8 |  | 206 | 206 | E
2007 | 14372 | 55103 | STK2 | FL2 | 7 | 2001 | OP | 151 | 254 | 1201928 |  | 206 |  | 78.8 |  | 206 | 206 | E
2007 | 14412 | 55306 | 1 A | 1 A | 7 | 2003 | OP | 130 | 18 | 991000 | 725000 | 180 | 180 | 64.4 | 47.5 | 180 | 170 | E
2007 | 14412 | 55306 | 1 B | 1 B | 7 | 2003 | OP | 130 | 18 | 991000 | 725000 | 180 | 180 | 64.9 | 47.5 | 180 | 170 | E
2007 | 14412 | 55306 | 2 A | 2 A | 6 | 2003 | OP | 130 | 18 | 991000 | 725000 | 180 | 180 | 64.9 | 47.5 | 180 | 170 | E
2007 | 14412 | 55306 | 2 B | 2 B | 6 | 2003 | OP | 130 | 18 | 991000 | 725000 | 180 | 180 | 64.9 | 47.5 | 180 | 170 | E
2007 | 14412 | 55306 | 3 A | 3 A | 6 | 2003 | OP | 130 | 18 | 991000 | 725000 | 180 | 180 | 64.4 | 47.5 | 180 | 170 | E
2007 | 14412 | 55306 | 3 B | 3 B | 6 | 2003 | OP | 130 | 18 | 991000 | 725000 | 180 | 180 | 64.9 | 47.5 | 180 | 170 | E
2007 | 14412 | 55306 | 4 A | 4 A | 5 | 2003 | OP | 130 | 18 | 991000 | 725000 | 180 | 180 | 64.9 | 47.5 | 180 | 170 | E
2007 | 14412 | 55306 | 4 B | 4 B | 5 | 2003 | OP | 130 | 18 | 991000 | 725000 | 180 | 180 | 64.9 | 47.5 | 180 | 170 | E
2007 | 14610 | 564 | 1 | 1 | 7 | 1987 | OP | 550 | 284 | 1420000 | 742000 | 127 | 125 | 83 | 44 | 126 | 122 | M
2007 | 14610 | 564 | 2 | 2 | 6 | 1996 | OP | 550 | 284 | 1420000 | 742000 | 127 | 125 | 83 | 44 | 127 | 124 | M
2007 | 14932 | 10043 | JPE01 | JPE01 | 9 | 1994 | OP | 430 | 113 | 673000 | 358600 | 200 | 200 | 100 | 100 | 178 | 172 | M
2007 | 14932 | 10566 | STACK1 | FLUE2 | 3 | 1994 | OP | 475 | 79 | 307372 | 153686 | 174 | 174 | 65 | 33 | 174 | 174 | M
2007 | 14932 | 10566 | STACK1 | FLUE1 | 3 | 1994 | OP | 475 | 79 | 307372 | 153686 | 174 | 174 | 65 | 33 | 174 | 174 | M
2007 | 14932 | 10672 | 1 | 1 | 1 | 1994 | OP | 403 | 145 | 1004000 | 600000 | 300 | 300 | 220 | 130 | 320 | 320 | E
2007 | 14932 | 50888 | ST1 | ST1 | 8 | 1995 | OP | 275 | 71 | 340000 | 204000 | 320 | 250 | 80 | 64 | 340 | 330 | M
2007 | 14932 | 50976 | JP | JP | 12 | 1995 | OP | 495 | 201 | 1200000 | 840000 | 170 | 170 | 100 | 70 | 180 | 170 | E
2007 | 15143 | 6761 | 101 | 101 | 4 | 1984 | OP | 505 | 240 | 1200000 | 600000 | 160 | 160 | 83 | 42 | 210 | 195 | M
2007 | 15147 | 2398 | 2101 | 2101 | 5 | 2002 | OP | 215 | 283 | 809328 | 558156 | 200 | 153 | 63 | 42 | 223 | 205 | E
2007 | 15147 | 2398 | 2201 | 2201 | 5 | 2002 | OP | 215 | 283 | 809328 | 558156 | 200 | 153 | 63 | 42 | 225 | 195 | E
2007 | 15147 | 2403 | 1 | 1 | 12 | 1964 | OP | 326 | 154 | 896280 | 434280 | 291 | 225 | 97 | 47 | 220 | 178 | E
2007 | 15147 | 2403 | 2 | 2 | 12 | 1968 | OP | 498 | 241 | 1648440 | 838680 | 279 | 230 | 114 | 58 | 262 | 256 | E
2007 | 15147 | 2404 | 7 | 7 | 3 | 1953 | RE | 276 | 154 | 425040 | 221760 | 335 | 300 | 46 | 24
2007 | 15147 | 2404 | 8 | 8 | 11 | 1953 | RE | 276 | 154 | 425040 | 221760 | 335 | 300 | 46 | 24
2007 | 15147 | 2406 | 11 | 11 | 5 | 2006 | OP | 227 | 283 | 3401000 | 2387000 | 170 | 156 | 200 | 140.3 | 178 | 190 | E
2007 | 15147 | 2406 | 12 | 12 | 5 | 2006 | OP | 227 | 283 | 3401000 | 2387000 | 170 | 156 | 200 | 140.3 | 178 | 190 | E
2007 | 15147 | 2406 | 21 | 21 | 5 | 2006 | OP | 227 | 283 | 3401000 | 2387000 | 170 | 156 | 200 | 140.3 | 178 | 190 | E
2007 | 15147 | 2406 | 22 | 22 | 5 | 2006 | OP | 227 | 283 | 3401000 | 2387000 | 170 | 156 | 200 | 140.3 | 178 | 190 | E
2007 | 15147 | 2408 | 1 | 1 | 12 | 1960 | OP | 326 | 242 | 1300000 | 498330 | 269 | 260 | 37 | 27 | 350 | 350 | E
2007 | 15147 | 2408 | 2 | 2 | 6 | 1961 | OP | 325 | 242 | 1300000 | 498330 | 269 | 260 | 37 | 27 | 350 | 350 | E
2007 | 15147 | 2411 | 1 | 1 | 12 | 1948 | OP | 225 | 118 | 361080 | 191160 | 294 | 260 | 51 | 27 | 213 | 226 | E
2007 | 15147 | 2411 | 2 | 2 | 11 | 1948 | OP | 225 | 118 | 361080 | 191160 | 294 | 260 | 51 | 27 | 240 | 224 | E
2007 | 15147 | 2411 | 3 | 3 | 10 | 1949 | OP | 225 | 118 | 361080 | 191160 | 294 | 260 | 51 | 27 | 240 | 248 | E
2007 | 15147 | 2411 | 4 | 4 | 7 | 1951 | OP | 225 | 118 | 361080 | 283200 | 290 | 270 | 51 | 40 | 281 | 282 | E
2007 | 15248 | 6106 | 1S | 1S | 8 | 1980 | OP | 656 | 380 | 1950000 | 1140000 | 268 | 227 | 86 | 50 | 310 | 270 | E
2007 | 15248 | 56227 | HRSG01 | HRSG01 | 3 | 2007 | OP | 200 | 344 | 1355000 | 998000 | 181 | 179 | 66 | 48 | 179 | 162 | M
2007 | 15262 | 50637 | 1P | 1P | 6 | 1950 | OP | 83 | 79 | 67000 | 37000 | 300 | 300 | 25 | 13 | 210 | 255 | E
2007 | 15262 | 50637 | 2P | 2P | 6 | 1952 | OP | 83 | 79 | 67000 | 37000 | 300 | 300 | 25 | 13 | 210 | 260 | E
2007 | 15262 | 50637 | 4P | 4P | 10 | 1981 | OP | 300 | 143 | 270000 | 140000 | 350 | 350 | 48 | 24 | 406 | 425 | E
2007 | 15262 | 50637 | 4R | 4R | 11 | 1971 | OP | 325 | 64 | 180000 | 90000 | 300 | 300 | 84 | 42 | 353 | 353 | E
2007 | 15262 | 50637 | 5R | 5R | 6 | 1987 | OP | 350 | 64 | 410000 | 205000 | 350 | 350 | 109 | 55 | 370 | 370 | E
2007 | 15274 | 603 | 4 | 4 | 8 | 1968 | OP | 241 | 123 | 1130596 | 565298 | 650 | 488 | 153 | 76 | 650 | 580 | E
2007 | 15274 | 603 | 5 | 5 | 5 | 1972 | OP | 241 | 123 | 1021356 | 510678 | 580 | 430 | 138 | 69 | 650 | 580 | E
2007 | 15276 | 3148 | 1 | 1 | 6 | 1973 | OP | 600 | 398 | 1152000 | 576000 | 315 | 300 | 48 | 24 | 285 | 265 | m
2007 | 15276 | 3148 | 2 | 2 | 10 | 1975 | OP | 600 | 398 | 2220000 | 1120000 | 285 | 261 | 93 | 47 | 285 | 265
2007 | 15276 | 3148 | 3 | 3 | 3 | 1977 | OP | 600 | 398 | 2220000 | 1120000 | 285 | 261 | 93 | 47 | 330 | 320 | m
2007 | 15296 | 2491 | 6 | 6 | 3 | 1977 | OP | 300 | 177 | 1515000 | 764200 | 298 | 269 | 120 |  | 290 | 290 | E
2007 | 15298 | 2187 | 2 | 2 | 6 | 1968 | OP | 350 | 104 | 669960 | 443000 | 315 | 250 | 100 | 60 | 311 | 295 | E
2007 | 15298 | 6076 | 1 | 1 | 11 | 1975 | OP | 500 | 214 | 1435000 | 861000 | 200 | 200 | 100 | 60 | 200 | 200 | E
2007 | 15298 | 6076 | 2 | 2 | 8 | 1976 | OP | 500 | 214 | 1435000 | 861000 | 200 | 200 | 100 | 60 | 200 | 200 | E
2007 | 15298 | 6076 | 3 | 3 | 1 | 1984 | OP | 692 | 452 | 3036300 | 1627200 | 194 | 194 | 105 | 60 | 200 | 200 | E
2007 | 15298 | 6076 | 4 | 4 | 4 | 1986 | OP | 692 | 452 | 3036300 | 1627200 | 194 | 194 | 105 | 60 | 200 | 200 | E
2007 | 15330 | 55856 | 1 | 1 | 8 | 2011 | PL | 700 | 516 | 2346000 |  | 134 |  | 63.5
2007 | 15330 | 55856 | 1 | 2 | 5 | 2012 | PL | 700 | 516 | 2346000 |  | 134 |  | 63.5
2007 | 15452 | 568 | BHS2 | BHS2 | 8 | 1961 | OP | 251 | 87 | 442233 | 285032 | 256 | 238 | 85 | 54 | 192 | 117 | E
2007 | 15452 | 568 | BHS3 | BHS3 | 8 | 1968 | OP | 498 | 154 | 1231337 | 538025 | 300 | 280 | 133 | 58 | 324 | 303 | E
2007 | 15452 | 6156 | NHS1 | NHS1 | 8 | 1975 | OP | 389 | 269 | 1514878 | 577450 | 312 | 312 | 71 | 36 | 306 | 301 | E
2007 | 15466 | 465 | 2 | 3 | 6 | 1951 | OP | 250 | 133 | 260000 |  | 290 |  | 60 |  | 320 | 286 | M
2007 | 15466 | 465 | 2 | 4 | 6 | 1951 | OP | 250 | 133 | 600000 |  | 290 |  | 60 |  | 320 | 287 | M
2007 | 15466 | 469 | 1 | 1 | 6 | 1957 | OP | 300 | 201 | 757000 |  | 350 |  | 60 |  | 278 | 246 | M
2007 | 15466 | 469 | 1 | 2 | 6 | 1957 | OP | 300 | 201 | 600000 |  | 290 |  | 60 |  | 278 | 248 | M
2007 | 15466 | 469 | 3 | 3 | 6 | 1959 | OP | 300 | 299 | 825000 |  | 290 |  | 60 |  | 184 | 174 | M
2007 | 15466 | 469 | 4 | 4 | 6 | 1968 | OP | 400 | 380 | 1600000 |  | 350 |  | 60 |  | 177 | 167 | M
2007 | 15466 | 470 | 1 | 1 | 6 | 1973 | OP | 500 | 430 | 1770000 |  | 300 |  | 60 |  | 283 | 275 | M
2007 | 15466 | 470 | 2 | 2 | 6 | 1975 | OP | 500 | 430 | 1770000 |  | 270 |  | 60 |  | 287 | 268 | M
2007 | 15466 | 477 | 5 | 5 | 6 | 1964 | OP | 250 | 252 | 1300000 |  | 315 |  | 60 |  | 165 | 161 | M
2007 | 15466 | 478 | 1 | 1 | 6 | 1948 | OP | 280 | 132 | 186500 |  | 430 |  | 34 |  | 300 | 250 | E
2007 | 15466 | 478 | 2 | 2 | 6 | 1948 | OP | 107 | 28 | 71800 |  | 450 |  | 42 |  | 300 | 250 | E
2007 | 15466 | 478 | 3 | 3 | 6 | 1954 | OP | 190 | 95 | 297000 |  | 340 |  | 52 |  | 300 | 250 | E
2007 | 15466 | 525 | H1 | H1 | 7 | 1965 | OP | 250 | 380 | 805977 |  | 710 |  | 64 |  | 172 | 168
2007 | 15466 | 525 | H2 | H2 | 9 | 1976 | OP | 395 | 452 | 1684000 |  | 695 |  | 129 |  | 169 | 166
2007 | 15466 | 6112 | MS2H | 1 | 5 | 1998 | OP | 175 | 255 | 1078900 |  | 231 |  | 106 |  | 270 | 270 | E
2007 | 15466 | 6112 | MS3H | 2 | 4 | 1999 | OP | 175 | 255 | 1078900 |  | 231 |  | 106 |  | 270 | 270 | E
2007 | 15466 | 6112 | MS4H | 3 | 5 | 2001 | OP | 175 | 255 | 1058197 |  | 231 |  | 106 |  | 270 | 270 | E
2007 | 15466 | 6248 | 1 | 1 | 11 | 1981 | OP | 550 | 434 | 2251000 |  | 310 |  | 60 |  | 322 | 280 | M
2007 | 15470 | 1001 | 1 | 1 | 10 | 1970 | RE | 500 | 299 | 1618000 | 1100000 | 290 | 230 | 90 | 65
2007 | 15470 | 1001 | 2 | 2 | 6 | 1972 | RE | 500 | 299 | 1618000 | 1100000 | 290 | 230 | 90 | 65
2007 | 15470 | 1001 | 3 | 2 | 5 | 2008 | CO | 575 | 434 | 1719029 |  | 130 |  | 66
2007 | 15470 | 1001 | 3 | 1 | 11 | 2008 | CO | 575 | 434 | 1719029 |  | 130 |  | 66
2007 | 15470 | 1004 | 1 | 1 | 6 | 2012 | CO | 174.8 | 268.8 | 951641 |  | 263.9 |  | 59.1
2007 | 15470 | 1004 | 2 | 2 | 6 | 2012 | CO | 174.8 | 268.8 | 951641 |  | 263.9 |  | 59.1
2007 | 15470 | 1004 | 6-1 | 6-1 | 7 | 1944 | OP | 188 | 64 | 207059 | 109800 | 340 | 250 | 54 | 30 | 340 | 340 | E
2007 | 15470 | 1004 | 7-1 | 7-1 | 12 | 1973 | OP | 183 | 55 | 196731 | 63000 | 322 | 240 | 54 | 30 | 322 | 322 | E
2007 | 15470 | 1004 | 7-2 | 7-2 | 12 | 1973 | OP | 183 | 55 | 196731 | 63000 | 322 | 240 | 59 | 30 | 322 | 322 | E
2007 | 15470 | 1004 | 8-1 | 8-1 | 12 | 1973 | OP | 183 | 55 | 196731 | 63000 | 322 | 240 | 59 | 30 | 322 | 322 | E
2007 | 15470 | 1008 | A | A | 12 | 1958 | OP | 550 | 145 | 1170000 | 695575 | 263 | 246 | 144 | 80 | 263 | 263 | E
2007 | 15470 | 1008 | B | B | 4 | 1960 | OP | 550 | 118 | 1170000 | 695575 | 263 | 246 | 165 | 98 | 263 | 263 | E
2007 | 15470 | 1010 | A | A | 11 | 1983 | OP | 450 | 491 | 3311900 | 1490355 | 280 | 240 | 112 | 50 | 280 | 280 | E
2007 | 15470 | 6113 | 1-2 | 1 | 10 | 2007 | OP | 620 | 491 | 2074000 |  | 130 |  | 73
2007 | 15470 | 6113 | 1-2 | 2 | 5 | 2007 | OP | 620 | 491 | 2074000 |  | 130 |  | 73
2007 | 15470 | 6113 | 3 | 3 | 12 | 2006 | OP | 620 | 491 | 2074000 |  | 130 |  | 73
2007 | 15470 | 6113 | A | A | 4 | 1975 | RE | 500 | 804 | 4564000 | 3300633 | 288 | 180 | 95 | 68
2007 | 15470 | 6113 | B | B | 3 | 1978 | RE | 500 | 804 | 4564000 | 3300633 | 288 | 180 | 95 | 68
2007 | 15470 | 6113 | C | C | 10 | 1982 | OP | 500 | 434 | 1827000 | 999333 | 145 | 145 | 70 | 38 | 145 | 145 | E
2007 | 15470 | 6113 | D | D | 1 | 1995 | OP | 500 | 434 | 1827000 | 999333 | 125 | 125 | 70 | 38 | 125 | 125 | E
2007 | 15472 | 2364 | 1 | 1 | 12 | 1960 | OP | 225 | 57 | 342000 | 188100 | 245 | 220 | 100 | 55 | 300 | 287 | E
2007 | 15472 | 2364 | 2 | 2 | 5 | 1968 | OP | 317 | 165 | 900900 | 455400 | 300 | 286 | 91 | 46 | 319 | 325 | E
2007 | 15472 | 2367 | 4 | 4 | 10 | 1952 | OP | 226 | 50 | 223700 | 110000 | 390 | 270 | 74 | 33 | 323 | 325 | E
2007 | 15472 | 2367 | 5 | 5 | 5 | 1955 | OP | 226 | 50 | 224000 | 110000 | 400 | 270 | 75 | 33 | 334 | 325 | E
2007 | 15472 | 2367 | 6 | 6 | 7 | 1957 | OP | 226 | 50 | 225000 | 111000 | 390 | 270 | 75 | 33 | 320 | 324 | E
2007 | 15472 | 8002 | 1 | 1 | 6 | 1974 | OP | 410 | 338 | 1995190 | 887440 | 550 | 400 | 98 | 44 | 408 | 420 | E
2007 | 15473 | 2450 | 1 | 1 | 3 | 1960 | OP | 112 | 64 | 192000 | 106000 | 250 | 170 | 65 | 28 | 260 | 245 | E
2007 | 15473 | 2450 | 2 | 2 | 3 | 1959 | OP | 112 | 64 | 192000 | 106000 | 250 | 175 | 50 | 28 | 260 | 245 | E
2007 | 15473 | 2450 | 3 | 3 | 8 | 1962 | OP | 118 | 79 | 310000 | 170000 | 225 | 170 | 65 | 35 | 260 | 245 | E
2007 | 15473 | 2451 | 1 | 1 | 12 | 1976 | OP | 400 | 255 | 1353954 | 1001013 | 175 | 175 | 88 | 65 | 135 | 135 | E
2007 | 15473 | 2451 | 2 | 2 | 12 | 1973 | OP | 400 | 255 | 1367026 | 1007549 | 175 | 175 | 89 | 66 | 135 | 135 | E
2007 | 15473 | 2451 | 3 | 3 | 12 | 1979 | OP | 400 | 491 | 2831372 | 1863399 | 175 | 175 | 96 | 63 | 135 | 135 | E
2007 | 15473 | 2451 | 4 | 4 | 4 | 1982 | OP | 400 | 491 | 2831372 | 1863399 | 175 | 175 | 96 | 63 | 135 | 135 | E
2007 | 15473 | 55343 | 1 | 1 | 12 | 2005 | OP | 160 | 254 | 935868 | 572285 | 177 | 158 | 61.4 | 37.6 | 202 | 202 | M
2007 | 15473 | 55343 | 2 | 2 | 12 | 2005 | OP | 160 | 254 | 935868 | 572285 | 177 | 158 | 61.4 | 37.6 | 202 | 202 | M
2007 | 15474 | 127 | 1 | 1 | 12 | 1986 | OP | 452 | 415 | 2729905 | 1586360 | 161 | 161 | 95 | 56 | 190 | 185 | E
2007 | 15474 | 2963 | 3302 | 3302 | 5 | 1970 | OP | 183 | 254 | 815626 | 613103 | 249 | 208 | 53 | 40 | 270 | 240
2007 | 15474 | 2963 | 3334 | 3334 | 12 | 1979 | OP | 600 | 572 | 1390000 | 820000 | 280 | 270 | 40 | 23 | 290 | 268
2007 | 15474 | 2964 | 8002 | 8002 | 3 | 1954 | OP | 141 | 83 | 154272 | 89641 | 340 | 270 | 31 | 17 | 275 | 260 | E
2007 | 15474 | 2964 | 8003 | 8003 | 7 | 1967 | OP | 140 | 154 | 492475 | 349657 | 275 | 240 | 53 | 37 | 275 | 260 | E
2007 | 15474 | 2964 | 801N | 801N | 8 | 1952 | OP | 114 | 43 | 75476 | 38734 | 340 | 280 | 29 | 15 | 340 | 325 | E
2007 | 15474 | 2964 | 801S | 801S | 8 | 1952 | OP | 114 | 43 | 75476 | 38734 | 340 | 280 | 29 | 15 | 340 | 295 | E
2007 | 15474 | 2965 | 142N | 142N | 11 | 1956 | OP | 184 | 64 | 168770 | 96724 | 340 | 290 | 44 | 25 | 300 | 300 | E
2007 | 15474 | 2965 | 142S | 142S | 11 | 1956 | OP | 184 | 64 | 168770 | 96724 | 340 | 290 | 44 | 25 | 300 | 300 | E
2007 | 15474 | 2965 | 143N | 143N | 1 | 1958 | SC | 184 | 64 | 117640 | 62085 | 320 | 247 | 31 | 16
2007 | 15474 | 2965 | 143S | 143S | 1 | 1958 | SC | 184 | 64 | 117640 | 62085 | 320 | 247 | 31 | 16
2007 | 15474 | 2965 | 144N | 144N | 4 | 1958 | OP | 184 | 64 | 168770 | 96724 | 340 | 290 | 44 | 25 | 300 | 300 | E
2007 | 15474 | 2965 | 144S | 144S | 4 | 1958 | OP | 184 | 64 | 168770 | 96724 | 340 | 290 | 44 | 25 | 300 | 300 | E
2007 | 15474 | 4940 | 1501 | 1501 | 4 | 1974 | OP | 300 | 254 | 815626 | 613103 | 249 | 208 | 53 | 40 | 216 | 178 | E
2007 | 15474 | 4940 | 1502 | 1502 | 5 | 1976 | OP | 300 | 254 | 815626 | 613103 | 249 | 208 | 53 | 40 | 201 | 168 | E
2007 | 15474 | 8059 | 7211 | 721N | 12 | 1973 | OP | 53 | 82 | 361502 | 278620 | 315 | 350 | 69 | 59 | 341 | 347 | E
2007 | 15474 | 8059 | 7211 | 721S | 12 | 1973 | OP | 52 | 82 | 361502 | 278620 | 315 | 350 | 69 | 69 | 341 | 347 | E
2007 | 15474 | 8059 | 7222 | 722N | 8 | 1973 | OP | 53 | 82 | 341989 | 293551 | 315 | 350 | 69 | 59 |  | 334 | E
2007 | 15474 | 8059 | 7222 | 722S | 8 | 1973 | OP | 52 | 82 | 341989 | 293551 | 315 | 350 | 69 | 59 | 358 | 334 | E
2007 | 15500 | 55482 | Stack1 | Stack1 | 9 | 2004 | OP | 150 | 254 | 889353 | 592611 | 211 | 190 | 58 | 39 | 176 | 181 | M
2007 | 15534 | 3149 | 1 | 1 | 3 | 1972 | OP | 600 | 314 | 2260000 | 1265000 | 300 | 270 | 120 | 67 | 285 | 265 | m
2007 | 15534 | 3149 | 2 | 2 | 4 | 1973 | OP | 600 | 314 | 2260000 | 1265000 | 300 | 270 | 120 | 67 | 285 | 265 | m
2007 | 15537 | 3140 | 1 | 1 | 6 | 1961 | OP | 450 | 299 | 2937000 | 1645000 | 299 | 270 | 164 | 92 | 310 | 275 | M
2007 | 15537 | 3140 | 2 | 3 | 6 | 1969 | OP | 600 | 315 | 2828000 | 1584000 | 319 | 285 | 150 | 84 | 310 | 275 | M
2007 | 15708 | 55179 | UNIT1 | UNIT1 | 9 | 2001 | OP | 150 | 254 | 1009879 |  | 185 |  | 66.1 |  | 204 | 195 | M
2007 | 15830 | 345 | 1 | 2 | 9 | 1959 | OP | 203 | 234 | 432000 | 216000 | 249 | 217 | 30 | 15 | 160 | 160 | E
2007 | 15830 | 345 | 1 | 1 | 4 | 1959 | OP | 203 | 234 | 432000 | 216000 | 249 | 217 | 30 | 15 | 160 | 160 | E
2007 | 15836 | 331 | 3 | 3 | 5 | 1963 | OP | 199 | 154 | 861000 | 440000 | 260 | 210 | 93 | 48 | 250 | 245 | E
2007 | 15836 | 331 | 4 | 4 | 10 | 1963 | OP | 199 | 154 | 861000 | 440000 | 260 | 210 | 93 | 48 | 250 | 245 | E
2007 | 15844 | 329 | 1 | 1 | 4 | 1961 | OP | 134 | 80 | 124000 | 62000 | 294 | 265 | 26 | 13 | 285 | 260 | E
2007 | 15844 | 329 | 2 | 2 | 5 | 1964 | OP | 146 | 85 | 186000 | 93000 | 276 | 235 | 36 | 18 | 270 | 260 | E
2007 | 15844 | 329 | 31 | 31 | 5 | 1978 | OP | 71 | 295 | 680000 | 494500 | 349 | 349 | 54.7 | 39.7 | 350 | 350 | E
2007 | 15844 | 329 | 32 | 32 | 5 | 1978 | OP | 71 | 295 | 680000 | 494500 | 349 | 349 | 54.7 | 39.7 | 350 | 350 | E
2007 | 15844 | 329 | 41 | 41 | 8 | 1978 | OP | 71 | 295 | 680000 | 494500 | 349 | 349 | 54.7 | 39.7 | 350 | 350 | E
2007 | 15844 | 329 | 42 | 42 | 8 | 1978 | OP | 71 | 295 | 68000 | 494500 | 349 | 349 | 54.7 | 39.7 | 350 | 350 | E
2007 | 15873 | 3118 | 3 | 3 | 12 | 1994 | OP | 525 | 615 | 3250000 | 1600000 | 130 | 130 | 70 | 35 | 122 | 114 | M
2007 | 15873 | 3136 | 1 | 1 | 6 | 1967 | OP | 800 | 580 | 2462446 | 1408256 | 271 | 271 | 58 | 33 | 301 | 301 | E
2007 | 15873 | 3136 | 2 | 2 | 6 | 1968 | OP | 800 | 580 | 2462446 | 1408256 | 281 | 271 | 58 | 33 | 301 | 301 | E
2007 | 15908 | 350 | 1 | 1 | 12 | 1971 | OP | 237 | 380 | 2080000 | 1130000 | 251 | 203 | 91 | 50 | 225 | 220 | E
2007 | 15908 | 350 | 2 | 2 | 6 | 1973 | OP | 237 | 380 | 2080000 | 1130000 | 251 | 203 | 91 | 50 | 225 | 220 | E
2007 | 15988 | 55187 | 1 | 1 | 6 | 2002 | OP | 125 | 284 | 886600 |  | 450 |  | 52 |  | 225 | 225 | E
2007 | 15988 | 55187 | 2 | 2 | 6 | 2002 | OP | 125 | 284 | 886600 |  | 450 |  | 52 |  | 225 | 225 | E
2007 | 15988 | 55187 | 3 | 3 | 6 | 2002 | OP | 125 | 284 | 886600 |  | 450 |  | 52 |  | 225 | 225 | E
2007 | 15988 | 55187 | 4 | 4 | 6 | 2002 | OP | 125 | 284 | 886600 |  | 450 |  | 52 |  | 225 | 225 | E
2007 | 15998 | 3130 | 1 | 1 | 3 | 2004 | OP | 604 | 234 | 1480890 | 740445 | 142 | 142 | 100 | 50 | 165 | 165 | M
2007 | 16183 | 2642 | 001 | 1 | 11 | 1948 | OP | 250 | 195 | 430000 | 200000 | 300 | 275 | 40 | 19 | 285 | 210 | E
2007 | 16183 | 2642 | 001 | 2 | 11 | 1948 | OP | 250 | 195 | 430000 | 200000 | 300 | 266 | 40 | 19 | 285 | 210 | E
2007 | 16183 | 2642 | 002 | 4 | 9 | 1953 | OP | 250 | 195 | 481000 | 240000 | 290 | 275 | 45 | 22 | 315 | 277 | E
2007 | 16183 | 2642 | 002 | 3 | 9 | 1953 | OP | 250 | 195 | 481000 | 240000 | 290 | 275 | 45 | 22 | 315 | 277 | E
2007 | 16190 | 50406 | 2HFB | 2HFB | 6 | 1990 | OP | 289 | 134 | 357534 |  | 153 |  | 45 |  | 385 | 407 | E
2007 | 16190 | 50406 | MAIN | 1HFB | 12 | 1976 | OP | 776 | 159 | 845861 |  | 380 |  | 88.6 |  | 389 | 407 | E
2007 | 16190 | 50406 | MAIN | REC | 12 | 1976 | OP | 276 | 159 | 845861 |  | 380 |  | 88.6 |  | 422 | 452 | E
2007 | 16204 | 55641 | STACK1 | STACK1 | 6 | 2004 | OP | 165 | 282 | 885189 | 442595 | 175 | 175 | 52.3 | 26.2 | 185 | 175 | E
2007 | 16204 | 55641 | STACK2 | STACK2 | 6 | 2004 | OP | 165 | 282 | 885189 | 442595 | 175 | 175 | 52.3 | 26.2 | 185 | 175 | E
2007 | 16233 | 55749 | STK1 | STK1 | 4 | 2006 | OP | 250 | 64 | 481674 | 335900 | 158 | 152 | 126 | 88 | 220 | 210 | M
2007 | 16238 | 55835 | Stack1 | Stack1 | 5 | 2004 | OP | 175 | 269 |  |  | 173 | 156 |  |  | 171 | 165 | E
2007 | 16238 | 55835 | Stack2 | Stack2 | 5 | 2004 | OP | 175 | 269 |  |  | 173 | 156 |  |  | 156 | 156 | E
2007 | 16572 | 141 | 1A | 1A | 1 | 1958 | OP | 120 | 50 | 149569 | 74785 | 300 | 220 | 50 | 25 | 280 | 260 | E
2007 | 16572 | 141 | 1B | 1B | 1 | 1958 | OP | 120 | 50 | 149569 | 74785 | 300 | 220 | 50 | 25 | 280 | 260 | E
2007 | 16572 | 141 | 2A | 2A | 4 | 1957 | OP | 120 | 50 | 149569 | 74785 | 300 | 220 | 49 | 24 | 280 | 260 | E
2007 | 16572 | 141 | 2B | 2B | 4 | 1957 | OP | 120 | 50 | 149569 | 74785 | 300 | 220 | 49 | 24 | 280 | 260 | E
2007 | 16572 | 141 | 3A | 3A | 4 | 1961 | OP | 123 | 67 | 233903 | 116952 | 242 | 170 | 58 | 29 | 260 | 220 | E
2007 | 16572 | 141 | 3B | 3B | 4 | 1961 | OP | 123 | 67 | 233903 | 116952 | 242 | 170 | 58 | 29 | 260 | 220 | E
2007 | 16572 | 147 | K-1 | K-1 | 7 | 1952 | OS | 76 | 50 | 142300 | 71150 | 350 | 260 | 47 | 24 | 350 | 325 | E
2007 | 16572 | 147 | K-2 | K-2 | 6 | 1954 | OS | 120 | 95 | 248810 | 124400 | 320 | 240 | 43 | 22 | 320 | 300 | E
2007 | 16572 | 147 | K-7 | K-7 | 10 | 2002 | OP | 150 | 254 | 932000 | 618500 | 193 | 187 | 61 | 40 | 210 | 205 | E
2007 | 16572 | 4941 | 1R | 1R | 8 | 1999 | OP | 775 | 471 | 3006814 | 1503407 | 122 | 122 | 106 | 53 | 120 | 110 | M
2007 | 16572 | 4941 | 2R | 2R | 11 | 1998 | OP | 775 | 471 | 3006814 | 1503407 | 122 | 122 | 106 | 53 | 120 | 110 | M
2007 | 16572 | 4941 | 3R | 3R | 11 | 1997 | OP | 775 | 471 | 3006814 | 1503407 | 122 | 122 | 106 | 53 | 120 | 110 | M
2007 | 16572 | 6177 | U1S | U1S | 12 | 1979 | OP | 500 | 284 | 1500000 | 796300 | 225 | 179 | 88 | 47 | 178 | 173 | M
2007 | 16572 | 6177 | U2S | U2S | 10 | 1980 | OP | 500 | 284 | 1500000 | 796300 | 225 | 179 | 88 | 47 | 181 | 163 | M
2007 | 16572 | 8068 | 5A | 5A | 4 | 2005 | OP | 165 | 254 | 939716 | 613562 | 186 | 186 | 62 | 40 | 186 | 183 | E
2007 | 16572 | 8068 | 5B | 5B | 4 | 2005 | OP | 165 | 254 | 939716 | 613562 | 186 | 186 | 62 | 40 | 186 | 186 | E
2007 | 16572 | 8068 | 6A | 6A | 3 | 2006 | OP | 165 | 254 | 934232 | 613562 | 186 | 186 | 61 | 40 | 186 | 186 | E
2007 | 16572 | 55129 | STACK1 | STACK1 | 10 | 2001 | OP | 160 | 415 | 746500 |  | 175.6 |  | 30 |  | 205 | 190 | M
2007 | 16572 | 55129 | STACK2 | STACK2 | 10 | 2001 | OP | 160 | 415 | 746500 |  | 175.6 |  | 30 |  | 200 | 190 | M
2007 | 16604 | 3609 | 3 | 3 | 5 | 1953 | OP | 140 | 95 | 213360 | 81660 | 350 | 292 | 37 | 14 | 250 | 250 | E
2007 | 16604 | 3609 | 4 | 4 | 5 | 1959 | OP | 150 | 113 | 293520 | 152400 | 281 | 230 | 43 | 20 | 250 | 250 | E
2007 | 16604 | 3611 | 1 | 1 | 4 | 1972 | OP | 173 | 314 | 687500 | 374916 | 275 | 236 | 61 | 33 | 264 | 229 | E
2007 | 16604 | 3611 | 2 | 2 | 1 | 1974 | OP | 172 | 314 | 705833 | 402967 | 275 | 227 | 63 | 36 | 270 | 237 | E
2007 | 16604 | 3612 | 1 | 1 | 3 | 1966 | OP | 174 | 201 | 578500 | 280400 | 275 | 225 | 48 | 23 | 220 | 185 | M
2007 | 16604 | 3612 | 2 | 2 | 4 | 1968 | OP | 174 | 201 | 634000 | 304900 | 275 | 232 | 52 | 25 | 230 | 195 | M
2007 | 16604 | 3612 | 3 | 3 | 5 | 1970 | OP | 187 | 201 | 934500 | 571800 | 275 | 236 | 50 | 30 | 240 | 210 | M
2007 | 16604 | 3613 | 1 | 1 | 6 | 1954 | OP | 144 | 95 | 210000 | 80280 | 350 | 292 | 37 | 14 | 250 | 250 | E
2007 | 16604 | 3613 | 2 | 2 | 5 | 1956 | RE | 150 | 95 | 274800 | 142140 | 280 | 227 | 48 | 25 | 286 | 260 | M
2007 | 16604 | 3613 | 3 | 3 | 3 | 1961 | OP | 150 | 46 | 145860 | 79680 | 288 | 255 | 54 | 29 | 250 | 250 | E
2007 | 16604 | 3613 | 4 | 4 | 3 | 1963 | OP | 150 | 177 | 452460 | 234780 | 280 | 241 | 43 | 22 | 250 | 250 | E
2007 | 16604 | 6181 | 1-2 | 2 | 5 | 1977 | OP | 700 | 531 | 1767111 | 963556 | 270 | 214 | 55 | 30 | 323 | 295 | E
2007 | 16604 | 6181 | 1-2 | 1 | 5 | 1977 | OP | 700 | 531 | 1767111 | 963556 | 270 | 214 | 55 | 30 | 323 | 295 | E
2007 | 16604 | 7097 | STK1 | STK1 | 12 | 1992 | OP | 525 | 515 | 2007700 | 939000 | 163 | 154 | 65 | 30 | 165 | 165 | M
2007 | 16604 | 7097 | STK2 | STK2 | 6 | 2010 | CO | 602 | 615 | 200770 | 939000 | 163 | 154 | 60 | 30 | 165 | 165 | M
2007 | 16604 | 7512 | 1 | 1 | 6 | 2000 | OP | 200 | 227 | 1022300 |  | 195 |  | 75 |  | 192 | 184 | E
2007 | 16604 | 7512 | 2 | 2 | 6 | 2000 | OP | 200 | 227 | 1022300 |  | 195 |  | 75 |  | 192 | 184 | E
2007 | 16609 | 55985 | STACK1 | STACK1 | 4 | 2006 | OP | 110 | 227 | 850000 | 616250 | 190 | 190 | 62 | 45 | 190 | 190 | M
2007 | 16609 | 55985 | STACK2 | STACK2 | 4 | 2006 | OP | 110 | 227 | 850000 | 616250 | 190 | 190 | 62 | 45 | 190 | 190 | M
2007 | 16620 | 55854 | Stack1 | Stack1 | 7 | 2007 | PL
2007 | 16620 | 55854 | Stack2 | Stack2 | 7 | 2007 | PL
2007 | 16620 | 55854 | Stack3 | Stack3 | 7 | 2007 | PL
2007 | 16624 | 6183 | SM-1 | SM-1 | 1 | 1982 | OP | 450 | 491 | 1973820 | 1342913 | 175 | 175 | 67 | 43 | 170 | 170 | E
2007 | 16909 | 10725 | 1 | 1 | 4 | 1992 | OP | 200 | 177 | 1830000 | 810000 | 240 | 230 | 62 | 49 | 220 | 255 | E
2007 | 16909 | 10725 | 2 | 2 | 4 | 1994 | OP | 200 | 177 | 1410000 | 810000 | 240 | 230 | 92 | 53 | 280 | 255 | E
2007 | 16909 | 10725 | 3 | 3 | 4 | 1994 | OP | 200 | 177 | 1410000 | 810000 | 240 | 230 | 62 | 53 | 280 | 255 | E
2007 | 17139 | 50304 | H8610 | H8610 | 6 | 1978 | OP | 180 | 177 | 406200 | 185700 | 240 | 190 | 38 | 18
2007 | 17139 | 50304 | H8620 | H8620 | 6 | 1978 | OP | 180 | 177 | 406200 | 185700 | 240 | 190 | 38 | 18
2007 | 17166 | 2330 | 1 | 1 | 10 | 1968 | OP | 162 | 95 | 333367 | 240000 | 279 | 234 | 54 | 40 | 279 | 234 | E
2007 | 17166 | 2330 | 2 | 2 | 9 | 1971 | OP | 162 | 95 | 333367 | 240000 | 279 | 234 | 54 | 40 | 279 | 234 | E
2007 | 17166 | 2336 | 1 | 1 | 9 | 1963 | OP | 200 | 64 | 198000 | 87667 | 369 | 280 | 30 | 20 | 350 | 325 | E
2007 | 17166 | 2336 | 2 | 2 | 10 | 1965 | OP | 200 | 64 | 262333 | 139333 | 337 | 263 | 40 | 30 | 283 | 229 | E
2007 | 17166 | 2336 | 3 | 3 | 12 | 1974 | OP | 300 | 177 | 450000 | 196000 | 271 | 225 | 70 | 50 | 310 | 256 | E
2007 | 17166 | 2336 | 4 | 4 | 7 | 2004 | OP | 225 | 113 | 600000 | 400000 | 300 | 300 | 90 | 75 | 280 | 260 | E
2007 | 17166 | 2336 | 8 | 8 | 7 | 2008 | CO | 150 | 254 | 1198000 | 754740 | 200 | 200 | 70 | 44 | 190 | 180 | E
2007 | 17166 | 2336 | 9 | 9 | 7 | 2008 | CO | 150 | 254 | 1198000 | 754740 | 200 | 200 | 70 | 44 | 190 | 180 | E
2007 | 17166 | 8224 | 1 | 1 | 12 | 1981 | OP | 500 | 284 | 894000 | 566000 | 269 | 259 | 67 | 50 | 277 | 259 | M
2007 | 17166 | 8224 | 2 | 2 | 7 | 1985 | OP | 455 | 227 | 852000 | 523667 | 266 | 242 | 67 | 50 | 200 | 201 | M
2007 | 17177 | 6768 | 1 | 1B | 9 | 1981 | OS | 450 | 254 | 595680 | 424553 | 131 | 131 | 39 | 28
2007 | 17177 | 6768 | 1 | 1A | 9 | 1981 | OP | 450 | 203 | 759626 | 541401 | 280 | 240 | 62 | 44 | 304 | 304 | E
2007 | 17235 | 3113 | 1 | 1 | 10 | 1958 | OP | 398 | 84 | 584000 | 292000 | 266 | 246 | 142 | 71 | 291 | 236 | E
2007 | 17235 | 3113 | 2 | 2 | 10 | 1962 | OP | 399 | 121 | 868000 | 434000 | 271 | 252 | 119 | 79 | 293 | 237 | E
2007 | 17235 | 3115 | CS1 | CS1 | 10 | 2004 | OP | 350 | 314 | 1200000 | 690000 | 350 | 350 | 60 | 37 | 272 | 261 | E
2007 | 17235 | 3131 | 1 | 1 | 4 | 1962 | OP | 600 | 123 | 709800 | 367200 | 266 | 225 | 96 | 50 | 359 | 253 | E
2007 | 17235 | 3131 | 2 | 2 | 4 | 1976 | OP | 850 | 284 | 1250000 | 730000 | 253 | 220 | 50 | 29 | 359 | 228 | E
2007 | 17254 | 54547 | 00001 | 00001 | 10 | 1994 | OP | 195 | 269 | 835378 | 546718 | 204 | 194 | 52 | 34 | 220 | 250 | E
2007 | 17254 | 54547 | 00002 | 00002 | 9 | 1994 | OP | 195 | 269 | 835378 | 546718 | 204 | 194 | 52 | 34 | 220 | 250 | E
2007 | 17254 | 54547 | 00003 | 00003 | 8 | 1994 | OP | 195 | 269 | 835378 | 546718 | 204 | 194 | 52 | 34 | 220 | 250 | E
2007 | 17254 | 54547 | 00004 | 00004 | 9 | 1994 | OP | 195 | 269 | 835378 | 546718 | 204 | 194 | 52 | 34 | 220 | 250 | E
2007 | 17465 | 10017 | PB06 | PB06 | 6 | 1942 | OP | 134 | 50 | 101500 |  | 320 |  | 34 |  | 320 | 320 | E
2007 | 17465 | 10017 | PB08 | PB08 | 6 | 1978 | OP | 181 | 71 | 201855 |  | 430 |  | 47 |  | 430 | 430 | E
2007 | 17465 | 10017 | PB10E | PB10E | 6 | 1981 | OP | 250 | 38 | 101366 |  | 375 |  | 44 |  | 375 | 375 | E
2007 | 17465 | 10017 | PB10W | PB10W | 6 | 1981 | OP | 250 | 38 | 101366 |  | 375 |  | 44 |  | 375 | 375 | E
2007 | 17465 | 10017 | RF04N | RF04N | 6 | 1976 | OS | 290 | 64 | 156665 |  | 340 |  | 41
2007 | 17465 | 10017 | RF04S | RF04S | 6 | 1976 | OS | 290 | 64 | 156665 |  | 340 |  | 41
2007 | 17465 | 10017 | RF05 | RF05 | 6 | 1991 | OP | 300 | 95 | 273554 |  | 360 |  | 48 |  | 360 | 360 | E
2007 | 17465 | 10017 | RFO4NW | RFO4NW | 6 | 2003 | OP | 290 | 95 | 313330 |  | 340 |  | 55 |  | 340 | 340 | E
2007 | 17483 | 55120 | 1ASTK | 1ASTK | 12 | 2001 | OP | 125 | 255 |  |  | 180 |  | 61.3 |  | 277 | 271 | M
2007 | 17483 | 55120 | 1BSTK | 1BSTK | 12 | 2001 | OP | 125 | 255 |  |  | 180 |  | 61.3 |  | 286 | 265 | M
2007 | 17539 | 3280 | CAN1 | CAN1 | 4 | 1962 | OP | 200 | 201 | 387000 | 193500 | 255 | 225 | 32 | 16 | 310 | 291 | E
2007 | 17539 | 3280 | CAN2 | CAN2 | 5 | 1964 | OP | 200 | 201 | 387000 | 193500 | 255 | 225 | 32 | 16 | 326 | 279 | E
2007 | 17539 | 3280 | CAN3 | CAN3 | 5 | 1967 | OP | 200 | 201 | 592000 | 296000 | 258 | 192 | 49 | 25 | 294 | 256 | E
2007 | 17539 | 3287 | MCMS | MCM4 | 12 | 1992 | OP | 410 | 132 | 515000 | 345000 | 255 | 211 | 65 | 44 | 275 | 249 | M
2007 | 17539 | 3287 | MCMS | MCM3 | 4 | 1993 | OP | 410 | 132 | 515000 | 345000 | 255 | 211 | 65 | 44 | 282 | 256 | M
2007 | 17539 | 3295 | URQ3 | URQ3 | 10 | 1955 | OP | 200 | 188 | 314000 | 157000 | 257 | 223 | 28 | 14 | 279 | 289 | M
2007 | 17539 | 3297 | WAT1 | WAT1 | 7 | 1970 | OP | 300 | 284 | 1060000 | 516000 | 250 | 211 | 62 | 30 | 318 | 305 | M
2007 | 17539 | 3297 | WAT2 | WAT2 | 11 | 1971 | OP | 300 | 284 | 1060000 | 516000 | 250 | 206 | 62 | 30 | 318 | 305 | M
2007 | 17539 | 7210 | COP1 | COP1 | 1 | 1996 | OP | 525 | 415 | 1154523 | 577262 | 151 | 148 | 46 | 23 | 160 | 160 | E
2007 | 17539 | 55927 | STACK1 | STACK1 | 5 | 2004 | OP | 189 | 255 | 3248290 |  | 205 |  |  |  | 225 | 240 | M
2007 | 17539 | 55927 | STACK2 | STACK2 | 5 | 2004 | OP | 189 | 255 | 3248290 |  | 205 |  |  |  | 225 | 240 | M
2007 | 17539 | 55927 | STACK3 | STACK3 | 5 | 2004 | OP | 189 | 255 | 3248290 |  | 205 |  |  |  | 225 | 240 | M
2007 | 17543 | 130 | 1 | 1 | 5 | 1995 | OP | 600 | 380 | 2115100 | 1012100 | 150 | 150 | 93 | 44 | 150 | 136 | E
2007 | 17543 | 130 | 2 | 2 | 12 | 1983 | OP | 600 | 380 | 1602016 |  | 140 |  | 70 |  |  | 138 | E
2007 | 17543 | 130 | 3 | 3 | 1 | 2007 | OP | 488.5 | 415 | 1800000 | 1040000 | 115 | 112 | 70 | 42 | 133 | 125 | M
2007 | 17543 | 130 | 4 | 4 | 1 | 2009 | CO | 491.1 | 491 | 1800000 | 1040000 | 115 | 112 | 70 | 42 | 129 | 125 | M
2007 | 17543 | 3317 | 1 | 1 | 6 | 1966 | OP | 300 | 79 | 278700 |  | 300 |  | 59 |  | 279 | 276 | E
2007 | 17543 | 3317 | 2 | 2 | 6 | 1966 | OP | 300 | 79 | 278700 |  | 300 |  | 59 |  | 301 | 282 | E
2007 | 17543 | 3319 | 1 | 1 | 1 | 1954 | OP | 175 | 33 | 87000 | 55000 | 318 | 285 | 44 | 28 | 360 | 360 | E
2007 | 17543 | 3319 | 1A | 1A | 1 | 1954 | OP | 175 | 33 | 87000 | 55000 | 318 | 285 | 44 | 28 | 390 | 390 | E
2007 | 17543 | 3319 | 2 | 2 | 1 | 1954 | OP | 175 | 33 | 87000 | 55000 | 318 | 285 | 44 | 28 | 405 | 405 | E
2007 | 17543 | 3319 | 2A | 2A | 1 | 1954 | OP | 175 | 33 | 87000 | 55000 | 318 | 285 | 44 | 28 | 385 | 385 | E
2007 | 17543 | 3319 | 3 | 3 | 1 | 1970 | OP | 300 | 133 | 560000 | 277500 | 300 | 274 | 61 | 35 |  | 283 | E
2007 | 17543 | 3319 | 4 | 4 | 7 | 1970 | OP | 300 | 133 | 560000 | 277500 | 300 | 274 | 61 | 35 | 303 | 275 | E
2007 | 17543 | 6249 | 1 | 1 | 3 | 1975 | OP | 400 | 254 | 826000 |  | 277 |  | 60 |  | 280 | 247 | E
2007 | 17543 | 6249 | 2 | 2 | 7 | 1977 | OP | 400 | 201 | 750870 |  | 180 |  | 60 |  | 234 | 203 | E
2007 | 17543 | 6249 | 3 | 3 | 5 | 1980 | OP | 400 | 201 | 908060 |  | 160 |  | 75 |  | 149 | 136 | E
2007 | 17543 | 6249 | 4 | 4 | 11 | 1981 | OP | 400 | 201 | 923600 |  | 160 |  | 76 |  | 140 | 138 | E
2007 | 17554 | 3298 | WIL1 | WIL1 | 5 | 1973 | OP | 400 | 615 | 2142600 | 1071300 | 314 | 265 | 58 | 29 | 327 | 308 | E
2007 | 17566 | 55470 | STACK1 | STACK1 | 12 | 2003 | OP | 125 | 284 | 923387 | 628225 | 182 | 167 | 54.1 | 36.9 | 182 | 182 | E
2007 | 17566 | 55470 | STACK2 | STACK2 | 12 | 2003 | OP | 125 | 284 | 923387 | 628225 | 182 | 167 | 54.1 | 36.9 | 182 | 182 | E
2007 | 17566 | 55470 | STACK3 | STACK3 | 12 | 2003 | OP | 125 | 284 | 923387 | 628225 | 182 | 167 | 54.1 | 36.9 | 182 | 182 | E
2007 | 17568 | 2070 | 1 | 1 | 8 | 1970 | OP | 100 | 64 | 126000 | 61000 | 240 | 208 | 33 | 16 | 208 | 208 | E
2007 | 17568 | 2070 | 2 | 2 | 8 | 1970 | OP | 100 | 64 | 126000 | 61000 | 240 | 208 | 33 | 16 | 208 | 208 | E
2007 | 17568 | 2070 | 3 | 3 | 8 | 1970 | OP | 100 | 64 | 126000 | 61000 | 240 | 208 | 33 | 16 | 208 | 208 | E
2007 | 17568 | 6061 | 1 | 1 | 4 | 1978 | OP | 405 | 220 | 623000 | 281900 | 250 | 250 | 47 | 21 | 185 | 185 | E
2007 | 17568 | 6061 | 1 | 2 | 12 | 1978 | OP | 405 | 220 | 623000 | 281900 | 250 | 250 | 47 | 21 | 185 | 185 | E
2007 | 17609 | 2341 | 1 | 1 | 4 | 1971 | OP | 500 | 830 | 3800000 | 1900000 | 350 | 290 | 90 | 45 | 350 | 308 | E
2007 | 17609 | 2341 | 1 | 2 | 4 | 1971 | OP | 500 | 830 | 4840000 | 2420000 | 350 | 290 | 90 | 45 | 323 | 294 | E
2007 | 17632 | 976 | 123 | 123 | 5 | 2003 | OP | 200 | 114 |  |  | 340 | 300 |  |  | 270 | 270 | M
2007 | 17632 | 976 | 4 | 4 | 10 | 1978 | OP | 400 | 177 | 691500 | 345750 | 129 | 110 | 65 | 33 | 145 | 135 | M
2007 | 17633 | 1012 | 1 | 1 | 6 | 1955 | OP | 249 | 78 | 168800 | 80800 | 321 | 280 | 36 | 17 | 301 | 286 | E
2007 | 17633 | 1012 | 2 | 2 | 12 | 1966 | OP | 276 | 135 | 363300 | 196600 | 340 | 315 | 45 | 24 | 313 | 280 | E
2007 | 17633 | 1012 | 4 | 4 | 1 | 1995 | OP | 499 | 314 | 1157604 | 694562 | 128 | 128 | 61 | 37 | 132 | 125 | E
2007 | 17633 | 6137 | 1 | 1 | 4 | 1979 | OP | 496 | 154 | 833600 | 425000 | 130 | 130 | 100 | 52 | 135 | 130 | E
2007 | 17633 | 6137 | 2 | 2 | 2 | 1986 | OP | 496 | 154 | 1000000 | 510900 | 130 | 130 | 100 | 52 | 135 | 130 | E
2007 | 17638 | 55269 | UNIT1 | UNIT1 | 5 | 2003 | OP | 150 | 254 | 956371 | 731600 | 190 | 180 | 63 | 48 | 185 | 195 | M
2007 | 17638 | 55269 | UNIT2 | UNIT2 | 5 | 2003 | OP | 150 | 254 | 956371 | 731600 | 190 | 180 | 63 | 48 | 185 | 195 | M
2007 | 17638 | 55269 | UNIT3 | UNIT3 | 5 | 2003 | OP | 150 | 254 | 956371 | 731600 | 190 | 180 | 63 | 48 | 185 | 195 | M
2007 | 17650 | 7710 | 1A | 1A | 6 | 2002 | OP | 120 | 192 | 914051 | 914051 | 200 |  | 86 |  | 200 | 200 | E
2007 | 17650 | 7710 | 1B | 1B | 6 | 2002 | OP | 120 | 192 | 914051 | 914051 | 200 |  | 86 |  | 200 | 200 | E
2007 | 17650 | 7710 | 2A | 2A | 6 | 2003 | OP | 160 | 283 | 870286 | 870286 | 200 |  | 86 |  | 200 | 200 | E
2007 | 17650 | 7710 | 2B | 2B | 6 | 2003 | OP | 160 | 283 | 870286 | 870286 | 200 |  | 86 |  | 200 | 200 | E
2007 | 17650 | 7710 | 3A | 3A | 6 | 2008 | CO | 160 | 283 | 870286 | 870286 | 200 |  | 86
2007 | 17650 | 7710 | 3B | 3B | 6 | 2008 | CO | 160 | 283 | 870286 | 870286 | 200 |  | 86
2007 | 17650 | 7826 | 4A | 4A | 6 | 2003 | OP | 184 | 284 | 3513000 |  | 184 |  |  |  | 160 | 160 | e
2007 | 17650 | 7826 | 4B | 4B | 6 | 2003 | OP | 184 | 284 | 3513000 |  | 184 |  |  |  | 160 | 160 | e
2007 | 17650 | 7897 | 1A | 1A | 6 | 2003 | OP | 161 | 284 | 932000 | 466000 | 177 |  | 86 |  | 170 | 100 | E
2007 | 17650 | 7897 | 1B | 1B | 6 | 2003 | OP | 161 | 284 | 932000 | 466000 | 177 |  | 86 |  | 170 | 100 | E
2007 | 17650 | 7897 | 2A | 2A | 6 | 2003 | OP | 122 | 217 | 932000 | 466000 | 177 |  | 86 |  | 170 | 100 | E
2007 | 17650 | 7897 | 2B | 2B | 6 | 2003 | OP | 122 | 217 | 932000 | 466000 | 177 |  | 86 |  | 170 | 100 | E
2007 | 17650 | 55821 | 25 | 25 | 10 | 2003 | OP | 160 | 284 | 1280130 | 1280130 | 287 | 287 | 75 | 75 | 287 | 287 | E
2007 | 17650 | 55821 | 26 | 26 | 10 | 2003 | OP | 160 | 284 | 1280130 | 1280130 | 287 | 287 | 75 | 75 | 287 | 287 | E
2007 | 17650 | 55965 | 6A | 6A | 6 | 2002 | OP | 120 | 192 | 913122 | 913122 | 198 |  | 86 |  | 200 | 200 | E
2007 | 17650 | 55965 | 6B | 6B | 6 | 2002 | OP | 120 | 192 | 913122 | 913122 | 466.2 | 198 |  |  | 200 | 200 | E
2007 | 17650 | 55965 | 7A | 7A | 6 | 2002 | OP | 120 | 192 | 913122 | 913122 | 198 |  | 86 |  | 200 | 200 | E
2007 | 17650 | 55965 | 7B | 7B | 6 | 2002 | OP | 120 | 192 | 913122 | 913122 | 198 |  | 86 |  | 200 | 200 | E
2007 | 17698 | 1416 | 5A | 5A | 4 | 1960 | OP | 155 | 54 | 159000 | 79000 | 297 | 237 | 49 | 24 | 375 | 360 | E
2007 | 17698 | 1416 | 5B | 5B | 4 | 1960 | OP | 155 | 54 | 159000 | 79000 | 297 | 237 | 49 | 24 | 375 | 360 | E
2007 | 17698 | 1417 | 1 | 1 | 7 | 1947 | SB | 125 | 95 | 103000 | 53000 | 350 | 315 | 18 | 9 | 310 | 290 | E
2007 | 17698 | 1417 | 1 | 2 | 7 | 1947 | SB | 125 | 95 | 103000 | 53000 | 350 | 315 | 18 | 9 | 310 | 290 | E
2007 | 17698 | 1417 | 3A | 3A | 6 | 1957 | OP | 140 | 54 | 147000 | 88000 | 272 | 230 | 45 | 27 |  | 216 | E
2007 | 17698 | 1417 | 3B | 3B | 6 | 1957 | OP | 140 | 54 | 147000 | 88000 | 272 | 230 | 45 | 27 |  | 202 | E
2007 | 17698 | 1417 | 4A | 4A | 5 | 1959 | OP | 140 | 54 | 147000 | 88000 | 272 | 230 | 45 | 27 |  | 231 | E
2007 | 17698 | 1417 | 4B | 4B | 5 | 1959 | OP | 140 | 54 | 147000 | 88000 | 272 | 230 | 45 | 27 |  | 207 | E
2007 | 17698 | 3476 | 2 | 2 | 12 | 1950 | OP | 100 | 40 | 115000 | 54000 | 340 | 280 | 48 | 23 | 699 | 584 | E
2007 | 17698 | 3476 | 3 | 3 | 6 | 1952 | OP | 100 | 40 | 115000 | 54000 | 340 | 280 | 48 | 23 | 708 | 589 | E
2007 | 17698 | 3476 | 4 | 4 | 3 | 1956 | OP | 130 | 71 | 239000 | 123000 | 312 | 263 | 56 | 29 | 345 | 452 | E
2007 | 17698 | 3476 | 5 | 5 | 4 | 1974 | OP | 157 | 200 | 925000 | 582000 | 268 | 229 | 77 | 49 | 340 | 333 | E
2007 | 17698 | 3478 | 1A | 1A | 5 | 1964 | OP | 161 | 70 | 216000 | 131000 | 264 | 220 | 51 | 31 | 193 | 175 | E
2007 | 17698 | 3478 | 1B | 1B | 5 | 1964 | OP | 161 | 70 | 216000 | 131000 | 264 | 220 | 51 | 31 | 193 | 175 | E
2007 | 17698 | 3478 | 2 | 2 | 5 | 1970 | OP | 162 | 240 | 908000 | 615000 | 263 | 227 | 63 | 43 | 218 | 179 | E
2007 | 17698 | 3478 | 3 | 3 | 12 | 1971 | OP | 162 | 240 | 908000 | 615000 | 263 | 227 | 63 | 43 | 225 | 173 | E
2007 | 17698 | 6138 | 1 | 1 | 5 | 1978 | OP | 540 | 314 | 1712000 | 1100000 | 264 | 232 | 91 | 58 | 282 | 270 | E
2007 | 17698 | 6139 | 1 | 1 | 3 | 1977 | OP | 300 | 222 | 1712000 | 1100000 | 264 | 232 | 129 | 83 | 301 | 285 | E
2007 | 17698 | 6139 | 2 | 2 | 4 | 1980 | OP | 300 | 222 | 1712000 | 1100000 | 264 | 232 | 129 | 83 | 310 | 294 | E
2007 | 17698 | 6139 | 3 | 3 | 3 | 1982 | OP | 300 | 222 | 1712000 | 1100000 | 264 | 232 | 129 | 83 | 338 | 308 | E
2007 | 17698 | 7902 | 1 | 1 | 1 | 1985 | OP | 525 | 491 | 2490000 | 1245000 | 149 |  | 85 | 42 | 154 | 148 | M
2007 | 17718 | 2446 | 051S | 051S | 1 | 1967 | OP | 156 | 113 | 286160 | 160600 | 249 | 226 | 42 | 24 | 325 | 250 | E
2007 | 17718 | 2454 | 121S | 121S | 7 | 1957 | OP | 136 | 113 | 174170 | 87085 | 285 | 240 | 35 | 18 | 280 | 240 | E
2007 | 17718 | 2454 | 122S | 122S | 7 | 1965 | OP | 146 | 201 | 375200 | 187600 | 265 | 223 | 43 | 22 | 265 | 223 | E
2007 | 17718 | 3482 | 151S | 151S | 4 | 1971 | OP | 171 | 234 | 558265 | 259837 | 217 | 167 | 40 | 18 | 275 | 230 | E
2007 | 17718 | 3482 | 152S | 152S | 1 | 1974 | OP | 171 | 234 | 558265 | 259837 | 217 | 167 | 40 | 18 | 275 | 230 | E
2007 | 17718 | 3484 | 141S | 141S | 7 | 1960 | OP | 160 | 154 | 289819 | 138102 | 285 | 250 | 31 | 15 | 325 | 275 | E
2007 | 17718 | 3484 | 142S | 142S | 7 | 1962 | OP | 160 | 154 | 294098 | 138102 | 296 | 250 | 32 | 15 | 325 | 275 | E
2007 | 17718 | 3484 | 143S | 143S | 8 | 1968 | OP | 160 | 234 | 595995 | 278901 | 289 | 241 | 43 | 20 | 275 | 230 | E
2007 | 17718 | 3485 | 111S | 111S | 5 | 1952 | OP | 85 | 94 | 170952 | 80142 | 310 | 264 | 30 | 14 | 300 | 250 | E
2007 | 17718 | 3485 | 112S1 | 112S1 | 8 | 1953 | OP | 149 | 77 | 121948 | 56545 | 270 | 218 | 26 | 12 | 350 | 275 | E
2007 | 17718 | 3485 | 112S2 | 112S2 | 8 | 1953 | OP | 149 | 77 | 121948 | 56545 | 230 | 230 | 26 | 12 | 350 | 275 | E
2007 | 17718 | 3485 | 113S1 | 113S1 | 6 | 1955 | OP | 153 | 77 | 110199 | 52844 | 255 | 190 | 24 | 11 | 300 | 250 | E
2007 | 17718 | 3485 | 113S2 | 113S2 | 6 | 1955 | OP | 153 | 77 | 110199 | 52844 | 255 | 190 | 24 | 11 | 300 | 250 | E
2007 | 17718 | 3485 | 114S | 114S | 7 | 1964 | OP | 147 | 199 | 420135 | 190839 | 260 | 188 | 35 | 16 | 300 | 250 | E
2007 | 17718 | 6193 | 061S | 061S | 7 | 1976 | OP | 250 | 282 | 1500000 | 825000 | 326 | 263 | 88 | 49 | 350 | 300 | E
2007 | 17718 | 6193 | 062S | 062S | 5 | 1978 | OP | 300 | 284 | 1650000 | 907500 | 313 | 250 | 97 | 53 | 350 | 300 | E
2007 | 17718 | 6193 | 063S | 063S | 5 | 1980 | OP | 300 | 284 | 1650000 | 907500 | 300 | 240 | 97 | 53 | 350 | 300 | E
2007 | 17718 | 6194 | 171S | 171S | 7 | 1982 | OP | 400 | 398 | 2500000 | 1375000 | 270 | 247 | 105 | 58 | 300 | 275 | E
2007 | 17718 | 6194 | 172S | 172S | 7 | 1985 | OP | 400 | 398 | 2500000 | 1375000 | 270 | 247 | 105 | 58 | 300 | 275 | E
2007 | 17828 | 963 | 3132 | 31 | 12 | 1986 | OP | 451 | 79 | 260500 | 138100 | 320 | 305 | 75 | 40 | 136 | 130 | M
2007 | 17828 | 963 | 3132 | 32 | 12 | 1986 | OP | 451 | 79 | 260500 | 138100 | 320 | 305 | 75 | 40 | 136 | 130 | M
2007 | 17828 | 963 | 33 | 33 | 6 | 1978 | OP | 500 | 176 | 775000 | 410850 | 140 | 140 | 65 | 34 | 137 | 129 | M
2007 | 17828 | 963 | 41 | 41 | 10 | 2009 | CO | 454 | 177 | 625426 | 425290 | 133 | 127 | 59 | 40 | 134 | 127 | E
2007 | 17833 | 2161 | 1 | 1 | 8 | 1957 | OP | 200 | 113 | 209000 | 104500 | 318 | 290 | 31 | 15 | 400 | 375 | M
2007 | 17833 | 2161 | 2 | 2 | 2 | 1960 | OP | 200 | 113 | 199000 | 99500 | 310 | 295 | 29 | 15 | 310 | 263 | M
2007 | 17833 | 2161 | 3 | 3 | 5 | 1964 | OP | 200 | 113 | 223600 | 118600 | 310 | 306 | 33 | 16 | 294 | 271 | M
2007 | 17833 | 2161 | 4 | 4 | 5 | 1970 | OP | 350 | 54 | 316000 | 158000 | 320 | 310 | 98 | 49 | 329 | 324 | M
2007 | 17833 | 6195 | 1 | 1 | 6 | 1976 | OP | 385 | 95 | 610000 | 333000 | 131 | 131 | 90 | 50 | 286 | 305 | M
2007 | 18041 | 981 | 3 | 3 | 12 | 1955 | OP | 400 | 214 | 657700 | 328850 | 330 | 320 | 51 | 25 | 360 | 320 | E
2007 | 18041 | 981 | 4 | 4 | 5 | 1962 | OP | 450 | 165 | 964000 | 482000 | 300 | 290 | 97 | 48 | 325 | 300 | E
2007 | 18162 | 50806 | PB1S | PB1S | 12 | 1963 | OP | 132 | 38 | 137000 |  | 398 |  | 59.2 |  | 387 | 365 | E
2007 | 18162 | 50806 | PB3S | PB3S | 11 | 2005 | OP | 133 | 64 | 137000 |  | 398 |  | 67.4 |  | 383 | 374 | E
2007 | 18162 | 50806 | PB4S | PB4S | 4 | 1987 | OP | 250 | 112 | 481000 |  | 394 |  | 70.8 |  | 388 | 373 | M
2007 | 18162 | 50806 | RBFSN | RBFSN | 12 | 1974 | OP | 173 | 30 | 303000 |  | 374 |  | 84.5 |  | 370 | 360 | E
2007 | 18162 | 50806 | RBFSS | RBFSS | 12 | 1974 | OP | 173 | 30 | 303000 |  | 374 |  | 84.5 |  | 370 | 360 | E
2007 | 18315 | 108 | STK1 | FL1 | 8 | 1983 | OP | 474 | 210 | 1486800 | 788114 | 180 | 180 | 118 | 63 | 194 | 192 | M
2007 | 18315 | 1233 | 4 | 4 | 6 | 1969 | OP | 149 | 86 | 469560 | 211560 | 314 | 260 | 91 | 41 | 270 | 257 | M
2007 | 18315 | 1336 | GC3 | GC3 | 5 | 1962 | SB | 60 | 25 | 39200 | 19970 | 337 | 286 | 26 | 13 | 320 | 300 | E
2007 | 18315 | 1336 | S2 | S2 | 4 | 1973 | OP | 124 | 79 | 266338 | 121400 | 253 | 190 | 57 | 26 | 228 | 165 | M
2007 | 18320 | 55182 | 1SGL | 1SGL | 6 | 2003 | OP | 150 | 284 | 682000 |  | 210 |  | 68 |  | 210 | 208 | M
2007 | 18320 | 55182 | 2SGL | 2SGL | 6 | 2003 | OP | 150 | 284 | 682000 |  | 210 |  | 68 |  | 210 | 208 | M
2007 | 18335 | 56000 | Stack1 | Stack1 | 4 | 2008 | CN | 180 | 291 | 1030000 | 851000 | 199 | 196 | 49 | 59
2007 | 18335 | 56000 | Stack2 | Stack2 | 4 | 2008 | CN | 180 | 291 | 1030000 | 851000 | 199 | 196 | 49 | 59
2007 | 18445 | 688 | 1 | 1 | 6 | 1971 | OP | 200 | 95 | 226593 | 106932 | 260 | 230 | 40 | 18 | 280 | 280 | E
2007 | 18445 | 688 | 2 | 2 | 6 | 1977 | OP | 250 | 154 | 589805 | 315174 | 212 | 244 | 64 | 34 | 250 | 250 | E
2007 | 18445 | 689 | 7 | 7 | 6 | 1966 | OP | 180 | 64 | 180480 | 107520 | 300 | 280 | 47 | 28 | 300 | 300 | E
2007 | 18454 | 645 | STK1 | 1 | 12 | 1999 | OP | 490 | 660 | 2390550 | 1365835 | 127 | 127 | 60 | 34 | 128 | 126 | m
2007 | 18454 | 645 | STK2 | 2 | 5 | 1976 | OP | 490 | 452 | 1285000 | 693000 | 292 | 249 | 47 | 26 | 154 | 109 | m
2007 | 18454 | 645 | STK3 | 3 | 2 | 1985 | OP | 490 | 452 | 1773000 | 1013000 | 156 | 156 | 65 | 37 | 128 | 109 | m
2007 | 18454 | 645 | STK4 | 4 | 10 | 1970 | OP | 490 | 452 | 2552000 | 1448000 | 300 | 261 | 94 | 53 | 154 | 185 | m
2007 | 18488 | 1682 | 8 | 8 | 6 | 1966 | OP | 187 | 36 | 175000 | 109000 | 665 | 585 | 39 | 24 | 259 | 270 | E
2007 | 18488 | 1682 | 9 | 9 | 9 | 1975 | OP | 187 | 79 | 376150 | 234000 | 490 | 280 | 80 | 50 | 399 | 398 | E
2007 | 18518 | 55132 | STACK1 | STACK1 | 7 | 2001 | OP | 153 | 254 | 780000 |  | 199
2007 | 18518 | 55132 | STACK2 | STACK2 | 7 | 2001 | OP | 153 | 254 | 780000 |  | 199
2007 | 18518 | 55132 | STACK3 | STACK3 | 7 | 2001 | OP | 153 | 254 | 780000 |  | 199
2007 | 18569 | 55439 | UNIT1 | UNIT1 | 5 | 2004 | OP | 135 | 255 | 982500 | 668900 | 200 | 200 | 47 | 33 | 200 | 200 | E
2007 | 18569 | 55439 | UNIT2 | UNIT2 | 5 | 2004 | OP | 135 | 255 | 982500 | 668900 | 200 | 200 | 47 | 33 | 200 | 200 | E
2007 | 18569 | 55439 | UNIT3 | UNIT3 | 5 | 2004 | OP | 135 | 255 | 982500 | 668900 | 200 | 200 | 47 | 33 | 200 | 200 | E
2007 | 18592 | 55341 | 1 | 1 |  |  | CO | 165 | 254 | 17800 | 11430 | 233 | 255 | 70 | 45
2007 | 18592 | 55341 | 2 | 2 |  |  | CO | 165 | 254 | 17800 | 11430 | 233 | 255 | 70 | 45
2007 | 18611 | 55062 | STACK1 | STACK1 | 9 | 2000 | OP | 153 | 254 | 747000 | 500490 | 199
2007 | 18611 | 55062 | STACK2 | STACK2 | 7 | 2001 | OP | 153 | 254 | 747000 | 500490 | 199
2007 | 18611 | 55062 | STACK3 | STACK3 | 7 | 2001 | OP | 153 | 254 | 747000 | 500490 | 199
2007 | 18611 | 55137 | 101 | 101 | 6 | 2002 | OP | 125 | 255 | 1100000 | 700000 | 205 | 205 | 72 | 47 | 205 | 205 | E
2007 | 18611 | 55137 | 201 | 201 | 6 | 2002 | OP | 125 | 255 | 1100000 | 700000 | 205 | 205 | 72 | 47 | 205 | 205 | E
2007 | 18611 | 55137 | 301 | 301 | 6 | 2002 | OP | 125 | 255 | 1100000 | 700000 | 205 | 205 | 72 | 47 | 205 | 205 | E
2007 | 18611 | 55334 | 1STACK | 1STACK | 9 | 2002 | OP | 132 | 284 | 1000000 | 60000 | 195 | 205 | 60 | 36 | 195 | 195 | E
2007 | 18611 | 55334 | 2STACK | 2STACK | 9 | 2002 | OP | 132 | 284 | 1000000 | 60000 | 195 | 205 | 60 | 36 | 195 | 195 | E
2007 | 18611 | 55518 | 1 | 1 | 4 | 2003 | OP | 130 | 283 | 969220 |  | 201 |  | 57
2007 | 18611 | 55518 | 2 | 2 | 4 | 2003 | OP | 130 | 283 | 969220 |  | 201 |  | 57
2007 | 18611 | 55518 | 3 | 3 | 4 | 2003 | OP | 130 | 283 | 969220 |  | 201 |  | 57
2007 | 18642 | 47 | 1-4 | 1-4 | 4 | 1983 | OP | 634 | 541 | 3158000 | 1661000 | 295 | 295 | 97 | 51 | 357 | 342 | E
2007 | 18642 | 47 | 5 | 5 | 11 | 1965 | OP | 500 | 346 | 2009000 | 1068000 | 310 | 310 | 97 | 51 | 283 | 276 | E
2007 | 18642 | 50 | 1-6 | 1-6 | 5 | 1977 | OP | 1000 | 573 | 3378000 | 1749000 | 298 | 298 | 98 | 51 | 344 | 327 | E
2007 | 18642 | 50 | 7 | 7 | 2 | 1961 | OP | 500 | 338 | 1643000 | 848000 | 170 | 170 | 81 | 42 | 327 | 287 | E
2007 | 18642 | 50 | 8 | 8 | 2 | 1965 | OP | 500 | 462 | 2246000 | 1148000 | 175 | 175 | 81 | 42 | 310 | 299 | E
2007 | 18642 | 1378 | 1 | 1 | 11 | 1963 | OP | 600 | 531 | 2060000 | 1042000 | 175 | 175 | 64 | 33 | 302 | 293 | E
2007 | 18642 | 1378 | 2 | 2 | 5 | 1963 | OP | 600 | 531 | 2060000 | 1042000 | 175 | 175 | 64 | 33 | 306 | 286 | E
2007 | 18642 | 1378 | 3 | 3 | 2 | 1970 | OP | 800 | 573 | 3621000 | 1924000 | 292 | 292 | 105 | 56 | 321 | 294 | E
2007 | 18642 | 1379 | 1-5 | 1-5 | 11 | 1979 | OP | 800 | 616 | 2962000 | 1531000 | 282 | 282 | 80 | 41 | 326 | 302 | E
2007 | 18642 | 1379 | 6-10 | 6-10 | 2 | 1980 | OP | 800 | 616 | 2962000 | 1531000 | 282 | 282 | 80 | 41 | 317 | 308 | E
2007 | 18642 | 3393 | 1 | 1 | 5 | 1959 | OP | 400 | 128 | 941000 | 487000 | 289 | 289 | 123 | 64 | 317 | 277 | E
2007 | 18642 | 3393 | 2 | 2 | 5 | 1959 | OP | 400 | 128 | 941000 | 487000 | 289 | 289 | 123 | 64 | 308 | 275 | E
2007 | 18642 | 3393 | 3 | 3 | 10 | 1959 | OP | 400 | 128 | 941000 | 487000 | 289 | 289 | 123 | 64 | 285 | 255 | E
2007 | 18642 | 3396 | 1 | 1 | 6 | 1967 | OP | 800 | 616 | 2666150 | 1351330 | 244 | 244 | 72 | 37 | 291 | 268 | E
2007 | 18642 | 3399 | 1 | 1 | 3 | 1973 | OS | 1000 | 755 | 4809000 | 2582000 | 273 | 273 | 106 | 57
2007 | 18642 | 3399 | 1A | 1A | 1 | 1995 | OP | 635 | 1164 | 4507000 | 2250000 | 119 | 119 | 65 | 32 | 315 | 309 | E
2007 | 18642 | 3399 | 2 | 2 | 11 | 1973 | OS | 1000 | 755 | 4809000 | 2582000 | 273 | 273 | 106 | 57
2007 | 18642 | 3399 | 2A | 2A | 1 | 1995 | OP | 635 | 1164 | 4507000 | 2250000 | 119 | 119 | 65 | 32 | 321 | 306 | E
2007 | 18642 | 3403 | 1-2 | 1-2 | 11 | 1956 | OP | 501 | 491 | 1646000 | 845000 | 272 | 272 | 56 | 29 | 348 | 331 | E
2007 | 18642 | 3403 | 3-4 | 3-4 | 5 | 1959 | OP | 502 | 491 | 1831000 | 945000 | 252 | 252 | 62 | 32 | 289 | 280 | E
2007 | 18642 | 3405 | 1-2 | 1-2 | 7 | 1955 | OP | 350 | 434 | 1271000 | 661400 | 293 | 293 | 49 | 25 | 312 | 303 | E
2007 | 18642 | 3405 | 3-4 | 3-4 | 2 | 1956 | OP | 350 | 434 | 1271000 | 661400 | 293 | 293 | 49 | 25 | 310 | 304 | E
2007 | 18642 | 3406 | 1-10 | 1-10 | 3 | 1982 | OP | 600 | 830 | 5732000 | 3017000 | 294 | 294 | 115 | 61 | 338 | 316 | E
2007 | 18642 | 3407 | 1-5 | 1-5 | 9 | 1976 | OP | 1000 | 531 | 2955000 | 1553000 | 305 | 305 | 93 | 49 | 335 | 316 | E
2007 | 18642 | 3407 | 6-9 | 6-9 | 2 | 1976 | OP | 1000 | 531 | 2974000 | 1553000 | 294 | 294 | 93 | 99 | 341 | 326 | E
2007 | 18642 | 3419 | A-B | A-B | 2 | 1942 | OS | 177 | 201 | 624000 | 320000 | 342 | 342 | 52 | 27
2007 | 18642 | 3419 | C-D | C-D | 2 | 1943 | OS | 177 | 201 | 624000 | 320000 | 342 | 342 | 52 | 27
2007 | 18642 | 55197 | UNIT 1 | UNIT 1 | 6 | 2003 | OP | 150 | 254 | 973118 | 731600 | 191 | 180 | 63.7 | 47.9 | 191 | 202 | E
2007 | 18642 | 55197 | UNIT 2 | UNIT 2 | 6 | 2003 | OP | 150 | 254 | 973118 | 731600 | 191 | 180 | 63.7 | 47.9 | 191 | 202 | E
2007 | 18642 | 55197 | UNIT 3 | UNIT 3 | 6 | 2003 | OP | 150 | 254 | 973118 | 731600 | 191 | 180 | 63.7 | 47.9 |  | 202 | E
2007 | 18715 | 6136 | 1 | 1 | 10 | 1983 | OP | 465 | 314 | 1623500 | 1217625 | 200 | 200 | 86 | 64 | 300 | 270 | E
2007 | 18835 | 55440 | UNIT 1 | UNIT 1 | 5 | 2003 | OP | 175 | 254 | 982500 | 668900 | 200 | 200 | 64.5 | 43.9 | 190 | 196 | M
2007 | 18835 | 55440 | UNIT 2 | UNIT 2 | 5 | 2003 | OP | 175 | 254 | 982500 | 668900 | 200 | 200 | 64.5 | 43.9 | 190 | 196 | M
2007 | 18835 | 55440 | UNIT 3 | UNIT 3 | 5 | 2003 | OP | 175 | 254 | 982500 | 668900 | 200 | 200 | 64.5 | 43.9 | 190 | 196 | M
2007 | 18870 | 55462 | 1 | 1 | 1 | 2010 | PL
2007 | 19099 | 3845 | 1 | 1 | 7 | 2002 | OP | 470 | 660 | 2164000 | 1407000 | 137 | 137 | 55 | 36 | 135 | 135 | E
2007 | 19099 | 3845 | 2 | 2 | 10 | 2001 | OP | 470 | 660 | 2164000 | 1407000 | 137 | 137 | 55 | 36 | 135 | 135 | E
2007 | 19099 | 3845 | 30 | 30 | 7 | 2002 | OP | 100 | 80 | 313588 |  | 262 |  | 65 |  | 840 | 840 | E
2007 | 19099 | 3845 | 40 | 40 | 7 | 2002 | OP | 100 | 80 | 313588 |  | 262 |  | 65 |  | 840 | 840 | E
2007 | 19099 | 3845 | 50 | 50 | 7 | 2002 | OP | 100 | 80 | 313588 |  | 262 |  | 65 |  | 840 | 840 | E
2007 | 19099 | 3845 | 60 | 60 | 7 | 2002 | OP | 100 | 80 | 313588 |  | 262 |  | 65 |  | 840 | 840 | E
2007 | 19099 | 3845 | BD21 | BD21 | 12 | 1972 | OP | 470 | 452 | 2250000 | 1450000 | 300 | 240 | 83 | 53 | 300 | 300 | E
2007 | 19099 | 3845 | BD22 | BD22 | 12 | 1972 | OP | 470 | 452 | 2250000 | 1450000 | 300 | 240 | 83 | 53 | 300 | 300 | E
2007 | 19194 | 50651 | CS001 | 1 | 8 | 1991 | OP | 265 | 41 | 450000 | 275000 | 395 | 395 | 60 | 35 | 190 | 190 | M
2007 | 19316 | 55360 | STACK1 | FLUE1 | 12 | 2012 | PL | 340 | 206
2007 | 19323 | 3452 | 1 | 1 | 6 | 1970 | OP | 156 | 314 | 1800000 | 1350000 | 535 | 380 | 96 | 72 | 322 | 137 | E
2007 | 19323 | 3452 | 2 | 2 | 11 | 1973 | OP | 199 | 397 | 1400000 | 1050000 | 257 | 200 | 59 | 44 | 185 | 126 | E
2007 | 19323 | 3454 | 1A | 1A | 12 | 1959 | OP | 164 | 67 | 266000 | 145000 | 325 | 220 | 72.8 | 39.7 | 202 |  | E
2007 | 19323 | 3454 | 1B | 1B | 12 | 1959 | OP | 164 | 67 | 266000 | 145000 | 325 | 220 | 72.8 | 39.7 | 202 |  | E
2007 | 19323 | 3454 | 2A | 2A | 12 | 1961 | OP | 164 | 67 | 300000 | 121000 | 320 | 250 | 82.1 | 33.1
2007 | 19323 | 3454 | 2B | 2B | 12 | 1961 | OP | 164 | 67 | 300000 | 121000 | 320 | 250 | 82.1 | 33.1
2007 | 19323 | 3454 | 3A | 3A | 7 | 1964 | OP | 193 | 95 | 560000 | 238000 | 340 | 260 | 107.5 | 45.8
2007 | 19323 | 3454 | 3B | 3B | 7 | 1964 | OP | 193 | 95 | 560000 | 238000 | 340 | 260 | 10 | 45.8
2007 | 19323 | 3489 | 1 | 1 | 7 | 1954 | OP | 225 | 353 | 381000 |  | 325 |  | 18
2007 | 19323 | 3489 | 3 | 3 | 6 | 1971 | OP | 164 | 438 | 497000 |  | 319 | 498 | 24 | 32.8 | 532 | 502 | E
2007 | 19323 | 3492 | 2 | 2 | 7 | 1950 | SB | 150 | 123 | 112060 | 49732 | 320 | 276 | 15 | 7
2007 | 19323 | 3492 | 3 | 3 | 7 | 1952 | SB | 150 | 123 | 205700 | 91290 | 375 | 342 | 28 | 12
2007 | 19323 | 3492 | 4 | 4 | 6 | 1954 | SB | 150 | 133 | 309500 | 139770 | 405 | 356 | 39 | 18
2007 | 19323 | 3492 | 5A | 5A | 6 | 1959 | OP | 182 | 79 | 278590 | 142870 | 336 | 308 | 59 | 30 | 220 | 306 | E
2007 | 19323 | 3492 | 5B | 5B | 6 | 1959 | OP | 182 | 79 | 278590 | 142870 | 336 | 308 | 59 | 30 | 220 | 306 | E
2007 | 19323 | 3492 | 6 | 6 | 7 | 1966 | OS | 182 | 415 | 1559010 | 682150 | 269 | 233 | 64 | 28
2007 | 19323 | 3497 | 1 | 1 | 12 | 1971 | OP | 400 | 363 | 2650000 | 1430000 | 335 | 283 | 122 | 66 | 305 | 310 | E
2007 | 19323 | 3497 | 2 | 2 | 12 | 1972 | OP | 400 | 363 | 2650000 | 1430000 | 335 | 283 | 122 | 66 | 348 | 319 | E
2007 | 19323 | 3500 | 1 | 1 | 6 | 1955 | OS | 196 | 78 | 250000 | 128000 | 305 | 259 | 59 | 30
2007 | 19323 | 3500 | 2 | 2 | 6 | 1955 | OS | 196 | 78 | 250000 | 128000 | 305 | 259 | 59 | 30
2007 | 19323 | 3504 | 1 | 1 | 6 | 1958 | OP | 161 | 64 | 270000 | 140000 | 275 | 200 | 70 | 36 | 300 | 270 | E
2007 | 19323 | 3504 | 2 | 2 | 6 | 1958 | OP | 161 | 64 | 270000 | 140000 | 275 | 200 | 70 | 36 | 171 | 104 | E
2007 | 19323 | 3504 | 3 | 3 | 12 | 1965 | OP | 197 | 189 | 680000 | 345000 | 230 | 160 | 60 | 30 | 350 | 320 | E
2007 | 19323 | 3504 | 4 | 4 | 12 | 1965 | OP | 197 | 189 | 680000 | 345000 | 230 | 160 | 60 | 30 | 350 | 320 | E
2007 | 19323 | 3507 | 6 | 6 | 5 | 1965 | OP | 175 | 201 | 670000 |  | 250 | 225 | 56 |  | 569 | 605 | E
2007 | 19323 | 6146 | 1 | 1 | 5 | 1977 | OP | 452 | 415 | 3000000 | 2250000 | 250 | 250 | 120 | 90 | 199 | 175 | E
2007 | 19323 | 6146 | 2 | 2 | 5 | 1978 | OP | 452 | 415 | 3000000 | 2250000 | 250 | 250 | 120 | 90 | 178 | 171 | E
2007 | 19323 | 6146 | 3 | 3 | 4 | 1979 | OP | 452 | 415 | 3000000 | 2250000 | 250 | 250 | 120 | 90 | 196 | 180 | E
2007 | 19323 | 6147 | 1 | 1 | 12 | 1974 | OP | 400 | 363 | 2650000 | 1370000 | 335 | 281 | 122 | 63 | 363 | 331 | E
2007 | 19323 | 6147 | 2 | 2 | 12 | 1975 | OP | 400 | 363 | 2650000 | 1370000 | 335 | 281 | 122 | 63 | 360 | 325 | E
2007 | 19323 | 6147 | 3A | 3A | 7 | 1995 | OP | 460 | 510 | 3000000 | 1850000 | 250 | 286 | 98 | 60 | 204 | 218 | E
2007 | 19323 | 6180 | 1 | 1 | 10 | 2009 | CO | 450 | 836 | 2758800 | 1357305 | 135 | 135 | 55 | 37 | 140 | 135 | E
2007 | 19323 | 6180 | 2 | 2 | 2 | 2010 | CO | 450 | 836 | 2758800 | 1357305 | 135 | 135 | 55 | 37 | 140 | 135 | E
2007 | 19323 | 6648 | 4 | 4 | 5 | 1981 | OP | 400 | 363 | 2130000 | 1065000 | 180 | 180 | 98 | 49 | 191 | 178 | E
2007 | 19323 | 50615 | 2A | 2A | 6 | 1989 | OP | 88 | 57 | 714573 |  | 310 |  | 132 |  | 340 | 361 | E
2007 | 19323 | 50615 | 2B | 2B | 6 | 1989 | OP | 88 | 57 | 714573 |  | 310 |  | 132 |  | 340 | 361
2007 | 19323 | 50615 | 3A | 3A | 6 | 1989 | OP | 88 | 57 | 714573 |  | 310 |  | 132 |  | 325 | 340 | E
2007 | 19323 | 50615 | 3B | 3B | 6 | 1989 | OP | 88 | 57 | 714573 |  | 310 |  | 132 |  | 325 | 340
2007 | 19323 | 52071 | 5A | 5A | 7 | 2009 | CO | 335 | 199 | 904779 | 519211 | 162 | 144 | 75 | 42.2
2007 | 19323 | 52071 | 5B | 5B | 7 | 2009 | CO | 335 | 199 | 904779 | 519211 | 162 | 144 | 75 | 42.2
2007 | 19323 | 52071 | STK1 | STK1 | 12 | 1953 | OP | 265 | 222 | 1000000 |  | 315 |  | 80
2007 | 19323 | 52071 | STK2 | STK2 | 6 | 1995 | OP | 530 | 227 | 600000 |  | 320 |  | 45
2007 | 19436 | 2103 | 1 | 1 | 6 | 1970 | OP | 700 | 330 | 2200000 | 1210000 | 300 | 265 | 111 | 61 | 330 | 320 | E
2007 | 19436 | 2103 | 2 | 2 | 6 | 1971 | OP | 700 | 330 | 2200000 | 1210000 | 300 | 265 | 111 | 61 | 330 | 320 | E
2007 | 19436 | 2103 | 3 | 4 | 8 | 1973 | OP | 700 | 330 | 2200000 | 1210000 | 300 | 265 | 111 | 61 | 330 | 320 | E
2007 | 19436 | 2103 | 3 | 3 | 8 | 1972 | OP | 700 | 330 | 2200000 | 1210000 | 300 | 265 | 111 | 61 | 330 | 320 | E
2007 | 19436 | 2104 | 1 | 1 | 6 | 1953 | OP | 250 | 87 | 600000 | 330000 | 325 | 280 | 115 | 63 | 350 | 340 | E
2007 | 19436 | 2104 | 2 | 2 | 6 | 1954 | OP | 250 | 87 | 600000 | 330000 | 325 | 280 | 115 | 63 | 350 | 340 | E
2007 | 19436 | 2104 | 3 | 3 | 6 | 1959 | OP | 350 | 154 | 1165000 | 640750 | 355 | 280 | 126 | 69 | 350 | 340 | E
2007 | 19436 | 2104 | 4 | 4 | 6 | 1961 | OP | 350 | 189 | 1450000 | 797500 | 360 | 280 | 128 | 70 | 350 | 340 | E
2007 | 19436 | 2107 | 1 | 1 | 6 | 1967 | OP | 600 | 276 | 2000000 | 1100000 | 350 | 300 | 121 | 66 | 320 | 300 | E
2007 | 19436 | 2107 | 2 | 2 | 6 | 1968 | OP | 600 | 276 | 2000000 | 1100000 | 350 | 300 | 121 | 66 | 320 | 300 | E
2007 | 19436 | 6155 | 1 | 2 | 6 | 1977 | OP | 700 | 338 | 2030000 | 1116500 | 260 | 230 | 100 | 55 | 300 | 300 | E
2007 | 19436 | 6155 | 1 | 1 | 6 | 1976 | OP | 700 | 338 | 2030000 | 1116500 | 260 | 230 | 100 | 55 | 300 | 300 | E
2007 | 19526 | 50733 | 4BH1S | 4BH1S | 6 | 1967 | OP | 116 | 71 | 239099 |  | 340 |  | 56 |  | 340 | 340 | E
2007 | 19526 | 50733 | 4BH2S | 4BH2S | 6 | 1967 | OP | 116 | 71 | 239099 |  | 340 |  | 56 |  | 340 | 340 | E
2007 | 19526 | 50733 | 4BH3S | 4BH3S | 6 | 1967 | OP | 116 | 71 | 239099 |  | 340 |  | 56 |  | 340 | 340 | E
2007 | 19526 | 50733 | TBB1S | TBB1S | 6 | 1948 | OP | 150 | 123 | 248460 |  | 550 |  | 34 |  | 550 | 550 | E
2007 | 19526 | 50733 | TBB2S | TBB2S | 6 | 1948 | OP | 150 | 123 | 248460 |  | 550 |  | 34 |  | 550 | 550 | E
2007 | 19526 | 50733 | TBB3S | TBB3S | 6 | 1948 | OP | 150 | 123 | 248460 |  | 550 |  | 34 |  | 550 | 550 | E
2007 | 19526 | 50733 | TBB4AS | TBB4AS | 6 | 1989 | SC | 78 | 28 | 87591 |  | 505 |  | 52
2007 | 19526 | 50733 | TBB5S | TBB5S | 6 | 1956 | OP | 150 | 123 | 248460 |  | 550 |  | 34 |  | 550 | 550 | E
2007 | 19526 | 50733 | TBB6S | TBB6S | 6 | 1971 | OP | 150 | 79 | 430260 |  | 550 |  | 91 |  | 550 | 550 | E
2007 | 19547 | 764 | 16 | 16 | 12 | 1954 | OP | 161 | 64 | 185000 | 95700 | 325 | 276 | 48 | 25 | 452 | 452 | E
2007 | 19547 | 764 | 17 | 17 | 12 | 1957 | OP | 161 | 64 | 173000 | 93700 | 320 | 267 | 45 | 24 | 452 | 452 | E
2007 | 19547 | 765 | 1-4 | 4 | 10 | 1980 | OP | 300 | 87 | 203000 | 104000 | 254 | 211 | 40 | 21 | 263 | 240 | M
2007 | 19547 | 765 | 1-4 | 2 | 11 | 1980 | OP | 300 | 87 | 206000 | 108000 | 260 | 237 | 41 | 21 | 226 | 215 | M
2007 | 19547 | 765 | 1-4 | 1 | 11 | 1980 | OP | 300 | 87 | 206000 | 108000 | 260 | 237 | 41 | 21 | 248 | 216 | M
2007 | 19547 | 765 | 1-4 | 3 | 11 | 1980 | OP | 300 | 87 | 203000 | 104000 | 254 | 211 | 40 | 21 | 252 | 258 | M
2007 | 19547 | 765 | 5 | 5 | 12 | 1974 | OP | 304 | 205 | 338000 | 185000 | 259 | 228 | 27 | 15 | 238 | 233 | M
2007 | 19547 | 765 | 6 | 6 | 3 | 1981 | OP | 450 | 214 | 338000 | 185000 | 259 | 228 | 26 | 14 | 283 | 281 | M
2007 | 19547 | 766 | 3 | 3 | 12 | 1947 | OP | 138 | 79 | 190000 | 91500 | 385 | 300 | 40 | 19 | 435 | 308 | M
2007 | 19547 | 766 | 4 | 4 | 10 | 1950 | OP | 138 | 79 | 190000 | 91500 | 385 | 300 | 40 | 19 | 372 | 336 | M
2007 | 19547 | 766 | 5 | 5 | 10 | 1959 | OP | 138 | 64 | 154000 | 86900 | 285 | 240 | 40 | 23 | 273 | 263 | M
2007 | 19547 | 766 | 6 | 6 | 7 | 1961 | OP | 138 | 64 | 154000 | 86900 | 285 | 240 | 40 | 23 | 246 | 233 | M
2007 | 19547 | 766 | 7 | 7 | 12 | 1966 | OP | 138 | 84 | 203000 | 104000 | 254 | 211 | 40 | 21 | 266 | 260 | M
2007 | 19547 | 766 | 8 | 8 | 12 | 1968 | OP | 138 | 84 | 203000 | 104000 | 254 | 211 | 40 | 21 | 259 | 243 | M
2007 | 19804 | 693 | 1 | 1 | 6 | 1961 | OP | 200 | 10 | 21000 | 39780 | 390 | 340 | 35 | 17 | 370 | 370 | E
2007 | 19804 | 693 | 2 | 2 | 6 | 1971 | OP | 200 | 28 | 222000 | 44460 | 390 | 340 | 37 | 19 |  | 370 | E
2007 | 19804 | 693 | 3 | 3 | 6 | 1975 | OP | 200 | 39 | 107420 | 102000 | 325 | 290 | 64 | 34 | 370 | 370 | E
2007 | 19830 | 1564 | 8 | 8 | 12 | 1971 | OP | 160 | 123 | 500000 | 250000 | 625 | 540 | 92 | 46 | 650 | 600 | E
2007 | 19876 | 3796 | 3 | 3 | 6 | 1950 | OP | 200 | 113 | 282000 | 143000 | 314 | 251 | 41 | 21 | 342 | 354 | M
2007 | 19876 | 3796 | 4 | 4 | 8 | 1958 | OP | 200 | 177 | 475000 | 249600 | 264 | 235 | 45 | 24 | 294 | 275 | M
2007 | 19876 | 3797 | 3 | 3 | 12 | 1952 | OP | 200 | 133 | 364700 | 186600 | 288 | 252 | 46 | 23 | 346 | 329 | M
2007 | 19876 | 3797 | 4 | 4 | 6 | 1960 | OP | 200 | 133 | 579400 | 293600 | 324 | 313 | 73 | 37 | 313 | 284 | M
2007 | 19876 | 3797 | 5 | 5 | 8 | 1964 | OP | 200 | 227 | 960000 | 500000 | 265 | 228 | 71 | 37 | 296 | 283 | M
2007 | 19876 | 3797 | 6 | 6 | 5 | 1969 | OP | 419 | 314 | 1890000 | 1000000 | 264 | 239 | 100 | 53 | 297 | 283 | M
2007 | 19876 | 3803 | 1 | 1 | 6 | 1953 | OP | 175 | 133 | 462000 | 270000 | 303 | 260 | 57 | 33 | 319 | 291 | M
2007 | 19876 | 3803 | 2 | 2 | 12 | 1954 | OP | 175 | 133 | 462000 | 270000 | 303 | 260 | 57 | 33 | 333 | 311 | M
2007 | 19876 | 3803 | 3 | 3 | 6 | 1959 | OP | 200 | 133 | 474000 | 248000 | 266 | 239 | 59 | 31 | 286 | 273 | M
2007 | 19876 | 3803 | 4 | 4 | 5 | 1962 | OP | 200 | 154 | 650000 | 335000 | 265 | 219 | 70 | 36 | 307 | 303 | M
2007 | 19876 | 3804 | 3 | 3 | 6 | 1955 | RE | 177 | 133 | 335372 | 184998 | 262 | 233 | 42 | 23 | 329 | 357 | M
2007 | 19876 | 3804 | 4 | 4 | 4 | 1962 | RE | 175 | 154 | 650385 | 334125 | 258 | 214 | 70 | 36 | 269 | 234 | M
2007 | 19876 | 3804 | 5 | 5 | 6 | 1975 | OP | 358 | 415 | 2185897 | 1159604 | 285 | 267 | 88 | 46 | 252 | 242 | M
2007 | 19876 | 3804 | 6A | 6A
2007 | 19876 | 3804 | 6B | 6B
2007 | 19876 | 3809 | 1-2 | 1-2 | 7 | 1957 | OP | 325 | 227 | 1001282 | 470833 | 278 | 240 | 74 | 35 | 269 | 257 | M
2007 | 19876 | 3809 | 3 | 3 | 12 | 1974 | OP | 489 | 398 | 2185897 | 1156604 | 285 | 267 | 92 | 49 | 278 | 286 | M
2007 | 19876 | 3954 | 1-2 | 1-2 | 6 | 1983 | OP | 741 | 661 | 3796000 | 2534000 | 250 | 235 | 96 | 64 | 122 | 117 | M
2007 | 19876 | 3954 | 3 | 3 | 12 | 1973 | OP | 579 | 346 | 2200000 | 1468000 | 285 | 268 | 106 | 70 | 124 | 117 | M
2007 | 19876 | 7213 | 1 | 1 | 10 | 1995 | OP | 444 | 389 | 1363766 | 711479 | 125 | 126 | 58 | 30 | 137 | 126 | M
2007 | 19876 | 7213 | 2 | 2 | 3 | 1996 | OP | 444 | 389 | 1365828 | 799971 | 127 | 128 | 58 | 34 | 134 | 129 | M
2007 | 19876 | 50966 | 1 | 1 | 3 | 1991 | OP | 90 | 143 | 537928 |  | 275 |  |  |  | 320 | 320 | M
2007 | 19876 | 50966 | 2 | 2 | 3 | 1991 | OP | 90 | 143 | 537928 |  | 275 |  |  |  | 315 | 315 | M
2007 | 19876 | 52007 | S | S | 11 | 1992 | OP | 275 | 123 | 440000 | 250000 | 160 | 160 | 60 | 34 | 165 | 165 | M
2007 | 19876 | 54844 | 1 | 1 | 6 | 1994 | OP | 150 | 159 | 34899 |  | 239 |  | 3.7 |  | 239 | 326 | E
2007 | 19876 | 54844 | 2 | 2 | 6 | 1994 | OP | 150 | 159 | 34899 |  | 239 |  | 3.7 |  | 239 | 326 | E
2007 | 19876 | 56808 | 1 | 1 | 4 | 2012 | CO | 500 | 201 | 1014964 | 459339 | 152 | 152 | 75.6 | 38.1
2007 | 19876 | 56808 | 1 | 2 | 4 | 2012 | CO | 500 | 201 | 1014964 | 459339 | 152 | 152 | 75.6 | 38.1
2007 | 20159 | 55486 | STK 1 | STK 1 | 6 | 2012 | CO | 170 | 254 |  |  | 170
2007 | 20169 | 7931 | EG02 | EG02 | 6 | 2003 | OP | 210 | 254 | 25750 |  | 180 |  | 1.7 |  | 195 | 190 | E
2007 | 20404 | 3524 | 1 | 1 | 7 | 1953 | RE | 100 | 42 | 126796 | 59859 | 340 | 280 | 50 | 23
2007 | 20404 | 3524 | 2 | 2 | 9 | 1955 | RE | 100 | 42 | 126796 | 59859 | 340 | 280 | 50 | 23
2007 | 20404 | 3524 | 3 | 3 | 4 | 1959 | RE | 127 | 50 | 153752 | 100801 | 280 | 255 | 58 | 38
2007 | 20404 | 3524 | 4 | 4 | 5 | 1971 | RE | 151 | 87 | 306428 | 198178 | 263 | 212 | 59 | 38
2007 | 20404 | 3526 | 5 | 5 | 12 | 1959 | RE | 110 | 62 | 299336 | 226405 | 526 | 465 | 80 | 61
2007 | 20404 | 3526 | 6 | 6 | 5 | 1969 | RE | 111 | 79 | 299600 | 126007 | 263 | 174 | 63 | 26
2007 | 20404 | 3527 | 2 | 2 | 1 | 1966 | SC | 113 | 123 | 490632 | 468000 | 309 | 330 | 67 | 64
2007 | 20404 | 4938 | 1 | 1 | 7 | 1974 | SC | 140 | 118 | 451188 | 124120 | 259 | 210 | 64 | 18
2007 | 20404 | 4938 | 2 | 2 | 7 | 1977 | SC | 149 | 183 | 579311 | 194114 | 262 | 235 | 53 | 18
2007 | 20447 | 3008 | 1 | 1 | 9 | 1964 | OP | 100 | 78 | 130000 | 78000 | 272 | 230 | 28 | 17 | 350 | 275 | E
2007 | 20447 | 3008 | 2 | 2 | 7 | 1968 | OP | 134 | 113 | 305000 | 183000 | 240 | 220 | 45 | 27 | 350 | 275 | E
2007 | 20447 | 3008 | 3 | 3 | 6 | 1975 | OP | 134 | 113 | 322800 | 162000 | 270 | 225 | 48 | 24 | 350 | 275 | E
2007 | 20447 | 6772 | 1 | 1 | 4 | 1982 | OP | 500 | 452 | 2100000 | 1220000 | 300 | 300 | 56 | 33 | 332 | 300 | E
2007 | 20492 | 50184 | CBSTK | CBSTK | 5 | 1982 | OP | 251 | 84 | 562000 | 281001 | 340 | 170 | 53 | 27 | 430 | 350 | E
2007 | 20492 | 50184 | PKBSTK | PKBSTK | 5 | 1994 | OP | 165 | 24 | 104003 | 52001 | 410 | 205 | 61 | 31 | 450 | 350 | E
2007 | 20492 | 50184 | RBSTK | RBSTK | 5 | 1990 | OP | 300 | 133 | 579893 | 289947 | 410 | 205 | 75 | 38 | 450 | 430 | E
2007 | 20546 | 1381 | C1 | C1 | 10 | 1969 | OP | 350 | 154 | 582000 | 291000 | 293 | 293 | 63 | 31 | 313 | 272 | M
2007 | 20546 | 1381 | C2 | C2 | 9 | 1970 | OP | 350 | 154 | 582000 | 291000 | 293 | 293 | 63 | 31 | 318 | 295 | M
2007 | 20546 | 1381 | C3 | C3 | 2 | 1972 | OP | 350 | 484 | 1913707 | 956854 | 133 | 129 | 65 | 32 | 131 | 127 | M
2007 | 20546 | 1381 | CSS | CSS | 2 | 2006 | OP | 450 | [7 empty] | 131 | 127 | M
2007 | 20546 | 1382 | HBypss | HBypss | 6 | 1973 | OP | 350 | 177 | 1108000 | 554000 | 315 |  | 71 |  | 323 | 320 | M
2007 | 20546 | 1382 | HSS | H1SS | 6 | 1995 | OP | 350 | 201 | 516038 |  | 128 |  | 43 |  | 130 | 125 | E
2007 | 20546 | 1382 | HSS | H2SS | 5 | 1995 | OP | 350 | 201 | 516038 |  | 128 |  | 43 |  | 130 | 125 | E
2007 | 20546 | 6639 | G1 | G1 | 12 | 1979 | OP | 350 | 177 | 780000 | 395000 | 130 | 130 | 73 | 36 | 297 | 284 | E
2007 | 20546 | 6639 | G2 | G2 | 1 | 1981 | OP | 350 | 177 | 780000 | 395000 | 130 | 130 | 73 | 36 | 300 | 283 | E
2007 | 20546 | 6823 | W! | W1 | 9 | 1984 | OP | 600 | 380 | 1250000 | 700000 | 130 | 130 | 54 | 31 | 134 | 120 | M
2007 | 20592 | 55259 | STCK1 | STCK1 | 4 | 2002 | OP | 140 | 240 | 978228 | 641741 | 220 | 220 | 68 | 45 | 207 | 247 | E
2007 | 20592 | 55259 | STCK2 | STCK2 | 4 | 2002 | OP | 140 | 240 | 978228 | 641741 | 220 | 220 | 68 | 45 | 207 | 247 | E
2007 | 20847 | 1769 | 1 | 5 | 12 | 1974 | OP | 400 | 64 | 286500 | 150955 | 290 | 248 | 75 | 40 | 330 | 304 | M
2007 | 20847 | 1769 | 1 | 1 | 1 | 1977 | OP | 400 | 95 | 737300 | 414000 | 337 | 248 | 129 | 73 | 292 | 268 | M
2007 | 20847 | 1769 | 1 | 6 | 11 | 1975 | OP | 400 | 64 | 286500 | 150955 | 290 | 248 | 75 | 40 | 312 | 303 | M
2007 | 20847 | 1769 | 2 | 8 | 11 | 1978 | OP | 410 | 71 | 313300 | 164780 | 290 | 248 | 74 | 40 | 332 | 314 | M
2007 | 20847 | 1769 | 2 | 9 | 9 | 1979 | OP | 410 | 71 | 313300 | 164780 | 290 | 248 | 74 | 40 | 341 | 322 | M
2007 | 20847 | 1769 | 2 | 7 | 6 | 1978 | OP | 410 | 71 | 313300 | 164780 | 290 | 248 | 74 | 40 | 334 | 326 | M
2007 | 20847 | 4040 | 7 | 7 | 10 | 1967 | RE | 505 | 214 | 875000 | 505000 | 420 | 342 | 68 | 39
2007 | 20847 | 4040 | BA10 | BA10 | 6 | 2008 | CO | 210 | 284 | 901000 | 450000 | 200 | 205 | 54 | 27
2007 | 20847 | 4040 | BA20 | BA20 | 7 | 2005 | OP | 210 | 284 | 901000 | 450000 | 200 | 205 | 54 | 27 | 1115 | 1105 | M
2007 | 20847 | 4041 | 3 | 3 | 12 | 1959 | OP | 454 | 286 | 2100000 | 589000 | 290 | 195 | 122 | 34 | 281 | 270 | M
2007 | 20847 | 4041 | 4 | 4 | 3 | 1965 | OP | 557 | 236 | 2100000 | 705000 | 295 | 220 | 149 | 50 | 303 | 295 | M
2007 | 20847 | 4042 | 1 | 1 | 6 | 1968 | OP | 400 | 95 | 701000 | 229900 | 310 | 200 | 123 | 40 | 308 | 285 | M
2007 | 20847 | 4042 | 2 | 2 | 3 | 1969 | OP | 400 | 95 | 701000 | 229900 | 310 | 200 | 123 | 40 | 299 | 288 | M
2007 | 20847 | 6170 | 1 | 1 | 11 | 2006 | OP | 450 | 555 | 2435716 |  | 135 | 125 | 62 | 43 | 138 | 135 | M
2007 | 20847 | 6170 | 1 | 2 | 3 | 2007 | OP | 450 | 555 | 2435716 |  | 135 | 125 | 62 | 43 | 139 | 135 | M
2007 | 20847 | 56068 | 18 | 18 | 9 | 2009 | PL | 550 | 491 | 1742104 |  | 130 |  | 59.1
2007 | 20847 | 56068 | 19 | 19 | 9 | 2010 | PL | 550 | 491 | 1742104 |  | 130 |  | 59.1
2007 | 20856 | 4050 | 3-4 | 4 | 5 | 1982 | OP | 550 | 227 | 1164000 | 780000 | 300 | 300 | 85 | 57 | 273 | 275 | M
2007 | 20856 | 4050 | 3-4 | 3 | 5 | 1982 | OP | 550 | 227 | 1164000 | 780000 | 300 | 300 | 85 | 57 | 283 | 281 | M
2007 | 20856 | 4050 | 5 | 5 | 3 | 1985 | OP | 550 | 254 | 1700000 | 1139000 | 275 | 275 | 112 | 75 | 265 | 275 | M
2007 | 20856 | 4054 | 1-2 | 1 | 12 | 1959 | OP | 354 | 133 | 992346 | 645412 | 312 | 304 | 106 | 56 | 319 | 310 | E
2007 | 20856 | 4054 | 1-2 | 2 | 12 | 1959 | OP | 354 | 133 | 992346 | 645412 | 302 | 260 | 106 | 56 | 309 | 293 | E
2007 | 20856 | 4057 | 1 | 1 | 2 | 1954 | OP | 250 | 113 | 285000 | 249370 | 295 | 285 | 42 | 24 | 234 | 202 | E
2007 | 20856 | 4057 | 2 | 2 | 11 | 1955 | OP | 250 | 113 | 285000 | 249370 | 295 | 285 | 42 | 24 | 241 | 237 | E
2007 | 20856 | 8023 | 1 | 1 | 5 | 1975 | OP | 500 | 346 | 2500000 | 2200000 | 288 | 250 | 120 | 60 | 295 | 284 | E
2007 | 20856 | 8023 | 2 | 2 | 4 | 1978 | OP | 650 | 346 | 2500000 | 2220000 | 293 | 271 | 120 | 60 | 305 | 280 | E
2007 | 20860 | 4072 | 1 | 3 | 10 | 1985 | OP | 377 | 95 | 348000 | 128637 | 355 | 288 | 61 | 23 | 345 | 320 | E
2007 | 20860 | 4072 | 1 | 4 | 10 | 1985 | OP | 377 | 191 | 684000 | 372255 | 350 | 322 | 65 | 35 | 345 | 320 | E
2007 | 20860 | 4072 | 1 | 1 | 10 | 1985 | OP | 377 | 106 | 374000 | 181201 | 336 | 242 | 55 | 27 | 300 | 290 | E
2007 | 20860 | 4072 | 1 | 2 | 10 | 1985 | OP | 377 | 177 | 637500 | 238849 | 360 | 170 | 53 | 20 | 330 | 320 | E
2007 | 20860 | 4078 | 1 | 1 | 12 | 1954 | OP | 242 | 123 | 299950 | 234711 | 338 | 346 | 41 | 32 | 362 | 353 | m
2007 | 20860 | 4078 | 2 | 2 | 9 | 1960 | OP | 242 | 123 | 355850 | 271342 | 337 | 338 | 48 | 37 | 361 | 357 | m
2007 | 20860 | 4078 | 3 | 3 | 12 | 1981 | OP | 496 | 201 | 1522638 | 1259432 | 333 | 314 | 126 | 104 | 329 | 309 | m
2007 | 20860 | 4078 | 4 | 4 | 7 | 2008 | CO | 500 | 299 | 1750000 | 1015000 | 163 | 163 | 69 | 45 | 162 |  | M
2007 | 21461 | 1599 | 1 | 2 | 2 | 1976 | OP | 498 | 254 | 1569720 | 792480 | 322 | 310 | 103 | 52 | 350 | 350 | E
2007 | 21461 | 1599 | 1 | 1 | 7 | 1974 | OP | 498 | 254 | 1478280 | 746760 | 320 | 310 | 97 | 49 | 330 | 330 | E
2007 | 21554 | 136 | 1 | 2 | 2 | 1984 | OP | 695 | 552 | 2132000 | 1066000 | 125 | 125 | 64 | 32 | 125 | 125 | E
2007 | 21554 | 136 | 1 | 1 | 2 | 1984 | OP | 695 | 552 | 2132000 | 1066000 | 125 | 125 | 64 | 32 | 125 | 125 | E
2007 | 21579 | 55297 | 1 | 1 | 3 | 2004 | OP | 160 | 265 | 151453 |  | 196 |  | 65.8 |  | 185 | 195
2007 | 21579 | 55297 | 2 | 2 | 3 | 2004 | OP | 160 | 265 | 1557918 |  | 196 |  | 67.8 |  | 185 | 195
2007 | 21579 | 55297 | 3 | 3 | 3 | 2004 | OP | 160 | 265 | 1505488 |  | 196 |  | 65.5 |  | 185 | 195
2007 | 21668 | 55320 | 1 | 1 | 7 | 2004 | OP | 149 | 21 | 910100 | 754000 | 205 | 200 | 43 | 36 | 200 | 200 | M
2007 | 21668 | 55320 | 2 | 2 | 7 | 2004 | OP | 149 | 21 | 910100 | 754000 | 205 | 200 | 43 | 36 | 200 | 200 | M
2007 | 22001 | 3152 | 1 | 1 | 11 | 1949 | OP | 300 | 177 | 500000 | 250000 | 297 | 267 | 39 | 19 | 375 | 377 | E
2007 | 22001 | 3152 | 2 | 2 | 9 | 1949 | OP | 300 | 177 | 500000 | 250000 | 297 | 267 | 39 | 19 | 378 | 382 | E
2007 | 22001 | 3152 | 3 | 3 | 4 | 1951 | OP | 300 | 177 | 500000 | 250000 | 300 | 270 | 31 | 16 | 300 | 262 | E
2007 | 22001 | 3152 | 4 | 4 | 8 | 1953 | OP | 300 | 177 | 850000 | 425000 | 281 | 260 | 38 | 19 | 402 | 318 | E
2007 | 22053 | 1353 | CSK | U2S | 10 | 1969 | OP | 826 | 275 | 1140000 | 570000 | 310 | 260 | 70 | 35 | 310 | 310 | E
2007 | 22053 | 1353 | CSK | U1 | 10 | 1969 | OP | 826 | 227 | 950000 | 475000 | 285 | 270 | 70 | 35 | 310 | 310 | E
2007 | 22053 | 1353 | CSK | U2N | 10 | 1969 | OP | 826 | 275 | 1140000 | 570000 | 310 | 260 | 70 | 35 | 310 | 310 | E
2007 | 22125 | 2535 | 1A | 1A | 6 | 1995 | OP | 374 | 95 | 365000 | 182500 | 120 | 120 | 64 | 30 | 120 | 120 | E
2007 | 22125 | 2535 | 2A | 2A | 1 | 1995 | OP | 374 | 95 | 365000 | 182500 | 120 | 120 | 64 | 31 | 120 | 120 | E
2007 | 22125 | 2535 | 3A | 3A | 1 | 1995 | OP | 374 | 50 |  |  |  | 290 |  | 120 | 70 | 50 | E
2007 | 22129 | 6082 | 1 | 1 | 8 | 1984 | OP | 613 | 559 | 2050000 | 1050000 | 125 | 125 | 70 | 34 | 122 | 128 | M
2007 | 22146 | 2526 | 3 | 3 | 10 | 1943 | OP | 282 | 177 | 550000 | 285000 | 270 | 270 | 52 | 27 | 275 | 260 | m
2007 | 22148 | 315 | 1 | 1 | 9 | 1956 | OP | 200 | 113 | 468893 | 261847 | 274 | 258 | 69 | 38 | 360 | 320 | E
2007 | 22148 | 315 | 2 | 2 | 2 | 1957 | OP | 200 | 113 | 468893 | 261847 | 274 | 258 | 69 | 38 | 360 | 320 | E
2007 | 22148 | 315 | 3 | 3 | 12 | 1961 | OP | 200 | 153 | 819000 | 491400 | 258 | 227 | 82 | 49 | 225 | 190 | E
2007 | 22148 | 315 | 4 | 4 | 6 | 1962 | OP | 200 | 153 | 819000 | 491400 | 258 | 227 | 82 | 49 | 225 | 190 | E
2007 | 22148 | 315 | 5 | 5 | 3 | 1966 | OP | 201 | 227 | 1156891 | 809820 | 255 | 179 | 84 | 65 | 225 | 180 | E
2007 | 22148 | 315 | 6 | 6 | 9 | 1966 | OP | 201 | 227 | 1156891 | 809820 | 255 | 179 | 84 | 65 | 225 | 180 | E
2007 | 22350 | 544 | 7 | 7 | 2 | 1956 | RE | 340 | 133 | 779000 |  | 280 |  | 98
2007 | 22350 | 544 | 8 | 8 | 2 | 1956 | RE | 340 | 133 | 779000 |  | 280 |  | 98
2007 | 22380 | 546 | 5 | 5 | 6 | 1954 | OP | 249 | 100 | 360000 | 216000 | 300 | 250 | 60 | 36 | 291 | 280 | M
2007 | 22380 | 546 | 6 | 6 | 6 | 1971 | OP | 390 | 255 | 1656000 | 993600 | 580 | 450 | 108 | 65 | 732 | 682 | M
2007 | 22484 | 356 | 5 | 5 | 10 | 1954 | OP | 200 | 200 | 2000000 | 1250000 | 298 | 298 | 170 | 100 | 292 | 290 | E
2007 | 22484 | 356 | 6 | 6 | 7 | 1957 | OP | 200 | 200 | 2000000 | 1250000 | 298 | 298 | 170 | 100 | 286 | 280 | E
2007 | 22484 | 356 | 7 | 7 | 2 | 1967 | OP | 200 | 254 | 4000000 | 2500000 | 260 | 260 | 250 | 150 | 254 | 253 | E
2007 | 22484 | 356 | 8 | 8 | 7 | 1967 | OP | 200 | 254 | 4000000 | 2500000 | 260 | 260 | 250 | 150 | 252 | 252 | E
2007 | 22500 | 1248 | 1 | 1 | 6 | 1950 | OP | 75 | 22 | 124243 | 55480 | 335 | 250 | 105 | 47 | 335 | 335 | E
2007 | 22500 | 1248 | 2 | 2 | 6 | 1950 | OP | 75 | 22 | 124243 | 55480 | 335 | 250 | 105 | 47 | 335 | 335 | E
2007 | 22500 | 1248 | 3 | 3 | 6 | 1950 | OP | 75 | 22 | 124243 | 55480 | 335 | 250 | 105 | 47 | 335 | 335 | E
2007 | 22500 | 1248 | 4N | 4N | 5 | 1965 | OP | 149 | 50 | 168000 | 85000 | 313 | 254 | 56 | 28 | 313 | 313 | E
2007 | 22500 | 1248 | 4S | 4S | 5 | 1965 | OP | 149 | 50 | 168000 | 85000 | 313 | 254 | 56 | 28 | 313 | 313 | E
2007 | 22500 | 1250 | 3 | 3 | 6 | 1977 | OP | 139 | 66 | 186820 | 137267 | 270 | 238 | 47 | 23 | 270 | 270 | E
2007 | 22500 | 1250 | 4N | 4N | 6 | 1969 | OP | 170 | 50 | 180702 | 84817 | 170 | 160 | 60 | 28 | 170 | 170 | E
2007 | 22500 | 1250 | 4S | 4S | 6 | 1969 | OP | 170 | 50 | 180702 | 84817 | 170 | 160 | 60 | 28 | 170 | 170 | E
2007 | 22500 | 1250 | 5 | 5 | 5 | 1971 | OP | 355 | 257 | 583914 | 291927 | 166 | 166 | 38 | 19 | 166 | 166 | E
2007 | 22500 | 1252 | 10 | 10 | 4 | 1962 | OP | 225 | 104 | 521344 | 244656 | 278 | 235 | 84 | 39 | 278 | 278 | E
2007 | 22500 | 1252 | 9 | 9 | 8 | 1957 | OP | 225 | 104 | 288058 | 135568 | 271 | 231 | 46 | 22 | 271 | 271 | E
2007 | 22500 | 6068 | 1 | 1 | 7 | 1978 | OP | 600 | 511 | 2800000 | 1203166 | 170 | 170 | 91 | 39 | 170 | 170 | E
2007 | 22500 | 6068 | 2 | 2 | 5 | 1980 | OP | 600 | 511 | 2800000 | 1203166 | 170 | 170 | 91 | 39 | 170 | 170 | E
2007 | 22500 | 6068 | 3 | 3 | 5 | 1983 | OP | 600 | 511 | 2800000 | 1203166 | 170 | 170 | 91 | 39 | 170 | 170 | E
2007 | 22650 | 55112 | 1 | 1 | 7 | 2001 | OP | 145 | 255 | 3601102 | 2674656 | 200 | 200 |  |  | 200 | 200 | E
2007 | 22650 | 55112 | 2 | 2 | 7 | 2001 | OP | 145 | 255 | 3601102 | 2674656 | 200 | 200 |  |  | 200 | 200 | E
2007 | 22652 | 52088 | STK 1 | STK 1 | 5 | 1987 | OP | 85 | 101 |  |  | 290 | 275 |  |  | 308 | 295 | E
2007 | 22652 | 52088 | STK 2 | STK 2 | 5 | 1987 | OP | 85 | 101 |  |  | 290 | 277 |  |  | 308 | 295 | E
2007 | 22652 | 52088 | STK 3 | STK 3 | 5 | 1987 | OP | 85 | 101 |  |  | 290 | 276 |  |  | 308 | 295 | E
2007 | 22652 | 52088 | STK 4 | STK 4 | 5 | 1987 | OP | 85 | 101 |  |  | 290 | 279 |  |  | 308 | 295 | E
2007 | 22652 | 52088 | STK 5 | STK 5 | 5 | 1987 | OP | 85 | 101 |  |  | 290 | 273 |  |  | 308 | 295 | E
2007 | 22652 | 52088 | STK 6 | STK 6 | 5 | 1987 | OP | 85 | 101 |  |  | 290 | 275 |  |  | 308 | 295 | E
2007 | 22979 | 55375 | Stack1 | Stack1 | 5 | 2006 | OP | 269
2007 | 22979 | 55375 | Stack2 | Stack2 | 5 | 2006 | OP | 269
2007 | 22979 | 55375 | Stack3 | Stack3 | 5 | 2011 | CO | 269
2007 | 22979 | 55375 | Stack4 | Stack4 | 5 | 2011 | CO | 269
2007 | 23142 | 55389 | STK1 | STK1 |  |  | CN
2007 | 23142 | 55389 | STK2 | STK2 |  |  | CN
2007 | 23142 | 55389 | STK3 | STK3 |  |  | CN
2007 | 23279 | 1570 | 11 | 11 | 12 | 1985 | OP | 282 | 79 | 332000 | 166000 | 305 | 270 | 75 | 56 | 273 | 261 | M
2007 | 23279 | 1570 | 9A | 9A | 6 | 1947 | OP | 85 | 47 | 110000 | 55000 | 350 | 300 | 89 | 62 | 347 | 310 | M
2007 | 23279 | 1570 | 9B | 9B | 6 | 1947 | OP | 85 | 47 | 110000 | 55000 | 350 | 300 | 89 | 62 | 264 | 284 | M
2007 | 23279 | 3178 | 1 | 1 | 12 | 1982 | OP | 1008 | 165 | 814000 | 407000 | 325 | 285 | 83 | 41 | 258 | 200 | M
2007 | 23279 | 3178 | 2 | 2 | 12 | 1982 | OP | 1008 | 165 | 814000 | 407000 | 325 | 285 | 83 | 41 | 246 | 181 | M
2007 | 23279 | 3179 | 1 | 1 | 11 | 1969 | OP | 698 | 398 | 2600000 | 1305000 | 310 | 270 | 109 | 47 | 257 | 300 | M
2007 | 23279 | 3179 | 2 | 2 | 10 | 1970 | OP | 698 | 398 | 2600000 | 1305000 | 310 | 270 | 109 | 47 | 260 | 299 | M
2007 | 23279 | 3181 | 1 | 1 | 12 | 1948 | OP | 193 | 154 | 240000 | 120000 | 375 | 340 | 26 | 13 | 0 | 0 | M
2007 | 23279 | 3181 | 2 | 2 | 10 | 1949 | OP | 193 | 154 | 240000 | 120000 | 375 | 340 | 26 | 13 | 0 | 0 | M
2007 | 23279 | 3181 | 3 | 3 | 10 | 1949 | OP | 193 | 154 | 240000 | 120000 | 375 | 340 | 26 | 13 | 0 | 0 | M
2007 | 23279 | 3181 | 33 | 33 | 8 | 1963 | OS | 230 | 314 | 1100000 | 550000 | 300 | 250 | 59 | 30
2007 | 23279 | 3181 | 33A | 33A | 8 | 1982 | OP | 375 | 22 | 990000 | 495000 | 125 | 114 | 46 | 23 | 114 | 113 | M
2007 | 23279 | 3944 | 1 | 1 | 12 | 1972 | SB | 1000 | 531 | 3600000 | 1800000 | 270 | 235 | 97 | 61 | 138 | 127 | M
2007 | 23279 | 3944 | 2 | 2 | 12 | 1973 | SB | 1000 | 531 | 3600000 | 1800000 | 270 | 235 | 97 | 61 | 124 | 115 | M
2007 | 23279 | 3944 | 3 | 4 | 11 | 1994 | RE | 1000 | 531 | 1880000 | 1880000 | 150 | 150 | 59 | 59
2007 | 23279 | 3944 | 3 | 3 | 11 | 1994 | OP | 1000 | 531 | 1880000 | 1880000 | 150 | 150 | 59 | 59 | 129 | 122 | M
2007 | 23279 | 3944 | 3 | 5 | 11 | 1994 | RE | 1000 | 531 | 1880000 | 1880000 | 150 | 150 | 59 | 59
2007 | 23279 | 6004 | 1 | 1 | 11 | 2007 | OP | 640 | 661 | 1800000 | 900000 | 150 | 150 | 110 | 55 | 0 | 0 | M
2007 | 23279 | 6004 | 2 | 2 | 12 | 2007 | OP | 640 | 661 | 1800000 | 900000 | 150 | 150 | 110 | 55 | 0 | 0 | M
2007 | 23693 | 335 | 1 | 2 | 6 | 1958 | OP | 203 | 207 | 645183 | 335000 | 239 | 179 | 19.2 | 10 | 164 | 158 | M
2007 | 23693 | 335 | 1 | 1 | 6 | 1958 | OP | 203 | 207 | 1203000 | 621000 | 275 | 230 | 86 | 44 | 167 | 162 | M
2007 | 23693 | 335 | 2 | 2 | 6 | 1958 | OP | 203 | 207 | 645183 | 335000 | 239 | 179 | 19.2 | 10 | 206 | 197 | M
2007 | 24211 | 126 | 1 | 1 | 5 | 1958 | OP | 130 | 87 | 152101 | 90166 | 260 | 222 | 29 | 25 | 230 | 230 | E
2007 | 24211 | 126 | 2 | 2 | 1 | 1960 | OP | 130 | 92 | 152101 | 90166 | 260 | 222 | 27 | 24 | 230 | 230 | E
2007 | 24211 | 126 | 3 | 3 | 5 | 1962 | OP | 144 | 119 | 206831 | 108549 | 246 | 212 | 29 | 23 | 230 | 230 | E
2007 | 24211 | 126 | 4 | 4 | 2 | 1988 | OP | 248 | 83 | 395000 | 272550 | 287 | 271 | 79 | 55 | 280 | 280 | E
2007 | 24211 | 8223 | 1 | 1 | 6 | 1985 | OP | 500 | 325 | 1590000 | 1115000 | 166 | 150 | 84 | 40 | 200 | 190 | E
2007 | 24211 | 8223 | 2 | 2 | 6 | 1990 | OP | 500 | 325 | 1590000 | 1115000 | 166 | 150 | 84 | 40 | 191 | 178 | E
2007 | 24211 | 8223 | 3 | 3 | 7 | 2006 | OP | 495 | 314 | [6 empty] | 174 | 187 | M
2007 | 24211 | 8223 | 4 | 4 | 12 | 2009 | CO | 495 | 314 | [6 empty] | 174 | 187 | M
2007 | 25104 | 55065 | HRSG1 | HRSG1 | 4 | 2000 | OP | 118 | 255 | 1300500 | 1071000 | 215 | 200 | 85 | 70 | 235 | 225 | M
2007 | 25104 | 55065 | HRSG2 | HRSG2 | 4 | 2000 | OP | 118 | 255 | 1300500 | 1071000 | 215 | 200 | 85 | 70 | 235 | 225 | M
2007 | 26469 | 55313 | 20F101 | 20F101 | 7 | 1999 | OP | 125 | 284 |  |  | 250 |  |  |  | 232 | 226 | M
2007 | 26751 | 2511 | 1 | 1 | 11 | 1956 | OP | 250 | 201 | 622000 | 394400 | 320 | 250 | 52 | 24 | 272 | 239 | E
2007 | 26751 | 2511 | 2 | 2 | 11 | 1963 | OP | 350 | 82 | 500000 | 388800 | 280 | 240 | 101 | 59 | 256 | 203 | E
2007 | 26751 | 2513 | 40 | 40 | 12 | 1953 | OP | 266 | 133 | 360000 | 173000 | 300 | 248 | 32 | 22 | 243 | 234 | E
2007 | 26751 | 2514 | 4 | 4 | 12 | 1952 | OP | 247 | 133 | 251000 | 173000 | 300 | 248 | 32 | 22 | 278 | 295 | E
2007 | 26751 | 2514 | 5 | 5 | 11 | 1954 | OP | 247 | 133 | 360000 | 173000 | 300 | 248 | 45 | 22 | 278 | 295 | E
2007 | 26751 | 2516 | 1 | 1 | 7 | 1967 | OP | 600 | 220 | 1029600 | 795500 | 295 | 260 | 78 | 44 | 369 | 350 | E
2007 | 26751 | 2516 | 2 | 2 | 6 | 1968 | OP | 600 | 220 | 1029600 | 795500 | 295 | 260 | 78 | 44 | 353 | 375 | E
2007 | 26751 | 2516 | 3 | 3 | 7 | 1972 | OP | 600 | 220 | 1029600 | 795500 | 295 | 260 | 78 | 44 | 316 | 323 | E
2007 | 26751 | 2516 | 4 | 4 | 12 | 1977 | OP | 600 | 220 | 1029600 | 795500 | 295 | 260 | 78 | 44 | 308 | 315 | E
2007 | 26751 | 2517 | 3 | 3 | 11 | 1958 | OP | 425 | 83 | 642000 | 469400 | 280 | 275 | 129 | 63 | 291 | 499 | E
2007 | 26751 | 2517 | 4 | 4 | 11 | 1960 | OP | 425 | 83 | 642000 | 469400 | 330 | 275 | 129 | 63 | 274 | 272 | E
2007 | 29116 | 55209 | HR4 | HR4 | 9 | 2002 | OP | 42 | 185
2007 | 29116 | 55209 | HR5 | HR5
2007 | 29122 | 55293 | Stack1 | Stack1 | 6 | 2003 | OP | 150 | 283 |  |  | 190 |  | 57 |  | 191 | 173 | E
2007 | 29122 | 55293 | Stack2 | Stack2 | 6 | 2003 | OP | 150 | 283 |  |  | 190 |  | 57 |  | 202 | 198 | E
2007 | 29122 | 55293 | Stack3 | Stack3 | 6 | 2003 | OP | 150 | 283 |  |  | 190 |  | 57 |  | 192 | 183 | E
2007 | 29878 | 1613 | 3 | 7 | 10 | 1951 | SC | 260 | 133 | 300000 | 150000 | 345 | 280 | 38 | 19
2007 | 29878 | 1613 | 4 | 8 | 7 | 1959 | OP | 310 | 133 | 465000 | 232500 | 310 | 285 | 58 | 29 | 315 | 300 | M
2007 | 30002 | 50398 | 13PB | 13PB | 10 | 1981 | OP | 350 | 140 | 398000 | 232000 | 365 | 360 | 48 | 17 | 360 | 325 | E
2007 | 30002 | 50398 | 15RB | 15RB | 2 | 1995 | OP | 350 | 143 | 600000 | 499000 | 352 | 334 | 70 | 40 | 360 |  | E
2007 | 30151 | 87 | 1 | 1 | 12 | 1984 | OP | 450 | 314 | 927700 | 465000 | 126 | 126 | 50 | 25 | 123 | 117 | M
2007 | 30151 | 527 | N | N | 1 | 1991 | OP | 215 | 113 | 500000 | 382130 | 290 | 243 | 74 | 56 | 265 | 262 | E
2007 | 30151 | 6021 | C1 | C1 | 7 | 1980 | OP | 600 | 491 | 2140000 | 1100000 | 164 | 164 | 73 | 37 | 110 | 110 | M
2007 | 30151 | 6021 | C2 | C2 | 11 | 1979 | OP | 600 | 491 | 2140000 | 1100000 | 164 | 164 | 73 | 37 | 110 | 110 | M
2007 | 30151 | 6021 | C3 | C3 | 10 | 1984 | OP | 600 | 491 | 2140000 | 1100000 | 167 | 167 | 73 | 37 | 175 | 175 | M
2007 | 31386 | 55271 | U101 | U101 | 5 | 2002 | OP | 153 | 254 | 1497807 | 1021929 | 183 | 154 | 124 | 84 | 189 | 180 | M
2007 | 31386 | 55271 | U201 | U201 | 5 | 2002 | OP | 153 | 254 | 1497807 | 1021929 | 183 | 154 | 124 | 84 | 189 | 180 | M
2007 | 31386 | 55271 | U301 | U301 | 5 | 2002 | OP | 153 | 254 | 1497807 | 1021929 | 183 | 154 | 124 | 84 | 189 | 180 | M
2007 | 31719 | 1507 | 1-3 | 1 | 6 | 1976 | OP | 320 | 87 | 218000 | 109000 | 350 | 305 | 42 | 21 | 350 | 350 | E
2007 | 31719 | 1507 | 1-3 | 2 | 6 | 1976 | OP | 320 | 89 | 440000 | 220000 | 350 | 305 | 82 | 41 | 350 | 350 | E
2007 | 31719 | 1507 | 4 | 4 | 6 | 1978 | OP | 425 | 477 | 1800000 | 900000 | 308 | 270 | 63 | 31 | 308 | 308 | E
2007 | 34164 | 55400 | Stack1 | Flue1 | 7 | 2003 | OP | 120 | 195 | 730507 | 667700 | 215 | 195 | 104 | 64 | 212 | 205 | m
2007 | 34164 | 55400 | Stack2 | Flue2 | 7 | 2003 | OP | 120 | 195 | 730507 | 667700 | 215 | 195 | 104 | 64 | 212 | 205 | m
2007 | 38009 | 1642 | 3 | 3 | 7 | 1957 | OP | 223 | 134 | 327164 | 163582 | 300 | 285 | 55 | 32 | 330 | 300 | E
2007 | 40230 | 7790 | 1-1 | 1-1 | 5 | 1986 | OP | 600 | 531 | 1590000 | 764400 | 120 | 117 | 50 | 24 | 125 | 121 | M
2007 | 40577 | 7286 | 1 | 1 | 3 | 1973 | OP | 362 | 299 | 1200000 | 600000 | 300 | 300 | 67 | 34 | 304 | 271 | M
2007 | 40606 | 59 | 1 | 1 | 12 | 1982 | OP | 412 | 113 | 365000 | 183000 | 250 | 250 | 54 | 27 | 320 | 276 | E
2007 | 49756 | 856 | 1 | 1 | 6 | 1960 | OP | 503 | 346 | 1277000 | 638500 | 300 | 240 | 49 | 25 | 290 | 260 | E
2007 | 49756 | 856 | 1 | 2 | 6 | 1960 | OP | 503 | 346 | 1277000 | 638500 | 300 | 240 | 49 | 25 | 280 | 250 | E
2007 | 49756 | 856 | 2 | 3 | 6 | 1972 | OP | 503 | 491 | 1210000 | 605000 | 285 | 223 | 41 | 20 | 290 | 260 | E
2007 | 49756 | 6016 | 1 | 1 | 6 | 1976 | OP | 500 | 283 | 1190000 | 600000 | 125 | 125 | 70 | 35 | 130 | 125 | E
2007 | 49768 | 55168 | STACK1 | STACK1 | 4 | 2002 | OP | 147 | 284 | 1086312 | 700756 | 161 | 164 | 64 | 41 | 200 | 180 | E
2007 | 49768 | 55168 | STACK2 | STACK2 | 4 | 2002 | OP | 147 | 284 | 1086312 | 700756 | 161 | 164 | 64 | 41 | 200 | 180 | E
2007 | 49791 | 55176 | 1 | 1 | 1 | 2002 | OP | 150 | 284 | 843455 | 421728 | 176 | 246 | 50 | 25 | 284 | 243 | M
2007 | 49791 | 55176 | 2 | 2 | 1 | 2002 | OP | 150 | 284 | 843455 | 421728 | 176 | 246 | 50 | 25 | 284 | 243 | M
2007 | 49805 | 56163 | 1 | 1 | 6 | 1944 | OP | 135 | 87 | 443434 | 278634 | 330 | 270 | 85 | 53 | 320
2007 | 49805 | 56163 | 2 | 2 | 6 | 1945 | OP | 135 | 87 | 514383 | 278634 | 330 | 270 | 99 | 53 | 267
2007 | 49805 | 56163 | 3 | 3 | 6 | 1945 | OP | 135 | 87 | 443434 | 278634 | 330 | 270 | 85 | 53 | 282
2007 | 49805 | 56163 | 4 | 4 | 6 | 1959 | OP | 180 | 189 | 656282 | 475316 | 330 | 270 | 58 | 42 | 277
2007 | 49863 | 56221 | S031 | 001 | 10 | 2008 | PL
2007 | 49886 | 56220 | S01 | FLUE02 | 4 | 2011 | PL | 460
2007 | 49886 | 56220 | S01 | FLUE01 | 4 | 2011 | PL | 460
2007 | 49888 | 56222 | STACK1 | STACK1 |  |  | CN
2007 | 49896 | 56224 | STK100 | STK100 | 6 | 2008 | CO | 350 | 201 | 796200 | 465000 | 160 | 150 | 67.6 | 38.6
2007 | 49933 | 55410 | STK1 | STK1 |  |  | CN
2007 | 49933 | 55410 | STK2 | STK2 |  |  | CN
2007 | 49933 | 55410 | STK3 | STK3 |  |  | CN
2007 | 49934 | 56089 | STK1 | STK1 |  |  | CN
2007 | 49934 | 56089 | STK2 | STK2 |  |  | CN
2007 | 49941 | 55418 | 1H1100 | 1H1100 | 6 | 2002 | OP | 160 | 254 | 102076 | 66733 | 185 | 175 | 67 | 43.7 | 195 | 195 | M
2007 | 49941 | 55418 | 1H2100 | 1H2100 | 6 | 2002 | OP | 160 | 254 | 102076 | 66733 | 185 | 175 | 67 | 43.7 | 195 | 195
2007 | 49965 | 1588 | 7 | 7N | 6 | 1974 | OP | 500 | 254 | 2070000 | 1100000 | 370 | 370 | 90 | 53 | 318 | 295 | E
2007 | 49965 | 1588 | 7 | 7S | 6 | 1974 | OP | 500 | 254 | 2070000 | 1100000 | 370 | 370 | 90 | 53 | 314 | 322 | E
2007 | 49965 | 1588 | 8 | 82 | 5 | 2003 | OP | 305 | 330 | 1425600 | 990000 | 195 | 175 | 72 | 50 | 209 | 193 | E
2007 | 49965 | 1588 | 8 | 81 | 5 | 2003 | OP | 305 | 330 | 1425600 | 990000 | 195 | 175 | 72 | 50 | 200 | 196 | E
2007 | 49965 | 1588 | 9 | 93 | 6 | 2003 | OP | 305 | 330 | 1425600 | 990000 | 195 | 175 | 72 | 50 | 214 | 195 | E
2007 | 49965 | 1588 | 9 | 94 | 6 | 2003 | OP | 305 | 330 | 1425600 | 990000 | 195 | 175 | 72 | 50 | 196 | 198 | E
2007 | 49965 | 55317 | 1 | 11 | 8 | 2003 | OP | 255 | 330 | 1425600 | 990000 | 195 | 175 | 72 | 50 | 210 | 239 | E
2007 | 49965 | 55317 | 1 | 12 | 8 | 2003 | OP | 255 | 330 | 1425600 | 990000 | 195 | 175 | 72 | 50 | 201 | 209 | E
2007 | 49979 | 3439 | 1 | 1 | 5 | 1951 | OP | 110 | 44 | 120500 | 57000 | 340 | 280 | 46 | 22 | 289 | 276 | M
2007 | 49979 | 3439 | 2 | 2 | 5 | 1955 | OP | 110 | 44 | 120500 | 57000 | 340 | 280 | 46 | 22 | 230 | 226 | M
2007 | 49979 | 3439 | 3 | 3 | 8 | 1975 | OP | 176 | 60 | 318000 | 195500 | 288 | 248 | 88 | 54 | 268 | 248 | M
2007 | 49979 | 3441 | 5 | 5 | 6 | 1949 | SC | 150 | 71 | 121000 | 59800 | 350 | 290 | 28 | 14
2007 | 49979 | 3441 | 6 | 6 | 5 | 1965 | SC | 149 | 153 | 487000 | 256000 | 287 | 268 | 53 | 27
2007 | 49979 | 3441 | 7 | 7 | 7 | 1972 | SC | 177 | 240 | 877000 | 582500 | 263 | 225 | 61 | 40
2007 | 49979 | 4939 | 1 | 1 | 5 | 1974 | OP | 188 | 177 | 994500 | 580000 | 266 | 216 | 89 | 60 | 225 | 215 | M
2007 | 49979 | 4939 | 2 | 2 | 7 | 1976 | OP | 187 | 188 | 954063 | 533000 | 283 | 258 | 79 | 44 | 238 | 225 | M
2007 | 49979 | 4939 | 3 | 3 | 1 | 2010 | CO
2007 | 49979 | 4939 | 4 | 4 | 1 | 2010 | CO
2007 | 50018 | 1619 | 1 | 1 | 4 | 1963 | OP | 352 | 154 | 837800 | 427300 | 255 | 210 | 78 | 39 | 280 | 275 | E
2007 | 50018 | 1619 | 2 | 2 | 5 | 1964 | OP | 352 | 154 | 837800 | 427300 | 255 | 210 | 78 | 39 | 281 | 265 | E
2007 | 50018 | 1619 | 3 | 3 | 4 | 1969 | OP | 352 | 299 | 1955900 | 1390000 | 255 | 243 | 87 | 57 | 265 | 248 | E
2007 | 50018 | 1619 | 4 | 4 | 12 | 1974 | OP | 500 | 314 | 1813050 | 913777 | 300 | 300 | 78 | 39 | 262 | 266 | E
2007 | 50018 | 1626 | 4 | 4 | 7 | 1972 | OP | 500 | 415 | 1838000 | 1228785 | 343 | 311 | 74 | 50 | 285 | 280 | E
2007 | 50018 | 1626 | 5 | 5-1 | 3 | 1983 | OP | 435 | 64 | 254789 | 125638 | 300 | 243 | 90 | 21 | 293 | 283 | E
2007 | 50018 | 1626 | 5 | 5-3 | 3 | 1983 | OP | 435 | 123 | 659364 | 215197 | 300 | 243 | 90 | 33 | 290 | 280 | E
2007 | 50018 | 1626 | 5 | 5-2 | 3 | 1983 | OP | 435 | 64 | 254789 | 125638 | 300 | 243 | 90 | 21 | 305 | 295 | E
2007 | 50033 | 50491 | 5STK | 5STK | 9 | 1966 | OP | 300 | 57 | 348000 | 174000 | 350 | 310 | 81 | 40 | 351 | 333 | m
2007 | 50033 | 50491 | OLDSTK | OLDSTK | 5 | 1943 | OP | 225 | 73 | 310166 | 155083 | 350 | 310 | 81 | 40 | 341 | 329 | m
2007 | 50096 | 55318 | STK1 | STK1 | 9 | 1964 | OP | 300 | 154 | 716100 | 412104 | 220 | 210 | 78 | 45 | 331 | 331 | M
2007 | 50096 | 55318 | STK2 | STK2 | 2 | 1974 | OP | 300 | 154 | 849156 | 340032 | 215 | 208 | 92 | 37 | 350 | 350 | M
2007 | 50111 | 1443 | 1 | 1 | 4 | 1965 | OP | 80 | 50 | 153000 | 81000 | 305 | 220 | 45 | 24 | 210 | 177 | E
2007 | 50111 | 1443 | 2 | 2 | 1 | 1970 | OP | 105 | 79 | 251000 | 150500 | 285 | 220 | 53 | 32 | 215 | 194 | E
2007 | 50111 | 1443 | 3 | 3 | 1 | 1977 | OP | 154 | 113 | 497500 | 275000 | 300 | 244 | 74 | 41 | 209 | 196 | E
2007 | 50157 | 55177 | STACKA | STACKA | 6 | 2001 | OP | 225 | 254 |  |  | 191 | 170 |  |  | 220 | 222 | E
2007 | 50157 | 55177 | STACKB | STACKB | 6 | 2001 | OP | 225 | 254 |  |  | 191 | 170 |  |  | 220 | 222 | E
2007 | 50173 | 55708 | STK1 | FLUE1 | 4 | 2012 | PL | 240 | 113 | 366312 |  | 314 |  | 82
2007 | 54687 | 55231 | STACK1 | STACK1 | 5 | 2002 | OP | 200 | 284 | 988391 |  | 181 |  | 58 |  | 190 | 175 | E
2007 | 54687 | 55231 | STACK2 | STACK2 | 5 | 2002 | OP | 200 | 284 | 988391 |  | 181 |  | 58 |  | 190 | 175 | E
2007 | 54693 | 55412 | STK1 | STK1 | 5 | 2004 | OP | 142 | 269 | 819046 | 594453 | 171 | 169 | 50.7 | 36.8 | 204 | 198 | M
2007 | 54693 | 55412 | STK2 | STK2 | 5 | 2004 | OP | 142 | 269 | 819046 | 594453 | 171 | 169 | 50.7 | 36.8 | 200 | 194 | M
2007 | 54703 | 56349 | STACK1 | STACK1 | 4 | 2007 | OP | 120 | 154 | 424793 |  | 173 |  | 83.4 |  | 185 | 170 | M
2007 | 54703 | 56349 | STACK2 | STACK2 | 4 | 2007 | OP | 120 | 154 | 424793 |  | 173 |  | 83.4 |  | 185 | 170 | M
2007 | 54703 | 56349 | STACK3 | STACK3 | 4 | 2008 | CO | 120 | 154 | 424793 |  | 173 |  | 83.4 |  | 185 | 170 | E
2007 | 54703 | 56349 | STACK4 | STACK4 | 4 | 2008 | CO | 120 | 154 | 424793 |  | 173 |  | 83.4 |  | 185 | 170 | E
2007 | 54708 | 10378 | UNIT1 | UNIT1 | 9 | 1987 | OP | 198 | 59 | 240000 |  | 310 |  | 54 |  | 310 | 310 | E
2007 | 54708 | 10378 | UNIT2 | UNIT2 | 9 | 1987 | OP | 198 | 59 | 255000 |  | 310 |  | 58 |  | 310 | 310 | E
2007 | 54727 | 55086 | STK 1A | FLUE1A | 7 | 2000 | OP | 199 | 28 | 2745 |  | 248 |  |  |  | 206 | 233 | M
2007 | 54727 | 55086 | STK 1B | FLUE1B | 7 | 2007 | OP | 199 | 28 | 2745 |  | 248 |  |  |  | 206 | 233 | M
2007 | 54757 | 7999 | 1 | 1 | 5 | 2008 | CO | 180 | 257 | 2206578 | 1471911 | 174 | 171 | 143 | 95.5 | 192 | 192 | E
2007 | 54757 | 7999 | 2 | 2 | 5 | 2008 | CO | 180 | 257 | 2206578 | 1471911 | 174 | 171 | 143 | 95.5 | 192 | 192 | E
2007 | 54779 | 3461 | S3A | S3A | 7 | 1955 | RE | 167 | 79 | 240000 |  | 290 |  | 51
2007 | 54779 | 3461 | S3B | S3B | 7 | 1955 | RE | 167 | 79 | 240000 |  | 290 |  | 51
2007 | 54780 | 55700 | 1stack | 1stack | 1 | 2008 | TS | 165 | 254 | 11360000 | 865000 | 226 | 223 | 75 |  | 230 | 225 | E
2007 | 54784 | 10495 | CGNSTK | FLU | 12 | 1990 | OP | 415 | 283 | 471048 |  | 339 |  | 112 |  | 360 | 345 | E
2007 | 54787 | 52193 | 1 | 1 | 8 | 1956 | OP | 500 | 389 | 602500 | 420000 | 355 | 245 | 26 | 18 | 345 | 345 | E
2007 | 54787 | 52193 | 2 | 2 | 1 | 2001 | OP | 160 | 141 | 661280 | 440940 | 372 | 368 | 77.9 | 52 | 338 | 332 | E
2007 | 54787 | 52193 | 3 | 3 | 1 | 2001 | OP | 160 | 141 | 661280 | 440940 | 372 | 368 | 77.9 | 52 | 338 | 332 | E
2007 | 54796 | 55380 | 1 A | 1 A | 9 | 2002 | OP | 135 | 19 | 991000 | 725000 | 180 | 180 | 64.4 | 47.5 | 180 | 170 | E
2007 | 54796 | 55380 | 1 B | 1 B | 9 | 2002 | OP | 135 | 19 | 991000 | 725000 | 180 | 180 | 64.4 | 47.5 | 180 | 170 | E
2007 | 54796 | 55380 | 2 A | 2 A | 11 | 2002 | OP | 135 | 19 | 991000 | 725000 | 180 | 180 | 64.4 | 47.5 | 180 | 170 | E
2007 | 54796 | 55380 | 2 B | 2 B | 11 | 2002 | OP | 135 | 19 | 991000 | 725000 | 180 | 180 | 64.4 | 47.5 | 180 | 170 | E
2007 | 54796 | 55380 | 3 A | 3 A | 2 | 2003 | OP | 135 | 19 | 991000 | 725000 | 180 | 180 | 64.4 | 47.5 | 180 | 170 | E
2007 | 54796 | 55380 | 3 B | 3 B | 2 | 2003 | OP | 135 | 19 | 991000 | 725000 | 180 | 180 | 64.4 | 47.5 | 180 | 170 | E
2007 | 54796 | 55380 | 4 A | 4 A | 3 | 2003 | OP | 135 | 19 | 991000 | 725000 | 180 | 180 | 64.4 | 47.5 | 180 | 170 | E
2007 | 54796 | 55380 | 4 B | 4 B | 3 | 2003 | OP | 135 | 19 | 991000 | 725000 | 180 | 180 | 64.4 | 47.5 | 180 | 170 | E
2007 | 54802 | 260 | 6-1 | 6-1 | 12 | 1967 | OP | 500 | 245 | 1676000 | 935000 | 250 | 208 | 114 | 64 | 200 | 200 | E
2007 | 54802 | 260 | 7-1 | 7-1 | 8 | 1968 | OP | 500 | 245 | 1676000 | 935000 | 250 | 208 | 114 | 64 | 200 | 200 | E
2007 | 54805 | 55282 | CTG1 | CTG1 | 6 | 2002 | OP | 185 | 254 | 1054620 | 675132 | 180 | 172 | 69.2 | 44.3 | 194 | 189 | E
2007 | 54805 | 55282 | CTG2 | CTG2 | 6 | 2002 | OP | 185 | 254 | 1054620 | 675132 | 180 | 172 | 69.2 | 44.3 | 191 | 190 | E
2007 | 54817 | 55298 | 1ASTK | 1AFLUE | 6 | 2004 | OP | 195 | 284 | 1500000 | 750000 | 175 | 150 | 88 | 44 | 170 | 200 | m
2007 | 54817 | 55298 | 1BSTK | 1BFLUE | 6 | 2004 | OP | 195 | 284 | 1500000 | 750000 | 175 | 150 | 88 | 44 | 180 | 210 | m
2007 | 54817 | 55298 | 2ASTK | 2AFLUE | 6 | 2004 | OP | 195 | 284 | 1500000 | 750000 | 175 | 150 | 88 | 44 | 175 | 210 | m
2007 | 54817 | 55298 | 2BSTK | 2BFLUE | 6 | 2004 | OP | 195 | 284 | 1500000 | 750000 | 175 | 150 | 88 | 44 | 175 | 210 | m
2007 | 54863 | 8906 | 21 | 21 | 3 | 1954 | OP | 299 | 146 | 331437 | 165718 | 177 | 176 | 60 | 30 | 175 |  | E
2007 | 54863 | 8906 | 31 | 31 | 12 | 1958 | OP | 299 | 156 | 662868 | 331434 | 270 | 270 | 71 | 36 | 243 | 243 | E
2007 | 54863 | 8906 | 32 | 32 | 12 | 1958 | OP | 299 | 156 | 662868 | 331434 | 270 | 270 | 71 | 36 | 243 | 243 | E
2007 | 54863 | 8906 | 41 | 41 | 12 | 1961 | OP | 299 | 156 | 674815 | 337408 | 280 | 280 | 72 | 36 | 254 | 254 | E
2007 | 54863 | 8906 | 42 | 42 | 12 | 1961 | OP | 299 | 156 | 674815 | 337408 | 280 | 280 | 72 | 36 | 254 | 254 | E
2007 | 54863 | 8906 | 51 | 51 | 12 | 1962 | OP | 299 | 156 | 690501 | 345250 | 280 | 280 | 74 | 37 | 293 | 293 | E
2007 | 54863 | 8906 | 52 | 52 | 12 | 1962 | OP | 299 | 156 | 690501 | 345250 | 280 | 280 | 74 | 37 | 293 | 293 | E
2007 | 54865 | 6178 | 1 | 1 | 6 | 1980 | OP | 409 | 314 | 1417766 | 895033 | 350 | 289 | 117 | 82 | 351 | 329 | M
2007 | 54866 | 56453 | S01 | S01 | 6 | 2014 | CO | 400 | 165 | 890000 | 445000 | 165 | 165 |  |  | 165 | 165 | E
2007 | 54881 | 50130 | STACK | FLUE1 | 8 | 1958 | OP | 275 | 95 | 440000 | 247000 | 300 | 275 | 77 | 43 | 273 | 287 | E
2007 | 54881 | 50130 | STACK | FLUE2 | 5 | 1958 | OP | 275 | 95 | 440000 | 247000 | 300 | 275 | 77 | 43 | 287 | 292 | E
2007 | 54885 | 55687 | Stack1 | Stack1 | 10 | 2003 | OP | 156 | 283 | 910127 | 777436 | 202 | 194 | 53.5 | 45.7 | 220 | 210 | E
2007 | 54885 | 55687 | Stack2 | Stack2 | 10 | 2003 | OP | 156 | 283 | 910227 | 777436 | 202 | 194 | 53.5 | 45.7 | 220 | 210 | E
2007 | 54885 | 55706 | STK101 | STK101 | 6 | 2003 | SC | 175 | 299 | 970410 |  | 185 |  | 54.2
2007 | 54885 | 55706 | STK201 | STK201 | 6 | 2003 | SC | 175 | 299 | 970140 |  | 185 |  | 54.2
2007 | 54885 | 55706 | STK301 | STK301 | 6 | 2003 | SC | 175 | 299 | 970140 |  | 185 |  | 54.2
2007 | 54885 | 55976 | 101 | 101 | 8 | 2003 | CO | 195 | 32 | 115200 |  | 205 | 180 | 60 |  | 200 | 200 | E
2007 | 54885 | 55976 | 201 | 201 | 8 | 2003 | CO | 195 | 32 | 115200 |  | 205 | 180 | 60 |  | 200 | 200 | E
2007 | 54885 | 55976 | 301 | 301 | 8 | 2003 | CO | 195 | 32 | 115200 |  | 205 | 180 | 60 |  | 200 | 200 | E
2007 | 54888 | 298 | S1 | S1 | 10 | 1985 | OP | 563 | 573 | 2650000 |  | 160 | 152 | 90 | 49.5 | 165 | 162 | E
2007 | 54888 | 298 | S2 | S2 | 10 | 1985 | OP | 563 | 573 | 2650000 |  | 160 | 157 | 90 | 54 | 159 | 166 | E
2007 | 54888 | 3460 | S1 | S1 | 12 | 1970 | OP | 215 | 531 | 2043654 | 1021827 | 297 | 209 | 64 | 32 | 297 | 297 | E
2007 | 54888 | 3460 | S2 | S2 | 3 | 1972 | OP | 215 | 531 | 2043654 | 1021827 | 297 | 190 | 64 | 32 | 297 | 297 | E
2007 | 54888 | 3460 | S3A | S3A | 12 | 1974 | SC | 212 | 148 | 984096 | 506547 | 265 | 215 | 111 | 57
2007 | 54888 | 3460 | S3B | S3B | 12 | 1974 | SC | 212 | 148 | 984096 | 506547 | 265 | 215 | 111 | 57
2007 | 54888 | 3464 | S5 | S5 | 6 | 1973 | OP | 227 | 264 | 1115534 | 574530 | 278 | 237 | 67 | 33.5 | 278 | 278 | E
2007 | 54888 | 3466 | S1A | S1A | 6 | 1966 | OS | 189 | 177 | 596150 | 403722 | 264 |  | 56 | 38
2007 | 54888 | 3466 | S1B | S1B | 6 | 1966 | OS | 189 | 177 | 596150 | 403722 | 264 |  | 56 | 38
2007 | 54888 | 3466 | S2A | S2A | 4 | 1967 | OS | 189 | 177 | 596150 | 403722 | 264 |  | 56 | 38
2007 | 54888 | 3466 | S2B | S2B | 4 | 1967 | OS | 189 | 177 | 596150 | 403722 | 264 |  | 56 | 38
2007 | 54888 | 3466 | S3 | S3 | 12 | 1968 | OS | 176 | 415 | 1571155 | 775048 | 276 | 223 | 63 | 31
2007 | 54888 | 3466 | S4 | S4 | 12 | 1973 | OS | 235 | 531 | 2043654 |  | 251 | 211 | 64
2007 | 54888 | 3468 | S1A | S1A | 3 | 1958 | OP | 168 | 87 | 250654 | 173779 | 292 | 253 | 48 | 33 | 292 | 292 | E
2007 | 54888 | 3468 | S1B | S1B | 3 | 1958 | OP | 168 | 87 | 250654 | 173779 | 292 | 253 | 48 | 33 | 292 | 292 | E
2007 | 54888 | 3468 | S2A | S2A | 4 | 1956 | OP | 168 | 79 | 253767 | 172368 | 290 | 262 | 54 | 36 | 290 | 290 | E
2007 | 54888 | 3468 | S2B | S2B | 4 | 1956 | OP | 168 | 79 | 253767 | 172368 | 290 | 262 | 54 | 36 | 290 | 290 | E
2007 | 54888 | 3468 | S3A | S3A | 12 | 1959 | OP | 178 | 113 | 307167 | 215688 | 253 | 225 | 45 | 32 | 253 | 253 | E
2007 | 54888 | 3468 | S3B | S3B | 12 | 1959 | OP | 178 | 113 | 307167 | 215688 | 253 | 225 | 45 | 32 | 253 | 253 | E
2007 | 54888 | 3468 | S4A | S4A | 2 | 1960 | OP | 178 | 113 | 307167 | 215387 | 253 | 225 | 45 | 32 | 253 | 253 | E
2007 | 54888 | 3468 | S4B | S4B | 2 | 1960 | OP | 178 | 113 | 307167 | 215387 | 253 | 225 | 45 | 32 | 253 | 253 | E
2007 | 54888 | 3469 | S2A | S2A | 6 | 1960 | RE | 178 | 113 | 289800 | 144900 | 253 | 253 | 43 | 21.5 | 253 | 253 | E
2007 | 54888 | 3469 | S2B | S2B | 6 | 1960 | RE | 178 | 113 | 289800 | 144900 | 253 | 253 | 43 | 21.5
2007 | 54888 | 3470 | S1A | S1A | 5 | 1958 | OP | 168 | 87 | 244482 |  | 273 | 253 | 50 |  | 273 | 273 | E
2007 | 54888 | 3470 | S1B | S1B | 5 | 1958 | OP | 168 | 87 | 244482 |  | 273 | 253 | 50 |  | 273 | 273 | E
2007 | 54888 | 3470 | S2A | S2A | 12 | 1958 | OP | 168 | 87 | 244482 |  | 273 | 253 | 50 |  | 273 | 273 | E
2007 | 54888 | 3470 | S2B | S2B | 12 | 1958 | OP | 168 | 87 | 244482 |  | 273 | 253 | 50 |  | 273 | 273 | E
2007 | 54888 | 3470 | S3A | S3A | 3 | 1961 | OP | 181 | 123 | 386708 | 239090 | 249 | 218 | 50 | 32 | 249 | 249 | E
2007 | 54888 | 3470 | S3B | S3B | 3 | 1961 | OP | 181 | 123 | 386708 | 239090 | 249 | 218 | 50 | 32 | 249 | 249 | E
2007 | 54888 | 3470 | S4 | S4 | 6 | 1968 | OP | 182 | 377 | 1501903 | 748316 | 300 | 250 | 66 | 66 | 300 | 300 | E
2007 | 54888 | 3470 | S5 | S5 | 12 | 1977 | OP | 600 | 452 | 2798173 | 1385361 | 330 | 285 | 103 | 51 | 330 | 330 | E
2007 | 54888 | 3470 | S6 | S6 | 12 | 1978 | OP | 600 | 452 | 2798173 | 1385361 | 330 | 285 | 103 | 51 | 330 | 330 | E
2007 | 54888 | 3470 | S7 | S7 | 6 | 1980 | OP | 500 | 380 | 2341474 | 1159252 | 330 | 285 | 103 | 51 | 330 | 330 | E
2007 | 54888 | 3470 | S8 | S8 | 12 | 1982 | OP | 500 | 380 | 1903392 | 983419 | 170 | 160 | 84 | 43 | 170 | 170 | E
2007 | 54888 | 3471 | S1A | S1A | 5 | 1965 | SC | 192 | 124 | 238165 | 166039 | 255 | 229 | 34 | 22
2007 | 54888 | 3471 | S1B | S1B | 5 | 1965 | SC | 192 | 124 | 238165 | 166039 | 255 | 229 | 34 | 22
2007 | 54891 | 7030 | SK-1 | F-1 | 9 | 1991 | OP | 340 | 123 | 653130 | 470000 | 320 | 340 | 80 | 17.3 | 320 | 320 | E
2007 | 54891 | 7030 | SK-2 | F-2 | 10 | 1991 | OP | 340 | 123 | 653130 | 470000 | 320 | 340 | 80 | 17.3 | 320 | 320 | E
2007 | 54895 | 1606 | 1 | 1 | 6 | 1960 | OP | 370 | 79 | 424116 | 249757 | 278 | 268 | 90 | 53 | 330 | 300 | E
2007 | 54895 | 56259 | ST11 | FL11 | 7 | 2010 | CO | 265 | 284 | 540176 | 254062 | 250 | 235 | 31.7 | 14.9 | 258 | 246 | E
2007 | 54895 | 56259 | ST12 | FL12 | 7 | 2010 | CO | 265 | 284 | 540176 | 254062 | 250 | 235 | 31.7 | 14.9 | 258 | 246 | E
2007 | 54899 | 599 | 1 | 1 | 3 | 1961 | OP | 175 | 81 | 291600 | 24750 | 330 | 300 | 60 | 46 | 330 | 320 | E
2007 | 54899 | 599 | 2 | 2 | 3 | 1961 | OP | 175 | 81 | 291600 | 24750 | 330 | 300 | 60 | 46 | 330 | 320 | E
2007 | 54899 | 599 | 3 | 3 | 9 | 1975 | OP | 200 | 87 | 338878 | 251900 | 298 | 268 | 66 | 49 | 330 | 310 | M
2007 | 54907 | 3438 | 1 | 1 | 6 | 1958 | OP | 149 | 71 | 234000 | 119500 | 325 | 275 | 55 | 28 | 239 | 250 | E
2007 | 54907 | 3438 | 2 | 2 | 5 | 1960 | OP | 149 | 144 | 360000 | 184500 | 289 | 222 | 53 | 27 | 207 | 229 | E
2007 | 54907 | 3440 | 1 | 1 | 3 | 1954 | SC | 149 | 71 | 234000 | 119500 | 325 | 275 | 55 | 28
2007 | 54907 | 3440 | 2 | 2 | 3 | 1956 | SC | 149 | 71 | 234000 | 119500 | 325 | 275 | 55 | 28
2007 | 54907 | 3440 | 3 | 3 | 5 | 1959 | SC | 149 | 90 | 259000 | 178000 | 293 | 245 | 48 | 33
2007 | 54907 | 3440 | 4 | 4 | 5 | 1959 | SC | 149 | 90 | 259000 | 178000 | 293 | 245 | 48 | 33
2007 | 54907 | 3440 | 5 | 5 | 5 | 1969 | SC | 149 | 168 | 680000 | 462000 | 300 | 256 | 68 | 46
2007 | 54907 | 3442 | 3 | 3 | 5 | 1947 | OP | 125 | 44 | 105800 | 52700 | 375 | 320 | 40 | 20 | 315 | 315 | E
2007 | 54907 | 3442 | 4 | 4 | 5 | 1948 | OP | 125 | 44 | 105800 | 52700 | 375 | 320 | 40 | 20 | 326 | 326 | E
2007 | 54907 | 3442 | 5 | 5 | 5 | 1970 | OP | 150 | 108 | 425690 | 290000 | 293 | 250 | 66 | 44 | 225 | 225 | E
2007 | 54907 | 3443 | 3 | 3 | 3 | 1955 | SC | 149 | 71 | 234000 | 119500 | 325 | 300 | 55 | 28
2007 | 54907 | 3443 | 4 | 4 | 3 | 1963 | SC | 149 | 154 | 518000 | 276200 | 312 | 259 | 56 | 30
2007 | 54907 | 3443 | 5 | 5 | 5 | 1969 | SC | 149 | 168 | 680000 | 462000 | 300 | 256 | 68 | 46
2007 | 54909 | 56031 | S01 | S01 | 2 | 2006 | OP | 150 | 19 | 819254 | 550521 | 185 | 169 | 58.9 | 38.6 | 190 | 170 | E
2007 | 54909 | 56031 | S02 | S02 | 6 | 2005 | OP | 150 | 19 | 819254 | 550522 | 185 | 169 | 58.9 | 38.6
2007 | 54915 | 55178 | STK1 | STK1 | 2 | 2002 | OP | 170 | 254 |  |  | 170 |  |  |  | 175 | 215 | E
2007 | 54915 | 55178 | STK2 | STK2 | 2 | 2002 | OP | 170 | 254 |  |  | 170 |  |  |  | 175 | 215 | E
2007 | 55184 | 55173 | STACK1 | STACK1 | 6 | 2002 | OP | 175 | 255 | 1565243 | 554000 | 197 | 195 | 83 | 38 | 217 | 170 | E
2007 | 55184 | 55173 | STACK2 | STACK2 | 2 | 2002 | OP | 175 | 255 | 1314600 | 554000 | 197 | 195 | 77.3 | 38 | 221 | 170 | E
2007 | 55184 | 55173 | STACK4 | STACK4 | 2 | 2002 | OP | 175 | 255 | 1393557 | 554000 | 197 | 195 | 82 | 38 | 217 | 170 | E
2007 | 55184 | 55173 | STACK5 | STACK5 | 2 | 2002 | OP | 175 | 255 | 1212719 | 554000 | 199 | 195 | 71.3 | 38 | 199 | 170 | E
2007 | 55713 | 55295 | STAK1 | FLUE1 | 12 | 2003 | OP | 117 | 17 |  |  | 203 | 199 |  |  | 203 | 189 | E
2007 | 55713 | 55295 | STAK2 | FLUE2 | 12 | 2003 | OP | 117 | 17 |  |  | 203 | 199 |  |  | 203 | 189 | E
2007 | 55729 | 6018 | 2 | 2 | 3 | 1981 | OP | 650 | 434 | 2865416 | 1721126 | 173 | 150 | 110 | 66 | 173 | 173 | E
2007 | 55739 | 10384 | UNIT1 | UNIT1 | 10 | 1990 | OP | 198 | 59 | 280000 |  | 190 |  | 65 |  | 190 | 190 | E
2007 | 55739 | 10384 | UNIT2 | UNIT2 | 10 | 1990 | OP | 198 | 59 | 280000 |  | 190 |  | 65 |  | 190 | 190 | E
2007 | 55740 | 54081 | UNIT1 | UNIT1 | 5 | 1992 | OP | 250 | 59 | 230000 |  | 190 |  | 46 |  | 190 | 190 | E
2007 | 55740 | 54081 | UNIT2 | UNIT2 | 5 | 1992 | OP | 250 | 59 | 220000 |  | 190 |  | 44 |  | 190 | 190 | E
2007 | 55740 | 54081 | UNIT3 | UNIT3 | 8 | 1992 | OP | 250 | 59 | 238000 |  | 190 |  | 47 |  | 190 | 190 | E
2007 | 55740 | 54081 | UNIT4 | UNIT4 | 8 | 1992 | OP | 250 | 59 | 24000 |  | 190 |  | 48 |  | 190 | 190 | E
2007 | 55745 | 55463 | 210STK | 210STK | 9 | 2003 | OP | 190 | 254 | 956917 | 965549 | 173 | 186 | 63 | 63 | 135 | 135 | E
2007 | 55745 | 55463 | 220STK | 220STK | 8 | 2003 | OP | 190 | 254 | 956617 | 968549 | 173 | 186 | 63 | 63 | 135 | 135 | E
2007 | 55745 | 55463 | 230STK | 230STK | 7 | 2003 | OP | 190 | 254 | 956617 | 968549 | 173 | 186 | 63 | 63 | 135 | 135 | E
2007 | 55745 | 55463 | 240STK | 240STK | 9 | 2003 | OP | 190 | 254 | 956617 | 968549 | 173 | 186 | 63 | 63 | 135 | 135 | E
2007 | 55756 | 55382 | 1H1100 | 1H1100 | 6 | 2002 | OP | 160 | 254 | 1038450 | 651646 | 210.7 | 192.6 | 68 | 42.7 | 187 | 202 | E
2007 | 55756 | 55382 | 1H2100 | 1H2100 | 6 | 2002 | OP | 160 | 254 | 1038450 | 651646 | 210.7 | 192.6 | 68 | 42.7 | 187 | 202 | E
2007 | 55756 | 55382 | 2H1100 | 2H1100 | 6 | 2002 | OP | 160 | 254 | 1038450 | 651646 | 210.7 | 192.6 | 68 | 42.7 | 187 | 202 | E
2007 | 55756 | 55382 | 2H2100 | 2H2100 | 6 | 2002 | OP | 160 | 254 | 1038450 | 651646 | 210.7 | 192.6 | 68 | 42.7 | 187 | 202 | E
2007 | 55768 | 2378 | 1 | 1 | 11 | 1987 | OP | 475 | 145 | 593000 | 272000 | 290 | 262 | 68 | 31 | 250 | 250 | E
2007 | 55768 | 2378 | 1 | 2 | 5 | 1988 | OP | 475 | 150 | 760000 | 360000 | 290 | 266 | 84 | 40 | 150 | 150 | E
2007 | 55768 | 2378 | 1 | 3 | 11 | 1988 | OP | 475 | 133 | 600000 | 338000 | 300 | 270 | 75 | 42 | 225 | 225 | E
2007 | 55808 | 54035 | ST1 | ST1 | 5 | 1994 | OP | 375 | 65 | 475000 | 252011 | 165 | 165 | 67 | 34 | 165 | 165 | M
2007 | 55843 | 259 | 1 | 1 | 10 | 1955 | OP | 450 | 171 | 1140360 | 600000 | 300 | 270 | 111 | 58 | 250 | 250 | E
2007 | 55843 | 259 | 2 | 2 | 12 | 1962 | OP | 450 | 158 | 1111740 | 600000 | 300 | 270 | 117 | 63 | 250 | 250 | E
2007 | 55843 | 259 | 3 | 3 | 8 | 1963 | OP | 450 | 158 | 1111740 | 600000 | 300 | 270 | 117 | 63 | 250 | 250 | E
2007 | 55848 | 55364 | 1-1 | 1-1 | 6 | 2003 | OP | 170 | 177 | 696516 |  | 210 |  | 75.4 |  | 210 | 210 | M
2007 | 55848 | 55364 | 1-2 | 1-2 | 6 | 2003 | OP | 170 | 177 | 716688 |  | 210 |  | 77 |  | 210 | 210 | M
2007 | 55852 | 55514 | 1A | 1A | 5 | 2003 | OP | 170 | 220 | 645977 | 466727 | 202 | 210 |  |  | 220 | 210 | M
2007 | 55852 | 55514 | 1B | 1B | 5 | 2003 | OP | 170 | 220 | 706856 | 481206 | 202 | 210 |  |  | 220 | 210 | M
2007 | 55867 | 10208 | 10 | 10 | 6 | 1972 | OP | 284 | 147 | 540000 | 270000 | 500 | 500 | 200 | 110 | 480 | 480 | E
2007 | 55867 | 10208 | 11 | 11 | 6 | 1981 | OP | 330 | 79 | 500000 | 300000 | 400 | 400 | 50 | 30 | 360 | 360 | E
2007 | 55867 | 10208 | 8 | 8 | 6 | 1968 | OP | 161 | 39 | 100000 | 70000 | 150 | 150 | 150 | 110 | 320 | 300 | E
2007 | 55867 | 10208 | 9NRTH | 9NRTH | 6 | 1986 | OP | 285 | 39 | 75000 | 40000 | 150 | 150 | 115 | 60 | 150 | 150 | E
2007 | 55867 | 10208 | 9PB | 9PB | 6 | 1972 | SB | 156 | 64 | 150000 | 80000 | 150 | 150 | 140 | 75 | 150 | 150 | E
2007 | 55867 | 10208 | 9SOTH | 9SOTH | 6 | 1986 | OP | 285 | 39 | 75000 | 40000 | 150 | 150 | 115 | 60 | 150 | 150 | E
2007 | 55877 | 10485 | 1 | 1 | 6 | 1948 | OP | 174 | 113 | 170000 | 119000 | 450 | 435 | 25 | 18 | 430 | 400 | E
2007 | 55877 | 10485 | 2 | 2 | 6 | 1948 | OP | 174 | 113 | 170000 | 119000 | 450 | 435 | 25 | 18 | 465 | 435 | E
2007 | 55877 | 10485 | 3 | 3 | 6 | 1953 | OP | 174 | 113 | 205000 | 143000 | 495 | 480 | 30 | 21 | 505 | 485 | E
2007 | 55877 | 10485 | 4 | 4 | 6 | 1958 | OP | 174 | 113 | 250000 | 175000 | 440 | 425 | 37 | 26 | 450 | 430 | E
2007 | 55879 | 50815 | STK-1 | STK-1 | 12 | 1985 | OP | 61 | 207 |  |  | 300.5 | 300.5 | 60.2 | 30.1 | 301 | 301 | E
2007 | 55879 | 50815 | STK-2 | STK-2 | 12 | 1985 | OP | 61 | 207 |  |  | 300.5 | 300.5 | 60.2 | 30.1 | 301 | 301 | E
2007 | 55903 | 50189 | STACK1 | FLUE1 | 6 | 1977 | OP | 250 | 254 | 1385000 |  | 328 |  | 95 |  | 374 | 328 | E
2007 | 55903 | 50189 | STACK1 | FLUE3 | 6 | 1977 | OP | 250 | 254 | 1385000 |  | 328 |  | 95 |  | 375 | 359 | E
2007 | 55903 | 50189 | STACK2 | FLUE2 | 6 | 1982 | OP | 250 | 64 | 386874 |  | 350 |  | 101 |  | 380 | 362 | E
2007 | 55903 | 50189 | STACK4 | FLUE4 | 6 | 1993 | OP | 175 | 254 | 214448 |  | 107 |  | 56 |  | 349 | 160 | E
2007 | 55903 | 50189 | STACK5 | FLUE5 | 6 | 1997 | OP | 250 | 133 | 110000 |  | 52 |  | 65 |  | 348 | 330 | E
2007 | 55905 | 55172 | STACK1 | FLUE1 | 6 | 2009 | CO | 135 | 254 | 914400 |  | 222 |  | 60
2007 | 55905 | 55172 | STACK2 | FLUE2 | 6 | 2009 | CO | 135 | 254 | 914400 |  | 222 |  | 60
2007 | 55911 | 55011 | UNIT1 | UNIT1 | 9 | 1997 | OP | 175 | 254 | 957240 |  | 182 |  | 62.7 |  | 230 | 227 | E
2007 | 55912 | 55010 | UNIT1 | UNIT1 | 10 | 1997 | OP | 213 | 254 | 949578 | 949578 | 178 | 178 | 62.2 | 62.2 | 223 | 217 | E
2007 | 55919 | 10360 | S10 | S10 | 6 | 1984 | OP | 400 | 123 | 694591 | 347296 | 329 | 239 | 94 | 47 | 302 | 301 | E
2007 | 55919 | 10360 | S11 | S11 | 6 | 1992 | OP | 400 | 30 | 212867 | 106434 | 359 | 359 | 119 | 59 | 322 | 307 | E
2007 | 55924 | 56671 | UHN02 | UHN02 | 1 | 2011 | CO | 554 | 298.7 | 1547120 | 773560 | 135 | 129 | 86
2007 | 55936 | 1391 | 1A | 1A | 3 | 1954 | OP | 150 | 95 | 241900 | 122569 | 280 | 260 | 42 | 22 | 285 | 232 | M
2007 | 55936 | 1391 | 2A | 2A | 2 | 1954 | OP | 150 | 95 | 241900 | 122569 | 280 | 260 | 42 | 22 | 293 | 289 | M
2007 | 55936 | 1391 | 3A | 3A | 12 | 1953 | OP | 150 | 95 | 241900 | 122569 | 280 | 260 | 42 | 21 | 279 | 257 | M
2007 | 55936 | 1391 | 9 | 9 | 6 | 1949 | OP | 164 | 104 | 182374 | 91427 | 280 | 268 | 29 | 15 | 280 | 268 | M
2007 | 55936 | 1392 | 10 | 10 | 1 | 1950 | OS | 179 | 143 | 319808 | 165338 | 275 | 279 | 37 | 19 | 275 | 260 | E
2007 | 55936 | 1392 | 11 | 11 | 1 | 1950 | OS | 179 | 143 | 319808 | 165338 | 275 | 259 | 37 | 19 | 275 | 260 | E
2007 | 55936 | 1392 | 12 | 12 | 5 | 1953 | OS | 150 | 95 | 248316 | 122624 | 294 | 254 | 44 | 22 | 290 | 250 | E
2007 | 55936 | 1393 | 3A | 3A | 3 | 1960 | OP | 196 | 79 | 235500 | 120000 | 301 | 200 | 50 | 26 | 330 | 195 | E
2007 | 55936 | 1393 | 3B | 3B | 3 | 1960 | OP | 196 | 79 | 235500 | 120000 | 301 | 200 | 50 | 26 | 330 | 195 | E
2007 | 55936 | 1393 | 4 | 4 | 7 | 1970 | OP | 400 | 284 | 1614000 | 1307340 | 300 | 243 | 90 | 73 | 203 | 186 | E
2007 | 55936 | 1393 | 6 | 5 | 5 | 1982 | OS | 500 | 398 | 2370000 | 1271800 | 277 | 227 | 99 | 53
2007 | 55936 | 1393 | 6 | 6 | 11 | 1992 | OP | 500 | 398 | 2370000 | 1271800 | 277 | 227 | 99 | 53 | 284 | 275 | E
2007 | 55936 | 1393 | CFB | 1AA | 7 | 1992 | OP | 425 | 79 | 415000 |  | 280 |  | 88 |  | 329 | 311 | E
2007 | 55936 | 1393 | CFB | 2AA | 9 | 1992 | OP | 425 | 79 | 415000 |  | 280 |  | 88 |  | 333 | 323 | E
2007 | 55936 | 1394 | 1A | 1A | 3 | 1960 | OP | 196 | 79 | 478740 | 246480 | 280 | 185 | 101 | 52 | 287 | 287 | E
2007 | 55936 | 1394 | 1B | 1B | 3 | 1960 | OP | 196 | 79 | 478740 | 246480 | 287 | 185 | 101 | 52 | 287 | 287 | E
2007 | 55936 | 1394 | 2A | 2A | 1 | 1964 | OP | 198 | 113 | 603420 | 359340 | 279 | 190 | 89 | 53 | 279 | 279 | E
2007 | 55936 | 1394 | 2B | 2B | 1 | 1964 | OP | 198 | 113 | 603420 | 359340 | 279 | 190 | 89 | 53 | 279 | 279 | E
2007 | 55936 | 1394 | 3 | 1 | 12 | 1968 | SB | 400 | 284 | 1618800 | 817920 | 248 | 220 | 95 | 48 | 248 | 248 | E
2007 | 55936 | 1394 | 3 | 2 | 12 | 1968 | SB | 400 | 284 | 1618800 | 817920 | 248 | 220 | 95 | 48 | 248 | 248 | E
2007 | 55936 | 1394 | 4 | 4 | 7 | 1973 | OP | 198 | 227 | 1334760 | 640140 | 237 | 210 | 98 | 47 | 237 | 237 | E
2007 | 55936 | 1394 | 5 | 5 | 7 | 1975 | OP | 400 | 255 | 1392300 | 673200 | 250 | 225 | 91 | 44 | 250 | 250 | E
2007 | 55937 | 3457 | 1 | 1 | 12 | 1970 | OP | 189 | 201 | 667000 | 419000 | 244 | 195 | 55 | 35 | 300 | 300 | E
2007 | 55937 | 3457 | 2 | 2 | 5 | 1971 | OP | 189 | 201 | 667000 | 419000 | 244 | 195 | 55 | 35 | 300 | 300 | E
2007 | 55937 | 3459 | 1A | 1A | 3 | 1962 | OP | 149 | 85 | 328150 | 151500 | 283 | 250 | 64 | 30 | 225 | 205 | E
2007 | 55937 | 3459 | 1B | 1B | 3 | 1962 | OP | 149 | 85 | 328150 | 151500 | 283 | 250 | 64 | 30 | 245 | 205 | E
2007 | 55937 | 3459 | 2A | 2A | 12 | 1962 | OP | 149 | 85 | 328150 | 151500 | 283 | 250 | 64 | 30 | 240 | 200 | E
2007 | 55937 | 3459 | 2B | 2B | 12 | 1962 | OP | 149 | 85 | 328150 | 151500 | 283 | 250 | 64 | 30 | 230 | 210 | E
2007 | 55937 | 3459 | 3A | 3A | 12 | 1966 | OP | 187 | 201 | 583500 | 280000 | 285 | 240 | 48 | 23 | 260 | 230 | E
2007 | 55937 | 3459 | 3B | 3B | 12 | 1966 | OP | 187 | 201 | 583500 | 280000 | 285 | 240 | 48 | 23 | 250 | 222 | E
2007 | 55937 | 3459 | 4 | 4 | 8 | 1974 | OP | 200 | 380 | 1375000 | 688000 | 248 | 214 | 66 | 33 | 264 | 243 | E
2007 | 55937 | 3459 | 5 | 5 | 12 | 1979 | OP | 400 | 299 | 1390000 | 705870 | 256 | 218 | 78 | 39 | 230 | 210 | E
2007 | 55983 | 3490 | 1A | 1A | 12 | 1960 | OP | 177 | 95 | 360000 | 180800 | 296 | 221 | 63 | 32 | 290 | 160 | E
2007 | 55983 | 3490 | 1B | 1B | 12 | 1960 | OP | 177 | 95 | 360000 | 180800 | 296 | 221 | 63 | 32 | 290 | 160 | E
2007 | 55983 | 3490 | 2 | 2 | 6 | 1969 | OP | 163 | 254 | 1039500 | 483900 | 278 | 217 | 68 | 32 | 212 | 176 | E
2007 | 55983 | 3494 | 5A | 5A | 6 | 1959 | OP | 150 | 50 | 185110 | 90670 | 319 | 268 | 62 | 30 | 350 | 320 | E
2007 | 55983 | 3494 | 5B | 5B | 6 | 1959 | OP | 150 | 50 | 185110 | 90670 | 319 | 268 | 62 | 30 | 350 | 320 | E
2007 | 55983 | 3494 | 6 | 6 | 12 | 1973 | OP | 186 | 363 | 1609110 | 704670 | 279 | 249 | 74 | 32 | 350 | 320 | E
2007 | 55983 | 3502 | 1 | 1 | 4 | 1953 | SB | 148 | 133 | 340000 | 170000 | 360 | 275 | 38 | 19 | 350 | 320 | E
2007 | 55983 | 3502 | 2 | 2 | 7 | 1959 | OP | 181 | 95 | 370000 | 36300 | 323 | 230 | 65 | 6 | 285 | 285 | E
2007 | 55983 | 3502 | 3 | 3 | 7 | 1959 | OP | 181 | 95 | 370000 | 36300 | 323 | 230 | 65 | 6 | 265 | 265 | E
2007 | 55983 | 3506 | 1 | 1 | 4 | 1970 | OP | 194 | 378 | 1600000 | 519200 | 287 | 213 | 70 | 23 | 215 | 178 | E
2007 | 55983 | 3506 | 2 | 2 | 6 | 1972 | OP | 195 | 416 | 2200000 | 641000 | 294 | 219 | 88 | 26 | 228 | 222 | E
2007 | 55983 | 3508 | 1 | 1 | 3 | 1991 | OP | 142 | 87 | 250000 | 130000 | 242 | 200 | 48 | 25 | 150 | 110 | E
2007 | 55983 | 3508 | 2 | 2 | 3 | 1991 | OP | 142 | 87 | 250000 | 130000 | 242 | 200 | 48 | 25 | 150 | 110 | E
2007 | 55983 | 3508 | 3 | 3 | 3 | 1991 | OP | 191 | 378 | 1630000 | 690000 | 330 | 275 | 71 | 30 | 300 | 230 | E
2007 | 55983 | 3508 | 4 | 4 | 5 | 1971 | OP | 159 | 431 | 2000000 | 1034000 | 850 | 660 | 78 | 40 | 400 | 230 | E
2007 | 55983 | 8063 | 1 | 1 | 5 | 1975 | OP | 208 | 416 | 2200000 | 1810000 | 294 | 252 | 88 | 73 | 294 | 264 | E
2007 | 55995 | 56456 | S1 | F1 | 8 | 2010 | CO | 475 | 380 | 2064000 | 1032000 | 154 | 154 | 82.5 | 47.3 | 154 | 154 | E
2007 | 56090 | 55124 | CTG1 | CTG1 | 1 | 2002 | OP | 150 | 254 | 1054620 | 675132 | 180 | 172 | 69.2 | 44.3 | 194 | 189 | E
2007 | 56090 | 55124 | CTG2 | CTG2 | 1 | 2002 | OP | 150 | 254 | 1054620 | 675132 | 180 | 172 | 69.2 | 44.3 | 194 | 189 | E
2007 | 56147 | 10245 | 10 | 10 | 6 | 1969 | OP | 220 | 95 | 2460 | 1230 | 450 | 450 | 47.3 | 23.7 | 450 | 450 | E
2007 | 56147 | 10245 | 11 | 11 | 6 | 1969 | OP | 220 | 95 | 2460 | 1230 | 450 | 450 | 47.3 | 23.7 | 450 | 450 | e
2007 | 56147 | 10245 | 12 | 12 | 6 | 1969 | OP | 220 | 95 | 2460 | 1230 | 450 | 450 | 47.3 | 23.7 | 450 | 450 | E
2007 | 56151 | 310 | 1 | 1 | 7 | 1960 | OP | 174 | 79 | 281500 | 173200 | 297 | 250 | 56 | 34 | 227 | 200 | m
2007 | 56151 | 310 | 2 | 2 | 6 | 1962 | OP | 174 | 79 | 281500 | 173200 | 297 | 250 | 56 | 34 | 239 | 195 | m
2007 | 56151 | 310 | 3 | 3 | 9 | 1964 | OP | 174 | 94 | 352300 | 200500 | 320 | 250 | 65 | 33 | 175 | 175 | m
2007 | 56151 | 310 | 4REV1 | 4REV1 | 12 | 2001 | OP | 174 | 262 | 897600 | 365500 | 600 | 415 | 57 | 23 | 470 | 470 | m
2007 | 56155 | 1831 | 1 | 1 | 12 | 1981 | OP | 619 | 28 | 200000 | 100000 | 290 | 222 | 118 | 58 | 280 | 280 | E
2007 | 56155 | 1831 | 1 | 3 | 7 | 1982 | OP | 619 | 28 | 200000 | 100000 | 290 | 252 | 118 | 58 | 280 | 280 | E
2007 | 56155 | 1831 | 1 | 2 | 2 | 1982 | OP | 619 | 28 | 200000 | 100000 | 290 | 252 | 118 | 58 |  | 280 | E
2007 | 56155 | 1831 | 2 | 6 | 12 | 1982 | OP | 619 | 50 | 320000 | 160000 | 290 | 266 | 106 | 53 | 280 | 280 | E
2007 | 56155 | 1831 | 2 | 4 | 4 | 1982 | OP | 619 | 50 | 320000 | 160000 | 290 | 266 | 106 | 53 | 280 | 280 | E
2007 | 56155 | 1831 | 2 | 5 | 9 | 1982 | OP | 619 | 50 | 320000 | 160000 | 290 | 266 | 106 | 53 |  | 280 | E
2007 | 56155 | 1832 | 1 | 1 | 6 | 1973 | OP | 475 | 227 | 498000 | 251500 | 285 | 285 | 36 | 18 | 285 | 285 | E