## wind_curves
Infrastructure type | substation | substation | substation | substation | substation | substation | substation | substation | substation | substation | substation | substation | substation | substation | substation | substation | substation | substation | substation | substation | substation | substation | substation | substation | substation | substation | substation | substation | substation | substation | substation | substation | substation | substation | substation | substation | substation | substation | substation | substation | substation | substation | power_tower | power_tower | power_tower | power_tower | power_tower | power_tower | power_tower | power_tower | power_tower | power_tower | power_tower | power_tower | power_tower | power_tower | power_tower | power_tower | power_tower | power_tower | power_tower | power_tower | power_tower | power_tower | power_tower | power_tower | power_tower | power_tower | power_tower | power_tower | power_pole | power_pole | power_pole | power_pole | power_pole | power_pole | power_pole | power_pole | power_pole | power_pole | power_pole | power_pole | power_pole | power_pole | power_pole | power_pole | power_pole | power_pole | power_pole | power_pole | power_pole | power_pole | power_pole | power_pole | power_pole | power_pole | power_pole | power_pole | power_pole | power_pole | power_pole | power_pole | power_pole | power_pole | power_pole | power_pole | power_pole | power_pole | power_pole | power_pole | power_pole | power_pole | power_pole | power_pole | power_pole | power_pole | power_pole | power_pole | power_pole | power_pole | power_pole | power_pole | power_pole | power_pole | power_pole | power_pole | line | line | line | line | line | line | line | line | line | line | line | line | line | line | line | line | line | line | line | line | line | line | line | line | line | line | line | line | line | line | line | line | line | line | line | line | line | line | line | line | line | line | line | line | line | line | line | line | line | line | line | line | line | line | line | line | line | line | line | line | line | line | line | line | line | line | line | line | line | line | line | line | line | line | line | line | line | line | line | line | line | line | line | line
Code | W2_1_1 | W2_1_2 | W2_1_3 | W2_1_4 | W2_1_5 | W2_1_6 | W2_2_1 | W2_2_2 | W2_2_3 | W2_2_4 | W2_2_5 | W2_2_6 | W2_3_1 | W2_3_2 | W2_3_3 | W2_3_4 | W2_3_5 | W2_3_6 | W2_4_1 | W2_4_2 | W2_4_3 | W2_4_4 | W2_4_5 | W2_4_6 | W2_5_1 | W2_5_2 | W2_5_3 | W2_5_4 | W2_5_5 | W2_5_6 | W2_6_1 | W2_6_2 | W2_6_3 | W2_6_4 | W2_6_5 | W2_6_6 | W2_7_1 | W2_7_2 | W2_7_3 | W2_7_4 | W2_7_5 | W2_7_6 | W3_1 | W3_2 | W3_3 | W3_4 | W3_5 | W3_6 | W3_7 | W3_8 | W3_9 | W3_10 | W3_11 | W3_12 | W3_13 | W3_14 | W3_15 | W3_16 | W3_17 | W3_18 | W3_19 | W3_20 | W3_21 | W3_22 | W3_23 | W3_24 | W3_25 | W3_26 | W3_27 | W3_28 | W4_1 | W4_2 | W4_3 | W4_4 | W4_5 | W4_6 | W4_7 | W4_8 | W4_9 | W4_10 | W4_11 | W4_12 | W4_13 | W4_14 | W4_15 | W4_16 | W4_17 | W4_18 | W4_19 | W4_20 | W4_21 | W4_22 | W4_23 | W4_24 | W4_25 | W4_26 | W4_27 | W4_28 | W4_29 | W4_30 | W4_31 | W4_32 | W4_33 | W4_34 | W4_35 | W4_36 | W4_37 | W4_38 | W4_39 | W4_40 | W4_41 | W4_42 | W4_43 | W4_44 | W4_45 | W4_46 | W4_47 | W4_48 | W4_49 | W4_50 | W4_51 | W4_52 | W4_53 | W4_54 | W4_55 | W4_56 | W5_1_1 | W5_1_2 | W5_1_3 | W5_1_4 | W5_1_5 | W5_1_6 | W5_1_7 | W5_1_8 | W5_1_9 | W5_1_10 | W5_1_11 | W5_1_12 | W5_2_1 | W5_2_2 | W5_2_3 | W5_2_4 | W5_2_5 | W5_2_6 | W5_2_7 | W5_2_8 | W5_2_9 | W5_2_10 | W5_2_11 | W5_2_12 | W5_3_1 | W5_3_2 | W5_3_3 | W5_3_4 | W5_3_5 | W5_3_6 | W5_3_7 | W5_3_8 | W5_3_9 | W5_3_10 | W5_3_11 | W5_3_12 | W5_4_1 | W5_4_2 | W5_4_3 | W5_4_4 | W5_4_5 | W5_4_6 | W5_4_7 | W5_4_8 | W5_4_9 | W5_4_10 | W5_4_11 | W5_4_12 | W5_5_1 | W5_5_2 | W5_5_3 | W5_5_4 | W5_5_5 | W5_5_6 | W5_5_7 | W5_5_8 | W5_5_9 | W5_5_10 | W5_5_11 | W5_5_12 | W5_6_1 | W5_6_2 | W5_6_3 | W5_6_4 | W5_6_5 | W5_6_6 | W5_6_7 | W5_6_8 | W5_6_9 | W5_6_10 | W5_6_11 | W5_6_12 | W5_7_1 | W5_7_2 | W5_7_3 | W5_7_4 | W5_7_5 | W5_7_6 | W5_7_7 | W5_7_8 | W5_7_9 | W5_7_10 | W5_7_11 | W5_7_12
Specific occupancy | Open | Open | Open | Open | Open | Open | Light suburban | Light suburban | Light suburban | Light suburban | Light suburban | Light suburban | Suburban | Suburban | Suburban | Suburban | Suburban | Suburban | Light urban | Light urban | Light urban | Light urban | Light urban | Light urban | Urban | Urban | Urban | Urban | Urban | Urban | Without mitigation (substation with design standards for wind speeds of 200 km/h) | Without mitigation (substation with design standards for wind speeds of 200 km/h) | Without mitigation (substation with design standards for wind speeds of 200 km/h) | Without mitigation (substation with design standards for wind speeds of 200 km/h) | Without mitigation (substation with design standards for wind speeds of 200 km/h) | Without mitigation (substation with design standards for wind speeds of 200 km/h) | With mitigation (substation with design standards for wind speeds of 300 km/h) | With mitigation (substation with design standards for wind speeds of 300 km/h) | With mitigation (substation with design standards for wind speeds of 300 km/h) | With mitigation (substation with design standards for wind speeds of 300 km/h) | With mitigation (substation with design standards for wind speeds of 300 km/h) | With mitigation (substation with design standards for wind speeds of 300 km/h) | Wind attack angle: 0 | Wind attack angle: 22.5 | Wind attack angle: 45 | Wind attack angle: 67.5 | Wind attack angle: 90 | Wind attack angle: 0 | Wind attack angle: 30 | Wind attack angle: 45 | Wind attack angle: 60 | Wind attack angle: 90 | Double-circuit vertical lattice tower | Low, design of 120 km/h | Tall, design of 120 km/h | Low, design of 160 km/h | Tall, design of 160 km/h |  | 110 km/h | 120 km/h | 130 km/h | 140 km/h | 150 km/h | 160 km/h | 170 km/h | 180 km/h | 190 km/h | 200 km/h | Base | Existing transmission structure (wind loading standard of 105 mph) | Design case 1 (class 5) | Design case 2 (class 2) | Design case 3 (class 3) | Design case 4 (class 5) | Class 4, age 0 | Steel, age 0 | Class 4, age 20 + CPD | Class 4, age 20 no CPD | Steel, age 20 | Class 4, age 40 + CPD | Class 4, age 40 no CPD | Steel, age 40 | Class 4, age 60 + CPD | Class 4, age 60 no CPD | Steel, age 60 | Class 2, age 0 | Class 2, age 30 | Class 2, age 60 | Class 2, age 90 | Class 3, age 0 | Class 3, age 30 | Class 3, age 60 | Class 3, age 90 | Class 5, age 0, angle 0 | Class 5, age 0, angle 10 | Class 5, age 0, angle 20 | Class 5, age 0, angle 30 | Class 5, age 50, angle 0 | Class 5, age 50, angle 10 | Class 5, age 50, angle 20 | Class 5, age 0, angle 30 | Class 3-power model-new | Class 3-power model-25 yr | Class 3-power model-50 yr | Class 3-power model-75 yr | Class 3-power model-100 yr | Class 5-power model-new | Class 5-power model-25 yr | Class 5-power model-50 yr | Class 5-power model-75 yr | Class 5-power model-100 yr | Southern Pine, 12.47kV | Southern Pine, 34.5kV | Douglas Fir, 12.47kV | Douglas Fir, 34.5kV | Western Red Cedar, 12.47kV | Western Red Cedar, 34.5kV | Class 3 | Class 4 | Class 5 | M1, wood utility pole | M2 | M3 | M4 | M5 |  | Method 2: High resolution approach | Method 2: High resolution approach | Method 2: High resolution approach | Method 2: High resolution approach | Method 2: High resolution approach | Method 2: High resolution approach | Method 2: High resolution approach | Method 2: High resolution approach | Method 2: High resolution approach | Method 2: High resolution approach | Method 2: High resolution approach | Method 2: High resolution approach | Transmission line | Transmission line | Transmission line | Transmission line | Transmission line | Transmission line | Transmission line | Transmission line | Transmission line | Transmission line | Transmission line | Transmission line | Transmission line | Transmission line | Transmission line | Transmission line | Transmission line | Transmission line | Transmission line | Transmission line | Transmission line | Transmission line | Transmission line | Transmission line | Transmission line | Transmission line | Transmission line | Transmission line | Transmission line | Transmission line | Transmission line | Transmission line | Transmission line | Transmission line | Transmission line | Transmission line | Transmission line | Transmission line | Transmission line | Transmission line | Transmission line | Transmission line | Transmission line | Transmission line | Transmission line | Transmission line | Transmission line | Transmission line | Transmission line | Transmission line | Transmission line | Transmission line | Transmission line | Transmission line | Transmission line | Transmission line | Transmission line | Transmission line | Transmission line | Transmission line | Transmission line | Transmission line | Transmission line | Transmission line | Transmission line | Transmission line | Transmission line | Transmission line | Transmission line | Transmission line | Transmission line | Transmission line
Reference | Watson and Etemadi, 2020 | Watson and Etemadi, 2020 | Watson and Etemadi, 2020 | Watson and Etemadi, 2020 | Watson and Etemadi, 2020 | Watson and Etemadi, 2020 | Watson and Etemadi, 2020 | Watson and Etemadi, 2020 | Watson and Etemadi, 2020 | Watson and Etemadi, 2020 | Watson and Etemadi, 2020 | Watson and Etemadi, 2020 | Watson and Etemadi, 2020 | Watson and Etemadi, 2020 | Watson and Etemadi, 2020 | Watson and Etemadi, 2020 | Watson and Etemadi, 2020 | Watson and Etemadi, 2020 | Watson and Etemadi, 2020 | Watson and Etemadi, 2020 | Watson and Etemadi, 2020 | Watson and Etemadi, 2020 | Watson and Etemadi, 2020 | Watson and Etemadi, 2020 | Watson and Etemadi, 2020 | Watson and Etemadi, 2020 | Watson and Etemadi, 2020 | Watson and Etemadi, 2020 | Watson and Etemadi, 2020 | Watson and Etemadi, 2020 | López et al., 2009 | López et al., 2009 | López et al., 2009 | López et al., 2009 | López et al., 2009 | López et al., 2009 | López et al., 2009 | López et al., 2009 | López et al., 2009 | López et al., 2009 | López et al., 2009 | López et al., 2009 | Fu et al., 2019 | Fu et al., 2019 | Fu et al., 2019 | Fu et al., 2019 | Fu et al., 2019 | Xue et al., 2020 | Xue et al., 2020 | Xue et al., 2020 | Xue et al., 2020 | Xue et al., 2020 | Hur and Shafieezadeh, 2019 | López et al., 2009 | López et al., 2009 | López et al., 2009 | López et al., 2009 | Raj et al., 2021 | Reinoso rt al., 2020 | Reinoso rt al., 2020 | Reinoso rt al., 2020 | Reinoso rt al., 2020 | Reinoso rt al., 2020 | Reinoso rt al., 2020 | Reinoso rt al., 2020 | Reinoso rt al., 2020 | Reinoso rt al., 2020 | Reinoso rt al., 2020 | Panteli et al., 2017 | Quanta, 2009 | Bjarnadottir et al., 2013 | Bjarnadottir et al., 2013 | Bjarnadottir et al., 2013 | Bjarnadottir et al., 2013 | Salman and Li, 2016 | Salman and Li, 2016 | Salman and Li, 2016 | Salman and Li, 2016 | Salman and Li, 2016 | Salman and Li, 2016 | Salman and Li, 2016 | Salman and Li, 2016 | Salman and Li, 2016 | Salman and Li, 2016 | Salman and Li, 2016 | Yuan et al., 2018 | Yuan et al., 2018 | Yuan et al., 2018 | Yuan et al., 2018 | Yuan et al., 2018 | Yuan et al., 2018 | Yuan et al., 2018 | Yuan et al., 2018 | Lee and Ham, 2021 | Lee and Ham, 2021 | Lee and Ham, 2021 | Lee and Ham, 2021 | Lee and Ham, 2021 | Lee and Ham, 2021 | Lee and Ham, 2021 | Lee and Ham, 2021 | Shafieezadeh et al., 2014 | Shafieezadeh et al., 2014 | Shafieezadeh et al., 2014 | Shafieezadeh et al., 2014 | Shafieezadeh et al., 2014 | Shafieezadeh et al., 2014 | Shafieezadeh et al., 2014 | Shafieezadeh et al., 2014 | Shafieezadeh et al., 2014 | Shafieezadeh et al., 2014 | Han et al., 2014 | Han et al., 2014 | Han et al., 2014 | Han et al., 2014 | Han et al., 2014 | Han et al., 2014 | Darestani and Shafieezadeh, 2019 | Darestani and Shafieezadeh, 2019 | Darestani and Shafieezadeh, 2019 | González de Paz et al., 2017 | González de Paz et al., 2017 | González de Paz et al., 2017 | González de Paz et al., 2017 | González de Paz et al., 2017 | Quanta 2009 | Dunn et al., 2018 | Dunn et al., 2018 | Dunn et al., 2018 | Dunn et al., 2018 | Dunn et al., 2018 | Dunn et al., 2018 | Dunn et al., 2018 | Dunn et al., 2018 | Dunn et al., 2018 | Dunn et al., 2018 | Dunn et al., 2018 | Dunn et al., 2018 | Panteli et al., 2017 | Panteli et al., 2017 | Panteli et al., 2017 | Panteli et al., 2017 | Panteli et al., 2017 | Panteli et al., 2017 | Panteli et al., 2017 | Panteli et al., 2017 | Panteli et al., 2017 | Panteli et al., 2017 | Panteli et al., 2017 | Panteli et al., 2017 | Xue et al., 2020 | Xue et al., 2020 | Xue et al., 2020 | Xue et al., 2020 | Xue et al., 2020 | Xue et al., 2020 | Xue et al., 2020 | Xue et al., 2020 | Xue et al., 2020 | Xue et al., 2020 | Xue et al., 2020 | Xue et al., 2020 | Xue et al., 2020 | Xue et al., 2020 | Xue et al., 2020 | Xue et al., 2020 | Xue et al., 2020 | Xue et al., 2020 | Xue et al., 2020 | Xue et al., 2020 | Xue et al., 2020 | Xue et al., 2020 | Xue et al., 2020 | Xue et al., 2020 | Xue et al., 2020 | Xue et al., 2020 | Xue et al., 2020 | Xue et al., 2020 | Xue et al., 2020 | Xue et al., 2020 | Xue et al., 2020 | Xue et al., 2020 | Xue et al., 2020 | Xue et al., 2020 | Xue et al., 2020 | Xue et al., 2020 | Xue et al., 2020 | Xue et al., 2020 | Xue et al., 2020 | Xue et al., 2020 | Xue et al., 2020 | Xue et al., 2020 | Xue et al., 2020 | Xue et al., 2020 | Xue et al., 2020 | Xue et al., 2020 | Xue et al., 2020 | Xue et al., 2020 | Xue et al., 2020 | Xue et al., 2020 | Xue et al., 2020 | Xue et al., 2020 | Xue et al., 2020 | Xue et al., 2020 | Xue et al., 2020 | Xue et al., 2020 | Xue et al., 2020 | Xue et al., 2020 | Xue et al., 2020 | Xue et al., 2020
Type vulnerability data | curve | curve | curve | curve | curve | curve | curve | curve | curve | curve | curve | curve | curve | curve | curve | curve | curve | curve | curve | curve | curve | curve | curve | curve | curve | curve | curve | curve | curve | curve | curve | curve | curve | curve | curve | curve | curve | curve | curve | curve | curve | curve | curve | curve | curve | curve | curve | curve | curve | curve | curve | curve | curve | curve | curve | curve | curve | curve | curve | curve | curve | curve | curve | curve | curve | curve | curve | curve | curve | curve | curve | curve | curve | curve | curve | curve | curve | curve | curve | curve | curve | curve | curve | curve | curve | curve | curve | curve | curve | curve | curve | curve | curve | curve | curve | curve | curve | curve | curve | curve | curve | curve | curve | curve | curve | curve | curve | curve | curve | curve | curve | curve | curve | curve | curve | curve | curve | curve | curve | curve | curve | curve | curve | curve | curve | curve | curve | curve | curve | curve | curve | curve | curve | curve | curve | curve | curve | curve | curve | curve | curve | curve | curve | curve | curve | curve | curve | curve | curve | curve | curve | curve | curve | curve | curve | curve | curve | curve | curve | curve | curve | curve | curve | curve | curve | curve | curve | curve | curve | curve | curve | curve | curve | curve | curve | curve | curve | curve | curve | curve | curve | curve | curve | curve | curve | curve | curve | curve | curve | curve | curve | curve | curve | curve | curve | curve | curve | curve | curve | curve | curve | curve | curve | curve | curve | curve | curve | curve | curve | curve
Cost type
Unit | euro/facility | euro/facility | euro/facility | euro/facility | euro/facility | euro/facility | euro/facility | euro/facility | euro/facility | euro/facility | euro/facility | euro/facility | euro/facility | euro/facility | euro/facility | euro/facility | euro/facility | euro/facility | euro/facility | euro/facility | euro/facility | euro/facility | euro/facility | euro/facility | euro/facility | euro/facility | euro/facility | euro/facility | euro/facility | euro/facility | euro/facility | euro/facility | euro/facility | euro/facility | euro/facility | euro/facility | euro/facility | euro/facility | euro/facility | euro/facility | euro/facility | euro/facility | euro/facility | euro/facility | euro/facility | euro/facility | euro/facility | euro/facility | euro/facility | euro/facility | euro/facility | euro/facility | euro/facility | euro/facility | euro/facility | euro/facility | euro/facility | euro/facility | euro/facility | euro/facility | euro/facility | euro/facility | euro/facility | euro/facility | euro/facility | euro/facility | euro/facility | euro/facility | euro/facility | euro/facility | euro/facility | euro/facility | euro/facility | euro/facility | euro/facility | euro/facility | euro/facility | euro/facility | euro/facility | euro/facility | euro/facility | euro/facility | euro/facility | euro/facility | euro/facility | euro/facility | euro/facility | euro/facility | euro/facility | euro/facility | euro/facility | euro/facility | euro/facility | euro/facility | euro/facility | euro/facility | euro/facility | euro/facility | euro/facility | euro/facility | euro/facility | euro/facility | euro/facility | euro/facility | euro/facility | euro/facility | euro/facility | euro/facility | euro/facility | euro/facility | euro/facility | euro/facility | euro/facility | euro/facility | euro/facility | euro/facility | euro/facility | euro/facility | euro/facility | euro/facility | euro/facility | euro/facility | euro/facility | euro/facility | euro/facility | euro/facility | euro/m | euro/m | euro/m | euro/m | euro/m | euro/m | euro/m | euro/m | euro/m | euro/m | euro/m | euro/m | euro/m | euro/m | euro/m | euro/m | euro/m | euro/m | euro/m | euro/m | euro/m | euro/m | euro/m | euro/m | euro/m | euro/m | euro/m | euro/m | euro/m | euro/m | euro/m | euro/m | euro/m | euro/m | euro/m | euro/m | euro/m | euro/m | euro/m | euro/m | euro/m | euro/m | euro/m | euro/m | euro/m | euro/m | euro/m | euro/m | euro/m | euro/m | euro/m | euro/m | euro/m | euro/m | euro/m | euro/m | euro/m | euro/m | euro/m | euro/m | euro/m | euro/m | euro/m | euro/m | euro/m | euro/m | euro/m | euro/m | euro/m | euro/m | euro/m | euro/m | euro/m | euro/m | euro/m | euro/m | euro/m | euro/m | euro/m | euro/m | euro/m | euro/m | euro/m | euro/m
MaxDam | 9130500 | 5640620 | 3043500 | 1917405 | 1613055 | 1085515 | 9130500 | 5640620 | 3043500 | 1917405 | 1613055 | 1085515 | 9130500 | 5640620 | 3043500 | 1917405 | 1613055 | 1085515 | 9130500 | 5640620 | 3043500 | 1917405 | 1613055 | 1085515 | 9130500 | 5640620 | 3043500 | 1917405 | 1613055 | 1085515 | 9130500 | 5640620 | 3043500 | 1917405 | 1613055 | 1085515 | 9130500 | 5640620 | 3043500 | 1917405 | 1613055 | 1085515 | 29863.9734 | 29863.9734 | 29863.9734 | 29863.9734 | 29863.9734 | 29863.9734 | 29863.9734 | 29863.9734 | 29863.9734 | 29863.9734 | 29863.9734 | 29863.9734 | 29863.9734 | 29863.9734 | 29863.9734 | 29863.9734 | 29863.9734 | 29863.9734 | 29863.9734 | 29863.9734 | 29863.9734 | 29863.9734 | 29863.9734 | 29863.9734 | 29863.9734 | 29863.9734 | 29863.9734 | 29863.9734 | 4013.9725 | 4013.9725 | 4013.9725 | 4013.9725 | 4013.9725 | 6945.5254 | 4013.9725 | 4013.9725 | 6945.5254 | 4013.9725 | 4013.9725 | 6945.5254 | 4013.9725 | 4013.9725 | 6945.5254 | 4013.9725 | 4013.9725 | 4013.9725 | 4013.9725 | 4013.9725 | 4013.9725 | 4013.9725 | 4013.9725 | 4013.9725 | 4013.9725 | 4013.9725 | 4013.9725 | 4013.9725 | 4013.9725 | 4013.9725 | 4013.9725 | 4013.9725 | 4013.9725 | 4013.9725 | 4013.9725 | 4013.9725 | 4013.9725 | 4013.9725 | 4013.9725 | 4013.9725 | 4013.9725 | 4013.9725 | 4013.9725 | 4013.9725 | 4013.9725 | 4013.9725 | 4013.9725 | 4013.9725 | 4013.9725 | 4013.9725 | 4013.9725 | 4013.9725 | 4013.9725 | 4013.9725 | 4013.9725 | 4013.9725 | 402.4843 | 442.7327 | 523.2295 | 656.0493 | 721.655 | 852.8639 | 269.6644 | 296.6302 | 350.564 | 439.554 | 483.5085 | 571.4198 | 402.4843 | 442.7327 | 523.2295 | 656.0493 | 721.655 | 852.8639 | 269.6644 | 296.6302 | 350.564 | 439.554 | 483.5085 | 571.4198 | 402.4843 | 442.7327 | 523.2295 | 656.0493 | 721.655 | 852.8639 | 269.6644 | 296.6302 | 350.564 | 439.554 | 483.5085 | 571.4198 | 402.4843 | 442.7327 | 523.2295 | 656.0493 | 721.655 | 852.8639 | 269.6644 | 296.6302 | 350.564 | 439.554 | 483.5085 | 571.4198 | 402.4843 | 442.7327 | 523.2295 | 656.0493 | 721.655 | 852.8639 | 269.6644 | 296.6302 | 350.564 | 439.554 | 483.5085 | 571.4198 | 402.4843 | 442.7327 | 523.2295 | 656.0493 | 721.655 | 852.8639 | 269.6644 | 296.6302 | 350.564 | 439.554 | 483.5085 | 571.4198 | 402.4843 | 442.7327 | 523.2295 | 656.0493 | 721.655 | 852.8639 | 269.6644 | 296.6302 | 350.564 | 439.554 | 483.5085 | 571.4198
LowerDam | 6847875 | 4230465 | 2282625 | 1438053.75 | 1209791.25 | 814136.25 | 6847875 | 4230465 | 2282625 | 1438053.75 | 1209791.25 | 814136.25 | 6847875 | 4230465 | 2282625 | 1438053.75 | 1209791.25 | 814136.25 | 6847875 | 4230465 | 2282625 | 1438053.75 | 1209791.25 | 814136.25 | 6847875 | 4230465 | 2282625 | 1438053.75 | 1209791.25 | 814136.25 | 6847875 | 4230465 | 2282625 | 1438053.75 | 1209791.25 | 814136.25 | 6847875 | 4230465 | 2282625 | 1438053.75 | 1209791.25 | 814136.25 | 22397.98 | 22397.98 | 22397.98 | 22397.98 | 22397.98 | 22397.98 | 22397.98 | 22397.98 | 22397.98 | 22397.98 | 22397.98 | 22397.98 | 22397.98 | 22397.98 | 22397.98 | 22397.98 | 22397.98 | 22397.98 | 22397.98 | 22397.98 | 22397.98 | 22397.98 | 22397.98 | 22397.98 | 22397.98 | 22397.98 | 22397.98 | 22397.98 | 3010.4794 | 3010.4794 | 3010.4794 | 3010.4794 | 3010.4794 | 5209.1441 | 3010.4794 | 3010.4794 | 5209.1441 | 3010.4794 | 3010.4794 | 5209.1441 | 3010.4794 | 3010.4794 | 5209.1441 | 3010.4794 | 3010.4794 | 3010.4794 | 3010.4794 | 3010.4794 | 3010.4794 | 3010.4794 | 3010.4794 | 3010.4794 | 3010.4794 | 3010.4794 | 3010.4794 | 3010.4794 | 3010.4794 | 3010.4794 | 3010.4794 | 3010.4794 | 3010.4794 | 3010.4794 | 3010.4794 | 3010.4794 | 3010.4794 | 3010.4794 | 3010.4794 | 3010.4794 | 3010.4794 | 3010.4794 | 3010.4794 | 3010.4794 | 3010.4794 | 3010.4794 | 3010.4794 | 3010.4794 | 3010.4794 | 3010.4794 | 3010.4794 | 3010.4794 | 3010.4794 | 3010.4794 | 3010.4794 | 3010.4794 | 301.8632 | 332.0495 | 392.4221 | 492.037 | 541.2412 | 639.6479 | 202.2483 | 222.4726 | 262.923 | 329.6655 | 362.6314 | 428.5648 | 301.8632 | 332.0495 | 392.4221 | 492.037 | 541.2412 | 639.6479 | 202.2483 | 222.4726 | 262.923 | 329.6655 | 362.6314 | 428.5648 | 301.8632 | 332.0495 | 392.4221 | 492.037 | 541.2412 | 639.6479 | 202.2483 | 222.4726 | 262.923 | 329.6655 | 362.6314 | 428.5648 | 301.8632 | 332.0495 | 392.4221 | 492.037 | 541.2412 | 639.6479 | 202.2483 | 222.4726 | 262.923 | 329.6655 | 362.6314 | 428.5648 | 301.8632 | 332.0495 | 392.4221 | 492.037 | 541.2412 | 639.6479 | 202.2483 | 222.4726 | 262.923 | 329.6655 | 362.6314 | 428.5648 | 301.8632 | 332.0495 | 392.4221 | 492.037 | 541.2412 | 639.6479 | 202.2483 | 222.4726 | 262.923 | 329.6655 | 362.6314 | 428.5648 | 301.8632 | 332.0495 | 392.4221 | 492.037 | 541.2412 | 639.6479 | 202.2483 | 222.4726 | 262.923 | 329.6655 | 362.6314 | 428.5648
UpperDam | 11413125 | 7050775 | 3804375 | 2396756.25 | 2016318.75 | 1356893.75 | 11413125 | 7050775 | 3804375 | 2396756.25 | 2016318.75 | 1356893.75 | 11413125 | 7050775 | 3804375 | 2396756.25 | 2016318.75 | 1356893.75 | 11413125 | 7050775 | 3804375 | 2396756.25 | 2016318.75 | 1356893.75 | 11413125 | 7050775 | 3804375 | 2396756.25 | 2016318.75 | 1356893.75 | 11413125 | 7050775 | 3804375 | 2396756.25 | 2016318.75 | 1356893.75 | 11413125 | 7050775 | 3804375 | 2396756.25 | 2016318.75 | 1356893.75 | 37329.9667 | 37329.9667 | 37329.9667 | 37329.9667 | 37329.9667 | 37329.9667 | 37329.9667 | 37329.9667 | 37329.9667 | 37329.9667 | 37329.9667 | 37329.9667 | 37329.9667 | 37329.9667 | 37329.9667 | 37329.9667 | 37329.9667 | 37329.9667 | 37329.9667 | 37329.9667 | 37329.9667 | 37329.9667 | 37329.9667 | 37329.9667 | 37329.9667 | 37329.9667 | 37329.9667 | 37329.9667 | 5017.4656 | 5017.4656 | 5017.4656 | 5017.4656 | 5017.4656 | 8681.9068 | 5017.4656 | 5017.4656 | 8681.9068 | 5017.4656 | 5017.4656 | 8681.9068 | 5017.4656 | 5017.4656 | 8681.9068 | 5017.4656 | 5017.4656 | 5017.4656 | 5017.4656 | 5017.4656 | 5017.4656 | 5017.4656 | 5017.4656 | 5017.4656 | 5017.4656 | 5017.4656 | 5017.4656 | 5017.4656 | 5017.4656 | 5017.4656 | 5017.4656 | 5017.4656 | 5017.4656 | 5017.4656 | 5017.4656 | 5017.4656 | 5017.4656 | 5017.4656 | 5017.4656 | 5017.4656 | 5017.4656 | 5017.4656 | 5017.4656 | 5017.4656 | 5017.4656 | 5017.4656 | 5017.4656 | 5017.4656 | 5017.4656 | 5017.4656 | 5017.4656 | 5017.4656 | 5017.4656 | 5017.4656 | 5017.4656 | 5017.4656 | 503.1053 | 553.4158 | 654.0369 | 820.0617 | 902.0687 | 1066.0799 | 337.0806 | 370.7877 | 438.205 | 549.4425 | 604.3856 | 714.2747 | 503.1053 | 553.4158 | 654.0369 | 820.0617 | 902.0687 | 1066.0799 | 337.0806 | 370.7877 | 438.205 | 549.4425 | 604.3856 | 714.2747 | 503.1053 | 553.4158 | 654.0369 | 820.0617 | 902.0687 | 1066.0799 | 337.0806 | 370.7877 | 438.205 | 549.4425 | 604.3856 | 714.2747 | 503.1053 | 553.4158 | 654.0369 | 820.0617 | 902.0687 | 1066.0799 | 337.0806 | 370.7877 | 438.205 | 549.4425 | 604.3856 | 714.2747 | 503.1053 | 553.4158 | 654.0369 | 820.0617 | 902.0687 | 1066.0799 | 337.0806 | 370.7877 | 438.205 | 549.4425 | 604.3856 | 714.2747 | 503.1053 | 553.4158 | 654.0369 | 820.0617 | 902.0687 | 1066.0799 | 337.0806 | 370.7877 | 438.205 | 549.4425 | 604.3856 | 714.2747 | 503.1053 | 553.4158 | 654.0369 | 820.0617 | 902.0687 | 1066.0799 | 337.0806 | 370.7877 | 438.205 | 549.4425 | 604.3856 | 714.2747
Wind speed (m/s) | Failure probability | Failure probability | Failure probability | Failure probability | Failure probability | Failure probability | Failure probability | Failure probability | Failure probability | Failure probability | Failure probability | Failure probability | Failure probability | Failure probability | Failure probability | Failure probability | Failure probability | Failure probability | Failure probability | Failure probability | Failure probability | Failure probability | Failure probability | Failure probability | Failure probability | Failure probability | Failure probability | Failure probability | Failure probability | Failure probability | Failure probability | Failure probability | Failure probability | Failure probability | Failure probability | Failure probability | Failure probability | Failure probability | Failure probability | Failure probability | Failure probability | Failure probability | Failure probability | Failure probability | Failure probability | Failure probability | Failure probability | Failure probability | Failure probability | Failure probability | Failure probability | Failure probability | Failure probability | Failure probability | Failure probability | Failure probability | Failure probability | Failure probability | Failure probability | Failure probability | Failure probability | Failure probability | Failure probability | Failure probability | Failure probability | Failure probability | Failure probability | Failure probability | Failure probability | Failure probability | Failure probability | Failure probability | Failure probability | Failure probability | Failure probability | Failure probability | Failure probability | Failure probability | Failure probability | Failure probability | Failure probability | Failure probability | Failure probability | Failure probability | Failure probability | Failure probability | Failure probability | Failure probability | Failure probability | Failure probability | Failure probability | Failure probability | Failure probability | Failure probability | Failure probability | Failure probability | Failure probability | Failure probability | Failure probability | Failure probability | Failure probability | Failure probability | Failure probability | Failure probability | Failure probability | Failure probability | Failure probability | Failure probability | Failure probability | Failure probability | Failure probability | Failure probability | Failure probability | Failure probability | Failure probability | Failure probability | Failure probability | Failure probability | Failure probability | Failure probability | Failure probability | Failure probability | Failure probability | Failure probability | Failure probability | Failure probability | Failure probability | Failure probability | Failure probability | Failure probability | Failure probability | Failure probability | Failure probability | Failure probability | Failure probability | Failure probability | Failure probability | Failure probability | Failure probability | Failure probability | Failure probability | Failure probability | Failure probability | Failure probability | Failure probability | Failure probability | Failure probability | Failure probability | Failure probability | Failure probability | Failure probability | Failure probability | Failure probability | Failure probability | Failure probability | Failure probability | Failure probability | Failure probability | Failure probability | Failure probability | Failure probability | Failure probability | Failure probability | Failure probability | Failure probability | Failure probability | Failure probability | Failure probability | Failure probability | Failure probability | Failure probability | Failure probability | Failure probability | Failure probability | Failure probability | Failure probability | Failure probability | Failure probability | Failure probability | Failure probability | Failure probability | Failure probability | Failure probability | Failure probability | Failure probability | Failure probability | Failure probability | Failure probability | Failure probability | Failure probability | Failure probability | Failure probability | Failure probability | Failure probability | Failure probability | Failure probability | Failure probability | Failure probability | Failure probability | Failure probability | Failure probability | Failure probability | Failure probability | Failure probability | Failure probability | Failure probability | Failure probability | Failure probability | Failure probability | Failure probability
0 | 0 | 0 | 0 | 0 | 0 | 0 | 0 | 0 | 0 | 0 | 0 | 0 | 0 | 0 | 0 | 0 | 0 | 0 | 0 | 0 | 0 | 0 | 0 | 0 | 0 | 0 | 0 | 0 | 0 | 0 | 0 | 0 | 0 | 0 | 0 | 0 | 0 | 0 | 0 | 0 | 0 | 0 | 0 | 0 | 0 | 0 | 0 | 0 | 0 | 0 | 0 | 0 | 0 | 0 | 0 | 0 | 0 | 0 | 0 | 0 | 0 | 0 | 0 | 0 | 0 | 0 | 0 | 0 | 0 | 0 | 0 | 0 | 0 | 0 | [11 empty] | 0 | 0 | 0 | 0 | 0 | 0 | 0 | 0 | 0 | 0 | 0 | 0 | 0 | 0 | 0 | 0 | 0 | 0 | 0 | 0 | 0 | 0 | 0 | 0 | 0 | 0 | 0 | 0 | 0 | 0 | 0 | 0 | 0 | 0 | 0 | 0 | 0 | 0 | 0 | 0 | 0 | 0 | 0 | 0 | 0 | 0 | 0 | 0 | 0 | 0 | 0 | 0 | 0 | 0 | 0 | 0 | 0 | 0 | 0 | 0 | 0 | 0 | 0 | 0 | 0 | 0 | 0 | 0 | 0 | 0 | 0 | 0 | 0 | 0 | 0 | 0 | 0 | 0 | 0 | 0 | 0 | 0 | 0 | 0 | 0 | 0 | 0 | 0 | 0 | 0 | 0 | 0 | 0 | 0 | 0 | 0 | 0 | 0 | 0 | 0 | 0 | 0 | 0 | 0 | 0 | 0 | 0 | 0 | 0 | 0 | 0 | 0 | 0 | 0 | 0 | 0 | 0 | 0 | 0 | 0 | 0 | 0 | 0 | 0 | 0
0.44667 | [93 empty] | 0 | 0 | 0 | 0 | 0 | 0 | 0 | 0
0.77153 | [53 empty] | 0 | 0
0.89333 | [93 empty] | 0 | 0 | 0 | 0 | 0 | 0 | 0 | 0
0.9838 | [58 empty] | 0 | 0 | 0 | 0 | 0 | 0 | 0 | 0 | 0 | 0
1 | [126 empty] | 0 | 0 | 0 | 0 | 0 | 0 | 0 | 0 | 0 | 0 | 0 | 0
1 | [120 empty] | 0 | 0 | 0 | 0 | 0
1.0185 | [57 empty] | 0
1.0287 | [55 empty] | 0 | 0
1.0787 | [47 empty] | 0 | 0 | 0 | 0 | 0 | [98 empty] | 0 | 0 | 0 | 0 | 0 | 0 | 0 | 0 | 0 | 0 | 0 | 0 | 0 | 0 | 0 | 0 | 0 | 0 | 0 | 0 | 0 | 0 | 0 | 0 | 0 | 0 | 0 | 0 | 0 | 0 | 0 | 0 | 0 | 0 | 0 | 0 | 0 | 0 | 0 | 0 | 0 | 0 | 0 | 0 | 0 | 0 | 0 | 0 | 0 | 0 | 0 | 0 | 0 | 0 | 0 | 0 | 0 | 0 | 0 | 0
1.2861 | [30 empty] | 0 | 0 | 0 | 0 | 0 | 0
1.34 | [93 empty] | 0 | 0 | 0 | 0 | 0 | 0 | 0 | 0
1.5155 | 4.6316e-112 | 4.6316e-112 | 4.6316e-112 | 4.6316e-112 | 4.6316e-112 | 4.6316e-112 | 6.0334e-166 | 6.0334e-166 | 6.0334e-166 | 6.0334e-166 | 6.0334e-166 | 6.0334e-166 | 6.5358e-145 | 6.5358e-145 | 6.5358e-145 | 6.5358e-145 | 6.5358e-145 | 6.5358e-145 | 6.7818e-138 | 6.7818e-138 | 6.7818e-138 | 6.7818e-138 | 6.7818e-138 | 6.7818e-138 | 3.982e-133 | 3.982e-133 | 3.982e-133 | 3.982e-133 | 3.982e-133 | 3.982e-133
1.5431 | [53 empty] | 0 | 0
1.5654 | [52 empty] | 0
1.7487 | [69 empty] | 2.3742e-07 | [55 empty] | 9.6563e-05
1.7867 | [93 empty] | 0 | 0 | 0 | 0 | 0 | 0 | 0 | 0
1.9289 | [36 empty] | 0 | 0 | 0 | 0 | 0 | 0
1.9676 | [58 empty] | 0 | 0 | 0 | 0 | 0 | 0 | 0 | 0 | 0 | 0
2 | [126 empty] | 0 | 0 | 0 | 0 | 0 | 0 | 0 | 0 | 0 | 0 | 0 | 0
2 | [120 empty] | 0 | 0 | 0 | 0 | 0
2.037 | [57 empty] | 0
2.0574 | [55 empty] | 0 | 0
2.1574 | [47 empty] | 0 | 0 | 0 | 0 | 0 | [98 empty] | 0 | 0 | 0 | 0 | 0 | 0 | 0 | 0 | 0 | 0 | 0 | 0 | 0 | 0 | 0 | 0 | 0 | 0 | 0 | 0 | 0 | 0 | 0 | 0 | 0 | 0 | 0 | 0 | 0 | 0 | 0 | 0 | 0 | 0 | 0 | 0 | 0 | 0 | 0 | 0 | 0 | 0 | 0 | 0 | 0 | 0 | 0 | 0 | 0 | 0 | 0 | 0 | 0 | 0 | 0 | 0 | 0 | 0 | 0 | 0
2.2333 | [93 empty] | 0 | 0 | 0 | 0 | 0 | 0 | 0 | 0
2.2352 | [101 empty] | 0 | 0 | 0 | 0 | 0 | 0 | 0 | 0 | 0 | 0
2.2352 | [111 empty] | 0 | 0 | 0 | 0 | 0 | 0
2.3146 | [53 empty] | 0 | 0
2.5722 | [30 empty] | 0 | 0 | 0 | 0 | 0 | 0
2.68 | [93 empty] | 0 | 0 | 0 | 0 | 0 | 0 | 0 | 0
2.9514 | [58 empty] | 0 | 0 | 0 | 0 | 0 | 0 | 0 | 0 | 0 | 0
3 | [126 empty] | 0 | 0 | 0 | 0 | 0 | 0 | 0 | 0 | 0 | 0 | 0 | 0
3 | [120 empty] | 0 | 0 | 0 | 0 | 0
3.031 | 3.2772e-71 | 3.2772e-71 | 3.2772e-71 | 3.2772e-71 | 3.2772e-71 | 3.2772e-71 | 2.3675e-105 | 2.3675e-105 | 2.3675e-105 | 2.3675e-105 | 2.3675e-105 | 2.3675e-105 | 7.3405e-98 | 7.3405e-98 | 7.3405e-98 | 7.3405e-98 | 7.3405e-98 | 7.3405e-98 | 5.507e-89 | 5.507e-89 | 5.507e-89 | 5.507e-89 | 5.507e-89 | 5.507e-89 | 8.7043e-88 | 8.7043e-88 | 8.7043e-88 | 8.7043e-88 | 8.7043e-88 | 8.7043e-88
3.0556 | [57 empty] | 0
3.0861 | [53 empty] | 0 | 0
3.0861 | [55 empty] | 0 | 0
3.1267 | [93 empty] | 0 | 0 | 0 | 0 | 0 | 0 | 0 | 0
3.1308 | [52 empty] | 0
3.2362 | [47 empty] | 0 | 0 | 0 | 0 | 0 | [98 empty] | 0 | 0 | 0 | 0 | 0 | 0 | 0 | 0 | 0 | 0 | 0 | 0 | 0 | 0 | 0 | 0 | 0 | 0 | 0 | 0 | 0 | 0 | 0 | 0 | 0 | 0 | 0 | 0 | 0 | 0 | 0 | 0 | 0 | 0 | 0 | 0 | 0 | 0 | 0 | 0 | 0 | 0 | 0 | 0 | 0 | 0 | 0 | 0 | 0 | 0 | 0 | 0 | 0 | 0 | 0 | 0 | 0 | 0 | 0 | 0
3.3333 | [70 empty] | 0 | 0 | 0 | 0
3.3333 | [85 empty] | 0 | 0 | 0 | 0 | 0 | 0 | 0 | 0
3.4973 | [69 empty] | 3.6027e-07 | [55 empty] | 0.00011919
3.5733 | [93 empty] | 0 | 0 | 0 | 0 | 0 | 0 | 0 | 0
3.8576 | [53 empty] | 0 | 0
3.8579 | [36 empty] | 0 | 0 | 0 | 0 | 0 | 0
3.8583 | [30 empty] | 0 | 0 | 0 | 0 | 0 | 0
3.9352 | [58 empty] | 0 | 0 | 0 | 0 | 0 | 0 | 0 | 0 | 0 | 0
4 | [126 empty] | 0 | 0 | 0 | 0 | 0 | 0 | 0 | 0 | 0 | 0 | 0 | 0
4 | [120 empty] | 0 | 0 | 0 | 0 | 0
4.02 | [93 empty] | 0 | 0 | 0 | 0 | 0 | 0 | 0 | 0.00022333
4.0741 | [57 empty] | 0
4.1148 | [55 empty] | 0 | 0
4.3149 | [47 empty] | 0 | 0 | 0 | 0 | 0 | [98 empty] | 0 | 0 | 0 | 0 | 0 | 0 | 0 | 0 | 0 | 0 | 0 | 0 | 0 | 0 | 0 | 0 | 0 | 0 | 0 | 0 | 0 | 0 | 0 | 0 | 0 | 0 | 0 | 0 | 0 | 0 | 0 | 0 | 0 | 0 | 0 | 0 | 0 | 0 | 0 | 0 | 0 | 0 | 0 | 0 | 0 | 0 | 0 | 0 | 0 | 0 | 0 | 0 | 0 | 0 | 0 | 0 | 0 | 0 | 0 | 0
4.3754 | [42 empty] | 0 | 0 | 0 | 0 | 0
4.4667 | [93 empty] | 0 | 0 | 0 | 0 | 0 | 0 | 0 | 0.00058067
4.4704 | [101 empty] | 0 | 0 | 0 | 0 | 0 | 0 | 0 | 0 | 0 | 0.0021
4.4704 | [111 empty] | 0 | 0 | 0 | 0 | 0 | 0
4.5464 | 1.0192e-51 | 1.0192e-51 | 1.0192e-51 | 1.0192e-51 | 1.0192e-51 | 1.0192e-51 | 2.1554e-76 | 2.1554e-76 | 2.1554e-76 | 2.1554e-76 | 2.1554e-76 | 2.1554e-76 | 9.6348e-73 | 9.6348e-73 | 9.6348e-73 | 9.6348e-73 | 9.6348e-73 | 9.6348e-73 | 1.9234e-65 | 1.9234e-65 | 1.9234e-65 | 1.9234e-65 | 1.9234e-65 | 1.9234e-65 | 9.9261e-66 | 9.9261e-66 | 9.9261e-66 | 9.9261e-66 | 9.9261e-66 | 9.9261e-66
4.6292 | [53 empty] | 0 | 0
4.6962 | [52 empty] | 0
4.9133 | [93 empty] | 0 | 0 | 0 | 0 | 0 | 0 | 0 | 0.00098267
4.919 | [58 empty] | 0 | 0 | 0 | 0 | 0 | 0 | 0 | 0 | 0 | 0
5 | [117 empty] | 1.7968e-35 | 5.3045e-33 | 5.0141e-32
5 | [68 empty] | 0 | [69 empty] | 0 | 0 | 0 | 0 | 0 | 0 | 0 | 0 | 0 | 0 | 0 | 0
5 | [126 empty] | 0 | 0 | 0 | 0 | 0 | 0 | 0 | 0 | 0 | 0 | 0 | 0
5 | [120 empty] | 0 | 0 | 0 | 0 | 0
5.0926 | [57 empty] | 0
5.1435 | [55 empty] | 0 | 0
5.1444 | [30 empty] | 0 | 0 | 0 | 0 | 0 | 0
5.246 | [69 empty] | 5.4667e-07 | [55 empty] | 0.00014711
5.36 | [93 empty] | 0 | 0 | 0 | 0 | 0 | 0 | 0.00067 | 0.0014293
5.3936 | [47 empty] | 0 | 0 | 0 | 0 | 0 | [98 empty] | 0 | 0 | 0 | 0 | 0 | 0 | 0 | 0 | 0 | 0 | 0 | 0 | 0 | 0 | 0 | 0 | 0 | 0 | 0 | 0 | 0 | 0 | 0 | 0 | 0 | 0 | 0 | 0 | 0 | 0 | 0 | 0 | 0 | 0 | 0 | 0 | 0 | 0 | 0 | 0 | 0 | 0 | 0 | 0 | 0 | 0 | 0 | 0 | 0 | 0 | 0 | 0 | 0 | 0 | 0 | 0 | 0 | 0 | 0 | 0
5.4007 | [53 empty] | 0 | 0
5.7868 | [36 empty] | 0 | 0 | 0 | 0 | 0 | 0
5.8067 | [93 empty] | 0 | 0 | 0 | 0 | 0 | 0 | 0.00071467 | 0.0019207
5.9028 | [58 empty] | 0 | 0 | 0 | 0 | 0 | 0 | 0 | 0 | 0 | 0
6 | [126 empty] | 0 | 0 | 0 | 0 | 0 | 0 | 0 | 0 | 0 | 0 | 0 | 0
6 | [120 empty] | 0 | 0 | 0 | 0 | 0
6.0619 | 7.4161e-40 | 7.4161e-40 | 7.4161e-40 | 7.4161e-40 | 7.4161e-40 | 7.4161e-40 | 9.5399e-59 | 9.5399e-59 | 9.5399e-59 | 9.5399e-59 | 9.5399e-59 | 9.5399e-59 | 2.526e-56 | 2.526e-56 | 2.526e-56 | 2.526e-56 | 2.526e-56 | 2.526e-56 | 5.2735e-51 | 5.2735e-51 | 5.2735e-51 | 5.2735e-51 | 5.2735e-51 | 5.2735e-51 | 4.586e-52 | 4.586e-52 | 4.586e-52 | 4.586e-52 | 4.586e-52 | 4.586e-52
6.1111 | [57 empty] | 0
6.1722 | [53 empty] | 0 | 0
6.1722 | [55 empty] | 0 | 0
6.2533 | [93 empty] | 0 | 0 | 0 | 0 | 0 | 0 | 0.001206 | 0.0024567
6.2615 | [52 empty] | 0
6.4306 | [30 empty] | 0 | 0 | 0 | 0 | 0 | 0
6.4723 | [47 empty] | 0 | 0 | 0 | 0 | 0 | [98 empty] | 0 | 0 | 0 | 0 | 0 | 0 | 0 | 0 | 0 | 0 | 0 | 0 | 0 | 0 | 0 | 0 | 0 | 0 | 0 | 0 | 0 | 0 | 0 | 0 | 0 | 0 | 0 | 0 | 0 | 0 | 0 | 0 | 0 | 0 | 0 | 0 | 0 | 0 | 0 | 0 | 0 | 0 | 0 | 0 | 0 | 0 | 0 | 0 | 0 | 0 | 0 | 0 | 0 | 0 | 0 | 0 | 0 | 0 | 0 | 0
6.6667 | [70 empty] | 0 | 0 | 0 | 0
6.6667 | [85 empty] | 0 | 0 | 0 | 0 | 0 | 0 | 0 | 0
6.7 | [93 empty] | 0 | 0 | 0 | 0 | 0 | 0 | 0.0020993 | 0.0030373
6.7056 | [101 empty] | 0 | 0 | 0 | 0 | 0.0008 | 0 | 0 | 0 | 0 | 0.004
6.7056 | [111 empty] | 0 | 0 | 0 | 0 | 0 | 0
6.8866 | [58 empty] | 0 | 0 | 0 | 0 | 0 | 0 | 0 | 0 | 0 | 0
6.9437 | [53 empty] | 0 | 0
6.9947 | [69 empty] | 8.2952e-07 | [55 empty] | 0.00018158
7 | [126 empty] | 0 | 0 | 0 | 0 | 0 | 0 | 0 | 0 | 0 | 0 | 0 | 0
7 | [120 empty] | 0 | 0 | 0 | 0 | 0
7.1296 | [57 empty] | 0
7.1467 | [93 empty] | 0 | 0 | 0 | 0 | 0 | 0 | 0.0032607 | 0.0037967
7.2009 | [55 empty] | 0 | 0
7.551 | [47 empty] | 0 | 0 | 0 | 0 | 0 | [98 empty] | 0 | 0 | 0 | 0 | 0 | 0 | 0 | 0 | 0 | 0 | 0 | 0 | 0 | 0 | 0 | 0 | 0 | 0 | 0 | 0 | 0 | 0 | 0 | 0 | 0 | 0 | 0 | 0 | 0 | 0 | 0 | 0 | 0 | 0 | 0 | 0 | 0 | 0 | 0 | 0 | 0 | 0 | 0 | 0 | 0 | 0 | 0 | 0 | 0 | 0 | 0 | 0 | 0 | 0 | 0 | 0 | 0 | 0 | 0 | 0
7.5774 | 8.8585e-32 | 8.8585e-32 | 8.8585e-32 | 8.8585e-32 | 8.8585e-32 | 8.8585e-32 | 1.0236e-46 | 1.0236e-46 | 1.0236e-46 | 1.0236e-46 | 1.0236e-46 | 1.0236e-46 | 4.3307e-45 | 4.3307e-45 | 4.3307e-45 | 4.3307e-45 | 4.3307e-45 | 4.3307e-45 | 4.2368e-41 | 4.2368e-41 | 4.2368e-41 | 4.2368e-41 | 4.2368e-41 | 4.2368e-41 | 1.5359e-42 | 1.5359e-42 | 1.5359e-42 | 1.5359e-42 | 1.5359e-42 | 1.5359e-42
7.5933 | [93 empty] | 0 | 0 | 0 | 0 | 0 | 0.00022333 | 0.0046007 | 0.004824
7.7153 | [53 empty] | 0 | 0
7.7157 | [36 empty] | 0 | 0 | 0 | 0 | 0 | 0
7.7167 | [30 empty] | 0.021761 | 0.021761 | 0.021761 | 0.021761 | 0.021761 | 0.021761
7.8269 | [52 empty] | 0
7.8704 | [58 empty] | 0 | 0 | 0 | 0 | 0 | 0 | 0 | 0 | 0 | 0
8 | [126 empty] | 0 | 0 | 0 | 0 | 0 | 0 | 0 | 0 | 0 | 0 | 0 | 0
8 | [120 empty] | 0 | 0 | 0 | 0 | 0
8.04 | [93 empty] | 0 | 0 | 0 | 0 | 0 | 0.00049133 | 0.00603 | 0.0060747
8.1481 | [57 empty] | 0
8.2296 | [55 empty] | 0 | 0
8.4867 | [93 empty] | 0 | 0 | 0 | 0 | 0 | 0.000804 | 0.007772 | 0.0075933
8.4868 | [53 empty] | 0 | 0
8.6297 | [47 empty] | 0 | 0 | 0 | 0 | 0 | [98 empty] | 0 | 0 | 0 | 0 | 0 | 0 | 0 | 0 | 0 | 0 | 0 | 0 | 0 | 0 | 0 | 0 | 0 | 0 | 0 | 0 | 0 | 0 | 0 | 0 | 0 | 0 | 0 | 0 | 0 | 0 | 0 | 0 | 0 | 0 | 0 | 0 | 0 | 0 | 0 | 0 | 0 | 0 | 0 | 0 | 0 | 0 | 0 | 0 | 0 | 0 | 0 | 0 | 0 | 0 | 0 | 0 | 0 | 0 | 0 | 0
8.7434 | [69 empty] | 1.2587e-06 | [55 empty] | 0.00022412
8.7507 | [42 empty] | 0 | 0 | 0 | 0 | 0
8.8542 | [58 empty] | 0 | 0 | 0 | 0 | 0 | 0 | 0 | 0 | 0 | 0
8.9333 | [93 empty] | 0 | 0 | 0 | 0 | 0 | 0.0011613 | 0.010095 | 0.0093353
8.9408 | [101 empty] | 0 | 0 | 0 | 0 | 0.0034 | 0 | 0 | 0 | 0 | 0.0098
8.9408 | [111 empty] | 0 | 0 | 0 | 0.0009 | 0 | 0
9 | [126 empty] | 0 | 0 | 0 | 0 | 0 | 0 | 0 | 0 | 0 | 0 | 0 | 0
9 | [120 empty] | 0 | 0 | 0 | 0 | 0
9.0028 | [30 empty] | 0.023891 | 0.023891 | 0.023891 | 0.023891 | 0.023891 | 0.023891
9.0929 | 6.5967e-26 | 6.5967e-26 | 6.5967e-26 | 6.5967e-26 | 6.5967e-26 | 6.5967e-26 | 5.841e-38 | 5.841e-38 | 5.841e-38 | 5.841e-38 | 5.841e-38 | 5.841e-38 | 6.9289e-37 | 6.9289e-37 | 6.9289e-37 | 6.9289e-37 | 6.9289e-37 | 6.9289e-37 | 7.615e-34 | 7.615e-34 | 7.615e-34 | 7.615e-34 | 7.615e-34 | 7.615e-34 | 2.2575e-35 | 2.2575e-35 | 2.2575e-35 | 2.2575e-35 | 2.2575e-35 | 2.2575e-35
9.1667 | [57 empty] | 0
9.2583 | [53 empty] | 0 | 0
9.2583 | [55 empty] | 0 | 0
9.38 | [93 empty] | 0 | 0 | 0 | 0 | 0 | 0.0015633 | 0.013177 | 0.011479
9.3923 | [52 empty] | 0
9.6117 | [74 empty] | 0 | 0 | 0 | 0 | 0 | 0 | 0 | 0 | 0 | 0 | 0
9.6447 | [36 empty] | 0 | 0 | 0 | 0 | 0 | 0
9.7085 | [47 empty] | 0 | 0 | 0 | 0 | 0 | [98 empty] | 0 | 0 | 0 | 0 | 0 | 0 | 0 | 0 | 0 | 0 | 0 | 0 | 0 | 0 | 0 | 0 | 0 | 0 | 0 | 0 | 0 | 0 | 0 | 0 | 0 | 0 | 0 | 0 | 0 | 0 | 0 | 0 | 0 | 0 | 0 | 0 | 0 | 0 | 0 | 0 | 0 | 0 | 0 | 0 | 0 | 0 | 0 | 0 | 0 | 0 | 0 | 0 | 0 | 0 | 0 | 0 | 0 | 0 | 0 | 0
9.8267 | [93 empty] | 0 | 0 | 0 | 0 | 0.00067 | 0.0021887 | 0.017331 | 0.014293
9.838 | [58 empty] | 0.0006375 | 0.00092083 | 0.0057375 | 0.0012042 | 0.0006375 | 0 | 0 | 0 | 0 | 0
10 | [70 empty] | 0 | 0 | 0 | 0
10 | [85 empty] | 0 | 0 | 0 | 0.00093333 | 0 | 0.0013333 | 0.0024 | 0.0013333
10 | [117 empty] | 1.139e-20 | 4.1856e-19 | 2.4938e-18
10 | [68 empty] | 0 | [69 empty] | 0 | 0 | 0 | 0 | 0 | 0 | 0 | 0 | 0 | 0 | 0 | 0
10 | [126 empty] | 0 | 0 | 0 | 0 | 0 | 0 | 0 | 0 | 0 | 0 | 0 | 0
10 | [120 empty] | 0 | 0 | 0 | 0 | 0
10.0299 | [53 empty] | 0 | 0
10.1852 | [57 empty] | 0
10.2733 | [93 empty] | 0 | 0 | 0 | 0 | 0.000938 | 0.003484 | 0.026666 | 0.01809
10.287 | [55 empty] | 0 | 0
10.2889 | [30 empty] | 0.025928 | 0.025928 | 0.025928 | 0.025928 | 0.025928 | 0.025928
10.492 | [69 empty] | 1.91e-06 | [55 empty] | 0.00027663
10.5728 | [74 empty] | 0 | 0 | 0 | 0 | 0 | 0 | 0 | 0 | 0 | 0 | 0
10.6084 | 1.8813e-21 | 1.8813e-21 | 1.8813e-21 | 1.8813e-21 | 1.8813e-21 | 1.8813e-21 | 2.6163e-31 | 2.6163e-31 | 2.6163e-31 | 2.6163e-31 | 2.6163e-31 | 2.6163e-31 | 1.2415e-30 | 1.2415e-30 | 1.2415e-30 | 1.2415e-30 | 1.2415e-30 | 1.2415e-30 | 2.6788e-28 | 2.6788e-28 | 2.6788e-28 | 2.6788e-28 | 2.6788e-28 | 2.6788e-28 | 9.5215e-30 | 9.5215e-30 | 9.5215e-30 | 9.5215e-30 | 9.5215e-30 | 9.5215e-30
10.72 | [93 empty] | 0 | 0 | 0 | 0.00067 | 0.0014293 | 0.00536 | 0.041227 | 0.023048
10.7872 | [47 empty] | 0 | 0 | 0 | 0 | 0 | [98 empty] | 0 | 0 | 0 | 0 | 0 | 0 | 0 | 0 | 0 | 0 | 0 | 0 | 0 | 0 | 0 | 0 | 0 | 0 | 0 | 0 | 0 | 0 | 0 | 0 | 0 | 0 | 0 | 0 | 0 | 0 | 0 | 0 | 0 | 0 | 0 | 0 | 0 | 0 | 0 | 0 | 0 | 0 | 0 | 0 | 0 | 0 | 0 | 0 | 0 | 0 | 0 | 0 | 0 | 0 | 0 | 0 | 0 | 0 | 0 | 0
10.8014 | [53 empty] | 0 | 0
10.8218 | [58 empty] | 0.0006375 | 0.0012042 | 0.0073667 | 0.001275 | 0.0020542 | 0 | 0 | 0 | 0 | 0
10.9577 | [52 empty] | 0
11 | [126 empty] | 0 | 0 | 0 | 0 | 0 | 0 | 0 | 0 | 0 | 0 | 0 | 0
11 | [120 empty] | 0 | 0.0003 | 0 | 0 | 0
11.1667 | [93 empty] | 0 | 0 | 0 | 0.00071467 | 0.002144 | 0.0075933 | 0.057933 | 0.033411
11.176 | [101 empty] | 0 | 0 | 0 | 0 | 0.0118 | 0 | 0 | 0 | 0 | 0.0284
11.176 | [111 empty] | 0.0028 | 0 | 0 | 0.0008 | 0 | 0
11.2037 | [57 empty] | 0
11.3157 | [55 empty] | 0 | 0
11.534 | [74 empty] | 0 | 0 | 0 | 0 | 0 | 0 | 0 | 0 | 0 | 0 | 0
11.5729 | [53 empty] | 0 | 0
11.5736 | [36 empty] | 0.025416 | 0.025416 | 0.025416 | 0.025416 | 0.025416 | 0.025416
11.575 | [30 empty] | 0.027965 | 0.027965 | 0.027965 | 0.027965 | 0.027965 | 0.027965
11.6133 | [93 empty] | 0 | 0 | 0 | 0.00089333 | 0.0034393 | 0.010095 | 0.078167 | 0.051233
11.8056 | [58 empty] | 0.0006375 | 0.0013458 | 0.00765 | 0.001275 | 0.0028333 | 0 | 0 | 0 | 0 | 0
11.8659 | [47 empty] | 0 | 0 | 0 | 0 | 0 | [98 empty] | 0 | 0 | 0 | 0 | 0 | 0 | 0 | 0 | 0 | 0 | 0 | 0 | 0 | 0 | 0 | 0 | 0 | 0 | 0 | 0 | 0 | 0 | 0 | 0 | 0 | 0 | 0 | 0 | 0 | 0 | 0 | 0 | 0 | 0 | 0 | 0 | 0 | 0 | 0 | 0 | 0 | 0 | 0 | 0 | 0 | 0 | 0 | 0 | 0 | 0 | 0 | 0 | 0 | 0 | 0 | 0 | 0 | 0 | 0 | 0
12 | [126 empty] | 0 | 0 | 0 | 0 | 0 | 0 | 0 | 0 | 0 | 0 | 0 | 0
12 | [120 empty] | 0 | 0.0007 | 0 | 0.002 | 0
12.06 | [93 empty] | 0 | 0 | 0 | 0.0011167 | 0.0053153 | 0.012864 | 0.10336 | 0.065883
12.1238 | 5.7161e-18 | 5.7161e-18 | 5.7161e-18 | 5.7161e-18 | 5.7161e-18 | 5.7161e-18 | 4.1965e-26 | 4.1965e-26 | 4.1965e-26 | 4.1965e-26 | 4.1965e-26 | 4.1965e-26 | 1.0127e-25 | 1.0127e-25 | 1.0127e-25 | 1.0127e-25 | 1.0127e-25 | 1.0127e-25 | 6.2792e-24 | 6.2792e-24 | 6.2792e-24 | 6.2792e-24 | 6.2792e-24 | 6.2792e-24 | 3.0295e-25 | 3.0295e-25 | 3.0295e-25 | 3.0295e-25 | 3.0295e-25 | 3.0295e-25
12.2222 | [57 empty] | 0
12.2407 | [69 empty] | 2.8982e-06 | [55 empty] | 0.00034145
12.3444 | [53 empty] | 0 | 0
12.3444 | [55 empty] | 0 | 0
12.4952 | [74 empty] | 0 | 0 | 0 | 0 | 0 | 0 | 0 | 0 | 0 | 0 | 0
12.5067 | [93 empty] | 0 | 0 | 0.00044667 | 0.0013847 | 0.0075933 | 0.016795 | 0.13476 | 0.08308
12.5231 | [52 empty] | 0
12.7894 | [58 empty] | 0.00056667 | 0.0014875 | 0.0070125 | 0.0012042 | 0.0031167 | 0 | 0 | 0 | 0 | 0
12.8611 | [30 empty] | 0.02815 | 0.02815 | 0.02815 | 0.02815 | 0.02815 | 0.02815
12.9446 | [47 empty] | 0 | 0 | 0 | 0 | 0 | [98 empty] | 0 | 0 | 0 | 0 | 0 | 0 | 0 | 0 | 0 | 0 | 0 | 0 | 0 | 0 | 0 | 0 | 0 | 0 | 0 | 0 | 0 | 0 | 0 | 0 | 0 | 0 | 0 | 0 | 0 | 0 | 0 | 0 | 0 | 0 | 0 | 0 | 0 | 0 | 0 | 0 | 0 | 0 | 0 | 0 | 0 | 0 | 0 | 0 | 0 | 0 | 0 | 0 | 0 | 0 | 0 | 0 | 0 | 0 | 0 | 0
12.9533 | [93 empty] | 0 | 0 | 0.00084867 | 0.001742 | 0.010675 | 0.023539 | 0.17192 | 0.10854
13 | [126 empty] | 0 | 0 | 0 | 0 | 0 | 0 | 0 | 0 | 0 | 0 | 0 | 0
13 | [120 empty] | 0 | 0.0116 | 0 | 0.0067 | 0
13.116 | [53 empty] | 0 | 0
13.1261 | [42 empty] | 0 | 0 | 0 | 0 | 0
13.2407 | [57 empty] | 0
13.3333 | [70 empty] | 0 | 0 | 0 | 0
13.3333 | [85 empty] | 0 | 0 | 0.0026667 | 0.0048667 | 0.0012667 | 0.0022 | 0.0044667 | 0.0056667
13.3731 | [55 empty] | 0 | 0
13.4 | [93 empty] | 0 | 0 | 0.0013847 | 0.002144 | 0.015053 | 0.041897 | 0.2102 | 0.14168
13.4112 | [101 empty] | 0 | 0 | 0 | 0 | 0.0241 | 0 | 0 | 0 | 0 | 0.0562
13.4112 | [111 empty] | 0.0028 | 0.0012 | 0 | 0.001 | 0 | 0.002
13.4563 | [74 empty] | 0 | 0 | 0 | 0 | 0 | 0 | 0 | 0 | 0 | 0.00067282 | 0
13.5025 | [36 empty] | 0.026943 | 0.026943 | 0.026943 | 0.026943 | 0.026943 | 0.026943
13.6393 | 3.464e-15 | 3.464e-15 | 3.464e-15 | 3.464e-15 | 3.464e-15 | 3.464e-15 | 6.1121e-22 | 6.1121e-22 | 6.1121e-22 | 6.1121e-22 | 6.1121e-22 | 6.1121e-22 | 8.8925e-22 | 8.8925e-22 | 8.8925e-22 | 8.8925e-22 | 8.8925e-22 | 8.8925e-22 | 2.081e-20 | 2.081e-20 | 2.081e-20 | 2.081e-20 | 2.081e-20 | 2.081e-20 | 1.3779e-21 | 1.3779e-21 | 1.3779e-21 | 1.3779e-21 | 1.3779e-21 | 1.3779e-21
13.7731 | [58 empty] | 0.00056667 | 0.0014167 | 0.0057375 | 0.0010625 | 0.002975 | 0 | 0 | 0 | 0 | 0
13.8467 | [93 empty] | 0 | 0 | 0.0019653 | 0.0025907 | 0.021172 | 0.060255 | 0.2479 | 0.17688
13.8875 | [53 empty] | 0 | 0
13.9894 | [69 empty] | 4.3977e-06 | [55 empty] | 0.00042145
14 | [126 empty] | 0 | 0 | 0 | 0 | 0 | 0 | 0 | 0 | 0 | 0 | 0 | 0
14 | [120 empty] | 0 | 0.0393 | 0 | 0.0043 | 0
14.0233 | [47 empty] | 0 | 0 | 0 | 0 | 0 | [98 empty] | 0 | 0 | 0 | 0 | 0 | 0 | 0 | 0 | 0 | 0 | 0 | 0 | 0 | 0 | 0 | 0 | 0 | 0 | 0 | 0 | 0 | 0 | 0 | 0 | 0 | 0 | 0 | 0 | 0 | 0 | 0 | 0 | 0 | 0 | 0 | 0 | 0 | 0 | 0 | 0 | 0 | 0 | 0 | 0 | 0 | 0 | 0 | 0 | 0 | 0 | 0 | 0 | 0 | 0 | 0 | 0 | 0 | 0 | 0 | 0
14.0885 | [52 empty] | 0
14.1472 | [30 empty] | 0.02815 | 0.02815 | 0.02815 | 0.02815 | 0.02815 | 0.02815
14.2593 | [57 empty] | 0
14.2933 | [93 empty] | 0 | 0.00031267 | 0.0025907 | 0.0034393 | 0.035689 | 0.081561 | 0.28618 | 0.21386
14.4019 | [55 empty] | 0 | 0
14.4175 | [74 empty] | 0 | 0 | 0 | 0 | 0 | 0 | 0 | 0 | 0 | 0.00096117 | 0
14.659 | [53 empty] | 0 | 0
14.74 | [93 empty] | 0 | 0.001072 | 0.0037967 | 0.0050473 | 0.056637 | 0.10858 | 0.32674 | 0.25295
14.7569 | [58 empty] | 0.00056667 | 0.001275 | 0.0041083 | 0.00092083 | 0.00255 | 0 | 0 | 0 | 0 | 0
15 | [117 empty] | 5.8634e-14 | 7.8369e-13 | 3.4487e-12
15 | [68 empty] | 0 | [69 empty] | 0 | 0 | 0 | 0 | 0 | 0 | 0 | 0 | 0 | 0 | 0 | 0
15 | [126 empty] | 0 | 0 | 0 | 0 | 0 | 0 | 0 | 0 | 0 | 0 | 0 | 0
15 | [120 empty] | 0 | 0.0698 | 0 | 0.0041 | 0.0011
15.1021 | [47 empty] | 0 | 0 | 0 | 0 | 0 | [98 empty] | 0 | 0 | 0 | 0 | 0 | 0 | 0 | 0 | 0 | 0 | 0 | 0 | 0 | 0 | 0 | 0 | 0 | 0 | 0 | 0 | 0 | 0 | 0 | 0 | 0 | 0 | 0 | 0 | 0 | 0 | 0 | 0 | 0 | 0 | 0 | 0 | 0 | 0 | 0 | 0 | 0 | 0 | 0 | 0 | 0 | 0 | 0 | 0 | 0 | 0 | 0 | 0 | 0 | 0 | 0 | 0 | 0 | 0 | 0 | 0
15.1548 | 6.3014e-13 | 6.3014e-13 | 6.3014e-13 | 6.3014e-13 | 6.3014e-13 | 6.3014e-13 | 1.4828e-18 | 1.4828e-18 | 1.4828e-18 | 1.4828e-18 | 1.4828e-18 | 1.4828e-18 | 1.4738e-18 | 1.4738e-18 | 1.4738e-18 | 1.4738e-18 | 1.4738e-18 | 1.4738e-18 | 1.5937e-17 | 1.5937e-17 | 1.5937e-17 | 1.5937e-17 | 1.5937e-17 | 1.5937e-17 | 1.4152e-18 | 1.4152e-18 | 1.4152e-18 | 1.4152e-18 | 1.4152e-18 | 1.4152e-18
15.1867 | [93 empty] | 0 | 0.00201 | 0.0061193 | 0.0070127 | 0.079641 | 0.14503 | 0.35644 | 0.29172
15.2778 | [57 empty] | 0
15.3787 | [74 empty] | 0 | 0 | 0 | 0 | 0 | 0 | 0 | 0 | 0 | 0.0025952 | 0
15.4306 | [53 empty] | 0 | 0
15.4306 | [55 empty] | 0 | 0
15.4315 | [36 empty] | 0.028471 | 0.028471 | 0.028471 | 0.028471 | 0.028471 | 0.028471
15.4333 | [30 empty] | 0.02815 | 0.02815 | 0.02815 | 0.02815 | 0.02815 | 0.02815
15.6333 | [93 empty] | 0.000268 | 0.0038413 | 0.00871 | 0.0092907 | 0.10787 | 0.1863 | 0.38596 | 0.32951
15.6464 | [101 empty] | 0 | 0 | 0 | 0 | 0.0482 | 0 | 0 | 0 | 0.001 | 0.1032
15.6464 | [111 empty] | 0.0029 | 0.0021 | 0 | 0.0014 | 0.0023 | 0.0021
15.6539 | [52 empty] | 0
15.738 | [69 empty] | 6.6731e-06 | [55 empty] | 0.00052019
15.7407 | [58 empty] | 0.00070833 | 0.00092083 | 0.00255 | 0.00077917 | 0.0019833 | 0 | 0 | 0 | 0 | 0
16 | [126 empty] | 0 | 0 | 0 | 0 | 0 | 0 | 0 | 0 | 0 | 0 | 0 | 0
16 | [120 empty] | 0.0053 | 0.1802 | 0.0019 | 0.0189 | 0.0108
16.08 | [93 empty] | 0.00067 | 0.0059853 | 0.010809 | 0.012105 | 0.14552 | 0.23128 | 0.41151 | 0.36256
16.1808 | [47 empty] | 0 | 0 | 0 | 0 | 0 | [98 empty] | 0 | 0 | 0 | 0 | 0 | 0 | 0 | 0 | 0 | 0 | 0 | 0 | 0 | 0 | 0 | 0 | 0 | 0 | 0 | 0 | 0 | 0 | 0 | 0 | 0 | 0 | 0 | 0 | 0 | 0 | 0 | 0 | 0 | 0 | 0 | 0 | 0 | 0 | 0 | 0 | 0 | 0 | 0 | 0 | 0 | 0 | 0 | 0 | 0 | 0 | 0 | 0 | 0 | 0 | 0 | 0 | 0 | 0 | 0 | 0
16.2021 | [53 empty] | 0 | 0
16.2963 | [57 empty] | 0
16.3398 | [74 empty] | 0 | 0 | 0 | 0 | 0 | 0 | 0 | 0 | 0 | 0.0055748 | 0
16.4593 | [55 empty] | 0 | 0
16.5267 | [93 empty] | 0.002278 | 0.007772 | 0.012239 | 0.015455 | 0.19711 | 0.2806 | 0.4271 | 0.38896
16.6667 | [70 empty] | 6.6667e-05 | 6.6667e-05 | 0 | 0
16.6667 | [85 empty] | 0 | 0.0014 | 0.0042667 | 0.0098667 | 0.0017333 | 0.0026667 | 0.0051333 | 0.016
16.6703 | 4.55e-11 | 4.55e-11 | 4.55e-11 | 4.55e-11 | 4.55e-11 | 4.55e-11 | 9.0704e-16 | 9.0704e-16 | 9.0704e-16 | 9.0704e-16 | 9.0704e-16 | 9.0704e-16 | 6.7701e-16 | 6.7701e-16 | 6.7701e-16 | 6.7701e-16 | 6.7701e-16 | 6.7701e-16 | 3.9478e-15 | 3.9478e-15 | 3.9478e-15 | 3.9478e-15 | 3.9478e-15 | 3.9478e-15 | 4.5634e-16 | 4.5634e-16 | 4.5634e-16 | 4.5634e-16 | 4.5634e-16 | 4.5634e-16
16.7194 | [30 empty] | 0.02815 | 0.02815 | 0.02815 | 0.02815 | 0.02815 | 0.02815
16.7245 | [58 empty] | 0.002125 | 0.00049583 | 0.0012042 | 0.00077917 | 0.0013458 | 0 | 0 | 0 | 0 | 0
16.9733 | [93 empty] | 0.0053153 | 0.0095587 | 0.013847 | 0.019653 | 0.24254 | 0.31481 | 0.43738 | 0.41098
16.9736 | [53 empty] | 0 | 0
17 | [126 empty] | 0.00013103 | 0.00013103 | 0.00013103 | 0.00013103 | 0.00013103 | 0.00013103 | 0.00013103 | 0.00013103 | 0.00013103 | 0.00013103 | 0.00013103 | 0.00013103
17 | [120 empty] | 0.0161 | 0.3403 | 0.0114 | 0.0609 | 0.0364
17.2192 | [52 empty] | 0
17.2595 | [47 empty] | 0 | 0 | 0 | 0 | 0 | [98 empty] | 0 | 0 | 0 | 0 | 0 | 0 | 0 | 0 | 0 | 0 | 0 | 0 | 0 | 0 | 0 | 0 | 0 | 0 | 0 | 0 | 0 | 0 | 0 | 0 | 0 | 0 | 0 | 0 | 0 | 0 | 0 | 0 | 0 | 0 | 0 | 0 | 0 | 0 | 0 | 0 | 0 | 0 | 0 | 0 | 0 | 0 | 0 | 0 | 0.0047036 | 0.0047036 | 0.0047036 | 0.0047036 | 0.0047036 | 0.0047036 | 0.0047036 | 0.0047036 | 0.0047036 | 0.0047036 | 0.0047036 | 0.0047036
17.301 | [74 empty] | 0 | 0 | 0 | 0 | 0 | 0 | 0 | 0 | 0 | 0.012976 | 0
17.3148 | [57 empty] | 0
17.3604 | [36 empty] | 0.02986 | 0.02986 | 0.02986 | 0.02986 | 0.02986 | 0.02986
17.42 | [93 empty] | 0.008844 | 0.011792 | 0.016348 | 0.025058 | 0.28261 | 0.34769 | 0.44131 | 0.42733
17.4867 | [69 empty] | 1.0126e-05 | [55 empty] | 0.00064207
17.488 | [55 empty] | 0 | 0
17.5014 | [42 empty] | 0 | 0 | 0 | 0 | 0
17.7083 | [58 empty] | 0.0068 | 0.0006375 | 0.00056667 | 0.00085 | 0.00077917 | 0 | 0 | 0 | 0 | 0
17.7451 | [53 empty] | 0 | 0
17.8667 | [93 empty] | 0.012149 | 0.014919 | 0.023048 | 0.032741 | 0.32156 | 0.38253 | 0.44327 | 0.43626
17.8816 | [101 empty] | 0 | 0 | 0 | 0 | 0.0787 | 0 | 0 | 0 | 0.0053 | 0.1549
17.8816 | [111 empty] | 0.0039 | 0.003 | 0 | 0.002 | 0.0026 | 0.0025
18 | [126 empty] | 0.00023274 | 0.00023274 | 0.00023274 | 0.00023274 | 0.00023274 | 0.00023274 | 0.00023274 | 0.00023274 | 0.00023274 | 0.00023274 | 0.00023274 | 0.00023274
18 | [120 empty] | 0.0554 | 0.5065 | 0.0518 | 0.1173 | 0.1099
18.0056 | [30 empty] | 0.028984 | 0.028984 | 0.028984 | 0.028984 | 0.028984 | 0.028984
18.1858 | 1.5901e-09 | 1.5901e-09 | 1.5901e-09 | 1.5901e-09 | 1.5901e-09 | 1.5901e-09 | 1.878e-13 | 1.878e-13 | 1.878e-13 | 1.878e-13 | 1.878e-13 | 1.878e-13 | 1.1323e-13 | 1.1323e-13 | 1.1323e-13 | 1.1323e-13 | 1.1323e-13 | 1.1323e-13 | 4.0174e-13 | 4.0174e-13 | 4.0174e-13 | 4.0174e-13 | 4.0174e-13 | 4.0174e-13 | 5.8734e-14 | 5.8734e-14 | 5.8734e-14 | 5.8734e-14 | 5.8734e-14 | 5.8734e-14
18.2622 | [74 empty] | 0 | 0 | 0 | 0 | 0 | 0 | 0 | 0 | 0 | 0.030373 | 0
18.3133 | [93 empty] | 0.015589 | 0.020949 | 0.034349 | 0.041406 | 0.36323 | 0.40866 | 0.44363 | 0.44193
18.3333 | [57 empty] | 0
18.3382 | [47 empty] | 0 | 0 | 0 | 0 | 0 | [98 empty] | 0 | 0 | 0 | 0 | 0 | 0 | 0 | 0 | 0 | 0 | 0 | 0 | 0 | 0 | 0 | 0 | 0 | 0 | 0 | 0 | 0 | 0 | 0 | 0 | 0 | 0 | 0 | 0 | 0 | 0 | 0 | 0 | 0 | 0 | 0 | 0 | 0 | 0 | 0 | 0 | 0 | 0 | 0 | 0 | 0 | 0 | 0 | 0 | 0.021294 | 0.021294 | 0.021294 | 0.021294 | 0.021294 | 0.021294 | 0.021294 | 0.021294 | 0.021294 | 0.021294 | 0.021294 | 0.021294
18.5167 | [53 empty] | 0 | 0
18.5167 | [55 empty] | 0 | 0
18.6921 | [58 empty] | 0.0136 | 0.0024792 | 0.00085 | 0.0010625 | 0.000425 | 0.00035417 | 0 | 0 | 0 | 0
18.76 | [93 empty] | 0.019832 | 0.030373 | 0.046811 | 0.049714 | 0.39557 | 0.42402 | 0.44394 | 0.44492
18.7846 | [52 empty] | 0
19 | [126 empty] | 0.00040075 | 0.00040075 | 0.00040075 | 0.00040075 | 0.00040075 | 0.00040075 | 0.00040075 | 0.00040075 | 0.00040075 | 0.00040075 | 0.00040075 | 0.00040075
19 | [120 empty] | 0.1131 | 0.713 | 0.1461 | 0.2655 | 0.2034
19.2067 | [93 empty] | 0.025862 | 0.043639 | 0.062042 | 0.060389 | 0.41674 | 0.43492 | 0.44412 | 0.4464
19.2233 | [74 empty] | 0 | 0 | 0 | 0 | 0 | 0 | 0 | 0 | 0 | 0.047386 | 0
19.2354 | [69 empty] | 1.5365e-05 | [55 empty] | 0.0007925
19.2882 | [53 empty] | 0.0014999 | 0.0018887
19.2894 | [36 empty] | 0.030277 | 0.030277 | 0.030277 | 0.030277 | 0.030277 | 0.030277
19.2917 | [30 empty] | 0.030095 | 0.030095 | 0.030095 | 0.030095 | 0.030095 | 0.030095
19.3519 | [57 empty] | 0
19.4169 | [47 empty] | 0 | 0 | 0 | 0 | 0 | [98 empty] | 0 | 0 | 0 | 0 | 0 | 0 | 0 | 0 | 0 | 0 | 0 | 0 | 0 | 0 | 0 | 0 | 0 | 0 | 0 | 0 | 0 | 0 | 0 | 0 | 0 | 0 | 0 | 0 | 0 | 0 | 0 | 0 | 0 | 0 | 0 | 0 | 0 | 0 | 0 | 0 | 0 | 0 | 0 | 0 | 0 | 0 | 0 | 0 | 0.047207 | 0.047207 | 0.047207 | 0.047207 | 0.047207 | 0.047207 | 0.047207 | 0.047207 | 0.047207 | 0.047207 | 0.047207 | 0.047207
19.5454 | [55 empty] | 0 | 0
19.6533 | [93 empty] | 0.035421 | 0.058111 | 0.077095 | 0.079283 | 0.43219 | 0.44095 | 0.4443 | 0.44649
19.6759 | [58 empty] | 0.019125 | 0.0066583 | 0.0024083 | 0.0014875 | 0.00035417 | 0.00085 | 0 | 0 | 0 | 0
19.7012 | 3.1101e-08 | 3.1101e-08 | 3.1101e-08 | 3.1101e-08 | 3.1101e-08 | 3.1101e-08 | 1.6324e-11 | 1.6324e-11 | 1.6324e-11 | 1.6324e-11 | 1.6324e-11 | 1.6324e-11 | 8.4212e-12 | 8.4212e-12 | 8.4212e-12 | 8.4212e-12 | 8.4212e-12 | 8.4212e-12 | 2.0011e-11 | 2.0011e-11 | 2.0011e-11 | 2.0011e-11 | 2.0011e-11 | 2.0011e-11 | 3.6064e-12 | 3.6064e-12 | 3.6064e-12 | 3.6064e-12 | 3.6064e-12 | 3.6064e-12
20 | [70 empty] | 0.00046667 | 0.00046667 | 0 | 0
20 | [85 empty] | 0.0018 | 0.0023333 | 0.0084667 | 0.0188 | 0.0025333 | 0.0024 | 0.010867 | 0.038933
20 | [117 empty] | 4.6082e-10 | 3.2999e-09 | 1.1553e-08
20 | [68 empty] | 0 | [69 empty] | 0 | 0 | 0 | 0 | 0 | 0 | 0 | 0 | 0 | 0 | 0 | 0
20 | [126 empty] | 0.00067108 | 0.00067108 | 0.00067108 | 0.00067108 | 0.00067108 | 0.00067108 | 0.00067108 | 0.00067108 | 0.00067108 | 0.00067108 | 0.00067108 | 0.00067108
20 | [120 empty] | 0.2284 | 0.8451 | 0.3115 | 0.3733 | 0.3691
20.0597 | [53 empty] | 0.0036107 | 0.0053328
20.1 | [93 empty] | 0.047257 | 0.072047 | 0.090271 | 0.10367 | 0.43948 | 0.44336 | 0.44439 | 0.44667
20.1168 | [101 empty] | 0 | 0 | 0 | 0.0028 | 0.1176 | 0 | 0 | 0 | 0.0125 | 0.2128
20.1168 | [111 empty] | 0.0047 | 0.0045 | 0 | 0.0026 | 0.0029 | 0.0031
20.1845 | [74 empty] | 0 | 0 | 0 | 0 | 0 | 0 | 0 | 0 | 0 | 0.075259 | 0
20.35 | [52 empty] | 0
20.3704 | [57 empty] | 0
20.4956 | [47 empty] | 0 | 0 | 0 | 0 | 0 | [98 empty] | 0 | 0 | 0 | 0 | 0 | 0 | 0 | 0 | 0 | 0 | 0 | 0 | 0 | 0 | 0 | 0 | 0 | 0 | 0 | 0 | 0 | 0 | 0 | 0 | 0 | 0 | 0 | 0 | 0 | 0 | 0 | 0 | 0 | 0 | 0 | 0 | 0 | 0 | 0 | 0 | 0 | 0 | 0 | 0 | 0 | 0 | 0 | 0 | 0.082783 | 0.082783 | 0.082783 | 0.082783 | 0.082783 | 0.082783 | 0.082783 | 0.082783 | 0.082783 | 0.082783 | 0.082783 | 0.082783
20.5467 | [93 empty] | 0.062355 | 0.087591 | 0.10675 | 0.12556 | 0.44211 | 0.44381 | 0.44443
20.5741 | [55 empty] | 0 | 0
20.5778 | [30 empty] | 0.031114 | 0.031114 | 0.031114 | 0.031114 | 0.031114 | 0.031114
20.6597 | [58 empty] | 0.028617 | 0.012821 | 0.0054542 | 0.002125 | 0.0006375 | 0.0013458 | 0 | 0 | 0 | 0
20.8313 | [53 empty] | 0.0063327 | 0.0099434
20.9841 | [69 empty] | 2.3315e-05 | [55 empty] | 0.00097818
20.9933 | [93 empty] | 0.08107 | 0.10984 | 0.13373 | 0.14642 | 0.44336 | 0.44421 | 0.44667
21 | [126 empty] | 0.0010958 | 0.0010958 | 0.0010958 | 0.0010958 | 0.0010958 | 0.0010958 | 0.0010958 | 0.0010958 | 0.0010958 | 0.0010958 | 0.0010958 | 0.0010958
21 | [120 empty] | 0.4078 | 0.9292 | 0.5587 | 0.5664 | 0.6178
21.1457 | [74 empty] | 0 | 0 | 0 | 0 | 0 | 0 | 0 | 0 | 0 | 0.11486 | 0
21.2167 | 3.7966e-07 | 3.7966e-07 | 3.7966e-07 | 3.7966e-07 | 3.7966e-07 | 3.7966e-07 | 7.0022e-10 | 7.0022e-10 | 7.0022e-10 | 7.0022e-10 | 7.0022e-10 | 7.0022e-10 | 3.2359e-10 | 3.2359e-10 | 3.2359e-10 | 3.2359e-10 | 3.2359e-10 | 3.2359e-10 | 5.5657e-10 | 5.5657e-10 | 5.5657e-10 | 5.5657e-10 | 5.5657e-10 | 5.5657e-10 | 1.2092e-10 | 1.2092e-10 | 1.2092e-10 | 1.2092e-10 | 1.2092e-10 | 1.2092e-10
21.2183 | [36 empty] | 0.030277 | 0.030277 | 0.030277 | 0.030277 | 0.030277 | 0.030277
21.3889 | [57 empty] | 0
21.44 | [93 empty] | 0.10474 | 0.13735 | 0.16585 | 0.17116 | 0.44399 | 0.44452
21.5744 | [47 empty] | 0 | 0 | 0 | 0 | 0 | [98 empty] | 0 | 0 | 0 | 0 | 0 | 0 | 0 | 0 | 0 | 0 | 0 | 0 | 0 | 0 | 0 | 0 | 0 | 0 | 0 | 0 | 0 | 0 | 0 | 0 | 0 | 0 | 0 | 0 | 0 | 0 | 0 | 0 | 0 | 0 | 0 | 0 | 0 | 0 | 0 | 0 | 0 | 0 | 0 | 0 | 0 | 0 | 0 | 0 | 0.12606 | 0.12606 | 0.12606 | 0.12606 | 0.12606 | 0.12606 | 0.12606 | 0.12606 | 0.12606 | 0.12606 | 0.12606 | 0.12606
21.6028 | [53 empty] | 0.0093324 | 0.014998
21.6028 | [55 empty] | 0 | 0
21.6435 | [58 empty] | 0.047883 | 0.020896 | 0.0092792 | 0.0033292 | 0.0014875 | 0.0017 | 0 | 0 | 0 | 0
21.8639 | [30 empty] | 0.032317 | 0.032317 | 0.032317 | 0.032317 | 0.032317 | 0.032317
21.8768 | [42 empty] | 0 | 0 | 0 | 0 | 0
21.8867 | [93 empty] | 0.13101 | 0.16781 | 0.19747 | 0.20734 | 0.44452 | 0.44479
21.9154 | [52 empty] | 0
22 | [126 empty] | 0.0017491 | 0.0017491 | 0.0017491 | 0.0017491 | 0.0017491 | 0.0017491 | 0.0017491 | 0.0017491 | 0.0017491 | 0.0017491 | 0.0017491 | 0.0017491
22 | [120 empty] | 0.616 | 0.9713 | 0.8215 | 0.7171 | 0.8278
22.1068 | [74 empty] | 0 | 0 | 0 | 0 | 0 | 0 | 0 | 0 | 0 | 0.15773 | 0
22.3333 | [93 empty] | 0.1591 | 0.20064 | 0.23084 | 0.24428 | 0.44501 | 0.44501
22.352 | [101 empty] | 0 | 0 | 0 | 0.0062 | 0.1621 | 0 | 0 | 0 | 0.0273 | 0.2764
22.352 | [111 empty] | 0.0047 | 0.0047 | 0 | 0.0032 | 0.0033 | 0.0037
22.3743 | [53 empty] | 0.012665 | 0.020109
22.4074 | [57 empty] | 0
22.6273 | [58 empty] | 0.076004 | 0.032938 | 0.013388 | 0.0058792 | 0.0028333 | 0.0019833 | 7.0833e-05 | 0 | 0 | 0
22.6315 | [55 empty] | 0 | 0
22.6531 | [47 empty] | 0 | 0 | 0 | 0 | 0 | [98 empty] | 0 | 0 | 0 | 0 | 0 | 0 | 0 | 0 | 0 | 0 | 0 | 0 | 0 | 0 | 0 | 0 | 0 | 0 | 0 | 0 | 0 | 0 | 0 | 0 | 0 | 0 | 0 | 0 | 0 | 0 | 0 | 0 | 0 | 0 | 0 | 0 | 0.0052167 | 0.0052167 | 0.0052167 | 0.0052167 | 0.0052167 | 0.0052167 | 0.0052167 | 0.0052167 | 0.0052167 | 0.0052167 | 0.0052167 | 0.0052167 | 0.19883 | 0.19883 | 0.19883 | 0.19883 | 0.19883 | 0.19883 | 0.19883 | 0.19883 | 0.19883 | 0.19883 | 0.19883 | 0.19883
22.7322 | 3.1456e-06 | 3.1456e-06 | 3.1456e-06 | 3.1456e-06 | 3.1456e-06 | 3.1456e-06 | 1.6781e-08 | 1.6781e-08 | 1.6781e-08 | 1.6781e-08 | 1.6781e-08 | 1.6781e-08 | 7.2096e-09 | 7.2096e-09 | 7.2096e-09 | 7.2096e-09 | 7.2096e-09 | 7.2096e-09 | 9.5636e-09 | 9.5636e-09 | 9.5636e-09 | 9.5636e-09 | 9.5636e-09 | 9.5636e-09 | 2.4569e-09 | 2.4569e-09 | 2.4569e-09 | 2.4569e-09 | 2.4569e-09 | 2.4569e-09
22.7327 | [69 empty] | 3.5378e-05 | [55 empty] | 0.0012074
22.78 | [93 empty] | 0.18916 | 0.23262 | 0.2663 | 0.27894 | 0.44542 | 0.44519
23 | [126 empty] | 0.0027343 | 0.0027343 | 0.0027343 | 0.0027343 | 0.0027343 | 0.0027343 | 0.0027343 | 0.0027343 | 0.0027343 | 0.0027343 | 0.0027343 | 0.0027343
23 | [120 empty] | 0.7819 | 0.99 | 0.9593 | 0.8374 | 0.9362
23.068 | [74 empty] | 0 | 0 | 0 | 0 | 0 | 0 | 0 | 0 | 0.0021146 | 0.22011 | 0
23.1458 | [53 empty] | 0.016998 | 0.02622
23.1472 | [36 empty] | 0.030277 | 0.030277 | 0.030277 | 0.030277 | 0.030277 | 0.030277
23.15 | [30 empty] | 0.035188 | 0.035188 | 0.035188 | 0.035188 | 0.035188 | 0.035188
23.2267 | [93 empty] | 0.22119 | 0.26411 | 0.29404 | 0.30552 | 0.44577 | 0.44528
23.3333 | [70 empty] | 0.0015333 | 0.0015333 | 6.6667e-05 | 0
23.3333 | [85 empty] | 0.0011333 | 0.0042 | 0.016667 | 0.045133 | 0.0038 | 0.0053333 | 0.023067 | 0.075467
23.4259 | [57 empty] | 0
23.4808 | [52 empty] | 0
23.6111 | [58 empty] | 0.11185 | 0.049229 | 0.020471 | 0.010271 | 0.0046042 | 0.0022667 | 0.0011333 | 7.0833e-05 | 0 | 0
23.6602 | [55 empty] | 0 | 0
23.6733 | [93 empty] | 0.25764 | 0.29685 | 0.31843 | 0.32258 | 0.44604 | 0.44537
23.7318 | [47 empty] | 0 | 0 | 0 | 0 | 0 | [98 empty] | 0 | 0 | 0 | 0 | 0 | 0 | 0 | 0 | 0 | 0 | 0 | 0 | 0 | 0 | 0 | 0 | 0 | 0 | 0 | 0 | 0 | 0 | 0 | 0 | 0.006414 | 0.006414 | 0.006414 | 0.006414 | 0.006414 | 0.006414 | 0.006414 | 0.006414 | 0.006414 | 0.006414 | 0.006414 | 0.006414 | 0.022064 | 0.022064 | 0.022064 | 0.022064 | 0.022064 | 0.022064 | 0.022064 | 0.022064 | 0.022064 | 0.022064 | 0.022064 | 0.022064 | 0.38279 | 0.38279 | 0.38279 | 0.38279 | 0.38279 | 0.38279 | 0.38279 | 0.38279 | 0.38279 | 0.38279 | 0.38279 | 0.38279
23.9174 | [53 empty] | 0.022276 | 0.033219
24 | [126 empty] | 0.004194 | 0.004194 | 0.004194 | 0.004194 | 0.004194 | 0.004194 | 0.004194 | 0.004194 | 0.004194 | 0.004194 | 0.004194 | 0.004194
24 | [120 empty] | 0.9118 | 0.9975 | 0.994 | 0.9235 | 0.9864
24.0292 | [74 empty] | 0 | 0 | 0 | 0 | 0 | 0 | 0 | 0 | 0.0021146 | 0.28768 | 0
24.12 | [93 empty] | 0.29565 | 0.32665 | 0.34282 | 0.34206 | 0.44626 | 0.44542
24.2477 | 1.8887e-05 | 1.8887e-05 | 1.8887e-05 | 1.8887e-05 | 1.8887e-05 | 1.8887e-05 | 2.4761e-07 | 2.4761e-07 | 2.4761e-07 | 2.4761e-07 | 2.4761e-07 | 2.4761e-07 | 1.0192e-07 | 1.0192e-07 | 1.0192e-07 | 1.0192e-07 | 1.0192e-07 | 1.0192e-07 | 1.0989e-07 | 1.0989e-07 | 1.0989e-07 | 1.0989e-07 | 1.0989e-07 | 1.0989e-07 | 3.2829e-08 | 3.2829e-08 | 3.2829e-08 | 3.2829e-08 | 3.2829e-08 | 3.2829e-08
24.4361 | [30 empty] | 0.038151 | 0.038151 | 0.038151 | 0.038151 | 0.038151 | 0.038151
24.4444 | [57 empty] | 0
24.4814 | [69 empty] | 5.3683e-05 | [55 empty] | 0.0014902
24.5667 | [93 empty] | 0.32334 | 0.34907 | 0.36854 | 0.36913 | 0.4464 | 0.44546
24.5872 | [101 empty] | 0 | 0 | 0 | 0.0109 | 0.2103 | 0 | 0 | 0 | 0.0449 | 0.3434
24.5872 | [111 empty] | 0.0047 | 0.005 | 0.0001 | 0.0036 | 0.0036 | 0.0044
24.5949 | [58 empty] | 0.16759 | 0.0697 | 0.032938 | 0.016433 | 0.0069417 | 0.0031167 | 0.0026208 | 0.0006375 | 0 | 0
24.6889 | [53 empty] | 0.028442 | 0.041051
24.6889 | [55 empty] | 0 | 0
24.8105 | [47 empty] | 0 | 0 | 0 | 0 | 0 | [98 empty] | 0 | 0 | 0 | 0 | 0 | 0 | 0 | 0 | 0 | 0 | 0 | 0 | 0 | 0 | 0 | 0 | 0 | 0 | 0 | 0 | 0 | 0 | 0 | 0 | 0.014624 | 0.014624 | 0.014624 | 0.014624 | 0.014624 | 0.014624 | 0.014624 | 0.014624 | 0.014624 | 0.014624 | 0.014624 | 0.014624 | 0.047464 | 0.047464 | 0.047464 | 0.047464 | 0.047464 | 0.047464 | 0.047464 | 0.047464 | 0.047464 | 0.047464 | 0.047464 | 0.047464 | 0.56965 | 0.56965 | 0.56965 | 0.56965 | 0.56965 | 0.56965 | 0.56965 | 0.56965 | 0.56965 | 0.56965 | 0.56965 | 0.56965
24.9903 | [74 empty] | 0 | 0 | 0 | 0 | 0 | 0 | 0.00096117 | 0 | 0.0022107 | 0.35679 | 0
25 | [117 empty] | 1.5598e-07 | 7.2653e-07 | 2.1152e-06
25 | [68 empty] | 0 | [69 empty] | 0 | 0 | 0 | 0 | 0 | 0 | 0 | 0 | 0 | 0 | 0 | 0
25 | [126 empty] | 0.0063215 | 0.0063215 | 0.0063215 | 0.0063215 | 0.0063215 | 0.0063215 | 0.0063215 | 0.0063215 | 0.0063215 | 0.0063215 | 0.0063215 | 0.0063215
25 | [120 empty] | 0.9638 | 0.9984 |  | 0.9613 | 0.9979
25.0133 | [93 empty] | 0.34675 | 0.37149 | 0.39213 | 0.39177 | 0.44649 | 0.44667
25.0462 | [52 empty] | 0
25.0762 | [36 empty] | 0.030415 | 0.030415 | 0.030415 | 0.030415 | 0.030415 | 0.030415
25.46 | [93 empty] | 0.3693 | 0.39802 | 0.41022 | 0.40799 | 0.44667
25.4604 | [53 empty] | 0.036219 | 0.049217
25.463 | [57 empty] | 0
25.5787 | [58 empty] | 0.23141 | 0.10448 | 0.049158 | 0.024225 | 0.010129 | 0.0051 | 0.0044625 | 0.0014167 | 0 | 0
25.7176 | [55 empty] | 0 | 0
25.7222 | [30 empty] | 0.041022 | 0.041022 | 0.041022 | 0.041022 | 0.041022 | 0.041022
25.7632 | 8.6593e-05 | 8.6593e-05 | 8.6593e-05 | 8.6593e-05 | 8.6593e-05 | 8.6593e-05 | 2.4297e-06 | 2.4297e-06 | 2.4297e-06 | 2.4297e-06 | 2.4297e-06 | 2.4297e-06 | 9.8229e-07 | 9.8229e-07 | 9.8229e-07 | 9.8229e-07 | 9.8229e-07 | 9.8229e-07 | 8.9941e-07 | 8.9941e-07 | 8.9941e-07 | 8.9941e-07 | 8.9941e-07 | 8.9941e-07 | 3.0788e-07 | 3.0788e-07 | 3.0788e-07 | 3.0788e-07 | 3.0788e-07 | 3.0788e-07
25.8892 | [47 empty] | 0 | 0 | 0 | 0 | 0 | [98 empty] | 0 | 0 | 0 | 0 | 0 | 0 | 0 | 0 | 0 | 0 | 0 | 0 | 0 | 0 | 0 | 0 | 0 | 0 | 0 | 0 | 0 | 0 | 0 | 0 | 0.027281 | 0.027281 | 0.027281 | 0.027281 | 0.027281 | 0.027281 | 0.027281 | 0.027281 | 0.027281 | 0.027281 | 0.027281 | 0.027281 | 0.084579 | 0.084579 | 0.084579 | 0.084579 | 0.084579 | 0.084579 | 0.084579 | 0.084579 | 0.084579 | 0.084579 | 0.084579 | 0.084579 | 0.7217 | 0.7217 | 0.7217 | 0.7217 | 0.7217 | 0.7217 | 0.7217 | 0.7217 | 0.7217 | 0.7217 | 0.7217 | 0.7217
25.9067 | [93 empty] | 0.38981 | 0.4125 | 0.42433 | 0.42112
25.9515 | [74 empty] | 0 | 0 | 0 | 0 | 0 | 0 | 0.0015379 | 0 | 0.0024029 | 0.42532 | 0
26 | [126 empty] | 0.009376 | 0.009376 | 0.009376 | 0.009376 | 0.009376 | 0.009376 | 0.009376 | 0.009376 | 0.009376 | 0.009376 | 0.009376 | 0.009376
26 | [120 empty] | 0.9915 |  |  | 0.989
26.2301 | [69 empty] | 8.1458e-05 | [55 empty] | 0.0018394
26.2319 | [53 empty] | 0.045551 | 0.058161
26.2521 | [42 empty] | 0 | 0 | 0 | 0 | 0
26.3533 | [93 empty] | 0.40736 | 0.42264 | 0.43224 | 0.42992
26.4815 | [57 empty] | 0
26.5625 | [58 empty] | 0.3082 | 0.15088 | 0.070337 | 0.034496 | 0.014875 | 0.0082167 | 0.0065875 | 0.00255 | 0 | 0
26.6115 | [52 empty] | 0.00014007
26.6667 | [70 empty] | 0.027267 | 0.018267 | 0.00093333 | 0
26.6667 | [85 empty] | 0.0021333 | 0.0076 | 0.0224 | 0.098533 | 0.0085333 | 0.0081333 | 0.0368 | 0.13507
26.7463 | [55 empty] | 0 | 0
26.8 | [93 empty] | 0.42264 | 0.43215 | 0.43809 | 0.43662
26.8224 | [101 empty] | 0 | 0 | 0 | 0.0216 | 0.2585 | 0 | 0 | 0.0002 | 0.0706 | 0.4034
26.8224 | [111 empty] | 0.0052 | 0.0061 | 0.0006 | 0.004 | 0.004 | 0.005
26.9127 | [74 empty] | 0 | 0 | 0 | 0 | 0 | 0 | 0.0025952 | 0.00076893 | 0.0025952 | 0.49471 | 0
26.968 | [47 empty] | 0 | 0 | 0 | 0 | 0 | [98 empty] | 0 | 0 | 0 | 0 | 0 | 0 | 0 | 0 | 0 | 0 | 0 | 0 | 0 | 0 | 0 | 0 | 0 | 0 | 0 | 0 | 0 | 0 | 0 | 0 | 0.040536 | 0.040536 | 0.040536 | 0.040536 | 0.040536 | 0.040536 | 0.040536 | 0.040536 | 0.040536 | 0.040536 | 0.040536 | 0.040536 | 0.12657 | 0.12657 | 0.12657 | 0.12657 | 0.12657 | 0.12657 | 0.12657 | 0.12657 | 0.12657 | 0.12657 | 0.12657 | 0.12657 | 0.81218 | 0.81218 | 0.81218 | 0.81218 | 0.81218 | 0.81218 | 0.81218 | 0.81218 | 0.81218 | 0.81218 | 0.81218 | 0.81218
27 | [126 empty] | 0.013701 | 0.013701 | 0.013701 | 0.013701 | 0.013701 | 0.013701 | 0.013701 | 0.013701 | 0.013701 | 0.013701 | 0.013701 | 0.013701
27 | [120 empty] | 0.9972 |  |  | 0.9957
27.0035 | [53 empty] | 0.056106 | 0.068826
27.0051 | [36 empty] | 0.033332 | 0.033332 | 0.033332 | 0.033332 | 0.033332 | 0.033332
27.0083 | [30 empty] | 0.043892 | 0.043892 | 0.043892 | 0.043892 | 0.043892 | 0.043892
27.2467 | [93 empty] | 0.43179 | 0.43894 | 0.44233 | 0.44184
27.2786 | 0.00031622 | 0.00031622 | 0.00031622 | 0.00031622 | 0.00031622 | 0.00031622 | 1.6877e-05 | 1.6877e-05 | 1.6877e-05 | 1.6877e-05 | 1.6877e-05 | 1.6877e-05 | 6.8386e-06 | 6.8386e-06 | 6.8386e-06 | 6.8386e-06 | 6.8386e-06 | 6.8386e-06 | 5.5164e-06 | 5.5164e-06 | 5.5164e-06 | 5.5164e-06 | 5.5164e-06 | 5.5164e-06 | 2.1361e-06 | 2.1361e-06 | 2.1361e-06 | 2.1361e-06 | 2.1361e-06 | 2.1361e-06
27.5 | [57 empty] | 0
27.5463 | [58 empty] | 0.40637 | 0.20464 | 0.10044 | 0.049654 | 0.023092 | 0.012113 | 0.0086417 | 0.0039667 | 0 | 0
27.6933 | [93 empty] | 0.4384 | 0.44247 | 0.44434 | 0.44434
27.775 | [53 empty] | 0.06766 | 0.082103
27.775 | [55 empty] | 0 | 0
27.8738 | [74 empty] | 0 | 0 | 0 | 0 | 0 | 0 | 0.0052864 | 0.0011534 | 0.0028835 | 0.56171 | 0
27.9787 | [69 empty] | 0.0001236 | [55 empty] | 0.0022704
28 | [126 empty] | 0.019747 | 0.019747 | 0.019747 | 0.019747 | 0.019747 | 0.019747 | 0.019747 | 0.019747 | 0.019747 | 0.019747 | 0.019747 | 0.019747
28.0467 | [47 empty] | 0 | 0 | 0 | 0 | 0 | [98 empty] | 0 | 0 | 0 | 0 | 0 | 0 | 0 | 0 | 0 | 0 | 0 | 0 | 0 | 0 | 0 | 0 | 0 | 0 | 0 | 0 | 0 | 0 | 0 | 0 | 0.072606 | 0.072606 | 0.072606 | 0.072606 | 0.072606 | 0.072606 | 0.072606 | 0.072606 | 0.072606 | 0.072606 | 0.072606 | 0.072606 | 0.19952 | 0.19952 | 0.19952 | 0.19952 | 0.19952 | 0.19952 | 0.19952 | 0.19952 | 0.19952 | 0.19952 | 0.19952 | 0.19952 | 0.82835 | 0.82835 | 0.82835 | 0.82835 | 0.82835 | 0.82835 | 0.82835 | 0.82835 | 0.82835 | 0.82835 | 0.82835 | 0.82835
28.14 | [93 empty] | 0.4426 | 0.44358 | 0.4447 | 0.4447
28.1769 | [52 empty] | 0.00056027
28.2944 | [30 empty] | 0.048152 | 0.048152 | 0.048152 | 0.048152 | 0.048152 | 0.048152
28.5185 | [57 empty] | 0
28.5301 | [58 empty] | 0.50207 | 0.26995 | 0.13642 | 0.07055 | 0.036196 | 0.017567 | 0.010767 | 0.0058083 | 0 | 0
28.5465 | [53 empty] | 0.079603 | 0.10066
28.5867 | [93 empty] | 0.44354 | 0.44452 | 0.44497 | 0.44497
28.7941 | 0.00095215 | 0.00095215 | 0.00095215 | 0.00095215 | 0.00095215 | 0.00095215 | 8.7337e-05 | 8.7337e-05 | 8.7337e-05 | 8.7337e-05 | 8.7337e-05 | 8.7337e-05 | 3.6061e-05 | 3.6061e-05 | 3.6061e-05 | 3.6061e-05 | 3.6061e-05 | 3.6061e-05 | 2.6435e-05 | 2.6435e-05 | 2.6435e-05 | 2.6435e-05 | 2.6435e-05 | 2.6435e-05 | 1.1446e-05 | 1.1446e-05 | 1.1446e-05 | 1.1446e-05 | 1.1446e-05 | 1.1446e-05
28.8037 | [55 empty] | 0 | 0
28.835 | [74 empty] | 0 | 0 | 0 | 0 | 0 | 0 | 0.0097078 | 0.0015379 | 0.0033641 | 0.62312 | 0.00048058
28.934 | [36 empty] | 0.036249 | 0.036249 | 0.036249 | 0.036249 | 0.036249 | 0.036249
29 | [126 empty] | 0.028099 | 0.028099 | 0.028099 | 0.028099 | 0.028099 | 0.028099 | 0.028099 | 0.028099 | 0.028099 | 0.028099 | 0.028099 | 0.028099
29.0333 | [93 empty] | 0.44381 | 0.44528 | 0.44515 | 0.44515
29.0576 | [101 empty] | 0 | 0 | 0 | 0.0366 | 0.3072 | 0 | 0 | 0.0005 | 0.1026 | 0.4612
29.0576 | [111 empty] | 0.0066 | 0.0077 | 0.0011 | 0.0043 | 0.0045 | 0.0054
29.1254 | [47 empty] | 0 | 0 | 0 | 0 | 0 | [98 empty] | 0 | 0 | 0 | 0 | 0 | 0 | 0 | 0 | 0 | 0 | 0 | 0 | 0 | 0 | 0 | 0 | 0 | 0 | 0 | 0 | 0 | 0 | 0 | 0 | 0.12871 | 0.12871 | 0.12871 | 0.12871 | 0.12871 | 0.12871 | 0.12871 | 0.12871 | 0.12871 | 0.12871 | 0.12871 | 0.12871 | 0.37902 | 0.37902 | 0.37902 | 0.37902 | 0.37902 | 0.37902 | 0.37902 | 0.37902 | 0.37902 | 0.37902 | 0.37902 | 0.37902 | 0.83698 | 0.83698 | 0.83698 | 0.83698 | 0.83698 | 0.83698 | 0.83698 | 0.83698 | 0.83698 | 0.83698 | 0.83698 | 0.83698
29.3181 | [53 empty] | 0.092491 | 0.12904
29.48 | [93 empty] | 0.44403 | 0.44582 | 0.44533 | 0.44533
29.5139 | [58 empty] | 0.57333 | 0.35367 | 0.18055 | 0.0969 | 0.050504 | 0.025712 | 0.014096 | 0.008075 | 0.0026208 | 0.0002125
29.537 | [57 empty] | 0
29.5806 | [30 empty] | 0.052412 | 0.052412 | 0.052412 | 0.052412 | 0.052412 | 0.052412
29.7274 | [69 empty] | 0.00018756 | [55 empty] | 0.0028023
29.7423 | [52 empty] | 0.0011906
29.7962 | [74 empty] | 0 | 0 | 0 | 0 | 0 | 0 | 0.018358 | 0.0019223 | 0.0053825 | 0.67551 | 0.0014417
29.8324 | [55 empty] | 0 | 0
29.9267 | [93 empty] | 0.44421 | 0.44622 | 0.44542 | 0.44542
30 | [70 empty] | 0.10393 | 0.094867 | 0.0062 | 0
30 | [85 empty] | 0.0082667 | 0.013667 | 0.0344 | 0.14433 | 0.015467 | 0.017 | 0.0536 | 0.18147
30 | [117 empty] | 8.7812e-06 | 2.9819e-05 | 7.4393e-05
30 | [68 empty] | 0 | [69 empty] | 0 | 0 | 0 | 0 | 0 | 0 | 0 | 0 | 0 | 0 | 0 | 0
30 | [126 empty] | 0.039506 | 0.039506 | 0.039506 | 0.039506 | 0.039506 | 0.039506 | 0.039506 | 0.039506 | 0.039506 | 0.039506 | 0.039506 | 0.039506
30.0896 | [53 empty] | 0.10832 | 0.16482
30.2041 | [47 empty] | 0 | 0 | 0 | 0 | 0 | [98 empty] | 0 | 0 | 0 | 0 | 0 | 0 | 0 | 0 | 0 | 0 | 0 | 0 | 0 | 0 | 0 | 0 | 0 | 0 | 0 | 0 | 0 | 0 | 0 | 0 | 0.21354 | 0.21354 | 0.21354 | 0.21354 | 0.21354 | 0.21354 | 0.21354 | 0.21354 | 0.21354 | 0.21354 | 0.21354 | 0.21354 | 0.57247 | 0.57247 | 0.57247 | 0.57247 | 0.57247 | 0.57247 | 0.57247 | 0.57247 | 0.57247 | 0.57247 | 0.57247 | 0.57247 | 0.84554 | 0.84554 | 0.84554 | 0.84554 | 0.84554 | 0.84554 | 0.84554 | 0.84554 | 0.84554 | 0.84554 | 0.84554 | 0.84554
30.3096 | 0.0024327 | 0.0024327 | 0.0024327 | 0.0024327 | 0.0024327 | 0.0024327 | 0.00035131 | 0.00035131 | 0.00035131 | 0.00035131 | 0.00035131 | 0.00035131 | 0.00014981 | 0.00014981 | 0.00014981 | 0.00014981 | 0.00014981 | 0.00014981 | 0.00010244 | 0.00010244 | 0.00010244 | 0.00010244 | 0.00010244 | 0.00010244 | 4.9085e-05 | 4.9085e-05 | 4.9085e-05 | 4.9085e-05 | 4.9085e-05 | 4.9085e-05
30.3733 | [93 empty] | 0.4443 | 0.44644 | 0.44546 | 0.44546
30.4977 | [58 empty] | 0.6341 | 0.44313 | 0.25032 | 0.1304 | 0.066938 | 0.037258 | 0.019692 | 0.010908 | 0.006375 | 0.0024083
30.5556 | [57 empty] | 0
30.6275 | [42 empty] | 0 | 0 | 0 | 0 | 0
30.7573 | [74 empty] | 0 | 0 | 0 | 0 | 0 | 0 | 0.035179 | 0.0022107 | 0.0098039 | 0.72107 | 0.0025952
30.82 | [93 empty] | 0.44439 | 0.44649 | 0.44667 | 0.44667
30.8611 | [53 empty] | 0.12871 | 0.20498
30.8611 | [55 empty] | 0.0063697 | 0
30.863 | [36 empty] | 0.039165 | 0.039165 | 0.039165 | 0.039165 | 0.039165 | 0.039165
30.8667 | [30 empty] | 0.056671 | 0.056671 | 0.056671 | 0.056671 | 0.056671 | 0.056671
31 | [126 empty] | 0.054929 | 0.054929 | 0.054929 | 0.054929 | 0.054929 | 0.054929 | 0.054929 | 0.054929 | 0.054929 | 0.054929 | 0.054929 | 0.054929
31.2667 | [93 empty] | 0.44443 | 0.44667
31.2828 | [47 empty] | 0 | 0 | 0 | 0 | 0 | [98 empty] | 0 | 0 | 0 | 0 | 0 | 0 | 0 | 0 | 0 | 0 | 0 | 0 | 0 | 0 | 0 | 0 | 0 | 0 | 0 | 0 | 0 | 0 | 0 | 0 | 0.3024 | 0.3024 | 0.3024 | 0.3024 | 0.3024 | 0.3024 | 0.3024 | 0.3024 | 0.3024 | 0.3024 | 0.3024 | 0.3024 | 0.73051 | 0.73051 | 0.73051 | 0.73051 | 0.73051 | 0.73051 | 0.73051 | 0.73051 | 0.73051 | 0.73051 | 0.73051 | 0.73051 | 0.85417 | 0.85417 | 0.85417 | 0.85417 | 0.85417 | 0.85417 | 0.85417 | 0.85417 | 0.85417 | 0.85417 | 0.85417 | 0.85417
31.2928 | [101 empty] | 0 | 0 | 0 | 0.0555 | 0.3573 | 0 | 0 | 0.0011 | 0.1472 | 0.5129
31.2928 | [111 empty] | 0.0066 | 0.0098 | 0.0017 | 0.0045 | 0.0051 | 0.0057
31.3077 | [52 empty] | 0.0075636
31.4761 | [69 empty] | 0.0002846 | [55 empty] | 0.0034589
31.4815 | [58 empty] | 0.67731 | 0.51482 | 0.31953 | 0.17283 | 0.092367 | 0.050717 | 0.027554 | 0.014521 | 0.009775 | 0.0043917
31.5741 | [57 empty] | 0
31.6326 | [53 empty] | 0.16232 | 0.25109
31.7133 | [93 empty] | 0.44667
31.7185 | [74 empty] | 0 | 0 | 0 | 0 | 0 | 0.00048058 | 0.055652 | 0.0025952 | 0.01509 | 0.7674 | 0.0039408
31.8251 | 0.005402 | 0.005402 | 0.005402 | 0.005402 | 0.005402 | 0.005402 | 0.0011385 | 0.0011385 | 0.0011385 | 0.0011385 | 0.0011385 | 0.0011385 | 0.00050672 | 0.00050672 | 0.00050672 | 0.00050672 | 0.00050672 | 0.00050672 | 0.00033048 | 0.00033048 | 0.00033048 | 0.00033048 | 0.00033048 | 0.00033048 | 0.00017356 | 0.00017356 | 0.00017356 | 0.00017356 | 0.00017356 | 0.00017356
31.8898 | [55 empty] | 0.0071104 | 0
32 | [126 empty] | 0.075576 | 0.075576 | 0.075576 | 0.075576 | 0.075576 | 0.075576 | 0.075576 | 0.075576 | 0.075576 | 0.075576 | 0.075576 | 0.075576
32.1528 | [30 empty] | 0.060931 | 0.060931 | 0.060931 | 0.060931 | 0.060931 | 0.060931
32.3615 | [47 empty] | 0 | 0 | 0 | 0 | 0 | [98 empty] | 0 | 0 | 0 | 0 | 0 | 0 | 0 | 0 | 0 | 0 | 0 | 0 | 0.00025656 | 0.00025656 | 0.00025656 | 0.00025656 | 0.00025656 | 0.00025656 | 0.00025656 | 0.00025656 | 0.00025656 | 0.00025656 | 0.00025656 | 0.00025656 | 0.37612 | 0.37612 | 0.37612 | 0.37612 | 0.37612 | 0.37612 | 0.37612 | 0.37612 | 0.37612 | 0.37612 | 0.37612 | 0.37612 | 0.81013 | 0.81013 | 0.81013 | 0.81013 | 0.81013 | 0.81013 | 0.81013 | 0.81013 | 0.81013 | 0.81013 | 0.81013 | 0.81013 | 0.8552 | 0.8552 | 0.8552 | 0.8552 | 0.8552 | 0.8552 | 0.8552 | 0.8552 | 0.8552 | 0.8552 | 0.8552 | 0.8552
32.4042 | [53 empty] | 0.22737 | 0.31358
32.4653 | [58 empty] | 0.69509 | 0.58522 | 0.38746 | 0.22249 | 0.12537 | 0.066583 | 0.037542 | 0.019267 | 0.012963 | 0.0053833
32.5926 | [57 empty] | 0
32.6797 | [74 empty] | 0 | 0 | 0 | 0 | 0 | 0.00067282 | 0.080161 | 0.003268 | 0.021146 | 0.80709 | 0.0060554
32.7919 | [36 empty] | 0.041943 | 0.041943 | 0.041943 | 0.041943 | 0.041943 | 0.041943
32.8731 | [52 empty] | 0.018699
32.9185 | [55 empty] | 0.007777 | 0.007777
33 | [126 empty] | 0.10297 | 0.10297 | 0.10297 | 0.10297 | 0.10297 | 0.10297 | 0.10297 | 0.10297 | 0.10297 | 0.10297 | 0.10297 | 0.10297
33.1757 | [53 empty] | 0.30408 | 0.38052
33.2248 | [69 empty] | 0.00043185 | [55 empty] | 0.0042693
33.3333 | [70 empty] | 0.2694 | 0.24927 | 0.0368 | 0.0052
33.3333 | [85 empty] | 0.016667 | 0.0292 | 0.069667 | 0.22287 | 0.033867 | 0.038733 | 0.0988 | 0.251
33.3406 | 0.010639 | 0.010639 | 0.010639 | 0.010639 | 0.010639 | 0.010639 | 0.0030646 | 0.0030646 | 0.0030646 | 0.0030646 | 0.0030646 | 0.0030646 | 0.0014351 | 0.0014351 | 0.0014351 | 0.0014351 | 0.0014351 | 0.0014351 | 0.00090947 | 0.00090947 | 0.00090947 | 0.00090947 | 0.00090947 | 0.00090947 | 0.00051886 | 0.00051886 | 0.00051886 | 0.00051886 | 0.00051886 | 0.00051886
33.4389 | [30 empty] | 0.064913 | 0.064913 | 0.064913 | 0.064913 | 0.064913 | 0.064913
33.4403 | [47 empty] | 0 | 0 | 0 | 0 | 0 | [98 empty] | 0 | 0 | 0 | 0 | 0 | 0 | 0 | 0 | 0 | 0 | 0 | 0 | 0.008381 | 0.008381 | 0.008381 | 0.008381 | 0.008381 | 0.008381 | 0.008381 | 0.008381 | 0.008381 | 0.008381 | 0.008381 | 0.008381 | 0.44889 | 0.44889 | 0.44889 | 0.44889 | 0.44889 | 0.44889 | 0.44889 | 0.44889 | 0.44889 | 0.44889 | 0.44889 | 0.44889 | 0.82604 | 0.82604 | 0.82604 | 0.82604 | 0.82604 | 0.82604 | 0.82604 | 0.82604 | 0.82604 | 0.82604 | 0.82604 | 0.82604
33.4491 | [58 empty] | 0.70493 | 0.64168 | 0.45737 | 0.28234 | 0.15895 | 0.088329 | 0.049867 | 0.025783 | 0.016858 | 0.0074375
33.528 | [101 empty] | 0 | 0 | 0 | 0.0766 | 0.4074 | 0 | 0 | 0.0031 | 0.1919 | 0.5647
33.528 | [111 empty] | 0.0066 | 0.0127 | 0.0024 | 0.0049 | 0.0057 | 0.0059
33.6111 | [57 empty] | 0
33.6408 | [74 empty] | 0 | 0.00038447 | 0 | 0 | 0.0012495 | 0.00096117 | 0.10861 | 0.0058631 | 0.028258 | 0.83852 | 0.0093233
33.9472 | [53 empty] | 0.36941 | 0.43785
33.9472 | [55 empty] | 0.0082955 | 0.009999
34 | [126 empty] | 0.139 | 0.139 | 0.139 | 0.139 | 0.139 | 0.139 | 0.139 | 0.139 | 0.139 | 0.139 | 0.139 | 0.139
34.4329 | [58 empty] | 0.70833 | 0.67844 | 0.52927 | 0.34822 | 0.20365 | 0.11525 | 0.065662 | 0.034638 | 0.022171 | 0.012042
34.4385 | [52 empty] | 0.04111
34.519 | [47 empty] | 0 | 0 | 0 | 0 | 0 | [98 empty] | 0 | 0 | 0 | 0 | 0 | 0 | 0 | 0 | 0 | 0 | 0 | 0 | 0.045069 | 0.045069 | 0.045069 | 0.045069 | 0.045069 | 0.045069 | 0.045069 | 0.045069 | 0.045069 | 0.045069 | 0.045069 | 0.045069 | 0.52715 | 0.52715 | 0.52715 | 0.52715 | 0.52715 | 0.52715 | 0.52715 | 0.52715 | 0.52715 | 0.52715 | 0.52715 | 0.52715 | 0.83869 | 0.83869 | 0.83869 | 0.83869 | 0.83869 | 0.83869 | 0.83869 | 0.83869 | 0.83869 | 0.83869 | 0.83869 | 0.83869
34.602 | [74 empty] | 0 | 0.00086505 | 0 | 0 | 0.0014417 | 0.0012495 | 0.14773 | 0.010381 | 0.038447 | 0.8639 | 0.015475
34.6296 | [57 empty] | 0
34.7188 | [53 empty] | 0.41368 | 0.47367
34.7208 | [36 empty] | 0.042221 | 0.042221 | 0.042221 | 0.042221 | 0.042221 | 0.042221
34.725 | [30 empty] | 0.068894 | 0.068894 | 0.068894 | 0.068894 | 0.068894 | 0.068894
34.8561 | 0.018908 | 0.018908 | 0.018908 | 0.018908 | 0.018908 | 0.018908 | 0.0070355 | 0.0070355 | 0.0070355 | 0.0070355 | 0.0070355 | 0.0070355 | 0.0034861 | 0.0034861 | 0.0034861 | 0.0034861 | 0.0034861 | 0.0034861 | 0.0021801 | 0.0021801 | 0.0021801 | 0.0021801 | 0.0021801 | 0.0021801 | 0.00134 | 0.00134 | 0.00134 | 0.00134 | 0.00134 | 0.00134
34.9734 | [69 empty] | 0.0006553 | [55 empty] | 0.0052695
34.9759 | [55 empty] | 0.0076289 | 0.019183
35 | [117 empty] | 0.00015996 | 0.00042648 | 0.00093202
35 | [68 empty] | 0 | [69 empty] | 0.0187 | 0.0187 | 0.0187 | 0.0187 | 0.0187 | 0.0187 | 0.0187 | 0.0187 | 0.0187 | 0.0187 | 0.0187 | 0.0187
35 | [126 empty] | 0.18602 | 0.18602 | 0.18602 | 0.18602 | 0.18602 | 0.18602 | 0.18602 | 0.18602 | 0.18602 | 0.18602 | 0.18602 | 0.18602
35.0028 | [42 empty] | 0 | 0 | 0 | 0 | 0
35.4167 | [59 empty] | 0.69792 | 0.59769 | 0.41636 | 0.26095 | 0.1491 | 0.087621 | 0.046962 | 0.029467 | 0.017921
35.4903 | [53 empty] | 0.45351 | 0.50095
35.5632 | [74 empty] | 0 | 0.0011534 | 0 | 0 | 0.0017301 | 0.0017301 | 0.19954 | 0.017301 | 0.051326 | 0.88341 | 0.025279
35.5977 | [47 empty] | 0 | 0 | 0 | 0 | 0 | [98 empty] | 0 | 0 | 0 | 0 | 0 | 0 | 0 | 0 | 0 | 0 | 0 | 0 | 0.093901 | 0.093901 | 0.093901 | 0.093901 | 0.093901 | 0.093901 | 0.093901 | 0.093901 | 0.093901 | 0.093901 | 0.093901 | 0.093901 | 0.60317 | 0.60317 | 0.60317 | 0.60317 | 0.60317 | 0.60317 | 0.60317 | 0.60317 | 0.60317 | 0.60317 | 0.60317 | 0.60317 | 0.84861 | 0.84861 | 0.84861 | 0.84861 | 0.84861 | 0.84861 | 0.84861 | 0.84861 | 0.84861 | 0.84861 | 0.84861 | 0.84861
35.6481 | [57 empty] | 0
35.7632 | [101 empty] | 0 | 0 | 0 | 0.1034 | 0.4571 | 0 | 0 | 0.0108 | 0.237 | 0.6154
35.7632 | [111 empty] | 0.0066 | 0.0159 | 0.0033 | 0.0057 | 0.0065 | 0.0068
36 | [126 empty] | 0.2469 | 0.2469 | 0.2469 | 0.2469 | 0.2469 | 0.2469 | 0.2469 | 0.2469 | 0.2469 | 0.2469 | 0.2469 | 0.2469
36.0039 | [52 empty] | 0.074796
36.0046 | [55 empty] | 0.0069623 | 0.028368
36.0111 | [30 empty] | 0.072876 | 0.072876 | 0.072876 | 0.072876 | 0.072876 | 0.072876
36.2618 | [53 empty] | 0.48606 | 0.52284
36.3715 | 0.030769 | 0.030769 | 0.030769 | 0.030769 | 0.030769 | 0.030769 | 0.014096 | 0.014096 | 0.014096 | 0.014096 | 0.014096 | 0.014096 | 0.0074154 | 0.0074154 | 0.0074154 | 0.0074154 | 0.0074154 | 0.0074154 | 0.0046349 | 0.0046349 | 0.0046349 | 0.0046349 | 0.0046349 | 0.0046349 | 0.003045 | 0.003045 | 0.003045 | 0.003045 | 0.003045 | 0.003045
36.4005 | [59 empty] | 0.70571 | 0.64876 | 0.48691 | 0.31372 | 0.19054 | 0.1168 | 0.063537 | 0.039029 | 0.023942
36.5243 | [74 empty] | 0 | 0.0014417 | 0.0011534 | 0.0017301 | 0.0022107 | 0.0024029 | 0.24779 | 0.027489 | 0.065936 | 0.90013 | 0.034602
36.6498 | [36 empty] | 0.042221 | 0.042221 | 0.042221 | 0.042221 | 0.042221 | 0.042221
36.6667 | [70 empty] | 0.4412 | 0.42567 | 0.124 | 0.028067
36.6667 | [85 empty] | 0.0312 | 0.062733 | 0.12047 | 0.28153 | 0.059 | 0.0638 | 0.1504 | 0.30513
36.6667 | [57 empty] | 0
36.6764 | [47 empty] | 0 | 0 | 0 | 0 | 0 | [98 empty] | 0 | 0 | 0 | 0 | 0 | 0 | 0 | 0 | 0 | 0 | 0 | 0 | 0.15026 | 0.15026 | 0.15026 | 0.15026 | 0.15026 | 0.15026 | 0.15026 | 0.15026 | 0.15026 | 0.15026 | 0.15026 | 0.15026 | 0.67749 | 0.67749 | 0.67749 | 0.67749 | 0.67749 | 0.67749 | 0.67749 | 0.67749 | 0.67749 | 0.67749 | 0.67749 | 0.67749 | 0.8552 | 0.8552 | 0.8552 | 0.8552 | 0.8552 | 0.8552 | 0.8552 | 0.8552 | 0.8552 | 0.8552 | 0.8552 | 0.8552
36.7221 | [69 empty] | 0.00099435 | [55 empty] | 0.0065042
37 | [126 empty] | 0.32518 | 0.32518 | 0.32518 | 0.32518 | 0.32518 | 0.32518 | 0.32518 | 0.32518 | 0.32518 | 0.32518 | 0.32518 | 0.32518
37.0333 | [53 empty] | 0.50778 | 0.53711
37.0333 | [55 empty] | 0.0062957 | 0.037478
37.2972 | [30 empty] | 0.077136 | 0.077136 | 0.077136 | 0.077136 | 0.077136 | 0.077136
37.3843 | [59 empty] | 0.70833 | 0.67993 | 0.55378 | 0.37846 | 0.23757 | 0.14868 | 0.083158 | 0.050433 | 0.030671
37.4855 | [74 empty] | 0 | 0.0018262 | 0.0013456 | 0.0046136 | 0.0033641 | 0.0039408 | 0.3019 | 0.038735 | 0.083333 | 0.91493 | 0.045271
37.5692 | [52 empty] | 0.12473
37.6852 | [57 empty] | 0
37.7551 | [47 empty] | 0 | 0 | 0 | 0 | 0 | [98 empty] | 0 | 0 | 0 | 0 | 0 | 0 | 0 | 0 | 0 | 0 | 0 | 0 | 0.20371 | 0.20371 | 0.20371 | 0.20371 | 0.20371 | 0.20371 | 0.20371 | 0.20371 | 0.20371 | 0.20371 | 0.20371 | 0.20371 | 0.72239 | 0.72239 | 0.72239 | 0.72239 | 0.72239 | 0.72239 | 0.72239 | 0.72239 | 0.72239 | 0.72239 | 0.72239 | 0.72239
37.8049 | [53 empty] | 0.52111 | 0.54361
37.887 | 0.046433 | 0.046433 | 0.046433 | 0.046433 | 0.046433 | 0.046433 | 0.025153 | 0.025153 | 0.025153 | 0.025153 | 0.025153 | 0.025153 | 0.014066 | 0.014066 | 0.014066 | 0.014066 | 0.014066 | 0.014066 | 0.0088766 | 0.0088766 | 0.0088766 | 0.0088766 | 0.0088766 | 0.0088766 | 0.0061868 | 0.0061868 | 0.0061868 | 0.0061868 | 0.0061868 | 0.0061868
37.9984 | [101 empty] | 0 | 0 | 0 | 0.137 | 0.4985 | 0 | 0 | 0.0225 | 0.2914 | 0.6583
37.9984 | [111 empty] | 0.0069 | 0.0223 | 0.0046 | 0.0069 | 0.0073 | 0.0094
38 | [126 empty] | 0.42514 | 0.42514 | 0.42514 | 0.42514 | 0.42514 | 0.42514 | 0.42514 | 0.42514 | 0.42514 | 0.42514 | 0.42514 | 0.42514
38.062 | [55 empty] | 0.0059253 | 0.046662
38.3681 | [60 empty] | 0.6953 | 0.6142 | 0.44795 | 0.2907 | 0.18098 | 0.10519 | 0.063963 | 0.0391
38.4467 | [74 empty] | 0 | 0.0029796 | 0.0017301 | 0.0099 | 0.0064398 | 0.0089388 | 0.36063 | 0.052672 | 0.10573 | 0.92618 | 0.061995
38.4708 | [69 empty] | 0.0015088 | [55 empty] | 0.008028
38.5764 | [53 empty] | 0.53189 | 0.54856
38.5787 | [36 empty] | 0.042221 | 0.042221 | 0.042221 | 0.042221 | 0.042221 | 0.042221
38.5833 | [30 empty] | 0.082321 | 0.082321 | 0.082321 | 0.082321 | 0.082321 | 0.082321
38.7037 | [57 empty] | 0
38.8339 | [47 empty] | 0 | 0 | 0 | 0 | 0 | [98 empty] | 0 | 0 | 0 | 0 | 0 | 0 | 0 | 0 | 0 | 0 | 0 | 0 | 0.25981 | 0.25981 | 0.25981 | 0.25981 | 0.25981 | 0.25981 | 0.25981 | 0.25981 | 0.25981 | 0.25981 | 0.25981 | 0.25981 | 0.76215 | 0.76215 | 0.76215 | 0.76215 | 0.76215 | 0.76215 | 0.76215 | 0.76215 | 0.76215 | 0.76215 | 0.76215 | 0.76215
39.0907 | [55 empty] | 0.010295 | 0.067327
39.1346 | [52 empty] | 0.18818
39.3479 | [53 empty] | 0.54011 | 0.55183
39.3519 | [60 empty] | 0.70196 | 0.65507 | 0.51368 | 0.35339 | 0.21895 | 0.13217 | 0.081458 | 0.049867
39.3782 | [42 empty] | 0 | 0 | 0 | 0 | 0
39.4025 | 0.065688 | 0.065688 | 0.065688 | 0.065688 | 0.065688 | 0.065688 | 0.040692 | 0.040692 | 0.040692 | 0.040692 | 0.040692 | 0.040692 | 0.024173 | 0.024173 | 0.024173 | 0.024173 | 0.024173 | 0.024173 | 0.015524 | 0.015524 | 0.015524 | 0.015524 | 0.015524 | 0.015524 | 0.011396 | 0.011396 | 0.011396 | 0.011396 | 0.011396 | 0.011396
39.4078 | [74 empty] | 0 | 0.0061515 | 0.0024029 | 0.016628 | 0.0099961 | 0.019127 | 0.42349 | 0.072664 | 0.13303 | 0.93377 | 0.086697
39.7222 | [57 empty] | 0
39.8694 | [30 empty] | 0.087507 | 0.087507 | 0.087507 | 0.087507 | 0.087507 | 0.087507
39.9126 | [47 empty] | 0 | 0 | 0 | 0 | 0 | [98 empty] | 0 | 0 | 0 | 0 | 0 | 0 | 0 | 0 | 0 | 0 | 0 | 0 | 0.32309 | 0.32309 | 0.32309 | 0.32309 | 0.32309 | 0.32309 | 0.32309 | 0.32309 | 0.32309 | 0.32309 | 0.32309 | 0.32309 | 0.79867 | 0.79867 | 0.79867 | 0.79867 | 0.79867 | 0.79867 | 0.79867 | 0.79867 | 0.79867 | 0.79867 | 0.79867 | 0.79867
40 | [70 empty] | 0.56433 | 0.56093 | 0.26087 | 0.083067
40 | [85 empty] | 0.077 | 0.11313 | 0.19207 | 0.33247 | 0.1056 | 0.1126 | 0.21833 | 0.3648
40 | [117 empty] | 0.0013659 | 0.0030104 | 0.0058627
40 | [68 empty] | 0 | [69 empty] | 0.1504 | 0.1504 | 0.1504 | 0.1504 | 0.1504 | 0.1504 | 0.1504 | 0.1504 | 0.1504 | 0.1504 | 0.1504 | 0.1504
40.1194 | [53 empty] | 0.54583 | 0.55311
40.1194 | [55 empty] | 0.014665 | 0.088658
40.2194 | [69 empty] | 0.0022895 | [55 empty] | 0.009909
40.2336 | [101 empty] | 0 | 0 | 0.0009 | 0.1731 | 0.5399 | 0.002 | 0.002 | 0.0367 | 0.3458 | 0.6965
40.2336 | [111 empty] | 0.008 | 0.0319 | 0.0059 | 0.0089 | 0.0082 | 0.0143
40.3356 | [60 empty] | 0.70585 | 0.68241 | 0.57425 | 0.41728 | 0.26704 | 0.1661 | 0.10434 | 0.063537
40.369 | [74 empty] | 0.0005767 | 0.010188 | 0.003268 | 0.027297 | 0.012687 | 0.028451 | 0.49221 | 0.099096 | 0.16042 | 0.93839 | 0.1163
40.5076 | [36 empty] | 0.042221 | 0.042221 | 0.042221 | 0.042221 | 0.042221 | 0.042221
40.7 | [52 empty] | 0.26865
40.7407 | [57 empty] | 0
40.891 | [53 empty] | 0.54972 | 0.55317
40.918 | 0.087934 | 0.087934 | 0.087934 | 0.087934 | 0.087934 | 0.087934 | 0.060629 | 0.060629 | 0.060629 | 0.060629 | 0.060629 | 0.060629 | 0.038174 | 0.038174 | 0.038174 | 0.038174 | 0.038174 | 0.038174 | 0.025086 | 0.025086 | 0.025086 | 0.025086 | 0.025086 | 0.025086 | 0.019268 | 0.019268 | 0.019268 | 0.019268 | 0.019268 | 0.019268
40.9913 | [47 empty] | 0 | 0 | 0 | 0 | 0 | [98 empty] | 0 | 0 | 0 | 0 | 0 | 0 | 0 | 0 | 0 | 0 | 0 | 0 | 0.38809 | 0.38809 | 0.38809 | 0.38809 | 0.38809 | 0.38809 | 0.38809 | 0.38809 | 0.38809 | 0.38809 | 0.38809 | 0.38809 | 0.82835 | 0.82835 | 0.82835 | 0.82835 | 0.82835 | 0.82835 | 0.82835 | 0.82835 | 0.82835 | 0.82835 | 0.82835 | 0.82835
41.1481 | [55 empty] | 0.019035 | 0.10991
41.1556 | [30 empty] | 0.092693 | 0.092693 | 0.092693 | 0.092693 | 0.092693 | 0.092693
41.3194 | [60 empty] | 0.70812 | 0.69551 | 0.62234 | 0.47302 | 0.32236 | 0.20407 | 0.13104 | 0.080042
41.3302 | [74 empty] | 0.0014417 | 0.014898 | 0.0048058 | 0.04479 | 0.015186 | 0.038831 | 0.55575 | 0.13178 | 0.18945 | 0.94204 | 0.15331
41.6625 | [53 empty] | 0.55311 | 0.5555
41.7593 | [57 empty] | 0
41.9681 | [69 empty] | 0.0034741 | [55 empty] | 0.012231
42.07 | [47 empty] | 0 | 0 | 0 | 0 | 0 | [98 empty] | 0 | 0 | 0 | 0 | 0 | 0 | 0 | 0 | 0 | 0 | 0 | 0 | 0.4483 | 0.4483 | 0.4483 | 0.4483 | 0.4483 | 0.4483 | 0.4483 | 0.4483 | 0.4483 | 0.4483 | 0.4483 | 0.4483 | 0.8475 | 0.8475 | 0.8475 | 0.8475 | 0.8475 | 0.8475 | 0.8475 | 0.8475 | 0.8475 | 0.8475 | 0.8475 | 0.8475
42.1769 | [55 empty] | 0.027997 | 0.13369
42.2654 | [52 empty] | 0.34863
42.2913 | [74 empty] | 0.004902 | 0.020953 | 0.0093233 | 0.065455 | 0.019704 | 0.050173 | 0.61265 | 0.16907 | 0.22232 | 0.9454 | 0.19973
42.3032 | [60 empty] | 0.70833 | 0.70337 | 0.66038 | 0.52983 | 0.3803 | 0.2436 | 0.16044 | 0.099238
42.4335 | 0.1123 | 0.1123 | 0.1123 | 0.1123 | 0.1123 | 0.1123 | 0.084347 | 0.084347 | 0.084347 | 0.084347 | 0.084347 | 0.084347 | 0.056083 | 0.056083 | 0.056083 | 0.056083 | 0.056083 | 0.056083 | 0.03785 | 0.03785 | 0.03785 | 0.03785 | 0.03785 | 0.03785 | 0.030222 | 0.030222 | 0.030222 | 0.030222 | 0.030222 | 0.030222
42.434 | [53 empty] | 0.5555
42.4366 | [36 empty] | 0.043748 | 0.043748 | 0.043748 | 0.043748 | 0.043748 | 0.043748
42.4417 | [30 empty] | 0.09936 | 0.09936 | 0.09936 | 0.09936 | 0.09936 | 0.09936
42.4688 | [101 empty] | 0 | 0 | 0.0059 | 0.2125 | 0.5813 | 0.0067 | 0.0087 | 0.0556 | 0.4001 | 0.7262
42.4688 | [111 empty] | 0.0112 | 0.044 | 0.0068 | 0.0119 | 0.0089 | 0.0214
42.7778 | [57 empty] | 0
43.1487 | [47 empty] | 0 | 0.00051312 | 8.552e-05 | 0 | 0 | [98 empty] | 0 | 0 | 0 | 0 | 0 | 0 | 0 | 0 | 0 | 0 | 0 | 0 | 0.50748 | 0.50748 | 0.50748 | 0.50748 | 0.50748 | 0.50748 | 0.50748 | 0.50748 | 0.50748 | 0.50748 | 0.50748 | 0.50748 | 0.8552 | 0.8552 | 0.8552 | 0.8552 | 0.8552 | 0.8552 | 0.8552 | 0.8552 | 0.8552 | 0.8552 | 0.8552 | 0.8552
43.2056 | [55 empty] | 0.049254 | 0.2005
43.2525 | [74 empty] | 0.0093233 | 0.028931 | 0.017493 | 0.091599 | 0.030085 | 0.066513 | 0.66465 | 0.20704 | 0.25807 | 0.94867 | 0.2426
43.287 | [61 empty] | 0.70833 | 0.68751 | 0.5853 | 0.43881 | 0.2895 | 0.19437 | 0.12212
43.3333 | [70 empty] | 0.63133 | 0.63133 | 0.40553 | 0.19287
43.3333 | [85 empty] | 0.146 | 0.17067 | 0.26253 | 0.3938 | 0.1624 | 0.17213 | 0.27793 | 0.40433
43.7168 | [69 empty] | 0.0052716 | [55 empty] | 0.015096
43.7278 | [30 empty] | 0.10899 | 0.10899 | 0.10899 | 0.10899 | 0.10899 | 0.10899
43.7536 | [42 empty] | 0 | 0 | 0 | 0.034687 | 5.3453e-298
43.7963 | [57 empty] | 0
43.8308 | [52 empty] | 0.4251
43.9489 | 0.13781 | 0.13781 | 0.13781 | 0.13781 | 0.13781 | 0.13781 | 0.11089 | 0.11089 | 0.11089 | 0.11089 | 0.11089 | 0.11089 | 0.077493 | 0.077493 | 0.077493 | 0.077493 | 0.077493 | 0.077493 | 0.053805 | 0.053805 | 0.053805 | 0.053805 | 0.053805 | 0.053805 | 0.044402 | 0.044402 | 0.044402 | 0.044402 | 0.044402 | 0.044402
44.2137 | [74 empty] | 0.01682 | 0.039888 | 0.027489 | 0.13005 | 0.041715 | 0.090446 | 0.71146 | 0.25115 | 0.2945 | 0.95136 | 0.29191
44.2274 | [47 empty] | 0.0037629 | 0.0097493 | 0.0025656 | 0 | 0 | [98 empty] | 0.006243 | 0.006243 | 0.006243 | 0.006243 | 0.006243 | 0.006243 | 0.006243 | 0.006243 | 0.006243 | 0.006243 | 0.006243 | 0.006243 | 0.56896 | 0.56896 | 0.56896 | 0.56896 | 0.56896 | 0.56896 | 0.56896 | 0.56896 | 0.56896 | 0.56896 | 0.56896 | 0.56896
44.2343 | [55 empty] | 0.070511 | 0.26731
44.2708 | [62 empty] | 0.69806 | 0.62907 | 0.49661 | 0.34652 | 0.23474 | 0.14967
44.3655 | [36 empty] | 0.045276 | 0.045276 | 0.045276 | 0.045276 | 0.045276 | 0.045276
44.704 | [101 empty] | 0 | 0 | 0.0126 | 0.2528 | 0.6175 | 0.0165 | 0.0225 | 0.0918 | 0.4537 | 0.7559
44.704 | [111 empty] | 0.0159 | 0.0655 | 0.0069 | 0.0161 | 0.0095 | 0.03
44.8148 | [57 empty] | 0.0022069
45 | [117 empty] | 0.0068465 | 0.012951 | 0.022793
45 | [68 empty] | 0.001 | [69 empty] | 0.4938 | 0.4938 | 0.4938 | 0.4938 | 0.4938 | 0.4938 | 0.4938 | 0.4938 | 0.4938 | 0.4938 | 0.4938 | 0.4938
45.0139 | [30 empty] | 0.11862 | 0.11862 | 0.11862 | 0.11862 | 0.11862 | 0.11862
45.1748 | [74 empty] | 0.028931 | 0.054018 | 0.040657 | 0.17455 | 0.055459 | 0.11842 | 0.75307 | 0.30575 | 0.33208 | 0.95319 | 0.35131
45.2546 | [62 empty] | 0.7033 | 0.66435 | 0.55264 | 0.40765 | 0.27993 | 0.18077
45.263 | [55 empty] | 0.091843 | 0.33411
45.3062 | [47 empty] | 0.01967 | 0.036859 | 0.010006 | 8.552e-05 | 0 | [98 empty] | 0.028649 | 0.028649 | 0.028649 | 0.028649 | 0.028649 | 0.028649 | 0.028649 | 0.028649 | 0.028649 | 0.028649 | 0.028649 | 0.028649 | 0.62985 | 0.62985 | 0.62985 | 0.62985 | 0.62985 | 0.62985 | 0.62985 | 0.62985 | 0.62985 | 0.62985 | 0.62985 | 0.62985
45.3962 | [52 empty] | 0.49037
45.4644 | 0.16351 | 0.16351 | 0.16351 | 0.16351 | 0.16351 | 0.16351 | 0.13918 | 0.13918 | 0.13918 | 0.13918 | 0.13918 | 0.13918 | 0.10168 | 0.10168 | 0.10168 | 0.10168 | 0.10168 | 0.10168 | 0.072635 | 0.072635 | 0.072635 | 0.072635 | 0.072635 | 0.072635 | 0.061626 | 0.061626 | 0.061626 | 0.061626 | 0.061626 | 0.061626
45.4655 | [69 empty] | 0.0079991 | [55 empty] | 0.018633
45.8333 | [57 empty] | 0.0043899
46.136 | [74 empty] | 0.043637 | 0.072087 | 0.05892 | 0.22251 | 0.072472 | 0.1484 | 0.79056 | 0.36284 | 0.36986 | 0.95453 | 0.40898
46.2384 | [62 empty] | 0.7077 | 0.68545 | 0.60485 | 0.4641 | 0.32803 | 0.21455
46.2917 | [55 empty] | 0.12162 | 0.39603
46.2944 | [36 empty] | 0.046943 | 0.046943 | 0.046943 | 0.046943 | 0.046943 | 0.046943
46.3 | [30 empty] | 0.12834 | 0.12834 | 0.12834 | 0.12834 | 0.12834 | 0.12834
46.3849 | [47 empty] | 0.043872 | 0.070297 | 0.02463 | 0.004105 | 0.0014538 | [98 empty] | 0.06739 | 0.06739 | 0.06739 | 0.06739 | 0.06739 | 0.06739 | 0.06739 | 0.06739 | 0.06739 | 0.06739 | 0.06739 | 0.06739 | 0.68519 | 0.68519 | 0.68519 | 0.68519 | 0.68519 | 0.68519 | 0.68519 | 0.68519 | 0.68519 | 0.68519 | 0.68519 | 0.68519
46.6667 | [70 empty] | 0.65327 | 0.65327 | 0.5324 | 0.3298
46.6667 | [85 empty] | 0.19967 | 0.2348 | 0.32373 | 0.44287 | 0.22767 | 0.2498 | 0.33573 | 0.456
46.8519 | [57 empty] | 0.0082146
46.9392 | [101 empty] | 0 | 0 | 0.0221 | 0.2933 | 0.6496 | 0.0306 | 0.0389 | 0.1353 | 0.507 | 0.7854
46.9392 | [111 empty] | 0.0218 | 0.096 | 0.0069 | 0.0212 | 0.0109 | 0.0417
46.9616 | [52 empty] | 0.55046
46.9799 | 0.18864 | 0.18864 | 0.18864 | 0.18864 | 0.18864 | 0.18864 | 0.16829 | 0.16829 | 0.16829 | 0.16829 | 0.16829 | 0.16829 | 0.12775 | 0.12775 | 0.12775 | 0.12775 | 0.12775 | 0.12775 | 0.093763 | 0.093763 | 0.093763 | 0.093763 | 0.093763 | 0.093763 | 0.08141 | 0.08141 | 0.08141 | 0.08141 | 0.08141 | 0.08141
47.0972 | [74 empty] | 0.062476 | 0.093522 | 0.079488 | 0.27288 | 0.092656 | 0.17935 | 0.82132 | 0.42147 | 0.40696 | 0.95578 | 0.46674
47.2141 | [69 empty] | 0.012138 | [55 empty] | 0.022999
47.2222 | [62 empty] | 0.70833 | 0.69657 | 0.64614 | 0.51545 | 0.37761 | 0.25443
47.3204 | [55 empty] | 0.16576 | 0.44988
47.4636 | [47 empty] | 0.071409 | 0.12315 | 0.044299 | 0.0096638 | 0.0035063 | [98 empty] | 0.11451 | 0.11451 | 0.11451 | 0.11451 | 0.11451 | 0.11451 | 0.11451 | 0.11451 | 0.11451 | 0.11451 | 0.11451 | 0.11451 | 0.73137 | 0.73137 | 0.73137 | 0.73137 | 0.73137 | 0.73137 | 0.73137 | 0.73137 | 0.73137 | 0.73137 | 0.73137 | 0.73137
47.5861 | [30 empty] | 0.13992 | 0.13992 | 0.13992 | 0.13992 | 0.13992 | 0.13992
47.8704 | [57 empty] | 0.014505
48.0583 | [74 empty] | 0.087947 | 0.11572 | 0.10534 | 0.32862 | 0.11601 | 0.21434 | 0.84736 | 0.48029 | 0.44425 | 0.95675 | 0.5247
48.1289 | [42 empty] | 0 | 0 | 0 | 0.13875 | 8.0687e-51
48.206 | [63 empty] | 0.70394 | 0.67185 | 0.56291 | 0.42812 | 0.30324
48.2234 | [36 empty] | 0.048748 | 0.048748 | 0.048748 | 0.048748 | 0.048748 | 0.048748
48.3491 | [55 empty] | 0.2099 | 0.50365
48.4954 | 0.21268 | 0.21268 | 0.21268 | 0.21268 | 0.21268 | 0.21268 | 0.19755 | 0.19755 | 0.19755 | 0.19755 | 0.19755 | 0.19755 | 0.15484 | 0.15484 | 0.15484 | 0.15484 | 0.15484 | 0.15484 | 0.11645 | 0.11645 | 0.11645 | 0.11645 | 0.11645 | 0.11645 | 0.10306 | 0.10306 | 0.10306 | 0.10306 | 0.10306 | 0.10306
48.5269 | [52 empty] | 0.59843
48.5423 | [47 empty] | 0.11477 | 0.17677 | 0.067732 | 0.018216 | 0.0067561 | [98 empty] | 0.16377 | 0.16377 | 0.16377 | 0.16377 | 0.16377 | 0.16377 | 0.16377 | 0.16377 | 0.16377 | 0.16377 | 0.16377 | 0.16377 | 0.76771 | 0.76771 | 0.76771 | 0.76771 | 0.76771 | 0.76771 | 0.76771 | 0.76771 | 0.76771 | 0.76771 | 0.76771 | 0.76771
48.8722 | [30 empty] | 0.15955 | 0.15955 | 0.15955 | 0.15955 | 0.15955 | 0.15955
48.8889 | [57 empty] | 0.024242
48.9628 | [69 empty] | 0.018418 | [55 empty] | 0.028387
49.0195 | [74 empty] | 0.12735 | 0.14619 | 0.13966 | 0.39033 | 0.14888 | 0.25577 | 0.87216 | 0.53912 | 0.48145 | 0.95761 | 0.58324
49.1744 | [101 empty] | 0.0012 | 0.0015 | 0.0369 | 0.3338 | 0.6817 | 0.0497 | 0.0681 | 0.1807 | 0.5573 | 0.8088
49.1744 | [111 empty] | 0.0286 | 0.1384 | 0.0079 | 0.0266 | 0.0153 | 0.0562
49.1898 | [63 empty] | 0.70833 | 0.68722 | 0.60598 | 0.48032 | 0.3553
49.3778 | [55 empty] | 0.25405 | 0.5575
49.621 | [47 empty] | 0.19353 | 0.27384 | 0.13341 | 0.049858 | 0.011973 | [98 empty] | 0.22688 | 0.22688 | 0.22688 | 0.22688 | 0.22688 | 0.22688 | 0.22688 | 0.22688 | 0.22688 | 0.22688 | 0.22688 | 0.22688 | 0.79559 | 0.79559 | 0.79559 | 0.79559 | 0.79559 | 0.79559 | 0.79559 | 0.79559 | 0.79559 | 0.79559 | 0.79559 | 0.79559
49.9074 | [57 empty] | 0.038472
49.9807 | [74 empty] | 0.16522 | 0.18099 | 0.17926 | 0.45108 | 0.1832 | 0.30046 | 0.8936 | 0.59746 | 0.51807 | 0.95819 | 0.64398
50 | [70 empty] | 0.66333 | 0.66333 | 0.6044 | 0.46227
50 | [85 empty] | 0.27847 | 0.3092 | 0.3816 | 0.47533 | 0.29993 | 0.31673 | 0.39627 | 0.49447
50 | [117 empty] | 0.023292 | 0.038914 | 0.062631
50 | [68 empty] | 0.0061 | [69 empty] | 0.8164 | 0.8164 | 0.8164 | 0.8164 | 0.8164 | 0.8164 | 0.8164 | 0.8164 | 0.8164 | 0.8164 | 0.8164 | 0.8164
50.0109 | 0.23539 | 0.23539 | 0.23539 | 0.23539 | 0.23539 | 0.23539 | 0.22664 | 0.22664 | 0.22664 | 0.22664 | 0.22664 | 0.22664 | 0.18219 | 0.18219 | 0.18219 | 0.18219 | 0.18219 | 0.18219 | 0.13989 | 0.13989 | 0.13989 | 0.13989 | 0.13989 | 0.13989 | 0.12577 | 0.12577 | 0.12577 | 0.12577 | 0.12577 | 0.12577
50.0923 | [52 empty] | 0.63156
50.1523 | [36 empty] | 0.051803 | 0.051803 | 0.051803 | 0.051803 | 0.051803 | 0.051803
50.1583 | [30 empty] | 0.17927 | 0.17927 | 0.17927 | 0.17927 | 0.17927 | 0.17927
50.1736 | [64 empty] | 0.69771 | 0.64352 | 0.53422 | 0.40453
50.4065 | [55 empty] | 0.3016 | 0.60031
50.6998 | [47 empty] | 0.35303 | 0.42281 | 0.28897 | 0.10827 | 0.020012 | [98 empty] | 0.31967 | 0.31967 | 0.31967 | 0.31967 | 0.31967 | 0.31967 | 0.31967 | 0.31967 | 0.31967 | 0.31967 | 0.31967 | 0.31967 | 0.81826 | 0.81826 | 0.81826 | 0.81826 | 0.81826 | 0.81826 | 0.81826 | 0.81826 | 0.81826 | 0.81826 | 0.81826 | 0.81826
50.7115 | [69 empty] | 0.027948 | [55 empty] | 0.035038
50.9259 | [57 empty] | 0.058161
50.9418 | [74 empty] | 0.20569 | 0.21895 | 0.22376 | 0.50942 | 0.21376 | 0.34515 | 0.90869 | 0.65705 | 0.55373 | 0.95848 | 0.69925
51.1574 | [64 empty] | 0.70444 | 0.672 | 0.58381 | 0.45291
51.4096 | [101 empty] | 0.0066 | 0.0065 | 0.0552 | 0.3745 | 0.7119 | 0.0817 | 0.1019 | 0.2311 | 0.6041 | 0.8296
51.4096 | [111 empty] | 0.0368 | 0.193 | 0.0107 | 0.036 | 0.0206 | 0.0787
51.4352 | [55 empty] | 0.35478 | 0.62446
51.4444 | [30 empty] | 0.1989 | 0.1989 | 0.1989 | 0.1989 | 0.1989 | 0.1989
51.5263 | 0.25679 | 0.25679 | 0.25679 | 0.25679 | 0.25679 | 0.25679 | 0.25556 | 0.25556 | 0.25556 | 0.25556 | 0.25556 | 0.25556 | 0.20928 | 0.20928 | 0.20928 | 0.20928 | 0.20928 | 0.20928 | 0.16336 | 0.16336 | 0.16336 | 0.16336 | 0.16336 | 0.16336 | 0.14879 | 0.14879 | 0.14879 | 0.14879 | 0.14879 | 0.14879
51.6577 | [52 empty] | 0.6567
51.7785 | [47 empty] | 0.54305 | 0.59034 | 0.47147 | 0.21628 | 0.032925 | [98 empty] | 0.41272 | 0.41272 | 0.41272 | 0.41272 | 0.41272 | 0.41272 | 0.41272 | 0.41272 | 0.41272 | 0.41272 | 0.41272 | 0.41272 | 0.83562 | 0.83562 | 0.83562 | 0.83562 | 0.83562 | 0.83562 | 0.83562 | 0.83562 | 0.83562 | 0.83562 | 0.83562 | 0.83562
51.903 | [74 empty] | 0.25163 | 0.26192 | 0.27374 | 0.56584 | 0.25605 | 0.39139 | 0.92051 | 0.71069 | 0.58795 | 0.96117 | 0.74385
51.9444 | [57 empty] | 0.084025
52.0812 | [36 empty] | 0.054859 | 0.054859 | 0.054859 | 0.054859 | 0.054859 | 0.054859
52.1412 | [64 empty] | 0.70777 | 0.68907 | 0.62312 | 0.50242
52.4601 | [69 empty] | 0.042408 | [55 empty] | 0.043248
52.4639 | [55 empty] | 0.40803 | 0.64853
52.5043 | [42 empty] | 0 | 0 | 0 | 0.69375 | 4.5634e-20
52.7306 | [30 empty] | 0.22891 | 0.22891 | 0.22891 | 0.22891 | 0.22891 | 0.22891
52.8572 | [47 empty] | 0.69938 | 0.74496 | 0.65448 | 0.33447 | 0.047207 | [98 empty] | 0.50628 | 0.50628 | 0.50628 | 0.50628 | 0.50628 | 0.50628 | 0.50628 | 0.50628 | 0.50628 | 0.50628 | 0.50628 | 0.50628 | 0.84981 | 0.84981 | 0.84981 | 0.84981 | 0.84981 | 0.84981 | 0.84981 | 0.84981 | 0.84981 | 0.84981 | 0.84981 | 0.84981
52.8642 | [74 empty] | 0.30738 | 0.30498 | 0.3266 | 0.62024 | 0.30296 | 0.438 | 0.92954 | 0.75029 | 0.62101 |  | 0.78479
52.963 | [57 empty] | 0.11638
53.0418 | 0.2771 | 0.2771 | 0.2771 | 0.2771 | 0.2771 | 0.2771 | 0.28457 | 0.28457 | 0.28457 | 0.28457 | 0.28457 | 0.28457 | 0.23582 | 0.23582 | 0.23582 | 0.23582 | 0.23582 | 0.23582 | 0.18627 | 0.18627 | 0.18627 | 0.18627 | 0.18627 | 0.18627 | 0.17145 | 0.17145 | 0.17145 | 0.17145 | 0.17145 | 0.17145
53.125 | [64 empty] | 0.70833 | 0.69771 | 0.65237 | 0.54952
53.2231 | [52 empty] | 0.6726
53.3333 | [70 empty] | 0.66413 | 0.66413 | 0.6448 | 0.55707
53.3333 | [85 empty] | 0.355 | 0.38893 | 0.44067 | 0.50527 | 0.36907 | 0.38987 | 0.46153 | 0.528
53.4926 | [55 empty] | 0.46129 | 0.67267
53.6448 | [101 empty] | 0.0146 | 0.0148 | 0.0769 | 0.4152 | 0.7363 | 0.1266 | 0.1492 | 0.2898 | 0.6452 | 0.848
53.6448 | [111 empty] | 0.048 | 0.2737 | 0.0118 | 0.0493 | 0.024 | 0.1081
53.8253 | [74 empty] | 0.36755 | 0.35054 | 0.38322 | 0.67272 | 0.35179 | 0.48376 | 0.93714 | 0.78633 | 0.6534 |  | 0.82141
53.9359 | [47 empty] | 0.79115 | 0.80851 | 0.74573 | 0.42837 | 0.063798 | [98 empty] | 0.59034 | 0.59034 | 0.59034 | 0.59034 | 0.59034 | 0.59034 | 0.59034 | 0.59034 | 0.59034 | 0.59034 | 0.59034 | 0.59034 | 0.8552 | 0.8552 | 0.8552 | 0.8552 | 0.8552 | 0.8552 | 0.8552 | 0.8552 | 0.8552 | 0.8552 | 0.8552 | 0.8552
53.9815 | [57 empty] | 0.15501
54.0102 | [36 empty] | 0.057775 | 0.057775 | 0.057775 | 0.057775 | 0.057775 | 0.057775
54.0167 | [30 empty] | 0.27984 | 0.27984 | 0.27984 | 0.27984 | 0.27984 | 0.27984
54.1088 | [65 empty] | 0.70175 | 0.67306 | 0.59054
54.2088 | [69 empty] | 0.06435 | [55 empty] | 0.05338
54.5213 | [55 empty] | 0.50328 | 0.6903
54.5573 | 0.29664 | 0.29664 | 0.29664 | 0.29664 | 0.29664 | 0.29664 | 0.31399 | 0.31399 | 0.31399 | 0.31399 | 0.31399 | 0.31399 | 0.26174 | 0.26174 | 0.26174 | 0.26174 | 0.26174 | 0.26174 | 0.20831 | 0.20831 | 0.20831 | 0.20831 | 0.20831 | 0.20831 | 0.1933 | 0.1933 | 0.1933 | 0.1933 | 0.1933 | 0.1933
54.7865 | [74 empty] | 0.4232 | 0.40436 | 0.43791 | 0.72212 | 0.40158 | 0.52893 | 0.9429 | 0.82708 | 0.68425 |  | 0.85284
54.7885 | [52 empty] | 0.68198
55 | [117 empty] | 0.059354 | 0.08956 | 0.1332
55 | [68 empty] | 0.022 | [69 empty] | 0.959 | 0.959 | 0.959 | 0.959 | 0.959 | 0.959 | 0.959 | 0.959 | 0.959 | 0.959 | 0.959 | 0.959
55 | [57 empty] | 0.19919
55.0146 | [47 empty] | 0.818 | 0.82501 | 0.78456 | 0.52595 | 0.12281 | [98 empty] | 0.66338 | 0.66338 | 0.66338 | 0.66338 | 0.66338 | 0.66338 | 0.66338 | 0.66338 | 0.66338 | 0.66338 | 0.66338 | 0.66338
55.0926 | [65 empty] | 0.70401 | 0.6873 | 0.62546
55.3028 | [30 empty] | 0.33086 | 0.33086 | 0.33086 | 0.33086 | 0.33086 | 0.33086
55.55 | [55 empty] | 0.53706 | 0.7006
55.7477 | [74 empty] | 0.47751 | 0.45732 | 0.49231 | 0.76663 | 0.45213 | 0.57382 | 0.94656 | 0.85928 | 0.7129 |  | 0.87928
55.88 | [101 empty] | 0.0246 | 0.0306 | 0.1046 | 0.456 | 0.7608 | 0.1817 | 0.2058 | 0.3533 | 0.6821 | 0.8652
55.88 | [111 empty] | 0.0668 | 0.3734 | 0.0141 | 0.0641 | 0.0332 | 0.1432
55.9391 | [36 empty] | 0.061109 | 0.061109 | 0.061109 | 0.061109 | 0.061109 | 0.061109
55.9575 | [69 empty] | 0.097644 | [55 empty] | 0.065887
56.0185 | [57 empty] | 0.24767
56.0728 | 0.31582 | 0.31582 | 0.31582 | 0.31582 | 0.31582 | 0.31582 | 0.3441 | 0.3441 | 0.3441 | 0.3441 | 0.3441 | 0.3441 | 0.28712 | 0.28712 | 0.28712 | 0.28712 | 0.28712 | 0.28712 | 0.22939 | 0.22939 | 0.22939 | 0.22939 | 0.22939 | 0.22939 | 0.21413 | 0.21413 | 0.21413 | 0.21413 | 0.21413 | 0.21413
56.0764 | [65 empty] | 0.7067 | 0.697 | 0.65471
56.0933 | [47 empty] | 0.83382 | 0.83733 | 0.81415 | 0.64422 | 0.24741 | [98 empty] | 0.73034 | 0.73034 | 0.73034 | 0.73034 | 0.73034 | 0.73034 | 0.73034 | 0.73034 | 0.73034 | 0.73034 | 0.73034 | 0.73034
56.3539 | [52 empty] | 0.68836
56.5787 | [55 empty] | 0.57083 | 0.71097
56.5889 | [30 empty] | 0.38179 | 0.38179 | 0.38179 | 0.38179 | 0.38179 | 0.38179
56.6667 | [70 empty] | 0.6644 | 0.6644 | 0.65567 | 0.6152
56.6667 | [85 empty] | 0.4022 | 0.44313 | 0.47447 | 0.53527 | 0.42573 | 0.4528 | 0.4986 | 0.554
56.7088 | [74 empty] | 0.53191 | 0.50605 | 0.54585 | 0.80104 | 0.50279 | 0.61697 | 0.94934 | 0.88225 | 0.73866 |  | 0.89811
56.8796 | [42 empty] | 0 | 0 | 0 | 0.69375 | 3.2336e-09
57.037 | [57 empty] | 0.29889
57.0602 | [65 empty] | 0.70833 | 0.70337 | 0.6766
57.1721 | [47 empty] | 0.84417 | 0.84639 | 0.83587 | 0.74514 | 0.40733 | [98 empty] | 0.78849 | 0.78849 | 0.78849 | 0.78849 | 0.78849 | 0.78849 | 0.78849 | 0.78849 | 0.78849 | 0.78849 | 0.78849 | 0.78849
57.5883 | 0.33499 | 0.33499 | 0.33499 | 0.33499 | 0.33499 | 0.33499 | 0.375 | 0.375 | 0.375 | 0.375 | 0.375 | 0.375 | 0.31216 | 0.31216 | 0.31216 | 0.31216 | 0.31216 | 0.31216 | 0.24972 | 0.24972 | 0.24972 | 0.24972 | 0.24972 | 0.24972 | 0.23393 | 0.23393 | 0.23393 | 0.23393 | 0.23393 | 0.23393
57.6074 | [55 empty] | 0.60468 | 0.72134
57.67 | [74 empty] | 0.58622 | 0.55277 | 0.59765 | 0.83074 | 0.552 | 0.65811 | 0.95146 | 0.89984 | 0.7623 |  | 0.91253
57.7062 | [69 empty] | 0.14817 | [55 empty] | 0.081324
57.8681 | [36 empty] | 0.065831 | 0.065831 | 0.065831 | 0.065831 | 0.065831 | 0.065831
57.875 | [30 empty] | 0.43244 | 0.43244 | 0.43244 | 0.43244 | 0.43244 | 0.43244
57.9192 | [52 empty] | 0.6941
58.044 | [66 empty] | 0.70741 | 0.6902
58.0556 | [57 empty] | 0.3511
58.1152 | [101 empty] | 0.0409 | 0.0471 | 0.1355 | 0.4967 | 0.7834 | 0.2474 | 0.2744 | 0.4219 | 0.7167 | 0.8809
58.1152 | [111 empty] | 0.092 | 0.4856 | 0.0195 | 0.0884 | 0.0436 | 0.1962
58.2508 | [47 empty] | 0.85118 | 0.85255 | 0.85075 | 0.81808 | 0.54707 | [98 empty] | 0.83912 | 0.83912 | 0.83912 | 0.83912 | 0.83912 | 0.83912 | 0.83912 | 0.83912 | 0.83912 | 0.83912 | 0.83912 | 0.83912
58.6312 | [74 empty] | 0.63994 | 0.60063 | 0.64735 | 0.85688 | 0.60006 | 0.698 | 0.95329 | 0.91369 | 0.78393 |  | 0.9258
58.6361 | [55 empty] | 0.62934 | 0.72748
59.0278 | [66 empty] | 0.70833 | 0.69828
59.0741 | [57 empty] | 0.40256
59.1037 | 0.35444 | 0.35444 | 0.35444 | 0.35444 | 0.35444 | 0.35444 | 0.40651 | 0.40651 | 0.40651 | 0.40651 | 0.40651 | 0.40651 | 0.33706 | 0.33706 | 0.33706 | 0.33706 | 0.33706 | 0.33706 | 0.26973 | 0.26973 | 0.26973 | 0.26973 | 0.26973 | 0.26973 | 0.25289 | 0.25289 | 0.25289 | 0.25289 | 0.25289 | 0.25289
59.1611 | [30 empty] | 0.48235 | 0.48235 | 0.48235 | 0.48235 | 0.48235 | 0.48235
59.3295 | [47 empty] | 0.8552 | 0.85477 | 0.854 | 0.85349 | 0.65474 | [98 empty] | 0.8552 | 0.8552 | 0.8552 | 0.8552 | 0.8552 | 0.8552 | 0.8552 | 0.8552 | 0.8552 | 0.8552 | 0.8552 | 0.8552
59.4548 | [69 empty] | 0.22483 | [55 empty] | 0.10038
59.4846 | [52 empty] | 0.69655
59.5923 | [74 empty] | 0.693 | 0.65321 | 0.69512 | 0.87908 | 0.6459 | 0.73366 | 0.95492 | 0.92541 | 0.80354 |  | 0.93762
59.6648 | [55 empty] | 0.64719 | 0.72874
59.797 | [36 empty] | 0.070414 | 0.070414 | 0.070414 | 0.070414 | 0.070414 | 0.070414
60 | [70 empty] | 0.6652 | 0.6652 | 0.6614 | 0.64427
60 | [117 empty] | 0.12144 | 0.16851 | 0.23379
60 | [68 empty] | 0.0502 | [69 empty] | 0.9943 | 0.9943 | 0.9943 | 0.9943 | 0.9943 | 0.9943 | 0.9943 | 0.9943 | 0.9943 | 0.9943 | 0.9943 | 0.9943
60.0116 | [67 empty] | 0.70345
60.0926 | [57 empty] | 0.45175
60.3504 | [101 empty] | 0.0608 | 0.0725 | 0.172 | 0.5325 | 0.8025 | 0.3216 | 0.3478 | 0.4905 | 0.7472 | 0.8916
60.3504 | [111 empty] | 0.125 | 0.6093 | 0.0249 | 0.1179 | 0.0539 | 0.2528
60.4082 | [48 empty] | 0.8552 | 0.8552 | 0.8552 | 0.71392
60.4472 | [30 empty] | 0.53236 | 0.53236 | 0.53236 | 0.53236 | 0.53236 | 0.53236
60.5535 | [74 empty] | 0.73462 | 0.70098 | 0.73568 | 0.89821 | 0.68973 | 0.76336 | 0.95636 | 0.93608 | 0.82084 |  | 0.94329
60.6192 | 0.37435 | 0.37435 | 0.37435 | 0.37435 | 0.37435 | 0.37435 | 0.43824 | 0.43824 | 0.43824 | 0.43824 | 0.43824 | 0.43824 | 0.36197 | 0.36197 | 0.36197 | 0.36197 | 0.36197 | 0.36197 | 0.28994 | 0.28994 | 0.28994 | 0.28994 | 0.28994 | 0.28994 | 0.27135 | 0.27135 | 0.27135 | 0.27135 | 0.27135 | 0.27135
60.6935 | [55 empty] | 0.66504 | 0.73008
60.9954 | [67 empty] | 0.70656
61.05 | [52 empty] | 0.69795
61.1111 | [57 empty] | 0.49742
61.2035 | [69 empty] | 0.34115 | [55 empty] | 0.1239
61.255 | [42 empty] | 0 | 0 | 3.0956e-113 | 0.69375 | 0.00010487
61.4869 | [51 empty] | 0.76686
61.5147 | [74 empty] | 0.77009 | 0.73866 | 0.76913 | 0.91263 | 0.73078 | 0.7895 | 0.95751 | 0.94319 | 0.83641 |  | 0.94656
61.7222 | [55 empty] | 0.68289 | 0.73141
61.7259 | [36 empty] | 0.075136 | 0.075136 | 0.075136 | 0.075136 | 0.075136 | 0.075136
61.7333 | [30 empty] | 0.58227 | 0.58227 | 0.58227 | 0.58227 | 0.58227 | 0.58227
61.9792 | [67 empty] | 0.70812
62.1296 | [57 empty] | 0.53873
62.1347 | 0.39478 | 0.39478 | 0.39478 | 0.39478 | 0.39478 | 0.39478 | 0.46957 | 0.46957 | 0.46957 | 0.46957 | 0.46957 | 0.46957 | 0.38696 | 0.38696 | 0.38696 | 0.38696 | 0.38696 | 0.38696 | 0.31093 | 0.31093 | 0.31093 | 0.31093 | 0.31093 | 0.31093 | 0.28973 | 0.28973 | 0.28973 | 0.28973 | 0.28973 | 0.28973
62.4758 | [74 empty] | 0.80411 | 0.7723 | 0.79902 | 0.92397 | 0.76672 | 0.81286 | 0.95828 | 0.94819 | 0.85111 |  | 0.94906
62.5657 | [51 empty] | 0.81158
62.5856 | [101 empty] | 0.0864 | 0.1 | 0.2122 | 0.568 | 0.8183 | 0.3988 | 0.4206 | 0.5541 | 0.7761 | 0.9022
62.5856 | [111 empty] | 0.1693 | 0.7335 | 0.0305 | 0.1617 | 0.0709 | 0.3293
62.6154 | [52 empty] | 0.70033
62.7509 | [55 empty] | 0.69749 | 0.73274
62.9522 | [69 empty] | 0.51767 | [55 empty] | 0.15292
62.963 | [67 empty] | 0.70833
63.0194 | [30 empty] | 0.62774 | 0.62774 | 0.62774 | 0.62774 | 0.62774 | 0.62774
63.1481 | [57 empty] | 0.57517
63.3333 | [70 empty] | 0.66667 | 0.66667 | 0.66507 | 0.6576
63.437 | [74 empty] | 0.83506 | 0.80488 | 0.82747 | 0.933 | 0.79854 | 0.83381 | 0.95867 | 0.95117 | 0.86582 |  | 0.95127
63.6444 | [51 empty] | 0.84237
63.6502 | 0.41566 | 0.41566 | 0.41566 | 0.41566 | 0.41566 | 0.41566 | 0.49982 | 0.49982 | 0.49982 | 0.49982 | 0.49982 | 0.49982 | 0.412 | 0.412 | 0.412 | 0.412 | 0.412 | 0.412 | 0.33316 | 0.33316 | 0.33316 | 0.33316 | 0.33316 | 0.33316 | 0.30845 | 0.30845 | 0.30845 | 0.30845 | 0.30845 | 0.30845
63.6549 | [36 empty] | 0.079719 | 0.079719 | 0.079719 | 0.079719 | 0.079719 | 0.079719
63.7796 | [55 empty] | 0.70193 | 0.73415
64.1667 | [57 empty] | 0.60661
64.3056 | [30 empty] | 0.66394 | 0.66394 | 0.66394 | 0.66394 | 0.66394 | 0.66394
64.3982 | [74 empty] | 0.86034 | 0.83391 | 0.85304 | 0.94021 | 0.82949 | 0.85246 | 0.95905 | 0.95348 | 0.87918 |  | 0.95357
64.7008 | [125 empty] | 0.18875
64.7231 | [51 empty] | 0.85469
64.8083 | [55 empty] | 0.7063 | 0.73556
64.8208 | [101 empty] | 0.1177 | 0.1312 | 0.2591 | 0.6035 | 0.832 | 0.4735 | 0.4927 | 0.6105 | 0.8038 | 0.913
64.8208 | [111 empty] | 0.2239 | 0.8397 | 0.0379 | 0.2199 | 0.0914 | 0.4151
65 | [117 empty] | 0.20988 | 0.2718 | 0.35484
65 | [68 empty] | 0.0946
65.1657 | 0.43685 | 0.43685 | 0.43685 | 0.43685 | 0.43685 | 0.43685 | 0.52829 | 0.52829 | 0.52829 | 0.52829 | 0.52829 | 0.52829 | 0.43692 | 0.43692 | 0.43692 | 0.43692 | 0.43692 | 0.43692 | 0.35691 | 0.35691 | 0.35691 | 0.35691 | 0.35691 | 0.35691 | 0.32787 | 0.32787 | 0.32787 | 0.32787 | 0.32787 | 0.32787
65.1852 | [57 empty] | 0.63317
65.3593 | [74 empty] | 0.88149 | 0.85986 | 0.87562 | 0.94463 | 0.85765 | 0.86966 | 0.95944 | 0.95502 | 0.88975 |  | 0.95559
65.5838 | [36 empty] | 0.084163 | 0.084163 | 0.084163 | 0.084163 | 0.084163 | 0.084163
65.5917 | [30 empty] | 0.70024 | 0.70024 | 0.70024 | 0.70024 | 0.70024 | 0.70024
65.6303 | [42 empty] | 0 | 0 | 5.5843e-47 | 0.69375 | 0.0086023
65.8018 | [51 empty] | 0.8552
65.837 | [55 empty] | 0.71067 | 0.73696
66.2037 | [57 empty] | 0.65519
66.3205 | [74 empty] | 0.89638 | 0.88024 | 0.89504 | 0.948 | 0.8787 | 0.88648 | 0.95972 | 0.95607 | 0.89811 |  | 0.95694
66.4495 | [125 empty] | 0.23298
66.6667 | [72 empty] | 0.66667 | 0.6652
66.6811 | 0.4581 | 0.4581 | 0.4581 | 0.4581 | 0.4581 | 0.4581 | 0.55441 | 0.55441 | 0.55441 | 0.55441 | 0.55441 | 0.55441 | 0.46149 | 0.46149 | 0.46149 | 0.46149 | 0.46149 | 0.46149 | 0.38222 | 0.38222 | 0.38222 | 0.38222 | 0.38222 | 0.38222 | 0.34825 | 0.34825 | 0.34825 | 0.34825 | 0.34825 | 0.34825
66.8657 | [55 empty] | 0.71371 | 0.73793
66.8778 | [30 empty] | 0.73645 | 0.73645 | 0.73645 | 0.73645 | 0.73645 | 0.73645
67.056 | [101 empty] | 0.1565 | 0.1741 | 0.3052 | 0.6358 | 0.8458 | 0.5485 | 0.5648 | 0.6669 | 0.8257 | 0.9238
67.056 | [111 empty] | 0.2967 | 0.9131 | 0.0481 | 0.2995 | 0.1166 | 0.5069
67.2222 | [57 empty] | 0.67311
67.2817 | [74 empty] | 0.9083 | 0.89648 | 0.90849 | 0.95079 | 0.89562 | 0.90148 | 0.96001 | 0.95694 | 0.90542 |  | 0.95751
67.5127 | [36 empty] | 0.088746 | 0.088746 | 0.088746 | 0.088746 | 0.088746 | 0.088746
67.8944 | [55 empty] | 0.71519 | 0.74067
68.1639 | [30 empty] | 0.76589 | 0.76589 | 0.76589 | 0.76589 | 0.76589 | 0.76589
68.1966 | 0.47916 | 0.47916 | 0.47916 | 0.47916 | 0.47916 | 0.47916 | 0.57775 | 0.57775 | 0.57775 | 0.57775 | 0.57775 | 0.57775 | 0.48544 | 0.48544 | 0.48544 | 0.48544 | 0.48544 | 0.48544 | 0.40888 | 0.40888 | 0.40888 | 0.40888 | 0.40888 | 0.40888 | 0.3697 | 0.3697 | 0.3697 | 0.3697 | 0.3697 | 0.3697
68.1982 | [125 empty] | 0.28756
68.2407 | [57 empty] | 0.68747
68.2428 | [74 empty] | 0.92137 | 0.90965 | 0.91849 | 0.95309 | 0.90926 | 0.91195 | 0.9603 | 0.95771 | 0.91244 |  | 0.95799
68.9231 | [55 empty] | 0.71659
69.204 | [74 empty] | 0.93291 | 0.92051 | 0.92695 | 0.95521 | 0.9208 | 0.92022 | 0.96059 | 0.95838 | 0.91916 |  | 0.95838
69.2593 | [57 empty] | 0.6988
69.2912 | [101 empty] | 0.1953 | 0.2195 | 0.3511 | 0.6663 | 0.8591 | 0.6216 | 0.6361 | 0.7222 | 0.846 | 0.9324
69.2912 | [111 empty] | 0.3755 | 0.9598 | 0.0619 | 0.3994 | 0.1506 | 0.6047
69.4417 | [36 empty] | 0.093191 | 0.093191 | 0.093191 | 0.093191 | 0.093191 | 0.093191
69.45 | [30 empty] | 0.78766 | 0.78766 | 0.78766 | 0.78766 | 0.78766 | 0.78766
69.7121 | 0.49972 | 0.49972 | 0.49972 | 0.49972 | 0.49972 | 0.49972 | 0.59809 | 0.59809 | 0.59809 | 0.59809 | 0.59809 | 0.59809 | 0.50844 | 0.50844 | 0.50844 | 0.50844 | 0.50844 | 0.50844 | 0.43646 | 0.43646 | 0.43646 | 0.43646 | 0.43646 | 0.43646 | 0.39218 | 0.39218 | 0.39218 | 0.39218 | 0.39218 | 0.39218
69.9469 | [125 empty] | 0.35494
69.9519 | [55 empty] | 0.71808
70 | [117 empty] | 0.31825 | 0.38941 | 0.48229
70 | [68 empty] | 0.1479
70.0057 | [42 empty] | 0 | 0 | 3.2948e-22 | 0.69375 | 0.07293
70.1652 | [74 empty] | 0.93992 | 0.92983 | 0.93512 | 0.95703 | 0.92926 | 0.92714 | 0.96078 | 0.95896 | 0.92512 |  | 0.95876
70.2778 | [57 empty] | 0.70761
70.7361 | [30 empty] | 0.80942 | 0.80942 | 0.80942 | 0.80942 | 0.80942 | 0.80942
70.9806 | [55 empty] | 0.72037
71.1263 | [74 empty] | 0.94492 | 0.93723 | 0.94146 | 0.95838 | 0.93541 | 0.9332 | 0.96088 | 0.95934 | 0.92974 |  | 0.95905
71.2276 | 0.51953 | 0.51953 | 0.51953 | 0.51953 | 0.51953 | 0.51953 | 0.61538 | 0.61538 | 0.61538 | 0.61538 | 0.61538 | 0.61538 | 0.53022 | 0.53022 | 0.53022 | 0.53022 | 0.53022 | 0.53022 | 0.46436 | 0.46436 | 0.46436 | 0.46436 | 0.46436 | 0.46436 | 0.41551 | 0.41551 | 0.41551 | 0.41551 | 0.41551 | 0.41551
71.2963 | [57 empty] | 0.71437
71.3706 | [36 empty] | 0.097218 | 0.097218 | 0.097218 | 0.097218 | 0.097218 | 0.097218
71.5264 | [101 empty] | 0.2447 | 0.2703 | 0.406 | 0.6968 | 0.8712 | 0.6899 | 0.6949 | 0.7632 | 0.8622 | 0.9397
71.5264 | [111 empty] | 0.4698 | 0.9842 | 0.0796 | 0.5114 | 0.1905 | 0.6986
71.6955 | [125 empty] | 0.4381
72.0093 | [55 empty] | 0.72319
72.0222 | [30 empty] | 0.83108 | 0.83108 | 0.83108 | 0.83108 | 0.83108 | 0.83108
72.0875 | [74 empty] | 0.94848 | 0.9429 | 0.94598 | 0.95924 | 0.94041 | 0.93848 | 0.96117 | 0.95963 | 0.93387 |  | 0.95934
72.3148 | [57 empty] | 0.7195
72.7431 | 0.53834 | 0.53834 | 0.53834 | 0.53834 | 0.53834 | 0.53834 | 0.62974 | 0.62974 | 0.62974 | 0.62974 | 0.62974 | 0.62974 | 0.55052 | 0.55052 | 0.55052 | 0.55052 | 0.55052 | 0.55052 | 0.49192 | 0.49192 | 0.49192 | 0.49192 | 0.49192 | 0.49192 | 0.43938 | 0.43938 | 0.43938 | 0.43938 | 0.43938 | 0.43938
73.038 | [55 empty] | 0.72593
73.0487 | [74 empty] | 0.95117 | 0.94685 | 0.94963 | 0.96011 | 0.94483 | 0.94214 |  | 0.95982 | 0.93762 |  | 0.95953
73.2995 | [36 empty] | 0.10013 | 0.10013 | 0.10013 | 0.10013 | 0.10013 | 0.10013
73.3083 | [30 empty] | 0.84562 | 0.84562 | 0.84562 | 0.84562 | 0.84562 | 0.84562
73.3333 | [57 empty] | 0.72334
73.4442 | [125 empty] | 0.54074
73.7616 | [101 empty] | 0.3002 | 0.3233 | 0.4572 | 0.7269 | 0.8833 | 0.7502 | 0.7513 | 0.8014 | 0.8782 | 0.9458
73.7616 | [111 empty] | 0.5687 | 0.9912 | 0.1009 | 0.6317 | 0.2381 | 0.7822
74.0098 | [74 empty] | 0.95367 | 0.94963 | 0.95223 | 0.96069 | 0.94934 | 0.94502 |  | 0.96117 | 0.94079 |  | 0.95972
74.0667 | [55 empty] | 0.72867
74.2585 | 0.55595 | 0.55595 | 0.55595 | 0.55595 | 0.55595 | 0.55595 | 0.6414 | 0.6414 | 0.6414 | 0.6414 | 0.6414 | 0.6414 | 0.56915 | 0.56915 | 0.56915 | 0.56915 | 0.56915 | 0.56915 | 0.51844 | 0.51844 | 0.51844 | 0.51844 | 0.51844 | 0.51844 | 0.46341 | 0.46341 | 0.46341 | 0.46341 | 0.46341 | 0.46341
74.3519 | [57 empty] | 0.72618
74.381 | [42 empty] | 0 | 0 | 7.1131e-11 | 0.69375 | 0.26741
74.5944 | [30 empty] | 0.85525 | 0.85525 | 0.85525 | 0.85525 | 0.85525 | 0.85525
74.971 | [74 empty] | 0.95569 | 0.95165 | 0.95386 | 0.96117 | 0.95329 | 0.94771 |  |  | 0.94339 |  | 0.95982
75 | [117 empty] | 0.43587 | 0.50923 | 0.60289
75 | [68 empty] | 0.2286
75.0954 | [55 empty] | 0.73008
75.1929 | [125 empty] | 0.66743
75.2285 | [36 empty] | 0.10319 | 0.10319 | 0.10319 | 0.10319 | 0.10319 | 0.10319
75.3704 | [57 empty] | 0.72826
75.774 | 0.57222 | 0.57222 | 0.57222 | 0.57222 | 0.57222 | 0.57222 | 0.65067 | 0.65067 | 0.65067 | 0.65067 | 0.65067 | 0.65067 | 0.586 | 0.586 | 0.586 | 0.586 | 0.586 | 0.586 | 0.54335 | 0.54335 | 0.54335 | 0.54335 | 0.54335 | 0.54335 | 0.48715 | 0.48715 | 0.48715 | 0.48715 | 0.48715 | 0.48715
75.8806 | [30 empty] | 0.86488 | 0.86488 | 0.86488 | 0.86488 | 0.86488 | 0.86488
75.9322 | [74 empty] | 0.95723 | 0.95338 | 0.95502 |  | 0.9555 | 0.95021 |  |  | 0.9454 |  | 0.96117
75.9968 | [101 empty] | 0.3507 | 0.3782 | 0.506 | 0.7502 | 0.8955 | 0.794 | 0.8001 | 0.8332 | 0.8929 | 0.9509
75.9968 | [111 empty] | 0.6706 | 0.9948 | 0.1284 | 0.7459 | 0.2973 | 0.8529
76.1241 | [55 empty] | 0.73074
76.3889 | [57 empty] | 0.72977
76.8933 | [74 empty] | 0.95809 | 0.95502 | 0.95598 |  | 0.95617 | 0.95232 |  |  | 0.94713
77.1528 | [55 empty] | 0.73148
77.1574 | [36 empty] | 0.10611 | 0.10611 | 0.10611 | 0.10611 | 0.10611 | 0.10611
77.1667 | [30 empty] | 0.87461 | 0.87461 | 0.87461 | 0.87461 | 0.87461 | 0.87461
77.2895 | 0.58706 | 0.58706 | 0.58706 | 0.58706 | 0.58706 | 0.58706 | 0.65789 | 0.65789 | 0.65789 | 0.65789 | 0.65789 | 0.65789 | 0.601 | 0.601 | 0.601 | 0.601 | 0.601 | 0.601 | 0.56617 | 0.56617 | 0.56617 | 0.56617 | 0.56617 | 0.56617 | 0.51019 | 0.51019 | 0.51019 | 0.51019 | 0.51019 | 0.51019
77.4074 | [57 empty] | 0.73085
77.8545 | [74 empty] | 0.95848 | 0.95646 | 0.95665 |  | 0.95675 | 0.95415 |  |  | 0.94867
78.1815 | [55 empty] | 0.73215
78.232 | [101 empty] | 0.4053 | 0.4318 | 0.5507 | 0.7734 | 0.9045 | 0.8354 | 0.8384 | 0.8648 | 0.9072 | 0.956
78.232 | [111 empty] | 0.7655 | 0.9958 | 0.1669 | 0.8406 | 0.3616 | 0.9112
78.4259 | [57 empty] | 0.73162
78.7564 | [42 empty] | 0 | 0 | 1.712e-05 | 0.69375 | 0.51418
78.805 | 0.60044 | 0.60044 | 0.60044 | 0.60044 | 0.60044 | 0.60044 | 0.66341 | 0.66341 | 0.66341 | 0.66341 | 0.66341 | 0.66341 | 0.61418 | 0.61418 | 0.61418 | 0.61418 | 0.61418 | 0.61418 | 0.58658 | 0.58658 | 0.58658 | 0.58658 | 0.58658 | 0.58658 | 0.53214 | 0.53214 | 0.53214 | 0.53214 | 0.53214 | 0.53214
78.8157 | [74 empty] | 0.95876 | 0.95771 | 0.95732 |  | 0.95713 | 0.9555 |  |  | 0.95002
79.0863 | [36 empty] | 0.11111 | 0.11111 | 0.11111 | 0.11111 | 0.11111 | 0.11111
79.2102 | [55 empty] | 0.73289
79.4444 | [57 empty] | 0.73216
79.7768 | [74 empty] | 0.95905 | 0.96117 | 0.9579 |  | 0.95751 | 0.95655 |  |  | 0.95127
80 | [117 empty] | 0.55156 | 0.62077 | 0.7076
80 | [68 empty] | 0.3128
80.2389 | [55 empty] | 0.73356
80.3205 | 0.61234 | 0.61234 | 0.61234 | 0.61234 | 0.61234 | 0.61234 | 0.66756 | 0.66756 | 0.66756 | 0.66756 | 0.66756 | 0.66756 | 0.62559 | 0.62559 | 0.62559 | 0.62559 | 0.62559 | 0.62559 | 0.60441 | 0.60441 | 0.60441 | 0.60441 | 0.60441 | 0.60441 | 0.55267 | 0.55267 | 0.55267 | 0.55267 | 0.55267 | 0.55267
80.463 | [57 empty] | 0.73254
80.4672 | [101 empty] | 0.4631 | 0.4844 | 0.5938 | 0.7967 | 0.9125 | 0.8731 | 0.8731 | 0.887 | 0.9221 | 0.9608
80.4672 | [111 empty] | 0.8428 | 0.997 | 0.2137 | 0.9123 | 0.4296 | 0.949
80.738 | [74 empty] | 0.96117 |  | 0.95848 |  | 0.9579 | 0.95703 |  |  | 0.95232
81.0153 | [36 empty] | 0.12013 | 0.12013 | 0.12013 | 0.12013 | 0.12013 | 0.12013
81.2676 | [55 empty] | 0.7343
81.4815 | [57 empty] | 0.7328
81.6992 | [76 empty] | 0.95896 |  | 0.95809 | 0.95723 |  |  | 0.95329
81.8359 | 0.62283 | 0.62283 | 0.62283 | 0.62283 | 0.62283 | 0.62283 | 0.67063 | 0.67063 | 0.67063 | 0.67063 | 0.67063 | 0.67063 | 0.63535 | 0.63535 | 0.63535 | 0.63535 | 0.63535 | 0.63535 | 0.61966 | 0.61966 | 0.61966 | 0.61966 | 0.61966 | 0.61966 | 0.57153 | 0.57153 | 0.57153 | 0.57153 | 0.57153 | 0.57153
82.2963 | [55 empty] | 0.73504
82.6603 | [76 empty] | 0.95934 |  | 0.95828 | 0.95751 |  |  | 0.95405
82.7024 | [101 empty] | 0.5208 | 0.5315 | 0.6366 | 0.8137 | 0.9204 | 0.8998 | 0.8998 | 0.9092 | 0.9334 | 0.9646
82.7024 | [111 empty] | 0.9059 | 0.9985 | 0.2744 | 0.9577 | 0.5083 | 0.9749
82.9442 | [36 empty] | 0.12916 | 0.12916 | 0.12916 | 0.12916 | 0.12916 | 0.12916
83.1317 | [42 empty] | 0 | 3.2463e-159 | 0.0040399 | 0.69375 | 0.6482
83.3514 | 0.63197 | 0.63197 | 0.63197 | 0.63197 | 0.63197 | 0.63197 | 0.67286 | 0.67286 | 0.67286 | 0.67286 | 0.67286 | 0.67286 | 0.6436 | 0.6436 | 0.6436 | 0.6436 | 0.6436 | 0.6436 | 0.63243 | 0.63243 | 0.63243 | 0.63243 | 0.63243 | 0.63243 | 0.58856 | 0.58856 | 0.58856 | 0.58856 | 0.58856 | 0.58856
83.6215 | [76 empty] | 0.95963 |  | 0.95838 | 0.95771 |  |  | 0.95463
84.5827 | [76 empty] | 0.95982 |  | 0.95848 | 0.9579 |  |  | 0.95521
84.8669 | 0.63985 | 0.63985 | 0.63985 | 0.63985 | 0.63985 | 0.63985 | 0.67446 | 0.67446 | 0.67446 | 0.67446 | 0.67446 | 0.67446 | 0.65048 | 0.65048 | 0.65048 | 0.65048 | 0.65048 | 0.65048 | 0.64291 | 0.64291 | 0.64291 | 0.64291 | 0.64291 | 0.64291 | 0.60369 | 0.60369 | 0.60369 | 0.60369 | 0.60369 | 0.60369
84.8731 | [36 empty] | 0.13819 | 0.13819 | 0.13819 | 0.13819 | 0.13819 | 0.13819
84.9376 | [101 empty] | 0.5694 | 0.5798 | 0.6758 | 0.8301 | 0.9263 | 0.923 | 0.923 | 0.9275 | 0.9392 | 0.9684
84.9376 | [111 empty] | 0.9488 | 1 | 0.3502 | 0.9828 | 0.5888 | 0.9888
85 | [117 empty] | 0.65653 | 0.71723 | 0.79235
85 | [68 empty] | 0.4017
85.5438 | [76 empty] | 0.96117 |  | 0.96117 | 0.95799 |  |  | 0.95569
86.3824 | 0.64659 | 0.64659 | 0.64659 | 0.64659 | 0.64659 | 0.64659 | 0.67558 | 0.67558 | 0.67558 | 0.67558 | 0.67558 | 0.67558 | 0.65616 | 0.65616 | 0.65616 | 0.65616 | 0.65616 | 0.65616 | 0.65136 | 0.65136 | 0.65136 | 0.65136 | 0.65136 | 0.65136 | 0.61692 | 0.61692 | 0.61692 | 0.61692 | 0.61692 | 0.61692
86.505 | [79 empty] | 0.95819 |  |  | 0.95617
86.8021 | [36 empty] | 0.14666 | 0.14666 | 0.14666 | 0.14666 | 0.14666 | 0.14666
87.1728 | [101 empty] | 0.6171 | 0.6295 | 0.7125 | 0.8461 | 0.931 | 0.9438 | 0.9438 | 0.9446 | 0.9455 | 0.9722
87.1728 | [111 empty] | 0.9736 |  | 0.4337 | 0.994 | 0.6652 | 0.9955
87.4662 | [79 empty] | 0.95828 |  |  | 0.95665
87.5071 | [42 empty] | 0 | 2.4611e-70 | 0.036196 | 0.69375 | 0.68603
87.8979 | 0.6523 | 0.6523 | 0.6523 | 0.6523 | 0.6523 | 0.6523 | 0.67637 | 0.67637 | 0.67637 | 0.67637 | 0.67637 | 0.67637 | 0.66081 | 0.66081 | 0.66081 | 0.66081 | 0.66081 | 0.66081 | 0.65804 | 0.65804 | 0.65804 | 0.65804 | 0.65804 | 0.65804 | 0.62831 | 0.62831 | 0.62831 | 0.62831 | 0.62831 | 0.62831
88.4273 | [79 empty] | 0.95838 |  |  | 0.95703
88.731 | [36 empty] | 0.15416 | 0.15416 | 0.15416 | 0.15416 | 0.15416 | 0.15416
89.3885 | [79 empty] | 0.95838 |  |  | 0.95742
89.408 | [101 empty] | 0.6635 | 0.677 | 0.7474 | 0.8613 | 0.9358 | 0.9604 | 0.9604 | 0.9528 | 0.9522 | 0.9743
89.408 | [113 empty] | 0.5262 | 0.9978 | 0.7366 | 0.9989
89.4133 | 0.6571 | 0.6571 | 0.6571 | 0.6571 | 0.6571 | 0.6571 | 0.67691 | 0.67691 | 0.67691 | 0.67691 | 0.67691 | 0.67691 | 0.66456 | 0.66456 | 0.66456 | 0.66456 | 0.66456 | 0.66456 | 0.66324 | 0.66324 | 0.66324 | 0.66324 | 0.66324 | 0.66324 | 0.63799 | 0.63799 | 0.63799 | 0.63799 | 0.63799 | 0.63799
90 | [117 empty] | 0.74563 | 0.79574 | 0.85712
90 | [68 empty] | 0.4927
90.3497 | [79 empty] | 0.95838 |  |  | 0.9578
90.66 | [36 empty] | 0.16166 | 0.16166 | 0.16166 | 0.16166 | 0.16166 | 0.16166
90.9288 | 0.6611 | 0.6611 | 0.6611 | 0.6611 | 0.6611 | 0.6611 | 0.67728 | 0.67728 | 0.67728 | 0.67728 | 0.67728 | 0.67728 | 0.66757 | 0.66757 | 0.66757 | 0.66757 | 0.66757 | 0.66757 | 0.66722 | 0.66722 | 0.66722 | 0.66722 | 0.66722 | 0.66722 | 0.6461 | 0.6461 | 0.6461 | 0.6461 | 0.6461 | 0.6461
91.3108 | [82 empty] | 0.95809
91.6432 | [101 empty] | 0.7085 | 0.7226 | 0.7815 | 0.8765 | 0.9406 | 0.9728 | 0.9728 | 0.961 | 0.9584 | 0.9759
91.6432 | [113 empty] | 0.6244 | 0.9967 | 0.8022 | 1
91.8825 | [42 empty] | 0 | 8.4745e-32 | 0.13215 | 0.69375 | 0.69277
92.272 | [82 empty] | 0.95828
92.4443 | 0.66441 | 0.66441 | 0.66441 | 0.66441 | 0.66441 | 0.66441 | 0.67753 | 0.67753 | 0.67753 | 0.67753 | 0.67753 | 0.67753 | 0.66996 | 0.66996 | 0.66996 | 0.66996 | 0.66996 | 0.66996 | 0.67022 | 0.67022 | 0.67022 | 0.67022 | 0.67022 | 0.67022 | 0.6528 | 0.6528 | 0.6528 | 0.6528 | 0.6528 | 0.6528
92.5889 | [36 empty] | 0.16916 | 0.16916 | 0.16916 | 0.16916 | 0.16916 | 0.16916
93.2332 | [82 empty] | 0.95838
93.8784 | [101 empty] | 0.7529 | 0.7601 | 0.8083 | 0.8871 | 0.9454 | 0.9771 | 0.9771 | 0.9692 | 0.9647 | 0.9775
93.8784 | [113 empty] | 0.7175 | 0.993 | 0.8592
93.9598 | 0.66713 | 0.66713 | 0.66713 | 0.66713 | 0.66713 | 0.66713 | 0.6777 | 0.6777 | 0.6777 | 0.6777 | 0.6777 | 0.6777 | 0.67184 | 0.67184 | 0.67184 | 0.67184 | 0.67184 | 0.67184 | 0.67245 | 0.67245 | 0.67245 | 0.67245 | 0.67245 | 0.67245 | 0.65828 | 0.65828 | 0.65828 | 0.65828 | 0.65828 | 0.65828
94.1943 | [82 empty] | 0.95848
94.5178 | [36 empty] | 0.17819 | 0.17819 | 0.17819 | 0.17819 | 0.17819 | 0.17819
95 | [117 empty] | 0.81717 | 0.8565 | 0.90434
95 | [68 empty] | 0.5847
95.1555 | [82 empty] | 0.96117
95.4753 | 0.66934 | 0.66934 | 0.66934 | 0.66934 | 0.66934 | 0.66934 | 0.67781 | 0.67781 | 0.67781 | 0.67781 | 0.67781 | 0.67781 | 0.67331 | 0.67331 | 0.67331 | 0.67331 | 0.67331 | 0.67331 | 0.67408 | 0.67408 | 0.67408 | 0.67408 | 0.67408 | 0.67408 | 0.6627 | 0.6627 | 0.6627 | 0.6627 | 0.6627 | 0.6627
96.1136 | [101 empty] | 0.7867 | 0.7958 | 0.832 | 0.897 | 0.9502 | 0.9808 | 0.9808 | 0.977 | 0.9686 | 0.9795
96.1136 | [113 empty] | 0.7982 | 0.9888 | 0.9051
96.2578 | [42 empty] | 1.6416e-253 | 1.3582e-13 | 0.3595 | 0.69375 | 0.69365
96.4468 | [36 empty] | 0.19069 | 0.19069 | 0.19069 | 0.19069 | 0.19069 | 0.19069
96.9908 | 0.67114 | 0.67114 | 0.67114 | 0.67114 | 0.67114 | 0.67114 | 0.67788 | 0.67788 | 0.67788 | 0.67788 | 0.67788 | 0.67788 | 0.67445 | 0.67445 | 0.67445 | 0.67445 | 0.67445 | 0.67445 | 0.67526 | 0.67526 | 0.67526 | 0.67526 | 0.67526 | 0.67526 | 0.66623 | 0.66623 | 0.66623 | 0.66623 | 0.66623 | 0.66623
98.3488 | [101 empty] | 0.8189 | 0.8293 | 0.8529 | 0.9068 | 0.955 | 0.9843 | 0.9843 | 0.9814 | 0.9725 | 0.9818
98.3488 | [113 empty] | 0.8722 | 0.9863 | 0.9398
98.3757 | [36 empty] | 0.20305 | 0.20305 | 0.20305 | 0.20305 | 0.20305 | 0.20305
98.5062 | 0.67259 | 0.67259 | 0.67259 | 0.67259 | 0.67259 | 0.67259 | 0.67793 | 0.67793 | 0.67793 | 0.67793 | 0.67793 | 0.67793 | 0.67533 | 0.67533 | 0.67533 | 0.67533 | 0.67533 | 0.67533 | 0.67611 | 0.67611 | 0.67611 | 0.67611 | 0.67611 | 0.67611 | 0.66902 | 0.66902 | 0.66902 | 0.66902 | 0.66902 | 0.66902
100 | [117 empty] | 0.87201 | 0.9016 | 0.93744
100 | [68 empty] | 0.6627
100.0217 | 0.67375 | 0.67375 | 0.67375 | 0.67375 | 0.67375 | 0.67375 | 0.67796 | 0.67796 | 0.67796 | 0.67796 | 0.67796 | 0.67796 | 0.676 | 0.676 | 0.676 | 0.676 | 0.676 | 0.676 | 0.67671 | 0.67671 | 0.67671 | 0.67671 | 0.67671 | 0.67671 | 0.6712 | 0.6712 | 0.6712 | 0.6712 | 0.6712 | 0.6712
100.3046 | [36 empty] | 0.21541 | 0.21541 | 0.21541 | 0.21541 | 0.21541 | 0.21541
100.584 | [101 empty] | 0.8481 | 0.8537 | 0.8734 | 0.9167 | 0.959 | 0.987 | 0.987 | 0.9859 | 0.976 | 0.9841
100.584 | [113 empty] | 0.9219 | 0.9877 | 0.9628
100.6332 | [42 empty] | 6.3471e-129 | 2.0668e-05 | 0.59142 | 0.69375 | 0.69374
101.5372 | 0.67468 | 0.67468 | 0.67468 | 0.67468 | 0.67468 | 0.67468 | 0.67797 | 0.67797 | 0.67797 | 0.67797 | 0.67797 | 0.67797 | 0.67651 | 0.67651 | 0.67651 | 0.67651 | 0.67651 | 0.67651 | 0.67712 | 0.67712 | 0.67712 | 0.67712 | 0.67712 | 0.67712 | 0.67289 | 0.67289 | 0.67289 | 0.67289 | 0.67289 | 0.67289
102.2336 | [36 empty] | 0.22749 | 0.22749 | 0.22749 | 0.22749 | 0.22749 | 0.22749
102.8192 | [101 empty] | 0.8704 | 0.8756 | 0.8934 | 0.9261 | 0.9627 | 0.9883 | 0.9883 | 0.9903 | 0.979 | 0.9863
102.8192 | [113 empty] | 0.9569 | 1 | 0.979
103.0527 | 0.67541 | 0.67541 | 0.67541 | 0.67541 | 0.67541 | 0.67541 | 0.67799 | 0.67799 | 0.67799 | 0.67799 | 0.67799 | 0.67799 | 0.6769 | 0.6769 | 0.6769 | 0.6769 | 0.6769 | 0.6769 | 0.67741 | 0.67741 | 0.67741 | 0.67741 | 0.67741 | 0.67741 | 0.67419 | 0.67419 | 0.67419 | 0.67419 | 0.67419 | 0.67419
104.1625 | [36 empty] | 0.23902 | 0.23902 | 0.23902 | 0.23902 | 0.23902 | 0.23902
104.5682 | 0.67599 | 0.67599 | 0.67599 | 0.67599 | 0.67599 | 0.67599 | 0.67799 | 0.67799 | 0.67799 | 0.67799 | 0.67799 | 0.67799 | 0.67719 | 0.67719 | 0.67719 | 0.67719 | 0.67719 | 0.67719 | 0.67761 | 0.67761 | 0.67761 | 0.67761 | 0.67761 | 0.67761 | 0.67518 | 0.67518 | 0.67518 | 0.67518 | 0.67518 | 0.67518
105 | [117 empty] | 0.91245 | 0.93393 | 0.9599
105 | [68 empty] | 0.7306
105.0085 | [42 empty] | 2.4792e-72 | 0.017945 | 0.67814 | 0.69375 | 0.69375
105.0544 | [101 empty] | 0.892 | 0.8931 | 0.9078 | 0.9319 | 0.9664 | 0.9896 | 0.9896 | 0.9948 | 0.9819 | 0.9876
105.0544 | [113 empty] | 0.979 |  | 0.9909
106.0836 | 0.67645 | 0.67645 | 0.67645 | 0.67645 | 0.67645 | 0.67645 | 0.678 | 0.678 | 0.678 | 0.678 | 0.678 | 0.678 | 0.67741 | 0.67741 | 0.67741 | 0.67741 | 0.67741 | 0.67741 | 0.67774 | 0.67774 | 0.67774 | 0.67774 | 0.67774 | 0.67774 | 0.67592 | 0.67592 | 0.67592 | 0.67592 | 0.67592 | 0.67592
106.0914 | [36 empty] | 0.25068 | 0.25068 | 0.25068 | 0.25068 | 0.25068 | 0.25068
107.2896 | [101 empty] | 0.9084 | 0.9086 | 0.9195 | 0.9378 | 0.9701 | 0.9911 | 0.9911 | 0.9982 | 0.9845 | 0.9886
107.2896 | [113 empty] | 1 |  | 0.9982
107.5991 | 0.67681 | 0.67681 | 0.67681 | 0.67681 | 0.67681 | 0.67681 | 0.678 | 0.678 | 0.678 | 0.678 | 0.678 | 0.678 | 0.67757 | 0.67757 | 0.67757 | 0.67757 | 0.67757 | 0.67757 | 0.67783 | 0.67783 | 0.67783 | 0.67783 | 0.67783 | 0.67783 | 0.67648 | 0.67648 | 0.67648 | 0.67648 | 0.67648 | 0.67648
108.0204 | [36 empty] | 0.26221 | 0.26221 | 0.26221 | 0.26221 | 0.26221 | 0.26221
109.1146 | 0.67708 | 0.67708 | 0.67708 | 0.67708 | 0.67708 | 0.67708 | 0.678 | 0.678 | 0.678 | 0.678 | 0.678 | 0.678 | 0.67769 | 0.67769 | 0.67769 | 0.67769 | 0.67769 | 0.67769 | 0.67789 | 0.67789 | 0.67789 | 0.67789 | 0.67789 | 0.67789 | 0.6769 | 0.6769 | 0.6769 | 0.6769 | 0.6769 | 0.6769
109.3839 | [42 empty] | 9.1396e-42 | 0.24273 | 0.69241 | 0.69375 | 0.69375
109.5248 | [101 empty] | 0.9249 | 0.9226 | 0.9276 | 0.9437 | 0.9738 | 0.9928 | 0.9928 |  | 0.9866 | 0.9897
109.9493 | [36 empty] | 0.2761 | 0.2761 | 0.2761 | 0.2761 | 0.2761 | 0.2761
110 | [117 empty] | 0.9413 | 0.95643 | 0.97473
110 | [68 empty] | 0.7867
110.6301 | 0.6773 | 0.6773 | 0.6773 | 0.6773 | 0.6773 | 0.6773 | 0.678 | 0.678 | 0.678 | 0.678 | 0.678 | 0.678 | 0.67777 | 0.67777 | 0.67777 | 0.67777 | 0.67777 | 0.67777 | 0.67793 | 0.67793 | 0.67793 | 0.67793 | 0.67793 | 0.67793 | 0.6772 | 0.6772 | 0.6772 | 0.6772 | 0.6772 | 0.6772
111.8782 | [36 empty] | 0.29471 | 0.29471 | 0.29471 | 0.29471 | 0.29471 | 0.29471
112.1456 | 0.67747 | 0.67747 | 0.67747 | 0.67747 | 0.67747 | 0.67747 | 0.67801 | 0.67801 | 0.67801 | 0.67801 | 0.67801 | 0.67801 | 0.67784 | 0.67784 | 0.67784 | 0.67784 | 0.67784 | 0.67784 | 0.67796 | 0.67796 | 0.67796 | 0.67796 | 0.67796 | 0.67796 | 0.67743 | 0.67743 | 0.67743 | 0.67743 | 0.67743 | 0.67743
113.661 | 0.6776 | 0.6776 | 0.6776 | 0.6776 | 0.6776 | 0.6776 | 0.67801 | 0.67801 | 0.67801 | 0.67801 | 0.67801 | 0.67801 | 0.67789 | 0.67789 | 0.67789 | 0.67789 | 0.67789 | 0.67789 | 0.67798 | 0.67798 | 0.67798 | 0.67798 | 0.67798 | 0.67798 | 0.67759 | 0.67759 | 0.67759 | 0.67759 | 0.67759 | 0.67759
113.7592 | [42 empty] | 5.0162e-24 | 0.65204 | 0.69367 | 0.69375 | 0.69375
113.8072 | [36 empty] | 0.31332 | 0.31332 | 0.31332 | 0.31332 | 0.31332 | 0.31332
115 | [117 empty] | 0.96132 | 0.97171 | 0.9843
115 | [68 empty] | 0.8338
115.1765 | 0.67769 | 0.67769 | 0.67769 | 0.67769 | 0.67769 | 0.67769 | 0.67801 | 0.67801 | 0.67801 | 0.67801 | 0.67801 | 0.67801 | 0.67792 | 0.67792 | 0.67792 | 0.67792 | 0.67792 | 0.67792 | 0.67799 | 0.67799 | 0.67799 | 0.67799 | 0.67799 | 0.67799 | 0.67771 | 0.67771 | 0.67771 | 0.67771 | 0.67771 | 0.67771
115.7361 | [36 empty] | 0.33207 | 0.33207 | 0.33207 | 0.33207 | 0.33207 | 0.33207
116.692 | 0.67777 | 0.67777 | 0.67777 | 0.67777 | 0.67777 | 0.67777 | 0.67801 | 0.67801 | 0.67801 | 0.67801 | 0.67801 | 0.67801 | 0.67794 | 0.67794 | 0.67794 | 0.67794 | 0.67794 | 0.67794 | 0.67799 | 0.67799 | 0.67799 | 0.67799 | 0.67799 | 0.67799 | 0.6778 | 0.6778 | 0.6778 | 0.6778 | 0.6778 | 0.6778
117.665 | [36 empty] | 0.36582 | 0.36582 | 0.36582 | 0.36582 | 0.36582 | 0.36582
118.1346 | [42 empty] | 1.6387e-13 | 0.69353 | 0.69375 | 0.69375 | 0.69375
118.2075 | 0.67783 | 0.67783 | 0.67783 | 0.67783 | 0.67783 | 0.67783 | 0.67801 | 0.67801 | 0.67801 | 0.67801 | 0.67801 | 0.67801 | 0.67796 | 0.67796 | 0.67796 | 0.67796 | 0.67796 | 0.67796 | 0.678 | 0.678 | 0.678 | 0.678 | 0.678 | 0.678 | 0.67786 | 0.67786 | 0.67786 | 0.67786 | 0.67786 | 0.67786
119.594 | [36 empty] | 0.41734 | 0.41734 | 0.41734 | 0.41734 | 0.41734 | 0.41734
119.723 | 0.67787 | 0.67787 | 0.67787 | 0.67787 | 0.67787 | 0.67787 | 0.67801 | 0.67801 | 0.67801 | 0.67801 | 0.67801 | 0.67801 | 0.67797 | 0.67797 | 0.67797 | 0.67797 | 0.67797 | 0.67797 | 0.678 | 0.678 | 0.678 | 0.678 | 0.678 | 0.678 | 0.6779 | 0.6779 | 0.6779 | 0.6779 | 0.6779 | 0.6779
120 | [117 empty] | 0.9749 | 0.98187 | 0.99036
120 | [68 empty] | 0.8726
121.2384 | 0.6779 | 0.6779 | 0.6779 | 0.6779 | 0.6779 | 0.6779 | 0.67801 | 0.67801 | 0.67801 | 0.67801 | 0.67801 | 0.67801 | 0.67798 | 0.67798 | 0.67798 | 0.67798 | 0.67798 | 0.67798 | 0.678 | 0.678 | 0.678 | 0.678 | 0.678 | 0.678 | 0.67793 | 0.67793 | 0.67793 | 0.67793 | 0.67793 | 0.67793
121.5229 | [36 empty] | 0.46887 | 0.46887 | 0.46887 | 0.46887 | 0.46887 | 0.46887
122.5099 | [42 empty] | 2.0735e-07 | 0.69375 | 0.69375 | 0.69375 | 0.69375
123.4519 | [36 empty] | 0.5204 | 0.5204 | 0.5204 | 0.5204 | 0.5204 | 0.5204
125 | [117 empty] | 0.98392 | 0.98852 | 0.99415
125 | [68 empty] | 0.9041
125.3808 | [36 empty] | 0.57623 | 0.57623 | 0.57623 | 0.57623 | 0.57623 | 0.57623
126.8853 | [42 empty] | 0.00039426 | 0.69375 | 0.69375 | 0.69375 | 0.69375
127.3097 | [36 empty] | 0.63359 | 0.63359 | 0.63359 | 0.63359 | 0.63359 | 0.63359
129.2387 | [36 empty] | 0.69108 | 0.69108 | 0.69108 | 0.69108 | 0.69108 | 0.69108
130 | [117 empty] | 0.98981 | 0.99279 | 0.99647
130 | [68 empty] | 0.9296
131.1676 | [36 empty] | 0.74844 | 0.74844 | 0.74844 | 0.74844 | 0.74844 | 0.74844
131.2607 | [42 empty] | 0.011699 | 0.69375 | 0.69375 | 0.69375 | 0.69375
133.0965 | [36 empty] | 0.78025 | 0.78025 | 0.78025 | 0.78025 | 0.78025 | 0.78025
135 | [117 empty] | 0.9936 | 0.99551 | 0.99789
135 | [68 empty] | 0.9484
135.0255 | [36 empty] | 0.8083 | 0.8083 | 0.8083 | 0.8083 | 0.8083 | 0.8083
135.636 | [42 empty] | 0.041853 | 0.69375 | 0.69375 | 0.69375 | 0.69375
136.9544 | [36 empty] | 0.83636 | 0.83636 | 0.83636 | 0.83636 | 0.83636 | 0.83636
138.8833 | [36 empty] | 0.86441 | 0.86441 | 0.86441 | 0.86441 | 0.86441 | 0.86441
140 | [117 empty] | 0.99602 | 0.99723 | 0.99875
140 | [68 empty] | 0.9612
140.0114 | [42 empty] | 0.1032 | 0.69375 | 0.69375 | 0.69375 | 0.69375
140.8123 | [36 empty] | 0.91455 | 0.91455 | 0.91455 | 0.91455 | 0.91455 | 0.91455
142.7412 | [36 empty] | 0.97968 | 0.97968 | 0.97968 | 0.97968 | 0.97968 | 0.97968
144.3867 | [42 empty] | 0.23656 | 0.69375 | 0.69375 | 0.69375 | 0.69375
144.6701 | [36 empty] | 1.045 | 1.045 | 1.045 | 1.045 | 1.045 | 1.045
145 | [117 empty] | 0.99754 | 0.99829 | 0.99926
145 | [68 empty] | 0.9709
146.5991 | [36 empty] | 1.1101 | 1.1101 | 1.1101 | 1.1101 | 1.1101 | 1.1101
148.528 | [36 empty] | 1.1462 | 1.1462 | 1.1462 | 1.1462 | 1.1462 | 1.1462
148.7621 | [42 empty] | 0.48761 | 0.69375 | 0.69375 | 0.69375 | 0.69375
150 | [117 empty] | 0.99848 | 0.99896 | 0.99956
150 | [68 empty] | 0.9786
150.4569 | [36 empty] | 1.1718 | 1.1718 | 1.1718 | 1.1718 | 1.1718 | 1.1718
152.3859 | [36 empty] | 1.1972 | 1.1972 | 1.1972 | 1.1972 | 1.1972 | 1.1972
153.1374 | [42 empty] | 0.65277 | 0.69375 | 0.69375 | 0.69375 | 0.69375
154.3148 | [36 empty] | 1.2227 | 1.2227 | 1.2227 | 1.2227 | 1.2227 | 1.2227
155 | [117 empty] | 0.99907 | 0.99936 | 0.99974
155 | [68 empty] | 0.9846
157.5128 | [42 empty] | 0.69012 | 0.69375 | 0.69375 | 0.69375 | 0.69375
160 | [117 empty] | 0.99943 | 0.99961 | 0.99985
160 | [68 empty] | 0.9892
161.8881 | [42 empty] | 0.69359 | 0.69375 | 0.69375 | 0.69375 | 0.69375
165 | [117 empty] | 0.99966 | 0.99976 | 0.99991
165 | [68 empty] | 0.9928
166.2635 | [42 empty] | 0.69375 | 0.69375 | 0.69375 | 0.69375 | 0.69375
170 | [117 empty] | 0.99979 | 0.99986 | 0.99995
170 | [68 empty] | 0.9956
170.6388 | [42 empty] | 0.69375 | 0.69375 | 0.69375 | 0.69375 | 0.69375
175 | [117 empty] | 0.99987 | 0.99991 | 0.99997
175 | [68 empty] | 0.9977
175.0142 | [42 empty] | 0.69375 | 0.69375 | 0.69375 | 0.69375 | 0.69375
179.3896 | [42 empty] | 0.69375 | 0.69375 | 0.69375 | 0.69375 | 0.69375
180 | [117 empty] | 0.99992 | 0.99995 | 0.99998
180 | [68 empty] | 0.9992
185 | [117 empty] | 0.99995 | 0.99997 | 0.99999
190 | [117 empty] | 0.99997 | 0.99998 | 0.99999
195 | [117 empty] | 0.99998 | 0.99999 | 1
200 | [117 empty] | 0.99999 | 0.99999 | 1
205 | [117 empty] | 0.99999 | 1 | 1
210 | [117 empty] | 1 | 1 | 1
215 | [117 empty] | 1 | 1 | 1
220 | [117 empty] | 1 | 1 | 1
225 | [117 empty] | 1 | 1 | 1
230 | [117 empty] | 1 | 1 | 1
235 | [117 empty] | 1 | 1 | 1
240 | [117 empty] | 1 | 1 | 1
245 | [117 empty] | 1 | 1 | 1
250 | [117 empty] | 1 | 1 | 1
255 | [117 empty] | 1 | 1 | 1
260 | [117 empty] | 1 | 1 | 1
265 | [117 empty] | 1 | 1 | 1
270 | [117 empty] | 1 | 1 | 1
275 | [117 empty] | 1 | 1 | 1
280 | [117 empty] | 1 | 1 | 1
285 | [117 empty] | 1 | 1 | 1
290 | [117 empty] | 1 | 1 | 1
295 | [117 empty] | 1 | 1 | 1
300 | [117 empty] | 1 | 1 | 1
305 | [117 empty] | 1 | 1 | 1
Note on DI3: Ye, M.: Southern pine: class 5
Note on BT8: Ye, M.: class 5
Note on BU8: Ye, M.: class 5
Note on BV8: Ye, M.: class 5
Note on BW8: Ye, M.: class 5
Note on BX8: Ye, M.: class 5
Note on BY8: Ye, M.: class 5
Note on BZ8: Ye, M.: class 5
Note on CA8: Ye, M.: class 5
Note on CB8: Ye, M.: class 5
Note on CC8: Ye, M.: class 5
Note on CD8: Ye, M.: class 5
Note on CE8: Ye, M.: class 5
Note on CF8: Ye, M.: class 5
Note on CG8: Ye, M.: class 5
Note on CH8: Ye, M.: class 5
Note on DP8: Ye, M.: class 5

## flooding_curves
Infrastructure type | plant | plant | plant | substation | substation | substation | power_tower | power_tower | power_pole | power_pole | power_pole | power_pole | line | line | line | line | line | line | line | line | line | line | line | line | minor_line | cable | cable
Code | F1_1_1 | F1_1_2 | F1_1_3 | F2_1_1 | F2_1_2 | F2_1_3 | F3_1_1 | F3_1_2 | F4_1_1 | F4_1_2 | F4_1_3 | F4_1_4 | F5_1_1 | F5_1_2 | F5_1_3 | F5_1_4 | F5_1_5 | F5_1_6 | F5_1_7 | F5_1_8 | F5_1_9 | F5_1_10 | F5_1_11 | F5_1_12 | F5_2 | F5_3_1 | F5_3_2
Type vulnerability data | curve | curve | curve | curve | curve | curve | curve | curve | curve | curve | curve | curve | curve | curve | curve | curve | curve | curve | curve | curve | curve | curve | curve | curve | curve | curve | curve
Unit | euro/facility | euro/facility | euro/facility | euro/facility | euro/facility | euro/facility | euro/facility | euro/facility | euro/facility | euro/facility | euro/facility | euro/facility | euro/m | euro/m | euro/m | euro/m | euro/m | euro/m | euro/m | euro/m | euro/m | euro/m | euro/m | euro/m | euro/m | euro/m | euro/m
Specific occupancy | Small power plants | Medium power plants | Large power plants | low votage | medium votage | high votage |  |  | wood | concrete | steel monopole | steel monopole | wood | wood | wood | wood | wood | wood | wood | wood | wood | wood | wood | wood | minor line | cable: Distribution circuits elevated crossings | cable: Distribution circuits elevated crossings
Cost type
Reference | FEMA, 2021 | FEMA, 2021 | FEMA, 2021 | FEMA, 2012 | FEMA, 2012 | FEMA, 2012 | Quanta, 2009 | ICF, 2002 | Quanta, 2009 | Quanta, 2009 | Quanta, 2009 | Quanta, 2009 | ICF, 2002 | ICF, 2002 | ICF, 2002 | ICF, 2002 | ICF, 2002 | ICF, 2002 | ICF, 2002 | ICF, 2002 | ICF, 2002 | ICF, 2002 | ICF, 2002 | ICF, 2002 |  | ICF, 2002 | ICF, 2002
MaxDam | 154165240.3294 | 775256237.2888 | 775256237.2888 | 10077017.8331 | 20154035.6662 | 50385089.1654 | 9155.4654 | 29863.9734 | 4013.9725 | 5223.4943 | 6945.5254 | 4209.4094 | 402.4843 | 442.7327 | 523.2295 | 656.0493 | 721.655 | 852.8639 | 269.6644 | 296.6302 | 350.564 | 439.554 | 483.5085 | 571.4198 | 269.6644 | 2012.4213 | 3219.874
LowerDam | 115623930.2471 | 581442177.9666 | 581442177.9666 | 7557763.3748 | 15115526.7496 | 37788816.8741 | 6866.599 | 22397.98 | 3010.4794 | 3917.6208 | 5209.1441 | 3157.057 | 301.8632 | 332.0495 | 392.4221 | 492.037 | 541.2412 | 639.6479 | 202.2483 | 222.4726 | 262.923 | 329.6655 | 362.6314 | 428.5648 | 202.2483 | 2636.8831 | 2636.8831
UpperDam | 192706550.4118 | 969070296.611 | 969070296.611 | 12596272.2914 | 25192544.5827 | 62981361.4568 | 11444.3317 | 37329.9667 | 5017.4656 | 6529.3679 | 8681.9068 | 5261.7617 | 503.1053 | 553.4158 | 654.0369 | 820.0617 | 902.0687 | 1066.0799 | 337.0806 | 370.7877 | 438.205 | 549.4425 | 604.3856 | 714.2747 | 337.0806 | 55134.8288 | 55134.8288
Depth (cm) | Exceedance probability | Exceedance probability | Exceedance probability | Exceedance probability | Exceedance probability | Exceedance probability | Exceedance probability | Exceedance probability | Exceedance probability | Exceedance probability | Exceedance probability | Exceedance probability | Exceedance probability | Exceedance probability | Exceedance probability | Exceedance probability | Exceedance probability | Exceedance probability | Exceedance probability | Exceedance probability | Exceedance probability | Exceedance probability | Exceedance probability | Exceedance probability | Exceedance probability | Exceedance probability | Exceedance probability
0 | 0 | 0 | 0 | 0 | 0 | 0 | 0 | 0 | 0 | 0 | 0 | 0 | 0 | 0 | 0 | 0 | 0 | 0 | 0 | 0 | 0 | 0 | 0 | 0 | 0 | 0 | 0
5 | 0.004 | 0.004 | 0.004 | 0.003 | 0.003 | 0.003 | [19 empty] | 0 | 0
10 | 0.008 | 0.008 | 0.008 | 0.007 | 0.007 | 0.007 | [19 empty] | 0 | 0
15 | 0.012 | 0.012 | 0.012 | 0.01 | 0.01 | 0.01 | [19 empty] | 0 | 0
20 | 0.016 | 0.016 | 0.016 | 0.013 | 0.013 | 0.013 | [19 empty] | 0 | 0
25 | 0.021 | 0.021 | 0.021 | 0.016 | 0.016 | 0.016 | [19 empty] | 0 | 0
30 | 0.025 | 0.025 | 0.025 | 0.02 | 0.02 | 0.02 | 0 | 0 | 0 | 0 | 0 | 0 | 0 | 0 | 0 | 0 | 0 | 0 | 0 | 0 | 0 | 0 | 0 | 0 | 0 | 0 | 0
35 | 0.029 | 0.029 | 0.029 | 0.023 | 0.023 | 0.023 | [19 empty] | 0 | 0
40 | 0.033 | 0.033 | 0.033 | 0.026 | 0.026 | 0.026 | [19 empty] | 0 | 0
45 | 0.037 | 0.037 | 0.037 | 0.03 | 0.03 | 0.03 | [19 empty] | 0 | 0
50 | 0.041 | 0.041 | 0.041 | 0.033 | 0.033 | 0.033 | [19 empty] | 0 | 0
55 | 0.045 | 0.045 | 0.045 | 0.036 | 0.036 | 0.036 | [19 empty] | 0 | 0
60 | 0.049 | 0.049 | 0.049 | 0.039 | 0.039 | 0.039 | [19 empty] | 0 | 0
61 | [6 empty] | 0 | 0 | 0 | 0 | 0 | 0 | 0 | 0 | 0 | 0 | 0 | 0 | 0 | 0 | 0 | 0 | 0 | 0 | 0
65 | 0.053 | 0.053 | 0.053 | 0.043 | 0.043 | 0.043 | [19 empty] | 0.001 | 0.001
70 | 0.057 | 0.057 | 0.057 | 0.046 | 0.046 | 0.046 | [19 empty] | 0.003 | 0.003
75 | 0.062 | 0.062 | 0.062 | 0.049 | 0.049 | 0.049 | [19 empty] | 0.005 | 0.005
80 | 0.066 | 0.066 | 0.066 | 0.052 | 0.052 | 0.052 | [19 empty] | 0.006 | 0.006
85 | 0.07 | 0.07 | 0.07 | 0.056 | 0.056 | 0.056 | [19 empty] | 0.008 | 0.008
90 | 0.074 | 0.074 | 0.074 | 0.059 | 0.059 | 0.059 | [19 empty] | 0.01 | 0.01
91 | [6 empty] | 0.01 | 0.01 | 0.01 | 0.01 | 0.01 | 0.01 | 0.01 | 0.01 | 0.01 | 0.01 | 0.01 | 0.01 | 0.01 | 0.01 | 0.01 | 0.01 | 0.01 | 0.01 | 0.01
95 | 0.078 | 0.078 | 0.078 | 0.061 | 0.061 | 0.061 | [19 empty] | 0.01 | 0.01
100 | 0.082 | 0.082 | 0.082 | 0.063 | 0.063 | 0.063 | [19 empty] | 0.01 | 0.01
105 | 0.086 | 0.086 | 0.086 | 0.064 | 0.064 | 0.064 | [19 empty] | 0.01 | 0.01
110 | 0.09 | 0.09 | 0.09 | 0.066 | 0.066 | 0.066 | [19 empty] | 0.01 | 0.01
115 | 0.094 | 0.094 | 0.094 | 0.068 | 0.068 | 0.068 | [19 empty] | 0.01 | 0.01
120 | 0.098 | 0.098 | 0.098 | 0.069 | 0.069 | 0.069 | [19 empty] | 0.01 | 0.01
122 | [6 empty] | 0.01 | 0.01 | 0.01 | 0.01 | 0.01 | 0.01 | 0.01 | 0.01 | 0.01 | 0.01 | 0.01 | 0.01 | 0.01 | 0.01 | 0.01 | 0.01 | 0.01 | 0.01 | 0.01
125 | 0.103 | 0.103 | 0.103 | 0.071 | 0.071 | 0.071 | [19 empty] | 0.01 | 0.01
130 | 0.107 | 0.107 | 0.107 | 0.073 | 0.073 | 0.073 | [19 empty] | 0.01 | 0.01
135 | 0.111 | 0.111 | 0.111 | 0.074 | 0.074 | 0.074 | [19 empty] | 0.01 | 0.01
140 | 0.115 | 0.115 | 0.115 | 0.076 | 0.076 | 0.076 | [19 empty] | 0.01 | 0.01
145 | 0.119 | 0.119 | 0.119 | 0.078 | 0.078 | 0.078 | [19 empty] | 0.01 | 0.01
150 | 0.123 | 0.123 | 0.123 | 0.079 | 0.079 | 0.079 | [19 empty] | 0.01 | 0.01
152 | [6 empty] | 0.01 | 0.01 | 0.01 | 0.01 | 0.01 | 0.01 | 0.01 | 0.01 | 0.01 | 0.01 | 0.01 | 0.01 | 0.01 | 0.01 | 0.01 | 0.01 | 0.01 | 0.01 | 0.01
155 | 0.127 | 0.127 | 0.127 | 0.081 | 0.081 | 0.081 | [19 empty] | 0.01 | 0.01
160 | 0.131 | 0.131 | 0.131 | 0.082 | 0.082 | 0.082 | [19 empty] | 0.01 | 0.01
165 | 0.135 | 0.135 | 0.135 | 0.084 | 0.084 | 0.084 | [19 empty] | 0.01 | 0.01
170 | 0.139 | 0.139 | 0.139 | 0.086 | 0.086 | 0.086 | [19 empty] | 0.01 | 0.01
175 | 0.144 | 0.144 | 0.144 | 0.087 | 0.087 | 0.087 | [19 empty] | 0.01 | 0.01
180 | 0.148 | 0.148 | 0.148 | 0.089 | 0.089 | 0.089 | [19 empty] | 0.01 | 0.01
183 | [6 empty] | 0.01 | 0.01 | 0.01 | 0.01 | 0.01 | 0.01 | 0.01 | 0.01 | 0.01 | 0.01 | 0.01 | 0.01 | 0.01 | 0.01 | 0.01 | 0.01 | 0.01 | 0.01 | 0.01
185 | 0.152 | 0.152 | 0.152 | 0.091 | 0.091 | 0.091 | [19 empty] | 0.011 | 0.011
190 | 0.156 | 0.156 | 0.156 | 0.092 | 0.092 | 0.092 | [19 empty] | 0.012 | 0.012
195 | 0.16 | 0.16 | 0.16 | 0.094 | 0.094 | 0.094 | [19 empty] | 0.014 | 0.014
200 | 0.164 | 0.164 | 0.164 | 0.096 | 0.096 | 0.096 | [19 empty] | 0.016 | 0.016
205 | 0.168 | 0.168 | 0.168 | 0.097 | 0.097 | 0.097 | [19 empty] | 0.017 | 0.017
210 | 0.172 | 0.172 | 0.172 | 0.099 | 0.099 | 0.099 | [19 empty] | 0.019 | 0.019
213 | [6 empty] | 0.02 | 0.02 | 0.02 | 0.02 | 0.02 | 0.02 | 0.02 | 0.02 | 0.02 | 0.02 | 0.02 | 0.02 | 0.02 | 0.02 | 0.02 | 0.02 | 0.02 | 0.02 | 0.02
215 | 0.176 | 0.176 | 0.176 | 0.101 | 0.101 | 0.101 | [19 empty] | 0.02 | 0.02
220 | 0.18 | 0.18 | 0.18 | 0.104 | 0.104 | 0.104 | [19 empty] | 0.02 | 0.02
225 | 0.185 | 0.185 | 0.185 | 0.108 | 0.108 | 0.108 | [19 empty] | 0.02 | 0.02
230 | 0.189 | 0.189 | 0.189 | 0.111 | 0.111 | 0.111 | [19 empty] | 0.02 | 0.02
235 | 0.193 | 0.193 | 0.193 | 0.114 | 0.114 | 0.114 | [19 empty] | 0.02 | 0.02
240 | 0.197 | 0.197 | 0.197 | 0.117 | 0.117 | 0.117 | [19 empty] | 0.02 | 0.02
244 | [6 empty] | 0.02 | 0.02 | 0.02 | 0.02 | 0.02 | 0.02 | 0.02 | 0.02 | 0.02 | 0.02 | 0.02 | 0.02 | 0.02 | 0.02 | 0.02 | 0.02 | 0.02 | 0.02 | 0.02
245 | 0.201 | 0.201 | 0.201 | 0.121 | 0.121 | 0.121 | [19 empty] | 0.02 | 0.02
250 | 0.205 | 0.205 | 0.205 | 0.124 | 0.124 | 0.124 | [19 empty] | 0.02 | 0.02
255 | 0.209 | 0.209 | 0.209 | 0.127 | 0.127 | 0.127 | [19 empty] | 0.02 | 0.02
260 | 0.213 | 0.213 | 0.213 | 0.131 | 0.131 | 0.131 | [19 empty] | 0.02 | 0.02
265 | 0.217 | 0.217 | 0.217 | 0.134 | 0.134 | 0.134 | [19 empty] | 0.02 | 0.02
270 | 0.243 | 0.243 | 0.243 | 0.137 | 0.137 | 0.137 | [19 empty] | 0.02 | 0.02
274 | [6 empty] | 0.02 | 0.02 | 0.02 | 0.02 | 0.02 | 0.02 | 0.02 | 0.02 | 0.02 | 0.02 | 0.02 | 0.02 | 0.02 | 0.02 | 0.02 | 0.02 | 0.02 | 0.02 | 0.02
275 | 0.251 | 0.251 | 0.251 | 0.14 | 0.14 | 0.14 | [19 empty] | 0.02 | 0.02
280 | 0.259 | 0.259 | 0.259 | 0.144 | 0.144 | 0.144 | [19 empty] | 0.02 | 0.02
285 | 0.268 | 0.268 | 0.268 | 0.147 | 0.147 | 0.147 | [19 empty] | 0.02 | 0.02
290 | 0.276 | 0.276 | 0.276 | 0.15 | 0.15 | 0.15 | [19 empty] | 0.02 | 0.02
295 | 0.284 | 0.284 | 0.284 | 0.154 | 0.154 | 0.154 | [19 empty] | 0.02 | 0.02
300 | 0.292 | 0.292 | 0.292 | 0.157 | 0.157 | 0.157 | [19 empty] | 0.02 | 0.02
305 | 0.3 | 0.3 | 0.3 | 0.15 | 0.15 | 0.15 | 0.02 | 0.02 | 0.02 | 0.02 | 0.02 | 0.02 | 0.02 | 0.02 | 0.02 | 0.02 | 0.02 | 0.02 | 0.02 | 0.02 | 0.02 | 0.02 | 0.02 | 0.02 | 0.02 | 0.02 | 0.02

## correction_reference_year
Infrastructure type | plant | plant | plant | substation | substation | substation | substation | substation | substation | substation | substation | substation | power_tower | power_pole | power_pole | power_pole | power_pole | minor_line | line | line | line | line | line | line | line | line | line | line | line | line | cable | cable
Specific occupancy | small | medium | large | 225 kV | 132 kV | 63 kV | 33 kV | 25 kV | 11 kV | low votage (115kV) | medium votage (230kV) | high votage (500kV) |  | wood pole | concrete pole | steel monopole | distribution | Single 220 kV overhead line, Flat land | Single 380 kV overhead line, Flat land | Single 380 kV overhead line, Medium mountain | Single 380 kV overhead line, High mountain | Double 380 kV overhead line, Flat land | Double 380 kV overhead line, Medium mountain | Double 380 kV overhead line, High mountain | Single 220 kV overhead line, Flat land | Single 220 kV overhead line, Medium mountain | Single 220 kV overhead line, High mountain | Double 220 kV overhead line, Flat land | Double 220 kV overhead line, Medium mountain | Double 220 kV overhead line, High mountain | 400 kV DC underground cable, Medium scenario (x 5) | 400 kV DC underground cable, High scenario (x 8)
Unit | USD/plant | USD/plant | USD/plant | euro/station | euro/station | euro/station | euro/station | euro/station | euro/station | USD/station | USD/station | USD/station | euro/tower | USD/pole | USD/pole | USD/pole | USD/pole | euro/km | euro/km | euro/km | euro/km | euro/km | euro/km | euro/km | euro/km | euro/km | euro/km | euro/km | euro/km | euro/km | euro/km | euro/km
MaxDam | 174000000 | 875000000 | 875000000 | 9000000 | 5560000 | 3000000 | 1890000 | 1590000 | 1070000 | 10000000 | 20000000 | 50000000 | 42000 | 6357.1429 | 8272.7273 | 11000 | 4000 | 112493 | 167900 | 184690 | 218270 | 273677 | 301045 | 355780 | 112493 | 123742 | 146241 | 183364 | 201700 | 238373 | 839500 | 1343200
LowerDam | 130500000 | 656250000 | 656250000 | 6750000 | 4170000 | 2250000 | 1417500 | 1192500 | 802500 | 7500000 | 15000000 | 37500000 | 31500 | 4767.8571 | 6204.5455 | 8250 | 3000 | 84369.75 | 125925 | 138517.5 | 163702.5 | 205257.75 | 225783.75 | 266835 | 84369.75 | 92806.5 | 109680.75 | 137523 | 151275 | 178779.75 | 1100000 | 1100000
UpperDam | 217500000 | 1093750000 | 1093750000 | 11250000 | 6950000 | 3750000 | 2362500 | 1987500 | 1337500 | 12500000 | 25000000 | 62500000 | 52500 | 7946.4286 | 10340.9091 | 13750 | 5000 | 140616.25 | 209875 | 230862.5 | 272837.5 | 342096.25 | 376306.25 | 444725 | 140616.25 | 154677.5 | 182801.25 | 229205 | 252125 | 297966.25 | 23000000 | 23000000
Year | 2019 | 2019 | 2019 | 2018 | 2018 | 2018 | 2018 | 2018 | 2018 | 2011 | 2011 | 2011 | 2001 | 2008 | 2008 | 2008 | 2008 | 2001 | 2001 | 2001 | 2001 | 2001 | 2001 | 2001 | 2001 | 2001 | 2001 | 2001 | 2001 | 2001 | 2001 | 2001
Country | US | US | US | US | US | US | US | US | US | US | US | US |  | US | US | US | US | Portugal | Portugal | Portugal | Portugal | Portugal | Portugal | Portugal | Portugal | Portugal | Portugal | Portugal | Portugal | Portugal | Portugal | Portugal
Reference | FEMA, 2021 | FEMA, 2021 | FEMA, 2021 | Sánchez-Muñoz et al., 2020 | Sánchez-Muñoz et al., 2020 | Sánchez-Muñoz et al., 2020 | Sánchez-Muñoz et al., 2020 | Sánchez-Muñoz et al., 2020 | Sánchez-Muñoz et al., 2020 | FEMA, 2012 | FEMA, 2012 | FEMA, 2012 | ICF, 2002 | Quanta, 2009 | Quanta, 2009 | Quanta, 2009 | Quanta, 2009 | ICF, 2002 | ICF, 2002 | ICF, 2002 | ICF, 2002 | ICF, 2002 | ICF, 2002 | ICF, 2002 | ICF, 2002 | ICF, 2002 | ICF, 2002 | ICF, 2002 | ICF, 2002 | ICF, 2002 | ICF, 2002 | ICF, 2002
|  |  |  | Used for wind curves | Used for wind curves | Used for wind curves | Used for wind curves | Used for wind curves | Used for wind curves | - Hazus, Flood Model - Used for flood curves | - Hazus, Flood Model - Used for flood curves | - Hazus, Flood Model - Used for flood curves | Appendix C | Table 5-5: pole/tower cost÷structures per mile=cost per structure This is an illustrative example of cost comparisons by material. | Table 5-5: pole/tower cost÷structures per mile=cost per structure This is an illustrative example of cost comparisons by material. | Table 5-5: pole/tower cost÷structures per mile=cost per structure This is an illustrative example of cost comparisons by material. | A typical distri­ bution structure costs about $4000 to replace during hurricane restoration. | Use the cheapest cost of line | Appendix C | Appendix C | Appendix C | Appendix C | Appendix C | Appendix C | Appendix C | Appendix C | Appendix C | Appendix C | Appendix C | Appendix C | Appendix C | Appendix C
STEP 1
Correct to reference year of 2020
Source for USA inflation rates: https://www.usinflationcalculator.com/
Source for euro inflation rates: https://www.inflationtool.com/
Inflation rate (%) | 1.2 | 1.2 | 1.2 | 1.45 | 1.45 | 1.45 | 1.45 | 1.45 | 1.45 | 15.1 | 15.1 | 15.1 | 35.36 | 20.2 | 20.2 | 20.2 | 20.2 | 35.36 | 35.36 | 35.36 | 35.36 | 35.36 | 35.36 | 35.36 | 35.36 | 35.36 | 35.36 | 35.36 | 35.36 | 35.36 | 35.36 | 35.36
MaxDam | 176088000 | 885500000 | 885500000 | 9130500 | 5640620 | 3043500 | 1917405 | 1613055 | 1085515 | 11510000 | 23020000 | 57550000 | 56851.2 | 7641.2857 | 9943.8182 | 13222 | 4808 | 152270.5248 | 227269.44 | 249996.384 | 295450.272 | 370449.1872 | 407494.512 | 481583.808 | 152270.5248 | 167497.1712 | 197951.8176 | 248201.5104 | 273021.12 | 322661.6928 | 1136347.2 | 1818155.52
LowerDam | 132066000 | 664125000 | 664125000 | 6847875 | 4230465 | 2282625 | 1438053.75 | 1209791.25 | 814136.25 | 8632500 | 17265000 | 43162500 | 42638.4 | 5730.9643 | 7457.8636 | 9916.5 | 3606 | 114202.8936 | 170452.08 | 187497.288 | 221587.704 | 277836.8904 | 305620.884 | 361187.856 | 114202.8936 | 125622.8784 | 148463.8632 | 186151.1328 | 204765.84 | 241996.2696 | 1488960 | 1488960
UpperDam | 220110000 | 1106875000 | 1106875000 | 11413125 | 7050775 | 3804375 | 2396756.25 | 2016318.75 | 1356893.75 | 14387500 | 28775000 | 71937500 | 71064 | 9551.6071 | 12429.7727 | 16527.5 | 6010 | 190338.156 | 284086.8 | 312495.48 | 369312.84 | 463061.484 | 509368.14 | 601979.76 | 190338.156 | 209371.464 | 247439.772 | 310251.888 | 341276.4 | 403327.116 | 31132800 | 31132800
STEP 2
Correction unit + 25% range in cases of absent LowerDam and UpperDam
exchange rates extracted from: https://www.ofx.com/en-gb/forex-news/historical-exchange-rates/yearly-average-rates/
List of constants
|  | 1 mile = | 1609.344 | m
Euro to dollar exchange rates (average/year)
|  | 2020 | 1.1422
Unit | euro/facility | euro/facility | euro/facility | euro/facility | euro/facility | euro/facility | euro/facility | euro/facility | euro/facility | euro/facility | euro/facility | euro/facility | euro/facility | euro/facility | euro/facility | euro/facility | euro/facility | euro/m | euro/m | euro/m | euro/m | euro/m | euro/m | euro/m | euro/m | euro/m | euro/m | euro/m | euro/m | euro/m | euro/m | euro/m
MaxDam | 154165240.3294 | 775256237.2888 | 775256237.2888 | 9130500 | 5640620 | 3043500 | 1917405 | 1613055 | 1085515 | 10077017.8331 | 20154035.6662 | 50385089.1654 | 49773.289 | 6689.9542 | 8705.8239 | 11575.8757 | 4209.4094 | 152.2705 | 227.2694 | 249.9964 | 295.4503 | 370.4492 | 407.4945 | 481.5838 | 152.2705 | 167.4972 | 197.9518 | 248.2015 | 273.0211 | 322.6617 | 1136.3472 | 1818.1555
LowerDam | 115623930.2471 | 581442177.9666 | 581442177.9666 | 6847875 | 4230465 | 2282625 | 1438053.75 | 1209791.25 | 814136.25 | 7557763.3748 | 15115526.7496 | 37788816.8741 | 37329.9667 | 5017.4656 | 6529.3679 | 8681.9068 | 3157.057 | 114.2029 | 170.4521 | 187.4973 | 221.5877 | 277.8369 | 305.6209 | 361.1879 | 114.2029 | 125.6229 | 148.4639 | 186.1511 | 204.7658 | 241.9963 | 1488.96 | 1488.96
Upperdam | 192706550.4118 | 969070296.611 | 969070296.611 | 11413125 | 7050775 | 3804375 | 2396756.25 | 2016318.75 | 1356893.75 | 12596272.2914 | 25192544.5827 | 62981361.4568 | 62216.6112 | 8362.4427 | 10882.2799 | 14469.8447 | 5261.7617 | 190.3382 | 284.0868 | 312.4955 | 369.3128 | 463.0615 | 509.3681 | 601.9798 | 190.3382 | 209.3715 | 247.4398 | 310.2519 | 341.2764 | 403.3271 | 31132.8 | 31132.8
STEP 3
Adjust construction costs
factor * construction costs = rehabilitation costs
| factor | 60%
construction costs? | no - replacement costs | no - replacement costs | no - replacement costs | no - replacement costs | no - replacement costs | no - replacement costs | no - replacement costs | no - replacement costs | no - replacement costs | no - replacement costs | no - replacement costs | no - replacement costs | yes | yes | yes | yes | no - replacement cost | yes | yes | yes | yes | yes | yes | yes | yes | yes | yes | yes | yes | yes | yes | yes
Unit | euro/facility | euro/facility | euro/facility | euro/facility | euro/facility | euro/facility | euro/facility | euro/facility | euro/facility | euro/facility | euro/facility | euro/facility | euro/facility | euro/facility | euro/facility | euro/facility | euro/facility | euro/m | euro/m | euro/m | euro/m | euro/m | euro/m | euro/m | euro/m | euro/m | euro/m | euro/m | euro/m | euro/m | euro/m | euro/m
MaxDam | 154165240.3294 | 775256237.2888 | 775256237.2888 | 9130500 | 5640620 | 3043500 | 1917405 | 1613055 | 1085515 | 10077017.8331 | 20154035.6662 | 50385089.1654 | 29863.9734 | 4013.9725 | 5223.4943 | 6945.5254 | 4209.4094 | 91.3623 | 136.3617 | 149.9978 | 177.2702 | 222.2695 | 244.4967 | 288.9503 | 91.3623 | 100.4983 | 118.7711 | 148.9209 | 163.8127 | 193.597 | 681.8083 | 1090.8933
LowerDam | 115623930.2471 | 581442177.9666 | 581442177.9666 | 6847875 | 4230465 | 2282625 | 1438053.75 | 1209791.25 | 814136.25 | 7557763.3748 | 15115526.7496 | 37788816.8741 | 22397.98 | 3010.4794 | 3917.6208 | 5209.1441 | 3157.057 | 68.5217 | 102.2712 | 112.4984 | 132.9526 | 166.7021 | 183.3725 | 216.7127 | 68.5217 | 75.3737 | 89.0783 | 111.6907 | 122.8595 | 145.1978 | 893.376 | 893.376
Upperdam | 192706550.4118 | 969070296.611 | 969070296.611 | 11413125 | 7050775 | 3804375 | 2396756.25 | 2016318.75 | 1356893.75 | 12596272.2914 | 25192544.5827 | 62981361.4568 | 37329.9667 | 5017.4656 | 6529.3679 | 8681.9068 | 5261.7617 | 114.2029 | 170.4521 | 187.4973 | 221.5877 | 277.8369 | 305.6209 | 361.1879 | 114.2029 | 125.6229 | 148.4639 | 186.1511 | 204.7658 | 241.9963 | 18679.68 | 18679.68
STEP 4
Convert by GDP per capita
GDP ratio
| Portugal - USA | 0.3388
original is USA? | yes | yes | yes | yes | yes | yes | yes | yes | yes | yes | yes | yes | yes | yes | yes | yes | yes | no | no | no | no | no | no | no | no | no | no | no | no | no | no | no
Unit | euro/facility | euro/facility | euro/facility | euro/facility | euro/facility | euro/facility | euro/facility | euro/facility | euro/facility | euro/facility | euro/facility | euro/facility | euro/facility | euro/facility | euro/facility | euro/facility | euro/facility | 114.2029 | 170.4521 | 187.4973 | 221.5877 | 277.8369 | 305.6209 | 361.1879 | 114.2029 | 125.6229 | 148.4639 | 186.1511 | 204.7658 | 241.9963 | 18679.68 | 18679.68
MaxDam | 154165240.3294 | 775256237.2888 | 775256237.2888 | 9130500 | 5640620 | 3043500 | 1917405 | 1613055 | 1085515 | 10077017.8331 | 20154035.6662 | 50385089.1654 | 29863.9734 | 4013.9725 | 5223.4943 | 6945.5254 | 4209.4094 | 269.6644 | 402.4843 | 442.7327 | 523.2295 | 656.0493 | 721.655 | 852.8639 | 269.6644 | 296.6302 | 350.564 | 439.554 | 483.5085 | 571.4198 | 2012.4213 | 3219.874
LowerDam | 115623930.2471 | 581442177.9666 | 581442177.9666 | 6847875 | 4230465 | 2282625 | 1438053.75 | 1209791.25 | 814136.25 | 7557763.3748 | 15115526.7496 | 37788816.8741 | 22397.98 | 3010.4794 | 3917.6208 | 5209.1441 | 3157.057 | 202.2483 | 301.8632 | 332.0495 | 392.4221 | 492.037 | 541.2412 | 639.6479 | 202.2483 | 222.4726 | 262.923 | 329.6655 | 362.6314 | 428.5648 | 2636.8831 | 2636.8831
Upperdam | 192706550.4118 | 969070296.611 | 969070296.611 | 11413125 | 7050775 | 3804375 | 2396756.25 | 2016318.75 | 1356893.75 | 12596272.2914 | 25192544.5827 | 62981361.4568 | 37329.9667 | 5017.4656 | 6529.3679 | 8681.9068 | 5261.7617 | 337.0806 | 503.1053 | 553.4158 | 654.0369 | 820.0617 | 902.0687 | 1066.0799 | 337.0806 | 370.7877 | 438.205 | 549.4425 | 604.3856 | 714.2747 | 55134.8288 | 55134.8288